COM-HVAC-FS-22.24 | Com ¦ Small Packaged Heat Pump (SEER 16) - Fuel Sub - Hot-Dry ¦ PG&E ¦ Hot-Dry | Com ¦ Small Packaged Heat Pump (SEER 16) - Fuel Sub - Hot-Dry | PG&E ¦ Hot-Dry | PG&E | All | Electric & Gas | SEER16 Heat Pump, <65 kbtuh, NR | Efficient | 0 | Conventional | HVAC | Com - Warehouse | Com | ROB Only | 1 | 1000 sqft2 of floor space | Cap-Tons | 15 | DEER:HVAC_Split-Package_HP | 169 | 0 | -79.6 | SWHC046-02 | 1357 | 2021 | 0 | 679.11 | 2021 | 0 | -11.62 | SWHC046-02 | Com Central HVAC (Small) - Fuel Sub - Hot-Dry ¦ PG&E ¦ Hot-Dry | Com Central HVAC (Small) - Fuel Sub - Hot-Dry | 0.0046728 | 1 | 0 | CBSA 2014, adjusted to reflect new efficiencies | 596.9943 | 2032 | 1 | SWHC046-02
COM-HVAC-FS-22.25 | Com ¦ Small Packaged Heat Pump (SEER 16) - Fuel Sub - Cold ¦ PG&E ¦ Cold | Com ¦ Small Packaged Heat Pump (SEER 16) - Fuel Sub - Cold | PG&E ¦ Cold | PG&E | All | Electric & Gas | SEER16 Heat Pump, <65 kbtuh, NR | Efficient | 0 | Conventional | HVAC | Com - College | Com | ROB Only | 1 | 1000 sqft2 of floor space | Cap-Tons | 15 | DEER:HVAC_Split-Package_HP | 380.604 | 0 | -92.6695 | SWHC046-02 | 1357 | 2021 | 0 | 679.11 | 2021 | 0 | -11.62 | SWHC046-02 | Com Central HVAC (Small) - Fuel Sub - Cold ¦ PG&E ¦ Cold | Com Central HVAC (Small) - Fuel Sub - Cold | 0.020331 | 1 | 0 | CBSA 2014, adjusted to reflect new efficiencies | 40.5538 | 2032 | 1 | SWHC046-02
COM-HVAC-FS-22.26 | Com ¦ Small Packaged Heat Pump (SEER 16) - Fuel Sub - Cold ¦ PG&E ¦ Cold | Com ¦ Small Packaged Heat Pump (SEER 16) - Fuel Sub - Cold | PG&E ¦ Cold | PG&E | All | Electric & Gas | SEER16 Heat Pump, <65 kbtuh, NR | Efficient | 0 | Conventional | HVAC | Com - Grocery | Com | ROB Only | 1 | 1000 sqft2 of floor space | Cap-Tons | 15 | DEER:HVAC_Split-Package_HP | 1495 | 0 | -331.5 | SWHC046-02 | 1357 | 2021 | 0 | 679.11 | 2021 | 0 | -11.62 | SWHC046-02 | Com Central HVAC (Small) - Fuel Sub - Cold ¦ PG&E ¦ Cold | Com Central HVAC (Small) - Fuel Sub - Cold | 0.033922 | 1 | 0 | CBSA 2014, adjusted to reflect new efficiencies | 664.3809 | 2032 | 1 | SWHC046-02
COM-HVAC-FS-22.27 | Com ¦ Small Packaged Heat Pump (SEER 16) - Fuel Sub - Cold ¦ PG&E ¦ Cold | Com ¦ Small Packaged Heat Pump (SEER 16) - Fuel Sub - Cold | PG&E ¦ Cold | PG&E | All | Electric & Gas | SEER16 Heat Pump, <65 kbtuh, NR | Efficient | 0 | Conventional | HVAC | Com - Health | Com | ROB Only | 1 | 1000 sqft2 of floor space | Cap-Tons | 15 | DEER:HVAC_Split-Package_HP | 263.84 | 0 | -128.9495 | SWHC046-02 | 1357 | 2021 | 0 | 679.11 | 2021 | 0 | -11.62 | SWHC046-02 | Com Central HVAC (Small) - Fuel Sub - Cold ¦ PG&E ¦ Cold | Com Central HVAC (Small) - Fuel Sub - Cold | 0.030022 | 1 | 0 | CBSA 2014, adjusted to reflect new efficiencies | 300.5886 | 2032 | 1 | SWHC046-02
COM-HVAC-FS-22.28 | Com ¦ Small Packaged Heat Pump (SEER 16) - Fuel Sub - Cold ¦ PG&E ¦ Cold | Com ¦ Small Packaged Heat Pump (SEER 16) - Fuel Sub - Cold | PG&E ¦ Cold | PG&E | All | Electric & Gas | SEER16 Heat Pump, <65 kbtuh, NR | Efficient | 0 | Conventional | HVAC | Com - Lodging | Com | ROB Only | 1 | 1000 sqft2 of floor space | Cap-Tons | 15 | DEER:HVAC_Split-Package_HP | 1010.469 | 0 | -210.3596 | SWHC046-02 | 1357 | 2021 | 0 | 679.11 | 2021 | 0 | -11.62 | SWHC046-02 | Com Central HVAC (Small) - Fuel Sub - Cold ¦ PG&E ¦ Cold | Com Central HVAC (Small) - Fuel Sub - Cold | 0.016003 | 1 | 0 | CBSA 2014, adjusted to reflect new efficiencies | 1546.5762 | 2032 | 1 | SWHC046-02
COM-HVAC-FS-22.29 | Com ¦ Small Packaged Heat Pump (SEER 16) - Fuel Sub - Cold ¦ PG&E ¦ Cold | Com ¦ Small Packaged Heat Pump (SEER 16) - Fuel Sub - Cold | PG&E ¦ Cold | PG&E | All | Electric & Gas | SEER16 Heat Pump, <65 kbtuh, NR | Efficient | 0 | Conventional | HVAC | Com - Office (Large) | Com | ROB Only | 1 | 1000 sqft2 of floor space | Cap-Tons | 15 | DEER:HVAC_Split-Package_HP | -30.15 | 0 | -24.4 | SWHC046-02 | 1357 | 2021 | 0 | 679.11 | 2021 | 0 | -11.62 | SWHC046-02 | Com Central HVAC (Small) - Fuel Sub - Cold ¦ PG&E ¦ Cold | Com Central HVAC (Small) - Fuel Sub - Cold | 0.021319 | 1 | 0 | CBSA 2014, adjusted to reflect new efficiencies | 84.9003 | 2032 | 1 | SWHC046-02
COM-HVAC-FS-22.30 | Com ¦ Small Packaged Heat Pump (SEER 16) - Fuel Sub - Cold ¦ PG&E ¦ Cold | Com ¦ Small Packaged Heat Pump (SEER 16) - Fuel Sub - Cold | PG&E ¦ Cold | PG&E | All | Electric & Gas | SEER16 Heat Pump, <65 kbtuh, NR | Efficient | 0 | Conventional | HVAC | Com - Office (Small) | Com | ROB Only | 1 | 1000 sqft2 of floor space | Cap-Tons | 15 | DEER:HVAC_Split-Package_HP | 165.5 | 0 | -49.4 | SWHC046-02 | 1357 | 2021 | 0 | 679.11 | 2021 | 0 | -11.62 | SWHC046-02 | Com Central HVAC (Small) - Fuel Sub - Cold ¦ PG&E ¦ Cold | Com Central HVAC (Small) - Fuel Sub - Cold | 0.024933 | 1 | 0 | CBSA 2014, adjusted to reflect new efficiencies | 44.0515 | 2032 | 1 | SWHC046-02
COM-HVAC-FS-22.31 | Com ¦ Small Packaged Heat Pump (SEER 16) - Fuel Sub - Cold ¦ PG&E ¦ Cold | Com ¦ Small Packaged Heat Pump (SEER 16) - Fuel Sub - Cold | PG&E ¦ Cold | PG&E | All | Electric & Gas | SEER16 Heat Pump, <65 kbtuh, NR | Efficient | 0 | Conventional | HVAC | Com - Other | Com | ROB Only | 1 | 1000 sqft2 of floor space | Cap-Tons | 15 | DEER:HVAC_Split-Package_HP | 783 | 0 | -172 | SWHC046-02 | 1357 | 2021 | 0 | 679.11 | 2021 | 0 | -11.62 | SWHC046-02 | Com Central HVAC (Small) - Fuel Sub - Cold ¦ PG&E ¦ Cold | Com Central HVAC (Small) - Fuel Sub - Cold | 0.0353 | 1 | 0 | CBSA 2014, adjusted to reflect new efficiencies | 383.935 | 2032 | 1 | SWHC046-02
COM-HVAC-FS-22.33 | Com ¦ Small Packaged Heat Pump (SEER 16) - Fuel Sub - Cold ¦ PG&E ¦ Cold | Com ¦ Small Packaged Heat Pump (SEER 16) - Fuel Sub - Cold | PG&E ¦ Cold | PG&E | All | Electric & Gas | SEER16 Heat Pump, <65 kbtuh, NR | Efficient | 0 | Conventional | HVAC | Com - Restaurant | Com | ROB Only | 1 | 1000 sqft2 of floor space | Cap-Tons | 15 | DEER:HVAC_Split-Package_HP | 484.6411 | 0 | -140.5022 | SWHC046-02 | 1357 | 2021 | 0 | 679.11 | 2021 | 0 | -11.62 | SWHC046-02 | Com Central HVAC (Small) - Fuel Sub - Cold ¦ PG&E ¦ Cold | Com Central HVAC (Small) - Fuel Sub - Cold | 0.036027 | 1 | 0 | CBSA 2014, adjusted to reflect new efficiencies | 26.1143 | 2032 | 1 | SWHC046-02
COM-HVAC-FS-22.34 | Com ¦ Small Packaged Heat Pump (SEER 16) - Fuel Sub - Cold ¦ PG&E ¦ Cold | Com ¦ Small Packaged Heat Pump (SEER 16) - Fuel Sub - Cold | PG&E ¦ Cold | PG&E | All | Electric & Gas | SEER16 Heat Pump, <65 kbtuh, NR | Efficient | 0 | Conventional | HVAC | Com - Retail | Com | ROB Only | 1 | 1000 sqft2 of floor space | Cap-Tons | 15 | DEER:HVAC_Split-Package_HP | 410.9137 | 0 | -114.1883 | SWHC046-02 | 1357 | 2021 | 0 | 679.11 | 2021 | 0 | -11.62 | SWHC046-02 | Com Central HVAC (Small) - Fuel Sub - Cold ¦ PG&E ¦ Cold | Com Central HVAC (Small) - Fuel Sub - Cold | 0.015015 | 1 | 0 | CBSA 2014, adjusted to reflect new efficiencies | 17099.689 | 2032 | 1 | SWHC046-02
COM-HVAC-FS-22.35 | Com ¦ Small Packaged Heat Pump (SEER 16) - Fuel Sub - Cold ¦ PG&E ¦ Cold | Com ¦ Small Packaged Heat Pump (SEER 16) - Fuel Sub - Cold | PG&E ¦ Cold | PG&E | All | Electric & Gas | SEER16 Heat Pump, <65 kbtuh, NR | Efficient | 0 | Conventional | HVAC | Com - School | Com | ROB Only | 1 | 1000 sqft2 of floor space | Cap-Tons | 15 | DEER:HVAC_Split-Package_HP | 494.5432 | 0 | -96.149 | SWHC046-02 | 1357 | 2021 | 0 | 679.11 | 2021 | 0 | -11.62 | SWHC046-02 | Com Central HVAC (Small) - Fuel Sub - Cold ¦ PG&E ¦ Cold | Com Central HVAC (Small) - Fuel Sub - Cold | 0.0228 | 1 | 0 | CBSA 2014, adjusted to reflect new efficiencies | 53.3494 | 2032 | 1 | SWHC046-02
COM-HVAC-FS-22.36 | Com ¦ Small Packaged Heat Pump (SEER 16) - Fuel Sub - Cold ¦ PG&E ¦ Cold | Com ¦ Small Packaged Heat Pump (SEER 16) - Fuel Sub - Cold | PG&E ¦ Cold | PG&E | All | Electric & Gas | SEER16 Heat Pump, <65 kbtuh, NR | Efficient | 0 | Conventional | HVAC | Com - Warehouse | Com | ROB Only | 1 | 1000 sqft2 of floor space | Cap-Tons | 15 | DEER:HVAC_Split-Package_HP | 827 | 0 | -152 | SWHC046-02 | 1357 | 2021 | 0 | 679.11 | 2021 | 0 | -11.62 | SWHC046-02 | Com Central HVAC (Small) - Fuel Sub - Cold ¦ PG&E ¦ Cold | Com Central HVAC (Small) - Fuel Sub - Cold | 0.0046728 | 1 | 0 | CBSA 2014, adjusted to reflect new efficiencies | 1102.4908 | 2032 | 1 | SWHC046-02
COM-HVAC-FS-22.37 | Com ¦ Small Packaged Heat Pump (SEER 16) - Fuel Sub - Marine ¦ SCG ¦ Marine | Com ¦ Small Packaged Heat Pump (SEER 16) - Fuel Sub - Marine | SCG ¦ Marine | SCG | All | Electric & Gas | SEER16 Heat Pump, <65 kbtuh, NR | Efficient | 0 | Conventional | HVAC | Com - College | Com | ROB Only | 1 | 1000 sqft2 of floor space | Cap-Tons | 15 | DEER:HVAC_Split-Package_HP | -162.6608 | 0 | -12.4101 | SWHC046-02 | 1357 | 2021 | 0 | 679.11 | 2021 | 0 | -11.62 | SWHC046-02 | Com Central HVAC (Small) - Fuel Sub - Marine ¦ SCG ¦ Marine | Com Central HVAC (Small) - Fuel Sub - Marine | 0.022689 | 1 | 0 | CBSA 2014, adjusted to reflect new efficiencies | 12.6921 | 2032 | 1 | SWHC046-02
COM-HVAC-FS-22.38 | Com ¦ Small Packaged Heat Pump (SEER 16) - Fuel Sub - Marine ¦ SCG ¦ Marine | Com ¦ Small Packaged Heat Pump (SEER 16) - Fuel Sub - Marine | SCG ¦ Marine | SCG | All | Electric & Gas | SEER16 Heat Pump, <65 kbtuh, NR | Efficient | 0 | Conventional | HVAC | Com - Grocery | Com | ROB Only | 1 | 1000 sqft2 of floor space | Cap-Tons | 15 | DEER:HVAC_Split-Package_HP | -124.5 | 0 | -80.6 | SWHC046-02 | 1357 | 2021 | 0 | 679.11 | 2021 | 0 | -11.62 | SWHC046-02 | Com Central HVAC (Small) - Fuel Sub - Marine ¦ SCG ¦ Marine | Com Central HVAC (Small) - Fuel Sub - Marine | 0.040359 | 1 | 0 | CBSA 2014, adjusted to reflect new efficiencies | 172.2645 | 2032 | 1 | SWHC046-02
COM-HVAC-FS-22.39 | Com ¦ Small Packaged Heat Pump (SEER 16) - Fuel Sub - Marine ¦ SCG ¦ Marine | Com ¦ Small Packaged Heat Pump (SEER 16) - Fuel Sub - Marine | SCG ¦ Marine | SCG | All | Electric & Gas | SEER16 Heat Pump, <65 kbtuh, NR | Efficient | 0 | Conventional | HVAC | Com - Health | Com | ROB Only | 1 | 1000 sqft2 of floor space | Cap-Tons | 15 | DEER:HVAC_Split-Package_HP | -373.4684 | 0 | -22.4855 | SWHC046-02 | 1357 | 2021 | 0 | 679.11 | 2021 | 0 | -11.62 | SWHC046-02 | Com Central HVAC (Small) - Fuel Sub - Marine ¦ SCG ¦ Marine | Com Central HVAC (Small) - Fuel Sub - Marine | 0.032178 | 1 | 0 | CBSA 2014, adjusted to reflect new efficiencies | 58.6323 | 2032 | 1 | SWHC046-02
COM-HVAC-FS-22.40 | Com ¦ Small Packaged Heat Pump (SEER 16) - Fuel Sub - Marine ¦ SCG ¦ Marine | Com ¦ Small Packaged Heat Pump (SEER 16) - Fuel Sub - Marine | SCG ¦ Marine | SCG | All | Electric & Gas | SEER16 Heat Pump, <65 kbtuh, NR | Efficient | 0 | Conventional | HVAC | Com - Lodging | Com | ROB Only | 1 | 1000 sqft2 of floor space | Cap-Tons | 15 | DEER:HVAC_Split-Package_HP | -186.8129 | 0 | -41.9025 | SWHC046-02 | 1357 | 2021 | 0 | 679.11 | 2021 | 0 | -11.62 | SWHC046-02 | Com Central HVAC (Small) - Fuel Sub - Marine ¦ SCG ¦ Marine | Com Central HVAC (Small) - Fuel Sub - Marine | 0.018069 | 1 | 0 | CBSA 2014, adjusted to reflect new efficiencies | 329.4005 | 2032 | 1 | SWHC046-02
COM-HVAC-FS-22.41 | Com ¦ Small Packaged Heat Pump (SEER 16) - Fuel Sub - Marine ¦ SCG ¦ Marine | Com ¦ Small Packaged Heat Pump (SEER 16) - Fuel Sub - Marine | SCG ¦ Marine | SCG | All | Electric & Gas | SEER16 Heat Pump, <65 kbtuh, NR | Efficient | 0 | Conventional | HVAC | Com - Office (Large) | Com | ROB Only | 1 | 1000 sqft2 of floor space | Cap-Tons | 15 | DEER:HVAC_Split-Package_HP | -189.5 | 0 | -0.948 | SWHC046-02 | 1357 | 2021 | 0 | 679.11 | 2021 | 0 | -11.62 | SWHC046-02 | Com Central HVAC (Small) - Fuel Sub - Marine ¦ SCG ¦ Marine | Com Central HVAC (Small) - Fuel Sub - Marine | 0.023953 | 1 | 0 | CBSA 2014, adjusted to reflect new efficiencies | 6.2477 | 2032 | 1 | SWHC046-02
COM-HVAC-FS-22.42 | Com ¦ Small Packaged Heat Pump (SEER 16) - Fuel Sub - Marine ¦ SCG ¦ Marine | Com ¦ Small Packaged Heat Pump (SEER 16) - Fuel Sub - Marine | SCG ¦ Marine | SCG | All | Electric & Gas | SEER16 Heat Pump, <65 kbtuh, NR | Efficient | 0 | Conventional | HVAC | Com - Office (Small) | Com | ROB Only | 1 | 1000 sqft2 of floor space | Cap-Tons | 15 | DEER:HVAC_Split-Package_HP | -165 | 0 | -5.55 | SWHC046-02 | 1357 | 2021 | 0 | 679.11 | 2021 | 0 | -11.62 | SWHC046-02 | Com Central HVAC (Small) - Fuel Sub - Marine ¦ SCG ¦ Marine | Com Central HVAC (Small) - Fuel Sub - Marine | 0.027176 | 1 | 0 | CBSA 2014, adjusted to reflect new efficiencies | 9.7274 | 2032 | 1 | SWHC046-02
COM-HVAC-FS-22.43 | Com ¦ Small Packaged Heat Pump (SEER 16) - Fuel Sub - Marine ¦ SCG ¦ Marine | Com ¦ Small Packaged Heat Pump (SEER 16) - Fuel Sub - Marine | SCG ¦ Marine | SCG | All | Electric & Gas | SEER16 Heat Pump, <65 kbtuh, NR | Efficient | 0 | Conventional | HVAC | Com - Other | Com | ROB Only | 1 | 1000 sqft2 of floor space | Cap-Tons | 15 | DEER:HVAC_Split-Package_HP | -130 | 0 | -25 | SWHC046-02 | 1357 | 2021 | 0 | 679.11 | 2021 | 0 | -11.62 | SWHC046-02 | Com Central HVAC (Small) - Fuel Sub - Marine ¦ SCG ¦ Marine | Com Central HVAC (Small) - Fuel Sub - Marine | 0.038925 | 1 | 0 | CBSA 2014, adjusted to reflect new efficiencies | 70.0997 | 2032 | 1 | SWHC046-02
COM-HVAC-FS-22.45 | Com ¦ Small Packaged Heat Pump (SEER 16) - Fuel Sub - Marine ¦ SCG ¦ Marine | Com ¦ Small Packaged Heat Pump (SEER 16) - Fuel Sub - Marine | SCG ¦ Marine | SCG | All | Electric & Gas | SEER16 Heat Pump, <65 kbtuh, NR | Efficient | 0 | Conventional | HVAC | Com - Restaurant | Com | ROB Only | 1 | 1000 sqft2 of floor space | Cap-Tons | 15 | DEER:HVAC_Split-Package_HP | -170.1253 | 0 | -11.7207 | SWHC046-02 | 1357 | 2021 | 0 | 679.11 | 2021 | 0 | -11.62 | SWHC046-02 | Com Central HVAC (Small) - Fuel Sub - Marine ¦ SCG ¦ Marine | Com Central HVAC (Small) - Fuel Sub - Marine | 0.039657 | 1 | 0 | CBSA 2014, adjusted to reflect new efficiencies | 6.4703 | 2032 | 1 | SWHC046-02
COM-HVAC-FS-22.46 | Com ¦ Small Packaged Heat Pump (SEER 16) - Fuel Sub - Marine ¦ SCG ¦ Marine | Com ¦ Small Packaged Heat Pump (SEER 16) - Fuel Sub - Marine | SCG ¦ Marine | SCG | All | Electric & Gas | SEER16 Heat Pump, <65 kbtuh, NR | Efficient | 0 | Conventional | HVAC | Com - Retail | Com | ROB Only | 1 | 1000 sqft2 of floor space | Cap-Tons | 15 | DEER:HVAC_Split-Package_HP | -213.5296 | 0 | -11.8403 | SWHC046-02 | 1357 | 2021 | 0 | 679.11 | 2021 | 0 | -11.62 | SWHC046-02 | Com Central HVAC (Small) - Fuel Sub - Marine ¦ SCG ¦ Marine | Com Central HVAC (Small) - Fuel Sub - Marine | 0.016778 | 1 | 0 | CBSA 2014, adjusted to reflect new efficiencies | 1797.7569 | 2032 | 1 | SWHC046-02
COM-HVAC-FS-22.47 | Com ¦ Small Packaged Heat Pump (SEER 16) - Fuel Sub - Marine ¦ SCG ¦ Marine | Com ¦ Small Packaged Heat Pump (SEER 16) - Fuel Sub - Marine | SCG ¦ Marine | SCG | All | Electric & Gas | SEER16 Heat Pump, <65 kbtuh, NR | Efficient | 0 | Conventional | HVAC | Com - School | Com | ROB Only | 1 | 1000 sqft2 of floor space | Cap-Tons | 15 | DEER:HVAC_Split-Package_HP | -70.5949 | 0 | -12.1639 | SWHC046-02 | 1357 | 2021 | 0 | 679.11 | 2021 | 0 | -11.62 | SWHC046-02 | Com Central HVAC (Small) - Fuel Sub - Marine ¦ SCG ¦ Marine | Com Central HVAC (Small) - Fuel Sub - Marine | 0.027322 | 1 | 0 | CBSA 2014, adjusted to reflect new efficiencies | 14.0639 | 2032 | 1 | SWHC046-02
COM-HVAC-FS-22.48 | Com ¦ Small Packaged Heat Pump (SEER 16) - Fuel Sub - Marine ¦ SCG ¦ Marine | Com ¦ Small Packaged Heat Pump (SEER 16) - Fuel Sub - Marine | SCG ¦ Marine | SCG | All | Electric & Gas | SEER16 Heat Pump, <65 kbtuh, NR | Efficient | 0 | Conventional | HVAC | Com - Warehouse | Com | ROB Only | 1 | 1000 sqft2 of floor space | Cap-Tons | 15 | DEER:HVAC_Split-Package_HP | -53.85 | 0 | -34.2 | SWHC046-02 | 1357 | 2021 | 0 | 679.11 | 2021 | 0 | -11.62 | SWHC046-02 | Com Central HVAC (Small) - Fuel Sub - Marine ¦ SCG ¦ Marine | Com Central HVAC (Small) - Fuel Sub - Marine | 0.0051386 | 1 | 0 | CBSA 2014, adjusted to reflect new efficiencies | 265.9011 | 2032 | 1 | SWHC046-02
COM-HVAC-FS-22.49 | Com ¦ Small Packaged Heat Pump (SEER 16) - Fuel Sub - Hot-Dry ¦ SCG ¦ Hot-Dry | Com ¦ Small Packaged Heat Pump (SEER 16) - Fuel Sub - Hot-Dry | SCG ¦ Hot-Dry | SCG | All | Electric & Gas | SEER16 Heat Pump, <65 kbtuh, NR | Efficient | 0 | Conventional | HVAC | Com - College | Com | ROB Only | 1 | 1000 sqft2 of floor space | Cap-Tons | 15 | DEER:HVAC_Split-Package_HP | -192.9304 | 0 | -13.1859 | SWHC046-02 | 1357 | 2021 | 0 | 679.11 | 2021 | 0 | -11.62 | SWHC046-02 | Com Central HVAC (Small) - Fuel Sub - Hot-Dry ¦ SCG ¦ Hot-Dry | Com Central HVAC (Small) - Fuel Sub - Hot-Dry | 0.022689 | 1 | 0 | CBSA 2014, adjusted to reflect new efficiencies | 14.1688 | 2032 | 1 | SWHC046-02
COM-HVAC-FS-22.50 | Com ¦ Small Packaged Heat Pump (SEER 16) - Fuel Sub - Hot-Dry ¦ SCG ¦ Hot-Dry | Com ¦ Small Packaged Heat Pump (SEER 16) - Fuel Sub - Hot-Dry | SCG ¦ Hot-Dry | SCG | All | Electric & Gas | SEER16 Heat Pump, <65 kbtuh, NR | Efficient | 0 | Conventional | HVAC | Com - Grocery | Com | ROB Only | 1 | 1000 sqft2 of floor space | Cap-Tons | 15 | DEER:HVAC_Split-Package_HP | -199.5 | 0 | -84.8 | SWHC046-02 | 1357 | 2021 | 0 | 679.11 | 2021 | 0 | -11.62 | SWHC046-02 | Com Central HVAC (Small) - Fuel Sub - Hot-Dry ¦ SCG ¦ Hot-Dry | Com Central HVAC (Small) - Fuel Sub - Hot-Dry | 0.040359 | 1 | 0 | CBSA 2014, adjusted to reflect new efficiencies | 182.7473 | 2032 | 1 | SWHC046-02
COM-HVAC-FS-22.51 | Com ¦ Small Packaged Heat Pump (SEER 16) - Fuel Sub - Hot-Dry ¦ SCG ¦ Hot-Dry | Com ¦ Small Packaged Heat Pump (SEER 16) - Fuel Sub - Hot-Dry | SCG ¦ Hot-Dry | SCG | All | Electric & Gas | SEER16 Heat Pump, <65 kbtuh, NR | Efficient | 0 | Conventional | HVAC | Com - Health | Com | ROB Only | 1 | 1000 sqft2 of floor space | Cap-Tons | 15 | DEER:HVAC_Split-Package_HP | -382.9612 | 0 | -25.6229 | SWHC046-02 | 1357 | 2021 | 0 | 679.11 | 2021 | 0 | -11.62 | SWHC046-02 | Com Central HVAC (Small) - Fuel Sub - Hot-Dry ¦ SCG ¦ Hot-Dry | Com Central HVAC (Small) - Fuel Sub - Hot-Dry | 0.032178 | 1 | 0 | CBSA 2014, adjusted to reflect new efficiencies | 66.1816 | 2032 | 1 | SWHC046-02
COM-HVAC-FS-22.52 | Com ¦ Small Packaged Heat Pump (SEER 16) - Fuel Sub - Hot-Dry ¦ SCG ¦ Hot-Dry | Com ¦ Small Packaged Heat Pump (SEER 16) - Fuel Sub - Hot-Dry | SCG ¦ Hot-Dry | SCG | All | Electric & Gas | SEER16 Heat Pump, <65 kbtuh, NR | Efficient | 0 | Conventional | HVAC | Com - Lodging | Com | ROB Only | 1 | 1000 sqft2 of floor space | Cap-Tons | 15 | DEER:HVAC_Split-Package_HP | -241.3364 | 0 | -40.2704 | SWHC046-02 | 1357 | 2021 | 0 | 679.11 | 2021 | 0 | -11.62 | SWHC046-02 | Com Central HVAC (Small) - Fuel Sub - Hot-Dry ¦ SCG ¦ Hot-Dry | Com Central HVAC (Small) - Fuel Sub - Hot-Dry | 0.018069 | 1 | 0 | CBSA 2014, adjusted to reflect new efficiencies | 319.9671 | 2032 | 1 | SWHC046-02
COM-HVAC-FS-22.53 | Com ¦ Small Packaged Heat Pump (SEER 16) - Fuel Sub - Hot-Dry ¦ SCG ¦ Hot-Dry | Com ¦ Small Packaged Heat Pump (SEER 16) - Fuel Sub - Hot-Dry | SCG ¦ Hot-Dry | SCG | All | Electric & Gas | SEER16 Heat Pump, <65 kbtuh, NR | Efficient | 0 | Conventional | HVAC | Com - Office (Large) | Com | ROB Only | 1 | 1000 sqft2 of floor space | Cap-Tons | 15 | DEER:HVAC_Split-Package_HP | -210.5 | 0 | -1.48 | SWHC046-02 | 1357 | 2021 | 0 | 679.11 | 2021 | 0 | -11.62 | SWHC046-02 | Com Central HVAC (Small) - Fuel Sub - Hot-Dry ¦ SCG ¦ Hot-Dry | Com Central HVAC (Small) - Fuel Sub - Hot-Dry | 0.023953 | 1 | 0 | CBSA 2014, adjusted to reflect new efficiencies | 8.4173 | 2032 | 1 | SWHC046-02
COM-HVAC-FS-22.54 | Com ¦ Small Packaged Heat Pump (SEER 16) - Fuel Sub - Hot-Dry ¦ SCG ¦ Hot-Dry | Com ¦ Small Packaged Heat Pump (SEER 16) - Fuel Sub - Hot-Dry | SCG ¦ Hot-Dry | SCG | All | Electric & Gas | SEER16 Heat Pump, <65 kbtuh, NR | Efficient | 0 | Conventional | HVAC | Com - Office (Small) | Com | ROB Only | 1 | 1000 sqft2 of floor space | Cap-Tons | 15 | DEER:HVAC_Split-Package_HP | -185 | 0 | -6.68 | SWHC046-02 | 1357 | 2021 | 0 | 679.11 | 2021 | 0 | -11.62 | SWHC046-02 | Com Central HVAC (Small) - Fuel Sub - Hot-Dry ¦ SCG ¦ Hot-Dry | Com Central HVAC (Small) - Fuel Sub - Hot-Dry | 0.027176 | 1 | 0 | CBSA 2014, adjusted to reflect new efficiencies | 11.3541 | 2032 | 1 | SWHC046-02
COM-HVAC-FS-22.55 | Com ¦ Small Packaged Heat Pump (SEER 16) - Fuel Sub - Hot-Dry ¦ SCG ¦ Hot-Dry | Com ¦ Small Packaged Heat Pump (SEER 16) - Fuel Sub - Hot-Dry | SCG ¦ Hot-Dry | SCG | All | Electric & Gas | SEER16 Heat Pump, <65 kbtuh, NR | Efficient | 0 | Conventional | HVAC | Com - Other | Com | ROB Only | 1 | 1000 sqft2 of floor space | Cap-Tons | 15 | DEER:HVAC_Split-Package_HP | -178 | 0 | -24.5 | SWHC046-02 | 1357 | 2021 | 0 | 679.11 | 2021 | 0 | -11.62 | SWHC046-02 | Com Central HVAC (Small) - Fuel Sub - Hot-Dry ¦ SCG ¦ Hot-Dry | Com Central HVAC (Small) - Fuel Sub - Hot-Dry | 0.038925 | 1 | 0 | CBSA 2014, adjusted to reflect new efficiencies | 71.6645 | 2032 | 1 | SWHC046-02
COM-HVAC-FS-22.57 | Com ¦ Small Packaged Heat Pump (SEER 16) - Fuel Sub - Hot-Dry ¦ SCG ¦ Hot-Dry | Com ¦ Small Packaged Heat Pump (SEER 16) - Fuel Sub - Hot-Dry | SCG ¦ Hot-Dry | SCG | All | Electric & Gas | SEER16 Heat Pump, <65 kbtuh, NR | Efficient | 0 | Conventional | HVAC | Com - Restaurant | Com | ROB Only | 1 | 1000 sqft2 of floor space | Cap-Tons | 15 | DEER:HVAC_Split-Package_HP | -236.9996 | 0 | -12.6233 | SWHC046-02 | 1357 | 2021 | 0 | 679.11 | 2021 | 0 | -11.62 | SWHC046-02 | Com Central HVAC (Small) - Fuel Sub - Hot-Dry ¦ SCG ¦ Hot-Dry | Com Central HVAC (Small) - Fuel Sub - Hot-Dry | 0.039657 | 1 | 0 | CBSA 2014, adjusted to reflect new efficiencies | 8.0647 | 2032 | 1 | SWHC046-02
COM-HVAC-FS-22.58 | Com ¦ Small Packaged Heat Pump (SEER 16) - Fuel Sub - Hot-Dry ¦ SCG ¦ Hot-Dry | Com ¦ Small Packaged Heat Pump (SEER 16) - Fuel Sub - Hot-Dry | SCG ¦ Hot-Dry | SCG | All | Electric & Gas | SEER16 Heat Pump, <65 kbtuh, NR | Efficient | 0 | Conventional | HVAC | Com - Retail | Com | ROB Only | 1 | 1000 sqft2 of floor space | Cap-Tons | 15 | DEER:HVAC_Split-Package_HP | -284.7421 | 0 | -10.1827 | SWHC046-02 | 1357 | 2021 | 0 | 679.11 | 2021 | 0 | -11.62 | SWHC046-02 | Com Central HVAC (Small) - Fuel Sub - Hot-Dry ¦ SCG ¦ Hot-Dry | Com Central HVAC (Small) - Fuel Sub - Hot-Dry | 0.016778 | 1 | 0 | CBSA 2014, adjusted to reflect new efficiencies | 1555.8154 | 2032 | 1 | SWHC046-02
COM-HVAC-FS-22.59 | Com ¦ Small Packaged Heat Pump (SEER 16) - Fuel Sub - Hot-Dry ¦ SCG ¦ Hot-Dry | Com ¦ Small Packaged Heat Pump (SEER 16) - Fuel Sub - Hot-Dry | SCG ¦ Hot-Dry | SCG | All | Electric & Gas | SEER16 Heat Pump, <65 kbtuh, NR | Efficient | 0 | Conventional | HVAC | Com - School | Com | ROB Only | 1 | 1000 sqft2 of floor space | Cap-Tons | 15 | DEER:HVAC_Split-Package_HP | -95.643 | 0 | -12.0107 | SWHC046-02 | 1357 | 2021 | 0 | 679.11 | 2021 | 0 | -11.62 | SWHC046-02 | Com Central HVAC (Small) - Fuel Sub - Hot-Dry ¦ SCG ¦ Hot-Dry | Com Central HVAC (Small) - Fuel Sub - Hot-Dry | 0.027322 | 1 | 0 | CBSA 2014, adjusted to reflect new efficiencies | 15.3115 | 2032 | 1 | SWHC046-02
COM-HVAC-FS-22.60 | Com ¦ Small Packaged Heat Pump (SEER 16) - Fuel Sub - Hot-Dry ¦ SCG ¦ Hot-Dry | Com ¦ Small Packaged Heat Pump (SEER 16) - Fuel Sub - Hot-Dry | SCG ¦ Hot-Dry | SCG | All | Electric & Gas | SEER16 Heat Pump, <65 kbtuh, NR | Efficient | 0 | Conventional | HVAC | Com - Warehouse | Com | ROB Only | 1 | 1000 sqft2 of floor space | Cap-Tons | 15 | DEER:HVAC_Split-Package_HP | -111 | 0 | -33.6 | SWHC046-02 | 1357 | 2021 | 0 | 679.11 | 2021 | 0 | -11.62 | SWHC046-02 | Com Central HVAC (Small) - Fuel Sub - Hot-Dry ¦ SCG ¦ Hot-Dry | Com Central HVAC (Small) - Fuel Sub - Hot-Dry | 0.0051386 | 1 | 0 | CBSA 2014, adjusted to reflect new efficiencies | 265.556 | 2032 | 1 | SWHC046-02
COM-HVAC-FS-22.61 | Com ¦ Small Packaged Heat Pump (SEER 16) - Fuel Sub - Cold ¦ SCG ¦ Cold | Com ¦ Small Packaged Heat Pump (SEER 16) - Fuel Sub - Cold | SCG ¦ Cold | SCG | All | Electric & Gas | SEER16 Heat Pump, <65 kbtuh, NR | Efficient | 0 | Conventional | HVAC | Com - College | Com | ROB Only | 1 | 1000 sqft2 of floor space | Cap-Tons | 15 | DEER:HVAC_Split-Package_HP | 380.604 | 0 | -92.6695 | SWHC046-02 | 1357 | 2021 | 0 | 679.11 | 2021 | 0 | -11.62 | SWHC046-02 | Com Central HVAC (Small) - Fuel Sub - Cold ¦ SCG ¦ Cold | Com Central HVAC (Small) - Fuel Sub - Cold | 0.022689 | 1 | 0 | CBSA 2014, adjusted to reflect new efficiencies | 40.5538 | 2032 | 1 | SWHC046-02
COM-HVAC-FS-22.62 | Com ¦ Small Packaged Heat Pump (SEER 16) - Fuel Sub - Cold ¦ SCG ¦ Cold | Com ¦ Small Packaged Heat Pump (SEER 16) - Fuel Sub - Cold | SCG ¦ Cold | SCG | All | Electric & Gas | SEER16 Heat Pump, <65 kbtuh, NR | Efficient | 0 | Conventional | HVAC | Com - Grocery | Com | ROB Only | 1 | 1000 sqft2 of floor space | Cap-Tons | 15 | DEER:HVAC_Split-Package_HP | 1495 | 0 | -331.5 | SWHC046-02 | 1357 | 2021 | 0 | 679.11 | 2021 | 0 | -11.62 | SWHC046-02 | Com Central HVAC (Small) - Fuel Sub - Cold ¦ SCG ¦ Cold | Com Central HVAC (Small) - Fuel Sub - Cold | 0.040359 | 1 | 0 | CBSA 2014, adjusted to reflect new efficiencies | 664.3809 | 2032 | 1 | SWHC046-02
COM-HVAC-FS-22.63 | Com ¦ Small Packaged Heat Pump (SEER 16) - Fuel Sub - Cold ¦ SCG ¦ Cold | Com ¦ Small Packaged Heat Pump (SEER 16) - Fuel Sub - Cold | SCG ¦ Cold | SCG | All | Electric & Gas | SEER16 Heat Pump, <65 kbtuh, NR | Efficient | 0 | Conventional | HVAC | Com - Health | Com | ROB Only | 1 | 1000 sqft2 of floor space | Cap-Tons | 15 | DEER:HVAC_Split-Package_HP | 263.84 | 0 | -128.9495 | SWHC046-02 | 1357 | 2021 | 0 | 679.11 | 2021 | 0 | -11.62 | SWHC046-02 | Com Central HVAC (Small) - Fuel Sub - Cold ¦ SCG ¦ Cold | Com Central HVAC (Small) - Fuel Sub - Cold | 0.032178 | 1 | 0 | CBSA 2014, adjusted to reflect new efficiencies | 300.5886 | 2032 | 1 | SWHC046-02
COM-HVAC-FS-22.64 | Com ¦ Small Packaged Heat Pump (SEER 16) - Fuel Sub - Cold ¦ SCG ¦ Cold | Com ¦ Small Packaged Heat Pump (SEER 16) - Fuel Sub - Cold | SCG ¦ Cold | SCG | All | Electric & Gas | SEER16 Heat Pump, <65 kbtuh, NR | Efficient | 0 | Conventional | HVAC | Com - Lodging | Com | ROB Only | 1 | 1000 sqft2 of floor space | Cap-Tons | 15 | DEER:HVAC_Split-Package_HP | 1010.469 | 0 | -210.3596 | SWHC046-02 | 1357 | 2021 | 0 | 679.11 | 2021 | 0 | -11.62 | SWHC046-02 | Com Central HVAC (Small) - Fuel Sub - Cold ¦ SCG ¦ Cold | Com Central HVAC (Small) - Fuel Sub - Cold | 0.018069 | 1 | 0 | CBSA 2014, adjusted to reflect new efficiencies | 1546.5762 | 2032 | 1 | SWHC046-02
COM-HVAC-FS-22.65 | Com ¦ Small Packaged Heat Pump (SEER 16) - Fuel Sub - Cold ¦ SCG ¦ Cold | Com ¦ Small Packaged Heat Pump (SEER 16) - Fuel Sub - Cold | SCG ¦ Cold | SCG | All | Electric & Gas | SEER16 Heat Pump, <65 kbtuh, NR | Efficient | 0 | Conventional | HVAC | Com - Office (Large) | Com | ROB Only | 1 | 1000 sqft2 of floor space | Cap-Tons | 15 | DEER:HVAC_Split-Package_HP | -30.15 | 0 | -24.4 | SWHC046-02 | 1357 | 2021 | 0 | 679.11 | 2021 | 0 | -11.62 | SWHC046-02 | Com Central HVAC (Small) - Fuel Sub - Cold ¦ SCG ¦ Cold | Com Central HVAC (Small) - Fuel Sub - Cold | 0.023953 | 1 | 0 | CBSA 2014, adjusted to reflect new efficiencies | 84.9003 | 2032 | 1 | SWHC046-02
COM-HVAC-FS-22.66 | Com ¦ Small Packaged Heat Pump (SEER 16) - Fuel Sub - Cold ¦ SCG ¦ Cold | Com ¦ Small Packaged Heat Pump (SEER 16) - Fuel Sub - Cold | SCG ¦ Cold | SCG | All | Electric & Gas | SEER16 Heat Pump, <65 kbtuh, NR | Efficient | 0 | Conventional | HVAC | Com - Office (Small) | Com | ROB Only | 1 | 1000 sqft2 of floor space | Cap-Tons | 15 | DEER:HVAC_Split-Package_HP | 165.5 | 0 | -49.4 | SWHC046-02 | 1357 | 2021 | 0 | 679.11 | 2021 | 0 | -11.62 | SWHC046-02 | Com Central HVAC (Small) - Fuel Sub - Cold ¦ SCG ¦ Cold | Com Central HVAC (Small) - Fuel Sub - Cold | 0.027176 | 1 | 0 | CBSA 2014, adjusted to reflect new efficiencies | 44.0515 | 2032 | 1 | SWHC046-02
COM-HVAC-FS-22.67 | Com ¦ Small Packaged Heat Pump (SEER 16) - Fuel Sub - Cold ¦ SCG ¦ Cold | Com ¦ Small Packaged Heat Pump (SEER 16) - Fuel Sub - Cold | SCG ¦ Cold | SCG | All | Electric & Gas | SEER16 Heat Pump, <65 kbtuh, NR | Efficient | 0 | Conventional | HVAC | Com - Other | Com | ROB Only | 1 | 1000 sqft2 of floor space | Cap-Tons | 15 | DEER:HVAC_Split-Package_HP | 783 | 0 | -172 | SWHC046-02 | 1357 | 2021 | 0 | 679.11 | 2021 | 0 | -11.62 | SWHC046-02 | Com Central HVAC (Small) - Fuel Sub - Cold ¦ SCG ¦ Cold | Com Central HVAC (Small) - Fuel Sub - Cold | 0.038925 | 1 | 0 | CBSA 2014, adjusted to reflect new efficiencies | 383.935 | 2032 | 1 | SWHC046-02
COM-HVAC-FS-22.69 | Com ¦ Small Packaged Heat Pump (SEER 16) - Fuel Sub - Cold ¦ SCG ¦ Cold | Com ¦ Small Packaged Heat Pump (SEER 16) - Fuel Sub - Cold | SCG ¦ Cold | SCG | All | Electric & Gas | SEER16 Heat Pump, <65 kbtuh, NR | Efficient | 0 | Conventional | HVAC | Com - Restaurant | Com | ROB Only | 1 | 1000 sqft2 of floor space | Cap-Tons | 15 | DEER:HVAC_Split-Package_HP | 484.6411 | 0 | -140.5022 | SWHC046-02 | 1357 | 2021 | 0 | 679.11 | 2021 | 0 | -11.62 | SWHC046-02 | Com Central HVAC (Small) - Fuel Sub - Cold ¦ SCG ¦ Cold | Com Central HVAC (Small) - Fuel Sub - Cold | 0.039657 | 1 | 0 | CBSA 2014, adjusted to reflect new efficiencies | 26.1143 | 2032 | 1 | SWHC046-02
COM-HVAC-FS-22.70 | Com ¦ Small Packaged Heat Pump (SEER 16) - Fuel Sub - Cold ¦ SCG ¦ Cold | Com ¦ Small Packaged Heat Pump (SEER 16) - Fuel Sub - Cold | SCG ¦ Cold | SCG | All | Electric & Gas | SEER16 Heat Pump, <65 kbtuh, NR | Efficient | 0 | Conventional | HVAC | Com - Retail | Com | ROB Only | 1 | 1000 sqft2 of floor space | Cap-Tons | 15 | DEER:HVAC_Split-Package_HP | 410.9137 | 0 | -114.1883 | SWHC046-02 | 1357 | 2021 | 0 | 679.11 | 2021 | 0 | -11.62 | SWHC046-02 | Com Central HVAC (Small) - Fuel Sub - Cold ¦ SCG ¦ Cold | Com Central HVAC (Small) - Fuel Sub - Cold | 0.016778 | 1 | 0 | CBSA 2014, adjusted to reflect new efficiencies | 17099.689 | 2032 | 1 | SWHC046-02
COM-HVAC-FS-22.71 | Com ¦ Small Packaged Heat Pump (SEER 16) - Fuel Sub - Cold ¦ SCG ¦ Cold | Com ¦ Small Packaged Heat Pump (SEER 16) - Fuel Sub - Cold | SCG ¦ Cold | SCG | All | Electric & Gas | SEER16 Heat Pump, <65 kbtuh, NR | Efficient | 0 | Conventional | HVAC | Com - School | Com | ROB Only | 1 | 1000 sqft2 of floor space | Cap-Tons | 15 | DEER:HVAC_Split-Package_HP | 494.5432 | 0 | -96.149 | SWHC046-02 | 1357 | 2021 | 0 | 679.11 | 2021 | 0 | -11.62 | SWHC046-02 | Com Central HVAC (Small) - Fuel Sub - Cold ¦ SCG ¦ Cold | Com Central HVAC (Small) - Fuel Sub - Cold | 0.027322 | 1 | 0 | CBSA 2014, adjusted to reflect new efficiencies | 53.3494 | 2032 | 1 | SWHC046-02
COM-HVAC-FS-22.72 | Com ¦ Small Packaged Heat Pump (SEER 16) - Fuel Sub - Cold ¦ SCG ¦ Cold | Com ¦ Small Packaged Heat Pump (SEER 16) - Fuel Sub - Cold | SCG ¦ Cold | SCG | All | Electric & Gas | SEER16 Heat Pump, <65 kbtuh, NR | Efficient | 0 | Conventional | HVAC | Com - Warehouse | Com | ROB Only | 1 | 1000 sqft2 of floor space | Cap-Tons | 15 | DEER:HVAC_Split-Package_HP | 827 | 0 | -152 | SWHC046-02 | 1357 | 2021 | 0 | 679.11 | 2021 | 0 | -11.62 | SWHC046-02 | Com Central HVAC (Small) - Fuel Sub - Cold ¦ SCG ¦ Cold | Com Central HVAC (Small) - Fuel Sub - Cold | 0.0051386 | 1 | 0 | CBSA 2014, adjusted to reflect new efficiencies | 1102.4908 | 2032 | 1 | SWHC046-02
COM-HVAC-FS-22.73 | Com ¦ Small Packaged Heat Pump (SEER 16) - Fuel Sub - Marine ¦ SDG&E ¦ Marine | Com ¦ Small Packaged Heat Pump (SEER 16) - Fuel Sub - Marine | SDG&E ¦ Marine | SDG&E | All | Electric & Gas | SEER16 Heat Pump, <65 kbtuh, NR | Efficient | 0 | Conventional | HVAC | Com - College | Com | ROB Only | 1 | 1000 sqft2 of floor space | Cap-Tons | 15 | DEER:HVAC_Split-Package_HP | -162.6608 | 0 | -12.4101 | SWHC046-02 | 1357 | 2021 | 0 | 679.11 | 2021 | 0 | -11.62 | SWHC046-02 | Com Central HVAC (Small) - Fuel Sub - Marine ¦ SDG&E ¦ Marine | Com Central HVAC (Small) - Fuel Sub - Marine | 0.022234 | 1 | 0 | CBSA 2014, adjusted to reflect new efficiencies | 12.6921 | 2032 | 1 | SWHC046-02
COM-HVAC-FS-22.74 | Com ¦ Small Packaged Heat Pump (SEER 16) - Fuel Sub - Marine ¦ SDG&E ¦ Marine | Com ¦ Small Packaged Heat Pump (SEER 16) - Fuel Sub - Marine | SDG&E ¦ Marine | SDG&E | All | Electric & Gas | SEER16 Heat Pump, <65 kbtuh, NR | Efficient | 0 | Conventional | HVAC | Com - Grocery | Com | ROB Only | 1 | 1000 sqft2 of floor space | Cap-Tons | 15 | DEER:HVAC_Split-Package_HP | -124.5 | 0 | -80.6 | SWHC046-02 | 1357 | 2021 | 0 | 679.11 | 2021 | 0 | -11.62 | SWHC046-02 | Com Central HVAC (Small) - Fuel Sub - Marine ¦ SDG&E ¦ Marine | Com Central HVAC (Small) - Fuel Sub - Marine | 0.041033 | 1 | 0 | CBSA 2014, adjusted to reflect new efficiencies | 172.2645 | 2032 | 1 | SWHC046-02
COM-HVAC-FS-22.75 | Com ¦ Small Packaged Heat Pump (SEER 16) - Fuel Sub - Marine ¦ SDG&E ¦ Marine | Com ¦ Small Packaged Heat Pump (SEER 16) - Fuel Sub - Marine | SDG&E ¦ Marine | SDG&E | All | Electric & Gas | SEER16 Heat Pump, <65 kbtuh, NR | Efficient | 0 | Conventional | HVAC | Com - Health | Com | ROB Only | 1 | 1000 sqft2 of floor space | Cap-Tons | 15 | DEER:HVAC_Split-Package_HP | -373.4684 | 0 | -22.4855 | SWHC046-02 | 1357 | 2021 | 0 | 679.11 | 2021 | 0 | -11.62 | SWHC046-02 | Com Central HVAC (Small) - Fuel Sub - Marine ¦ SDG&E ¦ Marine | Com Central HVAC (Small) - Fuel Sub - Marine | 0.031998 | 1 | 0 | CBSA 2014, adjusted to reflect new efficiencies | 58.6323 | 2032 | 1 | SWHC046-02
COM-HVAC-FS-22.76 | Com ¦ Small Packaged Heat Pump (SEER 16) - Fuel Sub - Marine ¦ SDG&E ¦ Marine | Com ¦ Small Packaged Heat Pump (SEER 16) - Fuel Sub - Marine | SDG&E ¦ Marine | SDG&E | All | Electric & Gas | SEER16 Heat Pump, <65 kbtuh, NR | Efficient | 0 | Conventional | HVAC | Com - Lodging | Com | ROB Only | 1 | 1000 sqft2 of floor space | Cap-Tons | 15 | DEER:HVAC_Split-Package_HP | -186.8129 | 0 | -41.9025 | SWHC046-02 | 1357 | 2021 | 0 | 679.11 | 2021 | 0 | -11.62 | SWHC046-02 | Com Central HVAC (Small) - Fuel Sub - Marine ¦ SDG&E ¦ Marine | Com Central HVAC (Small) - Fuel Sub - Marine | 0.017903 | 1 | 0 | CBSA 2014, adjusted to reflect new efficiencies | 329.4005 | 2032 | 1 | SWHC046-02
COM-HVAC-FS-22.77 | Com ¦ Small Packaged Heat Pump (SEER 16) - Fuel Sub - Marine ¦ SDG&E ¦ Marine | Com ¦ Small Packaged Heat Pump (SEER 16) - Fuel Sub - Marine | SDG&E ¦ Marine | SDG&E | All | Electric & Gas | SEER16 Heat Pump, <65 kbtuh, NR | Efficient | 0 | Conventional | HVAC | Com - Office (Large) | Com | ROB Only | 1 | 1000 sqft2 of floor space | Cap-Tons | 15 | DEER:HVAC_Split-Package_HP | -189.5 | 0 | -0.948 | SWHC046-02 | 1357 | 2021 | 0 | 679.11 | 2021 | 0 | -11.62 | SWHC046-02 | Com Central HVAC (Small) - Fuel Sub - Marine ¦ SDG&E ¦ Marine | Com Central HVAC (Small) - Fuel Sub - Marine | 0.023374 | 1 | 0 | CBSA 2014, adjusted to reflect new efficiencies | 6.2477 | 2032 | 1 | SWHC046-02
COM-HVAC-FS-22.78 | Com ¦ Small Packaged Heat Pump (SEER 16) - Fuel Sub - Marine ¦ SDG&E ¦ Marine | Com ¦ Small Packaged Heat Pump (SEER 16) - Fuel Sub - Marine | SDG&E ¦ Marine | SDG&E | All | Electric & Gas | SEER16 Heat Pump, <65 kbtuh, NR | Efficient | 0 | Conventional | HVAC | Com - Office (Small) | Com | ROB Only | 1 | 1000 sqft2 of floor space | Cap-Tons | 15 | DEER:HVAC_Split-Package_HP | -165 | 0 | -5.55 | SWHC046-02 | 1357 | 2021 | 0 | 679.11 | 2021 | 0 | -11.62 | SWHC046-02 | Com Central HVAC (Small) - Fuel Sub - Marine ¦ SDG&E ¦ Marine | Com Central HVAC (Small) - Fuel Sub - Marine | 0.028381 | 1 | 0 | CBSA 2014, adjusted to reflect new efficiencies | 9.7274 | 2032 | 1 | SWHC046-02
COM-HVAC-FS-22.79 | Com ¦ Small Packaged Heat Pump (SEER 16) - Fuel Sub - Marine ¦ SDG&E ¦ Marine | Com ¦ Small Packaged Heat Pump (SEER 16) - Fuel Sub - Marine | SDG&E ¦ Marine | SDG&E | All | Electric & Gas | SEER16 Heat Pump, <65 kbtuh, NR | Efficient | 0 | Conventional | HVAC | Com - Other | Com | ROB Only | 1 | 1000 sqft2 of floor space | Cap-Tons | 15 | DEER:HVAC_Split-Package_HP | -130 | 0 | -25 | SWHC046-02 | 1357 | 2021 | 0 | 679.11 | 2021 | 0 | -11.62 | SWHC046-02 | Com Central HVAC (Small) - Fuel Sub - Marine ¦ SDG&E ¦ Marine | Com Central HVAC (Small) - Fuel Sub - Marine | 0.03826 | 1 | 0 | CBSA 2014, adjusted to reflect new efficiencies | 70.0997 | 2032 | 1 | SWHC046-02
COM-HVAC-FS-22.81 | Com ¦ Small Packaged Heat Pump (SEER 16) - Fuel Sub - Marine ¦ SDG&E ¦ Marine | Com ¦ Small Packaged Heat Pump (SEER 16) - Fuel Sub - Marine | SDG&E ¦ Marine | SDG&E | All | Electric & Gas | SEER16 Heat Pump, <65 kbtuh, NR | Efficient | 0 | Conventional | HVAC | Com - Restaurant | Com | ROB Only | 1 | 1000 sqft2 of floor space | Cap-Tons | 15 | DEER:HVAC_Split-Package_HP | -170.1253 | 0 | -11.7207 | SWHC046-02 | 1357 | 2021 | 0 | 679.11 | 2021 | 0 | -11.62 | SWHC046-02 | Com Central HVAC (Small) - Fuel Sub - Marine ¦ SDG&E ¦ Marine | Com Central HVAC (Small) - Fuel Sub - Marine | 0.041427 | 1 | 0 | CBSA 2014, adjusted to reflect new efficiencies | 6.4703 | 2032 | 1 | SWHC046-02
COM-HVAC-FS-22.82 | Com ¦ Small Packaged Heat Pump (SEER 16) - Fuel Sub - Marine ¦ SDG&E ¦ Marine | Com ¦ Small Packaged Heat Pump (SEER 16) - Fuel Sub - Marine | SDG&E ¦ Marine | SDG&E | All | Electric & Gas | SEER16 Heat Pump, <65 kbtuh, NR | Efficient | 0 | Conventional | HVAC | Com - Retail | Com | ROB Only | 1 | 1000 sqft2 of floor space | Cap-Tons | 15 | DEER:HVAC_Split-Package_HP | -213.5296 | 0 | -11.8403 | SWHC046-02 | 1357 | 2021 | 0 | 679.11 | 2021 | 0 | -11.62 | SWHC046-02 | Com Central HVAC (Small) - Fuel Sub - Marine ¦ SDG&E ¦ Marine | Com Central HVAC (Small) - Fuel Sub - Marine | 0.016794 | 1 | 0 | CBSA 2014, adjusted to reflect new efficiencies | 1797.7569 | 2032 | 1 | SWHC046-02
COM-HVAC-FS-22.83 | Com ¦ Small Packaged Heat Pump (SEER 16) - Fuel Sub - Marine ¦ SDG&E ¦ Marine | Com ¦ Small Packaged Heat Pump (SEER 16) - Fuel Sub - Marine | SDG&E ¦ Marine | SDG&E | All | Electric & Gas | SEER16 Heat Pump, <65 kbtuh, NR | Efficient | 0 | Conventional | HVAC | Com - School | Com | ROB Only | 1 | 1000 sqft2 of floor space | Cap-Tons | 15 | DEER:HVAC_Split-Package_HP | -70.5949 | 0 | -12.1639 | SWHC046-02 | 1357 | 2021 | 0 | 679.11 | 2021 | 0 | -11.62 | SWHC046-02 | Com Central HVAC (Small) - Fuel Sub - Marine ¦ SDG&E ¦ Marine | Com Central HVAC (Small) - Fuel Sub - Marine | 0.028241 | 1 | 0 | CBSA 2014, adjusted to reflect new efficiencies | 14.0639 | 2032 | 1 | SWHC046-02
COM-HVAC-FS-22.84 | Com ¦ Small Packaged Heat Pump (SEER 16) - Fuel Sub - Marine ¦ SDG&E ¦ Marine | Com ¦ Small Packaged Heat Pump (SEER 16) - Fuel Sub - Marine | SDG&E ¦ Marine | SDG&E | All | Electric & Gas | SEER16 Heat Pump, <65 kbtuh, NR | Efficient | 0 | Conventional | HVAC | Com - Warehouse | Com | ROB Only | 1 | 1000 sqft2 of floor space | Cap-Tons | 15 | DEER:HVAC_Split-Package_HP | -53.85 | 0 | -34.2 | SWHC046-02 | 1357 | 2021 | 0 | 679.11 | 2021 | 0 | -11.62 | SWHC046-02 | Com Central HVAC (Small) - Fuel Sub - Marine ¦ SDG&E ¦ Marine | Com Central HVAC (Small) - Fuel Sub - Marine | 0.0051502 | 1 | 0 | CBSA 2014, adjusted to reflect new efficiencies | 265.9011 | 2032 | 1 | SWHC046-02
COM-HVAC-FS-22.85 | Com ¦ Small Packaged Heat Pump (SEER 16) - Fuel Sub - Hot-Dry ¦ SDG&E ¦ Hot-Dry | Com ¦ Small Packaged Heat Pump (SEER 16) - Fuel Sub - Hot-Dry | SDG&E ¦ Hot-Dry | SDG&E | All | Electric & Gas | SEER16 Heat Pump, <65 kbtuh, NR | Efficient | 0 | Conventional | HVAC | Com - College | Com | ROB Only | 1 | 1000 sqft2 of floor space | Cap-Tons | 15 | DEER:HVAC_Split-Package_HP | -150.9043 | 0 | -10.793 | SWHC046-02 | 1357 | 2021 | 0 | 679.11 | 2021 | 0 | -11.62 | SWHC046-02 | Com Central HVAC (Small) - Fuel Sub - Hot-Dry ¦ SDG&E ¦ Hot-Dry | Com Central HVAC (Small) - Fuel Sub - Hot-Dry | 0.022234 | 1 | 0 | CBSA 2014, adjusted to reflect new efficiencies | 11.3591 | 2032 | 1 | SWHC046-02
COM-HVAC-FS-22.86 | Com ¦ Small Packaged Heat Pump (SEER 16) - Fuel Sub - Hot-Dry ¦ SDG&E ¦ Hot-Dry | Com ¦ Small Packaged Heat Pump (SEER 16) - Fuel Sub - Hot-Dry | SDG&E ¦ Hot-Dry | SDG&E | All | Electric & Gas | SEER16 Heat Pump, <65 kbtuh, NR | Efficient | 0 | Conventional | HVAC | Com - Grocery | Com | ROB Only | 1 | 1000 sqft2 of floor space | Cap-Tons | 15 | DEER:HVAC_Split-Package_HP | -131 | 0 | -79.1 | SWHC046-02 | 1357 | 2021 | 0 | 679.11 | 2021 | 0 | -11.62 | SWHC046-02 | Com Central HVAC (Small) - Fuel Sub - Hot-Dry ¦ SDG&E ¦ Hot-Dry | Com Central HVAC (Small) - Fuel Sub - Hot-Dry | 0.041033 | 1 | 0 | CBSA 2014, adjusted to reflect new efficiencies | 169.2524 | 2032 | 1 | SWHC046-02
COM-HVAC-FS-22.87 | Com ¦ Small Packaged Heat Pump (SEER 16) - Fuel Sub - Hot-Dry ¦ SDG&E ¦ Hot-Dry | Com ¦ Small Packaged Heat Pump (SEER 16) - Fuel Sub - Hot-Dry | SDG&E ¦ Hot-Dry | SDG&E | All | Electric & Gas | SEER16 Heat Pump, <65 kbtuh, NR | Efficient | 0 | Conventional | HVAC | Com - Health | Com | ROB Only | 1 | 1000 sqft2 of floor space | Cap-Tons | 15 | DEER:HVAC_Split-Package_HP | -361.3677 | 0 | -17.1444 | SWHC046-02 | 1357 | 2021 | 0 | 679.11 | 2021 | 0 | -11.62 | SWHC046-02 | Com Central HVAC (Small) - Fuel Sub - Hot-Dry ¦ SDG&E ¦ Hot-Dry | Com Central HVAC (Small) - Fuel Sub - Hot-Dry | 0.031998 | 1 | 0 | CBSA 2014, adjusted to reflect new efficiencies | 45.8406 | 2032 | 1 | SWHC046-02
COM-HVAC-FS-22.88 | Com ¦ Small Packaged Heat Pump (SEER 16) - Fuel Sub - Hot-Dry ¦ SDG&E ¦ Hot-Dry | Com ¦ Small Packaged Heat Pump (SEER 16) - Fuel Sub - Hot-Dry | SDG&E ¦ Hot-Dry | SDG&E | All | Electric & Gas | SEER16 Heat Pump, <65 kbtuh, NR | Efficient | 0 | Conventional | HVAC | Com - Lodging | Com | ROB Only | 1 | 1000 sqft2 of floor space | Cap-Tons | 15 | DEER:HVAC_Split-Package_HP | -206.6509 | 0 | -33.7874 | SWHC046-02 | 1357 | 2021 | 0 | 679.11 | 2021 | 0 | -11.62 | SWHC046-02 | Com Central HVAC (Small) - Fuel Sub - Hot-Dry ¦ SDG&E ¦ Hot-Dry | Com Central HVAC (Small) - Fuel Sub - Hot-Dry | 0.017903 | 1 | 0 | CBSA 2014, adjusted to reflect new efficiencies | 268.6858 | 2032 | 1 | SWHC046-02
COM-HVAC-FS-22.89 | Com ¦ Small Packaged Heat Pump (SEER 16) - Fuel Sub - Hot-Dry ¦ SDG&E ¦ Hot-Dry | Com ¦ Small Packaged Heat Pump (SEER 16) - Fuel Sub - Hot-Dry | SDG&E ¦ Hot-Dry | SDG&E | All | Electric & Gas | SEER16 Heat Pump, <65 kbtuh, NR | Efficient | 0 | Conventional | HVAC | Com - Office (Large) | Com | ROB Only | 1 | 1000 sqft2 of floor space | Cap-Tons | 15 | DEER:HVAC_Split-Package_HP | -171.5 | 0 | -0.5795 | SWHC046-02 | 1357 | 2021 | 0 | 679.11 | 2021 | 0 | -11.62 | SWHC046-02 | Com Central HVAC (Small) - Fuel Sub - Hot-Dry ¦ SDG&E ¦ Hot-Dry | Com Central HVAC (Small) - Fuel Sub - Hot-Dry | 0.023374 | 1 | 0 | CBSA 2014, adjusted to reflect new efficiencies | 4.6907 | 2032 | 1 | SWHC046-02
COM-HVAC-FS-22.90 | Com ¦ Small Packaged Heat Pump (SEER 16) - Fuel Sub - Hot-Dry ¦ SDG&E ¦ Hot-Dry | Com ¦ Small Packaged Heat Pump (SEER 16) - Fuel Sub - Hot-Dry | SDG&E ¦ Hot-Dry | SDG&E | All | Electric & Gas | SEER16 Heat Pump, <65 kbtuh, NR | Efficient | 0 | Conventional | HVAC | Com - Office (Small) | Com | ROB Only | 1 | 1000 sqft2 of floor space | Cap-Tons | 15 | DEER:HVAC_Split-Package_HP | -155.5 | 0 | -4.435 | SWHC046-02 | 1357 | 2021 | 0 | 679.11 | 2021 | 0 | -11.62 | SWHC046-02 | Com Central HVAC (Small) - Fuel Sub - Hot-Dry ¦ SDG&E ¦ Hot-Dry | Com Central HVAC (Small) - Fuel Sub - Hot-Dry | 0.028381 | 1 | 0 | CBSA 2014, adjusted to reflect new efficiencies | 8.3886 | 2032 | 1 | SWHC046-02
COM-HVAC-FS-22.91 | Com ¦ Small Packaged Heat Pump (SEER 16) - Fuel Sub - Hot-Dry ¦ SDG&E ¦ Hot-Dry | Com ¦ Small Packaged Heat Pump (SEER 16) - Fuel Sub - Hot-Dry | SDG&E ¦ Hot-Dry | SDG&E | All | Electric & Gas | SEER16 Heat Pump, <65 kbtuh, NR | Efficient | 0 | Conventional | HVAC | Com - Other | Com | ROB Only | 1 | 1000 sqft2 of floor space | Cap-Tons | 15 | DEER:HVAC_Split-Package_HP | -123.5 | 0 | -21.8 | SWHC046-02 | 1357 | 2021 | 0 | 679.11 | 2021 | 0 | -11.62 | SWHC046-02 | Com Central HVAC (Small) - Fuel Sub - Hot-Dry ¦ SDG&E ¦ Hot-Dry | Com Central HVAC (Small) - Fuel Sub - Hot-Dry | 0.03826 | 1 | 0 | CBSA 2014, adjusted to reflect new efficiencies | 61.7214 | 2032 | 1 | SWHC046-02
COM-HVAC-FS-22.93 | Com ¦ Small Packaged Heat Pump (SEER 16) - Fuel Sub - Hot-Dry ¦ SDG&E ¦ Hot-Dry | Com ¦ Small Packaged Heat Pump (SEER 16) - Fuel Sub - Hot-Dry | SDG&E ¦ Hot-Dry | SDG&E | All | Electric & Gas | SEER16 Heat Pump, <65 kbtuh, NR | Efficient | 0 | Conventional | HVAC | Com - Restaurant | Com | ROB Only | 1 | 1000 sqft2 of floor space | Cap-Tons | 15 | DEER:HVAC_Split-Package_HP | -153.6264 | 0 | -8.0956 | SWHC046-02 | 1357 | 2021 | 0 | 679.11 | 2021 | 0 | -11.62 | SWHC046-02 | Com Central HVAC (Small) - Fuel Sub - Hot-Dry ¦ SDG&E ¦ Hot-Dry | Com Central HVAC (Small) - Fuel Sub - Hot-Dry | 0.041427 | 1 | 0 | CBSA 2014, adjusted to reflect new efficiencies | 5.2053 | 2032 | 1 | SWHC046-02
COM-HVAC-FS-22.94 | Com ¦ Small Packaged Heat Pump (SEER 16) - Fuel Sub - Hot-Dry ¦ SDG&E ¦ Hot-Dry | Com ¦ Small Packaged Heat Pump (SEER 16) - Fuel Sub - Hot-Dry | SDG&E ¦ Hot-Dry | SDG&E | All | Electric & Gas | SEER16 Heat Pump, <65 kbtuh, NR | Efficient | 0 | Conventional | HVAC | Com - Retail | Com | ROB Only | 1 | 1000 sqft2 of floor space | Cap-Tons | 15 | DEER:HVAC_Split-Package_HP | -190.1401 | 0 | -9.8184 | SWHC046-02 | 1357 | 2021 | 0 | 679.11 | 2021 | 0 | -11.62 | SWHC046-02 | Com Central HVAC (Small) - Fuel Sub - Hot-Dry ¦ SDG&E ¦ Hot-Dry | Com Central HVAC (Small) - Fuel Sub - Hot-Dry | 0.016794 | 1 | 0 | CBSA 2014, adjusted to reflect new efficiencies | 1492.0192 | 2032 | 1 | SWHC046-02
COM-HVAC-FS-22.95 | Com ¦ Small Packaged Heat Pump (SEER 16) - Fuel Sub - Hot-Dry ¦ SDG&E ¦ Hot-Dry | Com ¦ Small Packaged Heat Pump (SEER 16) - Fuel Sub - Hot-Dry | SDG&E ¦ Hot-Dry | SDG&E | All | Electric & Gas | SEER16 Heat Pump, <65 kbtuh, NR | Efficient | 0 | Conventional | HVAC | Com - School | Com | ROB Only | 1 | 1000 sqft2 of floor space | Cap-Tons | 15 | DEER:HVAC_Split-Package_HP | -65.601 | 0 | -10.9429 | SWHC046-02 | 1357 | 2021 | 0 | 679.11 | 2021 | 0 | -11.62 | SWHC046-02 | Com Central HVAC (Small) - Fuel Sub - Hot-Dry ¦ SDG&E ¦ Hot-Dry | Com Central HVAC (Small) - Fuel Sub - Hot-Dry | 0.028241 | 1 | 0 | CBSA 2014, adjusted to reflect new efficiencies | 12.767 | 2032 | 1 | SWHC046-02
COM-HVAC-FS-22.96 | Com ¦ Small Packaged Heat Pump (SEER 16) - Fuel Sub - Hot-Dry ¦ SDG&E ¦ Hot-Dry | Com ¦ Small Packaged Heat Pump (SEER 16) - Fuel Sub - Hot-Dry | SDG&E ¦ Hot-Dry | SDG&E | All | Electric & Gas | SEER16 Heat Pump, <65 kbtuh, NR | Efficient | 0 | Conventional | HVAC | Com - Warehouse | Com | ROB Only | 1 | 1000 sqft2 of floor space | Cap-Tons | 15 | DEER:HVAC_Split-Package_HP | -66.55 | 0 | -31.9 | SWHC046-02 | 1357 | 2021 | 0 | 679.11 | 2021 | 0 | -11.62 | SWHC046-02 | Com Central HVAC (Small) - Fuel Sub - Hot-Dry ¦ SDG&E ¦ Hot-Dry | Com Central HVAC (Small) - Fuel Sub - Hot-Dry | 0.0051502 | 1 | 0 | CBSA 2014, adjusted to reflect new efficiencies | 249.2325 | 2032 | 1 | SWHC046-02
COM-HVAC-FS-23.1 | Com ¦ Small Packaged Heat Pump (SEER 17) - Fuel Sub - Marine ¦ PG&E ¦ Marine | Com ¦ Small Packaged Heat Pump (SEER 17) - Fuel Sub - Marine | PG&E ¦ Marine | PG&E | All | Electric & Gas | SEER17 Heat Pump, <65 kbtuh, NR | Efficient | 0 | Conventional | HVAC | Com - College | Com | ROB Only | 1 | 1000 sqft2 of floor space | Cap-Tons | 15 | DEER:HVAC_Split-Package_HP | -44.9354 | 0 | -35.6808 | SWHC046-02 | 1732.5 | 2021 | 0 | 679.11 | 2021 | 0 | -11.62 | SWHC046-02 | Com Central HVAC (Small) - Fuel Sub - Marine ¦ PG&E ¦ Marine | Com Central HVAC (Small) - Fuel Sub - Marine | 0.020331 | 1 | 0 | CBSA 2014, adjusted to reflect new efficiencies | 22.1229 | 2032 | 1 | SWHC046-02
COM-HVAC-FS-23.2 | Com ¦ Small Packaged Heat Pump (SEER 17) - Fuel Sub - Marine ¦ PG&E ¦ Marine | Com ¦ Small Packaged Heat Pump (SEER 17) - Fuel Sub - Marine | PG&E ¦ Marine | PG&E | All | Electric & Gas | SEER17 Heat Pump, <65 kbtuh, NR | Efficient | 0 | Conventional | HVAC | Com - Grocery | Com | ROB Only | 1 | 1000 sqft2 of floor space | Cap-Tons | 15 | DEER:HVAC_Split-Package_HP | 320 | 0 | -181 | SWHC046-02 | 1732.5 | 2021 | 0 | 679.11 | 2021 | 0 | -11.62 | SWHC046-02 | Com Central HVAC (Small) - Fuel Sub - Marine ¦ PG&E ¦ Marine | Com Central HVAC (Small) - Fuel Sub - Marine | 0.033922 | 1 | 0 | CBSA 2014, adjusted to reflect new efficiencies | 373.6649 | 2032 | 1 | SWHC046-02
COM-HVAC-FS-23.3 | Com ¦ Small Packaged Heat Pump (SEER 17) - Fuel Sub - Marine ¦ PG&E ¦ Marine | Com ¦ Small Packaged Heat Pump (SEER 17) - Fuel Sub - Marine | PG&E ¦ Marine | PG&E | All | Electric & Gas | SEER17 Heat Pump, <65 kbtuh, NR | Efficient | 0 | Conventional | HVAC | Com - Health | Com | ROB Only | 1 | 1000 sqft2 of floor space | Cap-Tons | 15 | DEER:HVAC_Split-Package_HP | -241.5084 | 0 | -51.2293 | SWHC046-02 | 1732.5 | 2021 | 0 | 679.11 | 2021 | 0 | -11.62 | SWHC046-02 | Com Central HVAC (Small) - Fuel Sub - Marine ¦ PG&E ¦ Marine | Com Central HVAC (Small) - Fuel Sub - Marine | 0.030022 | 1 | 0 | CBSA 2014, adjusted to reflect new efficiencies | 124.5516 | 2032 | 1 | SWHC046-02
COM-HVAC-FS-23.4 | Com ¦ Small Packaged Heat Pump (SEER 17) - Fuel Sub - Marine ¦ PG&E ¦ Marine | Com ¦ Small Packaged Heat Pump (SEER 17) - Fuel Sub - Marine | PG&E ¦ Marine | PG&E | All | Electric & Gas | SEER17 Heat Pump, <65 kbtuh, NR | Efficient | 0 | Conventional | HVAC | Com - Lodging | Com | ROB Only | 1 | 1000 sqft2 of floor space | Cap-Tons | 15 | DEER:HVAC_Split-Package_HP | 86.8329 | 0 | -101.4521 | SWHC046-02 | 1732.5 | 2021 | 0 | 679.11 | 2021 | 0 | -11.62 | SWHC046-02 | Com Central HVAC (Small) - Fuel Sub - Marine ¦ PG&E ¦ Marine | Com Central HVAC (Small) - Fuel Sub - Marine | 0.016003 | 1 | 0 | CBSA 2014, adjusted to reflect new efficiencies | 767.8943 | 2032 | 1 | SWHC046-02
COM-HVAC-FS-23.5 | Com ¦ Small Packaged Heat Pump (SEER 17) - Fuel Sub - Marine ¦ PG&E ¦ Marine | Com ¦ Small Packaged Heat Pump (SEER 17) - Fuel Sub - Marine | PG&E ¦ Marine | PG&E | All | Electric & Gas | SEER17 Heat Pump, <65 kbtuh, NR | Efficient | 0 | Conventional | HVAC | Com - Office (Large) | Com | ROB Only | 1 | 1000 sqft2 of floor space | Cap-Tons | 15 | DEER:HVAC_Split-Package_HP | -147.5 | 0 | -4.64 | SWHC046-02 | 1732.5 | 2021 | 0 | 679.11 | 2021 | 0 | -11.62 | SWHC046-02 | Com Central HVAC (Small) - Fuel Sub - Marine ¦ PG&E ¦ Marine | Com Central HVAC (Small) - Fuel Sub - Marine | 0.021319 | 1 | 0 | CBSA 2014, adjusted to reflect new efficiencies | 18.3649 | 2032 | 1 | SWHC046-02
COM-HVAC-FS-23.6 | Com ¦ Small Packaged Heat Pump (SEER 17) - Fuel Sub - Marine ¦ PG&E ¦ Marine | Com ¦ Small Packaged Heat Pump (SEER 17) - Fuel Sub - Marine | PG&E ¦ Marine | PG&E | All | Electric & Gas | SEER17 Heat Pump, <65 kbtuh, NR | Efficient | 0 | Conventional | HVAC | Com - Office (Small) | Com | ROB Only | 1 | 1000 sqft2 of floor space | Cap-Tons | 15 | DEER:HVAC_Split-Package_HP | -81.4 | 0 | -17.4 | SWHC046-02 | 1732.5 | 2021 | 0 | 679.11 | 2021 | 0 | -11.62 | SWHC046-02 | Com Central HVAC (Small) - Fuel Sub - Marine ¦ PG&E ¦ Marine | Com Central HVAC (Small) - Fuel Sub - Marine | 0.024933 | 1 | 0 | CBSA 2014, adjusted to reflect new efficiencies | 19.1518 | 2032 | 1 | SWHC046-02
COM-HVAC-FS-23.7 | Com ¦ Small Packaged Heat Pump (SEER 17) - Fuel Sub - Marine ¦ PG&E ¦ Marine | Com ¦ Small Packaged Heat Pump (SEER 17) - Fuel Sub - Marine | PG&E ¦ Marine | PG&E | All | Electric & Gas | SEER17 Heat Pump, <65 kbtuh, NR | Efficient | 0 | Conventional | HVAC | Com - Other | Com | ROB Only | 1 | 1000 sqft2 of floor space | Cap-Tons | 15 | DEER:HVAC_Split-Package_HP | 56.95 | 0 | -66.4 | SWHC046-02 | 1732.5 | 2021 | 0 | 679.11 | 2021 | 0 | -11.62 | SWHC046-02 | Com Central HVAC (Small) - Fuel Sub - Marine ¦ PG&E ¦ Marine | Com Central HVAC (Small) - Fuel Sub - Marine | 0.0353 | 1 | 0 | CBSA 2014, adjusted to reflect new efficiencies | 162.6008 | 2032 | 1 | SWHC046-02
COM-HVAC-FS-23.9 | Com ¦ Small Packaged Heat Pump (SEER 17) - Fuel Sub - Marine ¦ PG&E ¦ Marine | Com ¦ Small Packaged Heat Pump (SEER 17) - Fuel Sub - Marine | PG&E ¦ Marine | PG&E | All | Electric & Gas | SEER17 Heat Pump, <65 kbtuh, NR | Efficient | 0 | Conventional | HVAC | Com - Restaurant | Com | ROB Only | 1 | 1000 sqft2 of floor space | Cap-Tons | 15 | DEER:HVAC_Split-Package_HP | -74.1365 | 0 | -40.0519 | SWHC046-02 | 1732.5 | 2021 | 0 | 679.11 | 2021 | 0 | -11.62 | SWHC046-02 | Com Central HVAC (Small) - Fuel Sub - Marine ¦ PG&E ¦ Marine | Com Central HVAC (Small) - Fuel Sub - Marine | 0.036027 | 1 | 0 | CBSA 2014, adjusted to reflect new efficiencies | 11.7714 | 2032 | 1 | SWHC046-02
COM-HVAC-FS-23.10 | Com ¦ Small Packaged Heat Pump (SEER 17) - Fuel Sub - Marine ¦ PG&E ¦ Marine | Com ¦ Small Packaged Heat Pump (SEER 17) - Fuel Sub - Marine | PG&E ¦ Marine | PG&E | All | Electric & Gas | SEER17 Heat Pump, <65 kbtuh, NR | Efficient | 0 | Conventional | HVAC | Com - Retail | Com | ROB Only | 1 | 1000 sqft2 of floor space | Cap-Tons | 15 | DEER:HVAC_Split-Package_HP | -98.2344 | 0 | -34.4464 | SWHC046-02 | 1732.5 | 2021 | 0 | 679.11 | 2021 | 0 | -11.62 | SWHC046-02 | Com Central HVAC (Small) - Fuel Sub - Marine ¦ PG&E ¦ Marine | Com Central HVAC (Small) - Fuel Sub - Marine | 0.015015 | 1 | 0 | CBSA 2014, adjusted to reflect new efficiencies | 5179.7472 | 2032 | 1 | SWHC046-02
COM-HVAC-FS-23.11 | Com ¦ Small Packaged Heat Pump (SEER 17) - Fuel Sub - Marine ¦ PG&E ¦ Marine | Com ¦ Small Packaged Heat Pump (SEER 17) - Fuel Sub - Marine | PG&E ¦ Marine | PG&E | All | Electric & Gas | SEER17 Heat Pump, <65 kbtuh, NR | Efficient | 0 | Conventional | HVAC | Com - School | Com | ROB Only | 1 | 1000 sqft2 of floor space | Cap-Tons | 15 | DEER:HVAC_Split-Package_HP | 34.8527 | 0 | -34.7585 | SWHC046-02 | 1732.5 | 2021 | 0 | 679.11 | 2021 | 0 | -11.62 | SWHC046-02 | Com Central HVAC (Small) - Fuel Sub - Marine ¦ PG&E ¦ Marine | Com Central HVAC (Small) - Fuel Sub - Marine | 0.0228 | 1 | 0 | CBSA 2014, adjusted to reflect new efficiencies | 27.1923 | 2032 | 1 | SWHC046-02
COM-HVAC-FS-23.12 | Com ¦ Small Packaged Heat Pump (SEER 17) - Fuel Sub - Marine ¦ PG&E ¦ Marine | Com ¦ Small Packaged Heat Pump (SEER 17) - Fuel Sub - Marine | PG&E ¦ Marine | PG&E | All | Electric & Gas | SEER17 Heat Pump, <65 kbtuh, NR | Efficient | 0 | Conventional | HVAC | Com - Warehouse | Com | ROB Only | 1 | 1000 sqft2 of floor space | Cap-Tons | 15 | DEER:HVAC_Split-Package_HP | 132.5 | 0 | -71.4 | SWHC046-02 | 1732.5 | 2021 | 0 | 679.11 | 2021 | 0 | -11.62 | SWHC046-02 | Com Central HVAC (Small) - Fuel Sub - Marine ¦ PG&E ¦ Marine | Com Central HVAC (Small) - Fuel Sub - Marine | 0.0046728 | 1 | 0 | CBSA 2014, adjusted to reflect new efficiencies | 536.9144 | 2032 | 1 | SWHC046-02
COM-HVAC-FS-23.13 | Com ¦ Small Packaged Heat Pump (SEER 17) - Fuel Sub - Hot-Dry ¦ PG&E ¦ Hot-Dry | Com ¦ Small Packaged Heat Pump (SEER 17) - Fuel Sub - Hot-Dry | PG&E ¦ Hot-Dry | PG&E | All | Electric & Gas | SEER17 Heat Pump, <65 kbtuh, NR | Efficient | 0 | Conventional | HVAC | Com - College | Com | ROB Only | 1 | 1000 sqft2 of floor space | Cap-Tons | 15 | DEER:HVAC_Split-Package_HP | -110.0957 | 0 | -36.4895 | SWHC046-02 | 1732.5 | 2021 | 0 | 679.11 | 2021 | 0 | -11.62 | SWHC046-02 | Com Central HVAC (Small) - Fuel Sub - Hot-Dry ¦ PG&E ¦ Hot-Dry | Com Central HVAC (Small) - Fuel Sub - Hot-Dry | 0.020331 | 1 | 0 | CBSA 2014, adjusted to reflect new efficiencies | 24.8045 | 2032 | 1 | SWHC046-02
COM-HVAC-FS-23.14 | Com ¦ Small Packaged Heat Pump (SEER 17) - Fuel Sub - Hot-Dry ¦ PG&E ¦ Hot-Dry | Com ¦ Small Packaged Heat Pump (SEER 17) - Fuel Sub - Hot-Dry | PG&E ¦ Hot-Dry | PG&E | All | Electric & Gas | SEER17 Heat Pump, <65 kbtuh, NR | Efficient | 0 | Conventional | HVAC | Com - Grocery | Com | ROB Only | 1 | 1000 sqft2 of floor space | Cap-Tons | 15 | DEER:HVAC_Split-Package_HP | -10.665 | 0 | -107 | SWHC046-02 | 1732.5 | 2021 | 0 | 679.11 | 2021 | 0 | -11.62 | SWHC046-02 | Com Central HVAC (Small) - Fuel Sub - Hot-Dry ¦ PG&E ¦ Hot-Dry | Com Central HVAC (Small) - Fuel Sub - Hot-Dry | 0.033922 | 1 | 0 | CBSA 2014, adjusted to reflect new efficiencies | 225.2893 | 2032 | 1 | SWHC046-02
COM-HVAC-FS-23.15 | Com ¦ Small Packaged Heat Pump (SEER 17) - Fuel Sub - Hot-Dry ¦ PG&E ¦ Hot-Dry | Com ¦ Small Packaged Heat Pump (SEER 17) - Fuel Sub - Hot-Dry | PG&E ¦ Hot-Dry | PG&E | All | Electric & Gas | SEER17 Heat Pump, <65 kbtuh, NR | Efficient | 0 | Conventional | HVAC | Com - Health | Com | ROB Only | 1 | 1000 sqft2 of floor space | Cap-Tons | 15 | DEER:HVAC_Split-Package_HP | -274.2422 | 0 | -56.9423 | SWHC046-02 | 1732.5 | 2021 | 0 | 679.11 | 2021 | 0 | -11.62 | SWHC046-02 | Com Central HVAC (Small) - Fuel Sub - Hot-Dry ¦ PG&E ¦ Hot-Dry | Com Central HVAC (Small) - Fuel Sub - Hot-Dry | 0.030022 | 1 | 0 | CBSA 2014, adjusted to reflect new efficiencies | 138.5273 | 2032 | 1 | SWHC046-02
COM-HVAC-FS-23.16 | Com ¦ Small Packaged Heat Pump (SEER 17) - Fuel Sub - Hot-Dry ¦ PG&E ¦ Hot-Dry | Com ¦ Small Packaged Heat Pump (SEER 17) - Fuel Sub - Hot-Dry | PG&E ¦ Hot-Dry | PG&E | All | Electric & Gas | SEER17 Heat Pump, <65 kbtuh, NR | Efficient | 0 | Conventional | HVAC | Com - Lodging | Com | ROB Only | 1 | 1000 sqft2 of floor space | Cap-Tons | 15 | DEER:HVAC_Split-Package_HP | -25.1615 | 0 | -94.0446 | SWHC046-02 | 1732.5 | 2021 | 0 | 679.11 | 2021 | 0 | -11.62 | SWHC046-02 | Com Central HVAC (Small) - Fuel Sub - Hot-Dry ¦ PG&E ¦ Hot-Dry | Com Central HVAC (Small) - Fuel Sub - Hot-Dry | 0.016003 | 1 | 0 | CBSA 2014, adjusted to reflect new efficiencies | 717.6338 | 2032 | 1 | SWHC046-02
COM-HVAC-FS-23.17 | Com ¦ Small Packaged Heat Pump (SEER 17) - Fuel Sub - Hot-Dry ¦ PG&E ¦ Hot-Dry | Com ¦ Small Packaged Heat Pump (SEER 17) - Fuel Sub - Hot-Dry | PG&E ¦ Hot-Dry | PG&E | All | Electric & Gas | SEER17 Heat Pump, <65 kbtuh, NR | Efficient | 0 | Conventional | HVAC | Com - Office (Large) | Com | ROB Only | 1 | 1000 sqft2 of floor space | Cap-Tons | 15 | DEER:HVAC_Split-Package_HP | -208 | 0 | -6.14 | SWHC046-02 | 1732.5 | 2021 | 0 | 679.11 | 2021 | 0 | -11.62 | SWHC046-02 | Com Central HVAC (Small) - Fuel Sub - Hot-Dry ¦ PG&E ¦ Hot-Dry | Com Central HVAC (Small) - Fuel Sub - Hot-Dry | 0.021319 | 1 | 0 | CBSA 2014, adjusted to reflect new efficiencies | 24.5026 | 2032 | 1 | SWHC046-02
COM-HVAC-FS-23.18 | Com ¦ Small Packaged Heat Pump (SEER 17) - Fuel Sub - Hot-Dry ¦ PG&E ¦ Hot-Dry | Com ¦ Small Packaged Heat Pump (SEER 17) - Fuel Sub - Hot-Dry | PG&E ¦ Hot-Dry | PG&E | All | Electric & Gas | SEER17 Heat Pump, <65 kbtuh, NR | Efficient | 0 | Conventional | HVAC | Com - Office (Small) | Com | ROB Only | 1 | 1000 sqft2 of floor space | Cap-Tons | 15 | DEER:HVAC_Split-Package_HP | -143.5 | 0 | -17.2 | SWHC046-02 | 1732.5 | 2021 | 0 | 679.11 | 2021 | 0 | -11.62 | SWHC046-02 | Com Central HVAC (Small) - Fuel Sub - Hot-Dry ¦ PG&E ¦ Hot-Dry | Com Central HVAC (Small) - Fuel Sub - Hot-Dry | 0.024933 | 1 | 0 | CBSA 2014, adjusted to reflect new efficiencies | 20.5723 | 2032 | 1 | SWHC046-02
COM-HVAC-FS-23.19 | Com ¦ Small Packaged Heat Pump (SEER 17) - Fuel Sub - Hot-Dry ¦ PG&E ¦ Hot-Dry | Com ¦ Small Packaged Heat Pump (SEER 17) - Fuel Sub - Hot-Dry | PG&E ¦ Hot-Dry | PG&E | All | Electric & Gas | SEER17 Heat Pump, <65 kbtuh, NR | Efficient | 0 | Conventional | HVAC | Com - Other | Com | ROB Only | 1 | 1000 sqft2 of floor space | Cap-Tons | 15 | DEER:HVAC_Split-Package_HP | -39.4 | 0 | -65.5 | SWHC046-02 | 1732.5 | 2021 | 0 | 679.11 | 2021 | 0 | -11.62 | SWHC046-02 | Com Central HVAC (Small) - Fuel Sub - Hot-Dry ¦ PG&E ¦ Hot-Dry | Com Central HVAC (Small) - Fuel Sub - Hot-Dry | 0.0353 | 1 | 0 | CBSA 2014, adjusted to reflect new efficiencies | 166.0009 | 2032 | 1 | SWHC046-02
COM-HVAC-FS-23.21 | Com ¦ Small Packaged Heat Pump (SEER 17) - Fuel Sub - Hot-Dry ¦ PG&E ¦ Hot-Dry | Com ¦ Small Packaged Heat Pump (SEER 17) - Fuel Sub - Hot-Dry | PG&E ¦ Hot-Dry | PG&E | All | Electric & Gas | SEER17 Heat Pump, <65 kbtuh, NR | Efficient | 0 | Conventional | HVAC | Com - Restaurant | Com | ROB Only | 1 | 1000 sqft2 of floor space | Cap-Tons | 15 | DEER:HVAC_Split-Package_HP | -173.6069 | 0 | -43.4766 | SWHC046-02 | 1732.5 | 2021 | 0 | 679.11 | 2021 | 0 | -11.62 | SWHC046-02 | Com Central HVAC (Small) - Fuel Sub - Hot-Dry ¦ PG&E ¦ Hot-Dry | Com Central HVAC (Small) - Fuel Sub - Hot-Dry | 0.036027 | 1 | 0 | CBSA 2014, adjusted to reflect new efficiencies | 14.6763 | 2032 | 1 | SWHC046-02
COM-HVAC-FS-23.22 | Com ¦ Small Packaged Heat Pump (SEER 17) - Fuel Sub - Hot-Dry ¦ PG&E ¦ Hot-Dry | Com ¦ Small Packaged Heat Pump (SEER 17) - Fuel Sub - Hot-Dry | PG&E ¦ Hot-Dry | PG&E | All | Electric & Gas | SEER17 Heat Pump, <65 kbtuh, NR | Efficient | 0 | Conventional | HVAC | Com - Retail | Com | ROB Only | 1 | 1000 sqft2 of floor space | Cap-Tons | 15 | DEER:HVAC_Split-Package_HP | -232.9275 | 0 | -30.8133 | SWHC046-02 | 1732.5 | 2021 | 0 | 679.11 | 2021 | 0 | -11.62 | SWHC046-02 | Com Central HVAC (Small) - Fuel Sub - Hot-Dry ¦ PG&E ¦ Hot-Dry | Com Central HVAC (Small) - Fuel Sub - Hot-Dry | 0.015015 | 1 | 0 | CBSA 2014, adjusted to reflect new efficiencies | 4647.3961 | 2032 | 1 | SWHC046-02
COM-HVAC-FS-23.23 | Com ¦ Small Packaged Heat Pump (SEER 17) - Fuel Sub - Hot-Dry ¦ PG&E ¦ Hot-Dry | Com ¦ Small Packaged Heat Pump (SEER 17) - Fuel Sub - Hot-Dry | PG&E ¦ Hot-Dry | PG&E | All | Electric & Gas | SEER17 Heat Pump, <65 kbtuh, NR | Efficient | 0 | Conventional | HVAC | Com - School | Com | ROB Only | 1 | 1000 sqft2 of floor space | Cap-Tons | 15 | DEER:HVAC_Split-Package_HP | 16.2738 | 0 | -36.8542 | SWHC046-02 | 1732.5 | 2021 | 0 | 679.11 | 2021 | 0 | -11.62 | SWHC046-02 | Com Central HVAC (Small) - Fuel Sub - Hot-Dry ¦ PG&E ¦ Hot-Dry | Com Central HVAC (Small) - Fuel Sub - Hot-Dry | 0.0228 | 1 | 0 | CBSA 2014, adjusted to reflect new efficiencies | 29.9678 | 2032 | 1 | SWHC046-02
COM-HVAC-FS-23.24 | Com ¦ Small Packaged Heat Pump (SEER 17) - Fuel Sub - Hot-Dry ¦ PG&E ¦ Hot-Dry | Com ¦ Small Packaged Heat Pump (SEER 17) - Fuel Sub - Hot-Dry | PG&E ¦ Hot-Dry | PG&E | All | Electric & Gas | SEER17 Heat Pump, <65 kbtuh, NR | Efficient | 0 | Conventional | HVAC | Com - Warehouse | Com | ROB Only | 1 | 1000 sqft2 of floor space | Cap-Tons | 15 | DEER:HVAC_Split-Package_HP | 128 | 0 | -79.6 | SWHC046-02 | 1732.5 | 2021 | 0 | 679.11 | 2021 | 0 | -11.62 | SWHC046-02 | Com Central HVAC (Small) - Fuel Sub - Hot-Dry ¦ PG&E ¦ Hot-Dry | Com Central HVAC (Small) - Fuel Sub - Hot-Dry | 0.0046728 | 1 | 0 | CBSA 2014, adjusted to reflect new efficiencies | 600.043 | 2032 | 1 | SWHC046-02
COM-HVAC-FS-23.25 | Com ¦ Small Packaged Heat Pump (SEER 17) - Fuel Sub - Cold ¦ PG&E ¦ Cold | Com ¦ Small Packaged Heat Pump (SEER 17) - Fuel Sub - Cold | PG&E ¦ Cold | PG&E | All | Electric & Gas | SEER17 Heat Pump, <65 kbtuh, NR | Efficient | 0 | Conventional | HVAC | Com - College | Com | ROB Only | 1 | 1000 sqft2 of floor space | Cap-Tons | 15 | DEER:HVAC_Split-Package_HP | 341.5649 | 0 | -92.6695 | SWHC046-02 | 1732.5 | 2021 | 0 | 679.11 | 2021 | 0 | -11.62 | SWHC046-02 | Com Central HVAC (Small) - Fuel Sub - Cold ¦ PG&E ¦ Cold | Com Central HVAC (Small) - Fuel Sub - Cold | 0.020331 | 1 | 0 | CBSA 2014, adjusted to reflect new efficiencies | 41.8807 | 2032 | 1 | SWHC046-02
COM-HVAC-FS-23.26 | Com ¦ Small Packaged Heat Pump (SEER 17) - Fuel Sub - Cold ¦ PG&E ¦ Cold | Com ¦ Small Packaged Heat Pump (SEER 17) - Fuel Sub - Cold | PG&E ¦ Cold | PG&E | All | Electric & Gas | SEER17 Heat Pump, <65 kbtuh, NR | Efficient | 0 | Conventional | HVAC | Com - Grocery | Com | ROB Only | 1 | 1000 sqft2 of floor space | Cap-Tons | 15 | DEER:HVAC_Split-Package_HP | 1395 | 0 | -331.5 | SWHC046-02 | 1732.5 | 2021 | 0 | 679.11 | 2021 | 0 | -11.62 | SWHC046-02 | Com Central HVAC (Small) - Fuel Sub - Cold ¦ PG&E ¦ Cold | Com Central HVAC (Small) - Fuel Sub - Cold | 0.033922 | 1 | 0 | CBSA 2014, adjusted to reflect new efficiencies | 666.5795 | 2032 | 1 | SWHC046-02
COM-HVAC-FS-23.27 | Com ¦ Small Packaged Heat Pump (SEER 17) - Fuel Sub - Cold ¦ PG&E ¦ Cold | Com ¦ Small Packaged Heat Pump (SEER 17) - Fuel Sub - Cold | PG&E ¦ Cold | PG&E | All | Electric & Gas | SEER17 Heat Pump, <65 kbtuh, NR | Efficient | 0 | Conventional | HVAC | Com - Health | Com | ROB Only | 1 | 1000 sqft2 of floor space | Cap-Tons | 15 | DEER:HVAC_Split-Package_HP | 217.5098 | 0 | -128.9495 | SWHC046-02 | 1732.5 | 2021 | 0 | 679.11 | 2021 | 0 | -11.62 | SWHC046-02 | Com Central HVAC (Small) - Fuel Sub - Cold ¦ PG&E ¦ Cold | Com Central HVAC (Small) - Fuel Sub - Cold | 0.030022 | 1 | 0 | CBSA 2014, adjusted to reflect new efficiencies | 301.2753 | 2032 | 1 | SWHC046-02
COM-HVAC-FS-23.28 | Com ¦ Small Packaged Heat Pump (SEER 17) - Fuel Sub - Cold ¦ PG&E ¦ Cold | Com ¦ Small Packaged Heat Pump (SEER 17) - Fuel Sub - Cold | PG&E ¦ Cold | PG&E | All | Electric & Gas | SEER17 Heat Pump, <65 kbtuh, NR | Efficient | 0 | Conventional | HVAC | Com - Lodging | Com | ROB Only | 1 | 1000 sqft2 of floor space | Cap-Tons | 15 | DEER:HVAC_Split-Package_HP | 938.7835 | 0 | -210.3596 | SWHC046-02 | 1732.5 | 2021 | 0 | 679.11 | 2021 | 0 | -11.62 | SWHC046-02 | Com Central HVAC (Small) - Fuel Sub - Cold ¦ PG&E ¦ Cold | Com Central HVAC (Small) - Fuel Sub - Cold | 0.016003 | 1 | 0 | CBSA 2014, adjusted to reflect new efficiencies | 1550.5163 | 2032 | 1 | SWHC046-02
COM-HVAC-FS-23.29 | Com ¦ Small Packaged Heat Pump (SEER 17) - Fuel Sub - Cold ¦ PG&E ¦ Cold | Com ¦ Small Packaged Heat Pump (SEER 17) - Fuel Sub - Cold | PG&E ¦ Cold | PG&E | All | Electric & Gas | SEER17 Heat Pump, <65 kbtuh, NR | Efficient | 0 | Conventional | HVAC | Com - Office (Large) | Com | ROB Only | 1 | 1000 sqft2 of floor space | Cap-Tons | 15 | DEER:HVAC_Split-Package_HP | -52.6 | 0 | -24.4 | SWHC046-02 | 1732.5 | 2021 | 0 | 679.11 | 2021 | 0 | -11.62 | SWHC046-02 | Com Central HVAC (Small) - Fuel Sub - Cold ¦ PG&E ¦ Cold | Com Central HVAC (Small) - Fuel Sub - Cold | 0.021319 | 1 | 0 | CBSA 2014, adjusted to reflect new efficiencies | 85.2519 | 2032 | 1 | SWHC046-02
COM-HVAC-FS-23.30 | Com ¦ Small Packaged Heat Pump (SEER 17) - Fuel Sub - Cold ¦ PG&E ¦ Cold | Com ¦ Small Packaged Heat Pump (SEER 17) - Fuel Sub - Cold | PG&E ¦ Cold | PG&E | All | Electric & Gas | SEER17 Heat Pump, <65 kbtuh, NR | Efficient | 0 | Conventional | HVAC | Com - Office (Small) | Com | ROB Only | 1 | 1000 sqft2 of floor space | Cap-Tons | 15 | DEER:HVAC_Split-Package_HP | 135.5 | 0 | -49.4 | SWHC046-02 | 1732.5 | 2021 | 0 | 679.11 | 2021 | 0 | -11.62 | SWHC046-02 | Com Central HVAC (Small) - Fuel Sub - Cold ¦ PG&E ¦ Cold | Com Central HVAC (Small) - Fuel Sub - Cold | 0.024933 | 1 | 0 | CBSA 2014, adjusted to reflect new efficiencies | 44.8323 | 2032 | 1 | SWHC046-02
COM-HVAC-FS-23.31 | Com ¦ Small Packaged Heat Pump (SEER 17) - Fuel Sub - Cold ¦ PG&E ¦ Cold | Com ¦ Small Packaged Heat Pump (SEER 17) - Fuel Sub - Cold | PG&E ¦ Cold | PG&E | All | Electric & Gas | SEER17 Heat Pump, <65 kbtuh, NR | Efficient | 0 | Conventional | HVAC | Com - Other | Com | ROB Only | 1 | 1000 sqft2 of floor space | Cap-Tons | 15 | DEER:HVAC_Split-Package_HP | 721 | 0 | -172 | SWHC046-02 | 1732.5 | 2021 | 0 | 679.11 | 2021 | 0 | -11.62 | SWHC046-02 | Com Central HVAC (Small) - Fuel Sub - Cold ¦ PG&E ¦ Cold | Com Central HVAC (Small) - Fuel Sub - Cold | 0.0353 | 1 | 0 | CBSA 2014, adjusted to reflect new efficiencies | 387.5702 | 2032 | 1 | SWHC046-02
COM-HVAC-FS-23.33 | Com ¦ Small Packaged Heat Pump (SEER 17) - Fuel Sub - Cold ¦ PG&E ¦ Cold | Com ¦ Small Packaged Heat Pump (SEER 17) - Fuel Sub - Cold | PG&E ¦ Cold | PG&E | All | Electric & Gas | SEER17 Heat Pump, <65 kbtuh, NR | Efficient | 0 | Conventional | HVAC | Com - Restaurant | Com | ROB Only | 1 | 1000 sqft2 of floor space | Cap-Tons | 15 | DEER:HVAC_Split-Package_HP | 430.5153 | 0 | -140.5022 | SWHC046-02 | 1732.5 | 2021 | 0 | 679.11 | 2021 | 0 | -11.62 | SWHC046-02 | Com Central HVAC (Small) - Fuel Sub - Cold ¦ PG&E ¦ Cold | Com Central HVAC (Small) - Fuel Sub - Cold | 0.036027 | 1 | 0 | CBSA 2014, adjusted to reflect new efficiencies | 27.2176 | 2032 | 1 | SWHC046-02
COM-HVAC-FS-23.34 | Com ¦ Small Packaged Heat Pump (SEER 17) - Fuel Sub - Cold ¦ PG&E ¦ Cold | Com ¦ Small Packaged Heat Pump (SEER 17) - Fuel Sub - Cold | PG&E ¦ Cold | PG&E | All | Electric & Gas | SEER17 Heat Pump, <65 kbtuh, NR | Efficient | 0 | Conventional | HVAC | Com - Retail | Com | ROB Only | 1 | 1000 sqft2 of floor space | Cap-Tons | 15 | DEER:HVAC_Split-Package_HP | 356.9859 | 0 | -114.1883 | SWHC046-02 | 1732.5 | 2021 | 0 | 679.11 | 2021 | 0 | -11.62 | SWHC046-02 | Com Central HVAC (Small) - Fuel Sub - Cold ¦ PG&E ¦ Cold | Com Central HVAC (Small) - Fuel Sub - Cold | 0.015015 | 1 | 0 | CBSA 2014, adjusted to reflect new efficiencies | 17104.8827 | 2032 | 1 | SWHC046-02
COM-HVAC-FS-23.35 | Com ¦ Small Packaged Heat Pump (SEER 17) - Fuel Sub - Cold ¦ PG&E ¦ Cold | Com ¦ Small Packaged Heat Pump (SEER 17) - Fuel Sub - Cold | PG&E ¦ Cold | PG&E | All | Electric & Gas | SEER17 Heat Pump, <65 kbtuh, NR | Efficient | 0 | Conventional | HVAC | Com - School | Com | ROB Only | 1 | 1000 sqft2 of floor space | Cap-Tons | 15 | DEER:HVAC_Split-Package_HP | 460.34 | 0 | -96.149 | SWHC046-02 | 1732.5 | 2021 | 0 | 679.11 | 2021 | 0 | -11.62 | SWHC046-02 | Com Central HVAC (Small) - Fuel Sub - Cold ¦ PG&E ¦ Cold | Com Central HVAC (Small) - Fuel Sub - Cold | 0.0228 | 1 | 0 | CBSA 2014, adjusted to reflect new efficiencies | 55.2282 | 2032 | 1 | SWHC046-02
COM-HVAC-FS-23.36 | Com ¦ Small Packaged Heat Pump (SEER 17) - Fuel Sub - Cold ¦ PG&E ¦ Cold | Com ¦ Small Packaged Heat Pump (SEER 17) - Fuel Sub - Cold | PG&E ¦ Cold | PG&E | All | Electric & Gas | SEER17 Heat Pump, <65 kbtuh, NR | Efficient | 0 | Conventional | HVAC | Com - Warehouse | Com | ROB Only | 1 | 1000 sqft2 of floor space | Cap-Tons | 15 | DEER:HVAC_Split-Package_HP | 776 | 0 | -152 | SWHC046-02 | 1732.5 | 2021 | 0 | 679.11 | 2021 | 0 | -11.62 | SWHC046-02 | Com Central HVAC (Small) - Fuel Sub - Cold ¦ PG&E ¦ Cold | Com Central HVAC (Small) - Fuel Sub - Cold | 0.0046728 | 1 | 0 | CBSA 2014, adjusted to reflect new efficiencies | 1106.2831 | 2032 | 1 | SWHC046-02
COM-HVAC-FS-23.37 | Com ¦ Small Packaged Heat Pump (SEER 17) - Fuel Sub - Marine ¦ SCG ¦ Marine | Com ¦ Small Packaged Heat Pump (SEER 17) - Fuel Sub - Marine | SCG ¦ Marine | SCG | All | Electric & Gas | SEER17 Heat Pump, <65 kbtuh, NR | Efficient | 0 | Conventional | HVAC | Com - College | Com | ROB Only | 1 | 1000 sqft2 of floor space | Cap-Tons | 15 | DEER:HVAC_Split-Package_HP | -197.8217 | 0 | -12.4101 | SWHC046-02 | 1732.5 | 2021 | 0 | 679.11 | 2021 | 0 | -11.62 | SWHC046-02 | Com Central HVAC (Small) - Fuel Sub - Marine ¦ SCG ¦ Marine | Com Central HVAC (Small) - Fuel Sub - Marine | 0.022689 | 1 | 0 | CBSA 2014, adjusted to reflect new efficiencies | 13.8872 | 2032 | 1 | SWHC046-02
COM-HVAC-FS-23.38 | Com ¦ Small Packaged Heat Pump (SEER 17) - Fuel Sub - Marine ¦ SCG ¦ Marine | Com ¦ Small Packaged Heat Pump (SEER 17) - Fuel Sub - Marine | SCG ¦ Marine | SCG | All | Electric & Gas | SEER17 Heat Pump, <65 kbtuh, NR | Efficient | 0 | Conventional | HVAC | Com - Grocery | Com | ROB Only | 1 | 1000 sqft2 of floor space | Cap-Tons | 15 | DEER:HVAC_Split-Package_HP | -169.5 | 0 | -80.6 | SWHC046-02 | 1732.5 | 2021 | 0 | 679.11 | 2021 | 0 | -11.62 | SWHC046-02 | Com Central HVAC (Small) - Fuel Sub - Marine ¦ SCG ¦ Marine | Com Central HVAC (Small) - Fuel Sub - Marine | 0.040359 | 1 | 0 | CBSA 2014, adjusted to reflect new efficiencies | 173.2538 | 2032 | 1 | SWHC046-02
COM-HVAC-FS-23.39 | Com ¦ Small Packaged Heat Pump (SEER 17) - Fuel Sub - Marine ¦ SCG ¦ Marine | Com ¦ Small Packaged Heat Pump (SEER 17) - Fuel Sub - Marine | SCG ¦ Marine | SCG | All | Electric & Gas | SEER17 Heat Pump, <65 kbtuh, NR | Efficient | 0 | Conventional | HVAC | Com - Health | Com | ROB Only | 1 | 1000 sqft2 of floor space | Cap-Tons | 15 | DEER:HVAC_Split-Package_HP | -409.5151 | 0 | -22.4855 | SWHC046-02 | 1732.5 | 2021 | 0 | 679.11 | 2021 | 0 | -11.62 | SWHC046-02 | Com Central HVAC (Small) - Fuel Sub - Marine ¦ SCG ¦ Marine | Com Central HVAC (Small) - Fuel Sub - Marine | 0.032178 | 1 | 0 | CBSA 2014, adjusted to reflect new efficiencies | 59.1666 | 2032 | 1 | SWHC046-02
COM-HVAC-FS-23.40 | Com ¦ Small Packaged Heat Pump (SEER 17) - Fuel Sub - Marine ¦ SCG ¦ Marine | Com ¦ Small Packaged Heat Pump (SEER 17) - Fuel Sub - Marine | SCG ¦ Marine | SCG | All | Electric & Gas | SEER17 Heat Pump, <65 kbtuh, NR | Efficient | 0 | Conventional | HVAC | Com - Lodging | Com | ROB Only | 1 | 1000 sqft2 of floor space | Cap-Tons | 15 | DEER:HVAC_Split-Package_HP | -232.5812 | 0 | -41.9025 | SWHC046-02 | 1732.5 | 2021 | 0 | 679.11 | 2021 | 0 | -11.62 | SWHC046-02 | Com Central HVAC (Small) - Fuel Sub - Marine ¦ SCG ¦ Marine | Com Central HVAC (Small) - Fuel Sub - Marine | 0.018069 | 1 | 0 | CBSA 2014, adjusted to reflect new efficiencies | 331.9161 | 2032 | 1 | SWHC046-02
COM-HVAC-FS-23.41 | Com ¦ Small Packaged Heat Pump (SEER 17) - Fuel Sub - Marine ¦ SCG ¦ Marine | Com ¦ Small Packaged Heat Pump (SEER 17) - Fuel Sub - Marine | SCG ¦ Marine | SCG | All | Electric & Gas | SEER17 Heat Pump, <65 kbtuh, NR | Efficient | 0 | Conventional | HVAC | Com - Office (Large) | Com | ROB Only | 1 | 1000 sqft2 of floor space | Cap-Tons | 15 | DEER:HVAC_Split-Package_HP | -221.5 | 0 | -0.948 | SWHC046-02 | 1732.5 | 2021 | 0 | 679.11 | 2021 | 0 | -11.62 | SWHC046-02 | Com Central HVAC (Small) - Fuel Sub - Marine ¦ SCG ¦ Marine | Com Central HVAC (Small) - Fuel Sub - Marine | 0.023953 | 1 | 0 | CBSA 2014, adjusted to reflect new efficiencies | 6.7488 | 2032 | 1 | SWHC046-02
COM-HVAC-FS-23.42 | Com ¦ Small Packaged Heat Pump (SEER 17) - Fuel Sub - Marine ¦ SCG ¦ Marine | Com ¦ Small Packaged Heat Pump (SEER 17) - Fuel Sub - Marine | SCG ¦ Marine | SCG | All | Electric & Gas | SEER17 Heat Pump, <65 kbtuh, NR | Efficient | 0 | Conventional | HVAC | Com - Office (Small) | Com | ROB Only | 1 | 1000 sqft2 of floor space | Cap-Tons | 15 | DEER:HVAC_Split-Package_HP | -194 | 0 | -5.55 | SWHC046-02 | 1732.5 | 2021 | 0 | 679.11 | 2021 | 0 | -11.62 | SWHC046-02 | Com Central HVAC (Small) - Fuel Sub - Marine ¦ SCG ¦ Marine | Com Central HVAC (Small) - Fuel Sub - Marine | 0.027176 | 1 | 0 | CBSA 2014, adjusted to reflect new efficiencies | 10.4822 | 2032 | 1 | SWHC046-02
COM-HVAC-FS-23.43 | Com ¦ Small Packaged Heat Pump (SEER 17) - Fuel Sub - Marine ¦ SCG ¦ Marine | Com ¦ Small Packaged Heat Pump (SEER 17) - Fuel Sub - Marine | SCG ¦ Marine | SCG | All | Electric & Gas | SEER17 Heat Pump, <65 kbtuh, NR | Efficient | 0 | Conventional | HVAC | Com - Other | Com | ROB Only | 1 | 1000 sqft2 of floor space | Cap-Tons | 15 | DEER:HVAC_Split-Package_HP | -170.5 | 0 | -25 | SWHC046-02 | 1732.5 | 2021 | 0 | 679.11 | 2021 | 0 | -11.62 | SWHC046-02 | Com Central HVAC (Small) - Fuel Sub - Marine ¦ SCG ¦ Marine | Com Central HVAC (Small) - Fuel Sub - Marine | 0.038925 | 1 | 0 | CBSA 2014, adjusted to reflect new efficiencies | 72.4743 | 2032 | 1 | SWHC046-02
COM-HVAC-FS-23.45 | Com ¦ Small Packaged Heat Pump (SEER 17) - Fuel Sub - Marine ¦ SCG ¦ Marine | Com ¦ Small Packaged Heat Pump (SEER 17) - Fuel Sub - Marine | SCG ¦ Marine | SCG | All | Electric & Gas | SEER17 Heat Pump, <65 kbtuh, NR | Efficient | 0 | Conventional | HVAC | Com - Restaurant | Com | ROB Only | 1 | 1000 sqft2 of floor space | Cap-Tons | 15 | DEER:HVAC_Split-Package_HP | -219.6253 | 0 | -11.7207 | SWHC046-02 | 1732.5 | 2021 | 0 | 679.11 | 2021 | 0 | -11.62 | SWHC046-02 | Com Central HVAC (Small) - Fuel Sub - Marine ¦ SCG ¦ Marine | Com Central HVAC (Small) - Fuel Sub - Marine | 0.039657 | 1 | 0 | CBSA 2014, adjusted to reflect new efficiencies | 7.4793 | 2032 | 1 | SWHC046-02
COM-HVAC-FS-23.46 | Com ¦ Small Packaged Heat Pump (SEER 17) - Fuel Sub - Marine ¦ SCG ¦ Marine | Com ¦ Small Packaged Heat Pump (SEER 17) - Fuel Sub - Marine | SCG ¦ Marine | SCG | All | Electric & Gas | SEER17 Heat Pump, <65 kbtuh, NR | Efficient | 0 | Conventional | HVAC | Com - Retail | Com | ROB Only | 1 | 1000 sqft2 of floor space | Cap-Tons | 15 | DEER:HVAC_Split-Package_HP | -270.1704 | 0 | -11.8403 | SWHC046-02 | 1732.5 | 2021 | 0 | 679.11 | 2021 | 0 | -11.62 | SWHC046-02 | Com Central HVAC (Small) - Fuel Sub - Marine ¦ SCG ¦ Marine | Com Central HVAC (Small) - Fuel Sub - Marine | 0.016778 | 1 | 0 | CBSA 2014, adjusted to reflect new efficiencies | 1803.2119 | 2032 | 1 | SWHC046-02
COM-HVAC-FS-23.47 | Com ¦ Small Packaged Heat Pump (SEER 17) - Fuel Sub - Marine ¦ SCG ¦ Marine | Com ¦ Small Packaged Heat Pump (SEER 17) - Fuel Sub - Marine | SCG ¦ Marine | SCG | All | Electric & Gas | SEER17 Heat Pump, <65 kbtuh, NR | Efficient | 0 | Conventional | HVAC | Com - School | Com | ROB Only | 1 | 1000 sqft2 of floor space | Cap-Tons | 15 | DEER:HVAC_Split-Package_HP | -93.2677 | 0 | -12.1639 | SWHC046-02 | 1732.5 | 2021 | 0 | 679.11 | 2021 | 0 | -11.62 | SWHC046-02 | Com Central HVAC (Small) - Fuel Sub - Marine ¦ SCG ¦ Marine | Com Central HVAC (Small) - Fuel Sub - Marine | 0.027322 | 1 | 0 | CBSA 2014, adjusted to reflect new efficiencies | 15.3093 | 2032 | 1 | SWHC046-02
COM-HVAC-FS-23.48 | Com ¦ Small Packaged Heat Pump (SEER 17) - Fuel Sub - Marine ¦ SCG ¦ Marine | Com ¦ Small Packaged Heat Pump (SEER 17) - Fuel Sub - Marine | SCG ¦ Marine | SCG | All | Electric & Gas | SEER17 Heat Pump, <65 kbtuh, NR | Efficient | 0 | Conventional | HVAC | Com - Warehouse | Com | ROB Only | 1 | 1000 sqft2 of floor space | Cap-Tons | 15 | DEER:HVAC_Split-Package_HP | -71.8 | 0 | -34.2 | SWHC046-02 | 1732.5 | 2021 | 0 | 679.11 | 2021 | 0 | -11.62 | SWHC046-02 | Com Central HVAC (Small) - Fuel Sub - Marine ¦ SCG ¦ Marine | Com Central HVAC (Small) - Fuel Sub - Marine | 0.0051386 | 1 | 0 | CBSA 2014, adjusted to reflect new efficiencies | 267.2358 | 2032 | 1 | SWHC046-02
COM-HVAC-FS-23.49 | Com ¦ Small Packaged Heat Pump (SEER 17) - Fuel Sub - Hot-Dry ¦ SCG ¦ Hot-Dry | Com ¦ Small Packaged Heat Pump (SEER 17) - Fuel Sub - Hot-Dry | SCG ¦ Hot-Dry | SCG | All | Electric & Gas | SEER17 Heat Pump, <65 kbtuh, NR | Efficient | 0 | Conventional | HVAC | Com - College | Com | ROB Only | 1 | 1000 sqft2 of floor space | Cap-Tons | 15 | DEER:HVAC_Split-Package_HP | -231.9695 | 0 | -13.1859 | SWHC046-02 | 1732.5 | 2021 | 0 | 679.11 | 2021 | 0 | -11.62 | SWHC046-02 | Com Central HVAC (Small) - Fuel Sub - Hot-Dry ¦ SCG ¦ Hot-Dry | Com Central HVAC (Small) - Fuel Sub - Hot-Dry | 0.022689 | 1 | 0 | CBSA 2014, adjusted to reflect new efficiencies | 15.4957 | 2032 | 1 | SWHC046-02
COM-HVAC-FS-23.50 | Com ¦ Small Packaged Heat Pump (SEER 17) - Fuel Sub - Hot-Dry ¦ SCG ¦ Hot-Dry | Com ¦ Small Packaged Heat Pump (SEER 17) - Fuel Sub - Hot-Dry | SCG ¦ Hot-Dry | SCG | All | Electric & Gas | SEER17 Heat Pump, <65 kbtuh, NR | Efficient | 0 | Conventional | HVAC | Com - Grocery | Com | ROB Only | 1 | 1000 sqft2 of floor space | Cap-Tons | 15 | DEER:HVAC_Split-Package_HP | -257.5 | 0 | -84.8 | SWHC046-02 | 1732.5 | 2021 | 0 | 679.11 | 2021 | 0 | -11.62 | SWHC046-02 | Com Central HVAC (Small) - Fuel Sub - Hot-Dry ¦ SCG ¦ Hot-Dry | Com Central HVAC (Small) - Fuel Sub - Hot-Dry | 0.040359 | 1 | 0 | CBSA 2014, adjusted to reflect new efficiencies | 184.0225 | 2032 | 1 | SWHC046-02
COM-HVAC-FS-23.51 | Com ¦ Small Packaged Heat Pump (SEER 17) - Fuel Sub - Hot-Dry ¦ SCG ¦ Hot-Dry | Com ¦ Small Packaged Heat Pump (SEER 17) - Fuel Sub - Hot-Dry | SCG ¦ Hot-Dry | SCG | All | Electric & Gas | SEER17 Heat Pump, <65 kbtuh, NR | Efficient | 0 | Conventional | HVAC | Com - Health | Com | ROB Only | 1 | 1000 sqft2 of floor space | Cap-Tons | 15 | DEER:HVAC_Split-Package_HP | -426.8281 | 0 | -25.6229 | SWHC046-02 | 1732.5 | 2021 | 0 | 679.11 | 2021 | 0 | -11.62 | SWHC046-02 | Com Central HVAC (Small) - Fuel Sub - Hot-Dry ¦ SCG ¦ Hot-Dry | Com Central HVAC (Small) - Fuel Sub - Hot-Dry | 0.032178 | 1 | 0 | CBSA 2014, adjusted to reflect new efficiencies | 66.8318 | 2032 | 1 | SWHC046-02
COM-HVAC-FS-23.52 | Com ¦ Small Packaged Heat Pump (SEER 17) - Fuel Sub - Hot-Dry ¦ SCG ¦ Hot-Dry | Com ¦ Small Packaged Heat Pump (SEER 17) - Fuel Sub - Hot-Dry | SCG ¦ Hot-Dry | SCG | All | Electric & Gas | SEER17 Heat Pump, <65 kbtuh, NR | Efficient | 0 | Conventional | HVAC | Com - Lodging | Com | ROB Only | 1 | 1000 sqft2 of floor space | Cap-Tons | 15 | DEER:HVAC_Split-Package_HP | -295.9136 | 0 | -40.2704 | SWHC046-02 | 1732.5 | 2021 | 0 | 679.11 | 2021 | 0 | -11.62 | SWHC046-02 | Com Central HVAC (Small) - Fuel Sub - Hot-Dry ¦ SCG ¦ Hot-Dry | Com Central HVAC (Small) - Fuel Sub - Hot-Dry | 0.018069 | 1 | 0 | CBSA 2014, adjusted to reflect new efficiencies | 322.9668 | 2032 | 1 | SWHC046-02
COM-HVAC-FS-23.53 | Com ¦ Small Packaged Heat Pump (SEER 17) - Fuel Sub - Hot-Dry ¦ SCG ¦ Hot-Dry | Com ¦ Small Packaged Heat Pump (SEER 17) - Fuel Sub - Hot-Dry | SCG ¦ Hot-Dry | SCG | All | Electric & Gas | SEER17 Heat Pump, <65 kbtuh, NR | Efficient | 0 | Conventional | HVAC | Com - Office (Large) | Com | ROB Only | 1 | 1000 sqft2 of floor space | Cap-Tons | 15 | DEER:HVAC_Split-Package_HP | -246 | 0 | -1.48 | SWHC046-02 | 1732.5 | 2021 | 0 | 679.11 | 2021 | 0 | -11.62 | SWHC046-02 | Com Central HVAC (Small) - Fuel Sub - Hot-Dry ¦ SCG ¦ Hot-Dry | Com Central HVAC (Small) - Fuel Sub - Hot-Dry | 0.023953 | 1 | 0 | CBSA 2014, adjusted to reflect new efficiencies | 8.9732 | 2032 | 1 | SWHC046-02
COM-HVAC-FS-23.54 | Com ¦ Small Packaged Heat Pump (SEER 17) - Fuel Sub - Hot-Dry ¦ SCG ¦ Hot-Dry | Com ¦ Small Packaged Heat Pump (SEER 17) - Fuel Sub - Hot-Dry | SCG ¦ Hot-Dry | SCG | All | Electric & Gas | SEER17 Heat Pump, <65 kbtuh, NR | Efficient | 0 | Conventional | HVAC | Com - Office (Small) | Com | ROB Only | 1 | 1000 sqft2 of floor space | Cap-Tons | 15 | DEER:HVAC_Split-Package_HP | -219 | 0 | -6.68 | SWHC046-02 | 1732.5 | 2021 | 0 | 679.11 | 2021 | 0 | -11.62 | SWHC046-02 | Com Central HVAC (Small) - Fuel Sub - Hot-Dry ¦ SCG ¦ Hot-Dry | Com Central HVAC (Small) - Fuel Sub - Hot-Dry | 0.027176 | 1 | 0 | CBSA 2014, adjusted to reflect new efficiencies | 12.239 | 2032 | 1 | SWHC046-02
COM-HVAC-FS-23.55 | Com ¦ Small Packaged Heat Pump (SEER 17) - Fuel Sub - Hot-Dry ¦ SCG ¦ Hot-Dry | Com ¦ Small Packaged Heat Pump (SEER 17) - Fuel Sub - Hot-Dry | SCG ¦ Hot-Dry | SCG | All | Electric & Gas | SEER17 Heat Pump, <65 kbtuh, NR | Efficient | 0 | Conventional | HVAC | Com - Other | Com | ROB Only | 1 | 1000 sqft2 of floor space | Cap-Tons | 15 | DEER:HVAC_Split-Package_HP | -225.5 | 0 | -24.5 | SWHC046-02 | 1732.5 | 2021 | 0 | 679.11 | 2021 | 0 | -11.62 | SWHC046-02 | Com Central HVAC (Small) - Fuel Sub - Hot-Dry ¦ SCG ¦ Hot-Dry | Com Central HVAC (Small) - Fuel Sub - Hot-Dry | 0.038925 | 1 | 0 | CBSA 2014, adjusted to reflect new efficiencies | 74.4495 | 2032 | 1 | SWHC046-02
COM-HVAC-FS-23.57 | Com ¦ Small Packaged Heat Pump (SEER 17) - Fuel Sub - Hot-Dry ¦ SCG ¦ Hot-Dry | Com ¦ Small Packaged Heat Pump (SEER 17) - Fuel Sub - Hot-Dry | SCG ¦ Hot-Dry | SCG | All | Electric & Gas | SEER17 Heat Pump, <65 kbtuh, NR | Efficient | 0 | Conventional | HVAC | Com - Restaurant | Com | ROB Only | 1 | 1000 sqft2 of floor space | Cap-Tons | 15 | DEER:HVAC_Split-Package_HP | -289.7498 | 0 | -12.6233 | SWHC046-02 | 1732.5 | 2021 | 0 | 679.11 | 2021 | 0 | -11.62 | SWHC046-02 | Com Central HVAC (Small) - Fuel Sub - Hot-Dry ¦ SCG ¦ Hot-Dry | Com Central HVAC (Small) - Fuel Sub - Hot-Dry | 0.039657 | 1 | 0 | CBSA 2014, adjusted to reflect new efficiencies | 9.1399 | 2032 | 1 | SWHC046-02
COM-HVAC-FS-23.58 | Com ¦ Small Packaged Heat Pump (SEER 17) - Fuel Sub - Hot-Dry ¦ SCG ¦ Hot-Dry | Com ¦ Small Packaged Heat Pump (SEER 17) - Fuel Sub - Hot-Dry | SCG ¦ Hot-Dry | SCG | All | Electric & Gas | SEER17 Heat Pump, <65 kbtuh, NR | Efficient | 0 | Conventional | HVAC | Com - Retail | Com | ROB Only | 1 | 1000 sqft2 of floor space | Cap-Tons | 15 | DEER:HVAC_Split-Package_HP | -333.9812 | 0 | -10.1827 | SWHC046-02 | 1732.5 | 2021 | 0 | 679.11 | 2021 | 0 | -11.62 | SWHC046-02 | Com Central HVAC (Small) - Fuel Sub - Hot-Dry ¦ SCG ¦ Hot-Dry | Com Central HVAC (Small) - Fuel Sub - Hot-Dry | 0.016778 | 1 | 0 | CBSA 2014, adjusted to reflect new efficiencies | 1560.5575 | 2032 | 1 | SWHC046-02
COM-HVAC-FS-23.59 | Com ¦ Small Packaged Heat Pump (SEER 17) - Fuel Sub - Hot-Dry ¦ SCG ¦ Hot-Dry | Com ¦ Small Packaged Heat Pump (SEER 17) - Fuel Sub - Hot-Dry | SCG ¦ Hot-Dry | SCG | All | Electric & Gas | SEER17 Heat Pump, <65 kbtuh, NR | Efficient | 0 | Conventional | HVAC | Com - School | Com | ROB Only | 1 | 1000 sqft2 of floor space | Cap-Tons | 15 | DEER:HVAC_Split-Package_HP | -120.568 | 0 | -12.0107 | SWHC046-02 | 1732.5 | 2021 | 0 | 679.11 | 2021 | 0 | -11.62 | SWHC046-02 | Com Central HVAC (Small) - Fuel Sub - Hot-Dry ¦ SCG ¦ Hot-Dry | Com Central HVAC (Small) - Fuel Sub - Hot-Dry | 0.027322 | 1 | 0 | CBSA 2014, adjusted to reflect new efficiencies | 16.6807 | 2032 | 1 | SWHC046-02
COM-HVAC-FS-23.60 | Com ¦ Small Packaged Heat Pump (SEER 17) - Fuel Sub - Hot-Dry ¦ SCG ¦ Hot-Dry | Com ¦ Small Packaged Heat Pump (SEER 17) - Fuel Sub - Hot-Dry | SCG ¦ Hot-Dry | SCG | All | Electric & Gas | SEER17 Heat Pump, <65 kbtuh, NR | Efficient | 0 | Conventional | HVAC | Com - Warehouse | Com | ROB Only | 1 | 1000 sqft2 of floor space | Cap-Tons | 15 | DEER:HVAC_Split-Package_HP | -139 | 0 | -33.6 | SWHC046-02 | 1732.5 | 2021 | 0 | 679.11 | 2021 | 0 | -11.62 | SWHC046-02 | Com Central HVAC (Small) - Fuel Sub - Hot-Dry ¦ SCG ¦ Hot-Dry | Com Central HVAC (Small) - Fuel Sub - Hot-Dry | 0.0051386 | 1 | 0 | CBSA 2014, adjusted to reflect new efficiencies | 267.6381 | 2032 | 1 | SWHC046-02
COM-HVAC-FS-23.61 | Com ¦ Small Packaged Heat Pump (SEER 17) - Fuel Sub - Cold ¦ SCG ¦ Cold | Com ¦ Small Packaged Heat Pump (SEER 17) - Fuel Sub - Cold | SCG ¦ Cold | SCG | All | Electric & Gas | SEER17 Heat Pump, <65 kbtuh, NR | Efficient | 0 | Conventional | HVAC | Com - College | Com | ROB Only | 1 | 1000 sqft2 of floor space | Cap-Tons | 15 | DEER:HVAC_Split-Package_HP | 341.5649 | 0 | -92.6695 | SWHC046-02 | 1732.5 | 2021 | 0 | 679.11 | 2021 | 0 | -11.62 | SWHC046-02 | Com Central HVAC (Small) - Fuel Sub - Cold ¦ SCG ¦ Cold | Com Central HVAC (Small) - Fuel Sub - Cold | 0.022689 | 1 | 0 | CBSA 2014, adjusted to reflect new efficiencies | 41.8807 | 2032 | 1 | SWHC046-02
COM-HVAC-FS-23.62 | Com ¦ Small Packaged Heat Pump (SEER 17) - Fuel Sub - Cold ¦ SCG ¦ Cold | Com ¦ Small Packaged Heat Pump (SEER 17) - Fuel Sub - Cold | SCG ¦ Cold | SCG | All | Electric & Gas | SEER17 Heat Pump, <65 kbtuh, NR | Efficient | 0 | Conventional | HVAC | Com - Grocery | Com | ROB Only | 1 | 1000 sqft2 of floor space | Cap-Tons | 15 | DEER:HVAC_Split-Package_HP | 1395 | 0 | -331.5 | SWHC046-02 | 1732.5 | 2021 | 0 | 679.11 | 2021 | 0 | -11.62 | SWHC046-02 | Com Central HVAC (Small) - Fuel Sub - Cold ¦ SCG ¦ Cold | Com Central HVAC (Small) - Fuel Sub - Cold | 0.040359 | 1 | 0 | CBSA 2014, adjusted to reflect new efficiencies | 666.5795 | 2032 | 1 | SWHC046-02
COM-HVAC-FS-23.63 | Com ¦ Small Packaged Heat Pump (SEER 17) - Fuel Sub - Cold ¦ SCG ¦ Cold | Com ¦ Small Packaged Heat Pump (SEER 17) - Fuel Sub - Cold | SCG ¦ Cold | SCG | All | Electric & Gas | SEER17 Heat Pump, <65 kbtuh, NR | Efficient | 0 | Conventional | HVAC | Com - Health | Com | ROB Only | 1 | 1000 sqft2 of floor space | Cap-Tons | 15 | DEER:HVAC_Split-Package_HP | 217.5098 | 0 | -128.9495 | SWHC046-02 | 1732.5 | 2021 | 0 | 679.11 | 2021 | 0 | -11.62 | SWHC046-02 | Com Central HVAC (Small) - Fuel Sub - Cold ¦ SCG ¦ Cold | Com Central HVAC (Small) - Fuel Sub - Cold | 0.032178 | 1 | 0 | CBSA 2014, adjusted to reflect new efficiencies | 301.2753 | 2032 | 1 | SWHC046-02
COM-HVAC-FS-23.64 | Com ¦ Small Packaged Heat Pump (SEER 17) - Fuel Sub - Cold ¦ SCG ¦ Cold | Com ¦ Small Packaged Heat Pump (SEER 17) - Fuel Sub - Cold | SCG ¦ Cold | SCG | All | Electric & Gas | SEER17 Heat Pump, <65 kbtuh, NR | Efficient | 0 | Conventional | HVAC | Com - Lodging | Com | ROB Only | 1 | 1000 sqft2 of floor space | Cap-Tons | 15 | DEER:HVAC_Split-Package_HP | 938.7835 | 0 | -210.3596 | SWHC046-02 | 1732.5 | 2021 | 0 | 679.11 | 2021 | 0 | -11.62 | SWHC046-02 | Com Central HVAC (Small) - Fuel Sub - Cold ¦ SCG ¦ Cold | Com Central HVAC (Small) - Fuel Sub - Cold | 0.018069 | 1 | 0 | CBSA 2014, adjusted to reflect new efficiencies | 1550.5163 | 2032 | 1 | SWHC046-02
COM-HVAC-FS-23.65 | Com ¦ Small Packaged Heat Pump (SEER 17) - Fuel Sub - Cold ¦ SCG ¦ Cold | Com ¦ Small Packaged Heat Pump (SEER 17) - Fuel Sub - Cold | SCG ¦ Cold | SCG | All | Electric & Gas | SEER17 Heat Pump, <65 kbtuh, NR | Efficient | 0 | Conventional | HVAC | Com - Office (Large) | Com | ROB Only | 1 | 1000 sqft2 of floor space | Cap-Tons | 15 | DEER:HVAC_Split-Package_HP | -52.6 | 0 | -24.4 | SWHC046-02 | 1732.5 | 2021 | 0 | 679.11 | 2021 | 0 | -11.62 | SWHC046-02 | Com Central HVAC (Small) - Fuel Sub - Cold ¦ SCG ¦ Cold | Com Central HVAC (Small) - Fuel Sub - Cold | 0.023953 | 1 | 0 | CBSA 2014, adjusted to reflect new efficiencies | 85.2519 | 2032 | 1 | SWHC046-02
COM-HVAC-FS-23.66 | Com ¦ Small Packaged Heat Pump (SEER 17) - Fuel Sub - Cold ¦ SCG ¦ Cold | Com ¦ Small Packaged Heat Pump (SEER 17) - Fuel Sub - Cold | SCG ¦ Cold | SCG | All | Electric & Gas | SEER17 Heat Pump, <65 kbtuh, NR | Efficient | 0 | Conventional | HVAC | Com - Office (Small) | Com | ROB Only | 1 | 1000 sqft2 of floor space | Cap-Tons | 15 | DEER:HVAC_Split-Package_HP | 135.5 | 0 | -49.4 | SWHC046-02 | 1732.5 | 2021 | 0 | 679.11 | 2021 | 0 | -11.62 | SWHC046-02 | Com Central HVAC (Small) - Fuel Sub - Cold ¦ SCG ¦ Cold | Com Central HVAC (Small) - Fuel Sub - Cold | 0.027176 | 1 | 0 | CBSA 2014, adjusted to reflect new efficiencies | 44.8323 | 2032 | 1 | SWHC046-02
COM-HVAC-FS-23.67 | Com ¦ Small Packaged Heat Pump (SEER 17) - Fuel Sub - Cold ¦ SCG ¦ Cold | Com ¦ Small Packaged Heat Pump (SEER 17) - Fuel Sub - Cold | SCG ¦ Cold | SCG | All | Electric & Gas | SEER17 Heat Pump, <65 kbtuh, NR | Efficient | 0 | Conventional | HVAC | Com - Other | Com | ROB Only | 1 | 1000 sqft2 of floor space | Cap-Tons | 15 | DEER:HVAC_Split-Package_HP | 721 | 0 | -172 | SWHC046-02 | 1732.5 | 2021 | 0 | 679.11 | 2021 | 0 | -11.62 | SWHC046-02 | Com Central HVAC (Small) - Fuel Sub - Cold ¦ SCG ¦ Cold | Com Central HVAC (Small) - Fuel Sub - Cold | 0.038925 | 1 | 0 | CBSA 2014, adjusted to reflect new efficiencies | 387.5702 | 2032 | 1 | SWHC046-02
COM-HVAC-FS-23.69 | Com ¦ Small Packaged Heat Pump (SEER 17) - Fuel Sub - Cold ¦ SCG ¦ Cold | Com ¦ Small Packaged Heat Pump (SEER 17) - Fuel Sub - Cold | SCG ¦ Cold | SCG | All | Electric & Gas | SEER17 Heat Pump, <65 kbtuh, NR | Efficient | 0 | Conventional | HVAC | Com - Restaurant | Com | ROB Only | 1 | 1000 sqft2 of floor space | Cap-Tons | 15 | DEER:HVAC_Split-Package_HP | 430.5153 | 0 | -140.5022 | SWHC046-02 | 1732.5 | 2021 | 0 | 679.11 | 2021 | 0 | -11.62 | SWHC046-02 | Com Central HVAC (Small) - Fuel Sub - Cold ¦ SCG ¦ Cold | Com Central HVAC (Small) - Fuel Sub - Cold | 0.039657 | 1 | 0 | CBSA 2014, adjusted to reflect new efficiencies | 27.2176 | 2032 | 1 | SWHC046-02
COM-HVAC-FS-23.70 | Com ¦ Small Packaged Heat Pump (SEER 17) - Fuel Sub - Cold ¦ SCG ¦ Cold | Com ¦ Small Packaged Heat Pump (SEER 17) - Fuel Sub - Cold | SCG ¦ Cold | SCG | All | Electric & Gas | SEER17 Heat Pump, <65 kbtuh, NR | Efficient | 0 | Conventional | HVAC | Com - Retail | Com | ROB Only | 1 | 1000 sqft2 of floor space | Cap-Tons | 15 | DEER:HVAC_Split-Package_HP | 356.9859 | 0 | -114.1883 | SWHC046-02 | 1732.5 | 2021 | 0 | 679.11 | 2021 | 0 | -11.62 | SWHC046-02 | Com Central HVAC (Small) - Fuel Sub - Cold ¦ SCG ¦ Cold | Com Central HVAC (Small) - Fuel Sub - Cold | 0.016778 | 1 | 0 | CBSA 2014, adjusted to reflect new efficiencies | 17104.8827 | 2032 | 1 | SWHC046-02
COM-HVAC-FS-23.71 | Com ¦ Small Packaged Heat Pump (SEER 17) - Fuel Sub - Cold ¦ SCG ¦ Cold | Com ¦ Small Packaged Heat Pump (SEER 17) - Fuel Sub - Cold | SCG ¦ Cold | SCG | All | Electric & Gas | SEER17 Heat Pump, <65 kbtuh, NR | Efficient | 0 | Conventional | HVAC | Com - School | Com | ROB Only | 1 | 1000 sqft2 of floor space | Cap-Tons | 15 | DEER:HVAC_Split-Package_HP | 460.34 | 0 | -96.149 | SWHC046-02 | 1732.5 | 2021 | 0 | 679.11 | 2021 | 0 | -11.62 | SWHC046-02 | Com Central HVAC (Small) - Fuel Sub - Cold ¦ SCG ¦ Cold | Com Central HVAC (Small) - Fuel Sub - Cold | 0.027322 | 1 | 0 | CBSA 2014, adjusted to reflect new efficiencies | 55.2282 | 2032 | 1 | SWHC046-02
COM-HVAC-FS-23.72 | Com ¦ Small Packaged Heat Pump (SEER 17) - Fuel Sub - Cold ¦ SCG ¦ Cold | Com ¦ Small Packaged Heat Pump (SEER 17) - Fuel Sub - Cold | SCG ¦ Cold | SCG | All | Electric & Gas | SEER17 Heat Pump, <65 kbtuh, NR | Efficient | 0 | Conventional | HVAC | Com - Warehouse | Com | ROB Only | 1 | 1000 sqft2 of floor space | Cap-Tons | 15 | DEER:HVAC_Split-Package_HP | 776 | 0 | -152 | SWHC046-02 | 1732.5 | 2021 | 0 | 679.11 | 2021 | 0 | -11.62 | SWHC046-02 | Com Central HVAC (Small) - Fuel Sub - Cold ¦ SCG ¦ Cold | Com Central HVAC (Small) - Fuel Sub - Cold | 0.0051386 | 1 | 0 | CBSA 2014, adjusted to reflect new efficiencies | 1106.2831 | 2032 | 1 | SWHC046-02
COM-HVAC-FS-23.73 | Com ¦ Small Packaged Heat Pump (SEER 17) - Fuel Sub - Marine ¦ SDG&E ¦ Marine | Com ¦ Small Packaged Heat Pump (SEER 17) - Fuel Sub - Marine | SDG&E ¦ Marine | SDG&E | All | Electric & Gas | SEER17 Heat Pump, <65 kbtuh, NR | Efficient | 0 | Conventional | HVAC | Com - College | Com | ROB Only | 1 | 1000 sqft2 of floor space | Cap-Tons | 15 | DEER:HVAC_Split-Package_HP | -197.8217 | 0 | -12.4101 | SWHC046-02 | 1732.5 | 2021 | 0 | 679.11 | 2021 | 0 | -11.62 | SWHC046-02 | Com Central HVAC (Small) - Fuel Sub - Marine ¦ SDG&E ¦ Marine | Com Central HVAC (Small) - Fuel Sub - Marine | 0.022234 | 1 | 0 | CBSA 2014, adjusted to reflect new efficiencies | 13.8872 | 2032 | 1 | SWHC046-02
COM-HVAC-FS-23.74 | Com ¦ Small Packaged Heat Pump (SEER 17) - Fuel Sub - Marine ¦ SDG&E ¦ Marine | Com ¦ Small Packaged Heat Pump (SEER 17) - Fuel Sub - Marine | SDG&E ¦ Marine | SDG&E | All | Electric & Gas | SEER17 Heat Pump, <65 kbtuh, NR | Efficient | 0 | Conventional | HVAC | Com - Grocery | Com | ROB Only | 1 | 1000 sqft2 of floor space | Cap-Tons | 15 | DEER:HVAC_Split-Package_HP | -169.5 | 0 | -80.6 | SWHC046-02 | 1732.5 | 2021 | 0 | 679.11 | 2021 | 0 | -11.62 | SWHC046-02 | Com Central HVAC (Small) - Fuel Sub - Marine ¦ SDG&E ¦ Marine | Com Central HVAC (Small) - Fuel Sub - Marine | 0.041033 | 1 | 0 | CBSA 2014, adjusted to reflect new efficiencies | 173.2538 | 2032 | 1 | SWHC046-02
COM-HVAC-FS-23.75 | Com ¦ Small Packaged Heat Pump (SEER 17) - Fuel Sub - Marine ¦ SDG&E ¦ Marine | Com ¦ Small Packaged Heat Pump (SEER 17) - Fuel Sub - Marine | SDG&E ¦ Marine | SDG&E | All | Electric & Gas | SEER17 Heat Pump, <65 kbtuh, NR | Efficient | 0 | Conventional | HVAC | Com - Health | Com | ROB Only | 1 | 1000 sqft2 of floor space | Cap-Tons | 15 | DEER:HVAC_Split-Package_HP | -409.5151 | 0 | -22.4855 | SWHC046-02 | 1732.5 | 2021 | 0 | 679.11 | 2021 | 0 | -11.62 | SWHC046-02 | Com Central HVAC (Small) - Fuel Sub - Marine ¦ SDG&E ¦ Marine | Com Central HVAC (Small) - Fuel Sub - Marine | 0.031998 | 1 | 0 | CBSA 2014, adjusted to reflect new efficiencies | 59.1666 | 2032 | 1 | SWHC046-02
COM-HVAC-FS-23.76 | Com ¦ Small Packaged Heat Pump (SEER 17) - Fuel Sub - Marine ¦ SDG&E ¦ Marine | Com ¦ Small Packaged Heat Pump (SEER 17) - Fuel Sub - Marine | SDG&E ¦ Marine | SDG&E | All | Electric & Gas | SEER17 Heat Pump, <65 kbtuh, NR | Efficient | 0 | Conventional | HVAC | Com - Lodging | Com | ROB Only | 1 | 1000 sqft2 of floor space | Cap-Tons | 15 | DEER:HVAC_Split-Package_HP | -232.5812 | 0 | -41.9025 | SWHC046-02 | 1732.5 | 2021 | 0 | 679.11 | 2021 | 0 | -11.62 | SWHC046-02 | Com Central HVAC (Small) - Fuel Sub - Marine ¦ SDG&E ¦ Marine | Com Central HVAC (Small) - Fuel Sub - Marine | 0.017903 | 1 | 0 | CBSA 2014, adjusted to reflect new efficiencies | 331.9161 | 2032 | 1 | SWHC046-02
COM-HVAC-FS-23.77 | Com ¦ Small Packaged Heat Pump (SEER 17) - Fuel Sub - Marine ¦ SDG&E ¦ Marine | Com ¦ Small Packaged Heat Pump (SEER 17) - Fuel Sub - Marine | SDG&E ¦ Marine | SDG&E | All | Electric & Gas | SEER17 Heat Pump, <65 kbtuh, NR | Efficient | 0 | Conventional | HVAC | Com - Office (Large) | Com | ROB Only | 1 | 1000 sqft2 of floor space | Cap-Tons | 15 | DEER:HVAC_Split-Package_HP | -221.5 | 0 | -0.948 | SWHC046-02 | 1732.5 | 2021 | 0 | 679.11 | 2021 | 0 | -11.62 | SWHC046-02 | Com Central HVAC (Small) - Fuel Sub - Marine ¦ SDG&E ¦ Marine | Com Central HVAC (Small) - Fuel Sub - Marine | 0.023374 | 1 | 0 | CBSA 2014, adjusted to reflect new efficiencies | 6.7488 | 2032 | 1 | SWHC046-02
COM-HVAC-FS-23.78 | Com ¦ Small Packaged Heat Pump (SEER 17) - Fuel Sub - Marine ¦ SDG&E ¦ Marine | Com ¦ Small Packaged Heat Pump (SEER 17) - Fuel Sub - Marine | SDG&E ¦ Marine | SDG&E | All | Electric & Gas | SEER17 Heat Pump, <65 kbtuh, NR | Efficient | 0 | Conventional | HVAC | Com - Office (Small) | Com | ROB Only | 1 | 1000 sqft2 of floor space | Cap-Tons | 15 | DEER:HVAC_Split-Package_HP | -194 | 0 | -5.55 | SWHC046-02 | 1732.5 | 2021 | 0 | 679.11 | 2021 | 0 | -11.62 | SWHC046-02 | Com Central HVAC (Small) - Fuel Sub - Marine ¦ SDG&E ¦ Marine | Com Central HVAC (Small) - Fuel Sub - Marine | 0.028381 | 1 | 0 | CBSA 2014, adjusted to reflect new efficiencies | 10.4822 | 2032 | 1 | SWHC046-02
COM-HVAC-FS-23.79 | Com ¦ Small Packaged Heat Pump (SEER 17) - Fuel Sub - Marine ¦ SDG&E ¦ Marine | Com ¦ Small Packaged Heat Pump (SEER 17) - Fuel Sub - Marine | SDG&E ¦ Marine | SDG&E | All | Electric & Gas | SEER17 Heat Pump, <65 kbtuh, NR | Efficient | 0 | Conventional | HVAC | Com - Other | Com | ROB Only | 1 | 1000 sqft2 of floor space | Cap-Tons | 15 | DEER:HVAC_Split-Package_HP | -170.5 | 0 | -25 | SWHC046-02 | 1732.5 | 2021 | 0 | 679.11 | 2021 | 0 | -11.62 | SWHC046-02 | Com Central HVAC (Small) - Fuel Sub - Marine ¦ SDG&E ¦ Marine | Com Central HVAC (Small) - Fuel Sub - Marine | 0.03826 | 1 | 0 | CBSA 2014, adjusted to reflect new efficiencies | 72.4743 | 2032 | 1 | SWHC046-02
COM-HVAC-FS-23.81 | Com ¦ Small Packaged Heat Pump (SEER 17) - Fuel Sub - Marine ¦ SDG&E ¦ Marine | Com ¦ Small Packaged Heat Pump (SEER 17) - Fuel Sub - Marine | SDG&E ¦ Marine | SDG&E | All | Electric & Gas | SEER17 Heat Pump, <65 kbtuh, NR | Efficient | 0 | Conventional | HVAC | Com - Restaurant | Com | ROB Only | 1 | 1000 sqft2 of floor space | Cap-Tons | 15 | DEER:HVAC_Split-Package_HP | -219.6253 | 0 | -11.7207 | SWHC046-02 | 1732.5 | 2021 | 0 | 679.11 | 2021 | 0 | -11.62 | SWHC046-02 | Com Central HVAC (Small) - Fuel Sub - Marine ¦ SDG&E ¦ Marine | Com Central HVAC (Small) - Fuel Sub - Marine | 0.041427 | 1 | 0 | CBSA 2014, adjusted to reflect new efficiencies | 7.4793 | 2032 | 1 | SWHC046-02
COM-HVAC-FS-23.82 | Com ¦ Small Packaged Heat Pump (SEER 17) - Fuel Sub - Marine ¦ SDG&E ¦ Marine | Com ¦ Small Packaged Heat Pump (SEER 17) - Fuel Sub - Marine | SDG&E ¦ Marine | SDG&E | All | Electric & Gas | SEER17 Heat Pump, <65 kbtuh, NR | Efficient | 0 | Conventional | HVAC | Com - Retail | Com | ROB Only | 1 | 1000 sqft2 of floor space | Cap-Tons | 15 | DEER:HVAC_Split-Package_HP | -270.1704 | 0 | -11.8403 | SWHC046-02 | 1732.5 | 2021 | 0 | 679.11 | 2021 | 0 | -11.62 | SWHC046-02 | Com Central HVAC (Small) - Fuel Sub - Marine ¦ SDG&E ¦ Marine | Com Central HVAC (Small) - Fuel Sub - Marine | 0.016794 | 1 | 0 | CBSA 2014, adjusted to reflect new efficiencies | 1803.2119 | 2032 | 1 | SWHC046-02
COM-HVAC-FS-23.83 | Com ¦ Small Packaged Heat Pump (SEER 17) - Fuel Sub - Marine ¦ SDG&E ¦ Marine | Com ¦ Small Packaged Heat Pump (SEER 17) - Fuel Sub - Marine | SDG&E ¦ Marine | SDG&E | All | Electric & Gas | SEER17 Heat Pump, <65 kbtuh, NR | Efficient | 0 | Conventional | HVAC | Com - School | Com | ROB Only | 1 | 1000 sqft2 of floor space | Cap-Tons | 15 | DEER:HVAC_Split-Package_HP | -93.2677 | 0 | -12.1639 | SWHC046-02 | 1732.5 | 2021 | 0 | 679.11 | 2021 | 0 | -11.62 | SWHC046-02 | Com Central HVAC (Small) - Fuel Sub - Marine ¦ SDG&E ¦ Marine | Com Central HVAC (Small) - Fuel Sub - Marine | 0.028241 | 1 | 0 | CBSA 2014, adjusted to reflect new efficiencies | 15.3093 | 2032 | 1 | SWHC046-02
COM-HVAC-FS-23.84 | Com ¦ Small Packaged Heat Pump (SEER 17) - Fuel Sub - Marine ¦ SDG&E ¦ Marine | Com ¦ Small Packaged Heat Pump (SEER 17) - Fuel Sub - Marine | SDG&E ¦ Marine | SDG&E | All | Electric & Gas | SEER17 Heat Pump, <65 kbtuh, NR | Efficient | 0 | Conventional | HVAC | Com - Warehouse | Com | ROB Only | 1 | 1000 sqft2 of floor space | Cap-Tons | 15 | DEER:HVAC_Split-Package_HP | -71.8 | 0 | -34.2 | SWHC046-02 | 1732.5 | 2021 | 0 | 679.11 | 2021 | 0 | -11.62 | SWHC046-02 | Com Central HVAC (Small) - Fuel Sub - Marine ¦ SDG&E ¦ Marine | Com Central HVAC (Small) - Fuel Sub - Marine | 0.0051502 | 1 | 0 | CBSA 2014, adjusted to reflect new efficiencies | 267.2358 | 2032 | 1 | SWHC046-02
COM-HVAC-FS-23.85 | Com ¦ Small Packaged Heat Pump (SEER 17) - Fuel Sub - Hot-Dry ¦ SDG&E ¦ Hot-Dry | Com ¦ Small Packaged Heat Pump (SEER 17) - Fuel Sub - Hot-Dry | SDG&E ¦ Hot-Dry | SDG&E | All | Electric & Gas | SEER17 Heat Pump, <65 kbtuh, NR | Efficient | 0 | Conventional | HVAC | Com - College | Com | ROB Only | 1 | 1000 sqft2 of floor space | Cap-Tons | 15 | DEER:HVAC_Split-Package_HP | -179.5521 | 0 | -10.793 | SWHC046-02 | 1732.5 | 2021 | 0 | 679.11 | 2021 | 0 | -11.62 | SWHC046-02 | Com Central HVAC (Small) - Fuel Sub - Hot-Dry ¦ SDG&E ¦ Hot-Dry | Com Central HVAC (Small) - Fuel Sub - Hot-Dry | 0.022234 | 1 | 0 | CBSA 2014, adjusted to reflect new efficiencies | 12.3329 | 2032 | 1 | SWHC046-02
COM-HVAC-FS-23.86 | Com ¦ Small Packaged Heat Pump (SEER 17) - Fuel Sub - Hot-Dry ¦ SDG&E ¦ Hot-Dry | Com ¦ Small Packaged Heat Pump (SEER 17) - Fuel Sub - Hot-Dry | SDG&E ¦ Hot-Dry | SDG&E | All | Electric & Gas | SEER17 Heat Pump, <65 kbtuh, NR | Efficient | 0 | Conventional | HVAC | Com - Grocery | Com | ROB Only | 1 | 1000 sqft2 of floor space | Cap-Tons | 15 | DEER:HVAC_Split-Package_HP | -171.5 | 0 | -79.1 | SWHC046-02 | 1732.5 | 2021 | 0 | 679.11 | 2021 | 0 | -11.62 | SWHC046-02 | Com Central HVAC (Small) - Fuel Sub - Hot-Dry ¦ SDG&E ¦ Hot-Dry | Com Central HVAC (Small) - Fuel Sub - Hot-Dry | 0.041033 | 1 | 0 | CBSA 2014, adjusted to reflect new efficiencies | 170.1428 | 2032 | 1 | SWHC046-02
COM-HVAC-FS-23.87 | Com ¦ Small Packaged Heat Pump (SEER 17) - Fuel Sub - Hot-Dry ¦ SDG&E ¦ Hot-Dry | Com ¦ Small Packaged Heat Pump (SEER 17) - Fuel Sub - Hot-Dry | SDG&E ¦ Hot-Dry | SDG&E | All | Electric & Gas | SEER17 Heat Pump, <65 kbtuh, NR | Efficient | 0 | Conventional | HVAC | Com - Health | Com | ROB Only | 1 | 1000 sqft2 of floor space | Cap-Tons | 15 | DEER:HVAC_Split-Package_HP | -391.0943 | 0 | -17.1444 | SWHC046-02 | 1732.5 | 2021 | 0 | 679.11 | 2021 | 0 | -11.62 | SWHC046-02 | Com Central HVAC (Small) - Fuel Sub - Hot-Dry ¦ SDG&E ¦ Hot-Dry | Com Central HVAC (Small) - Fuel Sub - Hot-Dry | 0.031998 | 1 | 0 | CBSA 2014, adjusted to reflect new efficiencies | 46.2812 | 2032 | 1 | SWHC046-02
COM-HVAC-FS-23.88 | Com ¦ Small Packaged Heat Pump (SEER 17) - Fuel Sub - Hot-Dry ¦ SDG&E ¦ Hot-Dry | Com ¦ Small Packaged Heat Pump (SEER 17) - Fuel Sub - Hot-Dry | SDG&E ¦ Hot-Dry | SDG&E | All | Electric & Gas | SEER17 Heat Pump, <65 kbtuh, NR | Efficient | 0 | Conventional | HVAC | Com - Lodging | Com | ROB Only | 1 | 1000 sqft2 of floor space | Cap-Tons | 15 | DEER:HVAC_Split-Package_HP | -244.4579 | 0 | -33.7874 | SWHC046-02 | 1732.5 | 2021 | 0 | 679.11 | 2021 | 0 | -11.62 | SWHC046-02 | Com Central HVAC (Small) - Fuel Sub - Hot-Dry ¦ SDG&E ¦ Hot-Dry | Com Central HVAC (Small) - Fuel Sub - Hot-Dry | 0.017903 | 1 | 0 | CBSA 2014, adjusted to reflect new efficiencies | 270.7638 | 2032 | 1 | SWHC046-02
COM-HVAC-FS-23.89 | Com ¦ Small Packaged Heat Pump (SEER 17) - Fuel Sub - Hot-Dry ¦ SDG&E ¦ Hot-Dry | Com ¦ Small Packaged Heat Pump (SEER 17) - Fuel Sub - Hot-Dry | SDG&E ¦ Hot-Dry | SDG&E | All | Electric & Gas | SEER17 Heat Pump, <65 kbtuh, NR | Efficient | 0 | Conventional | HVAC | Com - Office (Large) | Com | ROB Only | 1 | 1000 sqft2 of floor space | Cap-Tons | 15 | DEER:HVAC_Split-Package_HP | -197.5 | 0 | -0.5795 | SWHC046-02 | 1732.5 | 2021 | 0 | 679.11 | 2021 | 0 | -11.62 | SWHC046-02 | Com Central HVAC (Small) - Fuel Sub - Hot-Dry ¦ SDG&E ¦ Hot-Dry | Com Central HVAC (Small) - Fuel Sub - Hot-Dry | 0.023374 | 1 | 0 | CBSA 2014, adjusted to reflect new efficiencies | 5.0979 | 2032 | 1 | SWHC046-02
COM-HVAC-FS-23.90 | Com ¦ Small Packaged Heat Pump (SEER 17) - Fuel Sub - Hot-Dry ¦ SDG&E ¦ Hot-Dry | Com ¦ Small Packaged Heat Pump (SEER 17) - Fuel Sub - Hot-Dry | SDG&E ¦ Hot-Dry | SDG&E | All | Electric & Gas | SEER17 Heat Pump, <65 kbtuh, NR | Efficient | 0 | Conventional | HVAC | Com - Office (Small) | Com | ROB Only | 1 | 1000 sqft2 of floor space | Cap-Tons | 15 | DEER:HVAC_Split-Package_HP | -179.5 | 0 | -4.435 | SWHC046-02 | 1732.5 | 2021 | 0 | 679.11 | 2021 | 0 | -11.62 | SWHC046-02 | Com Central HVAC (Small) - Fuel Sub - Hot-Dry ¦ SDG&E ¦ Hot-Dry | Com Central HVAC (Small) - Fuel Sub - Hot-Dry | 0.028381 | 1 | 0 | CBSA 2014, adjusted to reflect new efficiencies | 9.0133 | 2032 | 1 | SWHC046-02
COM-HVAC-FS-23.91 | Com ¦ Small Packaged Heat Pump (SEER 17) - Fuel Sub - Hot-Dry ¦ SDG&E ¦ Hot-Dry | Com ¦ Small Packaged Heat Pump (SEER 17) - Fuel Sub - Hot-Dry | SDG&E ¦ Hot-Dry | SDG&E | All | Electric & Gas | SEER17 Heat Pump, <65 kbtuh, NR | Efficient | 0 | Conventional | HVAC | Com - Other | Com | ROB Only | 1 | 1000 sqft2 of floor space | Cap-Tons | 15 | DEER:HVAC_Split-Package_HP | -158 | 0 | -21.8 | SWHC046-02 | 1732.5 | 2021 | 0 | 679.11 | 2021 | 0 | -11.62 | SWHC046-02 | Com Central HVAC (Small) - Fuel Sub - Hot-Dry ¦ SDG&E ¦ Hot-Dry | Com Central HVAC (Small) - Fuel Sub - Hot-Dry | 0.03826 | 1 | 0 | CBSA 2014, adjusted to reflect new efficiencies | 63.7443 | 2032 | 1 | SWHC046-02
COM-HVAC-FS-23.93 | Com ¦ Small Packaged Heat Pump (SEER 17) - Fuel Sub - Hot-Dry ¦ SDG&E ¦ Hot-Dry | Com ¦ Small Packaged Heat Pump (SEER 17) - Fuel Sub - Hot-Dry | SDG&E ¦ Hot-Dry | SDG&E | All | Electric & Gas | SEER17 Heat Pump, <65 kbtuh, NR | Efficient | 0 | Conventional | HVAC | Com - Restaurant | Com | ROB Only | 1 | 1000 sqft2 of floor space | Cap-Tons | 15 | DEER:HVAC_Split-Package_HP | -197.1263 | 0 | -8.0956 | SWHC046-02 | 1732.5 | 2021 | 0 | 679.11 | 2021 | 0 | -11.62 | SWHC046-02 | Com Central HVAC (Small) - Fuel Sub - Hot-Dry ¦ SDG&E ¦ Hot-Dry | Com Central HVAC (Small) - Fuel Sub - Hot-Dry | 0.041427 | 1 | 0 | CBSA 2014, adjusted to reflect new efficiencies | 6.092 | 2032 | 1 | SWHC046-02
COM-HVAC-FS-23.94 | Com ¦ Small Packaged Heat Pump (SEER 17) - Fuel Sub - Hot-Dry ¦ SDG&E ¦ Hot-Dry | Com ¦ Small Packaged Heat Pump (SEER 17) - Fuel Sub - Hot-Dry | SDG&E ¦ Hot-Dry | SDG&E | All | Electric & Gas | SEER17 Heat Pump, <65 kbtuh, NR | Efficient | 0 | Conventional | HVAC | Com - Retail | Com | ROB Only | 1 | 1000 sqft2 of floor space | Cap-Tons | 15 | DEER:HVAC_Split-Package_HP | -240.3501 | 0 | -9.8184 | SWHC046-02 | 1732.5 | 2021 | 0 | 679.11 | 2021 | 0 | -11.62 | SWHC046-02 | Com Central HVAC (Small) - Fuel Sub - Hot-Dry ¦ SDG&E ¦ Hot-Dry | Com Central HVAC (Small) - Fuel Sub - Hot-Dry | 0.016794 | 1 | 0 | CBSA 2014, adjusted to reflect new efficiencies | 1496.8549 | 2032 | 1 | SWHC046-02
COM-HVAC-FS-23.95 | Com ¦ Small Packaged Heat Pump (SEER 17) - Fuel Sub - Hot-Dry ¦ SDG&E ¦ Hot-Dry | Com ¦ Small Packaged Heat Pump (SEER 17) - Fuel Sub - Hot-Dry | SDG&E ¦ Hot-Dry | SDG&E | All | Electric & Gas | SEER17 Heat Pump, <65 kbtuh, NR | Efficient | 0 | Conventional | HVAC | Com - School | Com | ROB Only | 1 | 1000 sqft2 of floor space | Cap-Tons | 15 | DEER:HVAC_Split-Package_HP | -84.2097 | 0 | -10.9429 | SWHC046-02 | 1732.5 | 2021 | 0 | 679.11 | 2021 | 0 | -11.62 | SWHC046-02 | Com Central HVAC (Small) - Fuel Sub - Hot-Dry ¦ SDG&E ¦ Hot-Dry | Com Central HVAC (Small) - Fuel Sub - Hot-Dry | 0.028241 | 1 | 0 | CBSA 2014, adjusted to reflect new efficiencies | 13.7892 | 2032 | 1 | SWHC046-02
COM-HVAC-FS-23.96 | Com ¦ Small Packaged Heat Pump (SEER 17) - Fuel Sub - Hot-Dry ¦ SDG&E ¦ Hot-Dry | Com ¦ Small Packaged Heat Pump (SEER 17) - Fuel Sub - Hot-Dry | SDG&E ¦ Hot-Dry | SDG&E | All | Electric & Gas | SEER17 Heat Pump, <65 kbtuh, NR | Efficient | 0 | Conventional | HVAC | Com - Warehouse | Com | ROB Only | 1 | 1000 sqft2 of floor space | Cap-Tons | 15 | DEER:HVAC_Split-Package_HP | -81.75 | 0 | -31.9 | SWHC046-02 | 1732.5 | 2021 | 0 | 679.11 | 2021 | 0 | -11.62 | SWHC046-02 | Com Central HVAC (Small) - Fuel Sub - Hot-Dry ¦ SDG&E ¦ Hot-Dry | Com Central HVAC (Small) - Fuel Sub - Hot-Dry | 0.0051502 | 1 | 0 | CBSA 2014, adjusted to reflect new efficiencies | 250.3627 | 2032 | 1 | SWHC046-02
COM-HVAC-FS-24.1 | Com ¦ Small Packaged Heat Pump (SEER 18) - Fuel Sub - Marine ¦ PG&E ¦ Marine | Com ¦ Small Packaged Heat Pump (SEER 18) - Fuel Sub - Marine | PG&E ¦ Marine | PG&E | All | Electric & Gas | SEER18 Heat Pump, <65 kbtuh, NR | Efficient | 0 | Conventional | HVAC | Com - College | Com | ROB Only | 1 | 1000 sqft2 of floor space | Cap-Tons | 15 | DEER:HVAC_Split-Package_HP | -62.6166 | 0 | -35.6808 | SWHC046-02 | 1782 | 2021 | 0 | 679.11 | 2021 | 0 | -11.62 | SWHC046-02 | Com Central HVAC (Small) - Fuel Sub - Marine ¦ PG&E ¦ Marine | Com Central HVAC (Small) - Fuel Sub - Marine | 0.020331 | 1 | 0 | CBSA 2014, adjusted to reflect new efficiencies | 22.7239 | 2032 | 1 | SWHC046-02
COM-HVAC-FS-24.2 | Com ¦ Small Packaged Heat Pump (SEER 18) - Fuel Sub - Marine ¦ PG&E ¦ Marine | Com ¦ Small Packaged Heat Pump (SEER 18) - Fuel Sub - Marine | PG&E ¦ Marine | PG&E | All | Electric & Gas | SEER18 Heat Pump, <65 kbtuh, NR | Efficient | 0 | Conventional | HVAC | Com - Grocery | Com | ROB Only | 1 | 1000 sqft2 of floor space | Cap-Tons | 15 | DEER:HVAC_Split-Package_HP | 270 | 0 | -181 | SWHC046-02 | 1782 | 2021 | 0 | 679.11 | 2021 | 0 | -11.62 | SWHC046-02 | Com Central HVAC (Small) - Fuel Sub - Marine ¦ PG&E ¦ Marine | Com Central HVAC (Small) - Fuel Sub - Marine | 0.033922 | 1 | 0 | CBSA 2014, adjusted to reflect new efficiencies | 374.7641 | 2032 | 1 | SWHC046-02
COM-HVAC-FS-24.3 | Com ¦ Small Packaged Heat Pump (SEER 18) - Fuel Sub - Marine ¦ PG&E ¦ Marine | Com ¦ Small Packaged Heat Pump (SEER 18) - Fuel Sub - Marine | PG&E ¦ Marine | PG&E | All | Electric & Gas | SEER18 Heat Pump, <65 kbtuh, NR | Efficient | 0 | Conventional | HVAC | Com - Health | Com | ROB Only | 1 | 1000 sqft2 of floor space | Cap-Tons | 15 | DEER:HVAC_Split-Package_HP | -259.9292 | 0 | -51.2293 | SWHC046-02 | 1782 | 2021 | 0 | 679.11 | 2021 | 0 | -11.62 | SWHC046-02 | Com Central HVAC (Small) - Fuel Sub - Marine ¦ PG&E ¦ Marine | Com Central HVAC (Small) - Fuel Sub - Marine | 0.030022 | 1 | 0 | CBSA 2014, adjusted to reflect new efficiencies | 124.8246 | 2032 | 1 | SWHC046-02
COM-HVAC-FS-24.4 | Com ¦ Small Packaged Heat Pump (SEER 18) - Fuel Sub - Marine ¦ PG&E ¦ Marine | Com ¦ Small Packaged Heat Pump (SEER 18) - Fuel Sub - Marine | PG&E ¦ Marine | PG&E | All | Electric & Gas | SEER18 Heat Pump, <65 kbtuh, NR | Efficient | 0 | Conventional | HVAC | Com - Lodging | Com | ROB Only | 1 | 1000 sqft2 of floor space | Cap-Tons | 15 | DEER:HVAC_Split-Package_HP | 53.2915 | 0 | -101.4521 | SWHC046-02 | 1782 | 2021 | 0 | 679.11 | 2021 | 0 | -11.62 | SWHC046-02 | Com Central HVAC (Small) - Fuel Sub - Marine ¦ PG&E ¦ Marine | Com Central HVAC (Small) - Fuel Sub - Marine | 0.016003 | 1 | 0 | CBSA 2014, adjusted to reflect new efficiencies | 769.7379 | 2032 | 1 | SWHC046-02
COM-HVAC-FS-24.5 | Com ¦ Small Packaged Heat Pump (SEER 18) - Fuel Sub - Marine ¦ PG&E ¦ Marine | Com ¦ Small Packaged Heat Pump (SEER 18) - Fuel Sub - Marine | PG&E ¦ Marine | PG&E | All | Electric & Gas | SEER18 Heat Pump, <65 kbtuh, NR | Efficient | 0 | Conventional | HVAC | Com - Office (Large) | Com | ROB Only | 1 | 1000 sqft2 of floor space | Cap-Tons | 15 | DEER:HVAC_Split-Package_HP | -159 | 0 | -4.64 | SWHC046-02 | 1782 | 2021 | 0 | 679.11 | 2021 | 0 | -11.62 | SWHC046-02 | Com Central HVAC (Small) - Fuel Sub - Marine ¦ PG&E ¦ Marine | Com Central HVAC (Small) - Fuel Sub - Marine | 0.021319 | 1 | 0 | CBSA 2014, adjusted to reflect new efficiencies | 18.545 | 2032 | 1 | SWHC046-02
COM-HVAC-FS-24.6 | Com ¦ Small Packaged Heat Pump (SEER 18) - Fuel Sub - Marine ¦ PG&E ¦ Marine | Com ¦ Small Packaged Heat Pump (SEER 18) - Fuel Sub - Marine | PG&E ¦ Marine | PG&E | All | Electric & Gas | SEER18 Heat Pump, <65 kbtuh, NR | Efficient | 0 | Conventional | HVAC | Com - Office (Small) | Com | ROB Only | 1 | 1000 sqft2 of floor space | Cap-Tons | 15 | DEER:HVAC_Split-Package_HP | -94.8 | 0 | -17.4 | SWHC046-02 | 1782 | 2021 | 0 | 679.11 | 2021 | 0 | -11.62 | SWHC046-02 | Com Central HVAC (Small) - Fuel Sub - Marine ¦ PG&E ¦ Marine | Com Central HVAC (Small) - Fuel Sub - Marine | 0.024933 | 1 | 0 | CBSA 2014, adjusted to reflect new efficiencies | 19.5006 | 2032 | 1 | SWHC046-02
COM-HVAC-FS-24.7 | Com ¦ Small Packaged Heat Pump (SEER 18) - Fuel Sub - Marine ¦ PG&E ¦ Marine | Com ¦ Small Packaged Heat Pump (SEER 18) - Fuel Sub - Marine | PG&E ¦ Marine | PG&E | All | Electric & Gas | SEER18 Heat Pump, <65 kbtuh, NR | Efficient | 0 | Conventional | HVAC | Com - Other | Com | ROB Only | 1 | 1000 sqft2 of floor space | Cap-Tons | 15 | DEER:HVAC_Split-Package_HP | 31.1 | 0 | -66.4 | SWHC046-02 | 1782 | 2021 | 0 | 679.11 | 2021 | 0 | -11.62 | SWHC046-02 | Com Central HVAC (Small) - Fuel Sub - Marine ¦ PG&E ¦ Marine | Com Central HVAC (Small) - Fuel Sub - Marine | 0.0353 | 1 | 0 | CBSA 2014, adjusted to reflect new efficiencies | 164.1165 | 2032 | 1 | SWHC046-02
COM-HVAC-FS-24.9 | Com ¦ Small Packaged Heat Pump (SEER 18) - Fuel Sub - Marine ¦ PG&E ¦ Marine | Com ¦ Small Packaged Heat Pump (SEER 18) - Fuel Sub - Marine | PG&E ¦ Marine | PG&E | All | Electric & Gas | SEER18 Heat Pump, <65 kbtuh, NR | Efficient | 0 | Conventional | HVAC | Com - Restaurant | Com | ROB Only | 1 | 1000 sqft2 of floor space | Cap-Tons | 15 | DEER:HVAC_Split-Package_HP | -97.1955 | 0 | -40.0519 | SWHC046-02 | 1782 | 2021 | 0 | 679.11 | 2021 | 0 | -11.62 | SWHC046-02 | Com Central HVAC (Small) - Fuel Sub - Marine ¦ PG&E ¦ Marine | Com Central HVAC (Small) - Fuel Sub - Marine | 0.036027 | 1 | 0 | CBSA 2014, adjusted to reflect new efficiencies | 12.2415 | 2032 | 1 | SWHC046-02
COM-HVAC-FS-24.10 | Com ¦ Small Packaged Heat Pump (SEER 18) - Fuel Sub - Marine ¦ PG&E ¦ Marine | Com ¦ Small Packaged Heat Pump (SEER 18) - Fuel Sub - Marine | PG&E ¦ Marine | PG&E | All | Electric & Gas | SEER18 Heat Pump, <65 kbtuh, NR | Efficient | 0 | Conventional | HVAC | Com - Retail | Com | ROB Only | 1 | 1000 sqft2 of floor space | Cap-Tons | 15 | DEER:HVAC_Split-Package_HP | -125.4709 | 0 | -34.4464 | SWHC046-02 | 1782 | 2021 | 0 | 679.11 | 2021 | 0 | -11.62 | SWHC046-02 | Com Central HVAC (Small) - Fuel Sub - Marine ¦ PG&E ¦ Marine | Com Central HVAC (Small) - Fuel Sub - Marine | 0.015015 | 1 | 0 | CBSA 2014, adjusted to reflect new efficiencies | 5182.3703 | 2032 | 1 | SWHC046-02
COM-HVAC-FS-24.11 | Com ¦ Small Packaged Heat Pump (SEER 18) - Fuel Sub - Marine ¦ PG&E ¦ Marine | Com ¦ Small Packaged Heat Pump (SEER 18) - Fuel Sub - Marine | PG&E ¦ Marine | PG&E | All | Electric & Gas | SEER18 Heat Pump, <65 kbtuh, NR | Efficient | 0 | Conventional | HVAC | Com - School | Com | ROB Only | 1 | 1000 sqft2 of floor space | Cap-Tons | 15 | DEER:HVAC_Split-Package_HP | 20.82 | 0 | -34.7585 | SWHC046-02 | 1782 | 2021 | 0 | 679.11 | 2021 | 0 | -11.62 | SWHC046-02 | Com Central HVAC (Small) - Fuel Sub - Marine ¦ PG&E ¦ Marine | Com Central HVAC (Small) - Fuel Sub - Marine | 0.0228 | 1 | 0 | CBSA 2014, adjusted to reflect new efficiencies | 27.9631 | 2032 | 1 | SWHC046-02
COM-HVAC-FS-24.12 | Com ¦ Small Packaged Heat Pump (SEER 18) - Fuel Sub - Marine ¦ PG&E ¦ Marine | Com ¦ Small Packaged Heat Pump (SEER 18) - Fuel Sub - Marine | PG&E ¦ Marine | PG&E | All | Electric & Gas | SEER18 Heat Pump, <65 kbtuh, NR | Efficient | 0 | Conventional | HVAC | Com - Warehouse | Com | ROB Only | 1 | 1000 sqft2 of floor space | Cap-Tons | 15 | DEER:HVAC_Split-Package_HP | 112 | 0 | -71.4 | SWHC046-02 | 1782 | 2021 | 0 | 679.11 | 2021 | 0 | -11.62 | SWHC046-02 | Com Central HVAC (Small) - Fuel Sub - Marine ¦ PG&E ¦ Marine | Com Central HVAC (Small) - Fuel Sub - Marine | 0.0046728 | 1 | 0 | CBSA 2014, adjusted to reflect new efficiencies | 538.4388 | 2032 | 1 | SWHC046-02
COM-HVAC-FS-24.13 | Com ¦ Small Packaged Heat Pump (SEER 18) - Fuel Sub - Hot-Dry ¦ PG&E ¦ Hot-Dry | Com ¦ Small Packaged Heat Pump (SEER 18) - Fuel Sub - Hot-Dry | PG&E ¦ Hot-Dry | PG&E | All | Electric & Gas | SEER18 Heat Pump, <65 kbtuh, NR | Efficient | 0 | Conventional | HVAC | Com - College | Com | ROB Only | 1 | 1000 sqft2 of floor space | Cap-Tons | 15 | DEER:HVAC_Split-Package_HP | -148.513 | 0 | -36.4895 | SWHC046-02 | 1782 | 2021 | 0 | 679.11 | 2021 | 0 | -11.62 | SWHC046-02 | Com Central HVAC (Small) - Fuel Sub - Hot-Dry ¦ PG&E ¦ Hot-Dry | Com Central HVAC (Small) - Fuel Sub - Hot-Dry | 0.020331 | 1 | 0 | CBSA 2014, adjusted to reflect new efficiencies | 26.1103 | 2032 | 1 | SWHC046-02
COM-HVAC-FS-24.14 | Com ¦ Small Packaged Heat Pump (SEER 18) - Fuel Sub - Hot-Dry ¦ PG&E ¦ Hot-Dry | Com ¦ Small Packaged Heat Pump (SEER 18) - Fuel Sub - Hot-Dry | PG&E ¦ Hot-Dry | PG&E | All | Electric & Gas | SEER18 Heat Pump, <65 kbtuh, NR | Efficient | 0 | Conventional | HVAC | Com - Grocery | Com | ROB Only | 1 | 1000 sqft2 of floor space | Cap-Tons | 15 | DEER:HVAC_Split-Package_HP | -64.8 | 0 | -107 | SWHC046-02 | 1782 | 2021 | 0 | 679.11 | 2021 | 0 | -11.62 | SWHC046-02 | Com Central HVAC (Small) - Fuel Sub - Hot-Dry ¦ PG&E ¦ Hot-Dry | Com Central HVAC (Small) - Fuel Sub - Hot-Dry | 0.033922 | 1 | 0 | CBSA 2014, adjusted to reflect new efficiencies | 226.4795 | 2032 | 1 | SWHC046-02
COM-HVAC-FS-24.15 | Com ¦ Small Packaged Heat Pump (SEER 18) - Fuel Sub - Hot-Dry ¦ PG&E ¦ Hot-Dry | Com ¦ Small Packaged Heat Pump (SEER 18) - Fuel Sub - Hot-Dry | PG&E ¦ Hot-Dry | PG&E | All | Electric & Gas | SEER18 Heat Pump, <65 kbtuh, NR | Efficient | 0 | Conventional | HVAC | Com - Health | Com | ROB Only | 1 | 1000 sqft2 of floor space | Cap-Tons | 15 | DEER:HVAC_Split-Package_HP | -311.5695 | 0 | -56.9423 | SWHC046-02 | 1782 | 2021 | 0 | 679.11 | 2021 | 0 | -11.62 | SWHC046-02 | Com Central HVAC (Small) - Fuel Sub - Hot-Dry ¦ PG&E ¦ Hot-Dry | Com Central HVAC (Small) - Fuel Sub - Hot-Dry | 0.030022 | 1 | 0 | CBSA 2014, adjusted to reflect new efficiencies | 139.0805 | 2032 | 1 | SWHC046-02
COM-HVAC-FS-24.16 | Com ¦ Small Packaged Heat Pump (SEER 18) - Fuel Sub - Hot-Dry ¦ PG&E ¦ Hot-Dry | Com ¦ Small Packaged Heat Pump (SEER 18) - Fuel Sub - Hot-Dry | PG&E ¦ Hot-Dry | PG&E | All | Electric & Gas | SEER18 Heat Pump, <65 kbtuh, NR | Efficient | 0 | Conventional | HVAC | Com - Lodging | Com | ROB Only | 1 | 1000 sqft2 of floor space | Cap-Tons | 15 | DEER:HVAC_Split-Package_HP | -82.6142 | 0 | -94.0446 | SWHC046-02 | 1782 | 2021 | 0 | 679.11 | 2021 | 0 | -11.62 | SWHC046-02 | Com Central HVAC (Small) - Fuel Sub - Hot-Dry ¦ PG&E ¦ Hot-Dry | Com Central HVAC (Small) - Fuel Sub - Hot-Dry | 0.016003 | 1 | 0 | CBSA 2014, adjusted to reflect new efficiencies | 720.7915 | 2032 | 1 | SWHC046-02
COM-HVAC-FS-24.17 | Com ¦ Small Packaged Heat Pump (SEER 18) - Fuel Sub - Hot-Dry ¦ PG&E ¦ Hot-Dry | Com ¦ Small Packaged Heat Pump (SEER 18) - Fuel Sub - Hot-Dry | PG&E ¦ Hot-Dry | PG&E | All | Electric & Gas | SEER18 Heat Pump, <65 kbtuh, NR | Efficient | 0 | Conventional | HVAC | Com - Office (Large) | Com | ROB Only | 1 | 1000 sqft2 of floor space | Cap-Tons | 15 | DEER:HVAC_Split-Package_HP | -237 | 0 | -6.14 | SWHC046-02 | 1782 | 2021 | 0 | 679.11 | 2021 | 0 | -11.62 | SWHC046-02 | Com Central HVAC (Small) - Fuel Sub - Hot-Dry ¦ PG&E ¦ Hot-Dry | Com Central HVAC (Small) - Fuel Sub - Hot-Dry | 0.021319 | 1 | 0 | CBSA 2014, adjusted to reflect new efficiencies | 24.9567 | 2032 | 1 | SWHC046-02
COM-HVAC-FS-24.18 | Com ¦ Small Packaged Heat Pump (SEER 18) - Fuel Sub - Hot-Dry ¦ PG&E ¦ Hot-Dry | Com ¦ Small Packaged Heat Pump (SEER 18) - Fuel Sub - Hot-Dry | PG&E ¦ Hot-Dry | PG&E | All | Electric & Gas | SEER18 Heat Pump, <65 kbtuh, NR | Efficient | 0 | Conventional | HVAC | Com - Office (Small) | Com | ROB Only | 1 | 1000 sqft2 of floor space | Cap-Tons | 15 | DEER:HVAC_Split-Package_HP | -172 | 0 | -17.2 | SWHC046-02 | 1782 | 2021 | 0 | 679.11 | 2021 | 0 | -11.62 | SWHC046-02 | Com Central HVAC (Small) - Fuel Sub - Hot-Dry ¦ PG&E ¦ Hot-Dry | Com Central HVAC (Small) - Fuel Sub - Hot-Dry | 0.024933 | 1 | 0 | CBSA 2014, adjusted to reflect new efficiencies | 21.3141 | 2032 | 1 | SWHC046-02
COM-HVAC-FS-24.19 | Com ¦ Small Packaged Heat Pump (SEER 18) - Fuel Sub - Hot-Dry ¦ PG&E ¦ Hot-Dry | Com ¦ Small Packaged Heat Pump (SEER 18) - Fuel Sub - Hot-Dry | PG&E ¦ Hot-Dry | PG&E | All | Electric & Gas | SEER18 Heat Pump, <65 kbtuh, NR | Efficient | 0 | Conventional | HVAC | Com - Other | Com | ROB Only | 1 | 1000 sqft2 of floor space | Cap-Tons | 15 | DEER:HVAC_Split-Package_HP | -87.6 | 0 | -65.5 | SWHC046-02 | 1782 | 2021 | 0 | 679.11 | 2021 | 0 | -11.62 | SWHC046-02 | Com Central HVAC (Small) - Fuel Sub - Hot-Dry ¦ PG&E ¦ Hot-Dry | Com Central HVAC (Small) - Fuel Sub - Hot-Dry | 0.0353 | 1 | 0 | CBSA 2014, adjusted to reflect new efficiencies | 168.827 | 2032 | 1 | SWHC046-02
COM-HVAC-FS-24.21 | Com ¦ Small Packaged Heat Pump (SEER 18) - Fuel Sub - Hot-Dry ¦ PG&E ¦ Hot-Dry | Com ¦ Small Packaged Heat Pump (SEER 18) - Fuel Sub - Hot-Dry | PG&E ¦ Hot-Dry | PG&E | All | Electric & Gas | SEER18 Heat Pump, <65 kbtuh, NR | Efficient | 0 | Conventional | HVAC | Com - Restaurant | Com | ROB Only | 1 | 1000 sqft2 of floor space | Cap-Tons | 15 | DEER:HVAC_Split-Package_HP | -221.4949 | 0 | -43.4766 | SWHC046-02 | 1782 | 2021 | 0 | 679.11 | 2021 | 0 | -11.62 | SWHC046-02 | Com Central HVAC (Small) - Fuel Sub - Hot-Dry ¦ PG&E ¦ Hot-Dry | Com Central HVAC (Small) - Fuel Sub - Hot-Dry | 0.036027 | 1 | 0 | CBSA 2014, adjusted to reflect new efficiencies | 15.6524 | 2032 | 1 | SWHC046-02
COM-HVAC-FS-24.22 | Com ¦ Small Packaged Heat Pump (SEER 18) - Fuel Sub - Hot-Dry ¦ PG&E ¦ Hot-Dry | Com ¦ Small Packaged Heat Pump (SEER 18) - Fuel Sub - Hot-Dry | PG&E ¦ Hot-Dry | PG&E | All | Electric & Gas | SEER18 Heat Pump, <65 kbtuh, NR | Efficient | 0 | Conventional | HVAC | Com - Retail | Com | ROB Only | 1 | 1000 sqft2 of floor space | Cap-Tons | 15 | DEER:HVAC_Split-Package_HP | -277.1699 | 0 | -30.8133 | SWHC046-02 | 1782 | 2021 | 0 | 679.11 | 2021 | 0 | -11.62 | SWHC046-02 | Com Central HVAC (Small) - Fuel Sub - Hot-Dry ¦ PG&E ¦ Hot-Dry | Com Central HVAC (Small) - Fuel Sub - Hot-Dry | 0.015015 | 1 | 0 | CBSA 2014, adjusted to reflect new efficiencies | 4651.657 | 2032 | 1 | SWHC046-02
COM-HVAC-FS-24.23 | Com ¦ Small Packaged Heat Pump (SEER 18) - Fuel Sub - Hot-Dry ¦ PG&E ¦ Hot-Dry | Com ¦ Small Packaged Heat Pump (SEER 18) - Fuel Sub - Hot-Dry | PG&E ¦ Hot-Dry | PG&E | All | Electric & Gas | SEER18 Heat Pump, <65 kbtuh, NR | Efficient | 0 | Conventional | HVAC | Com - School | Com | ROB Only | 1 | 1000 sqft2 of floor space | Cap-Tons | 15 | DEER:HVAC_Split-Package_HP | -9.6537 | 0 | -36.8542 | SWHC046-02 | 1782 | 2021 | 0 | 679.11 | 2021 | 0 | -11.62 | SWHC046-02 | Com Central HVAC (Small) - Fuel Sub - Hot-Dry ¦ PG&E ¦ Hot-Dry | Com Central HVAC (Small) - Fuel Sub - Hot-Dry | 0.0228 | 1 | 0 | CBSA 2014, adjusted to reflect new efficiencies | 31.392 | 2032 | 1 | SWHC046-02
COM-HVAC-FS-24.24 | Com ¦ Small Packaged Heat Pump (SEER 18) - Fuel Sub - Hot-Dry ¦ PG&E ¦ Hot-Dry | Com ¦ Small Packaged Heat Pump (SEER 18) - Fuel Sub - Hot-Dry | PG&E ¦ Hot-Dry | PG&E | All | Electric & Gas | SEER18 Heat Pump, <65 kbtuh, NR | Efficient | 0 | Conventional | HVAC | Com - Warehouse | Com | ROB Only | 1 | 1000 sqft2 of floor space | Cap-Tons | 15 | DEER:HVAC_Split-Package_HP | 91.8 | 0 | -79.6 | SWHC046-02 | 1782 | 2021 | 0 | 679.11 | 2021 | 0 | -11.62 | SWHC046-02 | Com Central HVAC (Small) - Fuel Sub - Hot-Dry ¦ PG&E ¦ Hot-Dry | Com Central HVAC (Small) - Fuel Sub - Hot-Dry | 0.0046728 | 1 | 0 | CBSA 2014, adjusted to reflect new efficiencies | 602.7348 | 2032 | 1 | SWHC046-02
COM-HVAC-FS-24.25 | Com ¦ Small Packaged Heat Pump (SEER 18) - Fuel Sub - Cold ¦ PG&E ¦ Cold | Com ¦ Small Packaged Heat Pump (SEER 18) - Fuel Sub - Cold | PG&E ¦ Cold | PG&E | All | Electric & Gas | SEER18 Heat Pump, <65 kbtuh, NR | Efficient | 0 | Conventional | HVAC | Com - College | Com | ROB Only | 1 | 1000 sqft2 of floor space | Cap-Tons | 15 | DEER:HVAC_Split-Package_HP | 305.9041 | 0 | -92.6695 | SWHC046-02 | 1782 | 2021 | 0 | 679.11 | 2021 | 0 | -11.62 | SWHC046-02 | Com Central HVAC (Small) - Fuel Sub - Cold ¦ PG&E ¦ Cold | Com Central HVAC (Small) - Fuel Sub - Cold | 0.020331 | 1 | 0 | CBSA 2014, adjusted to reflect new efficiencies | 43.0928 | 2032 | 1 | SWHC046-02
COM-HVAC-FS-24.26 | Com ¦ Small Packaged Heat Pump (SEER 18) - Fuel Sub - Cold ¦ PG&E ¦ Cold | Com ¦ Small Packaged Heat Pump (SEER 18) - Fuel Sub - Cold | PG&E ¦ Cold | PG&E | All | Electric & Gas | SEER18 Heat Pump, <65 kbtuh, NR | Efficient | 0 | Conventional | HVAC | Com - Grocery | Com | ROB Only | 1 | 1000 sqft2 of floor space | Cap-Tons | 15 | DEER:HVAC_Split-Package_HP | 1300 | 0 | -332 | SWHC046-02 | 1782 | 2021 | 0 | 679.11 | 2021 | 0 | -11.62 | SWHC046-02 | Com Central HVAC (Small) - Fuel Sub - Cold ¦ PG&E ¦ Cold | Com Central HVAC (Small) - Fuel Sub - Cold | 0.033922 | 1 | 0 | CBSA 2014, adjusted to reflect new efficiencies | 669.7198 | 2032 | 1 | SWHC046-02
COM-HVAC-FS-24.27 | Com ¦ Small Packaged Heat Pump (SEER 18) - Fuel Sub - Cold ¦ PG&E ¦ Cold | Com ¦ Small Packaged Heat Pump (SEER 18) - Fuel Sub - Cold | PG&E ¦ Cold | PG&E | All | Electric & Gas | SEER18 Heat Pump, <65 kbtuh, NR | Efficient | 0 | Conventional | HVAC | Com - Health | Com | ROB Only | 1 | 1000 sqft2 of floor space | Cap-Tons | 15 | DEER:HVAC_Split-Package_HP | 175.1343 | 0 | -128.9495 | SWHC046-02 | 1782 | 2021 | 0 | 679.11 | 2021 | 0 | -11.62 | SWHC046-02 | Com Central HVAC (Small) - Fuel Sub - Cold ¦ PG&E ¦ Cold | Com Central HVAC (Small) - Fuel Sub - Cold | 0.030022 | 1 | 0 | CBSA 2014, adjusted to reflect new efficiencies | 301.9033 | 2032 | 1 | SWHC046-02
COM-HVAC-FS-24.28 | Com ¦ Small Packaged Heat Pump (SEER 18) - Fuel Sub - Cold ¦ PG&E ¦ Cold | Com ¦ Small Packaged Heat Pump (SEER 18) - Fuel Sub - Cold | PG&E ¦ Cold | PG&E | All | Electric & Gas | SEER18 Heat Pump, <65 kbtuh, NR | Efficient | 0 | Conventional | HVAC | Com - Lodging | Com | ROB Only | 1 | 1000 sqft2 of floor space | Cap-Tons | 15 | DEER:HVAC_Split-Package_HP | 868.3606 | 0 | -210.3596 | SWHC046-02 | 1782 | 2021 | 0 | 679.11 | 2021 | 0 | -11.62 | SWHC046-02 | Com Central HVAC (Small) - Fuel Sub - Cold ¦ PG&E ¦ Cold | Com Central HVAC (Small) - Fuel Sub - Cold | 0.016003 | 1 | 0 | CBSA 2014, adjusted to reflect new efficiencies | 1554.387 | 2032 | 1 | SWHC046-02
COM-HVAC-FS-24.29 | Com ¦ Small Packaged Heat Pump (SEER 18) - Fuel Sub - Cold ¦ PG&E ¦ Cold | Com ¦ Small Packaged Heat Pump (SEER 18) - Fuel Sub - Cold | PG&E ¦ Cold | PG&E | All | Electric & Gas | SEER18 Heat Pump, <65 kbtuh, NR | Efficient | 0 | Conventional | HVAC | Com - Office (Large) | Com | ROB Only | 1 | 1000 sqft2 of floor space | Cap-Tons | 15 | DEER:HVAC_Split-Package_HP | -71.3 | 0 | -24.4 | SWHC046-02 | 1782 | 2021 | 0 | 679.11 | 2021 | 0 | -11.62 | SWHC046-02 | Com Central HVAC (Small) - Fuel Sub - Cold ¦ PG&E ¦ Cold | Com Central HVAC (Small) - Fuel Sub - Cold | 0.021319 | 1 | 0 | CBSA 2014, adjusted to reflect new efficiencies | 85.5447 | 2032 | 1 | SWHC046-02
COM-HVAC-FS-24.30 | Com ¦ Small Packaged Heat Pump (SEER 18) - Fuel Sub - Cold ¦ PG&E ¦ Cold | Com ¦ Small Packaged Heat Pump (SEER 18) - Fuel Sub - Cold | PG&E ¦ Cold | PG&E | All | Electric & Gas | SEER18 Heat Pump, <65 kbtuh, NR | Efficient | 0 | Conventional | HVAC | Com - Office (Small) | Com | ROB Only | 1 | 1000 sqft2 of floor space | Cap-Tons | 15 | DEER:HVAC_Split-Package_HP | 110 | 0 | -49.4 | SWHC046-02 | 1782 | 2021 | 0 | 679.11 | 2021 | 0 | -11.62 | SWHC046-02 | Com Central HVAC (Small) - Fuel Sub - Cold ¦ PG&E ¦ Cold | Com Central HVAC (Small) - Fuel Sub - Cold | 0.024933 | 1 | 0 | CBSA 2014, adjusted to reflect new efficiencies | 45.4959 | 2032 | 1 | SWHC046-02
COM-HVAC-FS-24.31 | Com ¦ Small Packaged Heat Pump (SEER 18) - Fuel Sub - Cold ¦ PG&E ¦ Cold | Com ¦ Small Packaged Heat Pump (SEER 18) - Fuel Sub - Cold | PG&E ¦ Cold | PG&E | All | Electric & Gas | SEER18 Heat Pump, <65 kbtuh, NR | Efficient | 0 | Conventional | HVAC | Com - Other | Com | ROB Only | 1 | 1000 sqft2 of floor space | Cap-Tons | 15 | DEER:HVAC_Split-Package_HP | 662 | 0 | -172 | SWHC046-02 | 1782 | 2021 | 0 | 679.11 | 2021 | 0 | -11.62 | SWHC046-02 | Com Central HVAC (Small) - Fuel Sub - Cold ¦ PG&E ¦ Cold | Com Central HVAC (Small) - Fuel Sub - Cold | 0.0353 | 1 | 0 | CBSA 2014, adjusted to reflect new efficiencies | 391.0296 | 2032 | 1 | SWHC046-02
COM-HVAC-FS-24.33 | Com ¦ Small Packaged Heat Pump (SEER 18) - Fuel Sub - Cold ¦ PG&E ¦ Cold | Com ¦ Small Packaged Heat Pump (SEER 18) - Fuel Sub - Cold | PG&E ¦ Cold | PG&E | All | Electric & Gas | SEER18 Heat Pump, <65 kbtuh, NR | Efficient | 0 | Conventional | HVAC | Com - Restaurant | Com | ROB Only | 1 | 1000 sqft2 of floor space | Cap-Tons | 15 | DEER:HVAC_Split-Package_HP | 381.2646 | 0 | -140.5022 | SWHC046-02 | 1782 | 2021 | 0 | 679.11 | 2021 | 0 | -11.62 | SWHC046-02 | Com Central HVAC (Small) - Fuel Sub - Cold ¦ PG&E ¦ Cold | Com Central HVAC (Small) - Fuel Sub - Cold | 0.036027 | 1 | 0 | CBSA 2014, adjusted to reflect new efficiencies | 28.2215 | 2032 | 1 | SWHC046-02
COM-HVAC-FS-24.34 | Com ¦ Small Packaged Heat Pump (SEER 18) - Fuel Sub - Cold ¦ PG&E ¦ Cold | Com ¦ Small Packaged Heat Pump (SEER 18) - Fuel Sub - Cold | PG&E ¦ Cold | PG&E | All | Electric & Gas | SEER18 Heat Pump, <65 kbtuh, NR | Efficient | 0 | Conventional | HVAC | Com - Retail | Com | ROB Only | 1 | 1000 sqft2 of floor space | Cap-Tons | 15 | DEER:HVAC_Split-Package_HP | 307.8367 | 0 | -114.1883 | SWHC046-02 | 1782 | 2021 | 0 | 679.11 | 2021 | 0 | -11.62 | SWHC046-02 | Com Central HVAC (Small) - Fuel Sub - Cold ¦ PG&E ¦ Cold | Com Central HVAC (Small) - Fuel Sub - Cold | 0.015015 | 1 | 0 | CBSA 2014, adjusted to reflect new efficiencies | 17109.6162 | 2032 | 1 | SWHC046-02
COM-HVAC-FS-24.35 | Com ¦ Small Packaged Heat Pump (SEER 18) - Fuel Sub - Cold ¦ PG&E ¦ Cold | Com ¦ Small Packaged Heat Pump (SEER 18) - Fuel Sub - Cold | PG&E ¦ Cold | PG&E | All | Electric & Gas | SEER18 Heat Pump, <65 kbtuh, NR | Efficient | 0 | Conventional | HVAC | Com - School | Com | ROB Only | 1 | 1000 sqft2 of floor space | Cap-Tons | 15 | DEER:HVAC_Split-Package_HP | 428.0987 | 0 | -96.149 | SWHC046-02 | 1782 | 2021 | 0 | 679.11 | 2021 | 0 | -11.62 | SWHC046-02 | Com Central HVAC (Small) - Fuel Sub - Cold ¦ PG&E ¦ Cold | Com Central HVAC (Small) - Fuel Sub - Cold | 0.0228 | 1 | 0 | CBSA 2014, adjusted to reflect new efficiencies | 56.9993 | 2032 | 1 | SWHC046-02
COM-HVAC-FS-24.36 | Com ¦ Small Packaged Heat Pump (SEER 18) - Fuel Sub - Cold ¦ PG&E ¦ Cold | Com ¦ Small Packaged Heat Pump (SEER 18) - Fuel Sub - Cold | PG&E ¦ Cold | PG&E | All | Electric & Gas | SEER18 Heat Pump, <65 kbtuh, NR | Efficient | 0 | Conventional | HVAC | Com - Warehouse | Com | ROB Only | 1 | 1000 sqft2 of floor space | Cap-Tons | 15 | DEER:HVAC_Split-Package_HP | 726 | 0 | -152 | SWHC046-02 | 1782 | 2021 | 0 | 679.11 | 2021 | 0 | -11.62 | SWHC046-02 | Com Central HVAC (Small) - Fuel Sub - Cold ¦ PG&E ¦ Cold | Com Central HVAC (Small) - Fuel Sub - Cold | 0.0046728 | 1 | 0 | CBSA 2014, adjusted to reflect new efficiencies | 1110.001 | 2032 | 1 | SWHC046-02
COM-HVAC-FS-24.37 | Com ¦ Small Packaged Heat Pump (SEER 18) - Fuel Sub - Marine ¦ SCG ¦ Marine | Com ¦ Small Packaged Heat Pump (SEER 18) - Fuel Sub - Marine | SCG ¦ Marine | SCG | All | Electric & Gas | SEER18 Heat Pump, <65 kbtuh, NR | Efficient | 0 | Conventional | HVAC | Com - College | Com | ROB Only | 1 | 1000 sqft2 of floor space | Cap-Tons | 15 | DEER:HVAC_Split-Package_HP | -226.3478 | 0 | -12.4101 | SWHC046-02 | 1782 | 2021 | 0 | 679.11 | 2021 | 0 | -11.62 | SWHC046-02 | Com Central HVAC (Small) - Fuel Sub - Marine ¦ SCG ¦ Marine | Com Central HVAC (Small) - Fuel Sub - Marine | 0.022689 | 1 | 0 | CBSA 2014, adjusted to reflect new efficiencies | 14.8568 | 2032 | 1 | SWHC046-02
COM-HVAC-FS-24.38 | Com ¦ Small Packaged Heat Pump (SEER 18) - Fuel Sub - Marine ¦ SCG ¦ Marine | Com ¦ Small Packaged Heat Pump (SEER 18) - Fuel Sub - Marine | SCG ¦ Marine | SCG | All | Electric & Gas | SEER18 Heat Pump, <65 kbtuh, NR | Efficient | 0 | Conventional | HVAC | Com - Grocery | Com | ROB Only | 1 | 1000 sqft2 of floor space | Cap-Tons | 15 | DEER:HVAC_Split-Package_HP | -208 | 0 | -80.6 | SWHC046-02 | 1782 | 2021 | 0 | 679.11 | 2021 | 0 | -11.62 | SWHC046-02 | Com Central HVAC (Small) - Fuel Sub - Marine ¦ SCG ¦ Marine | Com Central HVAC (Small) - Fuel Sub - Marine | 0.040359 | 1 | 0 | CBSA 2014, adjusted to reflect new efficiencies | 174.1003 | 2032 | 1 | SWHC046-02
COM-HVAC-FS-24.39 | Com ¦ Small Packaged Heat Pump (SEER 18) - Fuel Sub - Marine ¦ SCG ¦ Marine | Com ¦ Small Packaged Heat Pump (SEER 18) - Fuel Sub - Marine | SCG ¦ Marine | SCG | All | Electric & Gas | SEER18 Heat Pump, <65 kbtuh, NR | Efficient | 0 | Conventional | HVAC | Com - Health | Com | ROB Only | 1 | 1000 sqft2 of floor space | Cap-Tons | 15 | DEER:HVAC_Split-Package_HP | -439.1087 | 0 | -22.4855 | SWHC046-02 | 1782 | 2021 | 0 | 679.11 | 2021 | 0 | -11.62 | SWHC046-02 | Com Central HVAC (Small) - Fuel Sub - Marine ¦ SCG ¦ Marine | Com Central HVAC (Small) - Fuel Sub - Marine | 0.032178 | 1 | 0 | CBSA 2014, adjusted to reflect new efficiencies | 59.6052 | 2032 | 1 | SWHC046-02
COM-HVAC-FS-24.40 | Com ¦ Small Packaged Heat Pump (SEER 18) - Fuel Sub - Marine ¦ SCG ¦ Marine | Com ¦ Small Packaged Heat Pump (SEER 18) - Fuel Sub - Marine | SCG ¦ Marine | SCG | All | Electric & Gas | SEER18 Heat Pump, <65 kbtuh, NR | Efficient | 0 | Conventional | HVAC | Com - Lodging | Com | ROB Only | 1 | 1000 sqft2 of floor space | Cap-Tons | 15 | DEER:HVAC_Split-Package_HP | -271.2338 | 0 | -41.9064 | SWHC046-02 | 1782 | 2021 | 0 | 679.11 | 2021 | 0 | -11.62 | SWHC046-02 | Com Central HVAC (Small) - Fuel Sub - Marine ¦ SCG ¦ Marine | Com Central HVAC (Small) - Fuel Sub - Marine | 0.018069 | 1 | 0 | CBSA 2014, adjusted to reflect new efficiencies | 334.07 | 2032 | 1 | SWHC046-02
COM-HVAC-FS-24.41 | Com ¦ Small Packaged Heat Pump (SEER 18) - Fuel Sub - Marine ¦ SCG ¦ Marine | Com ¦ Small Packaged Heat Pump (SEER 18) - Fuel Sub - Marine | SCG ¦ Marine | SCG | All | Electric & Gas | SEER18 Heat Pump, <65 kbtuh, NR | Efficient | 0 | Conventional | HVAC | Com - Office (Large) | Com | ROB Only | 1 | 1000 sqft2 of floor space | Cap-Tons | 15 | DEER:HVAC_Split-Package_HP | -247 | 0 | -0.948 | SWHC046-02 | 1782 | 2021 | 0 | 679.11 | 2021 | 0 | -11.62 | SWHC046-02 | Com Central HVAC (Small) - Fuel Sub - Marine ¦ SCG ¦ Marine | Com Central HVAC (Small) - Fuel Sub - Marine | 0.023953 | 1 | 0 | CBSA 2014, adjusted to reflect new efficiencies | 7.1481 | 2032 | 1 | SWHC046-02
COM-HVAC-FS-24.42 | Com ¦ Small Packaged Heat Pump (SEER 18) - Fuel Sub - Marine ¦ SCG ¦ Marine | Com ¦ Small Packaged Heat Pump (SEER 18) - Fuel Sub - Marine | SCG ¦ Marine | SCG | All | Electric & Gas | SEER18 Heat Pump, <65 kbtuh, NR | Efficient | 0 | Conventional | HVAC | Com - Office (Small) | Com | ROB Only | 1 | 1000 sqft2 of floor space | Cap-Tons | 15 | DEER:HVAC_Split-Package_HP | -217 | 0 | -5.55 | SWHC046-02 | 1782 | 2021 | 0 | 679.11 | 2021 | 0 | -11.62 | SWHC046-02 | Com Central HVAC (Small) - Fuel Sub - Marine ¦ SCG ¦ Marine | Com Central HVAC (Small) - Fuel Sub - Marine | 0.027176 | 1 | 0 | CBSA 2014, adjusted to reflect new efficiencies | 11.0808 | 2032 | 1 | SWHC046-02
COM-HVAC-FS-24.43 | Com ¦ Small Packaged Heat Pump (SEER 18) - Fuel Sub - Marine ¦ SCG ¦ Marine | Com ¦ Small Packaged Heat Pump (SEER 18) - Fuel Sub - Marine | SCG ¦ Marine | SCG | All | Electric & Gas | SEER18 Heat Pump, <65 kbtuh, NR | Efficient | 0 | Conventional | HVAC | Com - Other | Com | ROB Only | 1 | 1000 sqft2 of floor space | Cap-Tons | 15 | DEER:HVAC_Split-Package_HP | -205 | 0 | -25 | SWHC046-02 | 1782 | 2021 | 0 | 679.11 | 2021 | 0 | -11.62 | SWHC046-02 | Com Central HVAC (Small) - Fuel Sub - Marine ¦ SCG ¦ Marine | Com Central HVAC (Small) - Fuel Sub - Marine | 0.038925 | 1 | 0 | CBSA 2014, adjusted to reflect new efficiencies | 74.4971 | 2032 | 1 | SWHC046-02
COM-HVAC-FS-24.45 | Com ¦ Small Packaged Heat Pump (SEER 18) - Fuel Sub - Marine ¦ SCG ¦ Marine | Com ¦ Small Packaged Heat Pump (SEER 18) - Fuel Sub - Marine | SCG ¦ Marine | SCG | All | Electric & Gas | SEER18 Heat Pump, <65 kbtuh, NR | Efficient | 0 | Conventional | HVAC | Com - Restaurant | Com | ROB Only | 1 | 1000 sqft2 of floor space | Cap-Tons | 15 | DEER:HVAC_Split-Package_HP | -261.2502 | 0 | -11.7207 | SWHC046-02 | 1782 | 2021 | 0 | 679.11 | 2021 | 0 | -11.62 | SWHC046-02 | Com Central HVAC (Small) - Fuel Sub - Marine ¦ SCG ¦ Marine | Com Central HVAC (Small) - Fuel Sub - Marine | 0.039657 | 1 | 0 | CBSA 2014, adjusted to reflect new efficiencies | 8.3278 | 2032 | 1 | SWHC046-02
COM-HVAC-FS-24.46 | Com ¦ Small Packaged Heat Pump (SEER 18) - Fuel Sub - Marine ¦ SCG ¦ Marine | Com ¦ Small Packaged Heat Pump (SEER 18) - Fuel Sub - Marine | SCG ¦ Marine | SCG | All | Electric & Gas | SEER18 Heat Pump, <65 kbtuh, NR | Efficient | 0 | Conventional | HVAC | Com - Retail | Com | ROB Only | 1 | 1000 sqft2 of floor space | Cap-Tons | 15 | DEER:HVAC_Split-Package_HP | -318.6752 | 0 | -11.8403 | SWHC046-02 | 1782 | 2021 | 0 | 679.11 | 2021 | 0 | -11.62 | SWHC046-02 | Com Central HVAC (Small) - Fuel Sub - Marine ¦ SCG ¦ Marine | Com Central HVAC (Small) - Fuel Sub - Marine | 0.016778 | 1 | 0 | CBSA 2014, adjusted to reflect new efficiencies | 1807.8833 | 2032 | 1 | SWHC046-02
COM-HVAC-FS-24.47 | Com ¦ Small Packaged Heat Pump (SEER 18) - Fuel Sub - Marine ¦ SCG ¦ Marine | Com ¦ Small Packaged Heat Pump (SEER 18) - Fuel Sub - Marine | SCG ¦ Marine | SCG | All | Electric & Gas | SEER18 Heat Pump, <65 kbtuh, NR | Efficient | 0 | Conventional | HVAC | Com - School | Com | ROB Only | 1 | 1000 sqft2 of floor space | Cap-Tons | 15 | DEER:HVAC_Split-Package_HP | -112.5677 | 0 | -12.1639 | SWHC046-02 | 1782 | 2021 | 0 | 679.11 | 2021 | 0 | -11.62 | SWHC046-02 | Com Central HVAC (Small) - Fuel Sub - Marine ¦ SCG ¦ Marine | Com Central HVAC (Small) - Fuel Sub - Marine | 0.027322 | 1 | 0 | CBSA 2014, adjusted to reflect new efficiencies | 16.3695 | 2032 | 1 | SWHC046-02
COM-HVAC-FS-24.48 | Com ¦ Small Packaged Heat Pump (SEER 18) - Fuel Sub - Marine ¦ SCG ¦ Marine | Com ¦ Small Packaged Heat Pump (SEER 18) - Fuel Sub - Marine | SCG ¦ Marine | SCG | All | Electric & Gas | SEER18 Heat Pump, <65 kbtuh, NR | Efficient | 0 | Conventional | HVAC | Com - Warehouse | Com | ROB Only | 1 | 1000 sqft2 of floor space | Cap-Tons | 15 | DEER:HVAC_Split-Package_HP | -87.7 | 0 | -34.2 | SWHC046-02 | 1782 | 2021 | 0 | 679.11 | 2021 | 0 | -11.62 | SWHC046-02 | Com Central HVAC (Small) - Fuel Sub - Marine ¦ SCG ¦ Marine | Com Central HVAC (Small) - Fuel Sub - Marine | 0.0051386 | 1 | 0 | CBSA 2014, adjusted to reflect new efficiencies | 268.4181 | 2032 | 1 | SWHC046-02
COM-HVAC-FS-24.49 | Com ¦ Small Packaged Heat Pump (SEER 18) - Fuel Sub - Hot-Dry ¦ SCG ¦ Hot-Dry | Com ¦ Small Packaged Heat Pump (SEER 18) - Fuel Sub - Hot-Dry | SCG ¦ Hot-Dry | SCG | All | Electric & Gas | SEER18 Heat Pump, <65 kbtuh, NR | Efficient | 0 | Conventional | HVAC | Com - College | Com | ROB Only | 1 | 1000 sqft2 of floor space | Cap-Tons | 15 | DEER:HVAC_Split-Package_HP | -263.3738 | 0 | -13.1859 | SWHC046-02 | 1782 | 2021 | 0 | 679.11 | 2021 | 0 | -11.62 | SWHC046-02 | Com Central HVAC (Small) - Fuel Sub - Hot-Dry ¦ SCG ¦ Hot-Dry | Com Central HVAC (Small) - Fuel Sub - Hot-Dry | 0.022689 | 1 | 0 | CBSA 2014, adjusted to reflect new efficiencies | 16.5632 | 2032 | 1 | SWHC046-02
COM-HVAC-FS-24.50 | Com ¦ Small Packaged Heat Pump (SEER 18) - Fuel Sub - Hot-Dry ¦ SCG ¦ Hot-Dry | Com ¦ Small Packaged Heat Pump (SEER 18) - Fuel Sub - Hot-Dry | SCG ¦ Hot-Dry | SCG | All | Electric & Gas | SEER18 Heat Pump, <65 kbtuh, NR | Efficient | 0 | Conventional | HVAC | Com - Grocery | Com | ROB Only | 1 | 1000 sqft2 of floor space | Cap-Tons | 15 | DEER:HVAC_Split-Package_HP | -313 | 0 | -84.7 | SWHC046-02 | 1782 | 2021 | 0 | 679.11 | 2021 | 0 | -11.62 | SWHC046-02 | Com Central HVAC (Small) - Fuel Sub - Hot-Dry ¦ SCG ¦ Hot-Dry | Com Central HVAC (Small) - Fuel Sub - Hot-Dry | 0.040359 | 1 | 0 | CBSA 2014, adjusted to reflect new efficiencies | 185.0323 | 2032 | 1 | SWHC046-02
COM-HVAC-FS-24.51 | Com ¦ Small Packaged Heat Pump (SEER 18) - Fuel Sub - Hot-Dry ¦ SCG ¦ Hot-Dry | Com ¦ Small Packaged Heat Pump (SEER 18) - Fuel Sub - Hot-Dry | SCG ¦ Hot-Dry | SCG | All | Electric & Gas | SEER18 Heat Pump, <65 kbtuh, NR | Efficient | 0 | Conventional | HVAC | Com - Health | Com | ROB Only | 1 | 1000 sqft2 of floor space | Cap-Tons | 15 | DEER:HVAC_Split-Package_HP | -461.4684 | 0 | -25.6229 | SWHC046-02 | 1782 | 2021 | 0 | 679.11 | 2021 | 0 | -11.62 | SWHC046-02 | Com Central HVAC (Small) - Fuel Sub - Hot-Dry ¦ SCG ¦ Hot-Dry | Com Central HVAC (Small) - Fuel Sub - Hot-Dry | 0.032178 | 1 | 0 | CBSA 2014, adjusted to reflect new efficiencies | 67.3452 | 2032 | 1 | SWHC046-02
COM-HVAC-FS-24.52 | Com ¦ Small Packaged Heat Pump (SEER 18) - Fuel Sub - Hot-Dry ¦ SCG ¦ Hot-Dry | Com ¦ Small Packaged Heat Pump (SEER 18) - Fuel Sub - Hot-Dry | SCG ¦ Hot-Dry | SCG | All | Electric & Gas | SEER18 Heat Pump, <65 kbtuh, NR | Efficient | 0 | Conventional | HVAC | Com - Lodging | Com | ROB Only | 1 | 1000 sqft2 of floor space | Cap-Tons | 15 | DEER:HVAC_Split-Package_HP | -340.8364 | 0 | -40.2704 | SWHC046-02 | 1782 | 2021 | 0 | 679.11 | 2021 | 0 | -11.62 | SWHC046-02 | Com Central HVAC (Small) - Fuel Sub - Hot-Dry ¦ SCG ¦ Hot-Dry | Com Central HVAC (Small) - Fuel Sub - Hot-Dry | 0.018069 | 1 | 0 | CBSA 2014, adjusted to reflect new efficiencies | 325.4359 | 2032 | 1 | SWHC046-02
COM-HVAC-FS-24.53 | Com ¦ Small Packaged Heat Pump (SEER 18) - Fuel Sub - Hot-Dry ¦ SCG ¦ Hot-Dry | Com ¦ Small Packaged Heat Pump (SEER 18) - Fuel Sub - Hot-Dry | SCG ¦ Hot-Dry | SCG | All | Electric & Gas | SEER18 Heat Pump, <65 kbtuh, NR | Efficient | 0 | Conventional | HVAC | Com - Office (Large) | Com | ROB Only | 1 | 1000 sqft2 of floor space | Cap-Tons | 15 | DEER:HVAC_Split-Package_HP | -274 | 0 | -1.48 | SWHC046-02 | 1782 | 2021 | 0 | 679.11 | 2021 | 0 | -11.62 | SWHC046-02 | Com Central HVAC (Small) - Fuel Sub - Hot-Dry ¦ SCG ¦ Hot-Dry | Com Central HVAC (Small) - Fuel Sub - Hot-Dry | 0.023953 | 1 | 0 | CBSA 2014, adjusted to reflect new efficiencies | 9.4117 | 2032 | 1 | SWHC046-02
COM-HVAC-FS-24.54 | Com ¦ Small Packaged Heat Pump (SEER 18) - Fuel Sub - Hot-Dry ¦ SCG ¦ Hot-Dry | Com ¦ Small Packaged Heat Pump (SEER 18) - Fuel Sub - Hot-Dry | SCG ¦ Hot-Dry | SCG | All | Electric & Gas | SEER18 Heat Pump, <65 kbtuh, NR | Efficient | 0 | Conventional | HVAC | Com - Office (Small) | Com | ROB Only | 1 | 1000 sqft2 of floor space | Cap-Tons | 15 | DEER:HVAC_Split-Package_HP | -245 | 0 | -6.68 | SWHC046-02 | 1782 | 2021 | 0 | 679.11 | 2021 | 0 | -11.62 | SWHC046-02 | Com Central HVAC (Small) - Fuel Sub - Hot-Dry ¦ SCG ¦ Hot-Dry | Com Central HVAC (Small) - Fuel Sub - Hot-Dry | 0.027176 | 1 | 0 | CBSA 2014, adjusted to reflect new efficiencies | 12.9157 | 2032 | 1 | SWHC046-02
COM-HVAC-FS-24.55 | Com ¦ Small Packaged Heat Pump (SEER 18) - Fuel Sub - Hot-Dry ¦ SCG ¦ Hot-Dry | Com ¦ Small Packaged Heat Pump (SEER 18) - Fuel Sub - Hot-Dry | SCG ¦ Hot-Dry | SCG | All | Electric & Gas | SEER18 Heat Pump, <65 kbtuh, NR | Efficient | 0 | Conventional | HVAC | Com - Other | Com | ROB Only | 1 | 1000 sqft2 of floor space | Cap-Tons | 15 | DEER:HVAC_Split-Package_HP | -264 | 0 | -24.5 | SWHC046-02 | 1782 | 2021 | 0 | 679.11 | 2021 | 0 | -11.62 | SWHC046-02 | Com Central HVAC (Small) - Fuel Sub - Hot-Dry ¦ SCG ¦ Hot-Dry | Com Central HVAC (Small) - Fuel Sub - Hot-Dry | 0.038925 | 1 | 0 | CBSA 2014, adjusted to reflect new efficiencies | 76.7069 | 2032 | 1 | SWHC046-02
COM-HVAC-FS-24.57 | Com ¦ Small Packaged Heat Pump (SEER 18) - Fuel Sub - Hot-Dry ¦ SCG ¦ Hot-Dry | Com ¦ Small Packaged Heat Pump (SEER 18) - Fuel Sub - Hot-Dry | SCG ¦ Hot-Dry | SCG | All | Electric & Gas | SEER18 Heat Pump, <65 kbtuh, NR | Efficient | 0 | Conventional | HVAC | Com - Restaurant | Com | ROB Only | 1 | 1000 sqft2 of floor space | Cap-Tons | 15 | DEER:HVAC_Split-Package_HP | -331.5001 | 0 | -12.6233 | SWHC046-02 | 1782 | 2021 | 0 | 679.11 | 2021 | 0 | -11.62 | SWHC046-02 | Com Central HVAC (Small) - Fuel Sub - Hot-Dry ¦ SCG ¦ Hot-Dry | Com Central HVAC (Small) - Fuel Sub - Hot-Dry | 0.039657 | 1 | 0 | CBSA 2014, adjusted to reflect new efficiencies | 9.9909 | 2032 | 1 | SWHC046-02
COM-HVAC-FS-24.58 | Com ¦ Small Packaged Heat Pump (SEER 18) - Fuel Sub - Hot-Dry ¦ SCG ¦ Hot-Dry | Com ¦ Small Packaged Heat Pump (SEER 18) - Fuel Sub - Hot-Dry | SCG ¦ Hot-Dry | SCG | All | Electric & Gas | SEER18 Heat Pump, <65 kbtuh, NR | Efficient | 0 | Conventional | HVAC | Com - Retail | Com | ROB Only | 1 | 1000 sqft2 of floor space | Cap-Tons | 15 | DEER:HVAC_Split-Package_HP | -373.5844 | 0 | -10.1827 | SWHC046-02 | 1782 | 2021 | 0 | 679.11 | 2021 | 0 | -11.62 | SWHC046-02 | Com Central HVAC (Small) - Fuel Sub - Hot-Dry ¦ SCG ¦ Hot-Dry | Com Central HVAC (Small) - Fuel Sub - Hot-Dry | 0.016778 | 1 | 0 | CBSA 2014, adjusted to reflect new efficiencies | 1564.3717 | 2032 | 1 | SWHC046-02
COM-HVAC-FS-24.59 | Com ¦ Small Packaged Heat Pump (SEER 18) - Fuel Sub - Hot-Dry ¦ SCG ¦ Hot-Dry | Com ¦ Small Packaged Heat Pump (SEER 18) - Fuel Sub - Hot-Dry | SCG ¦ Hot-Dry | SCG | All | Electric & Gas | SEER18 Heat Pump, <65 kbtuh, NR | Efficient | 0 | Conventional | HVAC | Com - School | Com | ROB Only | 1 | 1000 sqft2 of floor space | Cap-Tons | 15 | DEER:HVAC_Split-Package_HP | -140.1614 | 0 | -12.0107 | SWHC046-02 | 1782 | 2021 | 0 | 679.11 | 2021 | 0 | -11.62 | SWHC046-02 | Com Central HVAC (Small) - Fuel Sub - Hot-Dry ¦ SCG ¦ Hot-Dry | Com Central HVAC (Small) - Fuel Sub - Hot-Dry | 0.027322 | 1 | 0 | CBSA 2014, adjusted to reflect new efficiencies | 17.7569 | 2032 | 1 | SWHC046-02
COM-HVAC-FS-24.60 | Com ¦ Small Packaged Heat Pump (SEER 18) - Fuel Sub - Hot-Dry ¦ SCG ¦ Hot-Dry | Com ¦ Small Packaged Heat Pump (SEER 18) - Fuel Sub - Hot-Dry | SCG ¦ Hot-Dry | SCG | All | Electric & Gas | SEER18 Heat Pump, <65 kbtuh, NR | Efficient | 0 | Conventional | HVAC | Com - Warehouse | Com | ROB Only | 1 | 1000 sqft2 of floor space | Cap-Tons | 15 | DEER:HVAC_Split-Package_HP | -162 | 0 | -33.6 | SWHC046-02 | 1782 | 2021 | 0 | 679.11 | 2021 | 0 | -11.62 | SWHC046-02 | Com Central HVAC (Small) - Fuel Sub - Hot-Dry ¦ SCG ¦ Hot-Dry | Com Central HVAC (Small) - Fuel Sub - Hot-Dry | 0.0051386 | 1 | 0 | CBSA 2014, adjusted to reflect new efficiencies | 269.3483 | 2032 | 1 | SWHC046-02
COM-HVAC-FS-24.61 | Com ¦ Small Packaged Heat Pump (SEER 18) - Fuel Sub - Cold ¦ SCG ¦ Cold | Com ¦ Small Packaged Heat Pump (SEER 18) - Fuel Sub - Cold | SCG ¦ Cold | SCG | All | Electric & Gas | SEER18 Heat Pump, <65 kbtuh, NR | Efficient | 0 | Conventional | HVAC | Com - College | Com | ROB Only | 1 | 1000 sqft2 of floor space | Cap-Tons | 15 | DEER:HVAC_Split-Package_HP | 305.9041 | 0 | -92.6695 | SWHC046-02 | 1782 | 2021 | 0 | 679.11 | 2021 | 0 | -11.62 | SWHC046-02 | Com Central HVAC (Small) - Fuel Sub - Cold ¦ SCG ¦ Cold | Com Central HVAC (Small) - Fuel Sub - Cold | 0.022689 | 1 | 0 | CBSA 2014, adjusted to reflect new efficiencies | 43.0928 | 2032 | 1 | SWHC046-02
COM-HVAC-FS-24.62 | Com ¦ Small Packaged Heat Pump (SEER 18) - Fuel Sub - Cold ¦ SCG ¦ Cold | Com ¦ Small Packaged Heat Pump (SEER 18) - Fuel Sub - Cold | SCG ¦ Cold | SCG | All | Electric & Gas | SEER18 Heat Pump, <65 kbtuh, NR | Efficient | 0 | Conventional | HVAC | Com - Grocery | Com | ROB Only | 1 | 1000 sqft2 of floor space | Cap-Tons | 15 | DEER:HVAC_Split-Package_HP | 1300 | 0 | -332 | SWHC046-02 | 1782 | 2021 | 0 | 679.11 | 2021 | 0 | -11.62 | SWHC046-02 | Com Central HVAC (Small) - Fuel Sub - Cold ¦ SCG ¦ Cold | Com Central HVAC (Small) - Fuel Sub - Cold | 0.040359 | 1 | 0 | CBSA 2014, adjusted to reflect new efficiencies | 669.7198 | 2032 | 1 | SWHC046-02
COM-HVAC-FS-24.63 | Com ¦ Small Packaged Heat Pump (SEER 18) - Fuel Sub - Cold ¦ SCG ¦ Cold | Com ¦ Small Packaged Heat Pump (SEER 18) - Fuel Sub - Cold | SCG ¦ Cold | SCG | All | Electric & Gas | SEER18 Heat Pump, <65 kbtuh, NR | Efficient | 0 | Conventional | HVAC | Com - Health | Com | ROB Only | 1 | 1000 sqft2 of floor space | Cap-Tons | 15 | DEER:HVAC_Split-Package_HP | 175.1343 | 0 | -128.9495 | SWHC046-02 | 1782 | 2021 | 0 | 679.11 | 2021 | 0 | -11.62 | SWHC046-02 | Com Central HVAC (Small) - Fuel Sub - Cold ¦ SCG ¦ Cold | Com Central HVAC (Small) - Fuel Sub - Cold | 0.032178 | 1 | 0 | CBSA 2014, adjusted to reflect new efficiencies | 301.9033 | 2032 | 1 | SWHC046-02
COM-HVAC-FS-24.64 | Com ¦ Small Packaged Heat Pump (SEER 18) - Fuel Sub - Cold ¦ SCG ¦ Cold | Com ¦ Small Packaged Heat Pump (SEER 18) - Fuel Sub - Cold | SCG ¦ Cold | SCG | All | Electric & Gas | SEER18 Heat Pump, <65 kbtuh, NR | Efficient | 0 | Conventional | HVAC | Com - Lodging | Com | ROB Only | 1 | 1000 sqft2 of floor space | Cap-Tons | 15 | DEER:HVAC_Split-Package_HP | 868.3606 | 0 | -210.3596 | SWHC046-02 | 1782 | 2021 | 0 | 679.11 | 2021 | 0 | -11.62 | SWHC046-02 | Com Central HVAC (Small) - Fuel Sub - Cold ¦ SCG ¦ Cold | Com Central HVAC (Small) - Fuel Sub - Cold | 0.018069 | 1 | 0 | CBSA 2014, adjusted to reflect new efficiencies | 1554.387 | 2032 | 1 | SWHC046-02
COM-HVAC-FS-24.65 | Com ¦ Small Packaged Heat Pump (SEER 18) - Fuel Sub - Cold ¦ SCG ¦ Cold | Com ¦ Small Packaged Heat Pump (SEER 18) - Fuel Sub - Cold | SCG ¦ Cold | SCG | All | Electric & Gas | SEER18 Heat Pump, <65 kbtuh, NR | Efficient | 0 | Conventional | HVAC | Com - Office (Large) | Com | ROB Only | 1 | 1000 sqft2 of floor space | Cap-Tons | 15 | DEER:HVAC_Split-Package_HP | -71.3 | 0 | -24.4 | SWHC046-02 | 1782 | 2021 | 0 | 679.11 | 2021 | 0 | -11.62 | SWHC046-02 | Com Central HVAC (Small) - Fuel Sub - Cold ¦ SCG ¦ Cold | Com Central HVAC (Small) - Fuel Sub - Cold | 0.023953 | 1 | 0 | CBSA 2014, adjusted to reflect new efficiencies | 85.5447 | 2032 | 1 | SWHC046-02
COM-HVAC-FS-24.66 | Com ¦ Small Packaged Heat Pump (SEER 18) - Fuel Sub - Cold ¦ SCG ¦ Cold | Com ¦ Small Packaged Heat Pump (SEER 18) - Fuel Sub - Cold | SCG ¦ Cold | SCG | All | Electric & Gas | SEER18 Heat Pump, <65 kbtuh, NR | Efficient | 0 | Conventional | HVAC | Com - Office (Small) | Com | ROB Only | 1 | 1000 sqft2 of floor space | Cap-Tons | 15 | DEER:HVAC_Split-Package_HP | 110 | 0 | -49.4 | SWHC046-02 | 1782 | 2021 | 0 | 679.11 | 2021 | 0 | -11.62 | SWHC046-02 | Com Central HVAC (Small) - Fuel Sub - Cold ¦ SCG ¦ Cold | Com Central HVAC (Small) - Fuel Sub - Cold | 0.027176 | 1 | 0 | CBSA 2014, adjusted to reflect new efficiencies | 45.4959 | 2032 | 1 | SWHC046-02
COM-HVAC-FS-24.67 | Com ¦ Small Packaged Heat Pump (SEER 18) - Fuel Sub - Cold ¦ SCG ¦ Cold | Com ¦ Small Packaged Heat Pump (SEER 18) - Fuel Sub - Cold | SCG ¦ Cold | SCG | All | Electric & Gas | SEER18 Heat Pump, <65 kbtuh, NR | Efficient | 0 | Conventional | HVAC | Com - Other | Com | ROB Only | 1 | 1000 sqft2 of floor space | Cap-Tons | 15 | DEER:HVAC_Split-Package_HP | 662 | 0 | -172 | SWHC046-02 | 1782 | 2021 | 0 | 679.11 | 2021 | 0 | -11.62 | SWHC046-02 | Com Central HVAC (Small) - Fuel Sub - Cold ¦ SCG ¦ Cold | Com Central HVAC (Small) - Fuel Sub - Cold | 0.038925 | 1 | 0 | CBSA 2014, adjusted to reflect new efficiencies | 391.0296 | 2032 | 1 | SWHC046-02
COM-HVAC-FS-24.69 | Com ¦ Small Packaged Heat Pump (SEER 18) - Fuel Sub - Cold ¦ SCG ¦ Cold | Com ¦ Small Packaged Heat Pump (SEER 18) - Fuel Sub - Cold | SCG ¦ Cold | SCG | All | Electric & Gas | SEER18 Heat Pump, <65 kbtuh, NR | Efficient | 0 | Conventional | HVAC | Com - Restaurant | Com | ROB Only | 1 | 1000 sqft2 of floor space | Cap-Tons | 15 | DEER:HVAC_Split-Package_HP | 381.2646 | 0 | -140.5022 | SWHC046-02 | 1782 | 2021 | 0 | 679.11 | 2021 | 0 | -11.62 | SWHC046-02 | Com Central HVAC (Small) - Fuel Sub - Cold ¦ SCG ¦ Cold | Com Central HVAC (Small) - Fuel Sub - Cold | 0.039657 | 1 | 0 | CBSA 2014, adjusted to reflect new efficiencies | 28.2215 | 2032 | 1 | SWHC046-02
COM-HVAC-FS-24.70 | Com ¦ Small Packaged Heat Pump (SEER 18) - Fuel Sub - Cold ¦ SCG ¦ Cold | Com ¦ Small Packaged Heat Pump (SEER 18) - Fuel Sub - Cold | SCG ¦ Cold | SCG | All | Electric & Gas | SEER18 Heat Pump, <65 kbtuh, NR | Efficient | 0 | Conventional | HVAC | Com - Retail | Com | ROB Only | 1 | 1000 sqft2 of floor space | Cap-Tons | 15 | DEER:HVAC_Split-Package_HP | 307.8367 | 0 | -114.1883 | SWHC046-02 | 1782 | 2021 | 0 | 679.11 | 2021 | 0 | -11.62 | SWHC046-02 | Com Central HVAC (Small) - Fuel Sub - Cold ¦ SCG ¦ Cold | Com Central HVAC (Small) - Fuel Sub - Cold | 0.016778 | 1 | 0 | CBSA 2014, adjusted to reflect new efficiencies | 17109.6162 | 2032 | 1 | SWHC046-02
COM-HVAC-FS-24.71 | Com ¦ Small Packaged Heat Pump (SEER 18) - Fuel Sub - Cold ¦ SCG ¦ Cold | Com ¦ Small Packaged Heat Pump (SEER 18) - Fuel Sub - Cold | SCG ¦ Cold | SCG | All | Electric & Gas | SEER18 Heat Pump, <65 kbtuh, NR | Efficient | 0 | Conventional | HVAC | Com - School | Com | ROB Only | 1 | 1000 sqft2 of floor space | Cap-Tons | 15 | DEER:HVAC_Split-Package_HP | 428.0987 | 0 | -96.149 | SWHC046-02 | 1782 | 2021 | 0 | 679.11 | 2021 | 0 | -11.62 | SWHC046-02 | Com Central HVAC (Small) - Fuel Sub - Cold ¦ SCG ¦ Cold | Com Central HVAC (Small) - Fuel Sub - Cold | 0.027322 | 1 | 0 | CBSA 2014, adjusted to reflect new efficiencies | 56.9993 | 2032 | 1 | SWHC046-02
COM-HVAC-FS-24.72 | Com ¦ Small Packaged Heat Pump (SEER 18) - Fuel Sub - Cold ¦ SCG ¦ Cold | Com ¦ Small Packaged Heat Pump (SEER 18) - Fuel Sub - Cold | SCG ¦ Cold | SCG | All | Electric & Gas | SEER18 Heat Pump, <65 kbtuh, NR | Efficient | 0 | Conventional | HVAC | Com - Warehouse | Com | ROB Only | 1 | 1000 sqft2 of floor space | Cap-Tons | 15 | DEER:HVAC_Split-Package_HP | 726 | 0 | -152 | SWHC046-02 | 1782 | 2021 | 0 | 679.11 | 2021 | 0 | -11.62 | SWHC046-02 | Com Central HVAC (Small) - Fuel Sub - Cold ¦ SCG ¦ Cold | Com Central HVAC (Small) - Fuel Sub - Cold | 0.0051386 | 1 | 0 | CBSA 2014, adjusted to reflect new efficiencies | 1110.001 | 2032 | 1 | SWHC046-02
COM-HVAC-FS-24.73 | Com ¦ Small Packaged Heat Pump (SEER 18) - Fuel Sub - Marine ¦ SDG&E ¦ Marine | Com ¦ Small Packaged Heat Pump (SEER 18) - Fuel Sub - Marine | SDG&E ¦ Marine | SDG&E | All | Electric & Gas | SEER18 Heat Pump, <65 kbtuh, NR | Efficient | 0 | Conventional | HVAC | Com - College | Com | ROB Only | 1 | 1000 sqft2 of floor space | Cap-Tons | 15 | DEER:HVAC_Split-Package_HP | -226.3478 | 0 | -12.4101 | SWHC046-02 | 1782 | 2021 | 0 | 679.11 | 2021 | 0 | -11.62 | SWHC046-02 | Com Central HVAC (Small) - Fuel Sub - Marine ¦ SDG&E ¦ Marine | Com Central HVAC (Small) - Fuel Sub - Marine | 0.022234 | 1 | 0 | CBSA 2014, adjusted to reflect new efficiencies | 14.8568 | 2032 | 1 | SWHC046-02
COM-HVAC-FS-24.74 | Com ¦ Small Packaged Heat Pump (SEER 18) - Fuel Sub - Marine ¦ SDG&E ¦ Marine | Com ¦ Small Packaged Heat Pump (SEER 18) - Fuel Sub - Marine | SDG&E ¦ Marine | SDG&E | All | Electric & Gas | SEER18 Heat Pump, <65 kbtuh, NR | Efficient | 0 | Conventional | HVAC | Com - Grocery | Com | ROB Only | 1 | 1000 sqft2 of floor space | Cap-Tons | 15 | DEER:HVAC_Split-Package_HP | -208 | 0 | -80.6 | SWHC046-02 | 1782 | 2021 | 0 | 679.11 | 2021 | 0 | -11.62 | SWHC046-02 | Com Central HVAC (Small) - Fuel Sub - Marine ¦ SDG&E ¦ Marine | Com Central HVAC (Small) - Fuel Sub - Marine | 0.041033 | 1 | 0 | CBSA 2014, adjusted to reflect new efficiencies | 174.1003 | 2032 | 1 | SWHC046-02
COM-HVAC-FS-24.75 | Com ¦ Small Packaged Heat Pump (SEER 18) - Fuel Sub - Marine ¦ SDG&E ¦ Marine | Com ¦ Small Packaged Heat Pump (SEER 18) - Fuel Sub - Marine | SDG&E ¦ Marine | SDG&E | All | Electric & Gas | SEER18 Heat Pump, <65 kbtuh, NR | Efficient | 0 | Conventional | HVAC | Com - Health | Com | ROB Only | 1 | 1000 sqft2 of floor space | Cap-Tons | 15 | DEER:HVAC_Split-Package_HP | -439.1087 | 0 | -22.4855 | SWHC046-02 | 1782 | 2021 | 0 | 679.11 | 2021 | 0 | -11.62 | SWHC046-02 | Com Central HVAC (Small) - Fuel Sub - Marine ¦ SDG&E ¦ Marine | Com Central HVAC (Small) - Fuel Sub - Marine | 0.031998 | 1 | 0 | CBSA 2014, adjusted to reflect new efficiencies | 59.6052 | 2032 | 1 | SWHC046-02
COM-HVAC-FS-24.76 | Com ¦ Small Packaged Heat Pump (SEER 18) - Fuel Sub - Marine ¦ SDG&E ¦ Marine | Com ¦ Small Packaged Heat Pump (SEER 18) - Fuel Sub - Marine | SDG&E ¦ Marine | SDG&E | All | Electric & Gas | SEER18 Heat Pump, <65 kbtuh, NR | Efficient | 0 | Conventional | HVAC | Com - Lodging | Com | ROB Only | 1 | 1000 sqft2 of floor space | Cap-Tons | 15 | DEER:HVAC_Split-Package_HP | -271.2338 | 0 | -41.9064 | SWHC046-02 | 1782 | 2021 | 0 | 679.11 | 2021 | 0 | -11.62 | SWHC046-02 | Com Central HVAC (Small) - Fuel Sub - Marine ¦ SDG&E ¦ Marine | Com Central HVAC (Small) - Fuel Sub - Marine | 0.017903 | 1 | 0 | CBSA 2014, adjusted to reflect new efficiencies | 334.07 | 2032 | 1 | SWHC046-02
COM-HVAC-FS-24.77 | Com ¦ Small Packaged Heat Pump (SEER 18) - Fuel Sub - Marine ¦ SDG&E ¦ Marine | Com ¦ Small Packaged Heat Pump (SEER 18) - Fuel Sub - Marine | SDG&E ¦ Marine | SDG&E | All | Electric & Gas | SEER18 Heat Pump, <65 kbtuh, NR | Efficient | 0 | Conventional | HVAC | Com - Office (Large) | Com | ROB Only | 1 | 1000 sqft2 of floor space | Cap-Tons | 15 | DEER:HVAC_Split-Package_HP | -247 | 0 | -0.948 | SWHC046-02 | 1782 | 2021 | 0 | 679.11 | 2021 | 0 | -11.62 | SWHC046-02 | Com Central HVAC (Small) - Fuel Sub - Marine ¦ SDG&E ¦ Marine | Com Central HVAC (Small) - Fuel Sub - Marine | 0.023374 | 1 | 0 | CBSA 2014, adjusted to reflect new efficiencies | 7.1481 | 2032 | 1 | SWHC046-02
COM-HVAC-FS-24.78 | Com ¦ Small Packaged Heat Pump (SEER 18) - Fuel Sub - Marine ¦ SDG&E ¦ Marine | Com ¦ Small Packaged Heat Pump (SEER 18) - Fuel Sub - Marine | SDG&E ¦ Marine | SDG&E | All | Electric & Gas | SEER18 Heat Pump, <65 kbtuh, NR | Efficient | 0 | Conventional | HVAC | Com - Office (Small) | Com | ROB Only | 1 | 1000 sqft2 of floor space | Cap-Tons | 15 | DEER:HVAC_Split-Package_HP | -217 | 0 | -5.55 | SWHC046-02 | 1782 | 2021 | 0 | 679.11 | 2021 | 0 | -11.62 | SWHC046-02 | Com Central HVAC (Small) - Fuel Sub - Marine ¦ SDG&E ¦ Marine | Com Central HVAC (Small) - Fuel Sub - Marine | 0.028381 | 1 | 0 | CBSA 2014, adjusted to reflect new efficiencies | 11.0808 | 2032 | 1 | SWHC046-02
COM-HVAC-FS-24.79 | Com ¦ Small Packaged Heat Pump (SEER 18) - Fuel Sub - Marine ¦ SDG&E ¦ Marine | Com ¦ Small Packaged Heat Pump (SEER 18) - Fuel Sub - Marine | SDG&E ¦ Marine | SDG&E | All | Electric & Gas | SEER18 Heat Pump, <65 kbtuh, NR | Efficient | 0 | Conventional | HVAC | Com - Other | Com | ROB Only | 1 | 1000 sqft2 of floor space | Cap-Tons | 15 | DEER:HVAC_Split-Package_HP | -205 | 0 | -25 | SWHC046-02 | 1782 | 2021 | 0 | 679.11 | 2021 | 0 | -11.62 | SWHC046-02 | Com Central HVAC (Small) - Fuel Sub - Marine ¦ SDG&E ¦ Marine | Com Central HVAC (Small) - Fuel Sub - Marine | 0.03826 | 1 | 0 | CBSA 2014, adjusted to reflect new efficiencies | 74.4971 | 2032 | 1 | SWHC046-02
COM-HVAC-FS-24.81 | Com ¦ Small Packaged Heat Pump (SEER 18) - Fuel Sub - Marine ¦ SDG&E ¦ Marine | Com ¦ Small Packaged Heat Pump (SEER 18) - Fuel Sub - Marine | SDG&E ¦ Marine | SDG&E | All | Electric & Gas | SEER18 Heat Pump, <65 kbtuh, NR | Efficient | 0 | Conventional | HVAC | Com - Restaurant | Com | ROB Only | 1 | 1000 sqft2 of floor space | Cap-Tons | 15 | DEER:HVAC_Split-Package_HP | -261.2502 | 0 | -11.7207 | SWHC046-02 | 1782 | 2021 | 0 | 679.11 | 2021 | 0 | -11.62 | SWHC046-02 | Com Central HVAC (Small) - Fuel Sub - Marine ¦ SDG&E ¦ Marine | Com Central HVAC (Small) - Fuel Sub - Marine | 0.041427 | 1 | 0 | CBSA 2014, adjusted to reflect new efficiencies | 8.3278 | 2032 | 1 | SWHC046-02
COM-HVAC-FS-24.82 | Com ¦ Small Packaged Heat Pump (SEER 18) - Fuel Sub - Marine ¦ SDG&E ¦ Marine | Com ¦ Small Packaged Heat Pump (SEER 18) - Fuel Sub - Marine | SDG&E ¦ Marine | SDG&E | All | Electric & Gas | SEER18 Heat Pump, <65 kbtuh, NR | Efficient | 0 | Conventional | HVAC | Com - Retail | Com | ROB Only | 1 | 1000 sqft2 of floor space | Cap-Tons | 15 | DEER:HVAC_Split-Package_HP | -318.6752 | 0 | -11.8403 | SWHC046-02 | 1782 | 2021 | 0 | 679.11 | 2021 | 0 | -11.62 | SWHC046-02 | Com Central HVAC (Small) - Fuel Sub - Marine ¦ SDG&E ¦ Marine | Com Central HVAC (Small) - Fuel Sub - Marine | 0.016794 | 1 | 0 | CBSA 2014, adjusted to reflect new efficiencies | 1807.8833 | 2032 | 1 | SWHC046-02
COM-HVAC-FS-24.83 | Com ¦ Small Packaged Heat Pump (SEER 18) - Fuel Sub - Marine ¦ SDG&E ¦ Marine | Com ¦ Small Packaged Heat Pump (SEER 18) - Fuel Sub - Marine | SDG&E ¦ Marine | SDG&E | All | Electric & Gas | SEER18 Heat Pump, <65 kbtuh, NR | Efficient | 0 | Conventional | HVAC | Com - School | Com | ROB Only | 1 | 1000 sqft2 of floor space | Cap-Tons | 15 | DEER:HVAC_Split-Package_HP | -112.5677 | 0 | -12.1639 | SWHC046-02 | 1782 | 2021 | 0 | 679.11 | 2021 | 0 | -11.62 | SWHC046-02 | Com Central HVAC (Small) - Fuel Sub - Marine ¦ SDG&E ¦ Marine | Com Central HVAC (Small) - Fuel Sub - Marine | 0.028241 | 1 | 0 | CBSA 2014, adjusted to reflect new efficiencies | 16.3695 | 2032 | 1 | SWHC046-02
COM-HVAC-FS-24.84 | Com ¦ Small Packaged Heat Pump (SEER 18) - Fuel Sub - Marine ¦ SDG&E ¦ Marine | Com ¦ Small Packaged Heat Pump (SEER 18) - Fuel Sub - Marine | SDG&E ¦ Marine | SDG&E | All | Electric & Gas | SEER18 Heat Pump, <65 kbtuh, NR | Efficient | 0 | Conventional | HVAC | Com - Warehouse | Com | ROB Only | 1 | 1000 sqft2 of floor space | Cap-Tons | 15 | DEER:HVAC_Split-Package_HP | -87.7 | 0 | -34.2 | SWHC046-02 | 1782 | 2021 | 0 | 679.11 | 2021 | 0 | -11.62 | SWHC046-02 | Com Central HVAC (Small) - Fuel Sub - Marine ¦ SDG&E ¦ Marine | Com Central HVAC (Small) - Fuel Sub - Marine | 0.0051502 | 1 | 0 | CBSA 2014, adjusted to reflect new efficiencies | 268.4181 | 2032 | 1 | SWHC046-02
COM-HVAC-FS-24.85 | Com ¦ Small Packaged Heat Pump (SEER 18) - Fuel Sub - Hot-Dry ¦ SDG&E ¦ Hot-Dry | Com ¦ Small Packaged Heat Pump (SEER 18) - Fuel Sub - Hot-Dry | SDG&E ¦ Hot-Dry | SDG&E | All | Electric & Gas | SEER18 Heat Pump, <65 kbtuh, NR | Efficient | 0 | Conventional | HVAC | Com - College | Com | ROB Only | 1 | 1000 sqft2 of floor space | Cap-Tons | 15 | DEER:HVAC_Split-Package_HP | -203.0782 | 0 | -10.793 | SWHC046-02 | 1782 | 2021 | 0 | 679.11 | 2021 | 0 | -11.62 | SWHC046-02 | Com Central HVAC (Small) - Fuel Sub - Hot-Dry ¦ SDG&E ¦ Hot-Dry | Com Central HVAC (Small) - Fuel Sub - Hot-Dry | 0.022234 | 1 | 0 | CBSA 2014, adjusted to reflect new efficiencies | 13.1325 | 2032 | 1 | SWHC046-02
COM-HVAC-FS-24.86 | Com ¦ Small Packaged Heat Pump (SEER 18) - Fuel Sub - Hot-Dry ¦ SDG&E ¦ Hot-Dry | Com ¦ Small Packaged Heat Pump (SEER 18) - Fuel Sub - Hot-Dry | SDG&E ¦ Hot-Dry | SDG&E | All | Electric & Gas | SEER18 Heat Pump, <65 kbtuh, NR | Efficient | 0 | Conventional | HVAC | Com - Grocery | Com | ROB Only | 1 | 1000 sqft2 of floor space | Cap-Tons | 15 | DEER:HVAC_Split-Package_HP | -206 | 0 | -79.1 | SWHC046-02 | 1782 | 2021 | 0 | 679.11 | 2021 | 0 | -11.62 | SWHC046-02 | Com Central HVAC (Small) - Fuel Sub - Hot-Dry ¦ SDG&E ¦ Hot-Dry | Com Central HVAC (Small) - Fuel Sub - Hot-Dry | 0.041033 | 1 | 0 | CBSA 2014, adjusted to reflect new efficiencies | 170.9013 | 2032 | 1 | SWHC046-02
COM-HVAC-FS-24.87 | Com ¦ Small Packaged Heat Pump (SEER 18) - Fuel Sub - Hot-Dry ¦ SDG&E ¦ Hot-Dry | Com ¦ Small Packaged Heat Pump (SEER 18) - Fuel Sub - Hot-Dry | SDG&E ¦ Hot-Dry | SDG&E | All | Electric & Gas | SEER18 Heat Pump, <65 kbtuh, NR | Efficient | 0 | Conventional | HVAC | Com - Health | Com | ROB Only | 1 | 1000 sqft2 of floor space | Cap-Tons | 15 | DEER:HVAC_Split-Package_HP | -415.1878 | 0 | -17.1467 | SWHC046-02 | 1782 | 2021 | 0 | 679.11 | 2021 | 0 | -11.62 | SWHC046-02 | Com Central HVAC (Small) - Fuel Sub - Hot-Dry ¦ SDG&E ¦ Hot-Dry | Com Central HVAC (Small) - Fuel Sub - Hot-Dry | 0.031998 | 1 | 0 | CBSA 2014, adjusted to reflect new efficiencies | 46.6436 | 2032 | 1 | SWHC046-02
COM-HVAC-FS-24.88 | Com ¦ Small Packaged Heat Pump (SEER 18) - Fuel Sub - Hot-Dry ¦ SDG&E ¦ Hot-Dry | Com ¦ Small Packaged Heat Pump (SEER 18) - Fuel Sub - Hot-Dry | SDG&E ¦ Hot-Dry | SDG&E | All | Electric & Gas | SEER18 Heat Pump, <65 kbtuh, NR | Efficient | 0 | Conventional | HVAC | Com - Lodging | Com | ROB Only | 1 | 1000 sqft2 of floor space | Cap-Tons | 15 | DEER:HVAC_Split-Package_HP | -275.3034 | 0 | -33.7874 | SWHC046-02 | 1782 | 2021 | 0 | 679.11 | 2021 | 0 | -11.62 | SWHC046-02 | Com Central HVAC (Small) - Fuel Sub - Hot-Dry ¦ SDG&E ¦ Hot-Dry | Com Central HVAC (Small) - Fuel Sub - Hot-Dry | 0.017903 | 1 | 0 | CBSA 2014, adjusted to reflect new efficiencies | 272.4592 | 2032 | 1 | SWHC046-02
COM-HVAC-FS-24.89 | Com ¦ Small Packaged Heat Pump (SEER 18) - Fuel Sub - Hot-Dry ¦ SDG&E ¦ Hot-Dry | Com ¦ Small Packaged Heat Pump (SEER 18) - Fuel Sub - Hot-Dry | SDG&E ¦ Hot-Dry | SDG&E | All | Electric & Gas | SEER18 Heat Pump, <65 kbtuh, NR | Efficient | 0 | Conventional | HVAC | Com - Office (Large) | Com | ROB Only | 1 | 1000 sqft2 of floor space | Cap-Tons | 15 | DEER:HVAC_Split-Package_HP | -219 | 0 | -0.58 | SWHC046-02 | 1782 | 2021 | 0 | 679.11 | 2021 | 0 | -11.62 | SWHC046-02 | Com Central HVAC (Small) - Fuel Sub - Hot-Dry ¦ SDG&E ¦ Hot-Dry | Com Central HVAC (Small) - Fuel Sub - Hot-Dry | 0.023374 | 1 | 0 | CBSA 2014, adjusted to reflect new efficiencies | 5.4363 | 2032 | 1 | SWHC046-02
COM-HVAC-FS-24.90 | Com ¦ Small Packaged Heat Pump (SEER 18) - Fuel Sub - Hot-Dry ¦ SDG&E ¦ Hot-Dry | Com ¦ Small Packaged Heat Pump (SEER 18) - Fuel Sub - Hot-Dry | SDG&E ¦ Hot-Dry | SDG&E | All | Electric & Gas | SEER18 Heat Pump, <65 kbtuh, NR | Efficient | 0 | Conventional | HVAC | Com - Office (Small) | Com | ROB Only | 1 | 1000 sqft2 of floor space | Cap-Tons | 15 | DEER:HVAC_Split-Package_HP | -199 | 0 | -4.44 | SWHC046-02 | 1782 | 2021 | 0 | 679.11 | 2021 | 0 | -11.62 | SWHC046-02 | Com Central HVAC (Small) - Fuel Sub - Hot-Dry ¦ SDG&E ¦ Hot-Dry | Com Central HVAC (Small) - Fuel Sub - Hot-Dry | 0.028381 | 1 | 0 | CBSA 2014, adjusted to reflect new efficiencies | 9.5257 | 2032 | 1 | SWHC046-02
COM-HVAC-FS-24.91 | Com ¦ Small Packaged Heat Pump (SEER 18) - Fuel Sub - Hot-Dry ¦ SDG&E ¦ Hot-Dry | Com ¦ Small Packaged Heat Pump (SEER 18) - Fuel Sub - Hot-Dry | SDG&E ¦ Hot-Dry | SDG&E | All | Electric & Gas | SEER18 Heat Pump, <65 kbtuh, NR | Efficient | 0 | Conventional | HVAC | Com - Other | Com | ROB Only | 1 | 1000 sqft2 of floor space | Cap-Tons | 15 | DEER:HVAC_Split-Package_HP | -186 | 0 | -21.8 | SWHC046-02 | 1782 | 2021 | 0 | 679.11 | 2021 | 0 | -11.62 | SWHC046-02 | Com Central HVAC (Small) - Fuel Sub - Hot-Dry ¦ SDG&E ¦ Hot-Dry | Com Central HVAC (Small) - Fuel Sub - Hot-Dry | 0.03826 | 1 | 0 | CBSA 2014, adjusted to reflect new efficiencies | 65.386 | 2032 | 1 | SWHC046-02
COM-HVAC-FS-24.93 | Com ¦ Small Packaged Heat Pump (SEER 18) - Fuel Sub - Hot-Dry ¦ SDG&E ¦ Hot-Dry | Com ¦ Small Packaged Heat Pump (SEER 18) - Fuel Sub - Hot-Dry | SDG&E ¦ Hot-Dry | SDG&E | All | Electric & Gas | SEER18 Heat Pump, <65 kbtuh, NR | Efficient | 0 | Conventional | HVAC | Com - Restaurant | Com | ROB Only | 1 | 1000 sqft2 of floor space | Cap-Tons | 15 | DEER:HVAC_Split-Package_HP | -233.7513 | 0 | -8.0956 | SWHC046-02 | 1782 | 2021 | 0 | 679.11 | 2021 | 0 | -11.62 | SWHC046-02 | Com Central HVAC (Small) - Fuel Sub - Hot-Dry ¦ SDG&E ¦ Hot-Dry | Com Central HVAC (Small) - Fuel Sub - Hot-Dry | 0.041427 | 1 | 0 | CBSA 2014, adjusted to reflect new efficiencies | 6.8386 | 2032 | 1 | SWHC046-02
COM-HVAC-FS-24.94 | Com ¦ Small Packaged Heat Pump (SEER 18) - Fuel Sub - Hot-Dry ¦ SDG&E ¦ Hot-Dry | Com ¦ Small Packaged Heat Pump (SEER 18) - Fuel Sub - Hot-Dry | SDG&E ¦ Hot-Dry | SDG&E | All | Electric & Gas | SEER18 Heat Pump, <65 kbtuh, NR | Efficient | 0 | Conventional | HVAC | Com - Retail | Com | ROB Only | 1 | 1000 sqft2 of floor space | Cap-Tons | 15 | DEER:HVAC_Split-Package_HP | -282.8757 | 0 | -9.8185 | SWHC046-02 | 1782 | 2021 | 0 | 679.11 | 2021 | 0 | -11.62 | SWHC046-02 | Com Central HVAC (Small) - Fuel Sub - Hot-Dry ¦ SDG&E ¦ Hot-Dry | Com Central HVAC (Small) - Fuel Sub - Hot-Dry | 0.016794 | 1 | 0 | CBSA 2014, adjusted to reflect new efficiencies | 1500.9682 | 2032 | 1 | SWHC046-02
COM-HVAC-FS-24.95 | Com ¦ Small Packaged Heat Pump (SEER 18) - Fuel Sub - Hot-Dry ¦ SDG&E ¦ Hot-Dry | Com ¦ Small Packaged Heat Pump (SEER 18) - Fuel Sub - Hot-Dry | SDG&E ¦ Hot-Dry | SDG&E | All | Electric & Gas | SEER18 Heat Pump, <65 kbtuh, NR | Efficient | 0 | Conventional | HVAC | Com - School | Com | ROB Only | 1 | 1000 sqft2 of floor space | Cap-Tons | 15 | DEER:HVAC_Split-Package_HP | -99.5748 | 0 | -10.9429 | SWHC046-02 | 1782 | 2021 | 0 | 679.11 | 2021 | 0 | -11.62 | SWHC046-02 | Com Central HVAC (Small) - Fuel Sub - Hot-Dry ¦ SDG&E ¦ Hot-Dry | Com Central HVAC (Small) - Fuel Sub - Hot-Dry | 0.028241 | 1 | 0 | CBSA 2014, adjusted to reflect new efficiencies | 14.6333 | 2032 | 1 | SWHC046-02
COM-HVAC-FS-24.96 | Com ¦ Small Packaged Heat Pump (SEER 18) - Fuel Sub - Hot-Dry ¦ SDG&E ¦ Hot-Dry | Com ¦ Small Packaged Heat Pump (SEER 18) - Fuel Sub - Hot-Dry | SDG&E ¦ Hot-Dry | SDG&E | All | Electric & Gas | SEER18 Heat Pump, <65 kbtuh, NR | Efficient | 0 | Conventional | HVAC | Com - Warehouse | Com | ROB Only | 1 | 1000 sqft2 of floor space | Cap-Tons | 15 | DEER:HVAC_Split-Package_HP | -95.5 | 0 | -31.9 | SWHC046-02 | 1782 | 2021 | 0 | 679.11 | 2021 | 0 | -11.62 | SWHC046-02 | Com Central HVAC (Small) - Fuel Sub - Hot-Dry ¦ SDG&E ¦ Hot-Dry | Com Central HVAC (Small) - Fuel Sub - Hot-Dry | 0.0051502 | 1 | 0 | CBSA 2014, adjusted to reflect new efficiencies | 251.3852 | 2032 | 1 | SWHC046-02
COM-HVAC-10.1 | Com ¦ Small Unitary Heat Pump (SEER 14) - Marine ¦ PG&E ¦ Marine | Com ¦ Small Unitary Heat Pump (SEER 14) - Marine | PG&E ¦ Marine | PG&E | All | Electric | Unitary Air-Cooled-Split HP, 14 SEER | Average Existing and Code | 0 | Conventional | HVAC | Com - College | Com | ROB and NEW | 0 | 1000 sqft2 of floor space | Cap-Tons | 15 | DEER:HVAC_Split-Package_AC | 0 | 0 | 0 | SWHC014-03 | 1050 | 2021 | 0 | 1000 | 2021 | 0 | 0 | SWHC014-03 | Unitary Heat Pump (Small) - Marine ¦ PG&E ¦ Marine | Unitary Heat Pump (Small) - Marine | 0.13195 | 1 | 0.78067 | CBSA 2014 | 0 | 2012 | 0.5 | SWHC014-03
COM-HVAC-10.3 | Com ¦ Small Unitary Heat Pump (SEER 14) - Marine ¦ PG&E ¦ Marine | Com ¦ Small Unitary Heat Pump (SEER 14) - Marine | PG&E ¦ Marine | PG&E | All | Electric | Unitary Air-Cooled-Split HP, 14 SEER | Average Existing and Code | 0 | Conventional | HVAC | Com - Health | Com | ROB and NEW | 0 | 1000 sqft2 of floor space | Cap-Tons | 15 | DEER:HVAC_Split-Package_AC | 0 | 0 | 0 | SWHC014-03 | 1050 | 2021 | 0 | 1000 | 2021 | 0 | 0 | SWHC014-03 | Unitary Heat Pump (Small) - Marine ¦ PG&E ¦ Marine | Unitary Heat Pump (Small) - Marine | 0.19485 | 1 | 0.78067 | CBSA 2014 | 0 | 2012 | 0.5 | SWHC014-03
COM-HVAC-10.4 | Com ¦ Small Unitary Heat Pump (SEER 14) - Marine ¦ PG&E ¦ Marine | Com ¦ Small Unitary Heat Pump (SEER 14) - Marine | PG&E ¦ Marine | PG&E | All | Electric | Unitary Air-Cooled-Split HP, 14 SEER | Average Existing and Code | 0 | Conventional | HVAC | Com - Lodging | Com | ROB and NEW | 0 | 1000 sqft2 of floor space | Cap-Tons | 15 | DEER:HVAC_Split-Package_AC | 0 | 0 | 0 | SWHC014-03 | 1050 | 2021 | 0 | 1000 | 2021 | 0 | 0 | SWHC014-03 | Unitary Heat Pump (Small) - Marine ¦ PG&E ¦ Marine | Unitary Heat Pump (Small) - Marine | 0.10386 | 1 | 0.78067 | CBSA 2014 | 0 | 2012 | 0.5 | SWHC014-03
COM-HVAC-10.5 | Com ¦ Small Unitary Heat Pump (SEER 14) - Marine ¦ PG&E ¦ Marine | Com ¦ Small Unitary Heat Pump (SEER 14) - Marine | PG&E ¦ Marine | PG&E | All | Electric | Unitary Air-Cooled-Split HP, 14 SEER | Average Existing and Code | 0 | Conventional | HVAC | Com - Office (Large) | Com | ROB and NEW | 0 | 1000 sqft2 of floor space | Cap-Tons | 15 | DEER:HVAC_Split-Package_AC | 0 | 0 | 0 | SWHC014-03 | 1050 | 2021 | 0 | 1000 | 2021 | 0 | 0 | SWHC014-03 | Unitary Heat Pump (Small) - Marine ¦ PG&E ¦ Marine | Unitary Heat Pump (Small) - Marine | 0.13836 | 1 | 0.78067 | CBSA 2014 | 0 | 2012 | 0.5 | SWHC014-03
COM-HVAC-10.6 | Com ¦ Small Unitary Heat Pump (SEER 14) - Marine ¦ PG&E ¦ Marine | Com ¦ Small Unitary Heat Pump (SEER 14) - Marine | PG&E ¦ Marine | PG&E | All | Electric | Unitary Air-Cooled-Split HP, 14 SEER | Average Existing and Code | 0 | Conventional | HVAC | Com - Office (Small) | Com | ROB and NEW | 0 | 1000 sqft2 of floor space | Cap-Tons | 15 | DEER:HVAC_Split-Package_AC | 0 | 0 | 0 | SWHC014-03 | 1050 | 2021 | 0 | 1000 | 2021 | 0 | 0 | SWHC014-03 | Unitary Heat Pump (Small) - Marine ¦ PG&E ¦ Marine | Unitary Heat Pump (Small) - Marine | 0.16182 | 1 | 0.78067 | CBSA 2014 | 0 | 2012 | 0.5 | SWHC014-03
COM-HVAC-10.7 | Com ¦ Small Unitary Heat Pump (SEER 14) - Marine ¦ PG&E ¦ Marine | Com ¦ Small Unitary Heat Pump (SEER 14) - Marine | PG&E ¦ Marine | PG&E | All | Electric | Unitary Air-Cooled-Split HP, 14 SEER | Average Existing and Code | 0 | Conventional | HVAC | Com - Other | Com | ROB and NEW | 0 | 1000 sqft2 of floor space | Cap-Tons | 15 | DEER:HVAC_Split-Package_AC | 0 | 0 | 0 | SWHC014-03 | 1050 | 2021 | 0 | 1000 | 2021 | 0 | 0 | SWHC014-03 | Unitary Heat Pump (Small) - Marine ¦ PG&E ¦ Marine | Unitary Heat Pump (Small) - Marine | 0.076368 | 1 | 0.78067 | CBSA 2014 | 0 | 2012 | 0.5 | SWHC014-03
COM-HVAC-10.9 | Com ¦ Small Unitary Heat Pump (SEER 14) - Marine ¦ PG&E ¦ Marine | Com ¦ Small Unitary Heat Pump (SEER 14) - Marine | PG&E ¦ Marine | PG&E | All | Electric | Unitary Air-Cooled-Split HP, 14 SEER | Average Existing and Code | 0 | Conventional | HVAC | Com - Restaurant | Com | ROB and NEW | 0 | 1000 sqft2 of floor space | Cap-Tons | 15 | DEER:HVAC_Split-Package_AC | 0 | 0 | 0 | SWHC014-03 | 1050 | 2021 | 0 | 1000 | 2021 | 0 | 0 | SWHC014-03 | Unitary Heat Pump (Small) - Marine ¦ PG&E ¦ Marine | Unitary Heat Pump (Small) - Marine | 0.23382 | 1 | 0.78067 | CBSA 2014 | 0 | 2012 | 0.5 | SWHC014-03
COM-HVAC-10.10 | Com ¦ Small Unitary Heat Pump (SEER 14) - Marine ¦ PG&E ¦ Marine | Com ¦ Small Unitary Heat Pump (SEER 14) - Marine | PG&E ¦ Marine | PG&E | All | Electric | Unitary Air-Cooled-Split HP, 14 SEER | Average Existing and Code | 0 | Conventional | HVAC | Com - Retail | Com | ROB and NEW | 0 | 1000 sqft2 of floor space | Cap-Tons | 15 | DEER:HVAC_Split-Package_AC | 0 | 0 | 0 | SWHC014-03 | 1050 | 2021 | 0 | 1000 | 2021 | 0 | 0 | SWHC014-03 | Unitary Heat Pump (Small) - Marine ¦ PG&E ¦ Marine | Unitary Heat Pump (Small) - Marine | 0.097448 | 1 | 0.78067 | CBSA 2014 | 0 | 2012 | 0.5 | SWHC014-03
COM-HVAC-10.11 | Com ¦ Small Unitary Heat Pump (SEER 14) - Marine ¦ PG&E ¦ Marine | Com ¦ Small Unitary Heat Pump (SEER 14) - Marine | PG&E ¦ Marine | PG&E | All | Electric | Unitary Air-Cooled-Split HP, 14 SEER | Average Existing and Code | 0 | Conventional | HVAC | Com - School | Com | ROB and NEW | 0 | 1000 sqft2 of floor space | Cap-Tons | 15 | DEER:HVAC_Split-Package_AC | 0 | 0 | 0 | SWHC014-03 | 1050 | 2021 | 0 | 1000 | 2021 | 0 | 0 | SWHC014-03 | Unitary Heat Pump (Small) - Marine ¦ PG&E ¦ Marine | Unitary Heat Pump (Small) - Marine | 0.14798 | 1 | 0.78067 | CBSA 2014 | 0 | 2012 | 0.5 | SWHC014-03
COM-HVAC-10.12 | Com ¦ Small Unitary Heat Pump (SEER 14) - Marine ¦ PG&E ¦ Marine | Com ¦ Small Unitary Heat Pump (SEER 14) - Marine | PG&E ¦ Marine | PG&E | All | Electric | Unitary Air-Cooled-Split HP, 14 SEER | Average Existing and Code | 0 | Conventional | HVAC | Com - Warehouse | Com | ROB and NEW | 0 | 1000 sqft2 of floor space | Cap-Tons | 15 | DEER:HVAC_Split-Package_AC | 0 | 0 | 0 | SWHC014-03 | 1050 | 2021 | 0 | 1000 | 2021 | 0 | 0 | SWHC014-03 | Unitary Heat Pump (Small) - Marine ¦ PG&E ¦ Marine | Unitary Heat Pump (Small) - Marine | 0.030327 | 1 | 0.78067 | CBSA 2014 | 0 | 2012 | 0.5 | SWHC014-03
COM-HVAC-10.13 | Com ¦ Small Unitary Heat Pump (SEER 14) - Hot-Dry ¦ PG&E ¦ Hot-Dry | Com ¦ Small Unitary Heat Pump (SEER 14) - Hot-Dry | PG&E ¦ Hot-Dry | PG&E | All | Electric | Unitary Air-Cooled-Split HP, 14 SEER | Average Existing and Code | 0 | Conventional | HVAC | Com - College | Com | ROB and NEW | 0 | 1000 sqft2 of floor space | Cap-Tons | 15 | DEER:HVAC_Split-Package_AC | 0 | 0 | 0 | SWHC014-03 | 1050 | 2021 | 0 | 1000 | 2021 | 0 | 0 | SWHC014-03 | Unitary Heat Pump (Small) - Hot-Dry ¦ PG&E ¦ Hot-Dry | Unitary Heat Pump (Small) - Hot-Dry | 0.13195 | 1 | 0.78067 | CBSA 2014 | 0 | 2012 | 0.5 | SWHC014-03
COM-HVAC-10.15 | Com ¦ Small Unitary Heat Pump (SEER 14) - Hot-Dry ¦ PG&E ¦ Hot-Dry | Com ¦ Small Unitary Heat Pump (SEER 14) - Hot-Dry | PG&E ¦ Hot-Dry | PG&E | All | Electric | Unitary Air-Cooled-Split HP, 14 SEER | Average Existing and Code | 0 | Conventional | HVAC | Com - Health | Com | ROB and NEW | 0 | 1000 sqft2 of floor space | Cap-Tons | 15 | DEER:HVAC_Split-Package_AC | 0 | 0 | 0 | SWHC014-03 | 1050 | 2021 | 0 | 1000 | 2021 | 0 | 0 | SWHC014-03 | Unitary Heat Pump (Small) - Hot-Dry ¦ PG&E ¦ Hot-Dry | Unitary Heat Pump (Small) - Hot-Dry | 0.19485 | 1 | 0.78067 | CBSA 2014 | 0 | 2012 | 0.5 | SWHC014-03
COM-HVAC-10.16 | Com ¦ Small Unitary Heat Pump (SEER 14) - Hot-Dry ¦ PG&E ¦ Hot-Dry | Com ¦ Small Unitary Heat Pump (SEER 14) - Hot-Dry | PG&E ¦ Hot-Dry | PG&E | All | Electric | Unitary Air-Cooled-Split HP, 14 SEER | Average Existing and Code | 0 | Conventional | HVAC | Com - Lodging | Com | ROB and NEW | 0 | 1000 sqft2 of floor space | Cap-Tons | 15 | DEER:HVAC_Split-Package_AC | 0 | 0 | 0 | SWHC014-03 | 1050 | 2021 | 0 | 1000 | 2021 | 0 | 0 | SWHC014-03 | Unitary Heat Pump (Small) - Hot-Dry ¦ PG&E ¦ Hot-Dry | Unitary Heat Pump (Small) - Hot-Dry | 0.10386 | 1 | 0.78067 | CBSA 2014 | 0 | 2012 | 0.5 | SWHC014-03
COM-HVAC-10.17 | Com ¦ Small Unitary Heat Pump (SEER 14) - Hot-Dry ¦ PG&E ¦ Hot-Dry | Com ¦ Small Unitary Heat Pump (SEER 14) - Hot-Dry | PG&E ¦ Hot-Dry | PG&E | All | Electric | Unitary Air-Cooled-Split HP, 14 SEER | Average Existing and Code | 0 | Conventional | HVAC | Com - Office (Large) | Com | ROB and NEW | 0 | 1000 sqft2 of floor space | Cap-Tons | 15 | DEER:HVAC_Split-Package_AC | 0 | 0 | 0 | SWHC014-03 | 1050 | 2021 | 0 | 1000 | 2021 | 0 | 0 | SWHC014-03 | Unitary Heat Pump (Small) - Hot-Dry ¦ PG&E ¦ Hot-Dry | Unitary Heat Pump (Small) - Hot-Dry | 0.13836 | 1 | 0.78067 | CBSA 2014 | 0 | 2012 | 0.5 | SWHC014-03
COM-HVAC-10.18 | Com ¦ Small Unitary Heat Pump (SEER 14) - Hot-Dry ¦ PG&E ¦ Hot-Dry | Com ¦ Small Unitary Heat Pump (SEER 14) - Hot-Dry | PG&E ¦ Hot-Dry | PG&E | All | Electric | Unitary Air-Cooled-Split HP, 14 SEER | Average Existing and Code | 0 | Conventional | HVAC | Com - Office (Small) | Com | ROB and NEW | 0 | 1000 sqft2 of floor space | Cap-Tons | 15 | DEER:HVAC_Split-Package_AC | 0 | 0 | 0 | SWHC014-03 | 1050 | 2021 | 0 | 1000 | 2021 | 0 | 0 | SWHC014-03 | Unitary Heat Pump (Small) - Hot-Dry ¦ PG&E ¦ Hot-Dry | Unitary Heat Pump (Small) - Hot-Dry | 0.16182 | 1 | 0.78067 | CBSA 2014 | 0 | 2012 | 0.5 | SWHC014-03
COM-HVAC-10.19 | Com ¦ Small Unitary Heat Pump (SEER 14) - Hot-Dry ¦ PG&E ¦ Hot-Dry | Com ¦ Small Unitary Heat Pump (SEER 14) - Hot-Dry | PG&E ¦ Hot-Dry | PG&E | All | Electric | Unitary Air-Cooled-Split HP, 14 SEER | Average Existing and Code | 0 | Conventional | HVAC | Com - Other | Com | ROB and NEW | 0 | 1000 sqft2 of floor space | Cap-Tons | 15 | DEER:HVAC_Split-Package_AC | 0 | 0 | 0 | SWHC014-03 | 1050 | 2021 | 0 | 1000 | 2021 | 0 | 0 | SWHC014-03 | Unitary Heat Pump (Small) - Hot-Dry ¦ PG&E ¦ Hot-Dry | Unitary Heat Pump (Small) - Hot-Dry | 0.076368 | 1 | 0.78067 | CBSA 2014 | 0 | 2012 | 0.5 | SWHC014-03
COM-HVAC-10.21 | Com ¦ Small Unitary Heat Pump (SEER 14) - Hot-Dry ¦ PG&E ¦ Hot-Dry | Com ¦ Small Unitary Heat Pump (SEER 14) - Hot-Dry | PG&E ¦ Hot-Dry | PG&E | All | Electric | Unitary Air-Cooled-Split HP, 14 SEER | Average Existing and Code | 0 | Conventional | HVAC | Com - Restaurant | Com | ROB and NEW | 0 | 1000 sqft2 of floor space | Cap-Tons | 15 | DEER:HVAC_Split-Package_AC | 0 | 0 | 0 | SWHC014-03 | 1050 | 2021 | 0 | 1000 | 2021 | 0 | 0 | SWHC014-03 | Unitary Heat Pump (Small) - Hot-Dry ¦ PG&E ¦ Hot-Dry | Unitary Heat Pump (Small) - Hot-Dry | 0.23382 | 1 | 0.78067 | CBSA 2014 | 0 | 2012 | 0.5 | SWHC014-03
COM-HVAC-10.22 | Com ¦ Small Unitary Heat Pump (SEER 14) - Hot-Dry ¦ PG&E ¦ Hot-Dry | Com ¦ Small Unitary Heat Pump (SEER 14) - Hot-Dry | PG&E ¦ Hot-Dry | PG&E | All | Electric | Unitary Air-Cooled-Split HP, 14 SEER | Average Existing and Code | 0 | Conventional | HVAC | Com - Retail | Com | ROB and NEW | 0 | 1000 sqft2 of floor space | Cap-Tons | 15 | DEER:HVAC_Split-Package_AC | 0 | 0 | 0 | SWHC014-03 | 1050 | 2021 | 0 | 1000 | 2021 | 0 | 0 | SWHC014-03 | Unitary Heat Pump (Small) - Hot-Dry ¦ PG&E ¦ Hot-Dry | Unitary Heat Pump (Small) - Hot-Dry | 0.097448 | 1 | 0.78067 | CBSA 2014 | 0 | 2012 | 0.5 | SWHC014-03
COM-HVAC-10.23 | Com ¦ Small Unitary Heat Pump (SEER 14) - Hot-Dry ¦ PG&E ¦ Hot-Dry | Com ¦ Small Unitary Heat Pump (SEER 14) - Hot-Dry | PG&E ¦ Hot-Dry | PG&E | All | Electric | Unitary Air-Cooled-Split HP, 14 SEER | Average Existing and Code | 0 | Conventional | HVAC | Com - School | Com | ROB and NEW | 0 | 1000 sqft2 of floor space | Cap-Tons | 15 | DEER:HVAC_Split-Package_AC | 0 | 0 | 0 | SWHC014-03 | 1050 | 2021 | 0 | 1000 | 2021 | 0 | 0 | SWHC014-03 | Unitary Heat Pump (Small) - Hot-Dry ¦ PG&E ¦ Hot-Dry | Unitary Heat Pump (Small) - Hot-Dry | 0.14798 | 1 | 0.78067 | CBSA 2014 | 0 | 2012 | 0.5 | SWHC014-03
COM-HVAC-10.24 | Com ¦ Small Unitary Heat Pump (SEER 14) - Hot-Dry ¦ PG&E ¦ Hot-Dry | Com ¦ Small Unitary Heat Pump (SEER 14) - Hot-Dry | PG&E ¦ Hot-Dry | PG&E | All | Electric | Unitary Air-Cooled-Split HP, 14 SEER | Average Existing and Code | 0 | Conventional | HVAC | Com - Warehouse | Com | ROB and NEW | 0 | 1000 sqft2 of floor space | Cap-Tons | 15 | DEER:HVAC_Split-Package_AC | 0 | 0 | 0 | SWHC014-03 | 1050 | 2021 | 0 | 1000 | 2021 | 0 | 0 | SWHC014-03 | Unitary Heat Pump (Small) - Hot-Dry ¦ PG&E ¦ Hot-Dry | Unitary Heat Pump (Small) - Hot-Dry | 0.030327 | 1 | 0.78067 | CBSA 2014 | 0 | 2012 | 0.5 | SWHC014-03
COM-HVAC-10.25 | Com ¦ Small Unitary Heat Pump (SEER 14) - Cold ¦ PG&E ¦ Cold | Com ¦ Small Unitary Heat Pump (SEER 14) - Cold | PG&E ¦ Cold | PG&E | All | Electric | Unitary Air-Cooled-Split HP, 14 SEER | Average Existing and Code | 0 | Conventional | HVAC | Com - College | Com | ROB and NEW | 0 | 1000 sqft2 of floor space | Cap-Tons | 15 | DEER:HVAC_Split-Package_AC | 0 | 0 | 0 | SWHC014-03 | 1050 | 2021 | 0 | 1000 | 2021 | 0 | 0 | SWHC014-03 | Unitary Heat Pump (Small) - Cold ¦ PG&E ¦ Cold | Unitary Heat Pump (Small) - Cold | 0.13195 | 1 | 0.78067 | CBSA 2014 | 0 | 2012 | 0.5 | SWHC014-03
COM-HVAC-10.27 | Com ¦ Small Unitary Heat Pump (SEER 14) - Cold ¦ PG&E ¦ Cold | Com ¦ Small Unitary Heat Pump (SEER 14) - Cold | PG&E ¦ Cold | PG&E | All | Electric | Unitary Air-Cooled-Split HP, 14 SEER | Average Existing and Code | 0 | Conventional | HVAC | Com - Health | Com | ROB and NEW | 0 | 1000 sqft2 of floor space | Cap-Tons | 15 | DEER:HVAC_Split-Package_AC | 0 | 0 | 0 | SWHC014-03 | 1050 | 2021 | 0 | 1000 | 2021 | 0 | 0 | SWHC014-03 | Unitary Heat Pump (Small) - Cold ¦ PG&E ¦ Cold | Unitary Heat Pump (Small) - Cold | 0.19485 | 1 | 0.78067 | CBSA 2014 | 0 | 2012 | 0.5 | SWHC014-03
COM-HVAC-10.28 | Com ¦ Small Unitary Heat Pump (SEER 14) - Cold ¦ PG&E ¦ Cold | Com ¦ Small Unitary Heat Pump (SEER 14) - Cold | PG&E ¦ Cold | PG&E | All | Electric | Unitary Air-Cooled-Split HP, 14 SEER | Average Existing and Code | 0 | Conventional | HVAC | Com - Lodging | Com | ROB and NEW | 0 | 1000 sqft2 of floor space | Cap-Tons | 15 | DEER:HVAC_Split-Package_AC | 0 | 0 | 0 | SWHC014-03 | 1050 | 2021 | 0 | 1000 | 2021 | 0 | 0 | SWHC014-03 | Unitary Heat Pump (Small) - Cold ¦ PG&E ¦ Cold | Unitary Heat Pump (Small) - Cold | 0.10386 | 1 | 0.78067 | CBSA 2014 | 0 | 2012 | 0.5 | SWHC014-03
COM-HVAC-10.29 | Com ¦ Small Unitary Heat Pump (SEER 14) - Cold ¦ PG&E ¦ Cold | Com ¦ Small Unitary Heat Pump (SEER 14) - Cold | PG&E ¦ Cold | PG&E | All | Electric | Unitary Air-Cooled-Split HP, 14 SEER | Average Existing and Code | 0 | Conventional | HVAC | Com - Office (Large) | Com | ROB and NEW | 0 | 1000 sqft2 of floor space | Cap-Tons | 15 | DEER:HVAC_Split-Package_AC | 0 | 0 | 0 | SWHC014-03 | 1050 | 2021 | 0 | 1000 | 2021 | 0 | 0 | SWHC014-03 | Unitary Heat Pump (Small) - Cold ¦ PG&E ¦ Cold | Unitary Heat Pump (Small) - Cold | 0.13836 | 1 | 0.78067 | CBSA 2014 | 0 | 2012 | 0.5 | SWHC014-03
COM-HVAC-10.30 | Com ¦ Small Unitary Heat Pump (SEER 14) - Cold ¦ PG&E ¦ Cold | Com ¦ Small Unitary Heat Pump (SEER 14) - Cold | PG&E ¦ Cold | PG&E | All | Electric | Unitary Air-Cooled-Split HP, 14 SEER | Average Existing and Code | 0 | Conventional | HVAC | Com - Office (Small) | Com | ROB and NEW | 0 | 1000 sqft2 of floor space | Cap-Tons | 15 | DEER:HVAC_Split-Package_AC | 0 | 0 | 0 | SWHC014-03 | 1050 | 2021 | 0 | 1000 | 2021 | 0 | 0 | SWHC014-03 | Unitary Heat Pump (Small) - Cold ¦ PG&E ¦ Cold | Unitary Heat Pump (Small) - Cold | 0.16182 | 1 | 0.78067 | CBSA 2014 | 0 | 2012 | 0.5 | SWHC014-03
COM-HVAC-10.31 | Com ¦ Small Unitary Heat Pump (SEER 14) - Cold ¦ PG&E ¦ Cold | Com ¦ Small Unitary Heat Pump (SEER 14) - Cold | PG&E ¦ Cold | PG&E | All | Electric | Unitary Air-Cooled-Split HP, 14 SEER | Average Existing and Code | 0 | Conventional | HVAC | Com - Other | Com | ROB and NEW | 0 | 1000 sqft2 of floor space | Cap-Tons | 15 | DEER:HVAC_Split-Package_AC | 0 | 0 | 0 | SWHC014-03 | 1050 | 2021 | 0 | 1000 | 2021 | 0 | 0 | SWHC014-03 | Unitary Heat Pump (Small) - Cold ¦ PG&E ¦ Cold | Unitary Heat Pump (Small) - Cold | 0.076368 | 1 | 0.78067 | CBSA 2014 | 0 | 2012 | 0.5 | SWHC014-03
COM-HVAC-10.33 | Com ¦ Small Unitary Heat Pump (SEER 14) - Cold ¦ PG&E ¦ Cold | Com ¦ Small Unitary Heat Pump (SEER 14) - Cold | PG&E ¦ Cold | PG&E | All | Electric | Unitary Air-Cooled-Split HP, 14 SEER | Average Existing and Code | 0 | Conventional | HVAC | Com - Restaurant | Com | ROB and NEW | 0 | 1000 sqft2 of floor space | Cap-Tons | 15 | DEER:HVAC_Split-Package_AC | 0 | 0 | 0 | SWHC014-03 | 1050 | 2021 | 0 | 1000 | 2021 | 0 | 0 | SWHC014-03 | Unitary Heat Pump (Small) - Cold ¦ PG&E ¦ Cold | Unitary Heat Pump (Small) - Cold | 0.23382 | 1 | 0.78067 | CBSA 2014 | 0 | 2012 | 0.5 | SWHC014-03
COM-HVAC-10.34 | Com ¦ Small Unitary Heat Pump (SEER 14) - Cold ¦ PG&E ¦ Cold | Com ¦ Small Unitary Heat Pump (SEER 14) - Cold | PG&E ¦ Cold | PG&E | All | Electric | Unitary Air-Cooled-Split HP, 14 SEER | Average Existing and Code | 0 | Conventional | HVAC | Com - Retail | Com | ROB and NEW | 0 | 1000 sqft2 of floor space | Cap-Tons | 15 | DEER:HVAC_Split-Package_AC | 0 | 0 | 0 | SWHC014-03 | 1050 | 2021 | 0 | 1000 | 2021 | 0 | 0 | SWHC014-03 | Unitary Heat Pump (Small) - Cold ¦ PG&E ¦ Cold | Unitary Heat Pump (Small) - Cold | 0.097448 | 1 | 0.78067 | CBSA 2014 | 0 | 2012 | 0.5 | SWHC014-03
COM-HVAC-10.35 | Com ¦ Small Unitary Heat Pump (SEER 14) - Cold ¦ PG&E ¦ Cold | Com ¦ Small Unitary Heat Pump (SEER 14) - Cold | PG&E ¦ Cold | PG&E | All | Electric | Unitary Air-Cooled-Split HP, 14 SEER | Average Existing and Code | 0 | Conventional | HVAC | Com - School | Com | ROB and NEW | 0 | 1000 sqft2 of floor space | Cap-Tons | 15 | DEER:HVAC_Split-Package_AC | 0 | 0 | 0 | SWHC014-03 | 1050 | 2021 | 0 | 1000 | 2021 | 0 | 0 | SWHC014-03 | Unitary Heat Pump (Small) - Cold ¦ PG&E ¦ Cold | Unitary Heat Pump (Small) - Cold | 0.14798 | 1 | 0.78067 | CBSA 2014 | 0 | 2012 | 0.5 | SWHC014-03
COM-HVAC-10.36 | Com ¦ Small Unitary Heat Pump (SEER 14) - Cold ¦ PG&E ¦ Cold | Com ¦ Small Unitary Heat Pump (SEER 14) - Cold | PG&E ¦ Cold | PG&E | All | Electric | Unitary Air-Cooled-Split HP, 14 SEER | Average Existing and Code | 0 | Conventional | HVAC | Com - Warehouse | Com | ROB and NEW | 0 | 1000 sqft2 of floor space | Cap-Tons | 15 | DEER:HVAC_Split-Package_AC | 0 | 0 | 0 | SWHC014-03 | 1050 | 2021 | 0 | 1000 | 2021 | 0 | 0 | SWHC014-03 | Unitary Heat Pump (Small) - Cold ¦ PG&E ¦ Cold | Unitary Heat Pump (Small) - Cold | 0.030327 | 1 | 0.78067 | CBSA 2014 | 0 | 2012 | 0.5 | SWHC014-03
COM-HVAC-10.37 | Com ¦ Small Unitary Heat Pump (SEER 14) - Marine ¦ SCE ¦ Marine | Com ¦ Small Unitary Heat Pump (SEER 14) - Marine | SCE ¦ Marine | SCE | All | Electric | Unitary Air-Cooled-Split HP, 14 SEER | Average Existing and Code | 0 | Conventional | HVAC | Com - College | Com | ROB and NEW | 0 | 1000 sqft2 of floor space | Cap-Tons | 15 | DEER:HVAC_Split-Package_AC | 0 | 0 | 0 | SWHC014-03 | 1050 | 2021 | 0 | 1000 | 2021 | 0 | 0 | SWHC014-03 | Unitary Heat Pump (Small) - Marine ¦ SCE ¦ Marine | Unitary Heat Pump (Small) - Marine | 0.14726 | 1 | 0.78067 | CBSA 2014 | 0 | 2012 | 0.5 | SWHC014-03
COM-HVAC-10.39 | Com ¦ Small Unitary Heat Pump (SEER 14) - Marine ¦ SCE ¦ Marine | Com ¦ Small Unitary Heat Pump (SEER 14) - Marine | SCE ¦ Marine | SCE | All | Electric | Unitary Air-Cooled-Split HP, 14 SEER | Average Existing and Code | 0 | Conventional | HVAC | Com - Health | Com | ROB and NEW | 0 | 1000 sqft2 of floor space | Cap-Tons | 15 | DEER:HVAC_Split-Package_AC | 0 | 0 | 0 | SWHC014-03 | 1050 | 2021 | 0 | 1000 | 2021 | 0 | 0 | SWHC014-03 | Unitary Heat Pump (Small) - Marine ¦ SCE ¦ Marine | Unitary Heat Pump (Small) - Marine | 0.20884 | 1 | 0.78067 | CBSA 2014 | 0 | 2012 | 0.5 | SWHC014-03
COM-HVAC-10.40 | Com ¦ Small Unitary Heat Pump (SEER 14) - Marine ¦ SCE ¦ Marine | Com ¦ Small Unitary Heat Pump (SEER 14) - Marine | SCE ¦ Marine | SCE | All | Electric | Unitary Air-Cooled-Split HP, 14 SEER | Average Existing and Code | 0 | Conventional | HVAC | Com - Lodging | Com | ROB and NEW | 0 | 1000 sqft2 of floor space | Cap-Tons | 15 | DEER:HVAC_Split-Package_AC | 0 | 0 | 0 | SWHC014-03 | 1050 | 2021 | 0 | 1000 | 2021 | 0 | 0 | SWHC014-03 | Unitary Heat Pump (Small) - Marine ¦ SCE ¦ Marine | Unitary Heat Pump (Small) - Marine | 0.11727 | 1 | 0.78067 | CBSA 2014 | 0 | 2012 | 0.5 | SWHC014-03
COM-HVAC-10.41 | Com ¦ Small Unitary Heat Pump (SEER 14) - Marine ¦ SCE ¦ Marine | Com ¦ Small Unitary Heat Pump (SEER 14) - Marine | SCE ¦ Marine | SCE | All | Electric | Unitary Air-Cooled-Split HP, 14 SEER | Average Existing and Code | 0 | Conventional | HVAC | Com - Office (Large) | Com | ROB and NEW | 0 | 1000 sqft2 of floor space | Cap-Tons | 15 | DEER:HVAC_Split-Package_AC | 0 | 0 | 0 | SWHC014-03 | 1050 | 2021 | 0 | 1000 | 2021 | 0 | 0 | SWHC014-03 | Unitary Heat Pump (Small) - Marine ¦ SCE ¦ Marine | Unitary Heat Pump (Small) - Marine | 0.15546 | 1 | 0.78067 | CBSA 2014 | 0 | 2012 | 0.5 | SWHC014-03
COM-HVAC-10.42 | Com ¦ Small Unitary Heat Pump (SEER 14) - Marine ¦ SCE ¦ Marine | Com ¦ Small Unitary Heat Pump (SEER 14) - Marine | SCE ¦ Marine | SCE | All | Electric | Unitary Air-Cooled-Split HP, 14 SEER | Average Existing and Code | 0 | Conventional | HVAC | Com - Office (Small) | Com | ROB and NEW | 0 | 1000 sqft2 of floor space | Cap-Tons | 15 | DEER:HVAC_Split-Package_AC | 0 | 0 | 0 | SWHC014-03 | 1050 | 2021 | 0 | 1000 | 2021 | 0 | 0 | SWHC014-03 | Unitary Heat Pump (Small) - Marine ¦ SCE ¦ Marine | Unitary Heat Pump (Small) - Marine | 0.17638 | 1 | 0.78067 | CBSA 2014 | 0 | 2012 | 0.5 | SWHC014-03
COM-HVAC-10.43 | Com ¦ Small Unitary Heat Pump (SEER 14) - Marine ¦ SCE ¦ Marine | Com ¦ Small Unitary Heat Pump (SEER 14) - Marine | SCE ¦ Marine | SCE | All | Electric | Unitary Air-Cooled-Split HP, 14 SEER | Average Existing and Code | 0 | Conventional | HVAC | Com - Other | Com | ROB and NEW | 0 | 1000 sqft2 of floor space | Cap-Tons | 15 | DEER:HVAC_Split-Package_AC | 0 | 0 | 0 | SWHC014-03 | 1050 | 2021 | 0 | 1000 | 2021 | 0 | 0 | SWHC014-03 | Unitary Heat Pump (Small) - Marine ¦ SCE ¦ Marine | Unitary Heat Pump (Small) - Marine | 0.08421 | 1 | 0.78067 | CBSA 2014 | 0 | 2012 | 0.5 | SWHC014-03
COM-HVAC-10.45 | Com ¦ Small Unitary Heat Pump (SEER 14) - Marine ¦ SCE ¦ Marine | Com ¦ Small Unitary Heat Pump (SEER 14) - Marine | SCE ¦ Marine | SCE | All | Electric | Unitary Air-Cooled-Split HP, 14 SEER | Average Existing and Code | 0 | Conventional | HVAC | Com - Restaurant | Com | ROB and NEW | 0 | 1000 sqft2 of floor space | Cap-Tons | 15 | DEER:HVAC_Split-Package_AC | 0 | 0 | 0 | SWHC014-03 | 1050 | 2021 | 0 | 1000 | 2021 | 0 | 0 | SWHC014-03 | Unitary Heat Pump (Small) - Marine ¦ SCE ¦ Marine | Unitary Heat Pump (Small) - Marine | 0.25738 | 1 | 0.78067 | CBSA 2014 | 0 | 2012 | 0.5 | SWHC014-03
COM-HVAC-10.46 | Com ¦ Small Unitary Heat Pump (SEER 14) - Marine ¦ SCE ¦ Marine | Com ¦ Small Unitary Heat Pump (SEER 14) - Marine | SCE ¦ Marine | SCE | All | Electric | Unitary Air-Cooled-Split HP, 14 SEER | Average Existing and Code | 0 | Conventional | HVAC | Com - Retail | Com | ROB and NEW | 0 | 1000 sqft2 of floor space | Cap-Tons | 15 | DEER:HVAC_Split-Package_AC | 0 | 0 | 0 | SWHC014-03 | 1050 | 2021 | 0 | 1000 | 2021 | 0 | 0 | SWHC014-03 | Unitary Heat Pump (Small) - Marine ¦ SCE ¦ Marine | Unitary Heat Pump (Small) - Marine | 0.10889 | 1 | 0.78067 | CBSA 2014 | 0 | 2012 | 0.5 | SWHC014-03
COM-HVAC-10.47 | Com ¦ Small Unitary Heat Pump (SEER 14) - Marine ¦ SCE ¦ Marine | Com ¦ Small Unitary Heat Pump (SEER 14) - Marine | SCE ¦ Marine | SCE | All | Electric | Unitary Air-Cooled-Split HP, 14 SEER | Average Existing and Code | 0 | Conventional | HVAC | Com - School | Com | ROB and NEW | 0 | 1000 sqft2 of floor space | Cap-Tons | 15 | DEER:HVAC_Split-Package_AC | 0 | 0 | 0 | SWHC014-03 | 1050 | 2021 | 0 | 1000 | 2021 | 0 | 0 | SWHC014-03 | Unitary Heat Pump (Small) - Marine ¦ SCE ¦ Marine | Unitary Heat Pump (Small) - Marine | 0.17732 | 1 | 0.78067 | CBSA 2014 | 0 | 2012 | 0.5 | SWHC014-03
COM-HVAC-10.48 | Com ¦ Small Unitary Heat Pump (SEER 14) - Marine ¦ SCE ¦ Marine | Com ¦ Small Unitary Heat Pump (SEER 14) - Marine | SCE ¦ Marine | SCE | All | Electric | Unitary Air-Cooled-Split HP, 14 SEER | Average Existing and Code | 0 | Conventional | HVAC | Com - Warehouse | Com | ROB and NEW | 0 | 1000 sqft2 of floor space | Cap-Tons | 15 | DEER:HVAC_Split-Package_AC | 0 | 0 | 0 | SWHC014-03 | 1050 | 2021 | 0 | 1000 | 2021 | 0 | 0 | SWHC014-03 | Unitary Heat Pump (Small) - Marine ¦ SCE ¦ Marine | Unitary Heat Pump (Small) - Marine | 0.033351 | 1 | 0.78067 | CBSA 2014 | 0 | 2012 | 0.5 | SWHC014-03
COM-HVAC-10.49 | Com ¦ Small Unitary Heat Pump (SEER 14) - Hot-Dry ¦ SCE ¦ Hot-Dry | Com ¦ Small Unitary Heat Pump (SEER 14) - Hot-Dry | SCE ¦ Hot-Dry | SCE | All | Electric | Unitary Air-Cooled-Split HP, 14 SEER | Average Existing and Code | 0 | Conventional | HVAC | Com - College | Com | ROB and NEW | 0 | 1000 sqft2 of floor space | Cap-Tons | 15 | DEER:HVAC_Split-Package_AC | 0 | 0 | 0 | SWHC014-03 | 1050 | 2021 | 0 | 1000 | 2021 | 0 | 0 | SWHC014-03 | Unitary Heat Pump (Small) - Hot-Dry ¦ SCE ¦ Hot-Dry | Unitary Heat Pump (Small) - Hot-Dry | 0.14726 | 1 | 0.78067 | CBSA 2014 | 0 | 2012 | 0.5 | SWHC014-03
COM-HVAC-10.51 | Com ¦ Small Unitary Heat Pump (SEER 14) - Hot-Dry ¦ SCE ¦ Hot-Dry | Com ¦ Small Unitary Heat Pump (SEER 14) - Hot-Dry | SCE ¦ Hot-Dry | SCE | All | Electric | Unitary Air-Cooled-Split HP, 14 SEER | Average Existing and Code | 0 | Conventional | HVAC | Com - Health | Com | ROB and NEW | 0 | 1000 sqft2 of floor space | Cap-Tons | 15 | DEER:HVAC_Split-Package_AC | 0 | 0 | 0 | SWHC014-03 | 1050 | 2021 | 0 | 1000 | 2021 | 0 | 0 | SWHC014-03 | Unitary Heat Pump (Small) - Hot-Dry ¦ SCE ¦ Hot-Dry | Unitary Heat Pump (Small) - Hot-Dry | 0.20884 | 1 | 0.78067 | CBSA 2014 | 0 | 2012 | 0.5 | SWHC014-03
COM-HVAC-10.52 | Com ¦ Small Unitary Heat Pump (SEER 14) - Hot-Dry ¦ SCE ¦ Hot-Dry | Com ¦ Small Unitary Heat Pump (SEER 14) - Hot-Dry | SCE ¦ Hot-Dry | SCE | All | Electric | Unitary Air-Cooled-Split HP, 14 SEER | Average Existing and Code | 0 | Conventional | HVAC | Com - Lodging | Com | ROB and NEW | 0 | 1000 sqft2 of floor space | Cap-Tons | 15 | DEER:HVAC_Split-Package_AC | 0 | 0 | 0 | SWHC014-03 | 1050 | 2021 | 0 | 1000 | 2021 | 0 | 0 | SWHC014-03 | Unitary Heat Pump (Small) - Hot-Dry ¦ SCE ¦ Hot-Dry | Unitary Heat Pump (Small) - Hot-Dry | 0.11727 | 1 | 0.78067 | CBSA 2014 | 0 | 2012 | 0.5 | SWHC014-03
COM-HVAC-10.53 | Com ¦ Small Unitary Heat Pump (SEER 14) - Hot-Dry ¦ SCE ¦ Hot-Dry | Com ¦ Small Unitary Heat Pump (SEER 14) - Hot-Dry | SCE ¦ Hot-Dry | SCE | All | Electric | Unitary Air-Cooled-Split HP, 14 SEER | Average Existing and Code | 0 | Conventional | HVAC | Com - Office (Large) | Com | ROB and NEW | 0 | 1000 sqft2 of floor space | Cap-Tons | 15 | DEER:HVAC_Split-Package_AC | 0 | 0 | 0 | SWHC014-03 | 1050 | 2021 | 0 | 1000 | 2021 | 0 | 0 | SWHC014-03 | Unitary Heat Pump (Small) - Hot-Dry ¦ SCE ¦ Hot-Dry | Unitary Heat Pump (Small) - Hot-Dry | 0.15546 | 1 | 0.78067 | CBSA 2014 | 0 | 2012 | 0.5 | SWHC014-03
COM-HVAC-10.54 | Com ¦ Small Unitary Heat Pump (SEER 14) - Hot-Dry ¦ SCE ¦ Hot-Dry | Com ¦ Small Unitary Heat Pump (SEER 14) - Hot-Dry | SCE ¦ Hot-Dry | SCE | All | Electric | Unitary Air-Cooled-Split HP, 14 SEER | Average Existing and Code | 0 | Conventional | HVAC | Com - Office (Small) | Com | ROB and NEW | 0 | 1000 sqft2 of floor space | Cap-Tons | 15 | DEER:HVAC_Split-Package_AC | 0 | 0 | 0 | SWHC014-03 | 1050 | 2021 | 0 | 1000 | 2021 | 0 | 0 | SWHC014-03 | Unitary Heat Pump (Small) - Hot-Dry ¦ SCE ¦ Hot-Dry | Unitary Heat Pump (Small) - Hot-Dry | 0.17638 | 1 | 0.78067 | CBSA 2014 | 0 | 2012 | 0.5 | SWHC014-03
COM-HVAC-10.55 | Com ¦ Small Unitary Heat Pump (SEER 14) - Hot-Dry ¦ SCE ¦ Hot-Dry | Com ¦ Small Unitary Heat Pump (SEER 14) - Hot-Dry | SCE ¦ Hot-Dry | SCE | All | Electric | Unitary Air-Cooled-Split HP, 14 SEER | Average Existing and Code | 0 | Conventional | HVAC | Com - Other | Com | ROB and NEW | 0 | 1000 sqft2 of floor space | Cap-Tons | 15 | DEER:HVAC_Split-Package_AC | 0 | 0 | 0 | SWHC014-03 | 1050 | 2021 | 0 | 1000 | 2021 | 0 | 0 | SWHC014-03 | Unitary Heat Pump (Small) - Hot-Dry ¦ SCE ¦ Hot-Dry | Unitary Heat Pump (Small) - Hot-Dry | 0.08421 | 1 | 0.78067 | CBSA 2014 | 0 | 2012 | 0.5 | SWHC014-03
COM-HVAC-10.57 | Com ¦ Small Unitary Heat Pump (SEER 14) - Hot-Dry ¦ SCE ¦ Hot-Dry | Com ¦ Small Unitary Heat Pump (SEER 14) - Hot-Dry | SCE ¦ Hot-Dry | SCE | All | Electric | Unitary Air-Cooled-Split HP, 14 SEER | Average Existing and Code | 0 | Conventional | HVAC | Com - Restaurant | Com | ROB and NEW | 0 | 1000 sqft2 of floor space | Cap-Tons | 15 | DEER:HVAC_Split-Package_AC | 0 | 0 | 0 | SWHC014-03 | 1050 | 2021 | 0 | 1000 | 2021 | 0 | 0 | SWHC014-03 | Unitary Heat Pump (Small) - Hot-Dry ¦ SCE ¦ Hot-Dry | Unitary Heat Pump (Small) - Hot-Dry | 0.25738 | 1 | 0.78067 | CBSA 2014 | 0 | 2012 | 0.5 | SWHC014-03
COM-HVAC-10.58 | Com ¦ Small Unitary Heat Pump (SEER 14) - Hot-Dry ¦ SCE ¦ Hot-Dry | Com ¦ Small Unitary Heat Pump (SEER 14) - Hot-Dry | SCE ¦ Hot-Dry | SCE | All | Electric | Unitary Air-Cooled-Split HP, 14 SEER | Average Existing and Code | 0 | Conventional | HVAC | Com - Retail | Com | ROB and NEW | 0 | 1000 sqft2 of floor space | Cap-Tons | 15 | DEER:HVAC_Split-Package_AC | 0 | 0 | 0 | SWHC014-03 | 1050 | 2021 | 0 | 1000 | 2021 | 0 | 0 | SWHC014-03 | Unitary Heat Pump (Small) - Hot-Dry ¦ SCE ¦ Hot-Dry | Unitary Heat Pump (Small) - Hot-Dry | 0.10889 | 1 | 0.78067 | CBSA 2014 | 0 | 2012 | 0.5 | SWHC014-03
COM-HVAC-10.59 | Com ¦ Small Unitary Heat Pump (SEER 14) - Hot-Dry ¦ SCE ¦ Hot-Dry | Com ¦ Small Unitary Heat Pump (SEER 14) - Hot-Dry | SCE ¦ Hot-Dry | SCE | All | Electric | Unitary Air-Cooled-Split HP, 14 SEER | Average Existing and Code | 0 | Conventional | HVAC | Com - School | Com | ROB and NEW | 0 | 1000 sqft2 of floor space | Cap-Tons | 15 | DEER:HVAC_Split-Package_AC | 0 | 0 | 0 | SWHC014-03 | 1050 | 2021 | 0 | 1000 | 2021 | 0 | 0 | SWHC014-03 | Unitary Heat Pump (Small) - Hot-Dry ¦ SCE ¦ Hot-Dry | Unitary Heat Pump (Small) - Hot-Dry | 0.17732 | 1 | 0.78067 | CBSA 2014 | 0 | 2012 | 0.5 | SWHC014-03
COM-HVAC-10.60 | Com ¦ Small Unitary Heat Pump (SEER 14) - Hot-Dry ¦ SCE ¦ Hot-Dry | Com ¦ Small Unitary Heat Pump (SEER 14) - Hot-Dry | SCE ¦ Hot-Dry | SCE | All | Electric | Unitary Air-Cooled-Split HP, 14 SEER | Average Existing and Code | 0 | Conventional | HVAC | Com - Warehouse | Com | ROB and NEW | 0 | 1000 sqft2 of floor space | Cap-Tons | 15 | DEER:HVAC_Split-Package_AC | 0 | 0 | 0 | SWHC014-03 | 1050 | 2021 | 0 | 1000 | 2021 | 0 | 0 | SWHC014-03 | Unitary Heat Pump (Small) - Hot-Dry ¦ SCE ¦ Hot-Dry | Unitary Heat Pump (Small) - Hot-Dry | 0.033351 | 1 | 0.78067 | CBSA 2014 | 0 | 2012 | 0.5 | SWHC014-03
COM-HVAC-10.61 | Com ¦ Small Unitary Heat Pump (SEER 14) - Cold ¦ SCE ¦ Cold | Com ¦ Small Unitary Heat Pump (SEER 14) - Cold | SCE ¦ Cold | SCE | All | Electric | Unitary Air-Cooled-Split HP, 14 SEER | Average Existing and Code | 0 | Conventional | HVAC | Com - College | Com | ROB and NEW | 0 | 1000 sqft2 of floor space | Cap-Tons | 15 | DEER:HVAC_Split-Package_AC | 0 | 0 | 0 | SWHC014-03 | 1050 | 2021 | 0 | 1000 | 2021 | 0 | 0 | SWHC014-03 | Unitary Heat Pump (Small) - Cold ¦ SCE ¦ Cold | Unitary Heat Pump (Small) - Cold | 0.14726 | 1 | 0.78067 | CBSA 2014 | 0 | 2012 | 0.5 | SWHC014-03
COM-HVAC-10.63 | Com ¦ Small Unitary Heat Pump (SEER 14) - Cold ¦ SCE ¦ Cold | Com ¦ Small Unitary Heat Pump (SEER 14) - Cold | SCE ¦ Cold | SCE | All | Electric | Unitary Air-Cooled-Split HP, 14 SEER | Average Existing and Code | 0 | Conventional | HVAC | Com - Health | Com | ROB and NEW | 0 | 1000 sqft2 of floor space | Cap-Tons | 15 | DEER:HVAC_Split-Package_AC | 0 | 0 | 0 | SWHC014-03 | 1050 | 2021 | 0 | 1000 | 2021 | 0 | 0 | SWHC014-03 | Unitary Heat Pump (Small) - Cold ¦ SCE ¦ Cold | Unitary Heat Pump (Small) - Cold | 0.20884 | 1 | 0.78067 | CBSA 2014 | 0 | 2012 | 0.5 | SWHC014-03
COM-HVAC-10.64 | Com ¦ Small Unitary Heat Pump (SEER 14) - Cold ¦ SCE ¦ Cold | Com ¦ Small Unitary Heat Pump (SEER 14) - Cold | SCE ¦ Cold | SCE | All | Electric | Unitary Air-Cooled-Split HP, 14 SEER | Average Existing and Code | 0 | Conventional | HVAC | Com - Lodging | Com | ROB and NEW | 0 | 1000 sqft2 of floor space | Cap-Tons | 15 | DEER:HVAC_Split-Package_AC | 0 | 0 | 0 | SWHC014-03 | 1050 | 2021 | 0 | 1000 | 2021 | 0 | 0 | SWHC014-03 | Unitary Heat Pump (Small) - Cold ¦ SCE ¦ Cold | Unitary Heat Pump (Small) - Cold | 0.11727 | 1 | 0.78067 | CBSA 2014 | 0 | 2012 | 0.5 | SWHC014-03
COM-HVAC-10.65 | Com ¦ Small Unitary Heat Pump (SEER 14) - Cold ¦ SCE ¦ Cold | Com ¦ Small Unitary Heat Pump (SEER 14) - Cold | SCE ¦ Cold | SCE | All | Electric | Unitary Air-Cooled-Split HP, 14 SEER | Average Existing and Code | 0 | Conventional | HVAC | Com - Office (Large) | Com | ROB and NEW | 0 | 1000 sqft2 of floor space | Cap-Tons | 15 | DEER:HVAC_Split-Package_AC | 0 | 0 | 0 | SWHC014-03 | 1050 | 2021 | 0 | 1000 | 2021 | 0 | 0 | SWHC014-03 | Unitary Heat Pump (Small) - Cold ¦ SCE ¦ Cold | Unitary Heat Pump (Small) - Cold | 0.15546 | 1 | 0.78067 | CBSA 2014 | 0 | 2012 | 0.5 | SWHC014-03
COM-HVAC-10.66 | Com ¦ Small Unitary Heat Pump (SEER 14) - Cold ¦ SCE ¦ Cold | Com ¦ Small Unitary Heat Pump (SEER 14) - Cold | SCE ¦ Cold | SCE | All | Electric | Unitary Air-Cooled-Split HP, 14 SEER | Average Existing and Code | 0 | Conventional | HVAC | Com - Office (Small) | Com | ROB and NEW | 0 | 1000 sqft2 of floor space | Cap-Tons | 15 | DEER:HVAC_Split-Package_AC | 0 | 0 | 0 | SWHC014-03 | 1050 | 2021 | 0 | 1000 | 2021 | 0 | 0 | SWHC014-03 | Unitary Heat Pump (Small) - Cold ¦ SCE ¦ Cold | Unitary Heat Pump (Small) - Cold | 0.17638 | 1 | 0.78067 | CBSA 2014 | 0 | 2012 | 0.5 | SWHC014-03
COM-HVAC-10.67 | Com ¦ Small Unitary Heat Pump (SEER 14) - Cold ¦ SCE ¦ Cold | Com ¦ Small Unitary Heat Pump (SEER 14) - Cold | SCE ¦ Cold | SCE | All | Electric | Unitary Air-Cooled-Split HP, 14 SEER | Average Existing and Code | 0 | Conventional | HVAC | Com - Other | Com | ROB and NEW | 0 | 1000 sqft2 of floor space | Cap-Tons | 15 | DEER:HVAC_Split-Package_AC | 0 | 0 | 0 | SWHC014-03 | 1050 | 2021 | 0 | 1000 | 2021 | 0 | 0 | SWHC014-03 | Unitary Heat Pump (Small) - Cold ¦ SCE ¦ Cold | Unitary Heat Pump (Small) - Cold | 0.08421 | 1 | 0.78067 | CBSA 2014 | 0 | 2012 | 0.5 | SWHC014-03
COM-HVAC-10.69 | Com ¦ Small Unitary Heat Pump (SEER 14) - Cold ¦ SCE ¦ Cold | Com ¦ Small Unitary Heat Pump (SEER 14) - Cold | SCE ¦ Cold | SCE | All | Electric | Unitary Air-Cooled-Split HP, 14 SEER | Average Existing and Code | 0 | Conventional | HVAC | Com - Restaurant | Com | ROB and NEW | 0 | 1000 sqft2 of floor space | Cap-Tons | 15 | DEER:HVAC_Split-Package_AC | 0 | 0 | 0 | SWHC014-03 | 1050 | 2021 | 0 | 1000 | 2021 | 0 | 0 | SWHC014-03 | Unitary Heat Pump (Small) - Cold ¦ SCE ¦ Cold | Unitary Heat Pump (Small) - Cold | 0.25738 | 1 | 0.78067 | CBSA 2014 | 0 | 2012 | 0.5 | SWHC014-03
COM-HVAC-10.70 | Com ¦ Small Unitary Heat Pump (SEER 14) - Cold ¦ SCE ¦ Cold | Com ¦ Small Unitary Heat Pump (SEER 14) - Cold | SCE ¦ Cold | SCE | All | Electric | Unitary Air-Cooled-Split HP, 14 SEER | Average Existing and Code | 0 | Conventional | HVAC | Com - Retail | Com | ROB and NEW | 0 | 1000 sqft2 of floor space | Cap-Tons | 15 | DEER:HVAC_Split-Package_AC | 0 | 0 | 0 | SWHC014-03 | 1050 | 2021 | 0 | 1000 | 2021 | 0 | 0 | SWHC014-03 | Unitary Heat Pump (Small) - Cold ¦ SCE ¦ Cold | Unitary Heat Pump (Small) - Cold | 0.10889 | 1 | 0.78067 | CBSA 2014 | 0 | 2012 | 0.5 | SWHC014-03
COM-HVAC-10.71 | Com ¦ Small Unitary Heat Pump (SEER 14) - Cold ¦ SCE ¦ Cold | Com ¦ Small Unitary Heat Pump (SEER 14) - Cold | SCE ¦ Cold | SCE | All | Electric | Unitary Air-Cooled-Split HP, 14 SEER | Average Existing and Code | 0 | Conventional | HVAC | Com - School | Com | ROB and NEW | 0 | 1000 sqft2 of floor space | Cap-Tons | 15 | DEER:HVAC_Split-Package_AC | 0 | 0 | 0 | SWHC014-03 | 1050 | 2021 | 0 | 1000 | 2021 | 0 | 0 | SWHC014-03 | Unitary Heat Pump (Small) - Cold ¦ SCE ¦ Cold | Unitary Heat Pump (Small) - Cold | 0.17732 | 1 | 0.78067 | CBSA 2014 | 0 | 2012 | 0.5 | SWHC014-03
COM-HVAC-10.72 | Com ¦ Small Unitary Heat Pump (SEER 14) - Cold ¦ SCE ¦ Cold | Com ¦ Small Unitary Heat Pump (SEER 14) - Cold | SCE ¦ Cold | SCE | All | Electric | Unitary Air-Cooled-Split HP, 14 SEER | Average Existing and Code | 0 | Conventional | HVAC | Com - Warehouse | Com | ROB and NEW | 0 | 1000 sqft2 of floor space | Cap-Tons | 15 | DEER:HVAC_Split-Package_AC | 0 | 0 | 0 | SWHC014-03 | 1050 | 2021 | 0 | 1000 | 2021 | 0 | 0 | SWHC014-03 | Unitary Heat Pump (Small) - Cold ¦ SCE ¦ Cold | Unitary Heat Pump (Small) - Cold | 0.033351 | 1 | 0.78067 | CBSA 2014 | 0 | 2012 | 0.5 | SWHC014-03
COM-HVAC-10.73 | Com ¦ Small Unitary Heat Pump (SEER 14) - Marine ¦ SDG&E ¦ Marine | Com ¦ Small Unitary Heat Pump (SEER 14) - Marine | SDG&E ¦ Marine | SDG&E | All | Electric | Unitary Air-Cooled-Split HP, 14 SEER | Average Existing and Code | 0 | Conventional | HVAC | Com - College | Com | ROB and NEW | 0 | 1000 sqft2 of floor space | Cap-Tons | 15 | DEER:HVAC_Split-Package_AC | 0 | 0 | 0 | SWHC014-03 | 1050 | 2021 | 0 | 1000 | 2021 | 0 | 0 | SWHC014-03 | Unitary Heat Pump (Small) - Marine ¦ SDG&E ¦ Marine | Unitary Heat Pump (Small) - Marine | 0.1443 | 1 | 0.78067 | CBSA 2014 | 0 | 2012 | 0.5 | SWHC014-03
COM-HVAC-10.75 | Com ¦ Small Unitary Heat Pump (SEER 14) - Marine ¦ SDG&E ¦ Marine | Com ¦ Small Unitary Heat Pump (SEER 14) - Marine | SDG&E ¦ Marine | SDG&E | All | Electric | Unitary Air-Cooled-Split HP, 14 SEER | Average Existing and Code | 0 | Conventional | HVAC | Com - Health | Com | ROB and NEW | 0 | 1000 sqft2 of floor space | Cap-Tons | 15 | DEER:HVAC_Split-Package_AC | 0 | 0 | 0 | SWHC014-03 | 1050 | 2021 | 0 | 1000 | 2021 | 0 | 0 | SWHC014-03 | Unitary Heat Pump (Small) - Marine ¦ SDG&E ¦ Marine | Unitary Heat Pump (Small) - Marine | 0.20767 | 1 | 0.78067 | CBSA 2014 | 0 | 2012 | 0.5 | SWHC014-03
COM-HVAC-10.76 | Com ¦ Small Unitary Heat Pump (SEER 14) - Marine ¦ SDG&E ¦ Marine | Com ¦ Small Unitary Heat Pump (SEER 14) - Marine | SDG&E ¦ Marine | SDG&E | All | Electric | Unitary Air-Cooled-Split HP, 14 SEER | Average Existing and Code | 0 | Conventional | HVAC | Com - Lodging | Com | ROB and NEW | 0 | 1000 sqft2 of floor space | Cap-Tons | 15 | DEER:HVAC_Split-Package_AC | 0 | 0 | 0 | SWHC014-03 | 1050 | 2021 | 0 | 1000 | 2021 | 0 | 0 | SWHC014-03 | Unitary Heat Pump (Small) - Marine ¦ SDG&E ¦ Marine | Unitary Heat Pump (Small) - Marine | 0.11619 | 1 | 0.78067 | CBSA 2014 | 0 | 2012 | 0.5 | SWHC014-03
COM-HVAC-10.77 | Com ¦ Small Unitary Heat Pump (SEER 14) - Marine ¦ SDG&E ¦ Marine | Com ¦ Small Unitary Heat Pump (SEER 14) - Marine | SDG&E ¦ Marine | SDG&E | All | Electric | Unitary Air-Cooled-Split HP, 14 SEER | Average Existing and Code | 0 | Conventional | HVAC | Com - Office (Large) | Com | ROB and NEW | 0 | 1000 sqft2 of floor space | Cap-Tons | 15 | DEER:HVAC_Split-Package_AC | 0 | 0 | 0 | SWHC014-03 | 1050 | 2021 | 0 | 1000 | 2021 | 0 | 0 | SWHC014-03 | Unitary Heat Pump (Small) - Marine ¦ SDG&E ¦ Marine | Unitary Heat Pump (Small) - Marine | 0.1517 | 1 | 0.78067 | CBSA 2014 | 0 | 2012 | 0.5 | SWHC014-03
COM-HVAC-10.78 | Com ¦ Small Unitary Heat Pump (SEER 14) - Marine ¦ SDG&E ¦ Marine | Com ¦ Small Unitary Heat Pump (SEER 14) - Marine | SDG&E ¦ Marine | SDG&E | All | Electric | Unitary Air-Cooled-Split HP, 14 SEER | Average Existing and Code | 0 | Conventional | HVAC | Com - Office (Small) | Com | ROB and NEW | 0 | 1000 sqft2 of floor space | Cap-Tons | 15 | DEER:HVAC_Split-Package_AC | 0 | 0 | 0 | SWHC014-03 | 1050 | 2021 | 0 | 1000 | 2021 | 0 | 0 | SWHC014-03 | Unitary Heat Pump (Small) - Marine ¦ SDG&E ¦ Marine | Unitary Heat Pump (Small) - Marine | 0.1842 | 1 | 0.78067 | CBSA 2014 | 0 | 2012 | 0.5 | SWHC014-03
COM-HVAC-10.79 | Com ¦ Small Unitary Heat Pump (SEER 14) - Marine ¦ SDG&E ¦ Marine | Com ¦ Small Unitary Heat Pump (SEER 14) - Marine | SDG&E ¦ Marine | SDG&E | All | Electric | Unitary Air-Cooled-Split HP, 14 SEER | Average Existing and Code | 0 | Conventional | HVAC | Com - Other | Com | ROB and NEW | 0 | 1000 sqft2 of floor space | Cap-Tons | 15 | DEER:HVAC_Split-Package_AC | 0 | 0 | 0 | SWHC014-03 | 1050 | 2021 | 0 | 1000 | 2021 | 0 | 0 | SWHC014-03 | Unitary Heat Pump (Small) - Marine ¦ SDG&E ¦ Marine | Unitary Heat Pump (Small) - Marine | 0.082771 | 1 | 0.78067 | CBSA 2014 | 0 | 2012 | 0.5 | SWHC014-03
COM-HVAC-10.81 | Com ¦ Small Unitary Heat Pump (SEER 14) - Marine ¦ SDG&E ¦ Marine | Com ¦ Small Unitary Heat Pump (SEER 14) - Marine | SDG&E ¦ Marine | SDG&E | All | Electric | Unitary Air-Cooled-Split HP, 14 SEER | Average Existing and Code | 0 | Conventional | HVAC | Com - Restaurant | Com | ROB and NEW | 0 | 1000 sqft2 of floor space | Cap-Tons | 15 | DEER:HVAC_Split-Package_AC | 0 | 0 | 0 | SWHC014-03 | 1050 | 2021 | 0 | 1000 | 2021 | 0 | 0 | SWHC014-03 | Unitary Heat Pump (Small) - Marine ¦ SDG&E ¦ Marine | Unitary Heat Pump (Small) - Marine | 0.26887 | 1 | 0.78067 | CBSA 2014 | 0 | 2012 | 0.5 | SWHC014-03
COM-HVAC-10.82 | Com ¦ Small Unitary Heat Pump (SEER 14) - Marine ¦ SDG&E ¦ Marine | Com ¦ Small Unitary Heat Pump (SEER 14) - Marine | SDG&E ¦ Marine | SDG&E | All | Electric | Unitary Air-Cooled-Split HP, 14 SEER | Average Existing and Code | 0 | Conventional | HVAC | Com - Retail | Com | ROB and NEW | 0 | 1000 sqft2 of floor space | Cap-Tons | 15 | DEER:HVAC_Split-Package_AC | 0 | 0 | 0 | SWHC014-03 | 1050 | 2021 | 0 | 1000 | 2021 | 0 | 0 | SWHC014-03 | Unitary Heat Pump (Small) - Marine ¦ SDG&E ¦ Marine | Unitary Heat Pump (Small) - Marine | 0.109 | 1 | 0.78067 | CBSA 2014 | 0 | 2012 | 0.5 | SWHC014-03
COM-HVAC-10.83 | Com ¦ Small Unitary Heat Pump (SEER 14) - Marine ¦ SDG&E ¦ Marine | Com ¦ Small Unitary Heat Pump (SEER 14) - Marine | SDG&E ¦ Marine | SDG&E | All | Electric | Unitary Air-Cooled-Split HP, 14 SEER | Average Existing and Code | 0 | Conventional | HVAC | Com - School | Com | ROB and NEW | 0 | 1000 sqft2 of floor space | Cap-Tons | 15 | DEER:HVAC_Split-Package_AC | 0 | 0 | 0 | SWHC014-03 | 1050 | 2021 | 0 | 1000 | 2021 | 0 | 0 | SWHC014-03 | Unitary Heat Pump (Small) - Marine ¦ SDG&E ¦ Marine | Unitary Heat Pump (Small) - Marine | 0.18329 | 1 | 0.78067 | CBSA 2014 | 0 | 2012 | 0.5 | SWHC014-03
COM-HVAC-10.84 | Com ¦ Small Unitary Heat Pump (SEER 14) - Marine ¦ SDG&E ¦ Marine | Com ¦ Small Unitary Heat Pump (SEER 14) - Marine | SDG&E ¦ Marine | SDG&E | All | Electric | Unitary Air-Cooled-Split HP, 14 SEER | Average Existing and Code | 0 | Conventional | HVAC | Com - Warehouse | Com | ROB and NEW | 0 | 1000 sqft2 of floor space | Cap-Tons | 15 | DEER:HVAC_Split-Package_AC | 0 | 0 | 0 | SWHC014-03 | 1050 | 2021 | 0 | 1000 | 2021 | 0 | 0 | SWHC014-03 | Unitary Heat Pump (Small) - Marine ¦ SDG&E ¦ Marine | Unitary Heat Pump (Small) - Marine | 0.033426 | 1 | 0.78067 | CBSA 2014 | 0 | 2012 | 0.5 | SWHC014-03
COM-HVAC-10.85 | Com ¦ Small Unitary Heat Pump (SEER 14) - Hot-Dry ¦ SDG&E ¦ Hot-Dry | Com ¦ Small Unitary Heat Pump (SEER 14) - Hot-Dry | SDG&E ¦ Hot-Dry | SDG&E | All | Electric | Unitary Air-Cooled-Split HP, 14 SEER | Average Existing and Code | 0 | Conventional | HVAC | Com - College | Com | ROB and NEW | 0 | 1000 sqft2 of floor space | Cap-Tons | 15 | DEER:HVAC_Split-Package_AC | 0 | 0 | 0 | SWHC014-03 | 1050 | 2021 | 0 | 1000 | 2021 | 0 | 0 | SWHC014-03 | Unitary Heat Pump (Small) - Hot-Dry ¦ SDG&E ¦ Hot-Dry | Unitary Heat Pump (Small) - Hot-Dry | 0.1443 | 1 | 0.78067 | CBSA 2014 | 0 | 2012 | 0.5 | SWHC014-03
COM-HVAC-10.87 | Com ¦ Small Unitary Heat Pump (SEER 14) - Hot-Dry ¦ SDG&E ¦ Hot-Dry | Com ¦ Small Unitary Heat Pump (SEER 14) - Hot-Dry | SDG&E ¦ Hot-Dry | SDG&E | All | Electric | Unitary Air-Cooled-Split HP, 14 SEER | Average Existing and Code | 0 | Conventional | HVAC | Com - Health | Com | ROB and NEW | 0 | 1000 sqft2 of floor space | Cap-Tons | 15 | DEER:HVAC_Split-Package_AC | 0 | 0 | 0 | SWHC014-03 | 1050 | 2021 | 0 | 1000 | 2021 | 0 | 0 | SWHC014-03 | Unitary Heat Pump (Small) - Hot-Dry ¦ SDG&E ¦ Hot-Dry | Unitary Heat Pump (Small) - Hot-Dry | 0.20767 | 1 | 0.78067 | CBSA 2014 | 0 | 2012 | 0.5 | SWHC014-03
COM-HVAC-10.88 | Com ¦ Small Unitary Heat Pump (SEER 14) - Hot-Dry ¦ SDG&E ¦ Hot-Dry | Com ¦ Small Unitary Heat Pump (SEER 14) - Hot-Dry | SDG&E ¦ Hot-Dry | SDG&E | All | Electric | Unitary Air-Cooled-Split HP, 14 SEER | Average Existing and Code | 0 | Conventional | HVAC | Com - Lodging | Com | ROB and NEW | 0 | 1000 sqft2 of floor space | Cap-Tons | 15 | DEER:HVAC_Split-Package_AC | 0 | 0 | 0 | SWHC014-03 | 1050 | 2021 | 0 | 1000 | 2021 | 0 | 0 | SWHC014-03 | Unitary Heat Pump (Small) - Hot-Dry ¦ SDG&E ¦ Hot-Dry | Unitary Heat Pump (Small) - Hot-Dry | 0.11619 | 1 | 0.78067 | CBSA 2014 | 0 | 2012 | 0.5 | SWHC014-03
COM-HVAC-10.89 | Com ¦ Small Unitary Heat Pump (SEER 14) - Hot-Dry ¦ SDG&E ¦ Hot-Dry | Com ¦ Small Unitary Heat Pump (SEER 14) - Hot-Dry | SDG&E ¦ Hot-Dry | SDG&E | All | Electric | Unitary Air-Cooled-Split HP, 14 SEER | Average Existing and Code | 0 | Conventional | HVAC | Com - Office (Large) | Com | ROB and NEW | 0 | 1000 sqft2 of floor space | Cap-Tons | 15 | DEER:HVAC_Split-Package_AC | 0 | 0 | 0 | SWHC014-03 | 1050 | 2021 | 0 | 1000 | 2021 | 0 | 0 | SWHC014-03 | Unitary Heat Pump (Small) - Hot-Dry ¦ SDG&E ¦ Hot-Dry | Unitary Heat Pump (Small) - Hot-Dry | 0.1517 | 1 | 0.78067 | CBSA 2014 | 0 | 2012 | 0.5 | SWHC014-03
COM-HVAC-10.90 | Com ¦ Small Unitary Heat Pump (SEER 14) - Hot-Dry ¦ SDG&E ¦ Hot-Dry | Com ¦ Small Unitary Heat Pump (SEER 14) - Hot-Dry | SDG&E ¦ Hot-Dry | SDG&E | All | Electric | Unitary Air-Cooled-Split HP, 14 SEER | Average Existing and Code | 0 | Conventional | HVAC | Com - Office (Small) | Com | ROB and NEW | 0 | 1000 sqft2 of floor space | Cap-Tons | 15 | DEER:HVAC_Split-Package_AC | 0 | 0 | 0 | SWHC014-03 | 1050 | 2021 | 0 | 1000 | 2021 | 0 | 0 | SWHC014-03 | Unitary Heat Pump (Small) - Hot-Dry ¦ SDG&E ¦ Hot-Dry | Unitary Heat Pump (Small) - Hot-Dry | 0.1842 | 1 | 0.78067 | CBSA 2014 | 0 | 2012 | 0.5 | SWHC014-03
COM-HVAC-10.91 | Com ¦ Small Unitary Heat Pump (SEER 14) - Hot-Dry ¦ SDG&E ¦ Hot-Dry | Com ¦ Small Unitary Heat Pump (SEER 14) - Hot-Dry | SDG&E ¦ Hot-Dry | SDG&E | All | Electric | Unitary Air-Cooled-Split HP, 14 SEER | Average Existing and Code | 0 | Conventional | HVAC | Com - Other | Com | ROB and NEW | 0 | 1000 sqft2 of floor space | Cap-Tons | 15 | DEER:HVAC_Split-Package_AC | 0 | 0 | 0 | SWHC014-03 | 1050 | 2021 | 0 | 1000 | 2021 | 0 | 0 | SWHC014-03 | Unitary Heat Pump (Small) - Hot-Dry ¦ SDG&E ¦ Hot-Dry | Unitary Heat Pump (Small) - Hot-Dry | 0.082771 | 1 | 0.78067 | CBSA 2014 | 0 | 2012 | 0.5 | SWHC014-03
COM-HVAC-10.93 | Com ¦ Small Unitary Heat Pump (SEER 14) - Hot-Dry ¦ SDG&E ¦ Hot-Dry | Com ¦ Small Unitary Heat Pump (SEER 14) - Hot-Dry | SDG&E ¦ Hot-Dry | SDG&E | All | Electric | Unitary Air-Cooled-Split HP, 14 SEER | Average Existing and Code | 0 | Conventional | HVAC | Com - Restaurant | Com | ROB and NEW | 0 | 1000 sqft2 of floor space | Cap-Tons | 15 | DEER:HVAC_Split-Package_AC | 0 | 0 | 0 | SWHC014-03 | 1050 | 2021 | 0 | 1000 | 2021 | 0 | 0 | SWHC014-03 | Unitary Heat Pump (Small) - Hot-Dry ¦ SDG&E ¦ Hot-Dry | Unitary Heat Pump (Small) - Hot-Dry | 0.26887 | 1 | 0.78067 | CBSA 2014 | 0 | 2012 | 0.5 | SWHC014-03
COM-HVAC-10.94 | Com ¦ Small Unitary Heat Pump (SEER 14) - Hot-Dry ¦ SDG&E ¦ Hot-Dry | Com ¦ Small Unitary Heat Pump (SEER 14) - Hot-Dry | SDG&E ¦ Hot-Dry | SDG&E | All | Electric | Unitary Air-Cooled-Split HP, 14 SEER | Average Existing and Code | 0 | Conventional | HVAC | Com - Retail | Com | ROB and NEW | 0 | 1000 sqft2 of floor space | Cap-Tons | 15 | DEER:HVAC_Split-Package_AC | 0 | 0 | 0 | SWHC014-03 | 1050 | 2021 | 0 | 1000 | 2021 | 0 | 0 | SWHC014-03 | Unitary Heat Pump (Small) - Hot-Dry ¦ SDG&E ¦ Hot-Dry | Unitary Heat Pump (Small) - Hot-Dry | 0.109 | 1 | 0.78067 | CBSA 2014 | 0 | 2012 | 0.5 | SWHC014-03
COM-HVAC-10.95 | Com ¦ Small Unitary Heat Pump (SEER 14) - Hot-Dry ¦ SDG&E ¦ Hot-Dry | Com ¦ Small Unitary Heat Pump (SEER 14) - Hot-Dry | SDG&E ¦ Hot-Dry | SDG&E | All | Electric | Unitary Air-Cooled-Split HP, 14 SEER | Average Existing and Code | 0 | Conventional | HVAC | Com - School | Com | ROB and NEW | 0 | 1000 sqft2 of floor space | Cap-Tons | 15 | DEER:HVAC_Split-Package_AC | 0 | 0 | 0 | SWHC014-03 | 1050 | 2021 | 0 | 1000 | 2021 | 0 | 0 | SWHC014-03 | Unitary Heat Pump (Small) - Hot-Dry ¦ SDG&E ¦ Hot-Dry | Unitary Heat Pump (Small) - Hot-Dry | 0.18329 | 1 | 0.78067 | CBSA 2014 | 0 | 2012 | 0.5 | SWHC014-03
COM-HVAC-10.96 | Com ¦ Small Unitary Heat Pump (SEER 14) - Hot-Dry ¦ SDG&E ¦ Hot-Dry | Com ¦ Small Unitary Heat Pump (SEER 14) - Hot-Dry | SDG&E ¦ Hot-Dry | SDG&E | All | Electric | Unitary Air-Cooled-Split HP, 14 SEER | Average Existing and Code | 0 | Conventional | HVAC | Com - Warehouse | Com | ROB and NEW | 0 | 1000 sqft2 of floor space | Cap-Tons | 15 | DEER:HVAC_Split-Package_AC | 0 | 0 | 0 | SWHC014-03 | 1050 | 2021 | 0 | 1000 | 2021 | 0 | 0 | SWHC014-03 | Unitary Heat Pump (Small) - Hot-Dry ¦ SDG&E ¦ Hot-Dry | Unitary Heat Pump (Small) - Hot-Dry | 0.033426 | 1 | 0.78067 | CBSA 2014 | 0 | 2012 | 0.5 | SWHC014-03
COM-HVAC-11.1 | Com ¦ Small Unitary Heat Pump (SEER 15) - Marine ¦ PG&E ¦ Marine | Com ¦ Small Unitary Heat Pump (SEER 15) - Marine | PG&E ¦ Marine | PG&E | All | Electric | Unitary Air-Cooled-Split HP, 15 SEER | Efficient | 0 | Conventional | HVAC | Com - College | Com | ROB and NEW | 0 | 1000 sqft2 of floor space | Cap-Tons | 15 | DEER:HVAC_Split-Package_AC | -93 | -0.0233 | 2.5e-05 | SWHC014-03 | 1153.78 | 2021 | 0 | 1000 | 2021 | 0 | 0 | SWHC014-03 | Unitary Heat Pump (Small) - Marine ¦ PG&E ¦ Marine | Unitary Heat Pump (Small) - Marine | 0.13195 | 1 | 0.20885 | CBSA 2014 | 3.161 | 2032 | 0.5 | SWHC014-03
COM-HVAC-11.3 | Com ¦ Small Unitary Heat Pump (SEER 15) - Marine ¦ PG&E ¦ Marine | Com ¦ Small Unitary Heat Pump (SEER 15) - Marine | PG&E ¦ Marine | PG&E | All | Electric | Unitary Air-Cooled-Split HP, 15 SEER | Efficient | 0 | Conventional | HVAC | Com - Health | Com | ROB and NEW | 0 | 1000 sqft2 of floor space | Cap-Tons | 15 | DEER:HVAC_Split-Package_AC | -93 | -0.0233 | 2.5e-05 | SWHC014-03 | 1153.78 | 2021 | 0 | 1000 | 2021 | 0 | 0 | SWHC014-03 | Unitary Heat Pump (Small) - Marine ¦ PG&E ¦ Marine | Unitary Heat Pump (Small) - Marine | 0.19485 | 1 | 0.20885 | CBSA 2014 | 1.3783 | 2032 | 0.5 | SWHC014-03
COM-HVAC-11.4 | Com ¦ Small Unitary Heat Pump (SEER 15) - Marine ¦ PG&E ¦ Marine | Com ¦ Small Unitary Heat Pump (SEER 15) - Marine | PG&E ¦ Marine | PG&E | All | Electric | Unitary Air-Cooled-Split HP, 15 SEER | Efficient | 0 | Conventional | HVAC | Com - Lodging | Com | ROB and NEW | 0 | 1000 sqft2 of floor space | Cap-Tons | 15 | DEER:HVAC_Split-Package_AC | -93 | -0.0233 | 2.5e-05 | SWHC014-03 | 1153.78 | 2021 | 0 | 1000 | 2021 | 0 | 0 | SWHC014-03 | Unitary Heat Pump (Small) - Marine ¦ PG&E ¦ Marine | Unitary Heat Pump (Small) - Marine | 0.10386 | 1 | 0.20885 | CBSA 2014 | 5.1114 | 2032 | 0.5 | SWHC014-03
COM-HVAC-11.5 | Com ¦ Small Unitary Heat Pump (SEER 15) - Marine ¦ PG&E ¦ Marine | Com ¦ Small Unitary Heat Pump (SEER 15) - Marine | PG&E ¦ Marine | PG&E | All | Electric | Unitary Air-Cooled-Split HP, 15 SEER | Efficient | 0 | Conventional | HVAC | Com - Office (Large) | Com | ROB and NEW | 0 | 1000 sqft2 of floor space | Cap-Tons | 15 | DEER:HVAC_Split-Package_AC | -93 | -0.0233 | 2.5e-05 | SWHC014-03 | 1153.78 | 2021 | 0 | 1000 | 2021 | 0 | 0 | SWHC014-03 | Unitary Heat Pump (Small) - Marine ¦ PG&E ¦ Marine | Unitary Heat Pump (Small) - Marine | 0.13836 | 1 | 0.20885 | CBSA 2014 | 1.4562 | 2032 | 0.5 | SWHC014-03
COM-HVAC-11.6 | Com ¦ Small Unitary Heat Pump (SEER 15) - Marine ¦ PG&E ¦ Marine | Com ¦ Small Unitary Heat Pump (SEER 15) - Marine | PG&E ¦ Marine | PG&E | All | Electric | Unitary Air-Cooled-Split HP, 15 SEER | Efficient | 0 | Conventional | HVAC | Com - Office (Small) | Com | ROB and NEW | 0 | 1000 sqft2 of floor space | Cap-Tons | 15 | DEER:HVAC_Split-Package_AC | -93 | -0.0233 | 2.5e-05 | SWHC014-03 | 1153.78 | 2021 | 0 | 1000 | 2021 | 0 | 0 | SWHC014-03 | Unitary Heat Pump (Small) - Marine ¦ PG&E ¦ Marine | Unitary Heat Pump (Small) - Marine | 0.16182 | 1 | 0.20885 | CBSA 2014 | 2.4204 | 2032 | 0.5 | SWHC014-03
COM-HVAC-11.7 | Com ¦ Small Unitary Heat Pump (SEER 15) - Marine ¦ PG&E ¦ Marine | Com ¦ Small Unitary Heat Pump (SEER 15) - Marine | PG&E ¦ Marine | PG&E | All | Electric | Unitary Air-Cooled-Split HP, 15 SEER | Efficient | 0 | Conventional | HVAC | Com - Other | Com | ROB and NEW | 0 | 1000 sqft2 of floor space | Cap-Tons | 15 | DEER:HVAC_Split-Package_AC | -93 | -0.0233 | 2.5e-05 | SWHC014-03 | 1153.78 | 2021 | 0 | 1000 | 2021 | 0 | 0 | SWHC014-03 | Unitary Heat Pump (Small) - Marine ¦ PG&E ¦ Marine | Unitary Heat Pump (Small) - Marine | 0.076368 | 1 | 0.20885 | CBSA 2014 | 5.4528 | 2032 | 0.5 | SWHC014-03
COM-HVAC-11.9 | Com ¦ Small Unitary Heat Pump (SEER 15) - Marine ¦ PG&E ¦ Marine | Com ¦ Small Unitary Heat Pump (SEER 15) - Marine | PG&E ¦ Marine | PG&E | All | Electric | Unitary Air-Cooled-Split HP, 15 SEER | Efficient | 0 | Conventional | HVAC | Com - Restaurant | Com | ROB and NEW | 0 | 1000 sqft2 of floor space | Cap-Tons | 15 | DEER:HVAC_Split-Package_AC | -93 | -0.0233 | 2.5e-05 | SWHC014-03 | 1153.78 | 2021 | 0 | 1000 | 2021 | 0 | 0 | SWHC014-03 | Unitary Heat Pump (Small) - Marine ¦ PG&E ¦ Marine | Unitary Heat Pump (Small) - Marine | 0.23382 | 1 | 0.20885 | CBSA 2014 | 1.8957 | 2032 | 0.5 | SWHC014-03
COM-HVAC-11.10 | Com ¦ Small Unitary Heat Pump (SEER 15) - Marine ¦ PG&E ¦ Marine | Com ¦ Small Unitary Heat Pump (SEER 15) - Marine | PG&E ¦ Marine | PG&E | All | Electric | Unitary Air-Cooled-Split HP, 15 SEER | Efficient | 0 | Conventional | HVAC | Com - Retail | Com | ROB and NEW | 0 | 1000 sqft2 of floor space | Cap-Tons | 15 | DEER:HVAC_Split-Package_AC | -93 | -0.0233 | 2.5e-05 | SWHC014-03 | 1153.78 | 2021 | 0 | 1000 | 2021 | 0 | 0 | SWHC014-03 | Unitary Heat Pump (Small) - Marine ¦ PG&E ¦ Marine | Unitary Heat Pump (Small) - Marine | 0.097448 | 1 | 0.20885 | CBSA 2014 | 8.953 | 2032 | 0.5 | SWHC014-03
COM-HVAC-11.11 | Com ¦ Small Unitary Heat Pump (SEER 15) - Marine ¦ PG&E ¦ Marine | Com ¦ Small Unitary Heat Pump (SEER 15) - Marine | PG&E ¦ Marine | PG&E | All | Electric | Unitary Air-Cooled-Split HP, 15 SEER | Efficient | 0 | Conventional | HVAC | Com - School | Com | ROB and NEW | 0 | 1000 sqft2 of floor space | Cap-Tons | 15 | DEER:HVAC_Split-Package_AC | -93 | -0.0233 | 2.5e-05 | SWHC014-03 | 1153.78 | 2021 | 0 | 1000 | 2021 | 0 | 0 | SWHC014-03 | Unitary Heat Pump (Small) - Marine ¦ PG&E ¦ Marine | Unitary Heat Pump (Small) - Marine | 0.14798 | 1 | 0.20885 | CBSA 2014 | 5.1085 | 2032 | 0.5 | SWHC014-03
COM-HVAC-11.12 | Com ¦ Small Unitary Heat Pump (SEER 15) - Marine ¦ PG&E ¦ Marine | Com ¦ Small Unitary Heat Pump (SEER 15) - Marine | PG&E ¦ Marine | PG&E | All | Electric | Unitary Air-Cooled-Split HP, 15 SEER | Efficient | 0 | Conventional | HVAC | Com - Warehouse | Com | ROB and NEW | 0 | 1000 sqft2 of floor space | Cap-Tons | 15 | DEER:HVAC_Split-Package_AC | -93 | -0.0233 | 2.5e-05 | SWHC014-03 | 1153.78 | 2021 | 0 | 1000 | 2021 | 0 | 0 | SWHC014-03 | Unitary Heat Pump (Small) - Marine ¦ PG&E ¦ Marine | Unitary Heat Pump (Small) - Marine | 0.030327 | 1 | 0.20885 | CBSA 2014 | 6.9152 | 2032 | 0.5 | SWHC014-03
COM-HVAC-11.13 | Com ¦ Small Unitary Heat Pump (SEER 15) - Hot-Dry ¦ PG&E ¦ Hot-Dry | Com ¦ Small Unitary Heat Pump (SEER 15) - Hot-Dry | PG&E ¦ Hot-Dry | PG&E | All | Electric | Unitary Air-Cooled-Split HP, 15 SEER | Efficient | 0 | Conventional | HVAC | Com - College | Com | ROB and NEW | 0 | 1000 sqft2 of floor space | Cap-Tons | 15 | DEER:HVAC_Split-Package_AC | -115.5 | -0.03505 | -1e-05 | SWHC014-03 | 1153.78 | 2021 | 0 | 1000 | 2021 | 0 | 0 | SWHC014-03 | Unitary Heat Pump (Small) - Hot-Dry ¦ PG&E ¦ Hot-Dry | Unitary Heat Pump (Small) - Hot-Dry | 0.13195 | 1 | 0.20885 | CBSA 2014 | 3.9258 | 2032 | 0.5 | SWHC014-03
COM-HVAC-11.15 | Com ¦ Small Unitary Heat Pump (SEER 15) - Hot-Dry ¦ PG&E ¦ Hot-Dry | Com ¦ Small Unitary Heat Pump (SEER 15) - Hot-Dry | PG&E ¦ Hot-Dry | PG&E | All | Electric | Unitary Air-Cooled-Split HP, 15 SEER | Efficient | 0 | Conventional | HVAC | Com - Health | Com | ROB and NEW | 0 | 1000 sqft2 of floor space | Cap-Tons | 15 | DEER:HVAC_Split-Package_AC | -115.5 | -0.03505 | -1e-05 | SWHC014-03 | 1153.78 | 2021 | 0 | 1000 | 2021 | 0 | 0 | SWHC014-03 | Unitary Heat Pump (Small) - Hot-Dry ¦ PG&E ¦ Hot-Dry | Unitary Heat Pump (Small) - Hot-Dry | 0.19485 | 1 | 0.20885 | CBSA 2014 | 1.7119 | 2032 | 0.5 | SWHC014-03
COM-HVAC-11.16 | Com ¦ Small Unitary Heat Pump (SEER 15) - Hot-Dry ¦ PG&E ¦ Hot-Dry | Com ¦ Small Unitary Heat Pump (SEER 15) - Hot-Dry | PG&E ¦ Hot-Dry | PG&E | All | Electric | Unitary Air-Cooled-Split HP, 15 SEER | Efficient | 0 | Conventional | HVAC | Com - Lodging | Com | ROB and NEW | 0 | 1000 sqft2 of floor space | Cap-Tons | 15 | DEER:HVAC_Split-Package_AC | -115.5 | -0.03505 | -1e-05 | SWHC014-03 | 1153.78 | 2021 | 0 | 1000 | 2021 | 0 | 0 | SWHC014-03 | Unitary Heat Pump (Small) - Hot-Dry ¦ PG&E ¦ Hot-Dry | Unitary Heat Pump (Small) - Hot-Dry | 0.10386 | 1 | 0.20885 | CBSA 2014 | 6.3483 | 2032 | 0.5 | SWHC014-03
COM-HVAC-11.17 | Com ¦ Small Unitary Heat Pump (SEER 15) - Hot-Dry ¦ PG&E ¦ Hot-Dry | Com ¦ Small Unitary Heat Pump (SEER 15) - Hot-Dry | PG&E ¦ Hot-Dry | PG&E | All | Electric | Unitary Air-Cooled-Split HP, 15 SEER | Efficient | 0 | Conventional | HVAC | Com - Office (Large) | Com | ROB and NEW | 0 | 1000 sqft2 of floor space | Cap-Tons | 15 | DEER:HVAC_Split-Package_AC | -115.5 | -0.03505 | -1e-05 | SWHC014-03 | 1153.78 | 2021 | 0 | 1000 | 2021 | 0 | 0 | SWHC014-03 | Unitary Heat Pump (Small) - Hot-Dry ¦ PG&E ¦ Hot-Dry | Unitary Heat Pump (Small) - Hot-Dry | 0.13836 | 1 | 0.20885 | CBSA 2014 | 1.8087 | 2032 | 0.5 | SWHC014-03
COM-HVAC-11.18 | Com ¦ Small Unitary Heat Pump (SEER 15) - Hot-Dry ¦ PG&E ¦ Hot-Dry | Com ¦ Small Unitary Heat Pump (SEER 15) - Hot-Dry | PG&E ¦ Hot-Dry | PG&E | All | Electric | Unitary Air-Cooled-Split HP, 15 SEER | Efficient | 0 | Conventional | HVAC | Com - Office (Small) | Com | ROB and NEW | 0 | 1000 sqft2 of floor space | Cap-Tons | 15 | DEER:HVAC_Split-Package_AC | -115.5 | -0.03505 | -1e-05 | SWHC014-03 | 1153.78 | 2021 | 0 | 1000 | 2021 | 0 | 0 | SWHC014-03 | Unitary Heat Pump (Small) - Hot-Dry ¦ PG&E ¦ Hot-Dry | Unitary Heat Pump (Small) - Hot-Dry | 0.16182 | 1 | 0.20885 | CBSA 2014 | 3.0061 | 2032 | 0.5 | SWHC014-03
COM-HVAC-11.19 | Com ¦ Small Unitary Heat Pump (SEER 15) - Hot-Dry ¦ PG&E ¦ Hot-Dry | Com ¦ Small Unitary Heat Pump (SEER 15) - Hot-Dry | PG&E ¦ Hot-Dry | PG&E | All | Electric | Unitary Air-Cooled-Split HP, 15 SEER | Efficient | 0 | Conventional | HVAC | Com - Other | Com | ROB and NEW | 0 | 1000 sqft2 of floor space | Cap-Tons | 15 | DEER:HVAC_Split-Package_AC | -115.5 | -0.03505 | -1e-05 | SWHC014-03 | 1153.78 | 2021 | 0 | 1000 | 2021 | 0 | 0 | SWHC014-03 | Unitary Heat Pump (Small) - Hot-Dry ¦ PG&E ¦ Hot-Dry | Unitary Heat Pump (Small) - Hot-Dry | 0.076368 | 1 | 0.20885 | CBSA 2014 | 6.7721 | 2032 | 0.5 | SWHC014-03
COM-HVAC-11.21 | Com ¦ Small Unitary Heat Pump (SEER 15) - Hot-Dry ¦ PG&E ¦ Hot-Dry | Com ¦ Small Unitary Heat Pump (SEER 15) - Hot-Dry | PG&E ¦ Hot-Dry | PG&E | All | Electric | Unitary Air-Cooled-Split HP, 15 SEER | Efficient | 0 | Conventional | HVAC | Com - Restaurant | Com | ROB and NEW | 0 | 1000 sqft2 of floor space | Cap-Tons | 15 | DEER:HVAC_Split-Package_AC | -115.5 | -0.03505 | -1e-05 | SWHC014-03 | 1153.78 | 2021 | 0 | 1000 | 2021 | 0 | 0 | SWHC014-03 | Unitary Heat Pump (Small) - Hot-Dry ¦ PG&E ¦ Hot-Dry | Unitary Heat Pump (Small) - Hot-Dry | 0.23382 | 1 | 0.20885 | CBSA 2014 | 2.3543 | 2032 | 0.5 | SWHC014-03
COM-HVAC-11.22 | Com ¦ Small Unitary Heat Pump (SEER 15) - Hot-Dry ¦ PG&E ¦ Hot-Dry | Com ¦ Small Unitary Heat Pump (SEER 15) - Hot-Dry | PG&E ¦ Hot-Dry | PG&E | All | Electric | Unitary Air-Cooled-Split HP, 15 SEER | Efficient | 0 | Conventional | HVAC | Com - Retail | Com | ROB and NEW | 0 | 1000 sqft2 of floor space | Cap-Tons | 15 | DEER:HVAC_Split-Package_AC | -115.5 | -0.03505 | -1e-05 | SWHC014-03 | 1153.78 | 2021 | 0 | 1000 | 2021 | 0 | 0 | SWHC014-03 | Unitary Heat Pump (Small) - Hot-Dry ¦ PG&E ¦ Hot-Dry | Unitary Heat Pump (Small) - Hot-Dry | 0.097448 | 1 | 0.20885 | CBSA 2014 | 11.1252 | 2032 | 0.5 | SWHC014-03
COM-HVAC-11.23 | Com ¦ Small Unitary Heat Pump (SEER 15) - Hot-Dry ¦ PG&E ¦ Hot-Dry | Com ¦ Small Unitary Heat Pump (SEER 15) - Hot-Dry | PG&E ¦ Hot-Dry | PG&E | All | Electric | Unitary Air-Cooled-Split HP, 15 SEER | Efficient | 0 | Conventional | HVAC | Com - School | Com | ROB and NEW | 0 | 1000 sqft2 of floor space | Cap-Tons | 15 | DEER:HVAC_Split-Package_AC | -115.5 | -0.03505 | -1e-05 | SWHC014-03 | 1153.78 | 2021 | 0 | 1000 | 2021 | 0 | 0 | SWHC014-03 | Unitary Heat Pump (Small) - Hot-Dry ¦ PG&E ¦ Hot-Dry | Unitary Heat Pump (Small) - Hot-Dry | 0.14798 | 1 | 0.20885 | CBSA 2014 | 6.3445 | 2032 | 0.5 | SWHC014-03
COM-HVAC-11.24 | Com ¦ Small Unitary Heat Pump (SEER 15) - Hot-Dry ¦ PG&E ¦ Hot-Dry | Com ¦ Small Unitary Heat Pump (SEER 15) - Hot-Dry | PG&E ¦ Hot-Dry | PG&E | All | Electric | Unitary Air-Cooled-Split HP, 15 SEER | Efficient | 0 | Conventional | HVAC | Com - Warehouse | Com | ROB and NEW | 0 | 1000 sqft2 of floor space | Cap-Tons | 15 | DEER:HVAC_Split-Package_AC | -115.5 | -0.03505 | -1e-05 | SWHC014-03 | 1153.78 | 2021 | 0 | 1000 | 2021 | 0 | 0 | SWHC014-03 | Unitary Heat Pump (Small) - Hot-Dry ¦ PG&E ¦ Hot-Dry | Unitary Heat Pump (Small) - Hot-Dry | 0.030327 | 1 | 0.20885 | CBSA 2014 | 8.5886 | 2032 | 0.5 | SWHC014-03
COM-HVAC-11.25 | Com ¦ Small Unitary Heat Pump (SEER 15) - Cold ¦ PG&E ¦ Cold | Com ¦ Small Unitary Heat Pump (SEER 15) - Cold | PG&E ¦ Cold | PG&E | All | Electric | Unitary Air-Cooled-Split HP, 15 SEER | Efficient | 0 | Conventional | HVAC | Com - College | Com | ROB and NEW | 0 | 1000 sqft2 of floor space | Cap-Tons | 15 | DEER:HVAC_Split-Package_AC | -114.5 | -0.0204 | -6.5e-05 | SWHC014-03 | 1153.78 | 2021 | 0 | 1000 | 2021 | 0 | 0 | SWHC014-03 | Unitary Heat Pump (Small) - Cold ¦ PG&E ¦ Cold | Unitary Heat Pump (Small) - Cold | 0.13195 | 1 | 0.20885 | CBSA 2014 | 3.8919 | 2032 | 0.5 | SWHC014-03
COM-HVAC-11.27 | Com ¦ Small Unitary Heat Pump (SEER 15) - Cold ¦ PG&E ¦ Cold | Com ¦ Small Unitary Heat Pump (SEER 15) - Cold | PG&E ¦ Cold | PG&E | All | Electric | Unitary Air-Cooled-Split HP, 15 SEER | Efficient | 0 | Conventional | HVAC | Com - Health | Com | ROB and NEW | 0 | 1000 sqft2 of floor space | Cap-Tons | 15 | DEER:HVAC_Split-Package_AC | -114.5 | -0.0204 | -6.5e-05 | SWHC014-03 | 1153.78 | 2021 | 0 | 1000 | 2021 | 0 | 0 | SWHC014-03 | Unitary Heat Pump (Small) - Cold ¦ PG&E ¦ Cold | Unitary Heat Pump (Small) - Cold | 0.19485 | 1 | 0.20885 | CBSA 2014 | 1.6972 | 2032 | 0.5 | SWHC014-03
COM-HVAC-11.28 | Com ¦ Small Unitary Heat Pump (SEER 15) - Cold ¦ PG&E ¦ Cold | Com ¦ Small Unitary Heat Pump (SEER 15) - Cold | PG&E ¦ Cold | PG&E | All | Electric | Unitary Air-Cooled-Split HP, 15 SEER | Efficient | 0 | Conventional | HVAC | Com - Lodging | Com | ROB and NEW | 0 | 1000 sqft2 of floor space | Cap-Tons | 15 | DEER:HVAC_Split-Package_AC | -114.5 | -0.0204 | -6.5e-05 | SWHC014-03 | 1153.78 | 2021 | 0 | 1000 | 2021 | 0 | 0 | SWHC014-03 | Unitary Heat Pump (Small) - Cold ¦ PG&E ¦ Cold | Unitary Heat Pump (Small) - Cold | 0.10386 | 1 | 0.20885 | CBSA 2014 | 6.2938 | 2032 | 0.5 | SWHC014-03
COM-HVAC-11.29 | Com ¦ Small Unitary Heat Pump (SEER 15) - Cold ¦ PG&E ¦ Cold | Com ¦ Small Unitary Heat Pump (SEER 15) - Cold | PG&E ¦ Cold | PG&E | All | Electric | Unitary Air-Cooled-Split HP, 15 SEER | Efficient | 0 | Conventional | HVAC | Com - Office (Large) | Com | ROB and NEW | 0 | 1000 sqft2 of floor space | Cap-Tons | 15 | DEER:HVAC_Split-Package_AC | -114.5 | -0.0204 | -6.5e-05 | SWHC014-03 | 1153.78 | 2021 | 0 | 1000 | 2021 | 0 | 0 | SWHC014-03 | Unitary Heat Pump (Small) - Cold ¦ PG&E ¦ Cold | Unitary Heat Pump (Small) - Cold | 0.13836 | 1 | 0.20885 | CBSA 2014 | 1.7932 | 2032 | 0.5 | SWHC014-03
COM-HVAC-11.30 | Com ¦ Small Unitary Heat Pump (SEER 15) - Cold ¦ PG&E ¦ Cold | Com ¦ Small Unitary Heat Pump (SEER 15) - Cold | PG&E ¦ Cold | PG&E | All | Electric | Unitary Air-Cooled-Split HP, 15 SEER | Efficient | 0 | Conventional | HVAC | Com - Office (Small) | Com | ROB and NEW | 0 | 1000 sqft2 of floor space | Cap-Tons | 15 | DEER:HVAC_Split-Package_AC | -114.5 | -0.0204 | -6.5e-05 | SWHC014-03 | 1153.78 | 2021 | 0 | 1000 | 2021 | 0 | 0 | SWHC014-03 | Unitary Heat Pump (Small) - Cold ¦ PG&E ¦ Cold | Unitary Heat Pump (Small) - Cold | 0.16182 | 1 | 0.20885 | CBSA 2014 | 2.9801 | 2032 | 0.5 | SWHC014-03
COM-HVAC-11.31 | Com ¦ Small Unitary Heat Pump (SEER 15) - Cold ¦ PG&E ¦ Cold | Com ¦ Small Unitary Heat Pump (SEER 15) - Cold | PG&E ¦ Cold | PG&E | All | Electric | Unitary Air-Cooled-Split HP, 15 SEER | Efficient | 0 | Conventional | HVAC | Com - Other | Com | ROB and NEW | 0 | 1000 sqft2 of floor space | Cap-Tons | 15 | DEER:HVAC_Split-Package_AC | -114.5 | -0.0204 | -6.5e-05 | SWHC014-03 | 1153.78 | 2021 | 0 | 1000 | 2021 | 0 | 0 | SWHC014-03 | Unitary Heat Pump (Small) - Cold ¦ PG&E ¦ Cold | Unitary Heat Pump (Small) - Cold | 0.076368 | 1 | 0.20885 | CBSA 2014 | 6.7136 | 2032 | 0.5 | SWHC014-03
COM-HVAC-11.33 | Com ¦ Small Unitary Heat Pump (SEER 15) - Cold ¦ PG&E ¦ Cold | Com ¦ Small Unitary Heat Pump (SEER 15) - Cold | PG&E ¦ Cold | PG&E | All | Electric | Unitary Air-Cooled-Split HP, 15 SEER | Efficient | 0 | Conventional | HVAC | Com - Restaurant | Com | ROB and NEW | 0 | 1000 sqft2 of floor space | Cap-Tons | 15 | DEER:HVAC_Split-Package_AC | -114.5 | -0.0204 | -6.5e-05 | SWHC014-03 | 1153.78 | 2021 | 0 | 1000 | 2021 | 0 | 0 | SWHC014-03 | Unitary Heat Pump (Small) - Cold ¦ PG&E ¦ Cold | Unitary Heat Pump (Small) - Cold | 0.23382 | 1 | 0.20885 | CBSA 2014 | 2.3339 | 2032 | 0.5 | SWHC014-03
COM-HVAC-11.34 | Com ¦ Small Unitary Heat Pump (SEER 15) - Cold ¦ PG&E ¦ Cold | Com ¦ Small Unitary Heat Pump (SEER 15) - Cold | PG&E ¦ Cold | PG&E | All | Electric | Unitary Air-Cooled-Split HP, 15 SEER | Efficient | 0 | Conventional | HVAC | Com - Retail | Com | ROB and NEW | 0 | 1000 sqft2 of floor space | Cap-Tons | 15 | DEER:HVAC_Split-Package_AC | -114.5 | -0.0204 | -6.5e-05 | SWHC014-03 | 1153.78 | 2021 | 0 | 1000 | 2021 | 0 | 0 | SWHC014-03 | Unitary Heat Pump (Small) - Cold ¦ PG&E ¦ Cold | Unitary Heat Pump (Small) - Cold | 0.097448 | 1 | 0.20885 | CBSA 2014 | 11.0371 | 2032 | 0.5 | SWHC014-03
COM-HVAC-11.35 | Com ¦ Small Unitary Heat Pump (SEER 15) - Cold ¦ PG&E ¦ Cold | Com ¦ Small Unitary Heat Pump (SEER 15) - Cold | PG&E ¦ Cold | PG&E | All | Electric | Unitary Air-Cooled-Split HP, 15 SEER | Efficient | 0 | Conventional | HVAC | Com - School | Com | ROB and NEW | 0 | 1000 sqft2 of floor space | Cap-Tons | 15 | DEER:HVAC_Split-Package_AC | -114.5 | -0.0204 | -6.5e-05 | SWHC014-03 | 1153.78 | 2021 | 0 | 1000 | 2021 | 0 | 0 | SWHC014-03 | Unitary Heat Pump (Small) - Cold ¦ PG&E ¦ Cold | Unitary Heat Pump (Small) - Cold | 0.14798 | 1 | 0.20885 | CBSA 2014 | 6.2896 | 2032 | 0.5 | SWHC014-03
COM-HVAC-11.36 | Com ¦ Small Unitary Heat Pump (SEER 15) - Cold ¦ PG&E ¦ Cold | Com ¦ Small Unitary Heat Pump (SEER 15) - Cold | PG&E ¦ Cold | PG&E | All | Electric | Unitary Air-Cooled-Split HP, 15 SEER | Efficient | 0 | Conventional | HVAC | Com - Warehouse | Com | ROB and NEW | 0 | 1000 sqft2 of floor space | Cap-Tons | 15 | DEER:HVAC_Split-Package_AC | -114.5 | -0.0204 | -6.5e-05 | SWHC014-03 | 1153.78 | 2021 | 0 | 1000 | 2021 | 0 | 0 | SWHC014-03 | Unitary Heat Pump (Small) - Cold ¦ PG&E ¦ Cold | Unitary Heat Pump (Small) - Cold | 0.030327 | 1 | 0.20885 | CBSA 2014 | 8.5146 | 2032 | 0.5 | SWHC014-03
COM-HVAC-11.37 | Com ¦ Small Unitary Heat Pump (SEER 15) - Marine ¦ SCE ¦ Marine | Com ¦ Small Unitary Heat Pump (SEER 15) - Marine | SCE ¦ Marine | SCE | All | Electric | Unitary Air-Cooled-Split HP, 15 SEER | Efficient | 0 | Conventional | HVAC | Com - College | Com | ROB and NEW | 0 | 1000 sqft2 of floor space | Cap-Tons | 15 | DEER:HVAC_Split-Package_AC | -115 | -0.029 | 4.5e-05 | SWHC014-03 | 1153.78 | 2021 | 0 | 1000 | 2021 | 0 | 0 | SWHC014-03 | Unitary Heat Pump (Small) - Marine ¦ SCE ¦ Marine | Unitary Heat Pump (Small) - Marine | 0.14726 | 1 | 0.20885 | CBSA 2014 | 3.9088 | 2032 | 0.5 | SWHC014-03
COM-HVAC-11.39 | Com ¦ Small Unitary Heat Pump (SEER 15) - Marine ¦ SCE ¦ Marine | Com ¦ Small Unitary Heat Pump (SEER 15) - Marine | SCE ¦ Marine | SCE | All | Electric | Unitary Air-Cooled-Split HP, 15 SEER | Efficient | 0 | Conventional | HVAC | Com - Health | Com | ROB and NEW | 0 | 1000 sqft2 of floor space | Cap-Tons | 15 | DEER:HVAC_Split-Package_AC | -115 | -0.029 | 4.5e-05 | SWHC014-03 | 1153.78 | 2021 | 0 | 1000 | 2021 | 0 | 0 | SWHC014-03 | Unitary Heat Pump (Small) - Marine ¦ SCE ¦ Marine | Unitary Heat Pump (Small) - Marine | 0.20884 | 1 | 0.20885 | CBSA 2014 | 1.7044 | 2032 | 0.5 | SWHC014-03
COM-HVAC-11.40 | Com ¦ Small Unitary Heat Pump (SEER 15) - Marine ¦ SCE ¦ Marine | Com ¦ Small Unitary Heat Pump (SEER 15) - Marine | SCE ¦ Marine | SCE | All | Electric | Unitary Air-Cooled-Split HP, 15 SEER | Efficient | 0 | Conventional | HVAC | Com - Lodging | Com | ROB and NEW | 0 | 1000 sqft2 of floor space | Cap-Tons | 15 | DEER:HVAC_Split-Package_AC | -115 | -0.029 | 4.5e-05 | SWHC014-03 | 1153.78 | 2021 | 0 | 1000 | 2021 | 0 | 0 | SWHC014-03 | Unitary Heat Pump (Small) - Marine ¦ SCE ¦ Marine | Unitary Heat Pump (Small) - Marine | 0.11727 | 1 | 0.20885 | CBSA 2014 | 6.3204 | 2032 | 0.5 | SWHC014-03
COM-HVAC-11.41 | Com ¦ Small Unitary Heat Pump (SEER 15) - Marine ¦ SCE ¦ Marine | Com ¦ Small Unitary Heat Pump (SEER 15) - Marine | SCE ¦ Marine | SCE | All | Electric | Unitary Air-Cooled-Split HP, 15 SEER | Efficient | 0 | Conventional | HVAC | Com - Office (Large) | Com | ROB and NEW | 0 | 1000 sqft2 of floor space | Cap-Tons | 15 | DEER:HVAC_Split-Package_AC | -115 | -0.029 | 4.5e-05 | SWHC014-03 | 1153.78 | 2021 | 0 | 1000 | 2021 | 0 | 0 | SWHC014-03 | Unitary Heat Pump (Small) - Marine ¦ SCE ¦ Marine | Unitary Heat Pump (Small) - Marine | 0.15546 | 1 | 0.20885 | CBSA 2014 | 1.8007 | 2032 | 0.5 | SWHC014-03
COM-HVAC-11.42 | Com ¦ Small Unitary Heat Pump (SEER 15) - Marine ¦ SCE ¦ Marine | Com ¦ Small Unitary Heat Pump (SEER 15) - Marine | SCE ¦ Marine | SCE | All | Electric | Unitary Air-Cooled-Split HP, 15 SEER | Efficient | 0 | Conventional | HVAC | Com - Office (Small) | Com | ROB and NEW | 0 | 1000 sqft2 of floor space | Cap-Tons | 15 | DEER:HVAC_Split-Package_AC | -115 | -0.029 | 4.5e-05 | SWHC014-03 | 1153.78 | 2021 | 0 | 1000 | 2021 | 0 | 0 | SWHC014-03 | Unitary Heat Pump (Small) - Marine ¦ SCE ¦ Marine | Unitary Heat Pump (Small) - Marine | 0.17638 | 1 | 0.20885 | CBSA 2014 | 2.993 | 2032 | 0.5 | SWHC014-03
COM-HVAC-11.43 | Com ¦ Small Unitary Heat Pump (SEER 15) - Marine ¦ SCE ¦ Marine | Com ¦ Small Unitary Heat Pump (SEER 15) - Marine | SCE ¦ Marine | SCE | All | Electric | Unitary Air-Cooled-Split HP, 15 SEER | Efficient | 0 | Conventional | HVAC | Com - Other | Com | ROB and NEW | 0 | 1000 sqft2 of floor space | Cap-Tons | 15 | DEER:HVAC_Split-Package_AC | -115 | -0.029 | 4.5e-05 | SWHC014-03 | 1153.78 | 2021 | 0 | 1000 | 2021 | 0 | 0 | SWHC014-03 | Unitary Heat Pump (Small) - Marine ¦ SCE ¦ Marine | Unitary Heat Pump (Small) - Marine | 0.08421 | 1 | 0.20885 | CBSA 2014 | 6.7427 | 2032 | 0.5 | SWHC014-03
COM-HVAC-11.45 | Com ¦ Small Unitary Heat Pump (SEER 15) - Marine ¦ SCE ¦ Marine | Com ¦ Small Unitary Heat Pump (SEER 15) - Marine | SCE ¦ Marine | SCE | All | Electric | Unitary Air-Cooled-Split HP, 15 SEER | Efficient | 0 | Conventional | HVAC | Com - Restaurant | Com | ROB and NEW | 0 | 1000 sqft2 of floor space | Cap-Tons | 15 | DEER:HVAC_Split-Package_AC | -115 | -0.029 | 4.5e-05 | SWHC014-03 | 1153.78 | 2021 | 0 | 1000 | 2021 | 0 | 0 | SWHC014-03 | Unitary Heat Pump (Small) - Marine ¦ SCE ¦ Marine | Unitary Heat Pump (Small) - Marine | 0.25738 | 1 | 0.20885 | CBSA 2014 | 2.3441 | 2032 | 0.5 | SWHC014-03
COM-HVAC-11.46 | Com ¦ Small Unitary Heat Pump (SEER 15) - Marine ¦ SCE ¦ Marine | Com ¦ Small Unitary Heat Pump (SEER 15) - Marine | SCE ¦ Marine | SCE | All | Electric | Unitary Air-Cooled-Split HP, 15 SEER | Efficient | 0 | Conventional | HVAC | Com - Retail | Com | ROB and NEW | 0 | 1000 sqft2 of floor space | Cap-Tons | 15 | DEER:HVAC_Split-Package_AC | -115 | -0.029 | 4.5e-05 | SWHC014-03 | 1153.78 | 2021 | 0 | 1000 | 2021 | 0 | 0 | SWHC014-03 | Unitary Heat Pump (Small) - Marine ¦ SCE ¦ Marine | Unitary Heat Pump (Small) - Marine | 0.10889 | 1 | 0.20885 | CBSA 2014 | 11.0688 | 2032 | 0.5 | SWHC014-03
COM-HVAC-11.47 | Com ¦ Small Unitary Heat Pump (SEER 15) - Marine ¦ SCE ¦ Marine | Com ¦ Small Unitary Heat Pump (SEER 15) - Marine | SCE ¦ Marine | SCE | All | Electric | Unitary Air-Cooled-Split HP, 15 SEER | Efficient | 0 | Conventional | HVAC | Com - School | Com | ROB and NEW | 0 | 1000 sqft2 of floor space | Cap-Tons | 15 | DEER:HVAC_Split-Package_AC | -115 | -0.029 | 4.5e-05 | SWHC014-03 | 1153.78 | 2021 | 0 | 1000 | 2021 | 0 | 0 | SWHC014-03 | Unitary Heat Pump (Small) - Marine ¦ SCE ¦ Marine | Unitary Heat Pump (Small) - Marine | 0.17732 | 1 | 0.20885 | CBSA 2014 | 6.317 | 2032 | 0.5 | SWHC014-03
COM-HVAC-11.48 | Com ¦ Small Unitary Heat Pump (SEER 15) - Marine ¦ SCE ¦ Marine | Com ¦ Small Unitary Heat Pump (SEER 15) - Marine | SCE ¦ Marine | SCE | All | Electric | Unitary Air-Cooled-Split HP, 15 SEER | Efficient | 0 | Conventional | HVAC | Com - Warehouse | Com | ROB and NEW | 0 | 1000 sqft2 of floor space | Cap-Tons | 15 | DEER:HVAC_Split-Package_AC | -115 | -0.029 | 4.5e-05 | SWHC014-03 | 1153.78 | 2021 | 0 | 1000 | 2021 | 0 | 0 | SWHC014-03 | Unitary Heat Pump (Small) - Marine ¦ SCE ¦ Marine | Unitary Heat Pump (Small) - Marine | 0.033351 | 1 | 0.20885 | CBSA 2014 | 8.551 | 2032 | 0.5 | SWHC014-03
COM-HVAC-11.49 | Com ¦ Small Unitary Heat Pump (SEER 15) - Hot-Dry ¦ SCE ¦ Hot-Dry | Com ¦ Small Unitary Heat Pump (SEER 15) - Hot-Dry | SCE ¦ Hot-Dry | SCE | All | Electric | Unitary Air-Cooled-Split HP, 15 SEER | Efficient | 0 | Conventional | HVAC | Com - College | Com | ROB and NEW | 0 | 1000 sqft2 of floor space | Cap-Tons | 15 | DEER:HVAC_Split-Package_AC | -115 | -0.0319 | 4e-05 | SWHC014-03 | 1153.78 | 2021 | 0 | 1000 | 2021 | 0 | 0 | SWHC014-03 | Unitary Heat Pump (Small) - Hot-Dry ¦ SCE ¦ Hot-Dry | Unitary Heat Pump (Small) - Hot-Dry | 0.14726 | 1 | 0.20885 | CBSA 2014 | 3.9088 | 2032 | 0.5 | SWHC014-03
COM-HVAC-11.51 | Com ¦ Small Unitary Heat Pump (SEER 15) - Hot-Dry ¦ SCE ¦ Hot-Dry | Com ¦ Small Unitary Heat Pump (SEER 15) - Hot-Dry | SCE ¦ Hot-Dry | SCE | All | Electric | Unitary Air-Cooled-Split HP, 15 SEER | Efficient | 0 | Conventional | HVAC | Com - Health | Com | ROB and NEW | 0 | 1000 sqft2 of floor space | Cap-Tons | 15 | DEER:HVAC_Split-Package_AC | -115 | -0.0319 | 4e-05 | SWHC014-03 | 1153.78 | 2021 | 0 | 1000 | 2021 | 0 | 0 | SWHC014-03 | Unitary Heat Pump (Small) - Hot-Dry ¦ SCE ¦ Hot-Dry | Unitary Heat Pump (Small) - Hot-Dry | 0.20884 | 1 | 0.20885 | CBSA 2014 | 1.7044 | 2032 | 0.5 | SWHC014-03
COM-HVAC-11.52 | Com ¦ Small Unitary Heat Pump (SEER 15) - Hot-Dry ¦ SCE ¦ Hot-Dry | Com ¦ Small Unitary Heat Pump (SEER 15) - Hot-Dry | SCE ¦ Hot-Dry | SCE | All | Electric | Unitary Air-Cooled-Split HP, 15 SEER | Efficient | 0 | Conventional | HVAC | Com - Lodging | Com | ROB and NEW | 0 | 1000 sqft2 of floor space | Cap-Tons | 15 | DEER:HVAC_Split-Package_AC | -115 | -0.0319 | 4e-05 | SWHC014-03 | 1153.78 | 2021 | 0 | 1000 | 2021 | 0 | 0 | SWHC014-03 | Unitary Heat Pump (Small) - Hot-Dry ¦ SCE ¦ Hot-Dry | Unitary Heat Pump (Small) - Hot-Dry | 0.11727 | 1 | 0.20885 | CBSA 2014 | 6.3205 | 2032 | 0.5 | SWHC014-03
COM-HVAC-11.53 | Com ¦ Small Unitary Heat Pump (SEER 15) - Hot-Dry ¦ SCE ¦ Hot-Dry | Com ¦ Small Unitary Heat Pump (SEER 15) - Hot-Dry | SCE ¦ Hot-Dry | SCE | All | Electric | Unitary Air-Cooled-Split HP, 15 SEER | Efficient | 0 | Conventional | HVAC | Com - Office (Large) | Com | ROB and NEW | 0 | 1000 sqft2 of floor space | Cap-Tons | 15 | DEER:HVAC_Split-Package_AC | -115 | -0.0319 | 4e-05 | SWHC014-03 | 1153.78 | 2021 | 0 | 1000 | 2021 | 0 | 0 | SWHC014-03 | Unitary Heat Pump (Small) - Hot-Dry ¦ SCE ¦ Hot-Dry | Unitary Heat Pump (Small) - Hot-Dry | 0.15546 | 1 | 0.20885 | CBSA 2014 | 1.8007 | 2032 | 0.5 | SWHC014-03
COM-HVAC-11.54 | Com ¦ Small Unitary Heat Pump (SEER 15) - Hot-Dry ¦ SCE ¦ Hot-Dry | Com ¦ Small Unitary Heat Pump (SEER 15) - Hot-Dry | SCE ¦ Hot-Dry | SCE | All | Electric | Unitary Air-Cooled-Split HP, 15 SEER | Efficient | 0 | Conventional | HVAC | Com - Office (Small) | Com | ROB and NEW | 0 | 1000 sqft2 of floor space | Cap-Tons | 15 | DEER:HVAC_Split-Package_AC | -115 | -0.0319 | 4e-05 | SWHC014-03 | 1153.78 | 2021 | 0 | 1000 | 2021 | 0 | 0 | SWHC014-03 | Unitary Heat Pump (Small) - Hot-Dry ¦ SCE ¦ Hot-Dry | Unitary Heat Pump (Small) - Hot-Dry | 0.17638 | 1 | 0.20885 | CBSA 2014 | 2.993 | 2032 | 0.5 | SWHC014-03
COM-HVAC-11.55 | Com ¦ Small Unitary Heat Pump (SEER 15) - Hot-Dry ¦ SCE ¦ Hot-Dry | Com ¦ Small Unitary Heat Pump (SEER 15) - Hot-Dry | SCE ¦ Hot-Dry | SCE | All | Electric | Unitary Air-Cooled-Split HP, 15 SEER | Efficient | 0 | Conventional | HVAC | Com - Other | Com | ROB and NEW | 0 | 1000 sqft2 of floor space | Cap-Tons | 15 | DEER:HVAC_Split-Package_AC | -115 | -0.0319 | 4e-05 | SWHC014-03 | 1153.78 | 2021 | 0 | 1000 | 2021 | 0 | 0 | SWHC014-03 | Unitary Heat Pump (Small) - Hot-Dry ¦ SCE ¦ Hot-Dry | Unitary Heat Pump (Small) - Hot-Dry | 0.08421 | 1 | 0.20885 | CBSA 2014 | 6.7427 | 2032 | 0.5 | SWHC014-03
COM-HVAC-11.57 | Com ¦ Small Unitary Heat Pump (SEER 15) - Hot-Dry ¦ SCE ¦ Hot-Dry | Com ¦ Small Unitary Heat Pump (SEER 15) - Hot-Dry | SCE ¦ Hot-Dry | SCE | All | Electric | Unitary Air-Cooled-Split HP, 15 SEER | Efficient | 0 | Conventional | HVAC | Com - Restaurant | Com | ROB and NEW | 0 | 1000 sqft2 of floor space | Cap-Tons | 15 | DEER:HVAC_Split-Package_AC | -115 | -0.0319 | 4e-05 | SWHC014-03 | 1153.78 | 2021 | 0 | 1000 | 2021 | 0 | 0 | SWHC014-03 | Unitary Heat Pump (Small) - Hot-Dry ¦ SCE ¦ Hot-Dry | Unitary Heat Pump (Small) - Hot-Dry | 0.25738 | 1 | 0.20885 | CBSA 2014 | 2.3441 | 2032 | 0.5 | SWHC014-03
COM-HVAC-11.58 | Com ¦ Small Unitary Heat Pump (SEER 15) - Hot-Dry ¦ SCE ¦ Hot-Dry | Com ¦ Small Unitary Heat Pump (SEER 15) - Hot-Dry | SCE ¦ Hot-Dry | SCE | All | Electric | Unitary Air-Cooled-Split HP, 15 SEER | Efficient | 0 | Conventional | HVAC | Com - Retail | Com | ROB and NEW | 0 | 1000 sqft2 of floor space | Cap-Tons | 15 | DEER:HVAC_Split-Package_AC | -115 | -0.0319 | 4e-05 | SWHC014-03 | 1153.78 | 2021 | 0 | 1000 | 2021 | 0 | 0 | SWHC014-03 | Unitary Heat Pump (Small) - Hot-Dry ¦ SCE ¦ Hot-Dry | Unitary Heat Pump (Small) - Hot-Dry | 0.10889 | 1 | 0.20885 | CBSA 2014 | 11.0695 | 2032 | 0.5 | SWHC014-03
COM-HVAC-11.59 | Com ¦ Small Unitary Heat Pump (SEER 15) - Hot-Dry ¦ SCE ¦ Hot-Dry | Com ¦ Small Unitary Heat Pump (SEER 15) - Hot-Dry | SCE ¦ Hot-Dry | SCE | All | Electric | Unitary Air-Cooled-Split HP, 15 SEER | Efficient | 0 | Conventional | HVAC | Com - School | Com | ROB and NEW | 0 | 1000 sqft2 of floor space | Cap-Tons | 15 | DEER:HVAC_Split-Package_AC | -115 | -0.0319 | 4e-05 | SWHC014-03 | 1153.78 | 2021 | 0 | 1000 | 2021 | 0 | 0 | SWHC014-03 | Unitary Heat Pump (Small) - Hot-Dry ¦ SCE ¦ Hot-Dry | Unitary Heat Pump (Small) - Hot-Dry | 0.17732 | 1 | 0.20885 | CBSA 2014 | 6.317 | 2032 | 0.5 | SWHC014-03
COM-HVAC-11.60 | Com ¦ Small Unitary Heat Pump (SEER 15) - Hot-Dry ¦ SCE ¦ Hot-Dry | Com ¦ Small Unitary Heat Pump (SEER 15) - Hot-Dry | SCE ¦ Hot-Dry | SCE | All | Electric | Unitary Air-Cooled-Split HP, 15 SEER | Efficient | 0 | Conventional | HVAC | Com - Warehouse | Com | ROB and NEW | 0 | 1000 sqft2 of floor space | Cap-Tons | 15 | DEER:HVAC_Split-Package_AC | -115 | -0.0319 | 4e-05 | SWHC014-03 | 1153.78 | 2021 | 0 | 1000 | 2021 | 0 | 0 | SWHC014-03 | Unitary Heat Pump (Small) - Hot-Dry ¦ SCE ¦ Hot-Dry | Unitary Heat Pump (Small) - Hot-Dry | 0.033351 | 1 | 0.20885 | CBSA 2014 | 8.551 | 2032 | 0.5 | SWHC014-03
COM-HVAC-11.61 | Com ¦ Small Unitary Heat Pump (SEER 15) - Cold ¦ SCE ¦ Cold | Com ¦ Small Unitary Heat Pump (SEER 15) - Cold | SCE ¦ Cold | SCE | All | Electric | Unitary Air-Cooled-Split HP, 15 SEER | Efficient | 0 | Conventional | HVAC | Com - College | Com | ROB and NEW | 0 | 1000 sqft2 of floor space | Cap-Tons | 15 | DEER:HVAC_Split-Package_AC | -114.5 | -0.0204 | -6.5e-05 | SWHC014-03 | 1153.78 | 2021 | 0 | 1000 | 2021 | 0 | 0 | SWHC014-03 | Unitary Heat Pump (Small) - Cold ¦ SCE ¦ Cold | Unitary Heat Pump (Small) - Cold | 0.14726 | 1 | 0.20885 | CBSA 2014 | 3.8919 | 2032 | 0.5 | SWHC014-03
COM-HVAC-11.63 | Com ¦ Small Unitary Heat Pump (SEER 15) - Cold ¦ SCE ¦ Cold | Com ¦ Small Unitary Heat Pump (SEER 15) - Cold | SCE ¦ Cold | SCE | All | Electric | Unitary Air-Cooled-Split HP, 15 SEER | Efficient | 0 | Conventional | HVAC | Com - Health | Com | ROB and NEW | 0 | 1000 sqft2 of floor space | Cap-Tons | 15 | DEER:HVAC_Split-Package_AC | -114.5 | -0.0204 | -6.5e-05 | SWHC014-03 | 1153.78 | 2021 | 0 | 1000 | 2021 | 0 | 0 | SWHC014-03 | Unitary Heat Pump (Small) - Cold ¦ SCE ¦ Cold | Unitary Heat Pump (Small) - Cold | 0.20884 | 1 | 0.20885 | CBSA 2014 | 1.6972 | 2032 | 0.5 | SWHC014-03
COM-HVAC-11.64 | Com ¦ Small Unitary Heat Pump (SEER 15) - Cold ¦ SCE ¦ Cold | Com ¦ Small Unitary Heat Pump (SEER 15) - Cold | SCE ¦ Cold | SCE | All | Electric | Unitary Air-Cooled-Split HP, 15 SEER | Efficient | 0 | Conventional | HVAC | Com - Lodging | Com | ROB and NEW | 0 | 1000 sqft2 of floor space | Cap-Tons | 15 | DEER:HVAC_Split-Package_AC | -114.5 | -0.0204 | -6.5e-05 | SWHC014-03 | 1153.78 | 2021 | 0 | 1000 | 2021 | 0 | 0 | SWHC014-03 | Unitary Heat Pump (Small) - Cold ¦ SCE ¦ Cold | Unitary Heat Pump (Small) - Cold | 0.11727 | 1 | 0.20885 | CBSA 2014 | 6.2938 | 2032 | 0.5 | SWHC014-03
COM-HVAC-11.65 | Com ¦ Small Unitary Heat Pump (SEER 15) - Cold ¦ SCE ¦ Cold | Com ¦ Small Unitary Heat Pump (SEER 15) - Cold | SCE ¦ Cold | SCE | All | Electric | Unitary Air-Cooled-Split HP, 15 SEER | Efficient | 0 | Conventional | HVAC | Com - Office (Large) | Com | ROB and NEW | 0 | 1000 sqft2 of floor space | Cap-Tons | 15 | DEER:HVAC_Split-Package_AC | -114.5 | -0.0204 | -6.5e-05 | SWHC014-03 | 1153.78 | 2021 | 0 | 1000 | 2021 | 0 | 0 | SWHC014-03 | Unitary Heat Pump (Small) - Cold ¦ SCE ¦ Cold | Unitary Heat Pump (Small) - Cold | 0.15546 | 1 | 0.20885 | CBSA 2014 | 1.7932 | 2032 | 0.5 | SWHC014-03
COM-HVAC-11.66 | Com ¦ Small Unitary Heat Pump (SEER 15) - Cold ¦ SCE ¦ Cold | Com ¦ Small Unitary Heat Pump (SEER 15) - Cold | SCE ¦ Cold | SCE | All | Electric | Unitary Air-Cooled-Split HP, 15 SEER | Efficient | 0 | Conventional | HVAC | Com - Office (Small) | Com | ROB and NEW | 0 | 1000 sqft2 of floor space | Cap-Tons | 15 | DEER:HVAC_Split-Package_AC | -114.5 | -0.0204 | -6.5e-05 | SWHC014-03 | 1153.78 | 2021 | 0 | 1000 | 2021 | 0 | 0 | SWHC014-03 | Unitary Heat Pump (Small) - Cold ¦ SCE ¦ Cold | Unitary Heat Pump (Small) - Cold | 0.17638 | 1 | 0.20885 | CBSA 2014 | 2.9801 | 2032 | 0.5 | SWHC014-03
COM-HVAC-11.67 | Com ¦ Small Unitary Heat Pump (SEER 15) - Cold ¦ SCE ¦ Cold | Com ¦ Small Unitary Heat Pump (SEER 15) - Cold | SCE ¦ Cold | SCE | All | Electric | Unitary Air-Cooled-Split HP, 15 SEER | Efficient | 0 | Conventional | HVAC | Com - Other | Com | ROB and NEW | 0 | 1000 sqft2 of floor space | Cap-Tons | 15 | DEER:HVAC_Split-Package_AC | -114.5 | -0.0204 | -6.5e-05 | SWHC014-03 | 1153.78 | 2021 | 0 | 1000 | 2021 | 0 | 0 | SWHC014-03 | Unitary Heat Pump (Small) - Cold ¦ SCE ¦ Cold | Unitary Heat Pump (Small) - Cold | 0.08421 | 1 | 0.20885 | CBSA 2014 | 6.7136 | 2032 | 0.5 | SWHC014-03
COM-HVAC-11.69 | Com ¦ Small Unitary Heat Pump (SEER 15) - Cold ¦ SCE ¦ Cold | Com ¦ Small Unitary Heat Pump (SEER 15) - Cold | SCE ¦ Cold | SCE | All | Electric | Unitary Air-Cooled-Split HP, 15 SEER | Efficient | 0 | Conventional | HVAC | Com - Restaurant | Com | ROB and NEW | 0 | 1000 sqft2 of floor space | Cap-Tons | 15 | DEER:HVAC_Split-Package_AC | -114.5 | -0.0204 | -6.5e-05 | SWHC014-03 | 1153.78 | 2021 | 0 | 1000 | 2021 | 0 | 0 | SWHC014-03 | Unitary Heat Pump (Small) - Cold ¦ SCE ¦ Cold | Unitary Heat Pump (Small) - Cold | 0.25738 | 1 | 0.20885 | CBSA 2014 | 2.3339 | 2032 | 0.5 | SWHC014-03
COM-HVAC-11.70 | Com ¦ Small Unitary Heat Pump (SEER 15) - Cold ¦ SCE ¦ Cold | Com ¦ Small Unitary Heat Pump (SEER 15) - Cold | SCE ¦ Cold | SCE | All | Electric | Unitary Air-Cooled-Split HP, 15 SEER | Efficient | 0 | Conventional | HVAC | Com - Retail | Com | ROB and NEW | 0 | 1000 sqft2 of floor space | Cap-Tons | 15 | DEER:HVAC_Split-Package_AC | -114.5 | -0.0204 | -6.5e-05 | SWHC014-03 | 1153.78 | 2021 | 0 | 1000 | 2021 | 0 | 0 | SWHC014-03 | Unitary Heat Pump (Small) - Cold ¦ SCE ¦ Cold | Unitary Heat Pump (Small) - Cold | 0.10889 | 1 | 0.20885 | CBSA 2014 | 11.0371 | 2032 | 0.5 | SWHC014-03
COM-HVAC-11.71 | Com ¦ Small Unitary Heat Pump (SEER 15) - Cold ¦ SCE ¦ Cold | Com ¦ Small Unitary Heat Pump (SEER 15) - Cold | SCE ¦ Cold | SCE | All | Electric | Unitary Air-Cooled-Split HP, 15 SEER | Efficient | 0 | Conventional | HVAC | Com - School | Com | ROB and NEW | 0 | 1000 sqft2 of floor space | Cap-Tons | 15 | DEER:HVAC_Split-Package_AC | -114.5 | -0.0204 | -6.5e-05 | SWHC014-03 | 1153.78 | 2021 | 0 | 1000 | 2021 | 0 | 0 | SWHC014-03 | Unitary Heat Pump (Small) - Cold ¦ SCE ¦ Cold | Unitary Heat Pump (Small) - Cold | 0.17732 | 1 | 0.20885 | CBSA 2014 | 6.2896 | 2032 | 0.5 | SWHC014-03
COM-HVAC-11.72 | Com ¦ Small Unitary Heat Pump (SEER 15) - Cold ¦ SCE ¦ Cold | Com ¦ Small Unitary Heat Pump (SEER 15) - Cold | SCE ¦ Cold | SCE | All | Electric | Unitary Air-Cooled-Split HP, 15 SEER | Efficient | 0 | Conventional | HVAC | Com - Warehouse | Com | ROB and NEW | 0 | 1000 sqft2 of floor space | Cap-Tons | 15 | DEER:HVAC_Split-Package_AC | -114.5 | -0.0204 | -6.5e-05 | SWHC014-03 | 1153.78 | 2021 | 0 | 1000 | 2021 | 0 | 0 | SWHC014-03 | Unitary Heat Pump (Small) - Cold ¦ SCE ¦ Cold | Unitary Heat Pump (Small) - Cold | 0.033351 | 1 | 0.20885 | CBSA 2014 | 8.5146 | 2032 | 0.5 | SWHC014-03
COM-HVAC-11.73 | Com ¦ Small Unitary Heat Pump (SEER 15) - Marine ¦ SDG&E ¦ Marine | Com ¦ Small Unitary Heat Pump (SEER 15) - Marine | SDG&E ¦ Marine | SDG&E | All | Electric | Unitary Air-Cooled-Split HP, 15 SEER | Efficient | 0 | Conventional | HVAC | Com - College | Com | ROB and NEW | 0 | 1000 sqft2 of floor space | Cap-Tons | 15 | DEER:HVAC_Split-Package_AC | -115 | -0.029 | 4.5e-05 | SWHC014-03 | 1153.78 | 2021 | 0 | 1000 | 2021 | 0 | 0 | SWHC014-03 | Unitary Heat Pump (Small) - Marine ¦ SDG&E ¦ Marine | Unitary Heat Pump (Small) - Marine | 0.1443 | 1 | 0.20885 | CBSA 2014 | 3.9088 | 2032 | 0.5 | SWHC014-03
COM-HVAC-11.75 | Com ¦ Small Unitary Heat Pump (SEER 15) - Marine ¦ SDG&E ¦ Marine | Com ¦ Small Unitary Heat Pump (SEER 15) - Marine | SDG&E ¦ Marine | SDG&E | All | Electric | Unitary Air-Cooled-Split HP, 15 SEER | Efficient | 0 | Conventional | HVAC | Com - Health | Com | ROB and NEW | 0 | 1000 sqft2 of floor space | Cap-Tons | 15 | DEER:HVAC_Split-Package_AC | -115 | -0.029 | 4.5e-05 | SWHC014-03 | 1153.78 | 2021 | 0 | 1000 | 2021 | 0 | 0 | SWHC014-03 | Unitary Heat Pump (Small) - Marine ¦ SDG&E ¦ Marine | Unitary Heat Pump (Small) - Marine | 0.20767 | 1 | 0.20885 | CBSA 2014 | 1.7044 | 2032 | 0.5 | SWHC014-03
COM-HVAC-11.76 | Com ¦ Small Unitary Heat Pump (SEER 15) - Marine ¦ SDG&E ¦ Marine | Com ¦ Small Unitary Heat Pump (SEER 15) - Marine | SDG&E ¦ Marine | SDG&E | All | Electric | Unitary Air-Cooled-Split HP, 15 SEER | Efficient | 0 | Conventional | HVAC | Com - Lodging | Com | ROB and NEW | 0 | 1000 sqft2 of floor space | Cap-Tons | 15 | DEER:HVAC_Split-Package_AC | -115 | -0.029 | 4.5e-05 | SWHC014-03 | 1153.78 | 2021 | 0 | 1000 | 2021 | 0 | 0 | SWHC014-03 | Unitary Heat Pump (Small) - Marine ¦ SDG&E ¦ Marine | Unitary Heat Pump (Small) - Marine | 0.11619 | 1 | 0.20885 | CBSA 2014 | 6.3204 | 2032 | 0.5 | SWHC014-03
COM-HVAC-11.77 | Com ¦ Small Unitary Heat Pump (SEER 15) - Marine ¦ SDG&E ¦ Marine | Com ¦ Small Unitary Heat Pump (SEER 15) - Marine | SDG&E ¦ Marine | SDG&E | All | Electric | Unitary Air-Cooled-Split HP, 15 SEER | Efficient | 0 | Conventional | HVAC | Com - Office (Large) | Com | ROB and NEW | 0 | 1000 sqft2 of floor space | Cap-Tons | 15 | DEER:HVAC_Split-Package_AC | -115 | -0.029 | 4.5e-05 | SWHC014-03 | 1153.78 | 2021 | 0 | 1000 | 2021 | 0 | 0 | SWHC014-03 | Unitary Heat Pump (Small) - Marine ¦ SDG&E ¦ Marine | Unitary Heat Pump (Small) - Marine | 0.1517 | 1 | 0.20885 | CBSA 2014 | 1.8007 | 2032 | 0.5 | SWHC014-03
COM-HVAC-11.78 | Com ¦ Small Unitary Heat Pump (SEER 15) - Marine ¦ SDG&E ¦ Marine | Com ¦ Small Unitary Heat Pump (SEER 15) - Marine | SDG&E ¦ Marine | SDG&E | All | Electric | Unitary Air-Cooled-Split HP, 15 SEER | Efficient | 0 | Conventional | HVAC | Com - Office (Small) | Com | ROB and NEW | 0 | 1000 sqft2 of floor space | Cap-Tons | 15 | DEER:HVAC_Split-Package_AC | -115 | -0.029 | 4.5e-05 | SWHC014-03 | 1153.78 | 2021 | 0 | 1000 | 2021 | 0 | 0 | SWHC014-03 | Unitary Heat Pump (Small) - Marine ¦ SDG&E ¦ Marine | Unitary Heat Pump (Small) - Marine | 0.1842 | 1 | 0.20885 | CBSA 2014 | 2.993 | 2032 | 0.5 | SWHC014-03
COM-HVAC-11.79 | Com ¦ Small Unitary Heat Pump (SEER 15) - Marine ¦ SDG&E ¦ Marine | Com ¦ Small Unitary Heat Pump (SEER 15) - Marine | SDG&E ¦ Marine | SDG&E | All | Electric | Unitary Air-Cooled-Split HP, 15 SEER | Efficient | 0 | Conventional | HVAC | Com - Other | Com | ROB and NEW | 0 | 1000 sqft2 of floor space | Cap-Tons | 15 | DEER:HVAC_Split-Package_AC | -115 | -0.029 | 4.5e-05 | SWHC014-03 | 1153.78 | 2021 | 0 | 1000 | 2021 | 0 | 0 | SWHC014-03 | Unitary Heat Pump (Small) - Marine ¦ SDG&E ¦ Marine | Unitary Heat Pump (Small) - Marine | 0.082771 | 1 | 0.20885 | CBSA 2014 | 6.7427 | 2032 | 0.5 | SWHC014-03
COM-HVAC-11.81 | Com ¦ Small Unitary Heat Pump (SEER 15) - Marine ¦ SDG&E ¦ Marine | Com ¦ Small Unitary Heat Pump (SEER 15) - Marine | SDG&E ¦ Marine | SDG&E | All | Electric | Unitary Air-Cooled-Split HP, 15 SEER | Efficient | 0 | Conventional | HVAC | Com - Restaurant | Com | ROB and NEW | 0 | 1000 sqft2 of floor space | Cap-Tons | 15 | DEER:HVAC_Split-Package_AC | -115 | -0.029 | 4.5e-05 | SWHC014-03 | 1153.78 | 2021 | 0 | 1000 | 2021 | 0 | 0 | SWHC014-03 | Unitary Heat Pump (Small) - Marine ¦ SDG&E ¦ Marine | Unitary Heat Pump (Small) - Marine | 0.26887 | 1 | 0.20885 | CBSA 2014 | 2.3441 | 2032 | 0.5 | SWHC014-03
COM-HVAC-11.82 | Com ¦ Small Unitary Heat Pump (SEER 15) - Marine ¦ SDG&E ¦ Marine | Com ¦ Small Unitary Heat Pump (SEER 15) - Marine | SDG&E ¦ Marine | SDG&E | All | Electric | Unitary Air-Cooled-Split HP, 15 SEER | Efficient | 0 | Conventional | HVAC | Com - Retail | Com | ROB and NEW | 0 | 1000 sqft2 of floor space | Cap-Tons | 15 | DEER:HVAC_Split-Package_AC | -115 | -0.029 | 4.5e-05 | SWHC014-03 | 1153.78 | 2021 | 0 | 1000 | 2021 | 0 | 0 | SWHC014-03 | Unitary Heat Pump (Small) - Marine ¦ SDG&E ¦ Marine | Unitary Heat Pump (Small) - Marine | 0.109 | 1 | 0.20885 | CBSA 2014 | 11.0688 | 2032 | 0.5 | SWHC014-03
COM-HVAC-11.83 | Com ¦ Small Unitary Heat Pump (SEER 15) - Marine ¦ SDG&E ¦ Marine | Com ¦ Small Unitary Heat Pump (SEER 15) - Marine | SDG&E ¦ Marine | SDG&E | All | Electric | Unitary Air-Cooled-Split HP, 15 SEER | Efficient | 0 | Conventional | HVAC | Com - School | Com | ROB and NEW | 0 | 1000 sqft2 of floor space | Cap-Tons | 15 | DEER:HVAC_Split-Package_AC | -115 | -0.029 | 4.5e-05 | SWHC014-03 | 1153.78 | 2021 | 0 | 1000 | 2021 | 0 | 0 | SWHC014-03 | Unitary Heat Pump (Small) - Marine ¦ SDG&E ¦ Marine | Unitary Heat Pump (Small) - Marine | 0.18329 | 1 | 0.20885 | CBSA 2014 | 6.317 | 2032 | 0.5 | SWHC014-03
COM-HVAC-11.84 | Com ¦ Small Unitary Heat Pump (SEER 15) - Marine ¦ SDG&E ¦ Marine | Com ¦ Small Unitary Heat Pump (SEER 15) - Marine | SDG&E ¦ Marine | SDG&E | All | Electric | Unitary Air-Cooled-Split HP, 15 SEER | Efficient | 0 | Conventional | HVAC | Com - Warehouse | Com | ROB and NEW | 0 | 1000 sqft2 of floor space | Cap-Tons | 15 | DEER:HVAC_Split-Package_AC | -115 | -0.029 | 4.5e-05 | SWHC014-03 | 1153.78 | 2021 | 0 | 1000 | 2021 | 0 | 0 | SWHC014-03 | Unitary Heat Pump (Small) - Marine ¦ SDG&E ¦ Marine | Unitary Heat Pump (Small) - Marine | 0.033426 | 1 | 0.20885 | CBSA 2014 | 8.551 | 2032 | 0.5 | SWHC014-03
COM-HVAC-11.85 | Com ¦ Small Unitary Heat Pump (SEER 15) - Hot-Dry ¦ SDG&E ¦ Hot-Dry | Com ¦ Small Unitary Heat Pump (SEER 15) - Hot-Dry | SDG&E ¦ Hot-Dry | SDG&E | All | Electric | Unitary Air-Cooled-Split HP, 15 SEER | Efficient | 0 | Conventional | HVAC | Com - College | Com | ROB and NEW | 0 | 1000 sqft2 of floor space | Cap-Tons | 15 | DEER:HVAC_Split-Package_AC | -112 | -0.0254 | -2e-05 | SWHC014-03 | 1153.78 | 2021 | 0 | 1000 | 2021 | 0 | 0 | SWHC014-03 | Unitary Heat Pump (Small) - Hot-Dry ¦ SDG&E ¦ Hot-Dry | Unitary Heat Pump (Small) - Hot-Dry | 0.1443 | 1 | 0.20885 | CBSA 2014 | 3.8069 | 2032 | 0.5 | SWHC014-03
COM-HVAC-11.87 | Com ¦ Small Unitary Heat Pump (SEER 15) - Hot-Dry ¦ SDG&E ¦ Hot-Dry | Com ¦ Small Unitary Heat Pump (SEER 15) - Hot-Dry | SDG&E ¦ Hot-Dry | SDG&E | All | Electric | Unitary Air-Cooled-Split HP, 15 SEER | Efficient | 0 | Conventional | HVAC | Com - Health | Com | ROB and NEW | 0 | 1000 sqft2 of floor space | Cap-Tons | 15 | DEER:HVAC_Split-Package_AC | -112 | -0.0254 | -2e-05 | SWHC014-03 | 1153.78 | 2021 | 0 | 1000 | 2021 | 0 | 0 | SWHC014-03 | Unitary Heat Pump (Small) - Hot-Dry ¦ SDG&E ¦ Hot-Dry | Unitary Heat Pump (Small) - Hot-Dry | 0.20767 | 1 | 0.20885 | CBSA 2014 | 1.6601 | 2032 | 0.5 | SWHC014-03
COM-HVAC-11.88 | Com ¦ Small Unitary Heat Pump (SEER 15) - Hot-Dry ¦ SDG&E ¦ Hot-Dry | Com ¦ Small Unitary Heat Pump (SEER 15) - Hot-Dry | SDG&E ¦ Hot-Dry | SDG&E | All | Electric | Unitary Air-Cooled-Split HP, 15 SEER | Efficient | 0 | Conventional | HVAC | Com - Lodging | Com | ROB and NEW | 0 | 1000 sqft2 of floor space | Cap-Tons | 15 | DEER:HVAC_Split-Package_AC | -112 | -0.0254 | -2e-05 | SWHC014-03 | 1153.78 | 2021 | 0 | 1000 | 2021 | 0 | 0 | SWHC014-03 | Unitary Heat Pump (Small) - Hot-Dry ¦ SDG&E ¦ Hot-Dry | Unitary Heat Pump (Small) - Hot-Dry | 0.11619 | 1 | 0.20885 | CBSA 2014 | 6.156 | 2032 | 0.5 | SWHC014-03
COM-HVAC-11.89 | Com ¦ Small Unitary Heat Pump (SEER 15) - Hot-Dry ¦ SDG&E ¦ Hot-Dry | Com ¦ Small Unitary Heat Pump (SEER 15) - Hot-Dry | SDG&E ¦ Hot-Dry | SDG&E | All | Electric | Unitary Air-Cooled-Split HP, 15 SEER | Efficient | 0 | Conventional | HVAC | Com - Office (Large) | Com | ROB and NEW | 0 | 1000 sqft2 of floor space | Cap-Tons | 15 | DEER:HVAC_Split-Package_AC | -112 | -0.0254 | -2e-05 | SWHC014-03 | 1153.78 | 2021 | 0 | 1000 | 2021 | 0 | 0 | SWHC014-03 | Unitary Heat Pump (Small) - Hot-Dry ¦ SDG&E ¦ Hot-Dry | Unitary Heat Pump (Small) - Hot-Dry | 0.1517 | 1 | 0.20885 | CBSA 2014 | 1.7539 | 2032 | 0.5 | SWHC014-03
COM-HVAC-11.90 | Com ¦ Small Unitary Heat Pump (SEER 15) - Hot-Dry ¦ SDG&E ¦ Hot-Dry | Com ¦ Small Unitary Heat Pump (SEER 15) - Hot-Dry | SDG&E ¦ Hot-Dry | SDG&E | All | Electric | Unitary Air-Cooled-Split HP, 15 SEER | Efficient | 0 | Conventional | HVAC | Com - Office (Small) | Com | ROB and NEW | 0 | 1000 sqft2 of floor space | Cap-Tons | 15 | DEER:HVAC_Split-Package_AC | -112 | -0.0254 | -2e-05 | SWHC014-03 | 1153.78 | 2021 | 0 | 1000 | 2021 | 0 | 0 | SWHC014-03 | Unitary Heat Pump (Small) - Hot-Dry ¦ SDG&E ¦ Hot-Dry | Unitary Heat Pump (Small) - Hot-Dry | 0.1842 | 1 | 0.20885 | CBSA 2014 | 2.915 | 2032 | 0.5 | SWHC014-03
COM-HVAC-11.91 | Com ¦ Small Unitary Heat Pump (SEER 15) - Hot-Dry ¦ SDG&E ¦ Hot-Dry | Com ¦ Small Unitary Heat Pump (SEER 15) - Hot-Dry | SDG&E ¦ Hot-Dry | SDG&E | All | Electric | Unitary Air-Cooled-Split HP, 15 SEER | Efficient | 0 | Conventional | HVAC | Com - Other | Com | ROB and NEW | 0 | 1000 sqft2 of floor space | Cap-Tons | 15 | DEER:HVAC_Split-Package_AC | -112 | -0.0254 | -2e-05 | SWHC014-03 | 1153.78 | 2021 | 0 | 1000 | 2021 | 0 | 0 | SWHC014-03 | Unitary Heat Pump (Small) - Hot-Dry ¦ SDG&E ¦ Hot-Dry | Unitary Heat Pump (Small) - Hot-Dry | 0.082771 | 1 | 0.20885 | CBSA 2014 | 6.5669 | 2032 | 0.5 | SWHC014-03
COM-HVAC-11.93 | Com ¦ Small Unitary Heat Pump (SEER 15) - Hot-Dry ¦ SDG&E ¦ Hot-Dry | Com ¦ Small Unitary Heat Pump (SEER 15) - Hot-Dry | SDG&E ¦ Hot-Dry | SDG&E | All | Electric | Unitary Air-Cooled-Split HP, 15 SEER | Efficient | 0 | Conventional | HVAC | Com - Restaurant | Com | ROB and NEW | 0 | 1000 sqft2 of floor space | Cap-Tons | 15 | DEER:HVAC_Split-Package_AC | -112 | -0.0254 | -2e-05 | SWHC014-03 | 1153.78 | 2021 | 0 | 1000 | 2021 | 0 | 0 | SWHC014-03 | Unitary Heat Pump (Small) - Hot-Dry ¦ SDG&E ¦ Hot-Dry | Unitary Heat Pump (Small) - Hot-Dry | 0.26887 | 1 | 0.20885 | CBSA 2014 | 2.283 | 2032 | 0.5 | SWHC014-03
COM-HVAC-11.94 | Com ¦ Small Unitary Heat Pump (SEER 15) - Hot-Dry ¦ SDG&E ¦ Hot-Dry | Com ¦ Small Unitary Heat Pump (SEER 15) - Hot-Dry | SDG&E ¦ Hot-Dry | SDG&E | All | Electric | Unitary Air-Cooled-Split HP, 15 SEER | Efficient | 0 | Conventional | HVAC | Com - Retail | Com | ROB and NEW | 0 | 1000 sqft2 of floor space | Cap-Tons | 15 | DEER:HVAC_Split-Package_AC | -112 | -0.0254 | -2e-05 | SWHC014-03 | 1153.78 | 2021 | 0 | 1000 | 2021 | 0 | 0 | SWHC014-03 | Unitary Heat Pump (Small) - Hot-Dry ¦ SDG&E ¦ Hot-Dry | Unitary Heat Pump (Small) - Hot-Dry | 0.109 | 1 | 0.20885 | CBSA 2014 | 10.7896 | 2032 | 0.5 | SWHC014-03
COM-HVAC-11.95 | Com ¦ Small Unitary Heat Pump (SEER 15) - Hot-Dry ¦ SDG&E ¦ Hot-Dry | Com ¦ Small Unitary Heat Pump (SEER 15) - Hot-Dry | SDG&E ¦ Hot-Dry | SDG&E | All | Electric | Unitary Air-Cooled-Split HP, 15 SEER | Efficient | 0 | Conventional | HVAC | Com - School | Com | ROB and NEW | 0 | 1000 sqft2 of floor space | Cap-Tons | 15 | DEER:HVAC_Split-Package_AC | -112 | -0.0254 | -2e-05 | SWHC014-03 | 1153.78 | 2021 | 0 | 1000 | 2021 | 0 | 0 | SWHC014-03 | Unitary Heat Pump (Small) - Hot-Dry ¦ SDG&E ¦ Hot-Dry | Unitary Heat Pump (Small) - Hot-Dry | 0.18329 | 1 | 0.20885 | CBSA 2014 | 6.1523 | 2032 | 0.5 | SWHC014-03
COM-HVAC-11.96 | Com ¦ Small Unitary Heat Pump (SEER 15) - Hot-Dry ¦ SDG&E ¦ Hot-Dry | Com ¦ Small Unitary Heat Pump (SEER 15) - Hot-Dry | SDG&E ¦ Hot-Dry | SDG&E | All | Electric | Unitary Air-Cooled-Split HP, 15 SEER | Efficient | 0 | Conventional | HVAC | Com - Warehouse | Com | ROB and NEW | 0 | 1000 sqft2 of floor space | Cap-Tons | 15 | DEER:HVAC_Split-Package_AC | -112 | -0.0254 | -2e-05 | SWHC014-03 | 1153.78 | 2021 | 0 | 1000 | 2021 | 0 | 0 | SWHC014-03 | Unitary Heat Pump (Small) - Hot-Dry ¦ SDG&E ¦ Hot-Dry | Unitary Heat Pump (Small) - Hot-Dry | 0.033426 | 1 | 0.20885 | CBSA 2014 | 8.3284 | 2032 | 0.5 | SWHC014-03
COM-HVAC-12.1 | Com ¦ Small Unitary Heat Pump (SEER 16) - Marine ¦ PG&E ¦ Marine | Com ¦ Small Unitary Heat Pump (SEER 16) - Marine | PG&E ¦ Marine | PG&E | All | Electric | Unitary Air-Cooled-Split HP, 16 SEER | Efficient | 0 | Conventional | HVAC | Com - College | Com | ROB and NEW | 0 | 1000 sqft2 of floor space | Cap-Tons | 15 | DEER:HVAC_Split-Package_AC | -274 | -0.06245 | 8.5e-05 | SWHC014-03 | 1257.56 | 2021 | 0 | 1000 | 2021 | 0 | 0 | SWHC014-03 | Unitary Heat Pump (Small) - Marine ¦ PG&E ¦ Marine | Unitary Heat Pump (Small) - Marine | 0.13195 | 1 | 0.010482 | CBSA 2014 | 9.3132 | 2032 | 0.5 | SWHC014-03
COM-HVAC-12.3 | Com ¦ Small Unitary Heat Pump (SEER 16) - Marine ¦ PG&E ¦ Marine | Com ¦ Small Unitary Heat Pump (SEER 16) - Marine | PG&E ¦ Marine | PG&E | All | Electric | Unitary Air-Cooled-Split HP, 16 SEER | Efficient | 0 | Conventional | HVAC | Com - Health | Com | ROB and NEW | 0 | 1000 sqft2 of floor space | Cap-Tons | 15 | DEER:HVAC_Split-Package_AC | -274 | -0.06245 | 8.5e-05 | SWHC014-03 | 1257.56 | 2021 | 0 | 1000 | 2021 | 0 | 0 | SWHC014-03 | Unitary Heat Pump (Small) - Marine ¦ PG&E ¦ Marine | Unitary Heat Pump (Small) - Marine | 0.19485 | 1 | 0.010482 | CBSA 2014 | 4.0609 | 2032 | 0.5 | SWHC014-03
COM-HVAC-12.4 | Com ¦ Small Unitary Heat Pump (SEER 16) - Marine ¦ PG&E ¦ Marine | Com ¦ Small Unitary Heat Pump (SEER 16) - Marine | PG&E ¦ Marine | PG&E | All | Electric | Unitary Air-Cooled-Split HP, 16 SEER | Efficient | 0 | Conventional | HVAC | Com - Lodging | Com | ROB and NEW | 0 | 1000 sqft2 of floor space | Cap-Tons | 15 | DEER:HVAC_Split-Package_AC | -274 | -0.06245 | 8.5e-05 | SWHC014-03 | 1257.56 | 2021 | 0 | 1000 | 2021 | 0 | 0 | SWHC014-03 | Unitary Heat Pump (Small) - Marine ¦ PG&E ¦ Marine | Unitary Heat Pump (Small) - Marine | 0.10386 | 1 | 0.010482 | CBSA 2014 | 15.0592 | 2032 | 0.5 | SWHC014-03
COM-HVAC-12.5 | Com ¦ Small Unitary Heat Pump (SEER 16) - Marine ¦ PG&E ¦ Marine | Com ¦ Small Unitary Heat Pump (SEER 16) - Marine | PG&E ¦ Marine | PG&E | All | Electric | Unitary Air-Cooled-Split HP, 16 SEER | Efficient | 0 | Conventional | HVAC | Com - Office (Large) | Com | ROB and NEW | 0 | 1000 sqft2 of floor space | Cap-Tons | 15 | DEER:HVAC_Split-Package_AC | -274 | -0.06245 | 8.5e-05 | SWHC014-03 | 1257.56 | 2021 | 0 | 1000 | 2021 | 0 | 0 | SWHC014-03 | Unitary Heat Pump (Small) - Marine ¦ PG&E ¦ Marine | Unitary Heat Pump (Small) - Marine | 0.13836 | 1 | 0.010482 | CBSA 2014 | 4.2903 | 2032 | 0.5 | SWHC014-03
COM-HVAC-12.6 | Com ¦ Small Unitary Heat Pump (SEER 16) - Marine ¦ PG&E ¦ Marine | Com ¦ Small Unitary Heat Pump (SEER 16) - Marine | PG&E ¦ Marine | PG&E | All | Electric | Unitary Air-Cooled-Split HP, 16 SEER | Efficient | 0 | Conventional | HVAC | Com - Office (Small) | Com | ROB and NEW | 0 | 1000 sqft2 of floor space | Cap-Tons | 15 | DEER:HVAC_Split-Package_AC | -274 | -0.06245 | 8.5e-05 | SWHC014-03 | 1257.56 | 2021 | 0 | 1000 | 2021 | 0 | 0 | SWHC014-03 | Unitary Heat Pump (Small) - Marine ¦ PG&E ¦ Marine | Unitary Heat Pump (Small) - Marine | 0.16182 | 1 | 0.010482 | CBSA 2014 | 7.1312 | 2032 | 0.5 | SWHC014-03
COM-HVAC-12.7 | Com ¦ Small Unitary Heat Pump (SEER 16) - Marine ¦ PG&E ¦ Marine | Com ¦ Small Unitary Heat Pump (SEER 16) - Marine | PG&E ¦ Marine | PG&E | All | Electric | Unitary Air-Cooled-Split HP, 16 SEER | Efficient | 0 | Conventional | HVAC | Com - Other | Com | ROB and NEW | 0 | 1000 sqft2 of floor space | Cap-Tons | 15 | DEER:HVAC_Split-Package_AC | -274 | -0.06245 | 8.5e-05 | SWHC014-03 | 1257.56 | 2021 | 0 | 1000 | 2021 | 0 | 0 | SWHC014-03 | Unitary Heat Pump (Small) - Marine ¦ PG&E ¦ Marine | Unitary Heat Pump (Small) - Marine | 0.076368 | 1 | 0.010482 | CBSA 2014 | 16.0652 | 2032 | 0.5 | SWHC014-03
COM-HVAC-12.9 | Com ¦ Small Unitary Heat Pump (SEER 16) - Marine ¦ PG&E ¦ Marine | Com ¦ Small Unitary Heat Pump (SEER 16) - Marine | PG&E ¦ Marine | PG&E | All | Electric | Unitary Air-Cooled-Split HP, 16 SEER | Efficient | 0 | Conventional | HVAC | Com - Restaurant | Com | ROB and NEW | 0 | 1000 sqft2 of floor space | Cap-Tons | 15 | DEER:HVAC_Split-Package_AC | -274 | -0.06245 | 8.5e-05 | SWHC014-03 | 1257.56 | 2021 | 0 | 1000 | 2021 | 0 | 0 | SWHC014-03 | Unitary Heat Pump (Small) - Marine ¦ PG&E ¦ Marine | Unitary Heat Pump (Small) - Marine | 0.23382 | 1 | 0.010482 | CBSA 2014 | 5.5851 | 2032 | 0.5 | SWHC014-03
COM-HVAC-12.10 | Com ¦ Small Unitary Heat Pump (SEER 16) - Marine ¦ PG&E ¦ Marine | Com ¦ Small Unitary Heat Pump (SEER 16) - Marine | PG&E ¦ Marine | PG&E | All | Electric | Unitary Air-Cooled-Split HP, 16 SEER | Efficient | 0 | Conventional | HVAC | Com - Retail | Com | ROB and NEW | 0 | 1000 sqft2 of floor space | Cap-Tons | 15 | DEER:HVAC_Split-Package_AC | -274 | -0.06245 | 8.5e-05 | SWHC014-03 | 1257.56 | 2021 | 0 | 1000 | 2021 | 0 | 0 | SWHC014-03 | Unitary Heat Pump (Small) - Marine ¦ PG&E ¦ Marine | Unitary Heat Pump (Small) - Marine | 0.097448 | 1 | 0.010482 | CBSA 2014 | 26.3759 | 2032 | 0.5 | SWHC014-03
COM-HVAC-12.11 | Com ¦ Small Unitary Heat Pump (SEER 16) - Marine ¦ PG&E ¦ Marine | Com ¦ Small Unitary Heat Pump (SEER 16) - Marine | PG&E ¦ Marine | PG&E | All | Electric | Unitary Air-Cooled-Split HP, 16 SEER | Efficient | 0 | Conventional | HVAC | Com - School | Com | ROB and NEW | 0 | 1000 sqft2 of floor space | Cap-Tons | 15 | DEER:HVAC_Split-Package_AC | -274 | -0.06245 | 8.5e-05 | SWHC014-03 | 1257.56 | 2021 | 0 | 1000 | 2021 | 0 | 0 | SWHC014-03 | Unitary Heat Pump (Small) - Marine ¦ PG&E ¦ Marine | Unitary Heat Pump (Small) - Marine | 0.14798 | 1 | 0.010482 | CBSA 2014 | 15.051 | 2032 | 0.5 | SWHC014-03
COM-HVAC-12.12 | Com ¦ Small Unitary Heat Pump (SEER 16) - Marine ¦ PG&E ¦ Marine | Com ¦ Small Unitary Heat Pump (SEER 16) - Marine | PG&E ¦ Marine | PG&E | All | Electric | Unitary Air-Cooled-Split HP, 16 SEER | Efficient | 0 | Conventional | HVAC | Com - Warehouse | Com | ROB and NEW | 0 | 1000 sqft2 of floor space | Cap-Tons | 15 | DEER:HVAC_Split-Package_AC | -274 | -0.06245 | 8.5e-05 | SWHC014-03 | 1257.56 | 2021 | 0 | 1000 | 2021 | 0 | 0 | SWHC014-03 | Unitary Heat Pump (Small) - Marine ¦ PG&E ¦ Marine | Unitary Heat Pump (Small) - Marine | 0.030327 | 1 | 0.010482 | CBSA 2014 | 20.3738 | 2032 | 0.5 | SWHC014-03
COM-HVAC-12.13 | Com ¦ Small Unitary Heat Pump (SEER 16) - Hot-Dry ¦ PG&E ¦ Hot-Dry | Com ¦ Small Unitary Heat Pump (SEER 16) - Hot-Dry | PG&E ¦ Hot-Dry | PG&E | All | Electric | Unitary Air-Cooled-Split HP, 16 SEER | Efficient | 0 | Conventional | HVAC | Com - College | Com | ROB and NEW | 0 | 1000 sqft2 of floor space | Cap-Tons | 15 | DEER:HVAC_Split-Package_AC | -360.5 | -0.108 | 2e-05 | SWHC014-03 | 1257.56 | 2021 | 0 | 1000 | 2021 | 0 | 0 | SWHC014-03 | Unitary Heat Pump (Small) - Hot-Dry ¦ PG&E ¦ Hot-Dry | Unitary Heat Pump (Small) - Hot-Dry | 0.13195 | 1 | 0.010482 | CBSA 2014 | 12.2534 | 2032 | 0.5 | SWHC014-03
COM-HVAC-12.15 | Com ¦ Small Unitary Heat Pump (SEER 16) - Hot-Dry ¦ PG&E ¦ Hot-Dry | Com ¦ Small Unitary Heat Pump (SEER 16) - Hot-Dry | PG&E ¦ Hot-Dry | PG&E | All | Electric | Unitary Air-Cooled-Split HP, 16 SEER | Efficient | 0 | Conventional | HVAC | Com - Health | Com | ROB and NEW | 0 | 1000 sqft2 of floor space | Cap-Tons | 15 | DEER:HVAC_Split-Package_AC | -360.5 | -0.108 | 2e-05 | SWHC014-03 | 1257.56 | 2021 | 0 | 1000 | 2021 | 0 | 0 | SWHC014-03 | Unitary Heat Pump (Small) - Hot-Dry ¦ PG&E ¦ Hot-Dry | Unitary Heat Pump (Small) - Hot-Dry | 0.19485 | 1 | 0.010482 | CBSA 2014 | 5.3431 | 2032 | 0.5 | SWHC014-03
COM-HVAC-12.16 | Com ¦ Small Unitary Heat Pump (SEER 16) - Hot-Dry ¦ PG&E ¦ Hot-Dry | Com ¦ Small Unitary Heat Pump (SEER 16) - Hot-Dry | PG&E ¦ Hot-Dry | PG&E | All | Electric | Unitary Air-Cooled-Split HP, 16 SEER | Efficient | 0 | Conventional | HVAC | Com - Lodging | Com | ROB and NEW | 0 | 1000 sqft2 of floor space | Cap-Tons | 15 | DEER:HVAC_Split-Package_AC | -360.5 | -0.108 | 2e-05 | SWHC014-03 | 1257.56 | 2021 | 0 | 1000 | 2021 | 0 | 0 | SWHC014-03 | Unitary Heat Pump (Small) - Hot-Dry ¦ PG&E ¦ Hot-Dry | Unitary Heat Pump (Small) - Hot-Dry | 0.10386 | 1 | 0.010482 | CBSA 2014 | 19.814 | 2032 | 0.5 | SWHC014-03
COM-HVAC-12.17 | Com ¦ Small Unitary Heat Pump (SEER 16) - Hot-Dry ¦ PG&E ¦ Hot-Dry | Com ¦ Small Unitary Heat Pump (SEER 16) - Hot-Dry | PG&E ¦ Hot-Dry | PG&E | All | Electric | Unitary Air-Cooled-Split HP, 16 SEER | Efficient | 0 | Conventional | HVAC | Com - Office (Large) | Com | ROB and NEW | 0 | 1000 sqft2 of floor space | Cap-Tons | 15 | DEER:HVAC_Split-Package_AC | -360.5 | -0.108 | 2e-05 | SWHC014-03 | 1257.56 | 2021 | 0 | 1000 | 2021 | 0 | 0 | SWHC014-03 | Unitary Heat Pump (Small) - Hot-Dry ¦ PG&E ¦ Hot-Dry | Unitary Heat Pump (Small) - Hot-Dry | 0.13836 | 1 | 0.010482 | CBSA 2014 | 5.6451 | 2032 | 0.5 | SWHC014-03
COM-HVAC-12.18 | Com ¦ Small Unitary Heat Pump (SEER 16) - Hot-Dry ¦ PG&E ¦ Hot-Dry | Com ¦ Small Unitary Heat Pump (SEER 16) - Hot-Dry | PG&E ¦ Hot-Dry | PG&E | All | Electric | Unitary Air-Cooled-Split HP, 16 SEER | Efficient | 0 | Conventional | HVAC | Com - Office (Small) | Com | ROB and NEW | 0 | 1000 sqft2 of floor space | Cap-Tons | 15 | DEER:HVAC_Split-Package_AC | -360.5 | -0.108 | 2e-05 | SWHC014-03 | 1257.56 | 2021 | 0 | 1000 | 2021 | 0 | 0 | SWHC014-03 | Unitary Heat Pump (Small) - Hot-Dry ¦ PG&E ¦ Hot-Dry | Unitary Heat Pump (Small) - Hot-Dry | 0.16182 | 1 | 0.010482 | CBSA 2014 | 9.3825 | 2032 | 0.5 | SWHC014-03
COM-HVAC-12.19 | Com ¦ Small Unitary Heat Pump (SEER 16) - Hot-Dry ¦ PG&E ¦ Hot-Dry | Com ¦ Small Unitary Heat Pump (SEER 16) - Hot-Dry | PG&E ¦ Hot-Dry | PG&E | All | Electric | Unitary Air-Cooled-Split HP, 16 SEER | Efficient | 0 | Conventional | HVAC | Com - Other | Com | ROB and NEW | 0 | 1000 sqft2 of floor space | Cap-Tons | 15 | DEER:HVAC_Split-Package_AC | -360.5 | -0.108 | 2e-05 | SWHC014-03 | 1257.56 | 2021 | 0 | 1000 | 2021 | 0 | 0 | SWHC014-03 | Unitary Heat Pump (Small) - Hot-Dry ¦ PG&E ¦ Hot-Dry | Unitary Heat Pump (Small) - Hot-Dry | 0.076368 | 1 | 0.010482 | CBSA 2014 | 21.1371 | 2032 | 0.5 | SWHC014-03
COM-HVAC-12.21 | Com ¦ Small Unitary Heat Pump (SEER 16) - Hot-Dry ¦ PG&E ¦ Hot-Dry | Com ¦ Small Unitary Heat Pump (SEER 16) - Hot-Dry | PG&E ¦ Hot-Dry | PG&E | All | Electric | Unitary Air-Cooled-Split HP, 16 SEER | Efficient | 0 | Conventional | HVAC | Com - Restaurant | Com | ROB and NEW | 0 | 1000 sqft2 of floor space | Cap-Tons | 15 | DEER:HVAC_Split-Package_AC | -360.5 | -0.108 | 2e-05 | SWHC014-03 | 1257.56 | 2021 | 0 | 1000 | 2021 | 0 | 0 | SWHC014-03 | Unitary Heat Pump (Small) - Hot-Dry ¦ PG&E ¦ Hot-Dry | Unitary Heat Pump (Small) - Hot-Dry | 0.23382 | 1 | 0.010482 | CBSA 2014 | 7.3483 | 2032 | 0.5 | SWHC014-03
COM-HVAC-12.22 | Com ¦ Small Unitary Heat Pump (SEER 16) - Hot-Dry ¦ PG&E ¦ Hot-Dry | Com ¦ Small Unitary Heat Pump (SEER 16) - Hot-Dry | PG&E ¦ Hot-Dry | PG&E | All | Electric | Unitary Air-Cooled-Split HP, 16 SEER | Efficient | 0 | Conventional | HVAC | Com - Retail | Com | ROB and NEW | 0 | 1000 sqft2 of floor space | Cap-Tons | 15 | DEER:HVAC_Split-Package_AC | -360.5 | -0.108 | 2e-05 | SWHC014-03 | 1257.56 | 2021 | 0 | 1000 | 2021 | 0 | 0 | SWHC014-03 | Unitary Heat Pump (Small) - Hot-Dry ¦ PG&E ¦ Hot-Dry | Unitary Heat Pump (Small) - Hot-Dry | 0.097448 | 1 | 0.010482 | CBSA 2014 | 34.7164 | 2032 | 0.5 | SWHC014-03
COM-HVAC-12.23 | Com ¦ Small Unitary Heat Pump (SEER 16) - Hot-Dry ¦ PG&E ¦ Hot-Dry | Com ¦ Small Unitary Heat Pump (SEER 16) - Hot-Dry | PG&E ¦ Hot-Dry | PG&E | All | Electric | Unitary Air-Cooled-Split HP, 16 SEER | Efficient | 0 | Conventional | HVAC | Com - School | Com | ROB and NEW | 0 | 1000 sqft2 of floor space | Cap-Tons | 15 | DEER:HVAC_Split-Package_AC | -360.5 | -0.108 | 2e-05 | SWHC014-03 | 1257.56 | 2021 | 0 | 1000 | 2021 | 0 | 0 | SWHC014-03 | Unitary Heat Pump (Small) - Hot-Dry ¦ PG&E ¦ Hot-Dry | Unitary Heat Pump (Small) - Hot-Dry | 0.14798 | 1 | 0.010482 | CBSA 2014 | 19.8025 | 2032 | 0.5 | SWHC014-03
COM-HVAC-12.24 | Com ¦ Small Unitary Heat Pump (SEER 16) - Hot-Dry ¦ PG&E ¦ Hot-Dry | Com ¦ Small Unitary Heat Pump (SEER 16) - Hot-Dry | PG&E ¦ Hot-Dry | PG&E | All | Electric | Unitary Air-Cooled-Split HP, 16 SEER | Efficient | 0 | Conventional | HVAC | Com - Warehouse | Com | ROB and NEW | 0 | 1000 sqft2 of floor space | Cap-Tons | 15 | DEER:HVAC_Split-Package_AC | -360.5 | -0.108 | 2e-05 | SWHC014-03 | 1257.56 | 2021 | 0 | 1000 | 2021 | 0 | 0 | SWHC014-03 | Unitary Heat Pump (Small) - Hot-Dry ¦ PG&E ¦ Hot-Dry | Unitary Heat Pump (Small) - Hot-Dry | 0.030327 | 1 | 0.010482 | CBSA 2014 | 26.8064 | 2032 | 0.5 | SWHC014-03
COM-HVAC-12.25 | Com ¦ Small Unitary Heat Pump (SEER 16) - Cold ¦ PG&E ¦ Cold | Com ¦ Small Unitary Heat Pump (SEER 16) - Cold | PG&E ¦ Cold | PG&E | All | Electric | Unitary Air-Cooled-Split HP, 16 SEER | Efficient | 0 | Conventional | HVAC | Com - College | Com | ROB and NEW | 0 | 1000 sqft2 of floor space | Cap-Tons | 15 | DEER:HVAC_Split-Package_AC | -423.5 | -0.0573 | -0.000225 | SWHC014-03 | 1257.56 | 2021 | 0 | 1000 | 2021 | 0 | 0 | SWHC014-03 | Unitary Heat Pump (Small) - Cold ¦ PG&E ¦ Cold | Unitary Heat Pump (Small) - Cold | 0.13195 | 1 | 0.010482 | CBSA 2014 | 14.3949 | 2032 | 0.5 | SWHC014-03
COM-HVAC-12.27 | Com ¦ Small Unitary Heat Pump (SEER 16) - Cold ¦ PG&E ¦ Cold | Com ¦ Small Unitary Heat Pump (SEER 16) - Cold | PG&E ¦ Cold | PG&E | All | Electric | Unitary Air-Cooled-Split HP, 16 SEER | Efficient | 0 | Conventional | HVAC | Com - Health | Com | ROB and NEW | 0 | 1000 sqft2 of floor space | Cap-Tons | 15 | DEER:HVAC_Split-Package_AC | -423.5 | -0.0573 | -0.000225 | SWHC014-03 | 1257.56 | 2021 | 0 | 1000 | 2021 | 0 | 0 | SWHC014-03 | Unitary Heat Pump (Small) - Cold ¦ PG&E ¦ Cold | Unitary Heat Pump (Small) - Cold | 0.19485 | 1 | 0.010482 | CBSA 2014 | 6.2775 | 2032 | 0.5 | SWHC014-03
COM-HVAC-12.28 | Com ¦ Small Unitary Heat Pump (SEER 16) - Cold ¦ PG&E ¦ Cold | Com ¦ Small Unitary Heat Pump (SEER 16) - Cold | PG&E ¦ Cold | PG&E | All | Electric | Unitary Air-Cooled-Split HP, 16 SEER | Efficient | 0 | Conventional | HVAC | Com - Lodging | Com | ROB and NEW | 0 | 1000 sqft2 of floor space | Cap-Tons | 15 | DEER:HVAC_Split-Package_AC | -423.5 | -0.0573 | -0.000225 | SWHC014-03 | 1257.56 | 2021 | 0 | 1000 | 2021 | 0 | 0 | SWHC014-03 | Unitary Heat Pump (Small) - Cold ¦ PG&E ¦ Cold | Unitary Heat Pump (Small) - Cold | 0.10386 | 1 | 0.010482 | CBSA 2014 | 23.2786 | 2032 | 0.5 | SWHC014-03
COM-HVAC-12.29 | Com ¦ Small Unitary Heat Pump (SEER 16) - Cold ¦ PG&E ¦ Cold | Com ¦ Small Unitary Heat Pump (SEER 16) - Cold | PG&E ¦ Cold | PG&E | All | Electric | Unitary Air-Cooled-Split HP, 16 SEER | Efficient | 0 | Conventional | HVAC | Com - Office (Large) | Com | ROB and NEW | 0 | 1000 sqft2 of floor space | Cap-Tons | 15 | DEER:HVAC_Split-Package_AC | -423.5 | -0.0573 | -0.000225 | SWHC014-03 | 1257.56 | 2021 | 0 | 1000 | 2021 | 0 | 0 | SWHC014-03 | Unitary Heat Pump (Small) - Cold ¦ PG&E ¦ Cold | Unitary Heat Pump (Small) - Cold | 0.13836 | 1 | 0.010482 | CBSA 2014 | 6.6325 | 2032 | 0.5 | SWHC014-03
COM-HVAC-12.30 | Com ¦ Small Unitary Heat Pump (SEER 16) - Cold ¦ PG&E ¦ Cold | Com ¦ Small Unitary Heat Pump (SEER 16) - Cold | PG&E ¦ Cold | PG&E | All | Electric | Unitary Air-Cooled-Split HP, 16 SEER | Efficient | 0 | Conventional | HVAC | Com - Office (Small) | Com | ROB and NEW | 0 | 1000 sqft2 of floor space | Cap-Tons | 15 | DEER:HVAC_Split-Package_AC | -423.5 | -0.0573 | -0.000225 | SWHC014-03 | 1257.56 | 2021 | 0 | 1000 | 2021 | 0 | 0 | SWHC014-03 | Unitary Heat Pump (Small) - Cold ¦ PG&E ¦ Cold | Unitary Heat Pump (Small) - Cold | 0.16182 | 1 | 0.010482 | CBSA 2014 | 11.0224 | 2032 | 0.5 | SWHC014-03
COM-HVAC-12.31 | Com ¦ Small Unitary Heat Pump (SEER 16) - Cold ¦ PG&E ¦ Cold | Com ¦ Small Unitary Heat Pump (SEER 16) - Cold | PG&E ¦ Cold | PG&E | All | Electric | Unitary Air-Cooled-Split HP, 16 SEER | Efficient | 0 | Conventional | HVAC | Com - Other | Com | ROB and NEW | 0 | 1000 sqft2 of floor space | Cap-Tons | 15 | DEER:HVAC_Split-Package_AC | -423.5 | -0.0573 | -0.000225 | SWHC014-03 | 1257.56 | 2021 | 0 | 1000 | 2021 | 0 | 0 | SWHC014-03 | Unitary Heat Pump (Small) - Cold ¦ PG&E ¦ Cold | Unitary Heat Pump (Small) - Cold | 0.076368 | 1 | 0.010482 | CBSA 2014 | 24.8316 | 2032 | 0.5 | SWHC014-03
COM-HVAC-12.33 | Com ¦ Small Unitary Heat Pump (SEER 16) - Cold ¦ PG&E ¦ Cold | Com ¦ Small Unitary Heat Pump (SEER 16) - Cold | PG&E ¦ Cold | PG&E | All | Electric | Unitary Air-Cooled-Split HP, 16 SEER | Efficient | 0 | Conventional | HVAC | Com - Restaurant | Com | ROB and NEW | 0 | 1000 sqft2 of floor space | Cap-Tons | 15 | DEER:HVAC_Split-Package_AC | -423.5 | -0.0573 | -0.000225 | SWHC014-03 | 1257.56 | 2021 | 0 | 1000 | 2021 | 0 | 0 | SWHC014-03 | Unitary Heat Pump (Small) - Cold ¦ PG&E ¦ Cold | Unitary Heat Pump (Small) - Cold | 0.23382 | 1 | 0.010482 | CBSA 2014 | 8.6325 | 2032 | 0.5 | SWHC014-03
COM-HVAC-12.34 | Com ¦ Small Unitary Heat Pump (SEER 16) - Cold ¦ PG&E ¦ Cold | Com ¦ Small Unitary Heat Pump (SEER 16) - Cold | PG&E ¦ Cold | PG&E | All | Electric | Unitary Air-Cooled-Split HP, 16 SEER | Efficient | 0 | Conventional | HVAC | Com - Retail | Com | ROB and NEW | 0 | 1000 sqft2 of floor space | Cap-Tons | 15 | DEER:HVAC_Split-Package_AC | -423.5 | -0.0573 | -0.000225 | SWHC014-03 | 1257.56 | 2021 | 0 | 1000 | 2021 | 0 | 0 | SWHC014-03 | Unitary Heat Pump (Small) - Cold ¦ PG&E ¦ Cold | Unitary Heat Pump (Small) - Cold | 0.097448 | 1 | 0.010482 | CBSA 2014 | 40.8207 | 2032 | 0.5 | SWHC014-03
COM-HVAC-12.35 | Com ¦ Small Unitary Heat Pump (SEER 16) - Cold ¦ PG&E ¦ Cold | Com ¦ Small Unitary Heat Pump (SEER 16) - Cold | PG&E ¦ Cold | PG&E | All | Electric | Unitary Air-Cooled-Split HP, 16 SEER | Efficient | 0 | Conventional | HVAC | Com - School | Com | ROB and NEW | 0 | 1000 sqft2 of floor space | Cap-Tons | 15 | DEER:HVAC_Split-Package_AC | -423.5 | -0.0573 | -0.000225 | SWHC014-03 | 1257.56 | 2021 | 0 | 1000 | 2021 | 0 | 0 | SWHC014-03 | Unitary Heat Pump (Small) - Cold ¦ PG&E ¦ Cold | Unitary Heat Pump (Small) - Cold | 0.14798 | 1 | 0.010482 | CBSA 2014 | 23.2634 | 2032 | 0.5 | SWHC014-03
COM-HVAC-12.36 | Com ¦ Small Unitary Heat Pump (SEER 16) - Cold ¦ PG&E ¦ Cold | Com ¦ Small Unitary Heat Pump (SEER 16) - Cold | PG&E ¦ Cold | PG&E | All | Electric | Unitary Air-Cooled-Split HP, 16 SEER | Efficient | 0 | Conventional | HVAC | Com - Warehouse | Com | ROB and NEW | 0 | 1000 sqft2 of floor space | Cap-Tons | 15 | DEER:HVAC_Split-Package_AC | -423.5 | -0.0573 | -0.000225 | SWHC014-03 | 1257.56 | 2021 | 0 | 1000 | 2021 | 0 | 0 | SWHC014-03 | Unitary Heat Pump (Small) - Cold ¦ PG&E ¦ Cold | Unitary Heat Pump (Small) - Cold | 0.030327 | 1 | 0.010482 | CBSA 2014 | 31.4929 | 2032 | 0.5 | SWHC014-03
COM-HVAC-12.37 | Com ¦ Small Unitary Heat Pump (SEER 16) - Marine ¦ SCE ¦ Marine | Com ¦ Small Unitary Heat Pump (SEER 16) - Marine | SCE ¦ Marine | SCE | All | Electric | Unitary Air-Cooled-Split HP, 16 SEER | Efficient | 0 | Conventional | HVAC | Com - College | Com | ROB and NEW | 0 | 1000 sqft2 of floor space | Cap-Tons | 15 | DEER:HVAC_Split-Package_AC | -304 | -0.0812 | -0.000115 | SWHC014-03 | 1257.56 | 2021 | 0 | 1000 | 2021 | 0 | 0 | SWHC014-03 | Unitary Heat Pump (Small) - Marine ¦ SCE ¦ Marine | Unitary Heat Pump (Small) - Marine | 0.14726 | 1 | 0.010482 | CBSA 2014 | 10.333 | 2032 | 0.5 | SWHC014-03
COM-HVAC-12.39 | Com ¦ Small Unitary Heat Pump (SEER 16) - Marine ¦ SCE ¦ Marine | Com ¦ Small Unitary Heat Pump (SEER 16) - Marine | SCE ¦ Marine | SCE | All | Electric | Unitary Air-Cooled-Split HP, 16 SEER | Efficient | 0 | Conventional | HVAC | Com - Health | Com | ROB and NEW | 0 | 1000 sqft2 of floor space | Cap-Tons | 15 | DEER:HVAC_Split-Package_AC | -304 | -0.0812 | -0.000115 | SWHC014-03 | 1257.56 | 2021 | 0 | 1000 | 2021 | 0 | 0 | SWHC014-03 | Unitary Heat Pump (Small) - Marine ¦ SCE ¦ Marine | Unitary Heat Pump (Small) - Marine | 0.20884 | 1 | 0.010482 | CBSA 2014 | 4.506 | 2032 | 0.5 | SWHC014-03
COM-HVAC-12.40 | Com ¦ Small Unitary Heat Pump (SEER 16) - Marine ¦ SCE ¦ Marine | Com ¦ Small Unitary Heat Pump (SEER 16) - Marine | SCE ¦ Marine | SCE | All | Electric | Unitary Air-Cooled-Split HP, 16 SEER | Efficient | 0 | Conventional | HVAC | Com - Lodging | Com | ROB and NEW | 0 | 1000 sqft2 of floor space | Cap-Tons | 15 | DEER:HVAC_Split-Package_AC | -304 | -0.0812 | -0.000115 | SWHC014-03 | 1257.56 | 2021 | 0 | 1000 | 2021 | 0 | 0 | SWHC014-03 | Unitary Heat Pump (Small) - Marine ¦ SCE ¦ Marine | Unitary Heat Pump (Small) - Marine | 0.11727 | 1 | 0.010482 | CBSA 2014 | 16.7097 | 2032 | 0.5 | SWHC014-03
COM-HVAC-12.41 | Com ¦ Small Unitary Heat Pump (SEER 16) - Marine ¦ SCE ¦ Marine | Com ¦ Small Unitary Heat Pump (SEER 16) - Marine | SCE ¦ Marine | SCE | All | Electric | Unitary Air-Cooled-Split HP, 16 SEER | Efficient | 0 | Conventional | HVAC | Com - Office (Large) | Com | ROB and NEW | 0 | 1000 sqft2 of floor space | Cap-Tons | 15 | DEER:HVAC_Split-Package_AC | -304 | -0.0812 | -0.000115 | SWHC014-03 | 1257.56 | 2021 | 0 | 1000 | 2021 | 0 | 0 | SWHC014-03 | Unitary Heat Pump (Small) - Marine ¦ SCE ¦ Marine | Unitary Heat Pump (Small) - Marine | 0.15546 | 1 | 0.010482 | CBSA 2014 | 4.7608 | 2032 | 0.5 | SWHC014-03
COM-HVAC-12.42 | Com ¦ Small Unitary Heat Pump (SEER 16) - Marine ¦ SCE ¦ Marine | Com ¦ Small Unitary Heat Pump (SEER 16) - Marine | SCE ¦ Marine | SCE | All | Electric | Unitary Air-Cooled-Split HP, 16 SEER | Efficient | 0 | Conventional | HVAC | Com - Office (Small) | Com | ROB and NEW | 0 | 1000 sqft2 of floor space | Cap-Tons | 15 | DEER:HVAC_Split-Package_AC | -304 | -0.0812 | -0.000115 | SWHC014-03 | 1257.56 | 2021 | 0 | 1000 | 2021 | 0 | 0 | SWHC014-03 | Unitary Heat Pump (Small) - Marine ¦ SCE ¦ Marine | Unitary Heat Pump (Small) - Marine | 0.17638 | 1 | 0.010482 | CBSA 2014 | 7.9122 | 2032 | 0.5 | SWHC014-03
COM-HVAC-12.43 | Com ¦ Small Unitary Heat Pump (SEER 16) - Marine ¦ SCE ¦ Marine | Com ¦ Small Unitary Heat Pump (SEER 16) - Marine | SCE ¦ Marine | SCE | All | Electric | Unitary Air-Cooled-Split HP, 16 SEER | Efficient | 0 | Conventional | HVAC | Com - Other | Com | ROB and NEW | 0 | 1000 sqft2 of floor space | Cap-Tons | 15 | DEER:HVAC_Split-Package_AC | -304 | -0.0812 | -0.000115 | SWHC014-03 | 1257.56 | 2021 | 0 | 1000 | 2021 | 0 | 0 | SWHC014-03 | Unitary Heat Pump (Small) - Marine ¦ SCE ¦ Marine | Unitary Heat Pump (Small) - Marine | 0.08421 | 1 | 0.010482 | CBSA 2014 | 17.8247 | 2032 | 0.5 | SWHC014-03
COM-HVAC-12.45 | Com ¦ Small Unitary Heat Pump (SEER 16) - Marine ¦ SCE ¦ Marine | Com ¦ Small Unitary Heat Pump (SEER 16) - Marine | SCE ¦ Marine | SCE | All | Electric | Unitary Air-Cooled-Split HP, 16 SEER | Efficient | 0 | Conventional | HVAC | Com - Restaurant | Com | ROB and NEW | 0 | 1000 sqft2 of floor space | Cap-Tons | 15 | DEER:HVAC_Split-Package_AC | -304 | -0.0812 | -0.000115 | SWHC014-03 | 1257.56 | 2021 | 0 | 1000 | 2021 | 0 | 0 | SWHC014-03 | Unitary Heat Pump (Small) - Marine ¦ SCE ¦ Marine | Unitary Heat Pump (Small) - Marine | 0.25738 | 1 | 0.010482 | CBSA 2014 | 6.1966 | 2032 | 0.5 | SWHC014-03
COM-HVAC-12.46 | Com ¦ Small Unitary Heat Pump (SEER 16) - Marine ¦ SCE ¦ Marine | Com ¦ Small Unitary Heat Pump (SEER 16) - Marine | SCE ¦ Marine | SCE | All | Electric | Unitary Air-Cooled-Split HP, 16 SEER | Efficient | 0 | Conventional | HVAC | Com - Retail | Com | ROB and NEW | 0 | 1000 sqft2 of floor space | Cap-Tons | 15 | DEER:HVAC_Split-Package_AC | -304 | -0.0812 | -0.000115 | SWHC014-03 | 1257.56 | 2021 | 0 | 1000 | 2021 | 0 | 0 | SWHC014-03 | Unitary Heat Pump (Small) - Marine ¦ SCE ¦ Marine | Unitary Heat Pump (Small) - Marine | 0.10889 | 1 | 0.010482 | CBSA 2014 | 29.2952 | 2032 | 0.5 | SWHC014-03
COM-HVAC-12.47 | Com ¦ Small Unitary Heat Pump (SEER 16) - Marine ¦ SCE ¦ Marine | Com ¦ Small Unitary Heat Pump (SEER 16) - Marine | SCE ¦ Marine | SCE | All | Electric | Unitary Air-Cooled-Split HP, 16 SEER | Efficient | 0 | Conventional | HVAC | Com - School | Com | ROB and NEW | 0 | 1000 sqft2 of floor space | Cap-Tons | 15 | DEER:HVAC_Split-Package_AC | -304 | -0.0812 | -0.000115 | SWHC014-03 | 1257.56 | 2021 | 0 | 1000 | 2021 | 0 | 0 | SWHC014-03 | Unitary Heat Pump (Small) - Marine ¦ SCE ¦ Marine | Unitary Heat Pump (Small) - Marine | 0.17732 | 1 | 0.010482 | CBSA 2014 | 16.699 | 2032 | 0.5 | SWHC014-03
COM-HVAC-12.48 | Com ¦ Small Unitary Heat Pump (SEER 16) - Marine ¦ SCE ¦ Marine | Com ¦ Small Unitary Heat Pump (SEER 16) - Marine | SCE ¦ Marine | SCE | All | Electric | Unitary Air-Cooled-Split HP, 16 SEER | Efficient | 0 | Conventional | HVAC | Com - Warehouse | Com | ROB and NEW | 0 | 1000 sqft2 of floor space | Cap-Tons | 15 | DEER:HVAC_Split-Package_AC | -304 | -0.0812 | -0.000115 | SWHC014-03 | 1257.56 | 2021 | 0 | 1000 | 2021 | 0 | 0 | SWHC014-03 | Unitary Heat Pump (Small) - Marine ¦ SCE ¦ Marine | Unitary Heat Pump (Small) - Marine | 0.033351 | 1 | 0.010482 | CBSA 2014 | 22.6061 | 2032 | 0.5 | SWHC014-03
COM-HVAC-12.49 | Com ¦ Small Unitary Heat Pump (SEER 16) - Hot-Dry ¦ SCE ¦ Hot-Dry | Com ¦ Small Unitary Heat Pump (SEER 16) - Hot-Dry | SCE ¦ Hot-Dry | SCE | All | Electric | Unitary Air-Cooled-Split HP, 16 SEER | Efficient | 0 | Conventional | HVAC | Com - College | Com | ROB and NEW | 0 | 1000 sqft2 of floor space | Cap-Tons | 15 | DEER:HVAC_Split-Package_AC | -340 | -0.103 | 0 | SWHC014-03 | 1257.56 | 2021 | 0 | 1000 | 2021 | 0 | 0 | SWHC014-03 | Unitary Heat Pump (Small) - Hot-Dry ¦ SCE ¦ Hot-Dry | Unitary Heat Pump (Small) - Hot-Dry | 0.14726 | 1 | 0.010482 | CBSA 2014 | 11.5566 | 2032 | 0.5 | SWHC014-03
COM-HVAC-12.51 | Com ¦ Small Unitary Heat Pump (SEER 16) - Hot-Dry ¦ SCE ¦ Hot-Dry | Com ¦ Small Unitary Heat Pump (SEER 16) - Hot-Dry | SCE ¦ Hot-Dry | SCE | All | Electric | Unitary Air-Cooled-Split HP, 16 SEER | Efficient | 0 | Conventional | HVAC | Com - Health | Com | ROB and NEW | 0 | 1000 sqft2 of floor space | Cap-Tons | 15 | DEER:HVAC_Split-Package_AC | -340 | -0.103 | 0 | SWHC014-03 | 1257.56 | 2021 | 0 | 1000 | 2021 | 0 | 0 | SWHC014-03 | Unitary Heat Pump (Small) - Hot-Dry ¦ SCE ¦ Hot-Dry | Unitary Heat Pump (Small) - Hot-Dry | 0.20884 | 1 | 0.010482 | CBSA 2014 | 5.0393 | 2032 | 0.5 | SWHC014-03
COM-HVAC-12.52 | Com ¦ Small Unitary Heat Pump (SEER 16) - Hot-Dry ¦ SCE ¦ Hot-Dry | Com ¦ Small Unitary Heat Pump (SEER 16) - Hot-Dry | SCE ¦ Hot-Dry | SCE | All | Electric | Unitary Air-Cooled-Split HP, 16 SEER | Efficient | 0 | Conventional | HVAC | Com - Lodging | Com | ROB and NEW | 0 | 1000 sqft2 of floor space | Cap-Tons | 15 | DEER:HVAC_Split-Package_AC | -340 | -0.103 | 0 | SWHC014-03 | 1257.56 | 2021 | 0 | 1000 | 2021 | 0 | 0 | SWHC014-03 | Unitary Heat Pump (Small) - Hot-Dry ¦ SCE ¦ Hot-Dry | Unitary Heat Pump (Small) - Hot-Dry | 0.11727 | 1 | 0.010482 | CBSA 2014 | 18.6875 | 2032 | 0.5 | SWHC014-03
COM-HVAC-12.53 | Com ¦ Small Unitary Heat Pump (SEER 16) - Hot-Dry ¦ SCE ¦ Hot-Dry | Com ¦ Small Unitary Heat Pump (SEER 16) - Hot-Dry | SCE ¦ Hot-Dry | SCE | All | Electric | Unitary Air-Cooled-Split HP, 16 SEER | Efficient | 0 | Conventional | HVAC | Com - Office (Large) | Com | ROB and NEW | 0 | 1000 sqft2 of floor space | Cap-Tons | 15 | DEER:HVAC_Split-Package_AC | -340 | -0.103 | 0 | SWHC014-03 | 1257.56 | 2021 | 0 | 1000 | 2021 | 0 | 0 | SWHC014-03 | Unitary Heat Pump (Small) - Hot-Dry ¦ SCE ¦ Hot-Dry | Unitary Heat Pump (Small) - Hot-Dry | 0.15546 | 1 | 0.010482 | CBSA 2014 | 5.3241 | 2032 | 0.5 | SWHC014-03
COM-HVAC-12.54 | Com ¦ Small Unitary Heat Pump (SEER 16) - Hot-Dry ¦ SCE ¦ Hot-Dry | Com ¦ Small Unitary Heat Pump (SEER 16) - Hot-Dry | SCE ¦ Hot-Dry | SCE | All | Electric | Unitary Air-Cooled-Split HP, 16 SEER | Efficient | 0 | Conventional | HVAC | Com - Office (Small) | Com | ROB and NEW | 0 | 1000 sqft2 of floor space | Cap-Tons | 15 | DEER:HVAC_Split-Package_AC | -340 | -0.103 | 0 | SWHC014-03 | 1257.56 | 2021 | 0 | 1000 | 2021 | 0 | 0 | SWHC014-03 | Unitary Heat Pump (Small) - Hot-Dry ¦ SCE ¦ Hot-Dry | Unitary Heat Pump (Small) - Hot-Dry | 0.17638 | 1 | 0.010482 | CBSA 2014 | 8.849 | 2032 | 0.5 | SWHC014-03
COM-HVAC-12.55 | Com ¦ Small Unitary Heat Pump (SEER 16) - Hot-Dry ¦ SCE ¦ Hot-Dry | Com ¦ Small Unitary Heat Pump (SEER 16) - Hot-Dry | SCE ¦ Hot-Dry | SCE | All | Electric | Unitary Air-Cooled-Split HP, 16 SEER | Efficient | 0 | Conventional | HVAC | Com - Other | Com | ROB and NEW | 0 | 1000 sqft2 of floor space | Cap-Tons | 15 | DEER:HVAC_Split-Package_AC | -340 | -0.103 | 0 | SWHC014-03 | 1257.56 | 2021 | 0 | 1000 | 2021 | 0 | 0 | SWHC014-03 | Unitary Heat Pump (Small) - Hot-Dry ¦ SCE ¦ Hot-Dry | Unitary Heat Pump (Small) - Hot-Dry | 0.08421 | 1 | 0.010482 | CBSA 2014 | 19.9352 | 2032 | 0.5 | SWHC014-03
COM-HVAC-12.57 | Com ¦ Small Unitary Heat Pump (SEER 16) - Hot-Dry ¦ SCE ¦ Hot-Dry | Com ¦ Small Unitary Heat Pump (SEER 16) - Hot-Dry | SCE ¦ Hot-Dry | SCE | All | Electric | Unitary Air-Cooled-Split HP, 16 SEER | Efficient | 0 | Conventional | HVAC | Com - Restaurant | Com | ROB and NEW | 0 | 1000 sqft2 of floor space | Cap-Tons | 15 | DEER:HVAC_Split-Package_AC | -340 | -0.103 | 0 | SWHC014-03 | 1257.56 | 2021 | 0 | 1000 | 2021 | 0 | 0 | SWHC014-03 | Unitary Heat Pump (Small) - Hot-Dry ¦ SCE ¦ Hot-Dry | Unitary Heat Pump (Small) - Hot-Dry | 0.25738 | 1 | 0.010482 | CBSA 2014 | 6.9304 | 2032 | 0.5 | SWHC014-03
COM-HVAC-12.58 | Com ¦ Small Unitary Heat Pump (SEER 16) - Hot-Dry ¦ SCE ¦ Hot-Dry | Com ¦ Small Unitary Heat Pump (SEER 16) - Hot-Dry | SCE ¦ Hot-Dry | SCE | All | Electric | Unitary Air-Cooled-Split HP, 16 SEER | Efficient | 0 | Conventional | HVAC | Com - Retail | Com | ROB and NEW | 0 | 1000 sqft2 of floor space | Cap-Tons | 15 | DEER:HVAC_Split-Package_AC | -340 | -0.103 | 0 | SWHC014-03 | 1257.56 | 2021 | 0 | 1000 | 2021 | 0 | 0 | SWHC014-03 | Unitary Heat Pump (Small) - Hot-Dry ¦ SCE ¦ Hot-Dry | Unitary Heat Pump (Small) - Hot-Dry | 0.10889 | 1 | 0.010482 | CBSA 2014 | 32.7451 | 2032 | 0.5 | SWHC014-03
COM-HVAC-12.59 | Com ¦ Small Unitary Heat Pump (SEER 16) - Hot-Dry ¦ SCE ¦ Hot-Dry | Com ¦ Small Unitary Heat Pump (SEER 16) - Hot-Dry | SCE ¦ Hot-Dry | SCE | All | Electric | Unitary Air-Cooled-Split HP, 16 SEER | Efficient | 0 | Conventional | HVAC | Com - School | Com | ROB and NEW | 0 | 1000 sqft2 of floor space | Cap-Tons | 15 | DEER:HVAC_Split-Package_AC | -340 | -0.103 | 0 | SWHC014-03 | 1257.56 | 2021 | 0 | 1000 | 2021 | 0 | 0 | SWHC014-03 | Unitary Heat Pump (Small) - Hot-Dry ¦ SCE ¦ Hot-Dry | Unitary Heat Pump (Small) - Hot-Dry | 0.17732 | 1 | 0.010482 | CBSA 2014 | 18.6765 | 2032 | 0.5 | SWHC014-03
COM-HVAC-12.60 | Com ¦ Small Unitary Heat Pump (SEER 16) - Hot-Dry ¦ SCE ¦ Hot-Dry | Com ¦ Small Unitary Heat Pump (SEER 16) - Hot-Dry | SCE ¦ Hot-Dry | SCE | All | Electric | Unitary Air-Cooled-Split HP, 16 SEER | Efficient | 0 | Conventional | HVAC | Com - Warehouse | Com | ROB and NEW | 0 | 1000 sqft2 of floor space | Cap-Tons | 15 | DEER:HVAC_Split-Package_AC | -340 | -0.103 | 0 | SWHC014-03 | 1257.56 | 2021 | 0 | 1000 | 2021 | 0 | 0 | SWHC014-03 | Unitary Heat Pump (Small) - Hot-Dry ¦ SCE ¦ Hot-Dry | Unitary Heat Pump (Small) - Hot-Dry | 0.033351 | 1 | 0.010482 | CBSA 2014 | 25.2821 | 2032 | 0.5 | SWHC014-03
COM-HVAC-12.61 | Com ¦ Small Unitary Heat Pump (SEER 16) - Cold ¦ SCE ¦ Cold | Com ¦ Small Unitary Heat Pump (SEER 16) - Cold | SCE ¦ Cold | SCE | All | Electric | Unitary Air-Cooled-Split HP, 16 SEER | Efficient | 0 | Conventional | HVAC | Com - College | Com | ROB and NEW | 0 | 1000 sqft2 of floor space | Cap-Tons | 15 | DEER:HVAC_Split-Package_AC | -423.5 | -0.0573 | -0.000225 | SWHC014-03 | 1257.56 | 2021 | 0 | 1000 | 2021 | 0 | 0 | SWHC014-03 | Unitary Heat Pump (Small) - Cold ¦ SCE ¦ Cold | Unitary Heat Pump (Small) - Cold | 0.14726 | 1 | 0.010482 | CBSA 2014 | 14.3949 | 2032 | 0.5 | SWHC014-03
COM-HVAC-12.63 | Com ¦ Small Unitary Heat Pump (SEER 16) - Cold ¦ SCE ¦ Cold | Com ¦ Small Unitary Heat Pump (SEER 16) - Cold | SCE ¦ Cold | SCE | All | Electric | Unitary Air-Cooled-Split HP, 16 SEER | Efficient | 0 | Conventional | HVAC | Com - Health | Com | ROB and NEW | 0 | 1000 sqft2 of floor space | Cap-Tons | 15 | DEER:HVAC_Split-Package_AC | -423.5 | -0.0573 | -0.000225 | SWHC014-03 | 1257.56 | 2021 | 0 | 1000 | 2021 | 0 | 0 | SWHC014-03 | Unitary Heat Pump (Small) - Cold ¦ SCE ¦ Cold | Unitary Heat Pump (Small) - Cold | 0.20884 | 1 | 0.010482 | CBSA 2014 | 6.2775 | 2032 | 0.5 | SWHC014-03
COM-HVAC-12.64 | Com ¦ Small Unitary Heat Pump (SEER 16) - Cold ¦ SCE ¦ Cold | Com ¦ Small Unitary Heat Pump (SEER 16) - Cold | SCE ¦ Cold | SCE | All | Electric | Unitary Air-Cooled-Split HP, 16 SEER | Efficient | 0 | Conventional | HVAC | Com - Lodging | Com | ROB and NEW | 0 | 1000 sqft2 of floor space | Cap-Tons | 15 | DEER:HVAC_Split-Package_AC | -423.5 | -0.0573 | -0.000225 | SWHC014-03 | 1257.56 | 2021 | 0 | 1000 | 2021 | 0 | 0 | SWHC014-03 | Unitary Heat Pump (Small) - Cold ¦ SCE ¦ Cold | Unitary Heat Pump (Small) - Cold | 0.11727 | 1 | 0.010482 | CBSA 2014 | 23.2786 | 2032 | 0.5 | SWHC014-03
COM-HVAC-12.65 | Com ¦ Small Unitary Heat Pump (SEER 16) - Cold ¦ SCE ¦ Cold | Com ¦ Small Unitary Heat Pump (SEER 16) - Cold | SCE ¦ Cold | SCE | All | Electric | Unitary Air-Cooled-Split HP, 16 SEER | Efficient | 0 | Conventional | HVAC | Com - Office (Large) | Com | ROB and NEW | 0 | 1000 sqft2 of floor space | Cap-Tons | 15 | DEER:HVAC_Split-Package_AC | -423.5 | -0.0573 | -0.000225 | SWHC014-03 | 1257.56 | 2021 | 0 | 1000 | 2021 | 0 | 0 | SWHC014-03 | Unitary Heat Pump (Small) - Cold ¦ SCE ¦ Cold | Unitary Heat Pump (Small) - Cold | 0.15546 | 1 | 0.010482 | CBSA 2014 | 6.6325 | 2032 | 0.5 | SWHC014-03
COM-HVAC-12.66 | Com ¦ Small Unitary Heat Pump (SEER 16) - Cold ¦ SCE ¦ Cold | Com ¦ Small Unitary Heat Pump (SEER 16) - Cold | SCE ¦ Cold | SCE | All | Electric | Unitary Air-Cooled-Split HP, 16 SEER | Efficient | 0 | Conventional | HVAC | Com - Office (Small) | Com | ROB and NEW | 0 | 1000 sqft2 of floor space | Cap-Tons | 15 | DEER:HVAC_Split-Package_AC | -423.5 | -0.0573 | -0.000225 | SWHC014-03 | 1257.56 | 2021 | 0 | 1000 | 2021 | 0 | 0 | SWHC014-03 | Unitary Heat Pump (Small) - Cold ¦ SCE ¦ Cold | Unitary Heat Pump (Small) - Cold | 0.17638 | 1 | 0.010482 | CBSA 2014 | 11.0224 | 2032 | 0.5 | SWHC014-03
COM-HVAC-12.67 | Com ¦ Small Unitary Heat Pump (SEER 16) - Cold ¦ SCE ¦ Cold | Com ¦ Small Unitary Heat Pump (SEER 16) - Cold | SCE ¦ Cold | SCE | All | Electric | Unitary Air-Cooled-Split HP, 16 SEER | Efficient | 0 | Conventional | HVAC | Com - Other | Com | ROB and NEW | 0 | 1000 sqft2 of floor space | Cap-Tons | 15 | DEER:HVAC_Split-Package_AC | -423.5 | -0.0573 | -0.000225 | SWHC014-03 | 1257.56 | 2021 | 0 | 1000 | 2021 | 0 | 0 | SWHC014-03 | Unitary Heat Pump (Small) - Cold ¦ SCE ¦ Cold | Unitary Heat Pump (Small) - Cold | 0.08421 | 1 | 0.010482 | CBSA 2014 | 24.8316 | 2032 | 0.5 | SWHC014-03
COM-HVAC-12.69 | Com ¦ Small Unitary Heat Pump (SEER 16) - Cold ¦ SCE ¦ Cold | Com ¦ Small Unitary Heat Pump (SEER 16) - Cold | SCE ¦ Cold | SCE | All | Electric | Unitary Air-Cooled-Split HP, 16 SEER | Efficient | 0 | Conventional | HVAC | Com - Restaurant | Com | ROB and NEW | 0 | 1000 sqft2 of floor space | Cap-Tons | 15 | DEER:HVAC_Split-Package_AC | -423.5 | -0.0573 | -0.000225 | SWHC014-03 | 1257.56 | 2021 | 0 | 1000 | 2021 | 0 | 0 | SWHC014-03 | Unitary Heat Pump (Small) - Cold ¦ SCE ¦ Cold | Unitary Heat Pump (Small) - Cold | 0.25738 | 1 | 0.010482 | CBSA 2014 | 8.6325 | 2032 | 0.5 | SWHC014-03
COM-HVAC-12.70 | Com ¦ Small Unitary Heat Pump (SEER 16) - Cold ¦ SCE ¦ Cold | Com ¦ Small Unitary Heat Pump (SEER 16) - Cold | SCE ¦ Cold | SCE | All | Electric | Unitary Air-Cooled-Split HP, 16 SEER | Efficient | 0 | Conventional | HVAC | Com - Retail | Com | ROB and NEW | 0 | 1000 sqft2 of floor space | Cap-Tons | 15 | DEER:HVAC_Split-Package_AC | -423.5 | -0.0573 | -0.000225 | SWHC014-03 | 1257.56 | 2021 | 0 | 1000 | 2021 | 0 | 0 | SWHC014-03 | Unitary Heat Pump (Small) - Cold ¦ SCE ¦ Cold | Unitary Heat Pump (Small) - Cold | 0.10889 | 1 | 0.010482 | CBSA 2014 | 40.8207 | 2032 | 0.5 | SWHC014-03
COM-HVAC-12.71 | Com ¦ Small Unitary Heat Pump (SEER 16) - Cold ¦ SCE ¦ Cold | Com ¦ Small Unitary Heat Pump (SEER 16) - Cold | SCE ¦ Cold | SCE | All | Electric | Unitary Air-Cooled-Split HP, 16 SEER | Efficient | 0 | Conventional | HVAC | Com - School | Com | ROB and NEW | 0 | 1000 sqft2 of floor space | Cap-Tons | 15 | DEER:HVAC_Split-Package_AC | -423.5 | -0.0573 | -0.000225 | SWHC014-03 | 1257.56 | 2021 | 0 | 1000 | 2021 | 0 | 0 | SWHC014-03 | Unitary Heat Pump (Small) - Cold ¦ SCE ¦ Cold | Unitary Heat Pump (Small) - Cold | 0.17732 | 1 | 0.010482 | CBSA 2014 | 23.2634 | 2032 | 0.5 | SWHC014-03
COM-HVAC-12.72 | Com ¦ Small Unitary Heat Pump (SEER 16) - Cold ¦ SCE ¦ Cold | Com ¦ Small Unitary Heat Pump (SEER 16) - Cold | SCE ¦ Cold | SCE | All | Electric | Unitary Air-Cooled-Split HP, 16 SEER | Efficient | 0 | Conventional | HVAC | Com - Warehouse | Com | ROB and NEW | 0 | 1000 sqft2 of floor space | Cap-Tons | 15 | DEER:HVAC_Split-Package_AC | -423.5 | -0.0573 | -0.000225 | SWHC014-03 | 1257.56 | 2021 | 0 | 1000 | 2021 | 0 | 0 | SWHC014-03 | Unitary Heat Pump (Small) - Cold ¦ SCE ¦ Cold | Unitary Heat Pump (Small) - Cold | 0.033351 | 1 | 0.010482 | CBSA 2014 | 31.4929 | 2032 | 0.5 | SWHC014-03
COM-HVAC-12.73 | Com ¦ Small Unitary Heat Pump (SEER 16) - Marine ¦ SDG&E ¦ Marine | Com ¦ Small Unitary Heat Pump (SEER 16) - Marine | SDG&E ¦ Marine | SDG&E | All | Electric | Unitary Air-Cooled-Split HP, 16 SEER | Efficient | 0 | Conventional | HVAC | Com - College | Com | ROB and NEW | 0 | 1000 sqft2 of floor space | Cap-Tons | 15 | DEER:HVAC_Split-Package_AC | -304 | -0.0812 | -0.000115 | SWHC014-03 | 1257.56 | 2021 | 0 | 1000 | 2021 | 0 | 0 | SWHC014-03 | Unitary Heat Pump (Small) - Marine ¦ SDG&E ¦ Marine | Unitary Heat Pump (Small) - Marine | 0.1443 | 1 | 0.010482 | CBSA 2014 | 10.333 | 2032 | 0.5 | SWHC014-03
COM-HVAC-12.75 | Com ¦ Small Unitary Heat Pump (SEER 16) - Marine ¦ SDG&E ¦ Marine | Com ¦ Small Unitary Heat Pump (SEER 16) - Marine | SDG&E ¦ Marine | SDG&E | All | Electric | Unitary Air-Cooled-Split HP, 16 SEER | Efficient | 0 | Conventional | HVAC | Com - Health | Com | ROB and NEW | 0 | 1000 sqft2 of floor space | Cap-Tons | 15 | DEER:HVAC_Split-Package_AC | -304 | -0.0812 | -0.000115 | SWHC014-03 | 1257.56 | 2021 | 0 | 1000 | 2021 | 0 | 0 | SWHC014-03 | Unitary Heat Pump (Small) - Marine ¦ SDG&E ¦ Marine | Unitary Heat Pump (Small) - Marine | 0.20767 | 1 | 0.010482 | CBSA 2014 | 4.506 | 2032 | 0.5 | SWHC014-03
COM-HVAC-12.76 | Com ¦ Small Unitary Heat Pump (SEER 16) - Marine ¦ SDG&E ¦ Marine | Com ¦ Small Unitary Heat Pump (SEER 16) - Marine | SDG&E ¦ Marine | SDG&E | All | Electric | Unitary Air-Cooled-Split HP, 16 SEER | Efficient | 0 | Conventional | HVAC | Com - Lodging | Com | ROB and NEW | 0 | 1000 sqft2 of floor space | Cap-Tons | 15 | DEER:HVAC_Split-Package_AC | -304 | -0.0812 | -0.000115 | SWHC014-03 | 1257.56 | 2021 | 0 | 1000 | 2021 | 0 | 0 | SWHC014-03 | Unitary Heat Pump (Small) - Marine ¦ SDG&E ¦ Marine | Unitary Heat Pump (Small) - Marine | 0.11619 | 1 | 0.010482 | CBSA 2014 | 16.7097 | 2032 | 0.5 | SWHC014-03
COM-HVAC-12.77 | Com ¦ Small Unitary Heat Pump (SEER 16) - Marine ¦ SDG&E ¦ Marine | Com ¦ Small Unitary Heat Pump (SEER 16) - Marine | SDG&E ¦ Marine | SDG&E | All | Electric | Unitary Air-Cooled-Split HP, 16 SEER | Efficient | 0 | Conventional | HVAC | Com - Office (Large) | Com | ROB and NEW | 0 | 1000 sqft2 of floor space | Cap-Tons | 15 | DEER:HVAC_Split-Package_AC | -304 | -0.0812 | -0.000115 | SWHC014-03 | 1257.56 | 2021 | 0 | 1000 | 2021 | 0 | 0 | SWHC014-03 | Unitary Heat Pump (Small) - Marine ¦ SDG&E ¦ Marine | Unitary Heat Pump (Small) - Marine | 0.1517 | 1 | 0.010482 | CBSA 2014 | 4.7608 | 2032 | 0.5 | SWHC014-03
COM-HVAC-12.78 | Com ¦ Small Unitary Heat Pump (SEER 16) - Marine ¦ SDG&E ¦ Marine | Com ¦ Small Unitary Heat Pump (SEER 16) - Marine | SDG&E ¦ Marine | SDG&E | All | Electric | Unitary Air-Cooled-Split HP, 16 SEER | Efficient | 0 | Conventional | HVAC | Com - Office (Small) | Com | ROB and NEW | 0 | 1000 sqft2 of floor space | Cap-Tons | 15 | DEER:HVAC_Split-Package_AC | -304 | -0.0812 | -0.000115 | SWHC014-03 | 1257.56 | 2021 | 0 | 1000 | 2021 | 0 | 0 | SWHC014-03 | Unitary Heat Pump (Small) - Marine ¦ SDG&E ¦ Marine | Unitary Heat Pump (Small) - Marine | 0.1842 | 1 | 0.010482 | CBSA 2014 | 7.9122 | 2032 | 0.5 | SWHC014-03
COM-HVAC-12.79 | Com ¦ Small Unitary Heat Pump (SEER 16) - Marine ¦ SDG&E ¦ Marine | Com ¦ Small Unitary Heat Pump (SEER 16) - Marine | SDG&E ¦ Marine | SDG&E | All | Electric | Unitary Air-Cooled-Split HP, 16 SEER | Efficient | 0 | Conventional | HVAC | Com - Other | Com | ROB and NEW | 0 | 1000 sqft2 of floor space | Cap-Tons | 15 | DEER:HVAC_Split-Package_AC | -304 | -0.0812 | -0.000115 | SWHC014-03 | 1257.56 | 2021 | 0 | 1000 | 2021 | 0 | 0 | SWHC014-03 | Unitary Heat Pump (Small) - Marine ¦ SDG&E ¦ Marine | Unitary Heat Pump (Small) - Marine | 0.082771 | 1 | 0.010482 | CBSA 2014 | 17.8247 | 2032 | 0.5 | SWHC014-03
COM-HVAC-12.81 | Com ¦ Small Unitary Heat Pump (SEER 16) - Marine ¦ SDG&E ¦ Marine | Com ¦ Small Unitary Heat Pump (SEER 16) - Marine | SDG&E ¦ Marine | SDG&E | All | Electric | Unitary Air-Cooled-Split HP, 16 SEER | Efficient | 0 | Conventional | HVAC | Com - Restaurant | Com | ROB and NEW | 0 | 1000 sqft2 of floor space | Cap-Tons | 15 | DEER:HVAC_Split-Package_AC | -304 | -0.0812 | -0.000115 | SWHC014-03 | 1257.56 | 2021 | 0 | 1000 | 2021 | 0 | 0 | SWHC014-03 | Unitary Heat Pump (Small) - Marine ¦ SDG&E ¦ Marine | Unitary Heat Pump (Small) - Marine | 0.26887 | 1 | 0.010482 | CBSA 2014 | 6.1966 | 2032 | 0.5 | SWHC014-03
COM-HVAC-12.82 | Com ¦ Small Unitary Heat Pump (SEER 16) - Marine ¦ SDG&E ¦ Marine | Com ¦ Small Unitary Heat Pump (SEER 16) - Marine | SDG&E ¦ Marine | SDG&E | All | Electric | Unitary Air-Cooled-Split HP, 16 SEER | Efficient | 0 | Conventional | HVAC | Com - Retail | Com | ROB and NEW | 0 | 1000 sqft2 of floor space | Cap-Tons | 15 | DEER:HVAC_Split-Package_AC | -304 | -0.0812 | -0.000115 | SWHC014-03 | 1257.56 | 2021 | 0 | 1000 | 2021 | 0 | 0 | SWHC014-03 | Unitary Heat Pump (Small) - Marine ¦ SDG&E ¦ Marine | Unitary Heat Pump (Small) - Marine | 0.109 | 1 | 0.010482 | CBSA 2014 | 29.2952 | 2032 | 0.5 | SWHC014-03
COM-HVAC-12.83 | Com ¦ Small Unitary Heat Pump (SEER 16) - Marine ¦ SDG&E ¦ Marine | Com ¦ Small Unitary Heat Pump (SEER 16) - Marine | SDG&E ¦ Marine | SDG&E | All | Electric | Unitary Air-Cooled-Split HP, 16 SEER | Efficient | 0 | Conventional | HVAC | Com - School | Com | ROB and NEW | 0 | 1000 sqft2 of floor space | Cap-Tons | 15 | DEER:HVAC_Split-Package_AC | -304 | -0.0812 | -0.000115 | SWHC014-03 | 1257.56 | 2021 | 0 | 1000 | 2021 | 0 | 0 | SWHC014-03 | Unitary Heat Pump (Small) - Marine ¦ SDG&E ¦ Marine | Unitary Heat Pump (Small) - Marine | 0.18329 | 1 | 0.010482 | CBSA 2014 | 16.699 | 2032 | 0.5 | SWHC014-03
COM-HVAC-12.84 | Com ¦ Small Unitary Heat Pump (SEER 16) - Marine ¦ SDG&E ¦ Marine | Com ¦ Small Unitary Heat Pump (SEER 16) - Marine | SDG&E ¦ Marine | SDG&E | All | Electric | Unitary Air-Cooled-Split HP, 16 SEER | Efficient | 0 | Conventional | HVAC | Com - Warehouse | Com | ROB and NEW | 0 | 1000 sqft2 of floor space | Cap-Tons | 15 | DEER:HVAC_Split-Package_AC | -304 | -0.0812 | -0.000115 | SWHC014-03 | 1257.56 | 2021 | 0 | 1000 | 2021 | 0 | 0 | SWHC014-03 | Unitary Heat Pump (Small) - Marine ¦ SDG&E ¦ Marine | Unitary Heat Pump (Small) - Marine | 0.033426 | 1 | 0.010482 | CBSA 2014 | 22.6061 | 2032 | 0.5 | SWHC014-03
COM-HVAC-12.85 | Com ¦ Small Unitary Heat Pump (SEER 16) - Hot-Dry ¦ SDG&E ¦ Hot-Dry | Com ¦ Small Unitary Heat Pump (SEER 16) - Hot-Dry | SDG&E ¦ Hot-Dry | SDG&E | All | Electric | Unitary Air-Cooled-Split HP, 16 SEER | Efficient | 0 | Conventional | HVAC | Com - College | Com | ROB and NEW | 0 | 1000 sqft2 of floor space | Cap-Tons | 15 | DEER:HVAC_Split-Package_AC | -293.5 | -0.0661 | 0.000145 | SWHC014-03 | 1257.56 | 2021 | 0 | 1000 | 2021 | 0 | 0 | SWHC014-03 | Unitary Heat Pump (Small) - Hot-Dry ¦ SDG&E ¦ Hot-Dry | Unitary Heat Pump (Small) - Hot-Dry | 0.1443 | 1 | 0.010482 | CBSA 2014 | 9.976 | 2032 | 0.5 | SWHC014-03
COM-HVAC-12.87 | Com ¦ Small Unitary Heat Pump (SEER 16) - Hot-Dry ¦ SDG&E ¦ Hot-Dry | Com ¦ Small Unitary Heat Pump (SEER 16) - Hot-Dry | SDG&E ¦ Hot-Dry | SDG&E | All | Electric | Unitary Air-Cooled-Split HP, 16 SEER | Efficient | 0 | Conventional | HVAC | Com - Health | Com | ROB and NEW | 0 | 1000 sqft2 of floor space | Cap-Tons | 15 | DEER:HVAC_Split-Package_AC | -293.5 | -0.0661 | 0.000145 | SWHC014-03 | 1257.56 | 2021 | 0 | 1000 | 2021 | 0 | 0 | SWHC014-03 | Unitary Heat Pump (Small) - Hot-Dry ¦ SDG&E ¦ Hot-Dry | Unitary Heat Pump (Small) - Hot-Dry | 0.20767 | 1 | 0.010482 | CBSA 2014 | 4.3498 | 2032 | 0.5 | SWHC014-03
COM-HVAC-12.88 | Com ¦ Small Unitary Heat Pump (SEER 16) - Hot-Dry ¦ SDG&E ¦ Hot-Dry | Com ¦ Small Unitary Heat Pump (SEER 16) - Hot-Dry | SDG&E ¦ Hot-Dry | SDG&E | All | Electric | Unitary Air-Cooled-Split HP, 16 SEER | Efficient | 0 | Conventional | HVAC | Com - Lodging | Com | ROB and NEW | 0 | 1000 sqft2 of floor space | Cap-Tons | 15 | DEER:HVAC_Split-Package_AC | -293.5 | -0.0661 | 0.000145 | SWHC014-03 | 1257.56 | 2021 | 0 | 1000 | 2021 | 0 | 0 | SWHC014-03 | Unitary Heat Pump (Small) - Hot-Dry ¦ SDG&E ¦ Hot-Dry | Unitary Heat Pump (Small) - Hot-Dry | 0.11619 | 1 | 0.010482 | CBSA 2014 | 16.1306 | 2032 | 0.5 | SWHC014-03
COM-HVAC-12.89 | Com ¦ Small Unitary Heat Pump (SEER 16) - Hot-Dry ¦ SDG&E ¦ Hot-Dry | Com ¦ Small Unitary Heat Pump (SEER 16) - Hot-Dry | SDG&E ¦ Hot-Dry | SDG&E | All | Electric | Unitary Air-Cooled-Split HP, 16 SEER | Efficient | 0 | Conventional | HVAC | Com - Office (Large) | Com | ROB and NEW | 0 | 1000 sqft2 of floor space | Cap-Tons | 15 | DEER:HVAC_Split-Package_AC | -293.5 | -0.0661 | 0.000145 | SWHC014-03 | 1257.56 | 2021 | 0 | 1000 | 2021 | 0 | 0 | SWHC014-03 | Unitary Heat Pump (Small) - Hot-Dry ¦ SDG&E ¦ Hot-Dry | Unitary Heat Pump (Small) - Hot-Dry | 0.1517 | 1 | 0.010482 | CBSA 2014 | 4.5955 | 2032 | 0.5 | SWHC014-03
COM-HVAC-12.90 | Com ¦ Small Unitary Heat Pump (SEER 16) - Hot-Dry ¦ SDG&E ¦ Hot-Dry | Com ¦ Small Unitary Heat Pump (SEER 16) - Hot-Dry | SDG&E ¦ Hot-Dry | SDG&E | All | Electric | Unitary Air-Cooled-Split HP, 16 SEER | Efficient | 0 | Conventional | HVAC | Com - Office (Small) | Com | ROB and NEW | 0 | 1000 sqft2 of floor space | Cap-Tons | 15 | DEER:HVAC_Split-Package_AC | -293.5 | -0.0661 | 0.000145 | SWHC014-03 | 1257.56 | 2021 | 0 | 1000 | 2021 | 0 | 0 | SWHC014-03 | Unitary Heat Pump (Small) - Hot-Dry ¦ SDG&E ¦ Hot-Dry | Unitary Heat Pump (Small) - Hot-Dry | 0.1842 | 1 | 0.010482 | CBSA 2014 | 7.6386 | 2032 | 0.5 | SWHC014-03
COM-HVAC-12.91 | Com ¦ Small Unitary Heat Pump (SEER 16) - Hot-Dry ¦ SDG&E ¦ Hot-Dry | Com ¦ Small Unitary Heat Pump (SEER 16) - Hot-Dry | SDG&E ¦ Hot-Dry | SDG&E | All | Electric | Unitary Air-Cooled-Split HP, 16 SEER | Efficient | 0 | Conventional | HVAC | Com - Other | Com | ROB and NEW | 0 | 1000 sqft2 of floor space | Cap-Tons | 15 | DEER:HVAC_Split-Package_AC | -293.5 | -0.0661 | 0.000145 | SWHC014-03 | 1257.56 | 2021 | 0 | 1000 | 2021 | 0 | 0 | SWHC014-03 | Unitary Heat Pump (Small) - Hot-Dry ¦ SDG&E ¦ Hot-Dry | Unitary Heat Pump (Small) - Hot-Dry | 0.082771 | 1 | 0.010482 | CBSA 2014 | 17.2084 | 2032 | 0.5 | SWHC014-03
COM-HVAC-12.93 | Com ¦ Small Unitary Heat Pump (SEER 16) - Hot-Dry ¦ SDG&E ¦ Hot-Dry | Com ¦ Small Unitary Heat Pump (SEER 16) - Hot-Dry | SDG&E ¦ Hot-Dry | SDG&E | All | Electric | Unitary Air-Cooled-Split HP, 16 SEER | Efficient | 0 | Conventional | HVAC | Com - Restaurant | Com | ROB and NEW | 0 | 1000 sqft2 of floor space | Cap-Tons | 15 | DEER:HVAC_Split-Package_AC | -293.5 | -0.0661 | 0.000145 | SWHC014-03 | 1257.56 | 2021 | 0 | 1000 | 2021 | 0 | 0 | SWHC014-03 | Unitary Heat Pump (Small) - Hot-Dry ¦ SDG&E ¦ Hot-Dry | Unitary Heat Pump (Small) - Hot-Dry | 0.26887 | 1 | 0.010482 | CBSA 2014 | 5.9825 | 2032 | 0.5 | SWHC014-03
COM-HVAC-12.94 | Com ¦ Small Unitary Heat Pump (SEER 16) - Hot-Dry ¦ SDG&E ¦ Hot-Dry | Com ¦ Small Unitary Heat Pump (SEER 16) - Hot-Dry | SDG&E ¦ Hot-Dry | SDG&E | All | Electric | Unitary Air-Cooled-Split HP, 16 SEER | Efficient | 0 | Conventional | HVAC | Com - Retail | Com | ROB and NEW | 0 | 1000 sqft2 of floor space | Cap-Tons | 15 | DEER:HVAC_Split-Package_AC | -293.5 | -0.0661 | 0.000145 | SWHC014-03 | 1257.56 | 2021 | 0 | 1000 | 2021 | 0 | 0 | SWHC014-03 | Unitary Heat Pump (Small) - Hot-Dry ¦ SDG&E ¦ Hot-Dry | Unitary Heat Pump (Small) - Hot-Dry | 0.109 | 1 | 0.010482 | CBSA 2014 | 28.2449 | 2032 | 0.5 | SWHC014-03
COM-HVAC-12.95 | Com ¦ Small Unitary Heat Pump (SEER 16) - Hot-Dry ¦ SDG&E ¦ Hot-Dry | Com ¦ Small Unitary Heat Pump (SEER 16) - Hot-Dry | SDG&E ¦ Hot-Dry | SDG&E | All | Electric | Unitary Air-Cooled-Split HP, 16 SEER | Efficient | 0 | Conventional | HVAC | Com - School | Com | ROB and NEW | 0 | 1000 sqft2 of floor space | Cap-Tons | 15 | DEER:HVAC_Split-Package_AC | -293.5 | -0.0661 | 0.000145 | SWHC014-03 | 1257.56 | 2021 | 0 | 1000 | 2021 | 0 | 0 | SWHC014-03 | Unitary Heat Pump (Small) - Hot-Dry ¦ SDG&E ¦ Hot-Dry | Unitary Heat Pump (Small) - Hot-Dry | 0.18329 | 1 | 0.010482 | CBSA 2014 | 16.1221 | 2032 | 0.5 | SWHC014-03
COM-HVAC-12.96 | Com ¦ Small Unitary Heat Pump (SEER 16) - Hot-Dry ¦ SDG&E ¦ Hot-Dry | Com ¦ Small Unitary Heat Pump (SEER 16) - Hot-Dry | SDG&E ¦ Hot-Dry | SDG&E | All | Electric | Unitary Air-Cooled-Split HP, 16 SEER | Efficient | 0 | Conventional | HVAC | Com - Warehouse | Com | ROB and NEW | 0 | 1000 sqft2 of floor space | Cap-Tons | 15 | DEER:HVAC_Split-Package_AC | -293.5 | -0.0661 | 0.000145 | SWHC014-03 | 1257.56 | 2021 | 0 | 1000 | 2021 | 0 | 0 | SWHC014-03 | Unitary Heat Pump (Small) - Hot-Dry ¦ SDG&E ¦ Hot-Dry | Unitary Heat Pump (Small) - Hot-Dry | 0.033426 | 1 | 0.010482 | CBSA 2014 | 21.8233 | 2032 | 0.5 | SWHC014-03
COM-HVAC-13.1 | Com ¦ Small Unitary Heat Pump (SEER 17) - Marine ¦ PG&E ¦ Marine | Com ¦ Small Unitary Heat Pump (SEER 17) - Marine | PG&E ¦ Marine | PG&E | All | Electric | Unitary Air-Cooled-Split HP, 17 SEER | Efficient | 0 | Conventional | HVAC | Com - College | Com | ROB and NEW | 0 | 1000 sqft2 of floor space | Cap-Tons | 15 | DEER:HVAC_Split-Package_AC | -301 | -0.0748 | 8.5e-05 | SWHC014-03 | 1361.34 | 2021 | 0 | 1000 | 2021 | 0 | 0 | SWHC014-03 | Unitary Heat Pump (Small) - Marine ¦ PG&E ¦ Marine | Unitary Heat Pump (Small) - Marine | 0.13195 | 1 | 0 | CBSA 2014 | 10.2309 | 2032 | 0.5 | SWHC014-03
COM-HVAC-13.3 | Com ¦ Small Unitary Heat Pump (SEER 17) - Marine ¦ PG&E ¦ Marine | Com ¦ Small Unitary Heat Pump (SEER 17) - Marine | PG&E ¦ Marine | PG&E | All | Electric | Unitary Air-Cooled-Split HP, 17 SEER | Efficient | 0 | Conventional | HVAC | Com - Health | Com | ROB and NEW | 0 | 1000 sqft2 of floor space | Cap-Tons | 15 | DEER:HVAC_Split-Package_AC | -301 | -0.0748 | 8.5e-05 | SWHC014-03 | 1361.34 | 2021 | 0 | 1000 | 2021 | 0 | 0 | SWHC014-03 | Unitary Heat Pump (Small) - Marine ¦ PG&E ¦ Marine | Unitary Heat Pump (Small) - Marine | 0.19485 | 1 | 0 | CBSA 2014 | 4.4611 | 2032 | 0.5 | SWHC014-03
COM-HVAC-13.4 | Com ¦ Small Unitary Heat Pump (SEER 17) - Marine ¦ PG&E ¦ Marine | Com ¦ Small Unitary Heat Pump (SEER 17) - Marine | PG&E ¦ Marine | PG&E | All | Electric | Unitary Air-Cooled-Split HP, 17 SEER | Efficient | 0 | Conventional | HVAC | Com - Lodging | Com | ROB and NEW | 0 | 1000 sqft2 of floor space | Cap-Tons | 15 | DEER:HVAC_Split-Package_AC | -301 | -0.0748 | 8.5e-05 | SWHC014-03 | 1361.34 | 2021 | 0 | 1000 | 2021 | 0 | 0 | SWHC014-03 | Unitary Heat Pump (Small) - Marine ¦ PG&E ¦ Marine | Unitary Heat Pump (Small) - Marine | 0.10386 | 1 | 0 | CBSA 2014 | 16.5432 | 2032 | 0.5 | SWHC014-03
COM-HVAC-13.5 | Com ¦ Small Unitary Heat Pump (SEER 17) - Marine ¦ PG&E ¦ Marine | Com ¦ Small Unitary Heat Pump (SEER 17) - Marine | PG&E ¦ Marine | PG&E | All | Electric | Unitary Air-Cooled-Split HP, 17 SEER | Efficient | 0 | Conventional | HVAC | Com - Office (Large) | Com | ROB and NEW | 0 | 1000 sqft2 of floor space | Cap-Tons | 15 | DEER:HVAC_Split-Package_AC | -301 | -0.0748 | 8.5e-05 | SWHC014-03 | 1361.34 | 2021 | 0 | 1000 | 2021 | 0 | 0 | SWHC014-03 | Unitary Heat Pump (Small) - Marine ¦ PG&E ¦ Marine | Unitary Heat Pump (Small) - Marine | 0.13836 | 1 | 0 | CBSA 2014 | 4.7131 | 2032 | 0.5 | SWHC014-03
COM-HVAC-13.6 | Com ¦ Small Unitary Heat Pump (SEER 17) - Marine ¦ PG&E ¦ Marine | Com ¦ Small Unitary Heat Pump (SEER 17) - Marine | PG&E ¦ Marine | PG&E | All | Electric | Unitary Air-Cooled-Split HP, 17 SEER | Efficient | 0 | Conventional | HVAC | Com - Office (Small) | Com | ROB and NEW | 0 | 1000 sqft2 of floor space | Cap-Tons | 15 | DEER:HVAC_Split-Package_AC | -301 | -0.0748 | 8.5e-05 | SWHC014-03 | 1361.34 | 2021 | 0 | 1000 | 2021 | 0 | 0 | SWHC014-03 | Unitary Heat Pump (Small) - Marine ¦ PG&E ¦ Marine | Unitary Heat Pump (Small) - Marine | 0.16182 | 1 | 0 | CBSA 2014 | 7.8339 | 2032 | 0.5 | SWHC014-03
COM-HVAC-13.7 | Com ¦ Small Unitary Heat Pump (SEER 17) - Marine ¦ PG&E ¦ Marine | Com ¦ Small Unitary Heat Pump (SEER 17) - Marine | PG&E ¦ Marine | PG&E | All | Electric | Unitary Air-Cooled-Split HP, 17 SEER | Efficient | 0 | Conventional | HVAC | Com - Other | Com | ROB and NEW | 0 | 1000 sqft2 of floor space | Cap-Tons | 15 | DEER:HVAC_Split-Package_AC | -301 | -0.0748 | 8.5e-05 | SWHC014-03 | 1361.34 | 2021 | 0 | 1000 | 2021 | 0 | 0 | SWHC014-03 | Unitary Heat Pump (Small) - Marine ¦ PG&E ¦ Marine | Unitary Heat Pump (Small) - Marine | 0.076368 | 1 | 0 | CBSA 2014 | 17.6483 | 2032 | 0.5 | SWHC014-03
COM-HVAC-13.9 | Com ¦ Small Unitary Heat Pump (SEER 17) - Marine ¦ PG&E ¦ Marine | Com ¦ Small Unitary Heat Pump (SEER 17) - Marine | PG&E ¦ Marine | PG&E | All | Electric | Unitary Air-Cooled-Split HP, 17 SEER | Efficient | 0 | Conventional | HVAC | Com - Restaurant | Com | ROB and NEW | 0 | 1000 sqft2 of floor space | Cap-Tons | 15 | DEER:HVAC_Split-Package_AC | -301 | -0.0748 | 8.5e-05 | SWHC014-03 | 1361.34 | 2021 | 0 | 1000 | 2021 | 0 | 0 | SWHC014-03 | Unitary Heat Pump (Small) - Marine ¦ PG&E ¦ Marine | Unitary Heat Pump (Small) - Marine | 0.23382 | 1 | 0 | CBSA 2014 | 6.1354 | 2032 | 0.5 | SWHC014-03
COM-HVAC-13.10 | Com ¦ Small Unitary Heat Pump (SEER 17) - Marine ¦ PG&E ¦ Marine | Com ¦ Small Unitary Heat Pump (SEER 17) - Marine | PG&E ¦ Marine | PG&E | All | Electric | Unitary Air-Cooled-Split HP, 17 SEER | Efficient | 0 | Conventional | HVAC | Com - Retail | Com | ROB and NEW | 0 | 1000 sqft2 of floor space | Cap-Tons | 15 | DEER:HVAC_Split-Package_AC | -301 | -0.0748 | 8.5e-05 | SWHC014-03 | 1361.34 | 2021 | 0 | 1000 | 2021 | 0 | 0 | SWHC014-03 | Unitary Heat Pump (Small) - Marine ¦ PG&E ¦ Marine | Unitary Heat Pump (Small) - Marine | 0.097448 | 1 | 0 | CBSA 2014 | 28.9763 | 2032 | 0.5 | SWHC014-03
COM-HVAC-13.11 | Com ¦ Small Unitary Heat Pump (SEER 17) - Marine ¦ PG&E ¦ Marine | Com ¦ Small Unitary Heat Pump (SEER 17) - Marine | PG&E ¦ Marine | PG&E | All | Electric | Unitary Air-Cooled-Split HP, 17 SEER | Efficient | 0 | Conventional | HVAC | Com - School | Com | ROB and NEW | 0 | 1000 sqft2 of floor space | Cap-Tons | 15 | DEER:HVAC_Split-Package_AC | -301 | -0.0748 | 8.5e-05 | SWHC014-03 | 1361.34 | 2021 | 0 | 1000 | 2021 | 0 | 0 | SWHC014-03 | Unitary Heat Pump (Small) - Marine ¦ PG&E ¦ Marine | Unitary Heat Pump (Small) - Marine | 0.14798 | 1 | 0 | CBSA 2014 | 16.5341 | 2032 | 0.5 | SWHC014-03
COM-HVAC-13.12 | Com ¦ Small Unitary Heat Pump (SEER 17) - Marine ¦ PG&E ¦ Marine | Com ¦ Small Unitary Heat Pump (SEER 17) - Marine | PG&E ¦ Marine | PG&E | All | Electric | Unitary Air-Cooled-Split HP, 17 SEER | Efficient | 0 | Conventional | HVAC | Com - Warehouse | Com | ROB and NEW | 0 | 1000 sqft2 of floor space | Cap-Tons | 15 | DEER:HVAC_Split-Package_AC | -301 | -0.0748 | 8.5e-05 | SWHC014-03 | 1361.34 | 2021 | 0 | 1000 | 2021 | 0 | 0 | SWHC014-03 | Unitary Heat Pump (Small) - Marine ¦ PG&E ¦ Marine | Unitary Heat Pump (Small) - Marine | 0.030327 | 1 | 0 | CBSA 2014 | 22.3815 | 2032 | 0.5 | SWHC014-03
COM-HVAC-13.13 | Com ¦ Small Unitary Heat Pump (SEER 17) - Hot-Dry ¦ PG&E ¦ Hot-Dry | Com ¦ Small Unitary Heat Pump (SEER 17) - Hot-Dry | PG&E ¦ Hot-Dry | PG&E | All | Electric | Unitary Air-Cooled-Split HP, 17 SEER | Efficient | 0 | Conventional | HVAC | Com - College | Com | ROB and NEW | 0 | 1000 sqft2 of floor space | Cap-Tons | 15 | DEER:HVAC_Split-Package_AC | -405.5 | -0.132 | 2e-05 | SWHC014-03 | 1361.34 | 2021 | 0 | 1000 | 2021 | 0 | 0 | SWHC014-03 | Unitary Heat Pump (Small) - Hot-Dry ¦ PG&E ¦ Hot-Dry | Unitary Heat Pump (Small) - Hot-Dry | 0.13195 | 1 | 0 | CBSA 2014 | 13.7829 | 2032 | 0.5 | SWHC014-03
COM-HVAC-13.15 | Com ¦ Small Unitary Heat Pump (SEER 17) - Hot-Dry ¦ PG&E ¦ Hot-Dry | Com ¦ Small Unitary Heat Pump (SEER 17) - Hot-Dry | PG&E ¦ Hot-Dry | PG&E | All | Electric | Unitary Air-Cooled-Split HP, 17 SEER | Efficient | 0 | Conventional | HVAC | Com - Health | Com | ROB and NEW | 0 | 1000 sqft2 of floor space | Cap-Tons | 15 | DEER:HVAC_Split-Package_AC | -405.5 | -0.132 | 2e-05 | SWHC014-03 | 1361.34 | 2021 | 0 | 1000 | 2021 | 0 | 0 | SWHC014-03 | Unitary Heat Pump (Small) - Hot-Dry ¦ PG&E ¦ Hot-Dry | Unitary Heat Pump (Small) - Hot-Dry | 0.19485 | 1 | 0 | CBSA 2014 | 6.0101 | 2032 | 0.5 | SWHC014-03
COM-HVAC-13.16 | Com ¦ Small Unitary Heat Pump (SEER 17) - Hot-Dry ¦ PG&E ¦ Hot-Dry | Com ¦ Small Unitary Heat Pump (SEER 17) - Hot-Dry | PG&E ¦ Hot-Dry | PG&E | All | Electric | Unitary Air-Cooled-Split HP, 17 SEER | Efficient | 0 | Conventional | HVAC | Com - Lodging | Com | ROB and NEW | 0 | 1000 sqft2 of floor space | Cap-Tons | 15 | DEER:HVAC_Split-Package_AC | -405.5 | -0.132 | 2e-05 | SWHC014-03 | 1361.34 | 2021 | 0 | 1000 | 2021 | 0 | 0 | SWHC014-03 | Unitary Heat Pump (Small) - Hot-Dry ¦ PG&E ¦ Hot-Dry | Unitary Heat Pump (Small) - Hot-Dry | 0.10386 | 1 | 0 | CBSA 2014 | 22.2874 | 2032 | 0.5 | SWHC014-03
COM-HVAC-13.17 | Com ¦ Small Unitary Heat Pump (SEER 17) - Hot-Dry ¦ PG&E ¦ Hot-Dry | Com ¦ Small Unitary Heat Pump (SEER 17) - Hot-Dry | PG&E ¦ Hot-Dry | PG&E | All | Electric | Unitary Air-Cooled-Split HP, 17 SEER | Efficient | 0 | Conventional | HVAC | Com - Office (Large) | Com | ROB and NEW | 0 | 1000 sqft2 of floor space | Cap-Tons | 15 | DEER:HVAC_Split-Package_AC | -405.5 | -0.132 | 2e-05 | SWHC014-03 | 1361.34 | 2021 | 0 | 1000 | 2021 | 0 | 0 | SWHC014-03 | Unitary Heat Pump (Small) - Hot-Dry ¦ PG&E ¦ Hot-Dry | Unitary Heat Pump (Small) - Hot-Dry | 0.13836 | 1 | 0 | CBSA 2014 | 6.3497 | 2032 | 0.5 | SWHC014-03
COM-HVAC-13.18 | Com ¦ Small Unitary Heat Pump (SEER 17) - Hot-Dry ¦ PG&E ¦ Hot-Dry | Com ¦ Small Unitary Heat Pump (SEER 17) - Hot-Dry | PG&E ¦ Hot-Dry | PG&E | All | Electric | Unitary Air-Cooled-Split HP, 17 SEER | Efficient | 0 | Conventional | HVAC | Com - Office (Small) | Com | ROB and NEW | 0 | 1000 sqft2 of floor space | Cap-Tons | 15 | DEER:HVAC_Split-Package_AC | -405.5 | -0.132 | 2e-05 | SWHC014-03 | 1361.34 | 2021 | 0 | 1000 | 2021 | 0 | 0 | SWHC014-03 | Unitary Heat Pump (Small) - Hot-Dry ¦ PG&E ¦ Hot-Dry | Unitary Heat Pump (Small) - Hot-Dry | 0.16182 | 1 | 0 | CBSA 2014 | 10.5537 | 2032 | 0.5 | SWHC014-03
COM-HVAC-13.19 | Com ¦ Small Unitary Heat Pump (SEER 17) - Hot-Dry ¦ PG&E ¦ Hot-Dry | Com ¦ Small Unitary Heat Pump (SEER 17) - Hot-Dry | PG&E ¦ Hot-Dry | PG&E | All | Electric | Unitary Air-Cooled-Split HP, 17 SEER | Efficient | 0 | Conventional | HVAC | Com - Other | Com | ROB and NEW | 0 | 1000 sqft2 of floor space | Cap-Tons | 15 | DEER:HVAC_Split-Package_AC | -405.5 | -0.132 | 2e-05 | SWHC014-03 | 1361.34 | 2021 | 0 | 1000 | 2021 | 0 | 0 | SWHC014-03 | Unitary Heat Pump (Small) - Hot-Dry ¦ PG&E ¦ Hot-Dry | Unitary Heat Pump (Small) - Hot-Dry | 0.076368 | 1 | 0 | CBSA 2014 | 23.7756 | 2032 | 0.5 | SWHC014-03
COM-HVAC-13.21 | Com ¦ Small Unitary Heat Pump (SEER 17) - Hot-Dry ¦ PG&E ¦ Hot-Dry | Com ¦ Small Unitary Heat Pump (SEER 17) - Hot-Dry | PG&E ¦ Hot-Dry | PG&E | All | Electric | Unitary Air-Cooled-Split HP, 17 SEER | Efficient | 0 | Conventional | HVAC | Com - Restaurant | Com | ROB and NEW | 0 | 1000 sqft2 of floor space | Cap-Tons | 15 | DEER:HVAC_Split-Package_AC | -405.5 | -0.132 | 2e-05 | SWHC014-03 | 1361.34 | 2021 | 0 | 1000 | 2021 | 0 | 0 | SWHC014-03 | Unitary Heat Pump (Small) - Hot-Dry ¦ PG&E ¦ Hot-Dry | Unitary Heat Pump (Small) - Hot-Dry | 0.23382 | 1 | 0 | CBSA 2014 | 8.2655 | 2032 | 0.5 | SWHC014-03
COM-HVAC-13.22 | Com ¦ Small Unitary Heat Pump (SEER 17) - Hot-Dry ¦ PG&E ¦ Hot-Dry | Com ¦ Small Unitary Heat Pump (SEER 17) - Hot-Dry | PG&E ¦ Hot-Dry | PG&E | All | Electric | Unitary Air-Cooled-Split HP, 17 SEER | Efficient | 0 | Conventional | HVAC | Com - Retail | Com | ROB and NEW | 0 | 1000 sqft2 of floor space | Cap-Tons | 15 | DEER:HVAC_Split-Package_AC | -405.5 | -0.132 | 2e-05 | SWHC014-03 | 1361.34 | 2021 | 0 | 1000 | 2021 | 0 | 0 | SWHC014-03 | Unitary Heat Pump (Small) - Hot-Dry ¦ PG&E ¦ Hot-Dry | Unitary Heat Pump (Small) - Hot-Dry | 0.097448 | 1 | 0 | CBSA 2014 | 39.0503 | 2032 | 0.5 | SWHC014-03
COM-HVAC-13.23 | Com ¦ Small Unitary Heat Pump (SEER 17) - Hot-Dry ¦ PG&E ¦ Hot-Dry | Com ¦ Small Unitary Heat Pump (SEER 17) - Hot-Dry | PG&E ¦ Hot-Dry | PG&E | All | Electric | Unitary Air-Cooled-Split HP, 17 SEER | Efficient | 0 | Conventional | HVAC | Com - School | Com | ROB and NEW | 0 | 1000 sqft2 of floor space | Cap-Tons | 15 | DEER:HVAC_Split-Package_AC | -405.5 | -0.132 | 2e-05 | SWHC014-03 | 1361.34 | 2021 | 0 | 1000 | 2021 | 0 | 0 | SWHC014-03 | Unitary Heat Pump (Small) - Hot-Dry ¦ PG&E ¦ Hot-Dry | Unitary Heat Pump (Small) - Hot-Dry | 0.14798 | 1 | 0 | CBSA 2014 | 22.2744 | 2032 | 0.5 | SWHC014-03
COM-HVAC-13.24 | Com ¦ Small Unitary Heat Pump (SEER 17) - Hot-Dry ¦ PG&E ¦ Hot-Dry | Com ¦ Small Unitary Heat Pump (SEER 17) - Hot-Dry | PG&E ¦ Hot-Dry | PG&E | All | Electric | Unitary Air-Cooled-Split HP, 17 SEER | Efficient | 0 | Conventional | HVAC | Com - Warehouse | Com | ROB and NEW | 0 | 1000 sqft2 of floor space | Cap-Tons | 15 | DEER:HVAC_Split-Package_AC | -405.5 | -0.132 | 2e-05 | SWHC014-03 | 1361.34 | 2021 | 0 | 1000 | 2021 | 0 | 0 | SWHC014-03 | Unitary Heat Pump (Small) - Hot-Dry ¦ PG&E ¦ Hot-Dry | Unitary Heat Pump (Small) - Hot-Dry | 0.030327 | 1 | 0 | CBSA 2014 | 30.1525 | 2032 | 0.5 | SWHC014-03
COM-HVAC-13.25 | Com ¦ Small Unitary Heat Pump (SEER 17) - Cold ¦ PG&E ¦ Cold | Com ¦ Small Unitary Heat Pump (SEER 17) - Cold | PG&E ¦ Cold | PG&E | All | Electric | Unitary Air-Cooled-Split HP, 17 SEER | Efficient | 0 | Conventional | HVAC | Com - College | Com | ROB and NEW | 0 | 1000 sqft2 of floor space | Cap-Tons | 15 | DEER:HVAC_Split-Package_AC | -468.5 | -0.06835 | -0.000225 | SWHC014-03 | 1361.34 | 2021 | 0 | 1000 | 2021 | 0 | 0 | SWHC014-03 | Unitary Heat Pump (Small) - Cold ¦ PG&E ¦ Cold | Unitary Heat Pump (Small) - Cold | 0.13195 | 1 | 0 | CBSA 2014 | 15.9244 | 2032 | 0.5 | SWHC014-03
COM-HVAC-13.27 | Com ¦ Small Unitary Heat Pump (SEER 17) - Cold ¦ PG&E ¦ Cold | Com ¦ Small Unitary Heat Pump (SEER 17) - Cold | PG&E ¦ Cold | PG&E | All | Electric | Unitary Air-Cooled-Split HP, 17 SEER | Efficient | 0 | Conventional | HVAC | Com - Health | Com | ROB and NEW | 0 | 1000 sqft2 of floor space | Cap-Tons | 15 | DEER:HVAC_Split-Package_AC | -468.5 | -0.06835 | -0.000225 | SWHC014-03 | 1361.34 | 2021 | 0 | 1000 | 2021 | 0 | 0 | SWHC014-03 | Unitary Heat Pump (Small) - Cold ¦ PG&E ¦ Cold | Unitary Heat Pump (Small) - Cold | 0.19485 | 1 | 0 | CBSA 2014 | 6.9444 | 2032 | 0.5 | SWHC014-03
COM-HVAC-13.28 | Com ¦ Small Unitary Heat Pump (SEER 17) - Cold ¦ PG&E ¦ Cold | Com ¦ Small Unitary Heat Pump (SEER 17) - Cold | PG&E ¦ Cold | PG&E | All | Electric | Unitary Air-Cooled-Split HP, 17 SEER | Efficient | 0 | Conventional | HVAC | Com - Lodging | Com | ROB and NEW | 0 | 1000 sqft2 of floor space | Cap-Tons | 15 | DEER:HVAC_Split-Package_AC | -468.5 | -0.06835 | -0.000225 | SWHC014-03 | 1361.34 | 2021 | 0 | 1000 | 2021 | 0 | 0 | SWHC014-03 | Unitary Heat Pump (Small) - Cold ¦ PG&E ¦ Cold | Unitary Heat Pump (Small) - Cold | 0.10386 | 1 | 0 | CBSA 2014 | 25.7519 | 2032 | 0.5 | SWHC014-03
COM-HVAC-13.29 | Com ¦ Small Unitary Heat Pump (SEER 17) - Cold ¦ PG&E ¦ Cold | Com ¦ Small Unitary Heat Pump (SEER 17) - Cold | PG&E ¦ Cold | PG&E | All | Electric | Unitary Air-Cooled-Split HP, 17 SEER | Efficient | 0 | Conventional | HVAC | Com - Office (Large) | Com | ROB and NEW | 0 | 1000 sqft2 of floor space | Cap-Tons | 15 | DEER:HVAC_Split-Package_AC | -468.5 | -0.06835 | -0.000225 | SWHC014-03 | 1361.34 | 2021 | 0 | 1000 | 2021 | 0 | 0 | SWHC014-03 | Unitary Heat Pump (Small) - Cold ¦ PG&E ¦ Cold | Unitary Heat Pump (Small) - Cold | 0.13836 | 1 | 0 | CBSA 2014 | 7.3371 | 2032 | 0.5 | SWHC014-03
COM-HVAC-13.30 | Com ¦ Small Unitary Heat Pump (SEER 17) - Cold ¦ PG&E ¦ Cold | Com ¦ Small Unitary Heat Pump (SEER 17) - Cold | PG&E ¦ Cold | PG&E | All | Electric | Unitary Air-Cooled-Split HP, 17 SEER | Efficient | 0 | Conventional | HVAC | Com - Office (Small) | Com | ROB and NEW | 0 | 1000 sqft2 of floor space | Cap-Tons | 15 | DEER:HVAC_Split-Package_AC | -468.5 | -0.06835 | -0.000225 | SWHC014-03 | 1361.34 | 2021 | 0 | 1000 | 2021 | 0 | 0 | SWHC014-03 | Unitary Heat Pump (Small) - Cold ¦ PG&E ¦ Cold | Unitary Heat Pump (Small) - Cold | 0.16182 | 1 | 0 | CBSA 2014 | 12.1936 | 2032 | 0.5 | SWHC014-03
COM-HVAC-13.31 | Com ¦ Small Unitary Heat Pump (SEER 17) - Cold ¦ PG&E ¦ Cold | Com ¦ Small Unitary Heat Pump (SEER 17) - Cold | PG&E ¦ Cold | PG&E | All | Electric | Unitary Air-Cooled-Split HP, 17 SEER | Efficient | 0 | Conventional | HVAC | Com - Other | Com | ROB and NEW | 0 | 1000 sqft2 of floor space | Cap-Tons | 15 | DEER:HVAC_Split-Package_AC | -468.5 | -0.06835 | -0.000225 | SWHC014-03 | 1361.34 | 2021 | 0 | 1000 | 2021 | 0 | 0 | SWHC014-03 | Unitary Heat Pump (Small) - Cold ¦ PG&E ¦ Cold | Unitary Heat Pump (Small) - Cold | 0.076368 | 1 | 0 | CBSA 2014 | 27.47 | 2032 | 0.5 | SWHC014-03
COM-HVAC-13.33 | Com ¦ Small Unitary Heat Pump (SEER 17) - Cold ¦ PG&E ¦ Cold | Com ¦ Small Unitary Heat Pump (SEER 17) - Cold | PG&E ¦ Cold | PG&E | All | Electric | Unitary Air-Cooled-Split HP, 17 SEER | Efficient | 0 | Conventional | HVAC | Com - Restaurant | Com | ROB and NEW | 0 | 1000 sqft2 of floor space | Cap-Tons | 15 | DEER:HVAC_Split-Package_AC | -468.5 | -0.06835 | -0.000225 | SWHC014-03 | 1361.34 | 2021 | 0 | 1000 | 2021 | 0 | 0 | SWHC014-03 | Unitary Heat Pump (Small) - Cold ¦ PG&E ¦ Cold | Unitary Heat Pump (Small) - Cold | 0.23382 | 1 | 0 | CBSA 2014 | 9.5498 | 2032 | 0.5 | SWHC014-03
COM-HVAC-13.34 | Com ¦ Small Unitary Heat Pump (SEER 17) - Cold ¦ PG&E ¦ Cold | Com ¦ Small Unitary Heat Pump (SEER 17) - Cold | PG&E ¦ Cold | PG&E | All | Electric | Unitary Air-Cooled-Split HP, 17 SEER | Efficient | 0 | Conventional | HVAC | Com - Retail | Com | ROB and NEW | 0 | 1000 sqft2 of floor space | Cap-Tons | 15 | DEER:HVAC_Split-Package_AC | -468.5 | -0.06835 | -0.000225 | SWHC014-03 | 1361.34 | 2021 | 0 | 1000 | 2021 | 0 | 0 | SWHC014-03 | Unitary Heat Pump (Small) - Cold ¦ PG&E ¦ Cold | Unitary Heat Pump (Small) - Cold | 0.097448 | 1 | 0 | CBSA 2014 | 45.1546 | 2032 | 0.5 | SWHC014-03
COM-HVAC-13.35 | Com ¦ Small Unitary Heat Pump (SEER 17) - Cold ¦ PG&E ¦ Cold | Com ¦ Small Unitary Heat Pump (SEER 17) - Cold | PG&E ¦ Cold | PG&E | All | Electric | Unitary Air-Cooled-Split HP, 17 SEER | Efficient | 0 | Conventional | HVAC | Com - School | Com | ROB and NEW | 0 | 1000 sqft2 of floor space | Cap-Tons | 15 | DEER:HVAC_Split-Package_AC | -468.5 | -0.06835 | -0.000225 | SWHC014-03 | 1361.34 | 2021 | 0 | 1000 | 2021 | 0 | 0 | SWHC014-03 | Unitary Heat Pump (Small) - Cold ¦ PG&E ¦ Cold | Unitary Heat Pump (Small) - Cold | 0.14798 | 1 | 0 | CBSA 2014 | 25.7352 | 2032 | 0.5 | SWHC014-03
COM-HVAC-13.36 | Com ¦ Small Unitary Heat Pump (SEER 17) - Cold ¦ PG&E ¦ Cold | Com ¦ Small Unitary Heat Pump (SEER 17) - Cold | PG&E ¦ Cold | PG&E | All | Electric | Unitary Air-Cooled-Split HP, 17 SEER | Efficient | 0 | Conventional | HVAC | Com - Warehouse | Com | ROB and NEW | 0 | 1000 sqft2 of floor space | Cap-Tons | 15 | DEER:HVAC_Split-Package_AC | -468.5 | -0.06835 | -0.000225 | SWHC014-03 | 1361.34 | 2021 | 0 | 1000 | 2021 | 0 | 0 | SWHC014-03 | Unitary Heat Pump (Small) - Cold ¦ PG&E ¦ Cold | Unitary Heat Pump (Small) - Cold | 0.030327 | 1 | 0 | CBSA 2014 | 34.839 | 2032 | 0.5 | SWHC014-03
COM-HVAC-13.37 | Com ¦ Small Unitary Heat Pump (SEER 17) - Marine ¦ SCE ¦ Marine | Com ¦ Small Unitary Heat Pump (SEER 17) - Marine | SCE ¦ Marine | SCE | All | Electric | Unitary Air-Cooled-Split HP, 17 SEER | Efficient | 0 | Conventional | HVAC | Com - College | Com | ROB and NEW | 0 | 1000 sqft2 of floor space | Cap-Tons | 15 | DEER:HVAC_Split-Package_AC | -346.5 | -0.09795 | -0.000115 | SWHC014-03 | 1361.34 | 2021 | 0 | 1000 | 2021 | 0 | 0 | SWHC014-03 | Unitary Heat Pump (Small) - Marine ¦ SCE ¦ Marine | Unitary Heat Pump (Small) - Marine | 0.14726 | 1 | 0 | CBSA 2014 | 11.7776 | 2032 | 0.5 | SWHC014-03
COM-HVAC-13.39 | Com ¦ Small Unitary Heat Pump (SEER 17) - Marine ¦ SCE ¦ Marine | Com ¦ Small Unitary Heat Pump (SEER 17) - Marine | SCE ¦ Marine | SCE | All | Electric | Unitary Air-Cooled-Split HP, 17 SEER | Efficient | 0 | Conventional | HVAC | Com - Health | Com | ROB and NEW | 0 | 1000 sqft2 of floor space | Cap-Tons | 15 | DEER:HVAC_Split-Package_AC | -346.5 | -0.09795 | -0.000115 | SWHC014-03 | 1361.34 | 2021 | 0 | 1000 | 2021 | 0 | 0 | SWHC014-03 | Unitary Heat Pump (Small) - Marine ¦ SCE ¦ Marine | Unitary Heat Pump (Small) - Marine | 0.20884 | 1 | 0 | CBSA 2014 | 5.136 | 2032 | 0.5 | SWHC014-03
COM-HVAC-13.40 | Com ¦ Small Unitary Heat Pump (SEER 17) - Marine ¦ SCE ¦ Marine | Com ¦ Small Unitary Heat Pump (SEER 17) - Marine | SCE ¦ Marine | SCE | All | Electric | Unitary Air-Cooled-Split HP, 17 SEER | Efficient | 0 | Conventional | HVAC | Com - Lodging | Com | ROB and NEW | 0 | 1000 sqft2 of floor space | Cap-Tons | 15 | DEER:HVAC_Split-Package_AC | -346.5 | -0.09795 | -0.000115 | SWHC014-03 | 1361.34 | 2021 | 0 | 1000 | 2021 | 0 | 0 | SWHC014-03 | Unitary Heat Pump (Small) - Marine ¦ SCE ¦ Marine | Unitary Heat Pump (Small) - Marine | 0.11727 | 1 | 0 | CBSA 2014 | 19.0456 | 2032 | 0.5 | SWHC014-03
COM-HVAC-13.41 | Com ¦ Small Unitary Heat Pump (SEER 17) - Marine ¦ SCE ¦ Marine | Com ¦ Small Unitary Heat Pump (SEER 17) - Marine | SCE ¦ Marine | SCE | All | Electric | Unitary Air-Cooled-Split HP, 17 SEER | Efficient | 0 | Conventional | HVAC | Com - Office (Large) | Com | ROB and NEW | 0 | 1000 sqft2 of floor space | Cap-Tons | 15 | DEER:HVAC_Split-Package_AC | -346.5 | -0.09795 | -0.000115 | SWHC014-03 | 1361.34 | 2021 | 0 | 1000 | 2021 | 0 | 0 | SWHC014-03 | Unitary Heat Pump (Small) - Marine ¦ SCE ¦ Marine | Unitary Heat Pump (Small) - Marine | 0.15546 | 1 | 0 | CBSA 2014 | 5.4263 | 2032 | 0.5 | SWHC014-03
COM-HVAC-13.42 | Com ¦ Small Unitary Heat Pump (SEER 17) - Marine ¦ SCE ¦ Marine | Com ¦ Small Unitary Heat Pump (SEER 17) - Marine | SCE ¦ Marine | SCE | All | Electric | Unitary Air-Cooled-Split HP, 17 SEER | Efficient | 0 | Conventional | HVAC | Com - Office (Small) | Com | ROB and NEW | 0 | 1000 sqft2 of floor space | Cap-Tons | 15 | DEER:HVAC_Split-Package_AC | -346.5 | -0.09795 | -0.000115 | SWHC014-03 | 1361.34 | 2021 | 0 | 1000 | 2021 | 0 | 0 | SWHC014-03 | Unitary Heat Pump (Small) - Marine ¦ SCE ¦ Marine | Unitary Heat Pump (Small) - Marine | 0.17638 | 1 | 0 | CBSA 2014 | 9.0183 | 2032 | 0.5 | SWHC014-03
COM-HVAC-13.43 | Com ¦ Small Unitary Heat Pump (SEER 17) - Marine ¦ SCE ¦ Marine | Com ¦ Small Unitary Heat Pump (SEER 17) - Marine | SCE ¦ Marine | SCE | All | Electric | Unitary Air-Cooled-Split HP, 17 SEER | Efficient | 0 | Conventional | HVAC | Com - Other | Com | ROB and NEW | 0 | 1000 sqft2 of floor space | Cap-Tons | 15 | DEER:HVAC_Split-Package_AC | -346.5 | -0.09795 | -0.000115 | SWHC014-03 | 1361.34 | 2021 | 0 | 1000 | 2021 | 0 | 0 | SWHC014-03 | Unitary Heat Pump (Small) - Marine ¦ SCE ¦ Marine | Unitary Heat Pump (Small) - Marine | 0.08421 | 1 | 0 | CBSA 2014 | 20.3166 | 2032 | 0.5 | SWHC014-03
COM-HVAC-13.45 | Com ¦ Small Unitary Heat Pump (SEER 17) - Marine ¦ SCE ¦ Marine | Com ¦ Small Unitary Heat Pump (SEER 17) - Marine | SCE ¦ Marine | SCE | All | Electric | Unitary Air-Cooled-Split HP, 17 SEER | Efficient | 0 | Conventional | HVAC | Com - Restaurant | Com | ROB and NEW | 0 | 1000 sqft2 of floor space | Cap-Tons | 15 | DEER:HVAC_Split-Package_AC | -346.5 | -0.09795 | -0.000115 | SWHC014-03 | 1361.34 | 2021 | 0 | 1000 | 2021 | 0 | 0 | SWHC014-03 | Unitary Heat Pump (Small) - Marine ¦ SCE ¦ Marine | Unitary Heat Pump (Small) - Marine | 0.25738 | 1 | 0 | CBSA 2014 | 7.0629 | 2032 | 0.5 | SWHC014-03
COM-HVAC-13.46 | Com ¦ Small Unitary Heat Pump (SEER 17) - Marine ¦ SCE ¦ Marine | Com ¦ Small Unitary Heat Pump (SEER 17) - Marine | SCE ¦ Marine | SCE | All | Electric | Unitary Air-Cooled-Split HP, 17 SEER | Efficient | 0 | Conventional | HVAC | Com - Retail | Com | ROB and NEW | 0 | 1000 sqft2 of floor space | Cap-Tons | 15 | DEER:HVAC_Split-Package_AC | -346.5 | -0.09795 | -0.000115 | SWHC014-03 | 1361.34 | 2021 | 0 | 1000 | 2021 | 0 | 0 | SWHC014-03 | Unitary Heat Pump (Small) - Marine ¦ SCE ¦ Marine | Unitary Heat Pump (Small) - Marine | 0.10889 | 1 | 0 | CBSA 2014 | 33.3884 | 2032 | 0.5 | SWHC014-03
COM-HVAC-13.47 | Com ¦ Small Unitary Heat Pump (SEER 17) - Marine ¦ SCE ¦ Marine | Com ¦ Small Unitary Heat Pump (SEER 17) - Marine | SCE ¦ Marine | SCE | All | Electric | Unitary Air-Cooled-Split HP, 17 SEER | Efficient | 0 | Conventional | HVAC | Com - School | Com | ROB and NEW | 0 | 1000 sqft2 of floor space | Cap-Tons | 15 | DEER:HVAC_Split-Package_AC | -346.5 | -0.09795 | -0.000115 | SWHC014-03 | 1361.34 | 2021 | 0 | 1000 | 2021 | 0 | 0 | SWHC014-03 | Unitary Heat Pump (Small) - Marine ¦ SCE ¦ Marine | Unitary Heat Pump (Small) - Marine | 0.17732 | 1 | 0 | CBSA 2014 | 19.0336 | 2032 | 0.5 | SWHC014-03
COM-HVAC-13.48 | Com ¦ Small Unitary Heat Pump (SEER 17) - Marine ¦ SCE ¦ Marine | Com ¦ Small Unitary Heat Pump (SEER 17) - Marine | SCE ¦ Marine | SCE | All | Electric | Unitary Air-Cooled-Split HP, 17 SEER | Efficient | 0 | Conventional | HVAC | Com - Warehouse | Com | ROB and NEW | 0 | 1000 sqft2 of floor space | Cap-Tons | 15 | DEER:HVAC_Split-Package_AC | -346.5 | -0.09795 | -0.000115 | SWHC014-03 | 1361.34 | 2021 | 0 | 1000 | 2021 | 0 | 0 | SWHC014-03 | Unitary Heat Pump (Small) - Marine ¦ SCE ¦ Marine | Unitary Heat Pump (Small) - Marine | 0.033351 | 1 | 0 | CBSA 2014 | 25.7664 | 2032 | 0.5 | SWHC014-03
COM-HVAC-13.49 | Com ¦ Small Unitary Heat Pump (SEER 17) - Hot-Dry ¦ SCE ¦ Hot-Dry | Com ¦ Small Unitary Heat Pump (SEER 17) - Hot-Dry | SCE ¦ Hot-Dry | SCE | All | Electric | Unitary Air-Cooled-Split HP, 17 SEER | Efficient | 0 | Conventional | HVAC | Com - College | Com | ROB and NEW | 0 | 1000 sqft2 of floor space | Cap-Tons | 15 | DEER:HVAC_Split-Package_AC | -383.5 | -0.122 | 0 | SWHC014-03 | 1361.34 | 2021 | 0 | 1000 | 2021 | 0 | 0 | SWHC014-03 | Unitary Heat Pump (Small) - Hot-Dry ¦ SCE ¦ Hot-Dry | Unitary Heat Pump (Small) - Hot-Dry | 0.14726 | 1 | 0 | CBSA 2014 | 13.0351 | 2032 | 0.5 | SWHC014-03
COM-HVAC-13.51 | Com ¦ Small Unitary Heat Pump (SEER 17) - Hot-Dry ¦ SCE ¦ Hot-Dry | Com ¦ Small Unitary Heat Pump (SEER 17) - Hot-Dry | SCE ¦ Hot-Dry | SCE | All | Electric | Unitary Air-Cooled-Split HP, 17 SEER | Efficient | 0 | Conventional | HVAC | Com - Health | Com | ROB and NEW | 0 | 1000 sqft2 of floor space | Cap-Tons | 15 | DEER:HVAC_Split-Package_AC | -383.5 | -0.122 | 0 | SWHC014-03 | 1361.34 | 2021 | 0 | 1000 | 2021 | 0 | 0 | SWHC014-03 | Unitary Heat Pump (Small) - Hot-Dry ¦ SCE ¦ Hot-Dry | Unitary Heat Pump (Small) - Hot-Dry | 0.20884 | 1 | 0 | CBSA 2014 | 5.6841 | 2032 | 0.5 | SWHC014-03
COM-HVAC-13.52 | Com ¦ Small Unitary Heat Pump (SEER 17) - Hot-Dry ¦ SCE ¦ Hot-Dry | Com ¦ Small Unitary Heat Pump (SEER 17) - Hot-Dry | SCE ¦ Hot-Dry | SCE | All | Electric | Unitary Air-Cooled-Split HP, 17 SEER | Efficient | 0 | Conventional | HVAC | Com - Lodging | Com | ROB and NEW | 0 | 1000 sqft2 of floor space | Cap-Tons | 15 | DEER:HVAC_Split-Package_AC | -383.5 | -0.122 | 0 | SWHC014-03 | 1361.34 | 2021 | 0 | 1000 | 2021 | 0 | 0 | SWHC014-03 | Unitary Heat Pump (Small) - Hot-Dry ¦ SCE ¦ Hot-Dry | Unitary Heat Pump (Small) - Hot-Dry | 0.11727 | 1 | 0 | CBSA 2014 | 21.0783 | 2032 | 0.5 | SWHC014-03
COM-HVAC-13.53 | Com ¦ Small Unitary Heat Pump (SEER 17) - Hot-Dry ¦ SCE ¦ Hot-Dry | Com ¦ Small Unitary Heat Pump (SEER 17) - Hot-Dry | SCE ¦ Hot-Dry | SCE | All | Electric | Unitary Air-Cooled-Split HP, 17 SEER | Efficient | 0 | Conventional | HVAC | Com - Office (Large) | Com | ROB and NEW | 0 | 1000 sqft2 of floor space | Cap-Tons | 15 | DEER:HVAC_Split-Package_AC | -383.5 | -0.122 | 0 | SWHC014-03 | 1361.34 | 2021 | 0 | 1000 | 2021 | 0 | 0 | SWHC014-03 | Unitary Heat Pump (Small) - Hot-Dry ¦ SCE ¦ Hot-Dry | Unitary Heat Pump (Small) - Hot-Dry | 0.15546 | 1 | 0 | CBSA 2014 | 6.0053 | 2032 | 0.5 | SWHC014-03
COM-HVAC-13.54 | Com ¦ Small Unitary Heat Pump (SEER 17) - Hot-Dry ¦ SCE ¦ Hot-Dry | Com ¦ Small Unitary Heat Pump (SEER 17) - Hot-Dry | SCE ¦ Hot-Dry | SCE | All | Electric | Unitary Air-Cooled-Split HP, 17 SEER | Efficient | 0 | Conventional | HVAC | Com - Office (Small) | Com | ROB and NEW | 0 | 1000 sqft2 of floor space | Cap-Tons | 15 | DEER:HVAC_Split-Package_AC | -383.5 | -0.122 | 0 | SWHC014-03 | 1361.34 | 2021 | 0 | 1000 | 2021 | 0 | 0 | SWHC014-03 | Unitary Heat Pump (Small) - Hot-Dry ¦ SCE ¦ Hot-Dry | Unitary Heat Pump (Small) - Hot-Dry | 0.17638 | 1 | 0 | CBSA 2014 | 9.9812 | 2032 | 0.5 | SWHC014-03
COM-HVAC-13.55 | Com ¦ Small Unitary Heat Pump (SEER 17) - Hot-Dry ¦ SCE ¦ Hot-Dry | Com ¦ Small Unitary Heat Pump (SEER 17) - Hot-Dry | SCE ¦ Hot-Dry | SCE | All | Electric | Unitary Air-Cooled-Split HP, 17 SEER | Efficient | 0 | Conventional | HVAC | Com - Other | Com | ROB and NEW | 0 | 1000 sqft2 of floor space | Cap-Tons | 15 | DEER:HVAC_Split-Package_AC | -383.5 | -0.122 | 0 | SWHC014-03 | 1361.34 | 2021 | 0 | 1000 | 2021 | 0 | 0 | SWHC014-03 | Unitary Heat Pump (Small) - Hot-Dry ¦ SCE ¦ Hot-Dry | Unitary Heat Pump (Small) - Hot-Dry | 0.08421 | 1 | 0 | CBSA 2014 | 22.4857 | 2032 | 0.5 | SWHC014-03
COM-HVAC-13.57 | Com ¦ Small Unitary Heat Pump (SEER 17) - Hot-Dry ¦ SCE ¦ Hot-Dry | Com ¦ Small Unitary Heat Pump (SEER 17) - Hot-Dry | SCE ¦ Hot-Dry | SCE | All | Electric | Unitary Air-Cooled-Split HP, 17 SEER | Efficient | 0 | Conventional | HVAC | Com - Restaurant | Com | ROB and NEW | 0 | 1000 sqft2 of floor space | Cap-Tons | 15 | DEER:HVAC_Split-Package_AC | -383.5 | -0.122 | 0 | SWHC014-03 | 1361.34 | 2021 | 0 | 1000 | 2021 | 0 | 0 | SWHC014-03 | Unitary Heat Pump (Small) - Hot-Dry ¦ SCE ¦ Hot-Dry | Unitary Heat Pump (Small) - Hot-Dry | 0.25738 | 1 | 0 | CBSA 2014 | 7.8171 | 2032 | 0.5 | SWHC014-03
COM-HVAC-13.58 | Com ¦ Small Unitary Heat Pump (SEER 17) - Hot-Dry ¦ SCE ¦ Hot-Dry | Com ¦ Small Unitary Heat Pump (SEER 17) - Hot-Dry | SCE ¦ Hot-Dry | SCE | All | Electric | Unitary Air-Cooled-Split HP, 17 SEER | Efficient | 0 | Conventional | HVAC | Com - Retail | Com | ROB and NEW | 0 | 1000 sqft2 of floor space | Cap-Tons | 15 | DEER:HVAC_Split-Package_AC | -383.5 | -0.122 | 0 | SWHC014-03 | 1361.34 | 2021 | 0 | 1000 | 2021 | 0 | 0 | SWHC014-03 | Unitary Heat Pump (Small) - Hot-Dry ¦ SCE ¦ Hot-Dry | Unitary Heat Pump (Small) - Hot-Dry | 0.10889 | 1 | 0 | CBSA 2014 | 36.9345 | 2032 | 0.5 | SWHC014-03
COM-HVAC-13.59 | Com ¦ Small Unitary Heat Pump (SEER 17) - Hot-Dry ¦ SCE ¦ Hot-Dry | Com ¦ Small Unitary Heat Pump (SEER 17) - Hot-Dry | SCE ¦ Hot-Dry | SCE | All | Electric | Unitary Air-Cooled-Split HP, 17 SEER | Efficient | 0 | Conventional | HVAC | Com - School | Com | ROB and NEW | 0 | 1000 sqft2 of floor space | Cap-Tons | 15 | DEER:HVAC_Split-Package_AC | -383.5 | -0.122 | 0 | SWHC014-03 | 1361.34 | 2021 | 0 | 1000 | 2021 | 0 | 0 | SWHC014-03 | Unitary Heat Pump (Small) - Hot-Dry ¦ SCE ¦ Hot-Dry | Unitary Heat Pump (Small) - Hot-Dry | 0.17732 | 1 | 0 | CBSA 2014 | 21.0659 | 2032 | 0.5 | SWHC014-03
COM-HVAC-13.60 | Com ¦ Small Unitary Heat Pump (SEER 17) - Hot-Dry ¦ SCE ¦ Hot-Dry | Com ¦ Small Unitary Heat Pump (SEER 17) - Hot-Dry | SCE ¦ Hot-Dry | SCE | All | Electric | Unitary Air-Cooled-Split HP, 17 SEER | Efficient | 0 | Conventional | HVAC | Com - Warehouse | Com | ROB and NEW | 0 | 1000 sqft2 of floor space | Cap-Tons | 15 | DEER:HVAC_Split-Package_AC | -383.5 | -0.122 | 0 | SWHC014-03 | 1361.34 | 2021 | 0 | 1000 | 2021 | 0 | 0 | SWHC014-03 | Unitary Heat Pump (Small) - Hot-Dry ¦ SCE ¦ Hot-Dry | Unitary Heat Pump (Small) - Hot-Dry | 0.033351 | 1 | 0 | CBSA 2014 | 28.5168 | 2032 | 0.5 | SWHC014-03
COM-HVAC-13.61 | Com ¦ Small Unitary Heat Pump (SEER 17) - Cold ¦ SCE ¦ Cold | Com ¦ Small Unitary Heat Pump (SEER 17) - Cold | SCE ¦ Cold | SCE | All | Electric | Unitary Air-Cooled-Split HP, 17 SEER | Efficient | 0 | Conventional | HVAC | Com - College | Com | ROB and NEW | 0 | 1000 sqft2 of floor space | Cap-Tons | 15 | DEER:HVAC_Split-Package_AC | -468.5 | -0.06835 | -0.000225 | SWHC014-03 | 1361.34 | 2021 | 0 | 1000 | 2021 | 0 | 0 | SWHC014-03 | Unitary Heat Pump (Small) - Cold ¦ SCE ¦ Cold | Unitary Heat Pump (Small) - Cold | 0.14726 | 1 | 0 | CBSA 2014 | 15.9244 | 2032 | 0.5 | SWHC014-03
COM-HVAC-13.63 | Com ¦ Small Unitary Heat Pump (SEER 17) - Cold ¦ SCE ¦ Cold | Com ¦ Small Unitary Heat Pump (SEER 17) - Cold | SCE ¦ Cold | SCE | All | Electric | Unitary Air-Cooled-Split HP, 17 SEER | Efficient | 0 | Conventional | HVAC | Com - Health | Com | ROB and NEW | 0 | 1000 sqft2 of floor space | Cap-Tons | 15 | DEER:HVAC_Split-Package_AC | -468.5 | -0.06835 | -0.000225 | SWHC014-03 | 1361.34 | 2021 | 0 | 1000 | 2021 | 0 | 0 | SWHC014-03 | Unitary Heat Pump (Small) - Cold ¦ SCE ¦ Cold | Unitary Heat Pump (Small) - Cold | 0.20884 | 1 | 0 | CBSA 2014 | 6.9444 | 2032 | 0.5 | SWHC014-03
COM-HVAC-13.64 | Com ¦ Small Unitary Heat Pump (SEER 17) - Cold ¦ SCE ¦ Cold | Com ¦ Small Unitary Heat Pump (SEER 17) - Cold | SCE ¦ Cold | SCE | All | Electric | Unitary Air-Cooled-Split HP, 17 SEER | Efficient | 0 | Conventional | HVAC | Com - Lodging | Com | ROB and NEW | 0 | 1000 sqft2 of floor space | Cap-Tons | 15 | DEER:HVAC_Split-Package_AC | -468.5 | -0.06835 | -0.000225 | SWHC014-03 | 1361.34 | 2021 | 0 | 1000 | 2021 | 0 | 0 | SWHC014-03 | Unitary Heat Pump (Small) - Cold ¦ SCE ¦ Cold | Unitary Heat Pump (Small) - Cold | 0.11727 | 1 | 0 | CBSA 2014 | 25.7519 | 2032 | 0.5 | SWHC014-03
COM-HVAC-13.65 | Com ¦ Small Unitary Heat Pump (SEER 17) - Cold ¦ SCE ¦ Cold | Com ¦ Small Unitary Heat Pump (SEER 17) - Cold | SCE ¦ Cold | SCE | All | Electric | Unitary Air-Cooled-Split HP, 17 SEER | Efficient | 0 | Conventional | HVAC | Com - Office (Large) | Com | ROB and NEW | 0 | 1000 sqft2 of floor space | Cap-Tons | 15 | DEER:HVAC_Split-Package_AC | -468.5 | -0.06835 | -0.000225 | SWHC014-03 | 1361.34 | 2021 | 0 | 1000 | 2021 | 0 | 0 | SWHC014-03 | Unitary Heat Pump (Small) - Cold ¦ SCE ¦ Cold | Unitary Heat Pump (Small) - Cold | 0.15546 | 1 | 0 | CBSA 2014 | 7.3371 | 2032 | 0.5 | SWHC014-03
COM-HVAC-13.66 | Com ¦ Small Unitary Heat Pump (SEER 17) - Cold ¦ SCE ¦ Cold | Com ¦ Small Unitary Heat Pump (SEER 17) - Cold | SCE ¦ Cold | SCE | All | Electric | Unitary Air-Cooled-Split HP, 17 SEER | Efficient | 0 | Conventional | HVAC | Com - Office (Small) | Com | ROB and NEW | 0 | 1000 sqft2 of floor space | Cap-Tons | 15 | DEER:HVAC_Split-Package_AC | -468.5 | -0.06835 | -0.000225 | SWHC014-03 | 1361.34 | 2021 | 0 | 1000 | 2021 | 0 | 0 | SWHC014-03 | Unitary Heat Pump (Small) - Cold ¦ SCE ¦ Cold | Unitary Heat Pump (Small) - Cold | 0.17638 | 1 | 0 | CBSA 2014 | 12.1936 | 2032 | 0.5 | SWHC014-03
COM-HVAC-13.67 | Com ¦ Small Unitary Heat Pump (SEER 17) - Cold ¦ SCE ¦ Cold | Com ¦ Small Unitary Heat Pump (SEER 17) - Cold | SCE ¦ Cold | SCE | All | Electric | Unitary Air-Cooled-Split HP, 17 SEER | Efficient | 0 | Conventional | HVAC | Com - Other | Com | ROB and NEW | 0 | 1000 sqft2 of floor space | Cap-Tons | 15 | DEER:HVAC_Split-Package_AC | -468.5 | -0.06835 | -0.000225 | SWHC014-03 | 1361.34 | 2021 | 0 | 1000 | 2021 | 0 | 0 | SWHC014-03 | Unitary Heat Pump (Small) - Cold ¦ SCE ¦ Cold | Unitary Heat Pump (Small) - Cold | 0.08421 | 1 | 0 | CBSA 2014 | 27.47 | 2032 | 0.5 | SWHC014-03
COM-HVAC-13.69 | Com ¦ Small Unitary Heat Pump (SEER 17) - Cold ¦ SCE ¦ Cold | Com ¦ Small Unitary Heat Pump (SEER 17) - Cold | SCE ¦ Cold | SCE | All | Electric | Unitary Air-Cooled-Split HP, 17 SEER | Efficient | 0 | Conventional | HVAC | Com - Restaurant | Com | ROB and NEW | 0 | 1000 sqft2 of floor space | Cap-Tons | 15 | DEER:HVAC_Split-Package_AC | -468.5 | -0.06835 | -0.000225 | SWHC014-03 | 1361.34 | 2021 | 0 | 1000 | 2021 | 0 | 0 | SWHC014-03 | Unitary Heat Pump (Small) - Cold ¦ SCE ¦ Cold | Unitary Heat Pump (Small) - Cold | 0.25738 | 1 | 0 | CBSA 2014 | 9.5498 | 2032 | 0.5 | SWHC014-03
COM-HVAC-13.70 | Com ¦ Small Unitary Heat Pump (SEER 17) - Cold ¦ SCE ¦ Cold | Com ¦ Small Unitary Heat Pump (SEER 17) - Cold | SCE ¦ Cold | SCE | All | Electric | Unitary Air-Cooled-Split HP, 17 SEER | Efficient | 0 | Conventional | HVAC | Com - Retail | Com | ROB and NEW | 0 | 1000 sqft2 of floor space | Cap-Tons | 15 | DEER:HVAC_Split-Package_AC | -468.5 | -0.06835 | -0.000225 | SWHC014-03 | 1361.34 | 2021 | 0 | 1000 | 2021 | 0 | 0 | SWHC014-03 | Unitary Heat Pump (Small) - Cold ¦ SCE ¦ Cold | Unitary Heat Pump (Small) - Cold | 0.10889 | 1 | 0 | CBSA 2014 | 45.1546 | 2032 | 0.5 | SWHC014-03
COM-HVAC-13.71 | Com ¦ Small Unitary Heat Pump (SEER 17) - Cold ¦ SCE ¦ Cold | Com ¦ Small Unitary Heat Pump (SEER 17) - Cold | SCE ¦ Cold | SCE | All | Electric | Unitary Air-Cooled-Split HP, 17 SEER | Efficient | 0 | Conventional | HVAC | Com - School | Com | ROB and NEW | 0 | 1000 sqft2 of floor space | Cap-Tons | 15 | DEER:HVAC_Split-Package_AC | -468.5 | -0.06835 | -0.000225 | SWHC014-03 | 1361.34 | 2021 | 0 | 1000 | 2021 | 0 | 0 | SWHC014-03 | Unitary Heat Pump (Small) - Cold ¦ SCE ¦ Cold | Unitary Heat Pump (Small) - Cold | 0.17732 | 1 | 0 | CBSA 2014 | 25.7352 | 2032 | 0.5 | SWHC014-03
COM-HVAC-13.72 | Com ¦ Small Unitary Heat Pump (SEER 17) - Cold ¦ SCE ¦ Cold | Com ¦ Small Unitary Heat Pump (SEER 17) - Cold | SCE ¦ Cold | SCE | All | Electric | Unitary Air-Cooled-Split HP, 17 SEER | Efficient | 0 | Conventional | HVAC | Com - Warehouse | Com | ROB and NEW | 0 | 1000 sqft2 of floor space | Cap-Tons | 15 | DEER:HVAC_Split-Package_AC | -468.5 | -0.06835 | -0.000225 | SWHC014-03 | 1361.34 | 2021 | 0 | 1000 | 2021 | 0 | 0 | SWHC014-03 | Unitary Heat Pump (Small) - Cold ¦ SCE ¦ Cold | Unitary Heat Pump (Small) - Cold | 0.033351 | 1 | 0 | CBSA 2014 | 34.839 | 2032 | 0.5 | SWHC014-03
COM-HVAC-13.73 | Com ¦ Small Unitary Heat Pump (SEER 17) - Marine ¦ SDG&E ¦ Marine | Com ¦ Small Unitary Heat Pump (SEER 17) - Marine | SDG&E ¦ Marine | SDG&E | All | Electric | Unitary Air-Cooled-Split HP, 17 SEER | Efficient | 0 | Conventional | HVAC | Com - College | Com | ROB and NEW | 0 | 1000 sqft2 of floor space | Cap-Tons | 15 | DEER:HVAC_Split-Package_AC | -346.5 | -0.09795 | -0.000115 | SWHC014-03 | 1361.34 | 2021 | 0 | 1000 | 2021 | 0 | 0 | SWHC014-03 | Unitary Heat Pump (Small) - Marine ¦ SDG&E ¦ Marine | Unitary Heat Pump (Small) - Marine | 0.1443 | 1 | 0 | CBSA 2014 | 11.7776 | 2032 | 0.5 | SWHC014-03
COM-HVAC-13.75 | Com ¦ Small Unitary Heat Pump (SEER 17) - Marine ¦ SDG&E ¦ Marine | Com ¦ Small Unitary Heat Pump (SEER 17) - Marine | SDG&E ¦ Marine | SDG&E | All | Electric | Unitary Air-Cooled-Split HP, 17 SEER | Efficient | 0 | Conventional | HVAC | Com - Health | Com | ROB and NEW | 0 | 1000 sqft2 of floor space | Cap-Tons | 15 | DEER:HVAC_Split-Package_AC | -346.5 | -0.09795 | -0.000115 | SWHC014-03 | 1361.34 | 2021 | 0 | 1000 | 2021 | 0 | 0 | SWHC014-03 | Unitary Heat Pump (Small) - Marine ¦ SDG&E ¦ Marine | Unitary Heat Pump (Small) - Marine | 0.20767 | 1 | 0 | CBSA 2014 | 5.136 | 2032 | 0.5 | SWHC014-03
COM-HVAC-13.76 | Com ¦ Small Unitary Heat Pump (SEER 17) - Marine ¦ SDG&E ¦ Marine | Com ¦ Small Unitary Heat Pump (SEER 17) - Marine | SDG&E ¦ Marine | SDG&E | All | Electric | Unitary Air-Cooled-Split HP, 17 SEER | Efficient | 0 | Conventional | HVAC | Com - Lodging | Com | ROB and NEW | 0 | 1000 sqft2 of floor space | Cap-Tons | 15 | DEER:HVAC_Split-Package_AC | -346.5 | -0.09795 | -0.000115 | SWHC014-03 | 1361.34 | 2021 | 0 | 1000 | 2021 | 0 | 0 | SWHC014-03 | Unitary Heat Pump (Small) - Marine ¦ SDG&E ¦ Marine | Unitary Heat Pump (Small) - Marine | 0.11619 | 1 | 0 | CBSA 2014 | 19.0456 | 2032 | 0.5 | SWHC014-03
COM-HVAC-13.77 | Com ¦ Small Unitary Heat Pump (SEER 17) - Marine ¦ SDG&E ¦ Marine | Com ¦ Small Unitary Heat Pump (SEER 17) - Marine | SDG&E ¦ Marine | SDG&E | All | Electric | Unitary Air-Cooled-Split HP, 17 SEER | Efficient | 0 | Conventional | HVAC | Com - Office (Large) | Com | ROB and NEW | 0 | 1000 sqft2 of floor space | Cap-Tons | 15 | DEER:HVAC_Split-Package_AC | -346.5 | -0.09795 | -0.000115 | SWHC014-03 | 1361.34 | 2021 | 0 | 1000 | 2021 | 0 | 0 | SWHC014-03 | Unitary Heat Pump (Small) - Marine ¦ SDG&E ¦ Marine | Unitary Heat Pump (Small) - Marine | 0.1517 | 1 | 0 | CBSA 2014 | 5.4263 | 2032 | 0.5 | SWHC014-03
COM-HVAC-13.78 | Com ¦ Small Unitary Heat Pump (SEER 17) - Marine ¦ SDG&E ¦ Marine | Com ¦ Small Unitary Heat Pump (SEER 17) - Marine | SDG&E ¦ Marine | SDG&E | All | Electric | Unitary Air-Cooled-Split HP, 17 SEER | Efficient | 0 | Conventional | HVAC | Com - Office (Small) | Com | ROB and NEW | 0 | 1000 sqft2 of floor space | Cap-Tons | 15 | DEER:HVAC_Split-Package_AC | -346.5 | -0.09795 | -0.000115 | SWHC014-03 | 1361.34 | 2021 | 0 | 1000 | 2021 | 0 | 0 | SWHC014-03 | Unitary Heat Pump (Small) - Marine ¦ SDG&E ¦ Marine | Unitary Heat Pump (Small) - Marine | 0.1842 | 1 | 0 | CBSA 2014 | 9.0183 | 2032 | 0.5 | SWHC014-03
COM-HVAC-13.79 | Com ¦ Small Unitary Heat Pump (SEER 17) - Marine ¦ SDG&E ¦ Marine | Com ¦ Small Unitary Heat Pump (SEER 17) - Marine | SDG&E ¦ Marine | SDG&E | All | Electric | Unitary Air-Cooled-Split HP, 17 SEER | Efficient | 0 | Conventional | HVAC | Com - Other | Com | ROB and NEW | 0 | 1000 sqft2 of floor space | Cap-Tons | 15 | DEER:HVAC_Split-Package_AC | -346.5 | -0.09795 | -0.000115 | SWHC014-03 | 1361.34 | 2021 | 0 | 1000 | 2021 | 0 | 0 | SWHC014-03 | Unitary Heat Pump (Small) - Marine ¦ SDG&E ¦ Marine | Unitary Heat Pump (Small) - Marine | 0.082771 | 1 | 0 | CBSA 2014 | 20.3166 | 2032 | 0.5 | SWHC014-03
COM-HVAC-13.81 | Com ¦ Small Unitary Heat Pump (SEER 17) - Marine ¦ SDG&E ¦ Marine | Com ¦ Small Unitary Heat Pump (SEER 17) - Marine | SDG&E ¦ Marine | SDG&E | All | Electric | Unitary Air-Cooled-Split HP, 17 SEER | Efficient | 0 | Conventional | HVAC | Com - Restaurant | Com | ROB and NEW | 0 | 1000 sqft2 of floor space | Cap-Tons | 15 | DEER:HVAC_Split-Package_AC | -346.5 | -0.09795 | -0.000115 | SWHC014-03 | 1361.34 | 2021 | 0 | 1000 | 2021 | 0 | 0 | SWHC014-03 | Unitary Heat Pump (Small) - Marine ¦ SDG&E ¦ Marine | Unitary Heat Pump (Small) - Marine | 0.26887 | 1 | 0 | CBSA 2014 | 7.0629 | 2032 | 0.5 | SWHC014-03
COM-HVAC-13.82 | Com ¦ Small Unitary Heat Pump (SEER 17) - Marine ¦ SDG&E ¦ Marine | Com ¦ Small Unitary Heat Pump (SEER 17) - Marine | SDG&E ¦ Marine | SDG&E | All | Electric | Unitary Air-Cooled-Split HP, 17 SEER | Efficient | 0 | Conventional | HVAC | Com - Retail | Com | ROB and NEW | 0 | 1000 sqft2 of floor space | Cap-Tons | 15 | DEER:HVAC_Split-Package_AC | -346.5 | -0.09795 | -0.000115 | SWHC014-03 | 1361.34 | 2021 | 0 | 1000 | 2021 | 0 | 0 | SWHC014-03 | Unitary Heat Pump (Small) - Marine ¦ SDG&E ¦ Marine | Unitary Heat Pump (Small) - Marine | 0.109 | 1 | 0 | CBSA 2014 | 33.3884 | 2032 | 0.5 | SWHC014-03
COM-HVAC-13.83 | Com ¦ Small Unitary Heat Pump (SEER 17) - Marine ¦ SDG&E ¦ Marine | Com ¦ Small Unitary Heat Pump (SEER 17) - Marine | SDG&E ¦ Marine | SDG&E | All | Electric | Unitary Air-Cooled-Split HP, 17 SEER | Efficient | 0 | Conventional | HVAC | Com - School | Com | ROB and NEW | 0 | 1000 sqft2 of floor space | Cap-Tons | 15 | DEER:HVAC_Split-Package_AC | -346.5 | -0.09795 | -0.000115 | SWHC014-03 | 1361.34 | 2021 | 0 | 1000 | 2021 | 0 | 0 | SWHC014-03 | Unitary Heat Pump (Small) - Marine ¦ SDG&E ¦ Marine | Unitary Heat Pump (Small) - Marine | 0.18329 | 1 | 0 | CBSA 2014 | 19.0336 | 2032 | 0.5 | SWHC014-03
COM-HVAC-13.84 | Com ¦ Small Unitary Heat Pump (SEER 17) - Marine ¦ SDG&E ¦ Marine | Com ¦ Small Unitary Heat Pump (SEER 17) - Marine | SDG&E ¦ Marine | SDG&E | All | Electric | Unitary Air-Cooled-Split HP, 17 SEER | Efficient | 0 | Conventional | HVAC | Com - Warehouse | Com | ROB and NEW | 0 | 1000 sqft2 of floor space | Cap-Tons | 15 | DEER:HVAC_Split-Package_AC | -346.5 | -0.09795 | -0.000115 | SWHC014-03 | 1361.34 | 2021 | 0 | 1000 | 2021 | 0 | 0 | SWHC014-03 | Unitary Heat Pump (Small) - Marine ¦ SDG&E ¦ Marine | Unitary Heat Pump (Small) - Marine | 0.033426 | 1 | 0 | CBSA 2014 | 25.7664 | 2032 | 0.5 | SWHC014-03
COM-HVAC-13.85 | Com ¦ Small Unitary Heat Pump (SEER 17) - Hot-Dry ¦ SDG&E ¦ Hot-Dry | Com ¦ Small Unitary Heat Pump (SEER 17) - Hot-Dry | SDG&E ¦ Hot-Dry | SDG&E | All | Electric | Unitary Air-Cooled-Split HP, 17 SEER | Efficient | 0 | Conventional | HVAC | Com - College | Com | ROB and NEW | 0 | 1000 sqft2 of floor space | Cap-Tons | 15 | DEER:HVAC_Split-Package_AC | -331 | -0.0795 | 0.000145 | SWHC014-03 | 1361.34 | 2021 | 0 | 1000 | 2021 | 0 | 0 | SWHC014-03 | Unitary Heat Pump (Small) - Hot-Dry ¦ SDG&E ¦ Hot-Dry | Unitary Heat Pump (Small) - Hot-Dry | 0.1443 | 1 | 0 | CBSA 2014 | 11.2506 | 2032 | 0.5 | SWHC014-03
COM-HVAC-13.87 | Com ¦ Small Unitary Heat Pump (SEER 17) - Hot-Dry ¦ SDG&E ¦ Hot-Dry | Com ¦ Small Unitary Heat Pump (SEER 17) - Hot-Dry | SDG&E ¦ Hot-Dry | SDG&E | All | Electric | Unitary Air-Cooled-Split HP, 17 SEER | Efficient | 0 | Conventional | HVAC | Com - Health | Com | ROB and NEW | 0 | 1000 sqft2 of floor space | Cap-Tons | 15 | DEER:HVAC_Split-Package_AC | -331 | -0.0795 | 0.000145 | SWHC014-03 | 1361.34 | 2021 | 0 | 1000 | 2021 | 0 | 0 | SWHC014-03 | Unitary Heat Pump (Small) - Hot-Dry ¦ SDG&E ¦ Hot-Dry | Unitary Heat Pump (Small) - Hot-Dry | 0.20767 | 1 | 0 | CBSA 2014 | 4.9056 | 2032 | 0.5 | SWHC014-03
COM-HVAC-13.88 | Com ¦ Small Unitary Heat Pump (SEER 17) - Hot-Dry ¦ SDG&E ¦ Hot-Dry | Com ¦ Small Unitary Heat Pump (SEER 17) - Hot-Dry | SDG&E ¦ Hot-Dry | SDG&E | All | Electric | Unitary Air-Cooled-Split HP, 17 SEER | Efficient | 0 | Conventional | HVAC | Com - Lodging | Com | ROB and NEW | 0 | 1000 sqft2 of floor space | Cap-Tons | 15 | DEER:HVAC_Split-Package_AC | -331 | -0.0795 | 0.000145 | SWHC014-03 | 1361.34 | 2021 | 0 | 1000 | 2021 | 0 | 0 | SWHC014-03 | Unitary Heat Pump (Small) - Hot-Dry ¦ SDG&E ¦ Hot-Dry | Unitary Heat Pump (Small) - Hot-Dry | 0.11619 | 1 | 0 | CBSA 2014 | 18.1917 | 2032 | 0.5 | SWHC014-03
COM-HVAC-13.89 | Com ¦ Small Unitary Heat Pump (SEER 17) - Hot-Dry ¦ SDG&E ¦ Hot-Dry | Com ¦ Small Unitary Heat Pump (SEER 17) - Hot-Dry | SDG&E ¦ Hot-Dry | SDG&E | All | Electric | Unitary Air-Cooled-Split HP, 17 SEER | Efficient | 0 | Conventional | HVAC | Com - Office (Large) | Com | ROB and NEW | 0 | 1000 sqft2 of floor space | Cap-Tons | 15 | DEER:HVAC_Split-Package_AC | -331 | -0.0795 | 0.000145 | SWHC014-03 | 1361.34 | 2021 | 0 | 1000 | 2021 | 0 | 0 | SWHC014-03 | Unitary Heat Pump (Small) - Hot-Dry ¦ SDG&E ¦ Hot-Dry | Unitary Heat Pump (Small) - Hot-Dry | 0.1517 | 1 | 0 | CBSA 2014 | 5.1827 | 2032 | 0.5 | SWHC014-03
COM-HVAC-13.90 | Com ¦ Small Unitary Heat Pump (SEER 17) - Hot-Dry ¦ SDG&E ¦ Hot-Dry | Com ¦ Small Unitary Heat Pump (SEER 17) - Hot-Dry | SDG&E ¦ Hot-Dry | SDG&E | All | Electric | Unitary Air-Cooled-Split HP, 17 SEER | Efficient | 0 | Conventional | HVAC | Com - Office (Small) | Com | ROB and NEW | 0 | 1000 sqft2 of floor space | Cap-Tons | 15 | DEER:HVAC_Split-Package_AC | -331 | -0.0795 | 0.000145 | SWHC014-03 | 1361.34 | 2021 | 0 | 1000 | 2021 | 0 | 0 | SWHC014-03 | Unitary Heat Pump (Small) - Hot-Dry ¦ SDG&E ¦ Hot-Dry | Unitary Heat Pump (Small) - Hot-Dry | 0.1842 | 1 | 0 | CBSA 2014 | 8.6146 | 2032 | 0.5 | SWHC014-03
COM-HVAC-13.91 | Com ¦ Small Unitary Heat Pump (SEER 17) - Hot-Dry ¦ SDG&E ¦ Hot-Dry | Com ¦ Small Unitary Heat Pump (SEER 17) - Hot-Dry | SDG&E ¦ Hot-Dry | SDG&E | All | Electric | Unitary Air-Cooled-Split HP, 17 SEER | Efficient | 0 | Conventional | HVAC | Com - Other | Com | ROB and NEW | 0 | 1000 sqft2 of floor space | Cap-Tons | 15 | DEER:HVAC_Split-Package_AC | -331 | -0.0795 | 0.000145 | SWHC014-03 | 1361.34 | 2021 | 0 | 1000 | 2021 | 0 | 0 | SWHC014-03 | Unitary Heat Pump (Small) - Hot-Dry ¦ SDG&E ¦ Hot-Dry | Unitary Heat Pump (Small) - Hot-Dry | 0.082771 | 1 | 0 | CBSA 2014 | 19.4071 | 2032 | 0.5 | SWHC014-03
COM-HVAC-13.93 | Com ¦ Small Unitary Heat Pump (SEER 17) - Hot-Dry ¦ SDG&E ¦ Hot-Dry | Com ¦ Small Unitary Heat Pump (SEER 17) - Hot-Dry | SDG&E ¦ Hot-Dry | SDG&E | All | Electric | Unitary Air-Cooled-Split HP, 17 SEER | Efficient | 0 | Conventional | HVAC | Com - Restaurant | Com | ROB and NEW | 0 | 1000 sqft2 of floor space | Cap-Tons | 15 | DEER:HVAC_Split-Package_AC | -331 | -0.0795 | 0.000145 | SWHC014-03 | 1361.34 | 2021 | 0 | 1000 | 2021 | 0 | 0 | SWHC014-03 | Unitary Heat Pump (Small) - Hot-Dry ¦ SDG&E ¦ Hot-Dry | Unitary Heat Pump (Small) - Hot-Dry | 0.26887 | 1 | 0 | CBSA 2014 | 6.7469 | 2032 | 0.5 | SWHC014-03
COM-HVAC-13.94 | Com ¦ Small Unitary Heat Pump (SEER 17) - Hot-Dry ¦ SDG&E ¦ Hot-Dry | Com ¦ Small Unitary Heat Pump (SEER 17) - Hot-Dry | SDG&E ¦ Hot-Dry | SDG&E | All | Electric | Unitary Air-Cooled-Split HP, 17 SEER | Efficient | 0 | Conventional | HVAC | Com - Retail | Com | ROB and NEW | 0 | 1000 sqft2 of floor space | Cap-Tons | 15 | DEER:HVAC_Split-Package_AC | -331 | -0.0795 | 0.000145 | SWHC014-03 | 1361.34 | 2021 | 0 | 1000 | 2021 | 0 | 0 | SWHC014-03 | Unitary Heat Pump (Small) - Hot-Dry ¦ SDG&E ¦ Hot-Dry | Unitary Heat Pump (Small) - Hot-Dry | 0.109 | 1 | 0 | CBSA 2014 | 31.8565 | 2032 | 0.5 | SWHC014-03
COM-HVAC-13.95 | Com ¦ Small Unitary Heat Pump (SEER 17) - Hot-Dry ¦ SDG&E ¦ Hot-Dry | Com ¦ Small Unitary Heat Pump (SEER 17) - Hot-Dry | SDG&E ¦ Hot-Dry | SDG&E | All | Electric | Unitary Air-Cooled-Split HP, 17 SEER | Efficient | 0 | Conventional | HVAC | Com - School | Com | ROB and NEW | 0 | 1000 sqft2 of floor space | Cap-Tons | 15 | DEER:HVAC_Split-Package_AC | -331 | -0.0795 | 0.000145 | SWHC014-03 | 1361.34 | 2021 | 0 | 1000 | 2021 | 0 | 0 | SWHC014-03 | Unitary Heat Pump (Small) - Hot-Dry ¦ SDG&E ¦ Hot-Dry | Unitary Heat Pump (Small) - Hot-Dry | 0.18329 | 1 | 0 | CBSA 2014 | 18.182 | 2032 | 0.5 | SWHC014-03
COM-HVAC-13.96 | Com ¦ Small Unitary Heat Pump (SEER 17) - Hot-Dry ¦ SDG&E ¦ Hot-Dry | Com ¦ Small Unitary Heat Pump (SEER 17) - Hot-Dry | SDG&E ¦ Hot-Dry | SDG&E | All | Electric | Unitary Air-Cooled-Split HP, 17 SEER | Efficient | 0 | Conventional | HVAC | Com - Warehouse | Com | ROB and NEW | 0 | 1000 sqft2 of floor space | Cap-Tons | 15 | DEER:HVAC_Split-Package_AC | -331 | -0.0795 | 0.000145 | SWHC014-03 | 1361.34 | 2021 | 0 | 1000 | 2021 | 0 | 0 | SWHC014-03 | Unitary Heat Pump (Small) - Hot-Dry ¦ SDG&E ¦ Hot-Dry | Unitary Heat Pump (Small) - Hot-Dry | 0.033426 | 1 | 0 | CBSA 2014 | 24.6118 | 2032 | 0.5 | SWHC014-03
COM-HVAC-14.1 | Com ¦ Small Unitary Heat Pump (SEER 18) - Marine ¦ PG&E ¦ Marine | Com ¦ Small Unitary Heat Pump (SEER 18) - Marine | PG&E ¦ Marine | PG&E | All | Electric | Unitary Air-Cooled-Split HP, 18 SEER | Efficient | 0 | Conventional | HVAC | Com - College | Com | ROB and NEW | 0 | 1000 sqft2 of floor space | Cap-Tons | 15 | DEER:HVAC_Split-Package_AC | -323 | -0.08575 | 8.5e-05 | SWHC014-03 | 1465.12 | 2021 | 0 | 1000 | 2021 | 0 | 0 | SWHC014-03 | Unitary Heat Pump (Small) - Marine ¦ PG&E ¦ Marine | Unitary Heat Pump (Small) - Marine | 0.13195 | 1 | 0 | CBSA 2014 | 10.9787 | 2032 | 0.5 | SWHC014-03
COM-HVAC-14.3 | Com ¦ Small Unitary Heat Pump (SEER 18) - Marine ¦ PG&E ¦ Marine | Com ¦ Small Unitary Heat Pump (SEER 18) - Marine | PG&E ¦ Marine | PG&E | All | Electric | Unitary Air-Cooled-Split HP, 18 SEER | Efficient | 0 | Conventional | HVAC | Com - Health | Com | ROB and NEW | 0 | 1000 sqft2 of floor space | Cap-Tons | 15 | DEER:HVAC_Split-Package_AC | -323 | -0.08575 | 8.5e-05 | SWHC014-03 | 1465.12 | 2021 | 0 | 1000 | 2021 | 0 | 0 | SWHC014-03 | Unitary Heat Pump (Small) - Marine ¦ PG&E ¦ Marine | Unitary Heat Pump (Small) - Marine | 0.19485 | 1 | 0 | CBSA 2014 | 4.7872 | 2032 | 0.5 | SWHC014-03
COM-HVAC-14.4 | Com ¦ Small Unitary Heat Pump (SEER 18) - Marine ¦ PG&E ¦ Marine | Com ¦ Small Unitary Heat Pump (SEER 18) - Marine | PG&E ¦ Marine | PG&E | All | Electric | Unitary Air-Cooled-Split HP, 18 SEER | Efficient | 0 | Conventional | HVAC | Com - Lodging | Com | ROB and NEW | 0 | 1000 sqft2 of floor space | Cap-Tons | 15 | DEER:HVAC_Split-Package_AC | -323 | -0.08575 | 8.5e-05 | SWHC014-03 | 1465.12 | 2021 | 0 | 1000 | 2021 | 0 | 0 | SWHC014-03 | Unitary Heat Pump (Small) - Marine ¦ PG&E ¦ Marine | Unitary Heat Pump (Small) - Marine | 0.10386 | 1 | 0 | CBSA 2014 | 17.7524 | 2032 | 0.5 | SWHC014-03
COM-HVAC-14.5 | Com ¦ Small Unitary Heat Pump (SEER 18) - Marine ¦ PG&E ¦ Marine | Com ¦ Small Unitary Heat Pump (SEER 18) - Marine | PG&E ¦ Marine | PG&E | All | Electric | Unitary Air-Cooled-Split HP, 18 SEER | Efficient | 0 | Conventional | HVAC | Com - Office (Large) | Com | ROB and NEW | 0 | 1000 sqft2 of floor space | Cap-Tons | 15 | DEER:HVAC_Split-Package_AC | -323 | -0.08575 | 8.5e-05 | SWHC014-03 | 1465.12 | 2021 | 0 | 1000 | 2021 | 0 | 0 | SWHC014-03 | Unitary Heat Pump (Small) - Marine ¦ PG&E ¦ Marine | Unitary Heat Pump (Small) - Marine | 0.13836 | 1 | 0 | CBSA 2014 | 5.0576 | 2032 | 0.5 | SWHC014-03
COM-HVAC-14.6 | Com ¦ Small Unitary Heat Pump (SEER 18) - Marine ¦ PG&E ¦ Marine | Com ¦ Small Unitary Heat Pump (SEER 18) - Marine | PG&E ¦ Marine | PG&E | All | Electric | Unitary Air-Cooled-Split HP, 18 SEER | Efficient | 0 | Conventional | HVAC | Com - Office (Small) | Com | ROB and NEW | 0 | 1000 sqft2 of floor space | Cap-Tons | 15 | DEER:HVAC_Split-Package_AC | -323 | -0.08575 | 8.5e-05 | SWHC014-03 | 1465.12 | 2021 | 0 | 1000 | 2021 | 0 | 0 | SWHC014-03 | Unitary Heat Pump (Small) - Marine ¦ PG&E ¦ Marine | Unitary Heat Pump (Small) - Marine | 0.16182 | 1 | 0 | CBSA 2014 | 8.4065 | 2032 | 0.5 | SWHC014-03
COM-HVAC-14.7 | Com ¦ Small Unitary Heat Pump (SEER 18) - Marine ¦ PG&E ¦ Marine | Com ¦ Small Unitary Heat Pump (SEER 18) - Marine | PG&E ¦ Marine | PG&E | All | Electric | Unitary Air-Cooled-Split HP, 18 SEER | Efficient | 0 | Conventional | HVAC | Com - Other | Com | ROB and NEW | 0 | 1000 sqft2 of floor space | Cap-Tons | 15 | DEER:HVAC_Split-Package_AC | -323 | -0.08575 | 8.5e-05 | SWHC014-03 | 1465.12 | 2021 | 0 | 1000 | 2021 | 0 | 0 | SWHC014-03 | Unitary Heat Pump (Small) - Marine ¦ PG&E ¦ Marine | Unitary Heat Pump (Small) - Marine | 0.076368 | 1 | 0 | CBSA 2014 | 18.9382 | 2032 | 0.5 | SWHC014-03
COM-HVAC-14.9 | Com ¦ Small Unitary Heat Pump (SEER 18) - Marine ¦ PG&E ¦ Marine | Com ¦ Small Unitary Heat Pump (SEER 18) - Marine | PG&E ¦ Marine | PG&E | All | Electric | Unitary Air-Cooled-Split HP, 18 SEER | Efficient | 0 | Conventional | HVAC | Com - Restaurant | Com | ROB and NEW | 0 | 1000 sqft2 of floor space | Cap-Tons | 15 | DEER:HVAC_Split-Package_AC | -323 | -0.08575 | 8.5e-05 | SWHC014-03 | 1465.12 | 2021 | 0 | 1000 | 2021 | 0 | 0 | SWHC014-03 | Unitary Heat Pump (Small) - Marine ¦ PG&E ¦ Marine | Unitary Heat Pump (Small) - Marine | 0.23382 | 1 | 0 | CBSA 2014 | 6.5839 | 2032 | 0.5 | SWHC014-03
COM-HVAC-14.10 | Com ¦ Small Unitary Heat Pump (SEER 18) - Marine ¦ PG&E ¦ Marine | Com ¦ Small Unitary Heat Pump (SEER 18) - Marine | PG&E ¦ Marine | PG&E | All | Electric | Unitary Air-Cooled-Split HP, 18 SEER | Efficient | 0 | Conventional | HVAC | Com - Retail | Com | ROB and NEW | 0 | 1000 sqft2 of floor space | Cap-Tons | 15 | DEER:HVAC_Split-Package_AC | -323 | -0.08575 | 8.5e-05 | SWHC014-03 | 1465.12 | 2021 | 0 | 1000 | 2021 | 0 | 0 | SWHC014-03 | Unitary Heat Pump (Small) - Marine ¦ PG&E ¦ Marine | Unitary Heat Pump (Small) - Marine | 0.097448 | 1 | 0 | CBSA 2014 | 31.0951 | 2032 | 0.5 | SWHC014-03
COM-HVAC-14.11 | Com ¦ Small Unitary Heat Pump (SEER 18) - Marine ¦ PG&E ¦ Marine | Com ¦ Small Unitary Heat Pump (SEER 18) - Marine | PG&E ¦ Marine | PG&E | All | Electric | Unitary Air-Cooled-Split HP, 18 SEER | Efficient | 0 | Conventional | HVAC | Com - School | Com | ROB and NEW | 0 | 1000 sqft2 of floor space | Cap-Tons | 15 | DEER:HVAC_Split-Package_AC | -323 | -0.08575 | 8.5e-05 | SWHC014-03 | 1465.12 | 2021 | 0 | 1000 | 2021 | 0 | 0 | SWHC014-03 | Unitary Heat Pump (Small) - Marine ¦ PG&E ¦ Marine | Unitary Heat Pump (Small) - Marine | 0.14798 | 1 | 0 | CBSA 2014 | 17.7426 | 2032 | 0.5 | SWHC014-03
COM-HVAC-14.12 | Com ¦ Small Unitary Heat Pump (SEER 18) - Marine ¦ PG&E ¦ Marine | Com ¦ Small Unitary Heat Pump (SEER 18) - Marine | PG&E ¦ Marine | PG&E | All | Electric | Unitary Air-Cooled-Split HP, 18 SEER | Efficient | 0 | Conventional | HVAC | Com - Warehouse | Com | ROB and NEW | 0 | 1000 sqft2 of floor space | Cap-Tons | 15 | DEER:HVAC_Split-Package_AC | -323 | -0.08575 | 8.5e-05 | SWHC014-03 | 1465.12 | 2021 | 0 | 1000 | 2021 | 0 | 0 | SWHC014-03 | Unitary Heat Pump (Small) - Marine ¦ PG&E ¦ Marine | Unitary Heat Pump (Small) - Marine | 0.030327 | 1 | 0 | CBSA 2014 | 24.0174 | 2032 | 0.5 | SWHC014-03
COM-HVAC-14.13 | Com ¦ Small Unitary Heat Pump (SEER 18) - Hot-Dry ¦ PG&E ¦ Hot-Dry | Com ¦ Small Unitary Heat Pump (SEER 18) - Hot-Dry | PG&E ¦ Hot-Dry | PG&E | All | Electric | Unitary Air-Cooled-Split HP, 18 SEER | Efficient | 0 | Conventional | HVAC | Com - College | Com | ROB and NEW | 0 | 1000 sqft2 of floor space | Cap-Tons | 15 | DEER:HVAC_Split-Package_AC | -443 | -0.153 | 2e-05 | SWHC014-03 | 1465.12 | 2021 | 0 | 1000 | 2021 | 0 | 0 | SWHC014-03 | Unitary Heat Pump (Small) - Hot-Dry ¦ PG&E ¦ Hot-Dry | Unitary Heat Pump (Small) - Hot-Dry | 0.13195 | 1 | 0 | CBSA 2014 | 15.0575 | 2032 | 0.5 | SWHC014-03
COM-HVAC-14.15 | Com ¦ Small Unitary Heat Pump (SEER 18) - Hot-Dry ¦ PG&E ¦ Hot-Dry | Com ¦ Small Unitary Heat Pump (SEER 18) - Hot-Dry | PG&E ¦ Hot-Dry | PG&E | All | Electric | Unitary Air-Cooled-Split HP, 18 SEER | Efficient | 0 | Conventional | HVAC | Com - Health | Com | ROB and NEW | 0 | 1000 sqft2 of floor space | Cap-Tons | 15 | DEER:HVAC_Split-Package_AC | -443 | -0.153 | 2e-05 | SWHC014-03 | 1465.12 | 2021 | 0 | 1000 | 2021 | 0 | 0 | SWHC014-03 | Unitary Heat Pump (Small) - Hot-Dry ¦ PG&E ¦ Hot-Dry | Unitary Heat Pump (Small) - Hot-Dry | 0.19485 | 1 | 0 | CBSA 2014 | 6.5659 | 2032 | 0.5 | SWHC014-03
COM-HVAC-14.16 | Com ¦ Small Unitary Heat Pump (SEER 18) - Hot-Dry ¦ PG&E ¦ Hot-Dry | Com ¦ Small Unitary Heat Pump (SEER 18) - Hot-Dry | PG&E ¦ Hot-Dry | PG&E | All | Electric | Unitary Air-Cooled-Split HP, 18 SEER | Efficient | 0 | Conventional | HVAC | Com - Lodging | Com | ROB and NEW | 0 | 1000 sqft2 of floor space | Cap-Tons | 15 | DEER:HVAC_Split-Package_AC | -443 | -0.153 | 2e-05 | SWHC014-03 | 1465.12 | 2021 | 0 | 1000 | 2021 | 0 | 0 | SWHC014-03 | Unitary Heat Pump (Small) - Hot-Dry ¦ PG&E ¦ Hot-Dry | Unitary Heat Pump (Small) - Hot-Dry | 0.10386 | 1 | 0 | CBSA 2014 | 24.3485 | 2032 | 0.5 | SWHC014-03
COM-HVAC-14.17 | Com ¦ Small Unitary Heat Pump (SEER 18) - Hot-Dry ¦ PG&E ¦ Hot-Dry | Com ¦ Small Unitary Heat Pump (SEER 18) - Hot-Dry | PG&E ¦ Hot-Dry | PG&E | All | Electric | Unitary Air-Cooled-Split HP, 18 SEER | Efficient | 0 | Conventional | HVAC | Com - Office (Large) | Com | ROB and NEW | 0 | 1000 sqft2 of floor space | Cap-Tons | 15 | DEER:HVAC_Split-Package_AC | -443 | -0.153 | 2e-05 | SWHC014-03 | 1465.12 | 2021 | 0 | 1000 | 2021 | 0 | 0 | SWHC014-03 | Unitary Heat Pump (Small) - Hot-Dry ¦ PG&E ¦ Hot-Dry | Unitary Heat Pump (Small) - Hot-Dry | 0.13836 | 1 | 0 | CBSA 2014 | 6.937 | 2032 | 0.5 | SWHC014-03
COM-HVAC-14.18 | Com ¦ Small Unitary Heat Pump (SEER 18) - Hot-Dry ¦ PG&E ¦ Hot-Dry | Com ¦ Small Unitary Heat Pump (SEER 18) - Hot-Dry | PG&E ¦ Hot-Dry | PG&E | All | Electric | Unitary Air-Cooled-Split HP, 18 SEER | Efficient | 0 | Conventional | HVAC | Com - Office (Small) | Com | ROB and NEW | 0 | 1000 sqft2 of floor space | Cap-Tons | 15 | DEER:HVAC_Split-Package_AC | -443 | -0.153 | 2e-05 | SWHC014-03 | 1465.12 | 2021 | 0 | 1000 | 2021 | 0 | 0 | SWHC014-03 | Unitary Heat Pump (Small) - Hot-Dry ¦ PG&E ¦ Hot-Dry | Unitary Heat Pump (Small) - Hot-Dry | 0.16182 | 1 | 0 | CBSA 2014 | 11.5297 | 2032 | 0.5 | SWHC014-03
COM-HVAC-14.19 | Com ¦ Small Unitary Heat Pump (SEER 18) - Hot-Dry ¦ PG&E ¦ Hot-Dry | Com ¦ Small Unitary Heat Pump (SEER 18) - Hot-Dry | PG&E ¦ Hot-Dry | PG&E | All | Electric | Unitary Air-Cooled-Split HP, 18 SEER | Efficient | 0 | Conventional | HVAC | Com - Other | Com | ROB and NEW | 0 | 1000 sqft2 of floor space | Cap-Tons | 15 | DEER:HVAC_Split-Package_AC | -443 | -0.153 | 2e-05 | SWHC014-03 | 1465.12 | 2021 | 0 | 1000 | 2021 | 0 | 0 | SWHC014-03 | Unitary Heat Pump (Small) - Hot-Dry ¦ PG&E ¦ Hot-Dry | Unitary Heat Pump (Small) - Hot-Dry | 0.076368 | 1 | 0 | CBSA 2014 | 25.9743 | 2032 | 0.5 | SWHC014-03
COM-HVAC-14.21 | Com ¦ Small Unitary Heat Pump (SEER 18) - Hot-Dry ¦ PG&E ¦ Hot-Dry | Com ¦ Small Unitary Heat Pump (SEER 18) - Hot-Dry | PG&E ¦ Hot-Dry | PG&E | All | Electric | Unitary Air-Cooled-Split HP, 18 SEER | Efficient | 0 | Conventional | HVAC | Com - Restaurant | Com | ROB and NEW | 0 | 1000 sqft2 of floor space | Cap-Tons | 15 | DEER:HVAC_Split-Package_AC | -443 | -0.153 | 2e-05 | SWHC014-03 | 1465.12 | 2021 | 0 | 1000 | 2021 | 0 | 0 | SWHC014-03 | Unitary Heat Pump (Small) - Hot-Dry ¦ PG&E ¦ Hot-Dry | Unitary Heat Pump (Small) - Hot-Dry | 0.23382 | 1 | 0 | CBSA 2014 | 9.0299 | 2032 | 0.5 | SWHC014-03
COM-HVAC-14.22 | Com ¦ Small Unitary Heat Pump (SEER 18) - Hot-Dry ¦ PG&E ¦ Hot-Dry | Com ¦ Small Unitary Heat Pump (SEER 18) - Hot-Dry | PG&E ¦ Hot-Dry | PG&E | All | Electric | Unitary Air-Cooled-Split HP, 18 SEER | Efficient | 0 | Conventional | HVAC | Com - Retail | Com | ROB and NEW | 0 | 1000 sqft2 of floor space | Cap-Tons | 15 | DEER:HVAC_Split-Package_AC | -443 | -0.153 | 2e-05 | SWHC014-03 | 1465.12 | 2021 | 0 | 1000 | 2021 | 0 | 0 | SWHC014-03 | Unitary Heat Pump (Small) - Hot-Dry ¦ PG&E ¦ Hot-Dry | Unitary Heat Pump (Small) - Hot-Dry | 0.097448 | 1 | 0 | CBSA 2014 | 42.6619 | 2032 | 0.5 | SWHC014-03
COM-HVAC-14.23 | Com ¦ Small Unitary Heat Pump (SEER 18) - Hot-Dry ¦ PG&E ¦ Hot-Dry | Com ¦ Small Unitary Heat Pump (SEER 18) - Hot-Dry | PG&E ¦ Hot-Dry | PG&E | All | Electric | Unitary Air-Cooled-Split HP, 18 SEER | Efficient | 0 | Conventional | HVAC | Com - School | Com | ROB and NEW | 0 | 1000 sqft2 of floor space | Cap-Tons | 15 | DEER:HVAC_Split-Package_AC | -443 | -0.153 | 2e-05 | SWHC014-03 | 1465.12 | 2021 | 0 | 1000 | 2021 | 0 | 0 | SWHC014-03 | Unitary Heat Pump (Small) - Hot-Dry ¦ PG&E ¦ Hot-Dry | Unitary Heat Pump (Small) - Hot-Dry | 0.14798 | 1 | 0 | CBSA 2014 | 24.3343 | 2032 | 0.5 | SWHC014-03
COM-HVAC-14.24 | Com ¦ Small Unitary Heat Pump (SEER 18) - Hot-Dry ¦ PG&E ¦ Hot-Dry | Com ¦ Small Unitary Heat Pump (SEER 18) - Hot-Dry | PG&E ¦ Hot-Dry | PG&E | All | Electric | Unitary Air-Cooled-Split HP, 18 SEER | Efficient | 0 | Conventional | HVAC | Com - Warehouse | Com | ROB and NEW | 0 | 1000 sqft2 of floor space | Cap-Tons | 15 | DEER:HVAC_Split-Package_AC | -443 | -0.153 | 2e-05 | SWHC014-03 | 1465.12 | 2021 | 0 | 1000 | 2021 | 0 | 0 | SWHC014-03 | Unitary Heat Pump (Small) - Hot-Dry ¦ PG&E ¦ Hot-Dry | Unitary Heat Pump (Small) - Hot-Dry | 0.030327 | 1 | 0 | CBSA 2014 | 32.941 | 2032 | 0.5 | SWHC014-03
COM-HVAC-14.25 | Com ¦ Small Unitary Heat Pump (SEER 18) - Cold ¦ PG&E ¦ Cold | Com ¦ Small Unitary Heat Pump (SEER 18) - Cold | PG&E ¦ Cold | PG&E | All | Electric | Unitary Air-Cooled-Split HP, 18 SEER | Efficient | 0 | Conventional | HVAC | Com - College | Com | ROB and NEW | 0 | 1000 sqft2 of floor space | Cap-Tons | 15 | DEER:HVAC_Split-Package_AC | -502 | -0.07815 | -0.000225 | SWHC014-03 | 1465.12 | 2021 | 0 | 1000 | 2021 | 0 | 0 | SWHC014-03 | Unitary Heat Pump (Small) - Cold ¦ PG&E ¦ Cold | Unitary Heat Pump (Small) - Cold | 0.13195 | 1 | 0 | CBSA 2014 | 17.0631 | 2032 | 0.5 | SWHC014-03
COM-HVAC-14.27 | Com ¦ Small Unitary Heat Pump (SEER 18) - Cold ¦ PG&E ¦ Cold | Com ¦ Small Unitary Heat Pump (SEER 18) - Cold | PG&E ¦ Cold | PG&E | All | Electric | Unitary Air-Cooled-Split HP, 18 SEER | Efficient | 0 | Conventional | HVAC | Com - Health | Com | ROB and NEW | 0 | 1000 sqft2 of floor space | Cap-Tons | 15 | DEER:HVAC_Split-Package_AC | -502 | -0.07815 | -0.000225 | SWHC014-03 | 1465.12 | 2021 | 0 | 1000 | 2021 | 0 | 0 | SWHC014-03 | Unitary Heat Pump (Small) - Cold ¦ PG&E ¦ Cold | Unitary Heat Pump (Small) - Cold | 0.19485 | 1 | 0 | CBSA 2014 | 7.441 | 2032 | 0.5 | SWHC014-03
COM-HVAC-14.28 | Com ¦ Small Unitary Heat Pump (SEER 18) - Cold ¦ PG&E ¦ Cold | Com ¦ Small Unitary Heat Pump (SEER 18) - Cold | PG&E ¦ Cold | PG&E | All | Electric | Unitary Air-Cooled-Split HP, 18 SEER | Efficient | 0 | Conventional | HVAC | Com - Lodging | Com | ROB and NEW | 0 | 1000 sqft2 of floor space | Cap-Tons | 15 | DEER:HVAC_Split-Package_AC | -502 | -0.07815 | -0.000225 | SWHC014-03 | 1465.12 | 2021 | 0 | 1000 | 2021 | 0 | 0 | SWHC014-03 | Unitary Heat Pump (Small) - Cold ¦ PG&E ¦ Cold | Unitary Heat Pump (Small) - Cold | 0.10386 | 1 | 0 | CBSA 2014 | 27.5932 | 2032 | 0.5 | SWHC014-03
COM-HVAC-14.29 | Com ¦ Small Unitary Heat Pump (SEER 18) - Cold ¦ PG&E ¦ Cold | Com ¦ Small Unitary Heat Pump (SEER 18) - Cold | PG&E ¦ Cold | PG&E | All | Electric | Unitary Air-Cooled-Split HP, 18 SEER | Efficient | 0 | Conventional | HVAC | Com - Office (Large) | Com | ROB and NEW | 0 | 1000 sqft2 of floor space | Cap-Tons | 15 | DEER:HVAC_Split-Package_AC | -502 | -0.07815 | -0.000225 | SWHC014-03 | 1465.12 | 2021 | 0 | 1000 | 2021 | 0 | 0 | SWHC014-03 | Unitary Heat Pump (Small) - Cold ¦ PG&E ¦ Cold | Unitary Heat Pump (Small) - Cold | 0.13836 | 1 | 0 | CBSA 2014 | 7.8617 | 2032 | 0.5 | SWHC014-03
COM-HVAC-14.30 | Com ¦ Small Unitary Heat Pump (SEER 18) - Cold ¦ PG&E ¦ Cold | Com ¦ Small Unitary Heat Pump (SEER 18) - Cold | PG&E ¦ Cold | PG&E | All | Electric | Unitary Air-Cooled-Split HP, 18 SEER | Efficient | 0 | Conventional | HVAC | Com - Office (Small) | Com | ROB and NEW | 0 | 1000 sqft2 of floor space | Cap-Tons | 15 | DEER:HVAC_Split-Package_AC | -502 | -0.07815 | -0.000225 | SWHC014-03 | 1465.12 | 2021 | 0 | 1000 | 2021 | 0 | 0 | SWHC014-03 | Unitary Heat Pump (Small) - Cold ¦ PG&E ¦ Cold | Unitary Heat Pump (Small) - Cold | 0.16182 | 1 | 0 | CBSA 2014 | 13.0655 | 2032 | 0.5 | SWHC014-03
COM-HVAC-14.31 | Com ¦ Small Unitary Heat Pump (SEER 18) - Cold ¦ PG&E ¦ Cold | Com ¦ Small Unitary Heat Pump (SEER 18) - Cold | PG&E ¦ Cold | PG&E | All | Electric | Unitary Air-Cooled-Split HP, 18 SEER | Efficient | 0 | Conventional | HVAC | Com - Other | Com | ROB and NEW | 0 | 1000 sqft2 of floor space | Cap-Tons | 15 | DEER:HVAC_Split-Package_AC | -502 | -0.07815 | -0.000225 | SWHC014-03 | 1465.12 | 2021 | 0 | 1000 | 2021 | 0 | 0 | SWHC014-03 | Unitary Heat Pump (Small) - Cold ¦ PG&E ¦ Cold | Unitary Heat Pump (Small) - Cold | 0.076368 | 1 | 0 | CBSA 2014 | 29.4342 | 2032 | 0.5 | SWHC014-03
COM-HVAC-14.33 | Com ¦ Small Unitary Heat Pump (SEER 18) - Cold ¦ PG&E ¦ Cold | Com ¦ Small Unitary Heat Pump (SEER 18) - Cold | PG&E ¦ Cold | PG&E | All | Electric | Unitary Air-Cooled-Split HP, 18 SEER | Efficient | 0 | Conventional | HVAC | Com - Restaurant | Com | ROB and NEW | 0 | 1000 sqft2 of floor space | Cap-Tons | 15 | DEER:HVAC_Split-Package_AC | -502 | -0.07815 | -0.000225 | SWHC014-03 | 1465.12 | 2021 | 0 | 1000 | 2021 | 0 | 0 | SWHC014-03 | Unitary Heat Pump (Small) - Cold ¦ PG&E ¦ Cold | Unitary Heat Pump (Small) - Cold | 0.23382 | 1 | 0 | CBSA 2014 | 10.2326 | 2032 | 0.5 | SWHC014-03
COM-HVAC-14.34 | Com ¦ Small Unitary Heat Pump (SEER 18) - Cold ¦ PG&E ¦ Cold | Com ¦ Small Unitary Heat Pump (SEER 18) - Cold | PG&E ¦ Cold | PG&E | All | Electric | Unitary Air-Cooled-Split HP, 18 SEER | Efficient | 0 | Conventional | HVAC | Com - Retail | Com | ROB and NEW | 0 | 1000 sqft2 of floor space | Cap-Tons | 15 | DEER:HVAC_Split-Package_AC | -502 | -0.07815 | -0.000225 | SWHC014-03 | 1465.12 | 2021 | 0 | 1000 | 2021 | 0 | 0 | SWHC014-03 | Unitary Heat Pump (Small) - Cold ¦ PG&E ¦ Cold | Unitary Heat Pump (Small) - Cold | 0.097448 | 1 | 0 | CBSA 2014 | 48.3809 | 2032 | 0.5 | SWHC014-03
COM-HVAC-14.35 | Com ¦ Small Unitary Heat Pump (SEER 18) - Cold ¦ PG&E ¦ Cold | Com ¦ Small Unitary Heat Pump (SEER 18) - Cold | PG&E ¦ Cold | PG&E | All | Electric | Unitary Air-Cooled-Split HP, 18 SEER | Efficient | 0 | Conventional | HVAC | Com - School | Com | ROB and NEW | 0 | 1000 sqft2 of floor space | Cap-Tons | 15 | DEER:HVAC_Split-Package_AC | -502 | -0.07815 | -0.000225 | SWHC014-03 | 1465.12 | 2021 | 0 | 1000 | 2021 | 0 | 0 | SWHC014-03 | Unitary Heat Pump (Small) - Cold ¦ PG&E ¦ Cold | Unitary Heat Pump (Small) - Cold | 0.14798 | 1 | 0 | CBSA 2014 | 27.5754 | 2032 | 0.5 | SWHC014-03
COM-HVAC-14.36 | Com ¦ Small Unitary Heat Pump (SEER 18) - Cold ¦ PG&E ¦ Cold | Com ¦ Small Unitary Heat Pump (SEER 18) - Cold | PG&E ¦ Cold | PG&E | All | Electric | Unitary Air-Cooled-Split HP, 18 SEER | Efficient | 0 | Conventional | HVAC | Com - Warehouse | Com | ROB and NEW | 0 | 1000 sqft2 of floor space | Cap-Tons | 15 | DEER:HVAC_Split-Package_AC | -502 | -0.07815 | -0.000225 | SWHC014-03 | 1465.12 | 2021 | 0 | 1000 | 2021 | 0 | 0 | SWHC014-03 | Unitary Heat Pump (Small) - Cold ¦ PG&E ¦ Cold | Unitary Heat Pump (Small) - Cold | 0.030327 | 1 | 0 | CBSA 2014 | 37.3301 | 2032 | 0.5 | SWHC014-03
COM-HVAC-14.37 | Com ¦ Small Unitary Heat Pump (SEER 18) - Marine ¦ SCE ¦ Marine | Com ¦ Small Unitary Heat Pump (SEER 18) - Marine | SCE ¦ Marine | SCE | All | Electric | Unitary Air-Cooled-Split HP, 18 SEER | Efficient | 0 | Conventional | HVAC | Com - College | Com | ROB and NEW | 0 | 1000 sqft2 of floor space | Cap-Tons | 15 | DEER:HVAC_Split-Package_AC | -384 | -0.113 | -0.000115 | SWHC014-03 | 1465.12 | 2021 | 0 | 1000 | 2021 | 0 | 0 | SWHC014-03 | Unitary Heat Pump (Small) - Marine ¦ SCE ¦ Marine | Unitary Heat Pump (Small) - Marine | 0.14726 | 1 | 0 | CBSA 2014 | 13.0522 | 2032 | 0.5 | SWHC014-03
COM-HVAC-14.39 | Com ¦ Small Unitary Heat Pump (SEER 18) - Marine ¦ SCE ¦ Marine | Com ¦ Small Unitary Heat Pump (SEER 18) - Marine | SCE ¦ Marine | SCE | All | Electric | Unitary Air-Cooled-Split HP, 18 SEER | Efficient | 0 | Conventional | HVAC | Com - Health | Com | ROB and NEW | 0 | 1000 sqft2 of floor space | Cap-Tons | 15 | DEER:HVAC_Split-Package_AC | -384 | -0.113 | -0.000115 | SWHC014-03 | 1465.12 | 2021 | 0 | 1000 | 2021 | 0 | 0 | SWHC014-03 | Unitary Heat Pump (Small) - Marine ¦ SCE ¦ Marine | Unitary Heat Pump (Small) - Marine | 0.20884 | 1 | 0 | CBSA 2014 | 5.6918 | 2032 | 0.5 | SWHC014-03
COM-HVAC-14.40 | Com ¦ Small Unitary Heat Pump (SEER 18) - Marine ¦ SCE ¦ Marine | Com ¦ Small Unitary Heat Pump (SEER 18) - Marine | SCE ¦ Marine | SCE | All | Electric | Unitary Air-Cooled-Split HP, 18 SEER | Efficient | 0 | Conventional | HVAC | Com - Lodging | Com | ROB and NEW | 0 | 1000 sqft2 of floor space | Cap-Tons | 15 | DEER:HVAC_Split-Package_AC | -384 | -0.113 | -0.000115 | SWHC014-03 | 1465.12 | 2021 | 0 | 1000 | 2021 | 0 | 0 | SWHC014-03 | Unitary Heat Pump (Small) - Marine ¦ SCE ¦ Marine | Unitary Heat Pump (Small) - Marine | 0.11727 | 1 | 0 | CBSA 2014 | 21.1067 | 2032 | 0.5 | SWHC014-03
COM-HVAC-14.41 | Com ¦ Small Unitary Heat Pump (SEER 18) - Marine ¦ SCE ¦ Marine | Com ¦ Small Unitary Heat Pump (SEER 18) - Marine | SCE ¦ Marine | SCE | All | Electric | Unitary Air-Cooled-Split HP, 18 SEER | Efficient | 0 | Conventional | HVAC | Com - Office (Large) | Com | ROB and NEW | 0 | 1000 sqft2 of floor space | Cap-Tons | 15 | DEER:HVAC_Split-Package_AC | -384 | -0.113 | -0.000115 | SWHC014-03 | 1465.12 | 2021 | 0 | 1000 | 2021 | 0 | 0 | SWHC014-03 | Unitary Heat Pump (Small) - Marine ¦ SCE ¦ Marine | Unitary Heat Pump (Small) - Marine | 0.15546 | 1 | 0 | CBSA 2014 | 6.0135 | 2032 | 0.5 | SWHC014-03
COM-HVAC-14.42 | Com ¦ Small Unitary Heat Pump (SEER 18) - Marine ¦ SCE ¦ Marine | Com ¦ Small Unitary Heat Pump (SEER 18) - Marine | SCE ¦ Marine | SCE | All | Electric | Unitary Air-Cooled-Split HP, 18 SEER | Efficient | 0 | Conventional | HVAC | Com - Office (Small) | Com | ROB and NEW | 0 | 1000 sqft2 of floor space | Cap-Tons | 15 | DEER:HVAC_Split-Package_AC | -384 | -0.113 | -0.000115 | SWHC014-03 | 1465.12 | 2021 | 0 | 1000 | 2021 | 0 | 0 | SWHC014-03 | Unitary Heat Pump (Small) - Marine ¦ SCE ¦ Marine | Unitary Heat Pump (Small) - Marine | 0.17638 | 1 | 0 | CBSA 2014 | 9.9943 | 2032 | 0.5 | SWHC014-03
COM-HVAC-14.43 | Com ¦ Small Unitary Heat Pump (SEER 18) - Marine ¦ SCE ¦ Marine | Com ¦ Small Unitary Heat Pump (SEER 18) - Marine | SCE ¦ Marine | SCE | All | Electric | Unitary Air-Cooled-Split HP, 18 SEER | Efficient | 0 | Conventional | HVAC | Com - Other | Com | ROB and NEW | 0 | 1000 sqft2 of floor space | Cap-Tons | 15 | DEER:HVAC_Split-Package_AC | -384 | -0.113 | -0.000115 | SWHC014-03 | 1465.12 | 2021 | 0 | 1000 | 2021 | 0 | 0 | SWHC014-03 | Unitary Heat Pump (Small) - Marine ¦ SCE ¦ Marine | Unitary Heat Pump (Small) - Marine | 0.08421 | 1 | 0 | CBSA 2014 | 22.5153 | 2032 | 0.5 | SWHC014-03
COM-HVAC-14.45 | Com ¦ Small Unitary Heat Pump (SEER 18) - Marine ¦ SCE ¦ Marine | Com ¦ Small Unitary Heat Pump (SEER 18) - Marine | SCE ¦ Marine | SCE | All | Electric | Unitary Air-Cooled-Split HP, 18 SEER | Efficient | 0 | Conventional | HVAC | Com - Restaurant | Com | ROB and NEW | 0 | 1000 sqft2 of floor space | Cap-Tons | 15 | DEER:HVAC_Split-Package_AC | -384 | -0.113 | -0.000115 | SWHC014-03 | 1465.12 | 2021 | 0 | 1000 | 2021 | 0 | 0 | SWHC014-03 | Unitary Heat Pump (Small) - Marine ¦ SCE ¦ Marine | Unitary Heat Pump (Small) - Marine | 0.25738 | 1 | 0 | CBSA 2014 | 7.8273 | 2032 | 0.5 | SWHC014-03
COM-HVAC-14.46 | Com ¦ Small Unitary Heat Pump (SEER 18) - Marine ¦ SCE ¦ Marine | Com ¦ Small Unitary Heat Pump (SEER 18) - Marine | SCE ¦ Marine | SCE | All | Electric | Unitary Air-Cooled-Split HP, 18 SEER | Efficient | 0 | Conventional | HVAC | Com - Retail | Com | ROB and NEW | 0 | 1000 sqft2 of floor space | Cap-Tons | 15 | DEER:HVAC_Split-Package_AC | -384 | -0.113 | -0.000115 | SWHC014-03 | 1465.12 | 2021 | 0 | 1000 | 2021 | 0 | 0 | SWHC014-03 | Unitary Heat Pump (Small) - Marine ¦ SCE ¦ Marine | Unitary Heat Pump (Small) - Marine | 0.10889 | 1 | 0 | CBSA 2014 | 36.9999 | 2032 | 0.5 | SWHC014-03
COM-HVAC-14.47 | Com ¦ Small Unitary Heat Pump (SEER 18) - Marine ¦ SCE ¦ Marine | Com ¦ Small Unitary Heat Pump (SEER 18) - Marine | SCE ¦ Marine | SCE | All | Electric | Unitary Air-Cooled-Split HP, 18 SEER | Efficient | 0 | Conventional | HVAC | Com - School | Com | ROB and NEW | 0 | 1000 sqft2 of floor space | Cap-Tons | 15 | DEER:HVAC_Split-Package_AC | -384 | -0.113 | -0.000115 | SWHC014-03 | 1465.12 | 2021 | 0 | 1000 | 2021 | 0 | 0 | SWHC014-03 | Unitary Heat Pump (Small) - Marine ¦ SCE ¦ Marine | Unitary Heat Pump (Small) - Marine | 0.17732 | 1 | 0 | CBSA 2014 | 21.0935 | 2032 | 0.5 | SWHC014-03
COM-HVAC-14.48 | Com ¦ Small Unitary Heat Pump (SEER 18) - Marine ¦ SCE ¦ Marine | Com ¦ Small Unitary Heat Pump (SEER 18) - Marine | SCE ¦ Marine | SCE | All | Electric | Unitary Air-Cooled-Split HP, 18 SEER | Efficient | 0 | Conventional | HVAC | Com - Warehouse | Com | ROB and NEW | 0 | 1000 sqft2 of floor space | Cap-Tons | 15 | DEER:HVAC_Split-Package_AC | -384 | -0.113 | -0.000115 | SWHC014-03 | 1465.12 | 2021 | 0 | 1000 | 2021 | 0 | 0 | SWHC014-03 | Unitary Heat Pump (Small) - Marine ¦ SCE ¦ Marine | Unitary Heat Pump (Small) - Marine | 0.033351 | 1 | 0 | CBSA 2014 | 28.5548 | 2032 | 0.5 | SWHC014-03
COM-HVAC-14.49 | Com ¦ Small Unitary Heat Pump (SEER 18) - Hot-Dry ¦ SCE ¦ Hot-Dry | Com ¦ Small Unitary Heat Pump (SEER 18) - Hot-Dry | SCE ¦ Hot-Dry | SCE | All | Electric | Unitary Air-Cooled-Split HP, 18 SEER | Efficient | 0 | Conventional | HVAC | Com - College | Com | ROB and NEW | 0 | 1000 sqft2 of floor space | Cap-Tons | 15 | DEER:HVAC_Split-Package_AC | -421.5 | -0.139 | 0 | SWHC014-03 | 1465.12 | 2021 | 0 | 1000 | 2021 | 0 | 0 | SWHC014-03 | Unitary Heat Pump (Small) - Hot-Dry ¦ SCE ¦ Hot-Dry | Unitary Heat Pump (Small) - Hot-Dry | 0.14726 | 1 | 0 | CBSA 2014 | 14.3268 | 2032 | 0.5 | SWHC014-03
COM-HVAC-14.51 | Com ¦ Small Unitary Heat Pump (SEER 18) - Hot-Dry ¦ SCE ¦ Hot-Dry | Com ¦ Small Unitary Heat Pump (SEER 18) - Hot-Dry | SCE ¦ Hot-Dry | SCE | All | Electric | Unitary Air-Cooled-Split HP, 18 SEER | Efficient | 0 | Conventional | HVAC | Com - Health | Com | ROB and NEW | 0 | 1000 sqft2 of floor space | Cap-Tons | 15 | DEER:HVAC_Split-Package_AC | -421.5 | -0.139 | 0 | SWHC014-03 | 1465.12 | 2021 | 0 | 1000 | 2021 | 0 | 0 | SWHC014-03 | Unitary Heat Pump (Small) - Hot-Dry ¦ SCE ¦ Hot-Dry | Unitary Heat Pump (Small) - Hot-Dry | 0.20884 | 1 | 0 | CBSA 2014 | 6.2473 | 2032 | 0.5 | SWHC014-03
COM-HVAC-14.52 | Com ¦ Small Unitary Heat Pump (SEER 18) - Hot-Dry ¦ SCE ¦ Hot-Dry | Com ¦ Small Unitary Heat Pump (SEER 18) - Hot-Dry | SCE ¦ Hot-Dry | SCE | All | Electric | Unitary Air-Cooled-Split HP, 18 SEER | Efficient | 0 | Conventional | HVAC | Com - Lodging | Com | ROB and NEW | 0 | 1000 sqft2 of floor space | Cap-Tons | 15 | DEER:HVAC_Split-Package_AC | -421.5 | -0.139 | 0 | SWHC014-03 | 1465.12 | 2021 | 0 | 1000 | 2021 | 0 | 0 | SWHC014-03 | Unitary Heat Pump (Small) - Hot-Dry ¦ SCE ¦ Hot-Dry | Unitary Heat Pump (Small) - Hot-Dry | 0.11727 | 1 | 0 | CBSA 2014 | 23.1669 | 2032 | 0.5 | SWHC014-03
COM-HVAC-14.53 | Com ¦ Small Unitary Heat Pump (SEER 18) - Hot-Dry ¦ SCE ¦ Hot-Dry | Com ¦ Small Unitary Heat Pump (SEER 18) - Hot-Dry | SCE ¦ Hot-Dry | SCE | All | Electric | Unitary Air-Cooled-Split HP, 18 SEER | Efficient | 0 | Conventional | HVAC | Com - Office (Large) | Com | ROB and NEW | 0 | 1000 sqft2 of floor space | Cap-Tons | 15 | DEER:HVAC_Split-Package_AC | -421.5 | -0.139 | 0 | SWHC014-03 | 1465.12 | 2021 | 0 | 1000 | 2021 | 0 | 0 | SWHC014-03 | Unitary Heat Pump (Small) - Hot-Dry ¦ SCE ¦ Hot-Dry | Unitary Heat Pump (Small) - Hot-Dry | 0.15546 | 1 | 0 | CBSA 2014 | 6.6004 | 2032 | 0.5 | SWHC014-03
COM-HVAC-14.54 | Com ¦ Small Unitary Heat Pump (SEER 18) - Hot-Dry ¦ SCE ¦ Hot-Dry | Com ¦ Small Unitary Heat Pump (SEER 18) - Hot-Dry | SCE ¦ Hot-Dry | SCE | All | Electric | Unitary Air-Cooled-Split HP, 18 SEER | Efficient | 0 | Conventional | HVAC | Com - Office (Small) | Com | ROB and NEW | 0 | 1000 sqft2 of floor space | Cap-Tons | 15 | DEER:HVAC_Split-Package_AC | -421.5 | -0.139 | 0 | SWHC014-03 | 1465.12 | 2021 | 0 | 1000 | 2021 | 0 | 0 | SWHC014-03 | Unitary Heat Pump (Small) - Hot-Dry ¦ SCE ¦ Hot-Dry | Unitary Heat Pump (Small) - Hot-Dry | 0.17638 | 1 | 0 | CBSA 2014 | 10.9702 | 2032 | 0.5 | SWHC014-03
COM-HVAC-14.55 | Com ¦ Small Unitary Heat Pump (SEER 18) - Hot-Dry ¦ SCE ¦ Hot-Dry | Com ¦ Small Unitary Heat Pump (SEER 18) - Hot-Dry | SCE ¦ Hot-Dry | SCE | All | Electric | Unitary Air-Cooled-Split HP, 18 SEER | Efficient | 0 | Conventional | HVAC | Com - Other | Com | ROB and NEW | 0 | 1000 sqft2 of floor space | Cap-Tons | 15 | DEER:HVAC_Split-Package_AC | -421.5 | -0.139 | 0 | SWHC014-03 | 1465.12 | 2021 | 0 | 1000 | 2021 | 0 | 0 | SWHC014-03 | Unitary Heat Pump (Small) - Hot-Dry ¦ SCE ¦ Hot-Dry | Unitary Heat Pump (Small) - Hot-Dry | 0.08421 | 1 | 0 | CBSA 2014 | 24.7137 | 2032 | 0.5 | SWHC014-03
COM-HVAC-14.57 | Com ¦ Small Unitary Heat Pump (SEER 18) - Hot-Dry ¦ SCE ¦ Hot-Dry | Com ¦ Small Unitary Heat Pump (SEER 18) - Hot-Dry | SCE ¦ Hot-Dry | SCE | All | Electric | Unitary Air-Cooled-Split HP, 18 SEER | Efficient | 0 | Conventional | HVAC | Com - Restaurant | Com | ROB and NEW | 0 | 1000 sqft2 of floor space | Cap-Tons | 15 | DEER:HVAC_Split-Package_AC | -421.5 | -0.139 | 0 | SWHC014-03 | 1465.12 | 2021 | 0 | 1000 | 2021 | 0 | 0 | SWHC014-03 | Unitary Heat Pump (Small) - Hot-Dry ¦ SCE ¦ Hot-Dry | Unitary Heat Pump (Small) - Hot-Dry | 0.25738 | 1 | 0 | CBSA 2014 | 8.5917 | 2032 | 0.5 | SWHC014-03
COM-HVAC-14.58 | Com ¦ Small Unitary Heat Pump (SEER 18) - Hot-Dry ¦ SCE ¦ Hot-Dry | Com ¦ Small Unitary Heat Pump (SEER 18) - Hot-Dry | SCE ¦ Hot-Dry | SCE | All | Electric | Unitary Air-Cooled-Split HP, 18 SEER | Efficient | 0 | Conventional | HVAC | Com - Retail | Com | ROB and NEW | 0 | 1000 sqft2 of floor space | Cap-Tons | 15 | DEER:HVAC_Split-Package_AC | -421.5 | -0.139 | 0 | SWHC014-03 | 1465.12 | 2021 | 0 | 1000 | 2021 | 0 | 0 | SWHC014-03 | Unitary Heat Pump (Small) - Hot-Dry ¦ SCE ¦ Hot-Dry | Unitary Heat Pump (Small) - Hot-Dry | 0.10889 | 1 | 0 | CBSA 2014 | 40.5943 | 2032 | 0.5 | SWHC014-03
COM-HVAC-14.59 | Com ¦ Small Unitary Heat Pump (SEER 18) - Hot-Dry ¦ SCE ¦ Hot-Dry | Com ¦ Small Unitary Heat Pump (SEER 18) - Hot-Dry | SCE ¦ Hot-Dry | SCE | All | Electric | Unitary Air-Cooled-Split HP, 18 SEER | Efficient | 0 | Conventional | HVAC | Com - School | Com | ROB and NEW | 0 | 1000 sqft2 of floor space | Cap-Tons | 15 | DEER:HVAC_Split-Package_AC | -421.5 | -0.139 | 0 | SWHC014-03 | 1465.12 | 2021 | 0 | 1000 | 2021 | 0 | 0 | SWHC014-03 | Unitary Heat Pump (Small) - Hot-Dry ¦ SCE ¦ Hot-Dry | Unitary Heat Pump (Small) - Hot-Dry | 0.17732 | 1 | 0 | CBSA 2014 | 23.1533 | 2032 | 0.5 | SWHC014-03
COM-HVAC-14.60 | Com ¦ Small Unitary Heat Pump (SEER 18) - Hot-Dry ¦ SCE ¦ Hot-Dry | Com ¦ Small Unitary Heat Pump (SEER 18) - Hot-Dry | SCE ¦ Hot-Dry | SCE | All | Electric | Unitary Air-Cooled-Split HP, 18 SEER | Efficient | 0 | Conventional | HVAC | Com - Warehouse | Com | ROB and NEW | 0 | 1000 sqft2 of floor space | Cap-Tons | 15 | DEER:HVAC_Split-Package_AC | -421.5 | -0.139 | 0 | SWHC014-03 | 1465.12 | 2021 | 0 | 1000 | 2021 | 0 | 0 | SWHC014-03 | Unitary Heat Pump (Small) - Hot-Dry ¦ SCE ¦ Hot-Dry | Unitary Heat Pump (Small) - Hot-Dry | 0.033351 | 1 | 0 | CBSA 2014 | 31.3424 | 2032 | 0.5 | SWHC014-03
COM-HVAC-14.61 | Com ¦ Small Unitary Heat Pump (SEER 18) - Cold ¦ SCE ¦ Cold | Com ¦ Small Unitary Heat Pump (SEER 18) - Cold | SCE ¦ Cold | SCE | All | Electric | Unitary Air-Cooled-Split HP, 18 SEER | Efficient | 0 | Conventional | HVAC | Com - College | Com | ROB and NEW | 0 | 1000 sqft2 of floor space | Cap-Tons | 15 | DEER:HVAC_Split-Package_AC | -502 | -0.07815 | -0.000225 | SWHC014-03 | 1465.12 | 2021 | 0 | 1000 | 2021 | 0 | 0 | SWHC014-03 | Unitary Heat Pump (Small) - Cold ¦ SCE ¦ Cold | Unitary Heat Pump (Small) - Cold | 0.14726 | 1 | 0 | CBSA 2014 | 17.0631 | 2032 | 0.5 | SWHC014-03
COM-HVAC-14.63 | Com ¦ Small Unitary Heat Pump (SEER 18) - Cold ¦ SCE ¦ Cold | Com ¦ Small Unitary Heat Pump (SEER 18) - Cold | SCE ¦ Cold | SCE | All | Electric | Unitary Air-Cooled-Split HP, 18 SEER | Efficient | 0 | Conventional | HVAC | Com - Health | Com | ROB and NEW | 0 | 1000 sqft2 of floor space | Cap-Tons | 15 | DEER:HVAC_Split-Package_AC | -502 | -0.07815 | -0.000225 | SWHC014-03 | 1465.12 | 2021 | 0 | 1000 | 2021 | 0 | 0 | SWHC014-03 | Unitary Heat Pump (Small) - Cold ¦ SCE ¦ Cold | Unitary Heat Pump (Small) - Cold | 0.20884 | 1 | 0 | CBSA 2014 | 7.441 | 2032 | 0.5 | SWHC014-03
COM-HVAC-14.64 | Com ¦ Small Unitary Heat Pump (SEER 18) - Cold ¦ SCE ¦ Cold | Com ¦ Small Unitary Heat Pump (SEER 18) - Cold | SCE ¦ Cold | SCE | All | Electric | Unitary Air-Cooled-Split HP, 18 SEER | Efficient | 0 | Conventional | HVAC | Com - Lodging | Com | ROB and NEW | 0 | 1000 sqft2 of floor space | Cap-Tons | 15 | DEER:HVAC_Split-Package_AC | -502 | -0.07815 | -0.000225 | SWHC014-03 | 1465.12 | 2021 | 0 | 1000 | 2021 | 0 | 0 | SWHC014-03 | Unitary Heat Pump (Small) - Cold ¦ SCE ¦ Cold | Unitary Heat Pump (Small) - Cold | 0.11727 | 1 | 0 | CBSA 2014 | 27.5932 | 2032 | 0.5 | SWHC014-03
COM-HVAC-14.65 | Com ¦ Small Unitary Heat Pump (SEER 18) - Cold ¦ SCE ¦ Cold | Com ¦ Small Unitary Heat Pump (SEER 18) - Cold | SCE ¦ Cold | SCE | All | Electric | Unitary Air-Cooled-Split HP, 18 SEER | Efficient | 0 | Conventional | HVAC | Com - Office (Large) | Com | ROB and NEW | 0 | 1000 sqft2 of floor space | Cap-Tons | 15 | DEER:HVAC_Split-Package_AC | -502 | -0.07815 | -0.000225 | SWHC014-03 | 1465.12 | 2021 | 0 | 1000 | 2021 | 0 | 0 | SWHC014-03 | Unitary Heat Pump (Small) - Cold ¦ SCE ¦ Cold | Unitary Heat Pump (Small) - Cold | 0.15546 | 1 | 0 | CBSA 2014 | 7.8617 | 2032 | 0.5 | SWHC014-03
COM-HVAC-14.66 | Com ¦ Small Unitary Heat Pump (SEER 18) - Cold ¦ SCE ¦ Cold | Com ¦ Small Unitary Heat Pump (SEER 18) - Cold | SCE ¦ Cold | SCE | All | Electric | Unitary Air-Cooled-Split HP, 18 SEER | Efficient | 0 | Conventional | HVAC | Com - Office (Small) | Com | ROB and NEW | 0 | 1000 sqft2 of floor space | Cap-Tons | 15 | DEER:HVAC_Split-Package_AC | -502 | -0.07815 | -0.000225 | SWHC014-03 | 1465.12 | 2021 | 0 | 1000 | 2021 | 0 | 0 | SWHC014-03 | Unitary Heat Pump (Small) - Cold ¦ SCE ¦ Cold | Unitary Heat Pump (Small) - Cold | 0.17638 | 1 | 0 | CBSA 2014 | 13.0655 | 2032 | 0.5 | SWHC014-03
COM-HVAC-14.67 | Com ¦ Small Unitary Heat Pump (SEER 18) - Cold ¦ SCE ¦ Cold | Com ¦ Small Unitary Heat Pump (SEER 18) - Cold | SCE ¦ Cold | SCE | All | Electric | Unitary Air-Cooled-Split HP, 18 SEER | Efficient | 0 | Conventional | HVAC | Com - Other | Com | ROB and NEW | 0 | 1000 sqft2 of floor space | Cap-Tons | 15 | DEER:HVAC_Split-Package_AC | -502 | -0.07815 | -0.000225 | SWHC014-03 | 1465.12 | 2021 | 0 | 1000 | 2021 | 0 | 0 | SWHC014-03 | Unitary Heat Pump (Small) - Cold ¦ SCE ¦ Cold | Unitary Heat Pump (Small) - Cold | 0.08421 | 1 | 0 | CBSA 2014 | 29.4342 | 2032 | 0.5 | SWHC014-03
COM-HVAC-14.69 | Com ¦ Small Unitary Heat Pump (SEER 18) - Cold ¦ SCE ¦ Cold | Com ¦ Small Unitary Heat Pump (SEER 18) - Cold | SCE ¦ Cold | SCE | All | Electric | Unitary Air-Cooled-Split HP, 18 SEER | Efficient | 0 | Conventional | HVAC | Com - Restaurant | Com | ROB and NEW | 0 | 1000 sqft2 of floor space | Cap-Tons | 15 | DEER:HVAC_Split-Package_AC | -502 | -0.07815 | -0.000225 | SWHC014-03 | 1465.12 | 2021 | 0 | 1000 | 2021 | 0 | 0 | SWHC014-03 | Unitary Heat Pump (Small) - Cold ¦ SCE ¦ Cold | Unitary Heat Pump (Small) - Cold | 0.25738 | 1 | 0 | CBSA 2014 | 10.2326 | 2032 | 0.5 | SWHC014-03
COM-HVAC-14.70 | Com ¦ Small Unitary Heat Pump (SEER 18) - Cold ¦ SCE ¦ Cold | Com ¦ Small Unitary Heat Pump (SEER 18) - Cold | SCE ¦ Cold | SCE | All | Electric | Unitary Air-Cooled-Split HP, 18 SEER | Efficient | 0 | Conventional | HVAC | Com - Retail | Com | ROB and NEW | 0 | 1000 sqft2 of floor space | Cap-Tons | 15 | DEER:HVAC_Split-Package_AC | -502 | -0.07815 | -0.000225 | SWHC014-03 | 1465.12 | 2021 | 0 | 1000 | 2021 | 0 | 0 | SWHC014-03 | Unitary Heat Pump (Small) - Cold ¦ SCE ¦ Cold | Unitary Heat Pump (Small) - Cold | 0.10889 | 1 | 0 | CBSA 2014 | 48.3809 | 2032 | 0.5 | SWHC014-03
COM-HVAC-14.71 | Com ¦ Small Unitary Heat Pump (SEER 18) - Cold ¦ SCE ¦ Cold | Com ¦ Small Unitary Heat Pump (SEER 18) - Cold | SCE ¦ Cold | SCE | All | Electric | Unitary Air-Cooled-Split HP, 18 SEER | Efficient | 0 | Conventional | HVAC | Com - School | Com | ROB and NEW | 0 | 1000 sqft2 of floor space | Cap-Tons | 15 | DEER:HVAC_Split-Package_AC | -502 | -0.07815 | -0.000225 | SWHC014-03 | 1465.12 | 2021 | 0 | 1000 | 2021 | 0 | 0 | SWHC014-03 | Unitary Heat Pump (Small) - Cold ¦ SCE ¦ Cold | Unitary Heat Pump (Small) - Cold | 0.17732 | 1 | 0 | CBSA 2014 | 27.5754 | 2032 | 0.5 | SWHC014-03
COM-HVAC-14.72 | Com ¦ Small Unitary Heat Pump (SEER 18) - Cold ¦ SCE ¦ Cold | Com ¦ Small Unitary Heat Pump (SEER 18) - Cold | SCE ¦ Cold | SCE | All | Electric | Unitary Air-Cooled-Split HP, 18 SEER | Efficient | 0 | Conventional | HVAC | Com - Warehouse | Com | ROB and NEW | 0 | 1000 sqft2 of floor space | Cap-Tons | 15 | DEER:HVAC_Split-Package_AC | -502 | -0.07815 | -0.000225 | SWHC014-03 | 1465.12 | 2021 | 0 | 1000 | 2021 | 0 | 0 | SWHC014-03 | Unitary Heat Pump (Small) - Cold ¦ SCE ¦ Cold | Unitary Heat Pump (Small) - Cold | 0.033351 | 1 | 0 | CBSA 2014 | 37.3301 | 2032 | 0.5 | SWHC014-03
COM-HVAC-14.73 | Com ¦ Small Unitary Heat Pump (SEER 18) - Marine ¦ SDG&E ¦ Marine | Com ¦ Small Unitary Heat Pump (SEER 18) - Marine | SDG&E ¦ Marine | SDG&E | All | Electric | Unitary Air-Cooled-Split HP, 18 SEER | Efficient | 0 | Conventional | HVAC | Com - College | Com | ROB and NEW | 0 | 1000 sqft2 of floor space | Cap-Tons | 15 | DEER:HVAC_Split-Package_AC | -384 | -0.113 | -0.000115 | SWHC014-03 | 1465.12 | 2021 | 0 | 1000 | 2021 | 0 | 0 | SWHC014-03 | Unitary Heat Pump (Small) - Marine ¦ SDG&E ¦ Marine | Unitary Heat Pump (Small) - Marine | 0.1443 | 1 | 0 | CBSA 2014 | 13.0522 | 2032 | 0.5 | SWHC014-03
COM-HVAC-14.75 | Com ¦ Small Unitary Heat Pump (SEER 18) - Marine ¦ SDG&E ¦ Marine | Com ¦ Small Unitary Heat Pump (SEER 18) - Marine | SDG&E ¦ Marine | SDG&E | All | Electric | Unitary Air-Cooled-Split HP, 18 SEER | Efficient | 0 | Conventional | HVAC | Com - Health | Com | ROB and NEW | 0 | 1000 sqft2 of floor space | Cap-Tons | 15 | DEER:HVAC_Split-Package_AC | -384 | -0.113 | -0.000115 | SWHC014-03 | 1465.12 | 2021 | 0 | 1000 | 2021 | 0 | 0 | SWHC014-03 | Unitary Heat Pump (Small) - Marine ¦ SDG&E ¦ Marine | Unitary Heat Pump (Small) - Marine | 0.20767 | 1 | 0 | CBSA 2014 | 5.6918 | 2032 | 0.5 | SWHC014-03
COM-HVAC-14.76 | Com ¦ Small Unitary Heat Pump (SEER 18) - Marine ¦ SDG&E ¦ Marine | Com ¦ Small Unitary Heat Pump (SEER 18) - Marine | SDG&E ¦ Marine | SDG&E | All | Electric | Unitary Air-Cooled-Split HP, 18 SEER | Efficient | 0 | Conventional | HVAC | Com - Lodging | Com | ROB and NEW | 0 | 1000 sqft2 of floor space | Cap-Tons | 15 | DEER:HVAC_Split-Package_AC | -384 | -0.113 | -0.000115 | SWHC014-03 | 1465.12 | 2021 | 0 | 1000 | 2021 | 0 | 0 | SWHC014-03 | Unitary Heat Pump (Small) - Marine ¦ SDG&E ¦ Marine | Unitary Heat Pump (Small) - Marine | 0.11619 | 1 | 0 | CBSA 2014 | 21.1067 | 2032 | 0.5 | SWHC014-03
COM-HVAC-14.77 | Com ¦ Small Unitary Heat Pump (SEER 18) - Marine ¦ SDG&E ¦ Marine | Com ¦ Small Unitary Heat Pump (SEER 18) - Marine | SDG&E ¦ Marine | SDG&E | All | Electric | Unitary Air-Cooled-Split HP, 18 SEER | Efficient | 0 | Conventional | HVAC | Com - Office (Large) | Com | ROB and NEW | 0 | 1000 sqft2 of floor space | Cap-Tons | 15 | DEER:HVAC_Split-Package_AC | -384 | -0.113 | -0.000115 | SWHC014-03 | 1465.12 | 2021 | 0 | 1000 | 2021 | 0 | 0 | SWHC014-03 | Unitary Heat Pump (Small) - Marine ¦ SDG&E ¦ Marine | Unitary Heat Pump (Small) - Marine | 0.1517 | 1 | 0 | CBSA 2014 | 6.0135 | 2032 | 0.5 | SWHC014-03
COM-HVAC-14.78 | Com ¦ Small Unitary Heat Pump (SEER 18) - Marine ¦ SDG&E ¦ Marine | Com ¦ Small Unitary Heat Pump (SEER 18) - Marine | SDG&E ¦ Marine | SDG&E | All | Electric | Unitary Air-Cooled-Split HP, 18 SEER | Efficient | 0 | Conventional | HVAC | Com - Office (Small) | Com | ROB and NEW | 0 | 1000 sqft2 of floor space | Cap-Tons | 15 | DEER:HVAC_Split-Package_AC | -384 | -0.113 | -0.000115 | SWHC014-03 | 1465.12 | 2021 | 0 | 1000 | 2021 | 0 | 0 | SWHC014-03 | Unitary Heat Pump (Small) - Marine ¦ SDG&E ¦ Marine | Unitary Heat Pump (Small) - Marine | 0.1842 | 1 | 0 | CBSA 2014 | 9.9943 | 2032 | 0.5 | SWHC014-03
COM-HVAC-14.79 | Com ¦ Small Unitary Heat Pump (SEER 18) - Marine ¦ SDG&E ¦ Marine | Com ¦ Small Unitary Heat Pump (SEER 18) - Marine | SDG&E ¦ Marine | SDG&E | All | Electric | Unitary Air-Cooled-Split HP, 18 SEER | Efficient | 0 | Conventional | HVAC | Com - Other | Com | ROB and NEW | 0 | 1000 sqft2 of floor space | Cap-Tons | 15 | DEER:HVAC_Split-Package_AC | -384 | -0.113 | -0.000115 | SWHC014-03 | 1465.12 | 2021 | 0 | 1000 | 2021 | 0 | 0 | SWHC014-03 | Unitary Heat Pump (Small) - Marine ¦ SDG&E ¦ Marine | Unitary Heat Pump (Small) - Marine | 0.082771 | 1 | 0 | CBSA 2014 | 22.5153 | 2032 | 0.5 | SWHC014-03
COM-HVAC-14.81 | Com ¦ Small Unitary Heat Pump (SEER 18) - Marine ¦ SDG&E ¦ Marine | Com ¦ Small Unitary Heat Pump (SEER 18) - Marine | SDG&E ¦ Marine | SDG&E | All | Electric | Unitary Air-Cooled-Split HP, 18 SEER | Efficient | 0 | Conventional | HVAC | Com - Restaurant | Com | ROB and NEW | 0 | 1000 sqft2 of floor space | Cap-Tons | 15 | DEER:HVAC_Split-Package_AC | -384 | -0.113 | -0.000115 | SWHC014-03 | 1465.12 | 2021 | 0 | 1000 | 2021 | 0 | 0 | SWHC014-03 | Unitary Heat Pump (Small) - Marine ¦ SDG&E ¦ Marine | Unitary Heat Pump (Small) - Marine | 0.26887 | 1 | 0 | CBSA 2014 | 7.8273 | 2032 | 0.5 | SWHC014-03
COM-HVAC-14.82 | Com ¦ Small Unitary Heat Pump (SEER 18) - Marine ¦ SDG&E ¦ Marine | Com ¦ Small Unitary Heat Pump (SEER 18) - Marine | SDG&E ¦ Marine | SDG&E | All | Electric | Unitary Air-Cooled-Split HP, 18 SEER | Efficient | 0 | Conventional | HVAC | Com - Retail | Com | ROB and NEW | 0 | 1000 sqft2 of floor space | Cap-Tons | 15 | DEER:HVAC_Split-Package_AC | -384 | -0.113 | -0.000115 | SWHC014-03 | 1465.12 | 2021 | 0 | 1000 | 2021 | 0 | 0 | SWHC014-03 | Unitary Heat Pump (Small) - Marine ¦ SDG&E ¦ Marine | Unitary Heat Pump (Small) - Marine | 0.109 | 1 | 0 | CBSA 2014 | 36.9999 | 2032 | 0.5 | SWHC014-03
COM-HVAC-14.83 | Com ¦ Small Unitary Heat Pump (SEER 18) - Marine ¦ SDG&E ¦ Marine | Com ¦ Small Unitary Heat Pump (SEER 18) - Marine | SDG&E ¦ Marine | SDG&E | All | Electric | Unitary Air-Cooled-Split HP, 18 SEER | Efficient | 0 | Conventional | HVAC | Com - School | Com | ROB and NEW | 0 | 1000 sqft2 of floor space | Cap-Tons | 15 | DEER:HVAC_Split-Package_AC | -384 | -0.113 | -0.000115 | SWHC014-03 | 1465.12 | 2021 | 0 | 1000 | 2021 | 0 | 0 | SWHC014-03 | Unitary Heat Pump (Small) - Marine ¦ SDG&E ¦ Marine | Unitary Heat Pump (Small) - Marine | 0.18329 | 1 | 0 | CBSA 2014 | 21.0935 | 2032 | 0.5 | SWHC014-03
COM-HVAC-14.84 | Com ¦ Small Unitary Heat Pump (SEER 18) - Marine ¦ SDG&E ¦ Marine | Com ¦ Small Unitary Heat Pump (SEER 18) - Marine | SDG&E ¦ Marine | SDG&E | All | Electric | Unitary Air-Cooled-Split HP, 18 SEER | Efficient | 0 | Conventional | HVAC | Com - Warehouse | Com | ROB and NEW | 0 | 1000 sqft2 of floor space | Cap-Tons | 15 | DEER:HVAC_Split-Package_AC | -384 | -0.113 | -0.000115 | SWHC014-03 | 1465.12 | 2021 | 0 | 1000 | 2021 | 0 | 0 | SWHC014-03 | Unitary Heat Pump (Small) - Marine ¦ SDG&E ¦ Marine | Unitary Heat Pump (Small) - Marine | 0.033426 | 1 | 0 | CBSA 2014 | 28.5548 | 2032 | 0.5 | SWHC014-03
COM-HVAC-14.85 | Com ¦ Small Unitary Heat Pump (SEER 18) - Hot-Dry ¦ SDG&E ¦ Hot-Dry | Com ¦ Small Unitary Heat Pump (SEER 18) - Hot-Dry | SDG&E ¦ Hot-Dry | SDG&E | All | Electric | Unitary Air-Cooled-Split HP, 18 SEER | Efficient | 0 | Conventional | HVAC | Com - College | Com | ROB and NEW | 0 | 1000 sqft2 of floor space | Cap-Tons | 15 | DEER:HVAC_Split-Package_AC | -363 | -0.0914 | 0.000145 | SWHC014-03 | 1465.12 | 2021 | 0 | 1000 | 2021 | 0 | 0 | SWHC014-03 | Unitary Heat Pump (Small) - Hot-Dry ¦ SDG&E ¦ Hot-Dry | Unitary Heat Pump (Small) - Hot-Dry | 0.1443 | 1 | 0 | CBSA 2014 | 12.3383 | 2032 | 0.5 | SWHC014-03
COM-HVAC-14.87 | Com ¦ Small Unitary Heat Pump (SEER 18) - Hot-Dry ¦ SDG&E ¦ Hot-Dry | Com ¦ Small Unitary Heat Pump (SEER 18) - Hot-Dry | SDG&E ¦ Hot-Dry | SDG&E | All | Electric | Unitary Air-Cooled-Split HP, 18 SEER | Efficient | 0 | Conventional | HVAC | Com - Health | Com | ROB and NEW | 0 | 1000 sqft2 of floor space | Cap-Tons | 15 | DEER:HVAC_Split-Package_AC | -363 | -0.0914 | 0.000145 | SWHC014-03 | 1465.12 | 2021 | 0 | 1000 | 2021 | 0 | 0 | SWHC014-03 | Unitary Heat Pump (Small) - Hot-Dry ¦ SDG&E ¦ Hot-Dry | Unitary Heat Pump (Small) - Hot-Dry | 0.20767 | 1 | 0 | CBSA 2014 | 5.3799 | 2032 | 0.5 | SWHC014-03
COM-HVAC-14.88 | Com ¦ Small Unitary Heat Pump (SEER 18) - Hot-Dry ¦ SDG&E ¦ Hot-Dry | Com ¦ Small Unitary Heat Pump (SEER 18) - Hot-Dry | SDG&E ¦ Hot-Dry | SDG&E | All | Electric | Unitary Air-Cooled-Split HP, 18 SEER | Efficient | 0 | Conventional | HVAC | Com - Lodging | Com | ROB and NEW | 0 | 1000 sqft2 of floor space | Cap-Tons | 15 | DEER:HVAC_Split-Package_AC | -363 | -0.0914 | 0.000145 | SWHC014-03 | 1465.12 | 2021 | 0 | 1000 | 2021 | 0 | 0 | SWHC014-03 | Unitary Heat Pump (Small) - Hot-Dry ¦ SDG&E ¦ Hot-Dry | Unitary Heat Pump (Small) - Hot-Dry | 0.11619 | 1 | 0 | CBSA 2014 | 19.9505 | 2032 | 0.5 | SWHC014-03
COM-HVAC-14.89 | Com ¦ Small Unitary Heat Pump (SEER 18) - Hot-Dry ¦ SDG&E ¦ Hot-Dry | Com ¦ Small Unitary Heat Pump (SEER 18) - Hot-Dry | SDG&E ¦ Hot-Dry | SDG&E | All | Electric | Unitary Air-Cooled-Split HP, 18 SEER | Efficient | 0 | Conventional | HVAC | Com - Office (Large) | Com | ROB and NEW | 0 | 1000 sqft2 of floor space | Cap-Tons | 15 | DEER:HVAC_Split-Package_AC | -363 | -0.0914 | 0.000145 | SWHC014-03 | 1465.12 | 2021 | 0 | 1000 | 2021 | 0 | 0 | SWHC014-03 | Unitary Heat Pump (Small) - Hot-Dry ¦ SDG&E ¦ Hot-Dry | Unitary Heat Pump (Small) - Hot-Dry | 0.1517 | 1 | 0 | CBSA 2014 | 5.6838 | 2032 | 0.5 | SWHC014-03
COM-HVAC-14.90 | Com ¦ Small Unitary Heat Pump (SEER 18) - Hot-Dry ¦ SDG&E ¦ Hot-Dry | Com ¦ Small Unitary Heat Pump (SEER 18) - Hot-Dry | SDG&E ¦ Hot-Dry | SDG&E | All | Electric | Unitary Air-Cooled-Split HP, 18 SEER | Efficient | 0 | Conventional | HVAC | Com - Office (Small) | Com | ROB and NEW | 0 | 1000 sqft2 of floor space | Cap-Tons | 15 | DEER:HVAC_Split-Package_AC | -363 | -0.0914 | 0.000145 | SWHC014-03 | 1465.12 | 2021 | 0 | 1000 | 2021 | 0 | 0 | SWHC014-03 | Unitary Heat Pump (Small) - Hot-Dry ¦ SDG&E ¦ Hot-Dry | Unitary Heat Pump (Small) - Hot-Dry | 0.1842 | 1 | 0 | CBSA 2014 | 9.4475 | 2032 | 0.5 | SWHC014-03
COM-HVAC-14.91 | Com ¦ Small Unitary Heat Pump (SEER 18) - Hot-Dry ¦ SDG&E ¦ Hot-Dry | Com ¦ Small Unitary Heat Pump (SEER 18) - Hot-Dry | SDG&E ¦ Hot-Dry | SDG&E | All | Electric | Unitary Air-Cooled-Split HP, 18 SEER | Efficient | 0 | Conventional | HVAC | Com - Other | Com | ROB and NEW | 0 | 1000 sqft2 of floor space | Cap-Tons | 15 | DEER:HVAC_Split-Package_AC | -363 | -0.0914 | 0.000145 | SWHC014-03 | 1465.12 | 2021 | 0 | 1000 | 2021 | 0 | 0 | SWHC014-03 | Unitary Heat Pump (Small) - Hot-Dry ¦ SDG&E ¦ Hot-Dry | Unitary Heat Pump (Small) - Hot-Dry | 0.082771 | 1 | 0 | CBSA 2014 | 21.2834 | 2032 | 0.5 | SWHC014-03
COM-HVAC-14.93 | Com ¦ Small Unitary Heat Pump (SEER 18) - Hot-Dry ¦ SDG&E ¦ Hot-Dry | Com ¦ Small Unitary Heat Pump (SEER 18) - Hot-Dry | SDG&E ¦ Hot-Dry | SDG&E | All | Electric | Unitary Air-Cooled-Split HP, 18 SEER | Efficient | 0 | Conventional | HVAC | Com - Restaurant | Com | ROB and NEW | 0 | 1000 sqft2 of floor space | Cap-Tons | 15 | DEER:HVAC_Split-Package_AC | -363 | -0.0914 | 0.000145 | SWHC014-03 | 1465.12 | 2021 | 0 | 1000 | 2021 | 0 | 0 | SWHC014-03 | Unitary Heat Pump (Small) - Hot-Dry ¦ SDG&E ¦ Hot-Dry | Unitary Heat Pump (Small) - Hot-Dry | 0.26887 | 1 | 0 | CBSA 2014 | 7.3992 | 2032 | 0.5 | SWHC014-03
COM-HVAC-14.94 | Com ¦ Small Unitary Heat Pump (SEER 18) - Hot-Dry ¦ SDG&E ¦ Hot-Dry | Com ¦ Small Unitary Heat Pump (SEER 18) - Hot-Dry | SDG&E ¦ Hot-Dry | SDG&E | All | Electric | Unitary Air-Cooled-Split HP, 18 SEER | Efficient | 0 | Conventional | HVAC | Com - Retail | Com | ROB and NEW | 0 | 1000 sqft2 of floor space | Cap-Tons | 15 | DEER:HVAC_Split-Package_AC | -363 | -0.0914 | 0.000145 | SWHC014-03 | 1465.12 | 2021 | 0 | 1000 | 2021 | 0 | 0 | SWHC014-03 | Unitary Heat Pump (Small) - Hot-Dry ¦ SDG&E ¦ Hot-Dry | Unitary Heat Pump (Small) - Hot-Dry | 0.109 | 1 | 0 | CBSA 2014 | 34.9384 | 2032 | 0.5 | SWHC014-03
COM-HVAC-14.95 | Com ¦ Small Unitary Heat Pump (SEER 18) - Hot-Dry ¦ SDG&E ¦ Hot-Dry | Com ¦ Small Unitary Heat Pump (SEER 18) - Hot-Dry | SDG&E ¦ Hot-Dry | SDG&E | All | Electric | Unitary Air-Cooled-Split HP, 18 SEER | Efficient | 0 | Conventional | HVAC | Com - School | Com | ROB and NEW | 0 | 1000 sqft2 of floor space | Cap-Tons | 15 | DEER:HVAC_Split-Package_AC | -363 | -0.0914 | 0.000145 | SWHC014-03 | 1465.12 | 2021 | 0 | 1000 | 2021 | 0 | 0 | SWHC014-03 | Unitary Heat Pump (Small) - Hot-Dry ¦ SDG&E ¦ Hot-Dry | Unitary Heat Pump (Small) - Hot-Dry | 0.18329 | 1 | 0 | CBSA 2014 | 19.9397 | 2032 | 0.5 | SWHC014-03
COM-HVAC-14.96 | Com ¦ Small Unitary Heat Pump (SEER 18) - Hot-Dry ¦ SDG&E ¦ Hot-Dry | Com ¦ Small Unitary Heat Pump (SEER 18) - Hot-Dry | SDG&E ¦ Hot-Dry | SDG&E | All | Electric | Unitary Air-Cooled-Split HP, 18 SEER | Efficient | 0 | Conventional | HVAC | Com - Warehouse | Com | ROB and NEW | 0 | 1000 sqft2 of floor space | Cap-Tons | 15 | DEER:HVAC_Split-Package_AC | -363 | -0.0914 | 0.000145 | SWHC014-03 | 1465.12 | 2021 | 0 | 1000 | 2021 | 0 | 0 | SWHC014-03 | Unitary Heat Pump (Small) - Hot-Dry ¦ SDG&E ¦ Hot-Dry | Unitary Heat Pump (Small) - Hot-Dry | 0.033426 | 1 | 0 | CBSA 2014 | 26.9913 | 2032 | 0.5 | SWHC014-03
COM-HVAC-15.1 | Com ¦ Large Unitary Heat Pump (EER 9.3) - Marine ¦ PG&E ¦ Marine | Com ¦ Large Unitary Heat Pump (EER 9.3) - Marine | PG&E ¦ Marine | PG&E | All | Electric | Large Unitary Air-Cooled, Commercial, Packaged HP EER 9.3 | Average Existing and Code | 0 | Conventional | HVAC | Com - College | Com | ROB and NEW | 0 | 1000 sqft2 of floor space | Cap-Tons | 15 | DEER:HVAC_Split-Package_HP | 0 | 0 | 0 | SWHC013-03 | 781.78 | 2021 | 0 | 460 | 2021 | 0 | 0 | SWHC013-03 | Unitary Heat Pump (Large) - Marine ¦ PG&E ¦ Marine | Unitary Heat Pump (Large) - Marine | 0.13195 | 1 | 0.93 | CBSA 2014 | 0 | 2012 | 0.5 | SWHC013-03
COM-HVAC-15.2 | Com ¦ Large Unitary Heat Pump (EER 9.3) - Marine ¦ PG&E ¦ Marine | Com ¦ Large Unitary Heat Pump (EER 9.3) - Marine | PG&E ¦ Marine | PG&E | All | Electric | Large Unitary Air-Cooled, Commercial, Packaged HP EER 9.3 | Average Existing and Code | 0 | Conventional | HVAC | Com - Grocery | Com | ROB and NEW | 0 | 1000 sqft2 of floor space | Cap-Tons | 15 | DEER:HVAC_Split-Package_HP | 0 | 0 | 0 | SWHC013-03 | 781.78 | 2021 | 0 | 460 | 2021 | 0 | 0 | SWHC013-03 | Unitary Heat Pump (Large) - Marine ¦ PG&E ¦ Marine | Unitary Heat Pump (Large) - Marine | 0.22016 | 1 | 0.93 | CBSA 2014 | 0 | 2012 | 0.5 | SWHC013-03
COM-HVAC-15.3 | Com ¦ Large Unitary Heat Pump (EER 9.3) - Marine ¦ PG&E ¦ Marine | Com ¦ Large Unitary Heat Pump (EER 9.3) - Marine | PG&E ¦ Marine | PG&E | All | Electric | Large Unitary Air-Cooled, Commercial, Packaged HP EER 9.3 | Average Existing and Code | 0 | Conventional | HVAC | Com - Health | Com | ROB and NEW | 0 | 1000 sqft2 of floor space | Cap-Tons | 15 | DEER:HVAC_Split-Package_HP | 0 | 0 | 0 | SWHC013-03 | 781.78 | 2021 | 0 | 460 | 2021 | 0 | 0 | SWHC013-03 | Unitary Heat Pump (Large) - Marine ¦ PG&E ¦ Marine | Unitary Heat Pump (Large) - Marine | 0.19485 | 1 | 0.93 | CBSA 2014 | 0 | 2012 | 0.5 | SWHC013-03
COM-HVAC-15.4 | Com ¦ Large Unitary Heat Pump (EER 9.3) - Marine ¦ PG&E ¦ Marine | Com ¦ Large Unitary Heat Pump (EER 9.3) - Marine | PG&E ¦ Marine | PG&E | All | Electric | Large Unitary Air-Cooled, Commercial, Packaged HP EER 9.3 | Average Existing and Code | 0 | Conventional | HVAC | Com - Lodging | Com | ROB and NEW | 0 | 1000 sqft2 of floor space | Cap-Tons | 15 | DEER:HVAC_Split-Package_HP | 0 | 0 | 0 | SWHC013-03 | 781.78 | 2021 | 0 | 460 | 2021 | 0 | 0 | SWHC013-03 | Unitary Heat Pump (Large) - Marine ¦ PG&E ¦ Marine | Unitary Heat Pump (Large) - Marine | 0.10386 | 1 | 0.93 | CBSA 2014 | 0 | 2012 | 0.5 | SWHC013-03
COM-HVAC-15.5 | Com ¦ Large Unitary Heat Pump (EER 9.3) - Marine ¦ PG&E ¦ Marine | Com ¦ Large Unitary Heat Pump (EER 9.3) - Marine | PG&E ¦ Marine | PG&E | All | Electric | Large Unitary Air-Cooled, Commercial, Packaged HP EER 9.3 | Average Existing and Code | 0 | Conventional | HVAC | Com - Office (Large) | Com | ROB and NEW | 0 | 1000 sqft2 of floor space | Cap-Tons | 15 | DEER:HVAC_Split-Package_HP | 0 | 0 | 0 | SWHC013-03 | 781.78 | 2021 | 0 | 460 | 2021 | 0 | 0 | SWHC013-03 | Unitary Heat Pump (Large) - Marine ¦ PG&E ¦ Marine | Unitary Heat Pump (Large) - Marine | 0.13836 | 1 | 0.93 | CBSA 2014 | 0 | 2012 | 0.5 | SWHC013-03
COM-HVAC-15.6 | Com ¦ Large Unitary Heat Pump (EER 9.3) - Marine ¦ PG&E ¦ Marine | Com ¦ Large Unitary Heat Pump (EER 9.3) - Marine | PG&E ¦ Marine | PG&E | All | Electric | Large Unitary Air-Cooled, Commercial, Packaged HP EER 9.3 | Average Existing and Code | 0 | Conventional | HVAC | Com - Office (Small) | Com | ROB and NEW | 0 | 1000 sqft2 of floor space | Cap-Tons | 15 | DEER:HVAC_Split-Package_HP | 0 | 0 | 0 | SWHC013-03 | 781.78 | 2021 | 0 | 460 | 2021 | 0 | 0 | SWHC013-03 | Unitary Heat Pump (Large) - Marine ¦ PG&E ¦ Marine | Unitary Heat Pump (Large) - Marine | 0.16182 | 1 | 0.93 | CBSA 2014 | 0 | 2012 | 0.5 | SWHC013-03
COM-HVAC-15.7 | Com ¦ Large Unitary Heat Pump (EER 9.3) - Marine ¦ PG&E ¦ Marine | Com ¦ Large Unitary Heat Pump (EER 9.3) - Marine | PG&E ¦ Marine | PG&E | All | Electric | Large Unitary Air-Cooled, Commercial, Packaged HP EER 9.3 | Average Existing and Code | 0 | Conventional | HVAC | Com - Other | Com | ROB and NEW | 0 | 1000 sqft2 of floor space | Cap-Tons | 15 | DEER:HVAC_Split-Package_HP | 0 | 0 | 0 | SWHC013-03 | 781.78 | 2021 | 0 | 460 | 2021 | 0 | 0 | SWHC013-03 | Unitary Heat Pump (Large) - Marine ¦ PG&E ¦ Marine | Unitary Heat Pump (Large) - Marine | 0.076368 | 1 | 0.93 | CBSA 2014 | 0 | 2012 | 0.5 | SWHC013-03
COM-HVAC-15.9 | Com ¦ Large Unitary Heat Pump (EER 9.3) - Marine ¦ PG&E ¦ Marine | Com ¦ Large Unitary Heat Pump (EER 9.3) - Marine | PG&E ¦ Marine | PG&E | All | Electric | Large Unitary Air-Cooled, Commercial, Packaged HP EER 9.3 | Average Existing and Code | 0 | Conventional | HVAC | Com - Restaurant | Com | ROB and NEW | 0 | 1000 sqft2 of floor space | Cap-Tons | 15 | DEER:HVAC_Split-Package_HP | 0 | 0 | 0 | SWHC013-03 | 781.78 | 2021 | 0 | 460 | 2021 | 0 | 0 | SWHC013-03 | Unitary Heat Pump (Large) - Marine ¦ PG&E ¦ Marine | Unitary Heat Pump (Large) - Marine | 0.23382 | 1 | 0.93 | CBSA 2014 | 0 | 2012 | 0.5 | SWHC013-03
COM-HVAC-15.10 | Com ¦ Large Unitary Heat Pump (EER 9.3) - Marine ¦ PG&E ¦ Marine | Com ¦ Large Unitary Heat Pump (EER 9.3) - Marine | PG&E ¦ Marine | PG&E | All | Electric | Large Unitary Air-Cooled, Commercial, Packaged HP EER 9.3 | Average Existing and Code | 0 | Conventional | HVAC | Com - Retail | Com | ROB and NEW | 0 | 1000 sqft2 of floor space | Cap-Tons | 15 | DEER:HVAC_Split-Package_HP | 0 | 0 | 0 | SWHC013-03 | 781.78 | 2021 | 0 | 460 | 2021 | 0 | 0 | SWHC013-03 | Unitary Heat Pump (Large) - Marine ¦ PG&E ¦ Marine | Unitary Heat Pump (Large) - Marine | 0.097448 | 1 | 0.93 | CBSA 2014 | 0 | 2012 | 0.5 | SWHC013-03
COM-HVAC-15.11 | Com ¦ Large Unitary Heat Pump (EER 9.3) - Marine ¦ PG&E ¦ Marine | Com ¦ Large Unitary Heat Pump (EER 9.3) - Marine | PG&E ¦ Marine | PG&E | All | Electric | Large Unitary Air-Cooled, Commercial, Packaged HP EER 9.3 | Average Existing and Code | 0 | Conventional | HVAC | Com - School | Com | ROB and NEW | 0 | 1000 sqft2 of floor space | Cap-Tons | 15 | DEER:HVAC_Split-Package_HP | 0 | 0 | 0 | SWHC013-03 | 781.78 | 2021 | 0 | 460 | 2021 | 0 | 0 | SWHC013-03 | Unitary Heat Pump (Large) - Marine ¦ PG&E ¦ Marine | Unitary Heat Pump (Large) - Marine | 0.14798 | 1 | 0.93 | CBSA 2014 | 0 | 2012 | 0.5 | SWHC013-03
COM-HVAC-15.12 | Com ¦ Large Unitary Heat Pump (EER 9.3) - Marine ¦ PG&E ¦ Marine | Com ¦ Large Unitary Heat Pump (EER 9.3) - Marine | PG&E ¦ Marine | PG&E | All | Electric | Large Unitary Air-Cooled, Commercial, Packaged HP EER 9.3 | Average Existing and Code | 0 | Conventional | HVAC | Com - Warehouse | Com | ROB and NEW | 0 | 1000 sqft2 of floor space | Cap-Tons | 15 | DEER:HVAC_Split-Package_HP | 0 | 0 | 0 | SWHC013-03 | 781.78 | 2021 | 0 | 460 | 2021 | 0 | 0 | SWHC013-03 | Unitary Heat Pump (Large) - Marine ¦ PG&E ¦ Marine | Unitary Heat Pump (Large) - Marine | 0.030327 | 1 | 0.93 | CBSA 2014 | 0 | 2012 | 0.5 | SWHC013-03
COM-HVAC-15.13 | Com ¦ Large Unitary Heat Pump (EER 9.3) - Hot-Dry ¦ PG&E ¦ Hot-Dry | Com ¦ Large Unitary Heat Pump (EER 9.3) - Hot-Dry | PG&E ¦ Hot-Dry | PG&E | All | Electric | Large Unitary Air-Cooled, Commercial, Packaged HP EER 9.3 | Average Existing and Code | 0 | Conventional | HVAC | Com - College | Com | ROB and NEW | 0 | 1000 sqft2 of floor space | Cap-Tons | 15 | DEER:HVAC_Split-Package_HP | 0 | 0 | 0 | SWHC013-03 | 781.78 | 2021 | 0 | 460 | 2021 | 0 | 0 | SWHC013-03 | Unitary Heat Pump (Large) - Hot-Dry ¦ PG&E ¦ Hot-Dry | Unitary Heat Pump (Large) - Hot-Dry | 0.13195 | 1 | 0.93 | CBSA 2014 | 0 | 2012 | 0.5 | SWHC013-03
COM-HVAC-15.14 | Com ¦ Large Unitary Heat Pump (EER 9.3) - Hot-Dry ¦ PG&E ¦ Hot-Dry | Com ¦ Large Unitary Heat Pump (EER 9.3) - Hot-Dry | PG&E ¦ Hot-Dry | PG&E | All | Electric | Large Unitary Air-Cooled, Commercial, Packaged HP EER 9.3 | Average Existing and Code | 0 | Conventional | HVAC | Com - Grocery | Com | ROB and NEW | 0 | 1000 sqft2 of floor space | Cap-Tons | 15 | DEER:HVAC_Split-Package_HP | 0 | 0 | 0 | SWHC013-03 | 781.78 | 2021 | 0 | 460 | 2021 | 0 | 0 | SWHC013-03 | Unitary Heat Pump (Large) - Hot-Dry ¦ PG&E ¦ Hot-Dry | Unitary Heat Pump (Large) - Hot-Dry | 0.22016 | 1 | 0.93 | CBSA 2014 | 0 | 2012 | 0.5 | SWHC013-03
COM-HVAC-15.15 | Com ¦ Large Unitary Heat Pump (EER 9.3) - Hot-Dry ¦ PG&E ¦ Hot-Dry | Com ¦ Large Unitary Heat Pump (EER 9.3) - Hot-Dry | PG&E ¦ Hot-Dry | PG&E | All | Electric | Large Unitary Air-Cooled, Commercial, Packaged HP EER 9.3 | Average Existing and Code | 0 | Conventional | HVAC | Com - Health | Com | ROB and NEW | 0 | 1000 sqft2 of floor space | Cap-Tons | 15 | DEER:HVAC_Split-Package_HP | 0 | 0 | 0 | SWHC013-03 | 781.78 | 2021 | 0 | 460 | 2021 | 0 | 0 | SWHC013-03 | Unitary Heat Pump (Large) - Hot-Dry ¦ PG&E ¦ Hot-Dry | Unitary Heat Pump (Large) - Hot-Dry | 0.19485 | 1 | 0.93 | CBSA 2014 | 0 | 2012 | 0.5 | SWHC013-03
COM-HVAC-15.16 | Com ¦ Large Unitary Heat Pump (EER 9.3) - Hot-Dry ¦ PG&E ¦ Hot-Dry | Com ¦ Large Unitary Heat Pump (EER 9.3) - Hot-Dry | PG&E ¦ Hot-Dry | PG&E | All | Electric | Large Unitary Air-Cooled, Commercial, Packaged HP EER 9.3 | Average Existing and Code | 0 | Conventional | HVAC | Com - Lodging | Com | ROB and NEW | 0 | 1000 sqft2 of floor space | Cap-Tons | 15 | DEER:HVAC_Split-Package_HP | 0 | 0 | 0 | SWHC013-03 | 781.78 | 2021 | 0 | 460 | 2021 | 0 | 0 | SWHC013-03 | Unitary Heat Pump (Large) - Hot-Dry ¦ PG&E ¦ Hot-Dry | Unitary Heat Pump (Large) - Hot-Dry | 0.10386 | 1 | 0.93 | CBSA 2014 | 0 | 2012 | 0.5 | SWHC013-03
COM-HVAC-15.17 | Com ¦ Large Unitary Heat Pump (EER 9.3) - Hot-Dry ¦ PG&E ¦ Hot-Dry | Com ¦ Large Unitary Heat Pump (EER 9.3) - Hot-Dry | PG&E ¦ Hot-Dry | PG&E | All | Electric | Large Unitary Air-Cooled, Commercial, Packaged HP EER 9.3 | Average Existing and Code | 0 | Conventional | HVAC | Com - Office (Large) | Com | ROB and NEW | 0 | 1000 sqft2 of floor space | Cap-Tons | 15 | DEER:HVAC_Split-Package_HP | 0 | 0 | 0 | SWHC013-03 | 781.78 | 2021 | 0 | 460 | 2021 | 0 | 0 | SWHC013-03 | Unitary Heat Pump (Large) - Hot-Dry ¦ PG&E ¦ Hot-Dry | Unitary Heat Pump (Large) - Hot-Dry | 0.13836 | 1 | 0.93 | CBSA 2014 | 0 | 2012 | 0.5 | SWHC013-03
COM-HVAC-15.18 | Com ¦ Large Unitary Heat Pump (EER 9.3) - Hot-Dry ¦ PG&E ¦ Hot-Dry | Com ¦ Large Unitary Heat Pump (EER 9.3) - Hot-Dry | PG&E ¦ Hot-Dry | PG&E | All | Electric | Large Unitary Air-Cooled, Commercial, Packaged HP EER 9.3 | Average Existing and Code | 0 | Conventional | HVAC | Com - Office (Small) | Com | ROB and NEW | 0 | 1000 sqft2 of floor space | Cap-Tons | 15 | DEER:HVAC_Split-Package_HP | 0 | 0 | 0 | SWHC013-03 | 781.78 | 2021 | 0 | 460 | 2021 | 0 | 0 | SWHC013-03 | Unitary Heat Pump (Large) - Hot-Dry ¦ PG&E ¦ Hot-Dry | Unitary Heat Pump (Large) - Hot-Dry | 0.16182 | 1 | 0.93 | CBSA 2014 | 0 | 2012 | 0.5 | SWHC013-03
COM-HVAC-15.19 | Com ¦ Large Unitary Heat Pump (EER 9.3) - Hot-Dry ¦ PG&E ¦ Hot-Dry | Com ¦ Large Unitary Heat Pump (EER 9.3) - Hot-Dry | PG&E ¦ Hot-Dry | PG&E | All | Electric | Large Unitary Air-Cooled, Commercial, Packaged HP EER 9.3 | Average Existing and Code | 0 | Conventional | HVAC | Com - Other | Com | ROB and NEW | 0 | 1000 sqft2 of floor space | Cap-Tons | 15 | DEER:HVAC_Split-Package_HP | 0 | 0 | 0 | SWHC013-03 | 781.78 | 2021 | 0 | 460 | 2021 | 0 | 0 | SWHC013-03 | Unitary Heat Pump (Large) - Hot-Dry ¦ PG&E ¦ Hot-Dry | Unitary Heat Pump (Large) - Hot-Dry | 0.076368 | 1 | 0.93 | CBSA 2014 | 0 | 2012 | 0.5 | SWHC013-03
COM-HVAC-15.21 | Com ¦ Large Unitary Heat Pump (EER 9.3) - Hot-Dry ¦ PG&E ¦ Hot-Dry | Com ¦ Large Unitary Heat Pump (EER 9.3) - Hot-Dry | PG&E ¦ Hot-Dry | PG&E | All | Electric | Large Unitary Air-Cooled, Commercial, Packaged HP EER 9.3 | Average Existing and Code | 0 | Conventional | HVAC | Com - Restaurant | Com | ROB and NEW | 0 | 1000 sqft2 of floor space | Cap-Tons | 15 | DEER:HVAC_Split-Package_HP | 0 | 0 | 0 | SWHC013-03 | 781.78 | 2021 | 0 | 460 | 2021 | 0 | 0 | SWHC013-03 | Unitary Heat Pump (Large) - Hot-Dry ¦ PG&E ¦ Hot-Dry | Unitary Heat Pump (Large) - Hot-Dry | 0.23382 | 1 | 0.93 | CBSA 2014 | 0 | 2012 | 0.5 | SWHC013-03
COM-HVAC-15.22 | Com ¦ Large Unitary Heat Pump (EER 9.3) - Hot-Dry ¦ PG&E ¦ Hot-Dry | Com ¦ Large Unitary Heat Pump (EER 9.3) - Hot-Dry | PG&E ¦ Hot-Dry | PG&E | All | Electric | Large Unitary Air-Cooled, Commercial, Packaged HP EER 9.3 | Average Existing and Code | 0 | Conventional | HVAC | Com - Retail | Com | ROB and NEW | 0 | 1000 sqft2 of floor space | Cap-Tons | 15 | DEER:HVAC_Split-Package_HP | 0 | 0 | 0 | SWHC013-03 | 781.78 | 2021 | 0 | 460 | 2021 | 0 | 0 | SWHC013-03 | Unitary Heat Pump (Large) - Hot-Dry ¦ PG&E ¦ Hot-Dry | Unitary Heat Pump (Large) - Hot-Dry | 0.097448 | 1 | 0.93 | CBSA 2014 | 0 | 2012 | 0.5 | SWHC013-03
COM-HVAC-15.23 | Com ¦ Large Unitary Heat Pump (EER 9.3) - Hot-Dry ¦ PG&E ¦ Hot-Dry | Com ¦ Large Unitary Heat Pump (EER 9.3) - Hot-Dry | PG&E ¦ Hot-Dry | PG&E | All | Electric | Large Unitary Air-Cooled, Commercial, Packaged HP EER 9.3 | Average Existing and Code | 0 | Conventional | HVAC | Com - School | Com | ROB and NEW | 0 | 1000 sqft2 of floor space | Cap-Tons | 15 | DEER:HVAC_Split-Package_HP | 0 | 0 | 0 | SWHC013-03 | 781.78 | 2021 | 0 | 460 | 2021 | 0 | 0 | SWHC013-03 | Unitary Heat Pump (Large) - Hot-Dry ¦ PG&E ¦ Hot-Dry | Unitary Heat Pump (Large) - Hot-Dry | 0.14798 | 1 | 0.93 | CBSA 2014 | 0 | 2012 | 0.5 | SWHC013-03
COM-HVAC-15.24 | Com ¦ Large Unitary Heat Pump (EER 9.3) - Hot-Dry ¦ PG&E ¦ Hot-Dry | Com ¦ Large Unitary Heat Pump (EER 9.3) - Hot-Dry | PG&E ¦ Hot-Dry | PG&E | All | Electric | Large Unitary Air-Cooled, Commercial, Packaged HP EER 9.3 | Average Existing and Code | 0 | Conventional | HVAC | Com - Warehouse | Com | ROB and NEW | 0 | 1000 sqft2 of floor space | Cap-Tons | 15 | DEER:HVAC_Split-Package_HP | 0 | 0 | 0 | SWHC013-03 | 781.78 | 2021 | 0 | 460 | 2021 | 0 | 0 | SWHC013-03 | Unitary Heat Pump (Large) - Hot-Dry ¦ PG&E ¦ Hot-Dry | Unitary Heat Pump (Large) - Hot-Dry | 0.030327 | 1 | 0.93 | CBSA 2014 | 0 | 2012 | 0.5 | SWHC013-03
COM-HVAC-15.25 | Com ¦ Large Unitary Heat Pump (EER 9.3) - Cold ¦ PG&E ¦ Cold | Com ¦ Large Unitary Heat Pump (EER 9.3) - Cold | PG&E ¦ Cold | PG&E | All | Electric | Large Unitary Air-Cooled, Commercial, Packaged HP EER 9.3 | Average Existing and Code | 0 | Conventional | HVAC | Com - College | Com | ROB and NEW | 0 | 1000 sqft2 of floor space | Cap-Tons | 15 | DEER:HVAC_Split-Package_HP | 0 | 0 | 0 | SWHC013-03 | 781.78 | 2021 | 0 | 460 | 2021 | 0 | 0 | SWHC013-03 | Unitary Heat Pump (Large) - Cold ¦ PG&E ¦ Cold | Unitary Heat Pump (Large) - Cold | 0.13195 | 1 | 0.93 | CBSA 2014 | 0 | 2012 | 0.5 | SWHC013-03
COM-HVAC-15.26 | Com ¦ Large Unitary Heat Pump (EER 9.3) - Cold ¦ PG&E ¦ Cold | Com ¦ Large Unitary Heat Pump (EER 9.3) - Cold | PG&E ¦ Cold | PG&E | All | Electric | Large Unitary Air-Cooled, Commercial, Packaged HP EER 9.3 | Average Existing and Code | 0 | Conventional | HVAC | Com - Grocery | Com | ROB and NEW | 0 | 1000 sqft2 of floor space | Cap-Tons | 15 | DEER:HVAC_Split-Package_HP | 0 | 0 | 0 | SWHC013-03 | 781.78 | 2021 | 0 | 460 | 2021 | 0 | 0 | SWHC013-03 | Unitary Heat Pump (Large) - Cold ¦ PG&E ¦ Cold | Unitary Heat Pump (Large) - Cold | 0.22016 | 1 | 0.93 | CBSA 2014 | 0 | 2012 | 0.5 | SWHC013-03
COM-HVAC-15.27 | Com ¦ Large Unitary Heat Pump (EER 9.3) - Cold ¦ PG&E ¦ Cold | Com ¦ Large Unitary Heat Pump (EER 9.3) - Cold | PG&E ¦ Cold | PG&E | All | Electric | Large Unitary Air-Cooled, Commercial, Packaged HP EER 9.3 | Average Existing and Code | 0 | Conventional | HVAC | Com - Health | Com | ROB and NEW | 0 | 1000 sqft2 of floor space | Cap-Tons | 15 | DEER:HVAC_Split-Package_HP | 0 | 0 | 0 | SWHC013-03 | 781.78 | 2021 | 0 | 460 | 2021 | 0 | 0 | SWHC013-03 | Unitary Heat Pump (Large) - Cold ¦ PG&E ¦ Cold | Unitary Heat Pump (Large) - Cold | 0.19485 | 1 | 0.93 | CBSA 2014 | 0 | 2012 | 0.5 | SWHC013-03
COM-HVAC-15.28 | Com ¦ Large Unitary Heat Pump (EER 9.3) - Cold ¦ PG&E ¦ Cold | Com ¦ Large Unitary Heat Pump (EER 9.3) - Cold | PG&E ¦ Cold | PG&E | All | Electric | Large Unitary Air-Cooled, Commercial, Packaged HP EER 9.3 | Average Existing and Code | 0 | Conventional | HVAC | Com - Lodging | Com | ROB and NEW | 0 | 1000 sqft2 of floor space | Cap-Tons | 15 | DEER:HVAC_Split-Package_HP | 0 | 0 | 0 | SWHC013-03 | 781.78 | 2021 | 0 | 460 | 2021 | 0 | 0 | SWHC013-03 | Unitary Heat Pump (Large) - Cold ¦ PG&E ¦ Cold | Unitary Heat Pump (Large) - Cold | 0.10386 | 1 | 0.93 | CBSA 2014 | 0 | 2012 | 0.5 | SWHC013-03
COM-HVAC-15.29 | Com ¦ Large Unitary Heat Pump (EER 9.3) - Cold ¦ PG&E ¦ Cold | Com ¦ Large Unitary Heat Pump (EER 9.3) - Cold | PG&E ¦ Cold | PG&E | All | Electric | Large Unitary Air-Cooled, Commercial, Packaged HP EER 9.3 | Average Existing and Code | 0 | Conventional | HVAC | Com - Office (Large) | Com | ROB and NEW | 0 | 1000 sqft2 of floor space | Cap-Tons | 15 | DEER:HVAC_Split-Package_HP | 0 | 0 | 0 | SWHC013-03 | 781.78 | 2021 | 0 | 460 | 2021 | 0 | 0 | SWHC013-03 | Unitary Heat Pump (Large) - Cold ¦ PG&E ¦ Cold | Unitary Heat Pump (Large) - Cold | 0.13836 | 1 | 0.93 | CBSA 2014 | 0 | 2012 | 0.5 | SWHC013-03
COM-HVAC-15.30 | Com ¦ Large Unitary Heat Pump (EER 9.3) - Cold ¦ PG&E ¦ Cold | Com ¦ Large Unitary Heat Pump (EER 9.3) - Cold | PG&E ¦ Cold | PG&E | All | Electric | Large Unitary Air-Cooled, Commercial, Packaged HP EER 9.3 | Average Existing and Code | 0 | Conventional | HVAC | Com - Office (Small) | Com | ROB and NEW | 0 | 1000 sqft2 of floor space | Cap-Tons | 15 | DEER:HVAC_Split-Package_HP | 0 | 0 | 0 | SWHC013-03 | 781.78 | 2021 | 0 | 460 | 2021 | 0 | 0 | SWHC013-03 | Unitary Heat Pump (Large) - Cold ¦ PG&E ¦ Cold | Unitary Heat Pump (Large) - Cold | 0.16182 | 1 | 0.93 | CBSA 2014 | 0 | 2012 | 0.5 | SWHC013-03
COM-HVAC-15.31 | Com ¦ Large Unitary Heat Pump (EER 9.3) - Cold ¦ PG&E ¦ Cold | Com ¦ Large Unitary Heat Pump (EER 9.3) - Cold | PG&E ¦ Cold | PG&E | All | Electric | Large Unitary Air-Cooled, Commercial, Packaged HP EER 9.3 | Average Existing and Code | 0 | Conventional | HVAC | Com - Other | Com | ROB and NEW | 0 | 1000 sqft2 of floor space | Cap-Tons | 15 | DEER:HVAC_Split-Package_HP | 0 | 0 | 0 | SWHC013-03 | 781.78 | 2021 | 0 | 460 | 2021 | 0 | 0 | SWHC013-03 | Unitary Heat Pump (Large) - Cold ¦ PG&E ¦ Cold | Unitary Heat Pump (Large) - Cold | 0.076368 | 1 | 0.93 | CBSA 2014 | 0 | 2012 | 0.5 | SWHC013-03
COM-HVAC-15.33 | Com ¦ Large Unitary Heat Pump (EER 9.3) - Cold ¦ PG&E ¦ Cold | Com ¦ Large Unitary Heat Pump (EER 9.3) - Cold | PG&E ¦ Cold | PG&E | All | Electric | Large Unitary Air-Cooled, Commercial, Packaged HP EER 9.3 | Average Existing and Code | 0 | Conventional | HVAC | Com - Restaurant | Com | ROB and NEW | 0 | 1000 sqft2 of floor space | Cap-Tons | 15 | DEER:HVAC_Split-Package_HP | 0 | 0 | 0 | SWHC013-03 | 781.78 | 2021 | 0 | 460 | 2021 | 0 | 0 | SWHC013-03 | Unitary Heat Pump (Large) - Cold ¦ PG&E ¦ Cold | Unitary Heat Pump (Large) - Cold | 0.23382 | 1 | 0.93 | CBSA 2014 | 0 | 2012 | 0.5 | SWHC013-03
COM-HVAC-15.34 | Com ¦ Large Unitary Heat Pump (EER 9.3) - Cold ¦ PG&E ¦ Cold | Com ¦ Large Unitary Heat Pump (EER 9.3) - Cold | PG&E ¦ Cold | PG&E | All | Electric | Large Unitary Air-Cooled, Commercial, Packaged HP EER 9.3 | Average Existing and Code | 0 | Conventional | HVAC | Com - Retail | Com | ROB and NEW | 0 | 1000 sqft2 of floor space | Cap-Tons | 15 | DEER:HVAC_Split-Package_HP | 0 | 0 | 0 | SWHC013-03 | 781.78 | 2021 | 0 | 460 | 2021 | 0 | 0 | SWHC013-03 | Unitary Heat Pump (Large) - Cold ¦ PG&E ¦ Cold | Unitary Heat Pump (Large) - Cold | 0.097448 | 1 | 0.93 | CBSA 2014 | 0 | 2012 | 0.5 | SWHC013-03
COM-HVAC-15.35 | Com ¦ Large Unitary Heat Pump (EER 9.3) - Cold ¦ PG&E ¦ Cold | Com ¦ Large Unitary Heat Pump (EER 9.3) - Cold | PG&E ¦ Cold | PG&E | All | Electric | Large Unitary Air-Cooled, Commercial, Packaged HP EER 9.3 | Average Existing and Code | 0 | Conventional | HVAC | Com - School | Com | ROB and NEW | 0 | 1000 sqft2 of floor space | Cap-Tons | 15 | DEER:HVAC_Split-Package_HP | 0 | 0 | 0 | SWHC013-03 | 781.78 | 2021 | 0 | 460 | 2021 | 0 | 0 | SWHC013-03 | Unitary Heat Pump (Large) - Cold ¦ PG&E ¦ Cold | Unitary Heat Pump (Large) - Cold | 0.14798 | 1 | 0.93 | CBSA 2014 | 0 | 2012 | 0.5 | SWHC013-03
COM-HVAC-15.36 | Com ¦ Large Unitary Heat Pump (EER 9.3) - Cold ¦ PG&E ¦ Cold | Com ¦ Large Unitary Heat Pump (EER 9.3) - Cold | PG&E ¦ Cold | PG&E | All | Electric | Large Unitary Air-Cooled, Commercial, Packaged HP EER 9.3 | Average Existing and Code | 0 | Conventional | HVAC | Com - Warehouse | Com | ROB and NEW | 0 | 1000 sqft2 of floor space | Cap-Tons | 15 | DEER:HVAC_Split-Package_HP | 0 | 0 | 0 | SWHC013-03 | 781.78 | 2021 | 0 | 460 | 2021 | 0 | 0 | SWHC013-03 | Unitary Heat Pump (Large) - Cold ¦ PG&E ¦ Cold | Unitary Heat Pump (Large) - Cold | 0.030327 | 1 | 0.93 | CBSA 2014 | 0 | 2012 | 0.5 | SWHC013-03
COM-HVAC-15.37 | Com ¦ Large Unitary Heat Pump (EER 9.3) - Marine ¦ SCE ¦ Marine | Com ¦ Large Unitary Heat Pump (EER 9.3) - Marine | SCE ¦ Marine | SCE | All | Electric | Large Unitary Air-Cooled, Commercial, Packaged HP EER 9.3 | Average Existing and Code | 0 | Conventional | HVAC | Com - College | Com | ROB and NEW | 0 | 1000 sqft2 of floor space | Cap-Tons | 15 | DEER:HVAC_Split-Package_HP | 0 | 0 | 0 | SWHC013-03 | 781.78 | 2021 | 0 | 460 | 2021 | 0 | 0 | SWHC013-03 | Unitary Heat Pump (Large) - Marine ¦ SCE ¦ Marine | Unitary Heat Pump (Large) - Marine | 0.14726 | 1 | 0.93 | CBSA 2014 | 0 | 2012 | 0.5 | SWHC013-03
COM-HVAC-15.38 | Com ¦ Large Unitary Heat Pump (EER 9.3) - Marine ¦ SCE ¦ Marine | Com ¦ Large Unitary Heat Pump (EER 9.3) - Marine | SCE ¦ Marine | SCE | All | Electric | Large Unitary Air-Cooled, Commercial, Packaged HP EER 9.3 | Average Existing and Code | 0 | Conventional | HVAC | Com - Grocery | Com | ROB and NEW | 0 | 1000 sqft2 of floor space | Cap-Tons | 15 | DEER:HVAC_Split-Package_HP | 0 | 0 | 0 | SWHC013-03 | 781.78 | 2021 | 0 | 460 | 2021 | 0 | 0 | SWHC013-03 | Unitary Heat Pump (Large) - Marine ¦ SCE ¦ Marine | Unitary Heat Pump (Large) - Marine | 0.26194 | 1 | 0.93 | CBSA 2014 | 0 | 2012 | 0.5 | SWHC013-03
COM-HVAC-15.39 | Com ¦ Large Unitary Heat Pump (EER 9.3) - Marine ¦ SCE ¦ Marine | Com ¦ Large Unitary Heat Pump (EER 9.3) - Marine | SCE ¦ Marine | SCE | All | Electric | Large Unitary Air-Cooled, Commercial, Packaged HP EER 9.3 | Average Existing and Code | 0 | Conventional | HVAC | Com - Health | Com | ROB and NEW | 0 | 1000 sqft2 of floor space | Cap-Tons | 15 | DEER:HVAC_Split-Package_HP | 0 | 0 | 0 | SWHC013-03 | 781.78 | 2021 | 0 | 460 | 2021 | 0 | 0 | SWHC013-03 | Unitary Heat Pump (Large) - Marine ¦ SCE ¦ Marine | Unitary Heat Pump (Large) - Marine | 0.20884 | 1 | 0.93 | CBSA 2014 | 0 | 2012 | 0.5 | SWHC013-03
COM-HVAC-15.40 | Com ¦ Large Unitary Heat Pump (EER 9.3) - Marine ¦ SCE ¦ Marine | Com ¦ Large Unitary Heat Pump (EER 9.3) - Marine | SCE ¦ Marine | SCE | All | Electric | Large Unitary Air-Cooled, Commercial, Packaged HP EER 9.3 | Average Existing and Code | 0 | Conventional | HVAC | Com - Lodging | Com | ROB and NEW | 0 | 1000 sqft2 of floor space | Cap-Tons | 15 | DEER:HVAC_Split-Package_HP | 0 | 0 | 0 | SWHC013-03 | 781.78 | 2021 | 0 | 460 | 2021 | 0 | 0 | SWHC013-03 | Unitary Heat Pump (Large) - Marine ¦ SCE ¦ Marine | Unitary Heat Pump (Large) - Marine | 0.11727 | 1 | 0.93 | CBSA 2014 | 0 | 2012 | 0.5 | SWHC013-03
COM-HVAC-15.41 | Com ¦ Large Unitary Heat Pump (EER 9.3) - Marine ¦ SCE ¦ Marine | Com ¦ Large Unitary Heat Pump (EER 9.3) - Marine | SCE ¦ Marine | SCE | All | Electric | Large Unitary Air-Cooled, Commercial, Packaged HP EER 9.3 | Average Existing and Code | 0 | Conventional | HVAC | Com - Office (Large) | Com | ROB and NEW | 0 | 1000 sqft2 of floor space | Cap-Tons | 15 | DEER:HVAC_Split-Package_HP | 0 | 0 | 0 | SWHC013-03 | 781.78 | 2021 | 0 | 460 | 2021 | 0 | 0 | SWHC013-03 | Unitary Heat Pump (Large) - Marine ¦ SCE ¦ Marine | Unitary Heat Pump (Large) - Marine | 0.15546 | 1 | 0.93 | CBSA 2014 | 0 | 2012 | 0.5 | SWHC013-03
COM-HVAC-15.42 | Com ¦ Large Unitary Heat Pump (EER 9.3) - Marine ¦ SCE ¦ Marine | Com ¦ Large Unitary Heat Pump (EER 9.3) - Marine | SCE ¦ Marine | SCE | All | Electric | Large Unitary Air-Cooled, Commercial, Packaged HP EER 9.3 | Average Existing and Code | 0 | Conventional | HVAC | Com - Office (Small) | Com | ROB and NEW | 0 | 1000 sqft2 of floor space | Cap-Tons | 15 | DEER:HVAC_Split-Package_HP | 0 | 0 | 0 | SWHC013-03 | 781.78 | 2021 | 0 | 460 | 2021 | 0 | 0 | SWHC013-03 | Unitary Heat Pump (Large) - Marine ¦ SCE ¦ Marine | Unitary Heat Pump (Large) - Marine | 0.17638 | 1 | 0.93 | CBSA 2014 | 0 | 2012 | 0.5 | SWHC013-03
COM-HVAC-15.43 | Com ¦ Large Unitary Heat Pump (EER 9.3) - Marine ¦ SCE ¦ Marine | Com ¦ Large Unitary Heat Pump (EER 9.3) - Marine | SCE ¦ Marine | SCE | All | Electric | Large Unitary Air-Cooled, Commercial, Packaged HP EER 9.3 | Average Existing and Code | 0 | Conventional | HVAC | Com - Other | Com | ROB and NEW | 0 | 1000 sqft2 of floor space | Cap-Tons | 15 | DEER:HVAC_Split-Package_HP | 0 | 0 | 0 | SWHC013-03 | 781.78 | 2021 | 0 | 460 | 2021 | 0 | 0 | SWHC013-03 | Unitary Heat Pump (Large) - Marine ¦ SCE ¦ Marine | Unitary Heat Pump (Large) - Marine | 0.08421 | 1 | 0.93 | CBSA 2014 | 0 | 2012 | 0.5 | SWHC013-03
COM-HVAC-15.45 | Com ¦ Large Unitary Heat Pump (EER 9.3) - Marine ¦ SCE ¦ Marine | Com ¦ Large Unitary Heat Pump (EER 9.3) - Marine | SCE ¦ Marine | SCE | All | Electric | Large Unitary Air-Cooled, Commercial, Packaged HP EER 9.3 | Average Existing and Code | 0 | Conventional | HVAC | Com - Restaurant | Com | ROB and NEW | 0 | 1000 sqft2 of floor space | Cap-Tons | 15 | DEER:HVAC_Split-Package_HP | 0 | 0 | 0 | SWHC013-03 | 781.78 | 2021 | 0 | 460 | 2021 | 0 | 0 | SWHC013-03 | Unitary Heat Pump (Large) - Marine ¦ SCE ¦ Marine | Unitary Heat Pump (Large) - Marine | 0.25738 | 1 | 0.93 | CBSA 2014 | 0 | 2012 | 0.5 | SWHC013-03
COM-HVAC-15.46 | Com ¦ Large Unitary Heat Pump (EER 9.3) - Marine ¦ SCE ¦ Marine | Com ¦ Large Unitary Heat Pump (EER 9.3) - Marine | SCE ¦ Marine | SCE | All | Electric | Large Unitary Air-Cooled, Commercial, Packaged HP EER 9.3 | Average Existing and Code | 0 | Conventional | HVAC | Com - Retail | Com | ROB and NEW | 0 | 1000 sqft2 of floor space | Cap-Tons | 15 | DEER:HVAC_Split-Package_HP | 0 | 0 | 0 | SWHC013-03 | 781.78 | 2021 | 0 | 460 | 2021 | 0 | 0 | SWHC013-03 | Unitary Heat Pump (Large) - Marine ¦ SCE ¦ Marine | Unitary Heat Pump (Large) - Marine | 0.10889 | 1 | 0.93 | CBSA 2014 | 0 | 2012 | 0.5 | SWHC013-03
COM-HVAC-15.47 | Com ¦ Large Unitary Heat Pump (EER 9.3) - Marine ¦ SCE ¦ Marine | Com ¦ Large Unitary Heat Pump (EER 9.3) - Marine | SCE ¦ Marine | SCE | All | Electric | Large Unitary Air-Cooled, Commercial, Packaged HP EER 9.3 | Average Existing and Code | 0 | Conventional | HVAC | Com - School | Com | ROB and NEW | 0 | 1000 sqft2 of floor space | Cap-Tons | 15 | DEER:HVAC_Split-Package_HP | 0 | 0 | 0 | SWHC013-03 | 781.78 | 2021 | 0 | 460 | 2021 | 0 | 0 | SWHC013-03 | Unitary Heat Pump (Large) - Marine ¦ SCE ¦ Marine | Unitary Heat Pump (Large) - Marine | 0.17732 | 1 | 0.93 | CBSA 2014 | 0 | 2012 | 0.5 | SWHC013-03
COM-HVAC-15.48 | Com ¦ Large Unitary Heat Pump (EER 9.3) - Marine ¦ SCE ¦ Marine | Com ¦ Large Unitary Heat Pump (EER 9.3) - Marine | SCE ¦ Marine | SCE | All | Electric | Large Unitary Air-Cooled, Commercial, Packaged HP EER 9.3 | Average Existing and Code | 0 | Conventional | HVAC | Com - Warehouse | Com | ROB and NEW | 0 | 1000 sqft2 of floor space | Cap-Tons | 15 | DEER:HVAC_Split-Package_HP | 0 | 0 | 0 | SWHC013-03 | 781.78 | 2021 | 0 | 460 | 2021 | 0 | 0 | SWHC013-03 | Unitary Heat Pump (Large) - Marine ¦ SCE ¦ Marine | Unitary Heat Pump (Large) - Marine | 0.033351 | 1 | 0.93 | CBSA 2014 | 0 | 2012 | 0.5 | SWHC013-03
COM-HVAC-15.49 | Com ¦ Large Unitary Heat Pump (EER 9.3) - Hot-Dry ¦ SCE ¦ Hot-Dry | Com ¦ Large Unitary Heat Pump (EER 9.3) - Hot-Dry | SCE ¦ Hot-Dry | SCE | All | Electric | Large Unitary Air-Cooled, Commercial, Packaged HP EER 9.3 | Average Existing and Code | 0 | Conventional | HVAC | Com - College | Com | ROB and NEW | 0 | 1000 sqft2 of floor space | Cap-Tons | 15 | DEER:HVAC_Split-Package_HP | 0 | 0 | 0 | SWHC013-03 | 781.78 | 2021 | 0 | 460 | 2021 | 0 | 0 | SWHC013-03 | Unitary Heat Pump (Large) - Hot-Dry ¦ SCE ¦ Hot-Dry | Unitary Heat Pump (Large) - Hot-Dry | 0.14726 | 1 | 0.93 | CBSA 2014 | 0 | 2012 | 0.5 | SWHC013-03
COM-HVAC-15.50 | Com ¦ Large Unitary Heat Pump (EER 9.3) - Hot-Dry ¦ SCE ¦ Hot-Dry | Com ¦ Large Unitary Heat Pump (EER 9.3) - Hot-Dry | SCE ¦ Hot-Dry | SCE | All | Electric | Large Unitary Air-Cooled, Commercial, Packaged HP EER 9.3 | Average Existing and Code | 0 | Conventional | HVAC | Com - Grocery | Com | ROB and NEW | 0 | 1000 sqft2 of floor space | Cap-Tons | 15 | DEER:HVAC_Split-Package_HP | 0 | 0 | 0 | SWHC013-03 | 781.78 | 2021 | 0 | 460 | 2021 | 0 | 0 | SWHC013-03 | Unitary Heat Pump (Large) - Hot-Dry ¦ SCE ¦ Hot-Dry | Unitary Heat Pump (Large) - Hot-Dry | 0.26194 | 1 | 0.93 | CBSA 2014 | 0 | 2012 | 0.5 | SWHC013-03
COM-HVAC-15.51 | Com ¦ Large Unitary Heat Pump (EER 9.3) - Hot-Dry ¦ SCE ¦ Hot-Dry | Com ¦ Large Unitary Heat Pump (EER 9.3) - Hot-Dry | SCE ¦ Hot-Dry | SCE | All | Electric | Large Unitary Air-Cooled, Commercial, Packaged HP EER 9.3 | Average Existing and Code | 0 | Conventional | HVAC | Com - Health | Com | ROB and NEW | 0 | 1000 sqft2 of floor space | Cap-Tons | 15 | DEER:HVAC_Split-Package_HP | 0 | 0 | 0 | SWHC013-03 | 781.78 | 2021 | 0 | 460 | 2021 | 0 | 0 | SWHC013-03 | Unitary Heat Pump (Large) - Hot-Dry ¦ SCE ¦ Hot-Dry | Unitary Heat Pump (Large) - Hot-Dry | 0.20884 | 1 | 0.93 | CBSA 2014 | 0 | 2012 | 0.5 | SWHC013-03
COM-HVAC-15.52 | Com ¦ Large Unitary Heat Pump (EER 9.3) - Hot-Dry ¦ SCE ¦ Hot-Dry | Com ¦ Large Unitary Heat Pump (EER 9.3) - Hot-Dry | SCE ¦ Hot-Dry | SCE | All | Electric | Large Unitary Air-Cooled, Commercial, Packaged HP EER 9.3 | Average Existing and Code | 0 | Conventional | HVAC | Com - Lodging | Com | ROB and NEW | 0 | 1000 sqft2 of floor space | Cap-Tons | 15 | DEER:HVAC_Split-Package_HP | 0 | 0 | 0 | SWHC013-03 | 781.78 | 2021 | 0 | 460 | 2021 | 0 | 0 | SWHC013-03 | Unitary Heat Pump (Large) - Hot-Dry ¦ SCE ¦ Hot-Dry | Unitary Heat Pump (Large) - Hot-Dry | 0.11727 | 1 | 0.93 | CBSA 2014 | 0 | 2012 | 0.5 | SWHC013-03
COM-HVAC-15.53 | Com ¦ Large Unitary Heat Pump (EER 9.3) - Hot-Dry ¦ SCE ¦ Hot-Dry | Com ¦ Large Unitary Heat Pump (EER 9.3) - Hot-Dry | SCE ¦ Hot-Dry | SCE | All | Electric | Large Unitary Air-Cooled, Commercial, Packaged HP EER 9.3 | Average Existing and Code | 0 | Conventional | HVAC | Com - Office (Large) | Com | ROB and NEW | 0 | 1000 sqft2 of floor space | Cap-Tons | 15 | DEER:HVAC_Split-Package_HP | 0 | 0 | 0 | SWHC013-03 | 781.78 | 2021 | 0 | 460 | 2021 | 0 | 0 | SWHC013-03 | Unitary Heat Pump (Large) - Hot-Dry ¦ SCE ¦ Hot-Dry | Unitary Heat Pump (Large) - Hot-Dry | 0.15546 | 1 | 0.93 | CBSA 2014 | 0 | 2012 | 0.5 | SWHC013-03
COM-HVAC-15.54 | Com ¦ Large Unitary Heat Pump (EER 9.3) - Hot-Dry ¦ SCE ¦ Hot-Dry | Com ¦ Large Unitary Heat Pump (EER 9.3) - Hot-Dry | SCE ¦ Hot-Dry | SCE | All | Electric | Large Unitary Air-Cooled, Commercial, Packaged HP EER 9.3 | Average Existing and Code | 0 | Conventional | HVAC | Com - Office (Small) | Com | ROB and NEW | 0 | 1000 sqft2 of floor space | Cap-Tons | 15 | DEER:HVAC_Split-Package_HP | 0 | 0 | 0 | SWHC013-03 | 781.78 | 2021 | 0 | 460 | 2021 | 0 | 0 | SWHC013-03 | Unitary Heat Pump (Large) - Hot-Dry ¦ SCE ¦ Hot-Dry | Unitary Heat Pump (Large) - Hot-Dry | 0.17638 | 1 | 0.93 | CBSA 2014 | 0 | 2012 | 0.5 | SWHC013-03
COM-HVAC-15.55 | Com ¦ Large Unitary Heat Pump (EER 9.3) - Hot-Dry ¦ SCE ¦ Hot-Dry | Com ¦ Large Unitary Heat Pump (EER 9.3) - Hot-Dry | SCE ¦ Hot-Dry | SCE | All | Electric | Large Unitary Air-Cooled, Commercial, Packaged HP EER 9.3 | Average Existing and Code | 0 | Conventional | HVAC | Com - Other | Com | ROB and NEW | 0 | 1000 sqft2 of floor space | Cap-Tons | 15 | DEER:HVAC_Split-Package_HP | 0 | 0 | 0 | SWHC013-03 | 781.78 | 2021 | 0 | 460 | 2021 | 0 | 0 | SWHC013-03 | Unitary Heat Pump (Large) - Hot-Dry ¦ SCE ¦ Hot-Dry | Unitary Heat Pump (Large) - Hot-Dry | 0.08421 | 1 | 0.93 | CBSA 2014 | 0 | 2012 | 0.5 | SWHC013-03
COM-HVAC-15.57 | Com ¦ Large Unitary Heat Pump (EER 9.3) - Hot-Dry ¦ SCE ¦ Hot-Dry | Com ¦ Large Unitary Heat Pump (EER 9.3) - Hot-Dry | SCE ¦ Hot-Dry | SCE | All | Electric | Large Unitary Air-Cooled, Commercial, Packaged HP EER 9.3 | Average Existing and Code | 0 | Conventional | HVAC | Com - Restaurant | Com | ROB and NEW | 0 | 1000 sqft2 of floor space | Cap-Tons | 15 | DEER:HVAC_Split-Package_HP | 0 | 0 | 0 | SWHC013-03 | 781.78 | 2021 | 0 | 460 | 2021 | 0 | 0 | SWHC013-03 | Unitary Heat Pump (Large) - Hot-Dry ¦ SCE ¦ Hot-Dry | Unitary Heat Pump (Large) - Hot-Dry | 0.25738 | 1 | 0.93 | CBSA 2014 | 0 | 2012 | 0.5 | SWHC013-03
COM-HVAC-15.58 | Com ¦ Large Unitary Heat Pump (EER 9.3) - Hot-Dry ¦ SCE ¦ Hot-Dry | Com ¦ Large Unitary Heat Pump (EER 9.3) - Hot-Dry | SCE ¦ Hot-Dry | SCE | All | Electric | Large Unitary Air-Cooled, Commercial, Packaged HP EER 9.3 | Average Existing and Code | 0 | Conventional | HVAC | Com - Retail | Com | ROB and NEW | 0 | 1000 sqft2 of floor space | Cap-Tons | 15 | DEER:HVAC_Split-Package_HP | 0 | 0 | 0 | SWHC013-03 | 781.78 | 2021 | 0 | 460 | 2021 | 0 | 0 | SWHC013-03 | Unitary Heat Pump (Large) - Hot-Dry ¦ SCE ¦ Hot-Dry | Unitary Heat Pump (Large) - Hot-Dry | 0.10889 | 1 | 0.93 | CBSA 2014 | 0 | 2012 | 0.5 | SWHC013-03
COM-HVAC-15.59 | Com ¦ Large Unitary Heat Pump (EER 9.3) - Hot-Dry ¦ SCE ¦ Hot-Dry | Com ¦ Large Unitary Heat Pump (EER 9.3) - Hot-Dry | SCE ¦ Hot-Dry | SCE | All | Electric | Large Unitary Air-Cooled, Commercial, Packaged HP EER 9.3 | Average Existing and Code | 0 | Conventional | HVAC | Com - School | Com | ROB and NEW | 0 | 1000 sqft2 of floor space | Cap-Tons | 15 | DEER:HVAC_Split-Package_HP | 0 | 0 | 0 | SWHC013-03 | 781.78 | 2021 | 0 | 460 | 2021 | 0 | 0 | SWHC013-03 | Unitary Heat Pump (Large) - Hot-Dry ¦ SCE ¦ Hot-Dry | Unitary Heat Pump (Large) - Hot-Dry | 0.17732 | 1 | 0.93 | CBSA 2014 | 0 | 2012 | 0.5 | SWHC013-03
COM-HVAC-15.60 | Com ¦ Large Unitary Heat Pump (EER 9.3) - Hot-Dry ¦ SCE ¦ Hot-Dry | Com ¦ Large Unitary Heat Pump (EER 9.3) - Hot-Dry | SCE ¦ Hot-Dry | SCE | All | Electric | Large Unitary Air-Cooled, Commercial, Packaged HP EER 9.3 | Average Existing and Code | 0 | Conventional | HVAC | Com - Warehouse | Com | ROB and NEW | 0 | 1000 sqft2 of floor space | Cap-Tons | 15 | DEER:HVAC_Split-Package_HP | 0 | 0 | 0 | SWHC013-03 | 781.78 | 2021 | 0 | 460 | 2021 | 0 | 0 | SWHC013-03 | Unitary Heat Pump (Large) - Hot-Dry ¦ SCE ¦ Hot-Dry | Unitary Heat Pump (Large) - Hot-Dry | 0.033351 | 1 | 0.93 | CBSA 2014 | 0 | 2012 | 0.5 | SWHC013-03
COM-HVAC-15.61 | Com ¦ Large Unitary Heat Pump (EER 9.3) - Cold ¦ SCE ¦ Cold | Com ¦ Large Unitary Heat Pump (EER 9.3) - Cold | SCE ¦ Cold | SCE | All | Electric | Large Unitary Air-Cooled, Commercial, Packaged HP EER 9.3 | Average Existing and Code | 0 | Conventional | HVAC | Com - College | Com | ROB and NEW | 0 | 1000 sqft2 of floor space | Cap-Tons | 15 | DEER:HVAC_Split-Package_HP | 0 | 0 | 0 | SWHC013-03 | 781.78 | 2021 | 0 | 460 | 2021 | 0 | 0 | SWHC013-03 | Unitary Heat Pump (Large) - Cold ¦ SCE ¦ Cold | Unitary Heat Pump (Large) - Cold | 0.14726 | 1 | 0.93 | CBSA 2014 | 0 | 2012 | 0.5 | SWHC013-03
COM-HVAC-15.62 | Com ¦ Large Unitary Heat Pump (EER 9.3) - Cold ¦ SCE ¦ Cold | Com ¦ Large Unitary Heat Pump (EER 9.3) - Cold | SCE ¦ Cold | SCE | All | Electric | Large Unitary Air-Cooled, Commercial, Packaged HP EER 9.3 | Average Existing and Code | 0 | Conventional | HVAC | Com - Grocery | Com | ROB and NEW | 0 | 1000 sqft2 of floor space | Cap-Tons | 15 | DEER:HVAC_Split-Package_HP | 0 | 0 | 0 | SWHC013-03 | 781.78 | 2021 | 0 | 460 | 2021 | 0 | 0 | SWHC013-03 | Unitary Heat Pump (Large) - Cold ¦ SCE ¦ Cold | Unitary Heat Pump (Large) - Cold | 0.26194 | 1 | 0.93 | CBSA 2014 | 0 | 2012 | 0.5 | SWHC013-03
COM-HVAC-15.63 | Com ¦ Large Unitary Heat Pump (EER 9.3) - Cold ¦ SCE ¦ Cold | Com ¦ Large Unitary Heat Pump (EER 9.3) - Cold | SCE ¦ Cold | SCE | All | Electric | Large Unitary Air-Cooled, Commercial, Packaged HP EER 9.3 | Average Existing and Code | 0 | Conventional | HVAC | Com - Health | Com | ROB and NEW | 0 | 1000 sqft2 of floor space | Cap-Tons | 15 | DEER:HVAC_Split-Package_HP | 0 | 0 | 0 | SWHC013-03 | 781.78 | 2021 | 0 | 460 | 2021 | 0 | 0 | SWHC013-03 | Unitary Heat Pump (Large) - Cold ¦ SCE ¦ Cold | Unitary Heat Pump (Large) - Cold | 0.20884 | 1 | 0.93 | CBSA 2014 | 0 | 2012 | 0.5 | SWHC013-03
COM-HVAC-15.64 | Com ¦ Large Unitary Heat Pump (EER 9.3) - Cold ¦ SCE ¦ Cold | Com ¦ Large Unitary Heat Pump (EER 9.3) - Cold | SCE ¦ Cold | SCE | All | Electric | Large Unitary Air-Cooled, Commercial, Packaged HP EER 9.3 | Average Existing and Code | 0 | Conventional | HVAC | Com - Lodging | Com | ROB and NEW | 0 | 1000 sqft2 of floor space | Cap-Tons | 15 | DEER:HVAC_Split-Package_HP | 0 | 0 | 0 | SWHC013-03 | 781.78 | 2021 | 0 | 460 | 2021 | 0 | 0 | SWHC013-03 | Unitary Heat Pump (Large) - Cold ¦ SCE ¦ Cold | Unitary Heat Pump (Large) - Cold | 0.11727 | 1 | 0.93 | CBSA 2014 | 0 | 2012 | 0.5 | SWHC013-03
COM-HVAC-15.65 | Com ¦ Large Unitary Heat Pump (EER 9.3) - Cold ¦ SCE ¦ Cold | Com ¦ Large Unitary Heat Pump (EER 9.3) - Cold | SCE ¦ Cold | SCE | All | Electric | Large Unitary Air-Cooled, Commercial, Packaged HP EER 9.3 | Average Existing and Code | 0 | Conventional | HVAC | Com - Office (Large) | Com | ROB and NEW | 0 | 1000 sqft2 of floor space | Cap-Tons | 15 | DEER:HVAC_Split-Package_HP | 0 | 0 | 0 | SWHC013-03 | 781.78 | 2021 | 0 | 460 | 2021 | 0 | 0 | SWHC013-03 | Unitary Heat Pump (Large) - Cold ¦ SCE ¦ Cold | Unitary Heat Pump (Large) - Cold | 0.15546 | 1 | 0.93 | CBSA 2014 | 0 | 2012 | 0.5 | SWHC013-03
COM-HVAC-15.66 | Com ¦ Large Unitary Heat Pump (EER 9.3) - Cold ¦ SCE ¦ Cold | Com ¦ Large Unitary Heat Pump (EER 9.3) - Cold | SCE ¦ Cold | SCE | All | Electric | Large Unitary Air-Cooled, Commercial, Packaged HP EER 9.3 | Average Existing and Code | 0 | Conventional | HVAC | Com - Office (Small) | Com | ROB and NEW | 0 | 1000 sqft2 of floor space | Cap-Tons | 15 | DEER:HVAC_Split-Package_HP | 0 | 0 | 0 | SWHC013-03 | 781.78 | 2021 | 0 | 460 | 2021 | 0 | 0 | SWHC013-03 | Unitary Heat Pump (Large) - Cold ¦ SCE ¦ Cold | Unitary Heat Pump (Large) - Cold | 0.17638 | 1 | 0.93 | CBSA 2014 | 0 | 2012 | 0.5 | SWHC013-03
COM-HVAC-15.67 | Com ¦ Large Unitary Heat Pump (EER 9.3) - Cold ¦ SCE ¦ Cold | Com ¦ Large Unitary Heat Pump (EER 9.3) - Cold | SCE ¦ Cold | SCE | All | Electric | Large Unitary Air-Cooled, Commercial, Packaged HP EER 9.3 | Average Existing and Code | 0 | Conventional | HVAC | Com - Other | Com | ROB and NEW | 0 | 1000 sqft2 of floor space | Cap-Tons | 15 | DEER:HVAC_Split-Package_HP | 0 | 0 | 0 | SWHC013-03 | 781.78 | 2021 | 0 | 460 | 2021 | 0 | 0 | SWHC013-03 | Unitary Heat Pump (Large) - Cold ¦ SCE ¦ Cold | Unitary Heat Pump (Large) - Cold | 0.08421 | 1 | 0.93 | CBSA 2014 | 0 | 2012 | 0.5 | SWHC013-03
COM-HVAC-15.69 | Com ¦ Large Unitary Heat Pump (EER 9.3) - Cold ¦ SCE ¦ Cold | Com ¦ Large Unitary Heat Pump (EER 9.3) - Cold | SCE ¦ Cold | SCE | All | Electric | Large Unitary Air-Cooled, Commercial, Packaged HP EER 9.3 | Average Existing and Code | 0 | Conventional | HVAC | Com - Restaurant | Com | ROB and NEW | 0 | 1000 sqft2 of floor space | Cap-Tons | 15 | DEER:HVAC_Split-Package_HP | 0 | 0 | 0 | SWHC013-03 | 781.78 | 2021 | 0 | 460 | 2021 | 0 | 0 | SWHC013-03 | Unitary Heat Pump (Large) - Cold ¦ SCE ¦ Cold | Unitary Heat Pump (Large) - Cold | 0.25738 | 1 | 0.93 | CBSA 2014 | 0 | 2012 | 0.5 | SWHC013-03
COM-HVAC-15.70 | Com ¦ Large Unitary Heat Pump (EER 9.3) - Cold ¦ SCE ¦ Cold | Com ¦ Large Unitary Heat Pump (EER 9.3) - Cold | SCE ¦ Cold | SCE | All | Electric | Large Unitary Air-Cooled, Commercial, Packaged HP EER 9.3 | Average Existing and Code | 0 | Conventional | HVAC | Com - Retail | Com | ROB and NEW | 0 | 1000 sqft2 of floor space | Cap-Tons | 15 | DEER:HVAC_Split-Package_HP | 0 | 0 | 0 | SWHC013-03 | 781.78 | 2021 | 0 | 460 | 2021 | 0 | 0 | SWHC013-03 | Unitary Heat Pump (Large) - Cold ¦ SCE ¦ Cold | Unitary Heat Pump (Large) - Cold | 0.10889 | 1 | 0.93 | CBSA 2014 | 0 | 2012 | 0.5 | SWHC013-03
COM-HVAC-15.71 | Com ¦ Large Unitary Heat Pump (EER 9.3) - Cold ¦ SCE ¦ Cold | Com ¦ Large Unitary Heat Pump (EER 9.3) - Cold | SCE ¦ Cold | SCE | All | Electric | Large Unitary Air-Cooled, Commercial, Packaged HP EER 9.3 | Average Existing and Code | 0 | Conventional | HVAC | Com - School | Com | ROB and NEW | 0 | 1000 sqft2 of floor space | Cap-Tons | 15 | DEER:HVAC_Split-Package_HP | 0 | 0 | 0 | SWHC013-03 | 781.78 | 2021 | 0 | 460 | 2021 | 0 | 0 | SWHC013-03 | Unitary Heat Pump (Large) - Cold ¦ SCE ¦ Cold | Unitary Heat Pump (Large) - Cold | 0.17732 | 1 | 0.93 | CBSA 2014 | 0 | 2012 | 0.5 | SWHC013-03
COM-HVAC-15.72 | Com ¦ Large Unitary Heat Pump (EER 9.3) - Cold ¦ SCE ¦ Cold | Com ¦ Large Unitary Heat Pump (EER 9.3) - Cold | SCE ¦ Cold | SCE | All | Electric | Large Unitary Air-Cooled, Commercial, Packaged HP EER 9.3 | Average Existing and Code | 0 | Conventional | HVAC | Com - Warehouse | Com | ROB and NEW | 0 | 1000 sqft2 of floor space | Cap-Tons | 15 | DEER:HVAC_Split-Package_HP | 0 | 0 | 0 | SWHC013-03 | 781.78 | 2021 | 0 | 460 | 2021 | 0 | 0 | SWHC013-03 | Unitary Heat Pump (Large) - Cold ¦ SCE ¦ Cold | Unitary Heat Pump (Large) - Cold | 0.033351 | 1 | 0.93 | CBSA 2014 | 0 | 2012 | 0.5 | SWHC013-03
COM-HVAC-15.73 | Com ¦ Large Unitary Heat Pump (EER 9.3) - Marine ¦ SDG&E ¦ Marine | Com ¦ Large Unitary Heat Pump (EER 9.3) - Marine | SDG&E ¦ Marine | SDG&E | All | Electric | Large Unitary Air-Cooled, Commercial, Packaged HP EER 9.3 | Average Existing and Code | 0 | Conventional | HVAC | Com - College | Com | ROB and NEW | 0 | 1000 sqft2 of floor space | Cap-Tons | 15 | DEER:HVAC_Split-Package_HP | 0 | 0 | 0 | SWHC013-03 | 781.78 | 2021 | 0 | 460 | 2021 | 0 | 0 | SWHC013-03 | Unitary Heat Pump (Large) - Marine ¦ SDG&E ¦ Marine | Unitary Heat Pump (Large) - Marine | 0.1443 | 1 | 0.93 | CBSA 2014 | 0 | 2012 | 0.5 | SWHC013-03
COM-HVAC-15.74 | Com ¦ Large Unitary Heat Pump (EER 9.3) - Marine ¦ SDG&E ¦ Marine | Com ¦ Large Unitary Heat Pump (EER 9.3) - Marine | SDG&E ¦ Marine | SDG&E | All | Electric | Large Unitary Air-Cooled, Commercial, Packaged HP EER 9.3 | Average Existing and Code | 0 | Conventional | HVAC | Com - Grocery | Com | ROB and NEW | 0 | 1000 sqft2 of floor space | Cap-Tons | 15 | DEER:HVAC_Split-Package_HP | 0 | 0 | 0 | SWHC013-03 | 781.78 | 2021 | 0 | 460 | 2021 | 0 | 0 | SWHC013-03 | Unitary Heat Pump (Large) - Marine ¦ SDG&E ¦ Marine | Unitary Heat Pump (Large) - Marine | 0.26631 | 1 | 0.93 | CBSA 2014 | 0 | 2012 | 0.5 | SWHC013-03
COM-HVAC-15.75 | Com ¦ Large Unitary Heat Pump (EER 9.3) - Marine ¦ SDG&E ¦ Marine | Com ¦ Large Unitary Heat Pump (EER 9.3) - Marine | SDG&E ¦ Marine | SDG&E | All | Electric | Large Unitary Air-Cooled, Commercial, Packaged HP EER 9.3 | Average Existing and Code | 0 | Conventional | HVAC | Com - Health | Com | ROB and NEW | 0 | 1000 sqft2 of floor space | Cap-Tons | 15 | DEER:HVAC_Split-Package_HP | 0 | 0 | 0 | SWHC013-03 | 781.78 | 2021 | 0 | 460 | 2021 | 0 | 0 | SWHC013-03 | Unitary Heat Pump (Large) - Marine ¦ SDG&E ¦ Marine | Unitary Heat Pump (Large) - Marine | 0.20767 | 1 | 0.93 | CBSA 2014 | 0 | 2012 | 0.5 | SWHC013-03
COM-HVAC-15.76 | Com ¦ Large Unitary Heat Pump (EER 9.3) - Marine ¦ SDG&E ¦ Marine | Com ¦ Large Unitary Heat Pump (EER 9.3) - Marine | SDG&E ¦ Marine | SDG&E | All | Electric | Large Unitary Air-Cooled, Commercial, Packaged HP EER 9.3 | Average Existing and Code | 0 | Conventional | HVAC | Com - Lodging | Com | ROB and NEW | 0 | 1000 sqft2 of floor space | Cap-Tons | 15 | DEER:HVAC_Split-Package_HP | 0 | 0 | 0 | SWHC013-03 | 781.78 | 2021 | 0 | 460 | 2021 | 0 | 0 | SWHC013-03 | Unitary Heat Pump (Large) - Marine ¦ SDG&E ¦ Marine | Unitary Heat Pump (Large) - Marine | 0.11619 | 1 | 0.93 | CBSA 2014 | 0 | 2012 | 0.5 | SWHC013-03
COM-HVAC-15.77 | Com ¦ Large Unitary Heat Pump (EER 9.3) - Marine ¦ SDG&E ¦ Marine | Com ¦ Large Unitary Heat Pump (EER 9.3) - Marine | SDG&E ¦ Marine | SDG&E | All | Electric | Large Unitary Air-Cooled, Commercial, Packaged HP EER 9.3 | Average Existing and Code | 0 | Conventional | HVAC | Com - Office (Large) | Com | ROB and NEW | 0 | 1000 sqft2 of floor space | Cap-Tons | 15 | DEER:HVAC_Split-Package_HP | 0 | 0 | 0 | SWHC013-03 | 781.78 | 2021 | 0 | 460 | 2021 | 0 | 0 | SWHC013-03 | Unitary Heat Pump (Large) - Marine ¦ SDG&E ¦ Marine | Unitary Heat Pump (Large) - Marine | 0.1517 | 1 | 0.93 | CBSA 2014 | 0 | 2012 | 0.5 | SWHC013-03
COM-HVAC-15.78 | Com ¦ Large Unitary Heat Pump (EER 9.3) - Marine ¦ SDG&E ¦ Marine | Com ¦ Large Unitary Heat Pump (EER 9.3) - Marine | SDG&E ¦ Marine | SDG&E | All | Electric | Large Unitary Air-Cooled, Commercial, Packaged HP EER 9.3 | Average Existing and Code | 0 | Conventional | HVAC | Com - Office (Small) | Com | ROB and NEW | 0 | 1000 sqft2 of floor space | Cap-Tons | 15 | DEER:HVAC_Split-Package_HP | 0 | 0 | 0 | SWHC013-03 | 781.78 | 2021 | 0 | 460 | 2021 | 0 | 0 | SWHC013-03 | Unitary Heat Pump (Large) - Marine ¦ SDG&E ¦ Marine | Unitary Heat Pump (Large) - Marine | 0.1842 | 1 | 0.93 | CBSA 2014 | 0 | 2012 | 0.5 | SWHC013-03
COM-HVAC-15.79 | Com ¦ Large Unitary Heat Pump (EER 9.3) - Marine ¦ SDG&E ¦ Marine | Com ¦ Large Unitary Heat Pump (EER 9.3) - Marine | SDG&E ¦ Marine | SDG&E | All | Electric | Large Unitary Air-Cooled, Commercial, Packaged HP EER 9.3 | Average Existing and Code | 0 | Conventional | HVAC | Com - Other | Com | ROB and NEW | 0 | 1000 sqft2 of floor space | Cap-Tons | 15 | DEER:HVAC_Split-Package_HP | 0 | 0 | 0 | SWHC013-03 | 781.78 | 2021 | 0 | 460 | 2021 | 0 | 0 | SWHC013-03 | Unitary Heat Pump (Large) - Marine ¦ SDG&E ¦ Marine | Unitary Heat Pump (Large) - Marine | 0.082771 | 1 | 0.93 | CBSA 2014 | 0 | 2012 | 0.5 | SWHC013-03
COM-HVAC-15.81 | Com ¦ Large Unitary Heat Pump (EER 9.3) - Marine ¦ SDG&E ¦ Marine | Com ¦ Large Unitary Heat Pump (EER 9.3) - Marine | SDG&E ¦ Marine | SDG&E | All | Electric | Large Unitary Air-Cooled, Commercial, Packaged HP EER 9.3 | Average Existing and Code | 0 | Conventional | HVAC | Com - Restaurant | Com | ROB and NEW | 0 | 1000 sqft2 of floor space | Cap-Tons | 15 | DEER:HVAC_Split-Package_HP | 0 | 0 | 0 | SWHC013-03 | 781.78 | 2021 | 0 | 460 | 2021 | 0 | 0 | SWHC013-03 | Unitary Heat Pump (Large) - Marine ¦ SDG&E ¦ Marine | Unitary Heat Pump (Large) - Marine | 0.26887 | 1 | 0.93 | CBSA 2014 | 0 | 2012 | 0.5 | SWHC013-03
COM-HVAC-15.82 | Com ¦ Large Unitary Heat Pump (EER 9.3) - Marine ¦ SDG&E ¦ Marine | Com ¦ Large Unitary Heat Pump (EER 9.3) - Marine | SDG&E ¦ Marine | SDG&E | All | Electric | Large Unitary Air-Cooled, Commercial, Packaged HP EER 9.3 | Average Existing and Code | 0 | Conventional | HVAC | Com - Retail | Com | ROB and NEW | 0 | 1000 sqft2 of floor space | Cap-Tons | 15 | DEER:HVAC_Split-Package_HP | 0 | 0 | 0 | SWHC013-03 | 781.78 | 2021 | 0 | 460 | 2021 | 0 | 0 | SWHC013-03 | Unitary Heat Pump (Large) - Marine ¦ SDG&E ¦ Marine | Unitary Heat Pump (Large) - Marine | 0.109 | 1 | 0.93 | CBSA 2014 | 0 | 2012 | 0.5 | SWHC013-03
COM-HVAC-15.83 | Com ¦ Large Unitary Heat Pump (EER 9.3) - Marine ¦ SDG&E ¦ Marine | Com ¦ Large Unitary Heat Pump (EER 9.3) - Marine | SDG&E ¦ Marine | SDG&E | All | Electric | Large Unitary Air-Cooled, Commercial, Packaged HP EER 9.3 | Average Existing and Code | 0 | Conventional | HVAC | Com - School | Com | ROB and NEW | 0 | 1000 sqft2 of floor space | Cap-Tons | 15 | DEER:HVAC_Split-Package_HP | 0 | 0 | 0 | SWHC013-03 | 781.78 | 2021 | 0 | 460 | 2021 | 0 | 0 | SWHC013-03 | Unitary Heat Pump (Large) - Marine ¦ SDG&E ¦ Marine | Unitary Heat Pump (Large) - Marine | 0.18329 | 1 | 0.93 | CBSA 2014 | 0 | 2012 | 0.5 | SWHC013-03
COM-HVAC-15.84 | Com ¦ Large Unitary Heat Pump (EER 9.3) - Marine ¦ SDG&E ¦ Marine | Com ¦ Large Unitary Heat Pump (EER 9.3) - Marine | SDG&E ¦ Marine | SDG&E | All | Electric | Large Unitary Air-Cooled, Commercial, Packaged HP EER 9.3 | Average Existing and Code | 0 | Conventional | HVAC | Com - Warehouse | Com | ROB and NEW | 0 | 1000 sqft2 of floor space | Cap-Tons | 15 | DEER:HVAC_Split-Package_HP | 0 | 0 | 0 | SWHC013-03 | 781.78 | 2021 | 0 | 460 | 2021 | 0 | 0 | SWHC013-03 | Unitary Heat Pump (Large) - Marine ¦ SDG&E ¦ Marine | Unitary Heat Pump (Large) - Marine | 0.033426 | 1 | 0.93 | CBSA 2014 | 0 | 2012 | 0.5 | SWHC013-03
COM-HVAC-15.85 | Com ¦ Large Unitary Heat Pump (EER 9.3) - Hot-Dry ¦ SDG&E ¦ Hot-Dry | Com ¦ Large Unitary Heat Pump (EER 9.3) - Hot-Dry | SDG&E ¦ Hot-Dry | SDG&E | All | Electric | Large Unitary Air-Cooled, Commercial, Packaged HP EER 9.3 | Average Existing and Code | 0 | Conventional | HVAC | Com - College | Com | ROB and NEW | 0 | 1000 sqft2 of floor space | Cap-Tons | 15 | DEER:HVAC_Split-Package_HP | 0 | 0 | 0 | SWHC013-03 | 781.78 | 2021 | 0 | 460 | 2021 | 0 | 0 | SWHC013-03 | Unitary Heat Pump (Large) - Hot-Dry ¦ SDG&E ¦ Hot-Dry | Unitary Heat Pump (Large) - Hot-Dry | 0.1443 | 1 | 0.93 | CBSA 2014 | 0 | 2012 | 0.5 | SWHC013-03
COM-HVAC-15.86 | Com ¦ Large Unitary Heat Pump (EER 9.3) - Hot-Dry ¦ SDG&E ¦ Hot-Dry | Com ¦ Large Unitary Heat Pump (EER 9.3) - Hot-Dry | SDG&E ¦ Hot-Dry | SDG&E | All | Electric | Large Unitary Air-Cooled, Commercial, Packaged HP EER 9.3 | Average Existing and Code | 0 | Conventional | HVAC | Com - Grocery | Com | ROB and NEW | 0 | 1000 sqft2 of floor space | Cap-Tons | 15 | DEER:HVAC_Split-Package_HP | 0 | 0 | 0 | SWHC013-03 | 781.78 | 2021 | 0 | 460 | 2021 | 0 | 0 | SWHC013-03 | Unitary Heat Pump (Large) - Hot-Dry ¦ SDG&E ¦ Hot-Dry | Unitary Heat Pump (Large) - Hot-Dry | 0.26631 | 1 | 0.93 | CBSA 2014 | 0 | 2012 | 0.5 | SWHC013-03
COM-HVAC-15.87 | Com ¦ Large Unitary Heat Pump (EER 9.3) - Hot-Dry ¦ SDG&E ¦ Hot-Dry | Com ¦ Large Unitary Heat Pump (EER 9.3) - Hot-Dry | SDG&E ¦ Hot-Dry | SDG&E | All | Electric | Large Unitary Air-Cooled, Commercial, Packaged HP EER 9.3 | Average Existing and Code | 0 | Conventional | HVAC | Com - Health | Com | ROB and NEW | 0 | 1000 sqft2 of floor space | Cap-Tons | 15 | DEER:HVAC_Split-Package_HP | 0 | 0 | 0 | SWHC013-03 | 781.78 | 2021 | 0 | 460 | 2021 | 0 | 0 | SWHC013-03 | Unitary Heat Pump (Large) - Hot-Dry ¦ SDG&E ¦ Hot-Dry | Unitary Heat Pump (Large) - Hot-Dry | 0.20767 | 1 | 0.93 | CBSA 2014 | 0 | 2012 | 0.5 | SWHC013-03
COM-HVAC-15.88 | Com ¦ Large Unitary Heat Pump (EER 9.3) - Hot-Dry ¦ SDG&E ¦ Hot-Dry | Com ¦ Large Unitary Heat Pump (EER 9.3) - Hot-Dry | SDG&E ¦ Hot-Dry | SDG&E | All | Electric | Large Unitary Air-Cooled, Commercial, Packaged HP EER 9.3 | Average Existing and Code | 0 | Conventional | HVAC | Com - Lodging | Com | ROB and NEW | 0 | 1000 sqft2 of floor space | Cap-Tons | 15 | DEER:HVAC_Split-Package_HP | 0 | 0 | 0 | SWHC013-03 | 781.78 | 2021 | 0 | 460 | 2021 | 0 | 0 | SWHC013-03 | Unitary Heat Pump (Large) - Hot-Dry ¦ SDG&E ¦ Hot-Dry | Unitary Heat Pump (Large) - Hot-Dry | 0.11619 | 1 | 0.93 | CBSA 2014 | 0 | 2012 | 0.5 | SWHC013-03
COM-HVAC-15.89 | Com ¦ Large Unitary Heat Pump (EER 9.3) - Hot-Dry ¦ SDG&E ¦ Hot-Dry | Com ¦ Large Unitary Heat Pump (EER 9.3) - Hot-Dry | SDG&E ¦ Hot-Dry | SDG&E | All | Electric | Large Unitary Air-Cooled, Commercial, Packaged HP EER 9.3 | Average Existing and Code | 0 | Conventional | HVAC | Com - Office (Large) | Com | ROB and NEW | 0 | 1000 sqft2 of floor space | Cap-Tons | 15 | DEER:HVAC_Split-Package_HP | 0 | 0 | 0 | SWHC013-03 | 781.78 | 2021 | 0 | 460 | 2021 | 0 | 0 | SWHC013-03 | Unitary Heat Pump (Large) - Hot-Dry ¦ SDG&E ¦ Hot-Dry | Unitary Heat Pump (Large) - Hot-Dry | 0.1517 | 1 | 0.93 | CBSA 2014 | 0 | 2012 | 0.5 | SWHC013-03
COM-HVAC-15.90 | Com ¦ Large Unitary Heat Pump (EER 9.3) - Hot-Dry ¦ SDG&E ¦ Hot-Dry | Com ¦ Large Unitary Heat Pump (EER 9.3) - Hot-Dry | SDG&E ¦ Hot-Dry | SDG&E | All | Electric | Large Unitary Air-Cooled, Commercial, Packaged HP EER 9.3 | Average Existing and Code | 0 | Conventional | HVAC | Com - Office (Small) | Com | ROB and NEW | 0 | 1000 sqft2 of floor space | Cap-Tons | 15 | DEER:HVAC_Split-Package_HP | 0 | 0 | 0 | SWHC013-03 | 781.78 | 2021 | 0 | 460 | 2021 | 0 | 0 | SWHC013-03 | Unitary Heat Pump (Large) - Hot-Dry ¦ SDG&E ¦ Hot-Dry | Unitary Heat Pump (Large) - Hot-Dry | 0.1842 | 1 | 0.93 | CBSA 2014 | 0 | 2012 | 0.5 | SWHC013-03
COM-HVAC-15.91 | Com ¦ Large Unitary Heat Pump (EER 9.3) - Hot-Dry ¦ SDG&E ¦ Hot-Dry | Com ¦ Large Unitary Heat Pump (EER 9.3) - Hot-Dry | SDG&E ¦ Hot-Dry | SDG&E | All | Electric | Large Unitary Air-Cooled, Commercial, Packaged HP EER 9.3 | Average Existing and Code | 0 | Conventional | HVAC | Com - Other | Com | ROB and NEW | 0 | 1000 sqft2 of floor space | Cap-Tons | 15 | DEER:HVAC_Split-Package_HP | 0 | 0 | 0 | SWHC013-03 | 781.78 | 2021 | 0 | 460 | 2021 | 0 | 0 | SWHC013-03 | Unitary Heat Pump (Large) - Hot-Dry ¦ SDG&E ¦ Hot-Dry | Unitary Heat Pump (Large) - Hot-Dry | 0.082771 | 1 | 0.93 | CBSA 2014 | 0 | 2012 | 0.5 | SWHC013-03
COM-HVAC-15.93 | Com ¦ Large Unitary Heat Pump (EER 9.3) - Hot-Dry ¦ SDG&E ¦ Hot-Dry | Com ¦ Large Unitary Heat Pump (EER 9.3) - Hot-Dry | SDG&E ¦ Hot-Dry | SDG&E | All | Electric | Large Unitary Air-Cooled, Commercial, Packaged HP EER 9.3 | Average Existing and Code | 0 | Conventional | HVAC | Com - Restaurant | Com | ROB and NEW | 0 | 1000 sqft2 of floor space | Cap-Tons | 15 | DEER:HVAC_Split-Package_HP | 0 | 0 | 0 | SWHC013-03 | 781.78 | 2021 | 0 | 460 | 2021 | 0 | 0 | SWHC013-03 | Unitary Heat Pump (Large) - Hot-Dry ¦ SDG&E ¦ Hot-Dry | Unitary Heat Pump (Large) - Hot-Dry | 0.26887 | 1 | 0.93 | CBSA 2014 | 0 | 2012 | 0.5 | SWHC013-03
COM-HVAC-15.94 | Com ¦ Large Unitary Heat Pump (EER 9.3) - Hot-Dry ¦ SDG&E ¦ Hot-Dry | Com ¦ Large Unitary Heat Pump (EER 9.3) - Hot-Dry | SDG&E ¦ Hot-Dry | SDG&E | All | Electric | Large Unitary Air-Cooled, Commercial, Packaged HP EER 9.3 | Average Existing and Code | 0 | Conventional | HVAC | Com - Retail | Com | ROB and NEW | 0 | 1000 sqft2 of floor space | Cap-Tons | 15 | DEER:HVAC_Split-Package_HP | 0 | 0 | 0 | SWHC013-03 | 781.78 | 2021 | 0 | 460 | 2021 | 0 | 0 | SWHC013-03 | Unitary Heat Pump (Large) - Hot-Dry ¦ SDG&E ¦ Hot-Dry | Unitary Heat Pump (Large) - Hot-Dry | 0.109 | 1 | 0.93 | CBSA 2014 | 0 | 2012 | 0.5 | SWHC013-03
COM-HVAC-15.95 | Com ¦ Large Unitary Heat Pump (EER 9.3) - Hot-Dry ¦ SDG&E ¦ Hot-Dry | Com ¦ Large Unitary Heat Pump (EER 9.3) - Hot-Dry | SDG&E ¦ Hot-Dry | SDG&E | All | Electric | Large Unitary Air-Cooled, Commercial, Packaged HP EER 9.3 | Average Existing and Code | 0 | Conventional | HVAC | Com - School | Com | ROB and NEW | 0 | 1000 sqft2 of floor space | Cap-Tons | 15 | DEER:HVAC_Split-Package_HP | 0 | 0 | 0 | SWHC013-03 | 781.78 | 2021 | 0 | 460 | 2021 | 0 | 0 | SWHC013-03 | Unitary Heat Pump (Large) - Hot-Dry ¦ SDG&E ¦ Hot-Dry | Unitary Heat Pump (Large) - Hot-Dry | 0.18329 | 1 | 0.93 | CBSA 2014 | 0 | 2012 | 0.5 | SWHC013-03
COM-HVAC-15.96 | Com ¦ Large Unitary Heat Pump (EER 9.3) - Hot-Dry ¦ SDG&E ¦ Hot-Dry | Com ¦ Large Unitary Heat Pump (EER 9.3) - Hot-Dry | SDG&E ¦ Hot-Dry | SDG&E | All | Electric | Large Unitary Air-Cooled, Commercial, Packaged HP EER 9.3 | Average Existing and Code | 0 | Conventional | HVAC | Com - Warehouse | Com | ROB and NEW | 0 | 1000 sqft2 of floor space | Cap-Tons | 15 | DEER:HVAC_Split-Package_HP | 0 | 0 | 0 | SWHC013-03 | 781.78 | 2021 | 0 | 460 | 2021 | 0 | 0 | SWHC013-03 | Unitary Heat Pump (Large) - Hot-Dry ¦ SDG&E ¦ Hot-Dry | Unitary Heat Pump (Large) - Hot-Dry | 0.033426 | 1 | 0.93 | CBSA 2014 | 0 | 2012 | 0.5 | SWHC013-03
COM-HVAC-16.1 | Com ¦ Large Unitary Heat Pump (EER 9.7) - Marine ¦ PG&E ¦ Marine | Com ¦ Large Unitary Heat Pump (EER 9.7) - Marine | PG&E ¦ Marine | PG&E | All | Electric | Large Unitary Air-Cooled, Commercial, Packaged HP EER 9.7 | Efficient | 0 | Conventional | HVAC | Com - College | Com | ROB and NEW | 0 | 1000 sqft2 of floor space | Cap-Tons | 15 | DEER:HVAC_Split-Package_HP | -16 | -0.0126 | 0 | SWHC013-03 | 890.08 | 2021 | 0 | 460 | 2021 | 0 | 0 | SWHC013-03 | Unitary Heat Pump (Large) - Marine ¦ PG&E ¦ Marine | Unitary Heat Pump (Large) - Marine | 0.13195 | 1 | 0.07 | CBSA 2014 | 0.54384 | 2032 | 0.5 | SWHC013-03
COM-HVAC-16.2 | Com ¦ Large Unitary Heat Pump (EER 9.7) - Marine ¦ PG&E ¦ Marine | Com ¦ Large Unitary Heat Pump (EER 9.7) - Marine | PG&E ¦ Marine | PG&E | All | Electric | Large Unitary Air-Cooled, Commercial, Packaged HP EER 9.7 | Efficient | 0 | Conventional | HVAC | Com - Grocery | Com | ROB and NEW | 0 | 1000 sqft2 of floor space | Cap-Tons | 15 | DEER:HVAC_Split-Package_HP | -16 | -0.0126 | 0 | SWHC013-03 | 890.08 | 2021 | 0 | 460 | 2021 | 0 | 0 | SWHC013-03 | Unitary Heat Pump (Large) - Marine ¦ PG&E ¦ Marine | Unitary Heat Pump (Large) - Marine | 0.22016 | 1 | 0.07 | CBSA 2014 | 0.35177 | 2032 | 0.5 | SWHC013-03
COM-HVAC-16.3 | Com ¦ Large Unitary Heat Pump (EER 9.7) - Marine ¦ PG&E ¦ Marine | Com ¦ Large Unitary Heat Pump (EER 9.7) - Marine | PG&E ¦ Marine | PG&E | All | Electric | Large Unitary Air-Cooled, Commercial, Packaged HP EER 9.7 | Efficient | 0 | Conventional | HVAC | Com - Health | Com | ROB and NEW | 0 | 1000 sqft2 of floor space | Cap-Tons | 15 | DEER:HVAC_Split-Package_HP | -16 | -0.0126 | 0 | SWHC013-03 | 890.08 | 2021 | 0 | 460 | 2021 | 0 | 0 | SWHC013-03 | Unitary Heat Pump (Large) - Marine ¦ PG&E ¦ Marine | Unitary Heat Pump (Large) - Marine | 0.19485 | 1 | 0.07 | CBSA 2014 | 0.23715 | 2032 | 0.5 | SWHC013-03
COM-HVAC-16.4 | Com ¦ Large Unitary Heat Pump (EER 9.7) - Marine ¦ PG&E ¦ Marine | Com ¦ Large Unitary Heat Pump (EER 9.7) - Marine | PG&E ¦ Marine | PG&E | All | Electric | Large Unitary Air-Cooled, Commercial, Packaged HP EER 9.7 | Efficient | 0 | Conventional | HVAC | Com - Lodging | Com | ROB and NEW | 0 | 1000 sqft2 of floor space | Cap-Tons | 15 | DEER:HVAC_Split-Package_HP | -16 | -0.0126 | 0 | SWHC013-03 | 890.08 | 2021 | 0 | 460 | 2021 | 0 | 0 | SWHC013-03 | Unitary Heat Pump (Large) - Marine ¦ PG&E ¦ Marine | Unitary Heat Pump (Large) - Marine | 0.10386 | 1 | 0.07 | CBSA 2014 | 0.87941 | 2032 | 0.5 | SWHC013-03
COM-HVAC-16.5 | Com ¦ Large Unitary Heat Pump (EER 9.7) - Marine ¦ PG&E ¦ Marine | Com ¦ Large Unitary Heat Pump (EER 9.7) - Marine | PG&E ¦ Marine | PG&E | All | Electric | Large Unitary Air-Cooled, Commercial, Packaged HP EER 9.7 | Efficient | 0 | Conventional | HVAC | Com - Office (Large) | Com | ROB and NEW | 0 | 1000 sqft2 of floor space | Cap-Tons | 15 | DEER:HVAC_Split-Package_HP | -16 | -0.0126 | 0 | SWHC013-03 | 890.08 | 2021 | 0 | 460 | 2021 | 0 | 0 | SWHC013-03 | Unitary Heat Pump (Large) - Marine ¦ PG&E ¦ Marine | Unitary Heat Pump (Large) - Marine | 0.13836 | 1 | 0.07 | CBSA 2014 | 0.25055 | 2032 | 0.5 | SWHC013-03
COM-HVAC-16.6 | Com ¦ Large Unitary Heat Pump (EER 9.7) - Marine ¦ PG&E ¦ Marine | Com ¦ Large Unitary Heat Pump (EER 9.7) - Marine | PG&E ¦ Marine | PG&E | All | Electric | Large Unitary Air-Cooled, Commercial, Packaged HP EER 9.7 | Efficient | 0 | Conventional | HVAC | Com - Office (Small) | Com | ROB and NEW | 0 | 1000 sqft2 of floor space | Cap-Tons | 15 | DEER:HVAC_Split-Package_HP | -16 | -0.0126 | 0 | SWHC013-03 | 890.08 | 2021 | 0 | 460 | 2021 | 0 | 0 | SWHC013-03 | Unitary Heat Pump (Large) - Marine ¦ PG&E ¦ Marine | Unitary Heat Pump (Large) - Marine | 0.16182 | 1 | 0.07 | CBSA 2014 | 0.41642 | 2032 | 0.5 | SWHC013-03
COM-HVAC-16.7 | Com ¦ Large Unitary Heat Pump (EER 9.7) - Marine ¦ PG&E ¦ Marine | Com ¦ Large Unitary Heat Pump (EER 9.7) - Marine | PG&E ¦ Marine | PG&E | All | Electric | Large Unitary Air-Cooled, Commercial, Packaged HP EER 9.7 | Efficient | 0 | Conventional | HVAC | Com - Other | Com | ROB and NEW | 0 | 1000 sqft2 of floor space | Cap-Tons | 15 | DEER:HVAC_Split-Package_HP | -16 | -0.0126 | 0 | SWHC013-03 | 890.08 | 2021 | 0 | 460 | 2021 | 0 | 0 | SWHC013-03 | Unitary Heat Pump (Large) - Marine ¦ PG&E ¦ Marine | Unitary Heat Pump (Large) - Marine | 0.076368 | 1 | 0.07 | CBSA 2014 | 0.93813 | 2032 | 0.5 | SWHC013-03
COM-HVAC-16.9 | Com ¦ Large Unitary Heat Pump (EER 9.7) - Marine ¦ PG&E ¦ Marine | Com ¦ Large Unitary Heat Pump (EER 9.7) - Marine | PG&E ¦ Marine | PG&E | All | Electric | Large Unitary Air-Cooled, Commercial, Packaged HP EER 9.7 | Efficient | 0 | Conventional | HVAC | Com - Restaurant | Com | ROB and NEW | 0 | 1000 sqft2 of floor space | Cap-Tons | 15 | DEER:HVAC_Split-Package_HP | -16 | -0.0126 | 0 | SWHC013-03 | 890.08 | 2021 | 0 | 460 | 2021 | 0 | 0 | SWHC013-03 | Unitary Heat Pump (Large) - Marine ¦ PG&E ¦ Marine | Unitary Heat Pump (Large) - Marine | 0.23382 | 1 | 0.07 | CBSA 2014 | 0.32614 | 2032 | 0.5 | SWHC013-03
COM-HVAC-16.10 | Com ¦ Large Unitary Heat Pump (EER 9.7) - Marine ¦ PG&E ¦ Marine | Com ¦ Large Unitary Heat Pump (EER 9.7) - Marine | PG&E ¦ Marine | PG&E | All | Electric | Large Unitary Air-Cooled, Commercial, Packaged HP EER 9.7 | Efficient | 0 | Conventional | HVAC | Com - Retail | Com | ROB and NEW | 0 | 1000 sqft2 of floor space | Cap-Tons | 15 | DEER:HVAC_Split-Package_HP | -16 | -0.0126 | 0 | SWHC013-03 | 890.08 | 2021 | 0 | 460 | 2021 | 0 | 0 | SWHC013-03 | Unitary Heat Pump (Large) - Marine ¦ PG&E ¦ Marine | Unitary Heat Pump (Large) - Marine | 0.097448 | 1 | 0.07 | CBSA 2014 | 1.5409 | 2032 | 0.5 | SWHC013-03
COM-HVAC-16.11 | Com ¦ Large Unitary Heat Pump (EER 9.7) - Marine ¦ PG&E ¦ Marine | Com ¦ Large Unitary Heat Pump (EER 9.7) - Marine | PG&E ¦ Marine | PG&E | All | Electric | Large Unitary Air-Cooled, Commercial, Packaged HP EER 9.7 | Efficient | 0 | Conventional | HVAC | Com - School | Com | ROB and NEW | 0 | 1000 sqft2 of floor space | Cap-Tons | 15 | DEER:HVAC_Split-Package_HP | -16 | -0.0126 | 0 | SWHC013-03 | 890.08 | 2021 | 0 | 460 | 2021 | 0 | 0 | SWHC013-03 | Unitary Heat Pump (Large) - Marine ¦ PG&E ¦ Marine | Unitary Heat Pump (Large) - Marine | 0.14798 | 1 | 0.07 | CBSA 2014 | 0.87889 | 2032 | 0.5 | SWHC013-03
COM-HVAC-16.12 | Com ¦ Large Unitary Heat Pump (EER 9.7) - Marine ¦ PG&E ¦ Marine | Com ¦ Large Unitary Heat Pump (EER 9.7) - Marine | PG&E ¦ Marine | PG&E | All | Electric | Large Unitary Air-Cooled, Commercial, Packaged HP EER 9.7 | Efficient | 0 | Conventional | HVAC | Com - Warehouse | Com | ROB and NEW | 0 | 1000 sqft2 of floor space | Cap-Tons | 15 | DEER:HVAC_Split-Package_HP | -16 | -0.0126 | 0 | SWHC013-03 | 890.08 | 2021 | 0 | 460 | 2021 | 0 | 0 | SWHC013-03 | Unitary Heat Pump (Large) - Marine ¦ PG&E ¦ Marine | Unitary Heat Pump (Large) - Marine | 0.030327 | 1 | 0.07 | CBSA 2014 | 1.1897 | 2032 | 0.5 | SWHC013-03
COM-HVAC-16.13 | Com ¦ Large Unitary Heat Pump (EER 9.7) - Hot-Dry ¦ PG&E ¦ Hot-Dry | Com ¦ Large Unitary Heat Pump (EER 9.7) - Hot-Dry | PG&E ¦ Hot-Dry | PG&E | All | Electric | Large Unitary Air-Cooled, Commercial, Packaged HP EER 9.7 | Efficient | 0 | Conventional | HVAC | Com - College | Com | ROB and NEW | 0 | 1000 sqft2 of floor space | Cap-Tons | 15 | DEER:HVAC_Split-Package_HP | -32.4 | -0.0242 | 0 | SWHC013-03 | 890.08 | 2021 | 0 | 460 | 2021 | 0 | 0 | SWHC013-03 | Unitary Heat Pump (Large) - Hot-Dry ¦ PG&E ¦ Hot-Dry | Unitary Heat Pump (Large) - Hot-Dry | 0.13195 | 1 | 0.07 | CBSA 2014 | 1.1013 | 2032 | 0.5 | SWHC013-03
COM-HVAC-16.14 | Com ¦ Large Unitary Heat Pump (EER 9.7) - Hot-Dry ¦ PG&E ¦ Hot-Dry | Com ¦ Large Unitary Heat Pump (EER 9.7) - Hot-Dry | PG&E ¦ Hot-Dry | PG&E | All | Electric | Large Unitary Air-Cooled, Commercial, Packaged HP EER 9.7 | Efficient | 0 | Conventional | HVAC | Com - Grocery | Com | ROB and NEW | 0 | 1000 sqft2 of floor space | Cap-Tons | 15 | DEER:HVAC_Split-Package_HP | -32.4 | -0.0242 | 0 | SWHC013-03 | 890.08 | 2021 | 0 | 460 | 2021 | 0 | 0 | SWHC013-03 | Unitary Heat Pump (Large) - Hot-Dry ¦ PG&E ¦ Hot-Dry | Unitary Heat Pump (Large) - Hot-Dry | 0.22016 | 1 | 0.07 | CBSA 2014 | 0.71233 | 2032 | 0.5 | SWHC013-03
COM-HVAC-16.15 | Com ¦ Large Unitary Heat Pump (EER 9.7) - Hot-Dry ¦ PG&E ¦ Hot-Dry | Com ¦ Large Unitary Heat Pump (EER 9.7) - Hot-Dry | PG&E ¦ Hot-Dry | PG&E | All | Electric | Large Unitary Air-Cooled, Commercial, Packaged HP EER 9.7 | Efficient | 0 | Conventional | HVAC | Com - Health | Com | ROB and NEW | 0 | 1000 sqft2 of floor space | Cap-Tons | 15 | DEER:HVAC_Split-Package_HP | -32.4 | -0.0242 | 0 | SWHC013-03 | 890.08 | 2021 | 0 | 460 | 2021 | 0 | 0 | SWHC013-03 | Unitary Heat Pump (Large) - Hot-Dry ¦ PG&E ¦ Hot-Dry | Unitary Heat Pump (Large) - Hot-Dry | 0.19485 | 1 | 0.07 | CBSA 2014 | 0.48022 | 2032 | 0.5 | SWHC013-03
COM-HVAC-16.16 | Com ¦ Large Unitary Heat Pump (EER 9.7) - Hot-Dry ¦ PG&E ¦ Hot-Dry | Com ¦ Large Unitary Heat Pump (EER 9.7) - Hot-Dry | PG&E ¦ Hot-Dry | PG&E | All | Electric | Large Unitary Air-Cooled, Commercial, Packaged HP EER 9.7 | Efficient | 0 | Conventional | HVAC | Com - Lodging | Com | ROB and NEW | 0 | 1000 sqft2 of floor space | Cap-Tons | 15 | DEER:HVAC_Split-Package_HP | -32.4 | -0.0242 | 0 | SWHC013-03 | 890.08 | 2021 | 0 | 460 | 2021 | 0 | 0 | SWHC013-03 | Unitary Heat Pump (Large) - Hot-Dry ¦ PG&E ¦ Hot-Dry | Unitary Heat Pump (Large) - Hot-Dry | 0.10386 | 1 | 0.07 | CBSA 2014 | 1.7808 | 2032 | 0.5 | SWHC013-03
COM-HVAC-16.17 | Com ¦ Large Unitary Heat Pump (EER 9.7) - Hot-Dry ¦ PG&E ¦ Hot-Dry | Com ¦ Large Unitary Heat Pump (EER 9.7) - Hot-Dry | PG&E ¦ Hot-Dry | PG&E | All | Electric | Large Unitary Air-Cooled, Commercial, Packaged HP EER 9.7 | Efficient | 0 | Conventional | HVAC | Com - Office (Large) | Com | ROB and NEW | 0 | 1000 sqft2 of floor space | Cap-Tons | 15 | DEER:HVAC_Split-Package_HP | -32.4 | -0.0242 | 0 | SWHC013-03 | 890.08 | 2021 | 0 | 460 | 2021 | 0 | 0 | SWHC013-03 | Unitary Heat Pump (Large) - Hot-Dry ¦ PG&E ¦ Hot-Dry | Unitary Heat Pump (Large) - Hot-Dry | 0.13836 | 1 | 0.07 | CBSA 2014 | 0.50736 | 2032 | 0.5 | SWHC013-03
COM-HVAC-16.18 | Com ¦ Large Unitary Heat Pump (EER 9.7) - Hot-Dry ¦ PG&E ¦ Hot-Dry | Com ¦ Large Unitary Heat Pump (EER 9.7) - Hot-Dry | PG&E ¦ Hot-Dry | PG&E | All | Electric | Large Unitary Air-Cooled, Commercial, Packaged HP EER 9.7 | Efficient | 0 | Conventional | HVAC | Com - Office (Small) | Com | ROB and NEW | 0 | 1000 sqft2 of floor space | Cap-Tons | 15 | DEER:HVAC_Split-Package_HP | -32.4 | -0.0242 | 0 | SWHC013-03 | 890.08 | 2021 | 0 | 460 | 2021 | 0 | 0 | SWHC013-03 | Unitary Heat Pump (Large) - Hot-Dry ¦ PG&E ¦ Hot-Dry | Unitary Heat Pump (Large) - Hot-Dry | 0.16182 | 1 | 0.07 | CBSA 2014 | 0.84326 | 2032 | 0.5 | SWHC013-03
COM-HVAC-16.19 | Com ¦ Large Unitary Heat Pump (EER 9.7) - Hot-Dry ¦ PG&E ¦ Hot-Dry | Com ¦ Large Unitary Heat Pump (EER 9.7) - Hot-Dry | PG&E ¦ Hot-Dry | PG&E | All | Electric | Large Unitary Air-Cooled, Commercial, Packaged HP EER 9.7 | Efficient | 0 | Conventional | HVAC | Com - Other | Com | ROB and NEW | 0 | 1000 sqft2 of floor space | Cap-Tons | 15 | DEER:HVAC_Split-Package_HP | -32.4 | -0.0242 | 0 | SWHC013-03 | 890.08 | 2021 | 0 | 460 | 2021 | 0 | 0 | SWHC013-03 | Unitary Heat Pump (Large) - Hot-Dry ¦ PG&E ¦ Hot-Dry | Unitary Heat Pump (Large) - Hot-Dry | 0.076368 | 1 | 0.07 | CBSA 2014 | 1.8997 | 2032 | 0.5 | SWHC013-03
COM-HVAC-16.21 | Com ¦ Large Unitary Heat Pump (EER 9.7) - Hot-Dry ¦ PG&E ¦ Hot-Dry | Com ¦ Large Unitary Heat Pump (EER 9.7) - Hot-Dry | PG&E ¦ Hot-Dry | PG&E | All | Electric | Large Unitary Air-Cooled, Commercial, Packaged HP EER 9.7 | Efficient | 0 | Conventional | HVAC | Com - Restaurant | Com | ROB and NEW | 0 | 1000 sqft2 of floor space | Cap-Tons | 15 | DEER:HVAC_Split-Package_HP | -32.4 | -0.0242 | 0 | SWHC013-03 | 890.08 | 2021 | 0 | 460 | 2021 | 0 | 0 | SWHC013-03 | Unitary Heat Pump (Large) - Hot-Dry ¦ PG&E ¦ Hot-Dry | Unitary Heat Pump (Large) - Hot-Dry | 0.23382 | 1 | 0.07 | CBSA 2014 | 0.66043 | 2032 | 0.5 | SWHC013-03
COM-HVAC-16.22 | Com ¦ Large Unitary Heat Pump (EER 9.7) - Hot-Dry ¦ PG&E ¦ Hot-Dry | Com ¦ Large Unitary Heat Pump (EER 9.7) - Hot-Dry | PG&E ¦ Hot-Dry | PG&E | All | Electric | Large Unitary Air-Cooled, Commercial, Packaged HP EER 9.7 | Efficient | 0 | Conventional | HVAC | Com - Retail | Com | ROB and NEW | 0 | 1000 sqft2 of floor space | Cap-Tons | 15 | DEER:HVAC_Split-Package_HP | -32.4 | -0.0242 | 0 | SWHC013-03 | 890.08 | 2021 | 0 | 460 | 2021 | 0 | 0 | SWHC013-03 | Unitary Heat Pump (Large) - Hot-Dry ¦ PG&E ¦ Hot-Dry | Unitary Heat Pump (Large) - Hot-Dry | 0.097448 | 1 | 0.07 | CBSA 2014 | 3.1204 | 2032 | 0.5 | SWHC013-03
COM-HVAC-16.23 | Com ¦ Large Unitary Heat Pump (EER 9.7) - Hot-Dry ¦ PG&E ¦ Hot-Dry | Com ¦ Large Unitary Heat Pump (EER 9.7) - Hot-Dry | PG&E ¦ Hot-Dry | PG&E | All | Electric | Large Unitary Air-Cooled, Commercial, Packaged HP EER 9.7 | Efficient | 0 | Conventional | HVAC | Com - School | Com | ROB and NEW | 0 | 1000 sqft2 of floor space | Cap-Tons | 15 | DEER:HVAC_Split-Package_HP | -32.4 | -0.0242 | 0 | SWHC013-03 | 890.08 | 2021 | 0 | 460 | 2021 | 0 | 0 | SWHC013-03 | Unitary Heat Pump (Large) - Hot-Dry ¦ PG&E ¦ Hot-Dry | Unitary Heat Pump (Large) - Hot-Dry | 0.14798 | 1 | 0.07 | CBSA 2014 | 1.7798 | 2032 | 0.5 | SWHC013-03
COM-HVAC-16.24 | Com ¦ Large Unitary Heat Pump (EER 9.7) - Hot-Dry ¦ PG&E ¦ Hot-Dry | Com ¦ Large Unitary Heat Pump (EER 9.7) - Hot-Dry | PG&E ¦ Hot-Dry | PG&E | All | Electric | Large Unitary Air-Cooled, Commercial, Packaged HP EER 9.7 | Efficient | 0 | Conventional | HVAC | Com - Warehouse | Com | ROB and NEW | 0 | 1000 sqft2 of floor space | Cap-Tons | 15 | DEER:HVAC_Split-Package_HP | -32.4 | -0.0242 | 0 | SWHC013-03 | 890.08 | 2021 | 0 | 460 | 2021 | 0 | 0 | SWHC013-03 | Unitary Heat Pump (Large) - Hot-Dry ¦ PG&E ¦ Hot-Dry | Unitary Heat Pump (Large) - Hot-Dry | 0.030327 | 1 | 0.07 | CBSA 2014 | 2.4092 | 2032 | 0.5 | SWHC013-03
COM-HVAC-16.25 | Com ¦ Large Unitary Heat Pump (EER 9.7) - Cold ¦ PG&E ¦ Cold | Com ¦ Large Unitary Heat Pump (EER 9.7) - Cold | PG&E ¦ Cold | PG&E | All | Electric | Large Unitary Air-Cooled, Commercial, Packaged HP EER 9.7 | Efficient | 0 | Conventional | HVAC | Com - College | Com | ROB and NEW | 0 | 1000 sqft2 of floor space | Cap-Tons | 15 | DEER:HVAC_Split-Package_HP | -16.8 | -0.0113 | 0 | SWHC013-03 | 890.08 | 2021 | 0 | 460 | 2021 | 0 | 0 | SWHC013-03 | Unitary Heat Pump (Large) - Cold ¦ PG&E ¦ Cold | Unitary Heat Pump (Large) - Cold | 0.13195 | 1 | 0.07 | CBSA 2014 | 0.57103 | 2032 | 0.5 | SWHC013-03
COM-HVAC-16.26 | Com ¦ Large Unitary Heat Pump (EER 9.7) - Cold ¦ PG&E ¦ Cold | Com ¦ Large Unitary Heat Pump (EER 9.7) - Cold | PG&E ¦ Cold | PG&E | All | Electric | Large Unitary Air-Cooled, Commercial, Packaged HP EER 9.7 | Efficient | 0 | Conventional | HVAC | Com - Grocery | Com | ROB and NEW | 0 | 1000 sqft2 of floor space | Cap-Tons | 15 | DEER:HVAC_Split-Package_HP | -16.8 | -0.0113 | 0 | SWHC013-03 | 890.08 | 2021 | 0 | 460 | 2021 | 0 | 0 | SWHC013-03 | Unitary Heat Pump (Large) - Cold ¦ PG&E ¦ Cold | Unitary Heat Pump (Large) - Cold | 0.22016 | 1 | 0.07 | CBSA 2014 | 0.36936 | 2032 | 0.5 | SWHC013-03
COM-HVAC-16.27 | Com ¦ Large Unitary Heat Pump (EER 9.7) - Cold ¦ PG&E ¦ Cold | Com ¦ Large Unitary Heat Pump (EER 9.7) - Cold | PG&E ¦ Cold | PG&E | All | Electric | Large Unitary Air-Cooled, Commercial, Packaged HP EER 9.7 | Efficient | 0 | Conventional | HVAC | Com - Health | Com | ROB and NEW | 0 | 1000 sqft2 of floor space | Cap-Tons | 15 | DEER:HVAC_Split-Package_HP | -16.8 | -0.0113 | 0 | SWHC013-03 | 890.08 | 2021 | 0 | 460 | 2021 | 0 | 0 | SWHC013-03 | Unitary Heat Pump (Large) - Cold ¦ PG&E ¦ Cold | Unitary Heat Pump (Large) - Cold | 0.19485 | 1 | 0.07 | CBSA 2014 | 0.249 | 2032 | 0.5 | SWHC013-03
COM-HVAC-16.28 | Com ¦ Large Unitary Heat Pump (EER 9.7) - Cold ¦ PG&E ¦ Cold | Com ¦ Large Unitary Heat Pump (EER 9.7) - Cold | PG&E ¦ Cold | PG&E | All | Electric | Large Unitary Air-Cooled, Commercial, Packaged HP EER 9.7 | Efficient | 0 | Conventional | HVAC | Com - Lodging | Com | ROB and NEW | 0 | 1000 sqft2 of floor space | Cap-Tons | 15 | DEER:HVAC_Split-Package_HP | -16.8 | -0.0113 | 0 | SWHC013-03 | 890.08 | 2021 | 0 | 460 | 2021 | 0 | 0 | SWHC013-03 | Unitary Heat Pump (Large) - Cold ¦ PG&E ¦ Cold | Unitary Heat Pump (Large) - Cold | 0.10386 | 1 | 0.07 | CBSA 2014 | 0.92338 | 2032 | 0.5 | SWHC013-03
COM-HVAC-16.29 | Com ¦ Large Unitary Heat Pump (EER 9.7) - Cold ¦ PG&E ¦ Cold | Com ¦ Large Unitary Heat Pump (EER 9.7) - Cold | PG&E ¦ Cold | PG&E | All | Electric | Large Unitary Air-Cooled, Commercial, Packaged HP EER 9.7 | Efficient | 0 | Conventional | HVAC | Com - Office (Large) | Com | ROB and NEW | 0 | 1000 sqft2 of floor space | Cap-Tons | 15 | DEER:HVAC_Split-Package_HP | -16.8 | -0.0113 | 0 | SWHC013-03 | 890.08 | 2021 | 0 | 460 | 2021 | 0 | 0 | SWHC013-03 | Unitary Heat Pump (Large) - Cold ¦ PG&E ¦ Cold | Unitary Heat Pump (Large) - Cold | 0.13836 | 1 | 0.07 | CBSA 2014 | 0.26307 | 2032 | 0.5 | SWHC013-03
COM-HVAC-16.30 | Com ¦ Large Unitary Heat Pump (EER 9.7) - Cold ¦ PG&E ¦ Cold | Com ¦ Large Unitary Heat Pump (EER 9.7) - Cold | PG&E ¦ Cold | PG&E | All | Electric | Large Unitary Air-Cooled, Commercial, Packaged HP EER 9.7 | Efficient | 0 | Conventional | HVAC | Com - Office (Small) | Com | ROB and NEW | 0 | 1000 sqft2 of floor space | Cap-Tons | 15 | DEER:HVAC_Split-Package_HP | -16.8 | -0.0113 | 0 | SWHC013-03 | 890.08 | 2021 | 0 | 460 | 2021 | 0 | 0 | SWHC013-03 | Unitary Heat Pump (Large) - Cold ¦ PG&E ¦ Cold | Unitary Heat Pump (Large) - Cold | 0.16182 | 1 | 0.07 | CBSA 2014 | 0.43725 | 2032 | 0.5 | SWHC013-03
COM-HVAC-16.31 | Com ¦ Large Unitary Heat Pump (EER 9.7) - Cold ¦ PG&E ¦ Cold | Com ¦ Large Unitary Heat Pump (EER 9.7) - Cold | PG&E ¦ Cold | PG&E | All | Electric | Large Unitary Air-Cooled, Commercial, Packaged HP EER 9.7 | Efficient | 0 | Conventional | HVAC | Com - Other | Com | ROB and NEW | 0 | 1000 sqft2 of floor space | Cap-Tons | 15 | DEER:HVAC_Split-Package_HP | -16.8 | -0.0113 | 0 | SWHC013-03 | 890.08 | 2021 | 0 | 460 | 2021 | 0 | 0 | SWHC013-03 | Unitary Heat Pump (Large) - Cold ¦ PG&E ¦ Cold | Unitary Heat Pump (Large) - Cold | 0.076368 | 1 | 0.07 | CBSA 2014 | 0.98503 | 2032 | 0.5 | SWHC013-03
COM-HVAC-16.33 | Com ¦ Large Unitary Heat Pump (EER 9.7) - Cold ¦ PG&E ¦ Cold | Com ¦ Large Unitary Heat Pump (EER 9.7) - Cold | PG&E ¦ Cold | PG&E | All | Electric | Large Unitary Air-Cooled, Commercial, Packaged HP EER 9.7 | Efficient | 0 | Conventional | HVAC | Com - Restaurant | Com | ROB and NEW | 0 | 1000 sqft2 of floor space | Cap-Tons | 15 | DEER:HVAC_Split-Package_HP | -16.8 | -0.0113 | 0 | SWHC013-03 | 890.08 | 2021 | 0 | 460 | 2021 | 0 | 0 | SWHC013-03 | Unitary Heat Pump (Large) - Cold ¦ PG&E ¦ Cold | Unitary Heat Pump (Large) - Cold | 0.23382 | 1 | 0.07 | CBSA 2014 | 0.34244 | 2032 | 0.5 | SWHC013-03
COM-HVAC-16.34 | Com ¦ Large Unitary Heat Pump (EER 9.7) - Cold ¦ PG&E ¦ Cold | Com ¦ Large Unitary Heat Pump (EER 9.7) - Cold | PG&E ¦ Cold | PG&E | All | Electric | Large Unitary Air-Cooled, Commercial, Packaged HP EER 9.7 | Efficient | 0 | Conventional | HVAC | Com - Retail | Com | ROB and NEW | 0 | 1000 sqft2 of floor space | Cap-Tons | 15 | DEER:HVAC_Split-Package_HP | -16.8 | -0.0113 | 0 | SWHC013-03 | 890.08 | 2021 | 0 | 460 | 2021 | 0 | 0 | SWHC013-03 | Unitary Heat Pump (Large) - Cold ¦ PG&E ¦ Cold | Unitary Heat Pump (Large) - Cold | 0.097448 | 1 | 0.07 | CBSA 2014 | 1.618 | 2032 | 0.5 | SWHC013-03
COM-HVAC-16.35 | Com ¦ Large Unitary Heat Pump (EER 9.7) - Cold ¦ PG&E ¦ Cold | Com ¦ Large Unitary Heat Pump (EER 9.7) - Cold | PG&E ¦ Cold | PG&E | All | Electric | Large Unitary Air-Cooled, Commercial, Packaged HP EER 9.7 | Efficient | 0 | Conventional | HVAC | Com - School | Com | ROB and NEW | 0 | 1000 sqft2 of floor space | Cap-Tons | 15 | DEER:HVAC_Split-Package_HP | -16.8 | -0.0113 | 0 | SWHC013-03 | 890.08 | 2021 | 0 | 460 | 2021 | 0 | 0 | SWHC013-03 | Unitary Heat Pump (Large) - Cold ¦ PG&E ¦ Cold | Unitary Heat Pump (Large) - Cold | 0.14798 | 1 | 0.07 | CBSA 2014 | 0.92284 | 2032 | 0.5 | SWHC013-03
COM-HVAC-16.36 | Com ¦ Large Unitary Heat Pump (EER 9.7) - Cold ¦ PG&E ¦ Cold | Com ¦ Large Unitary Heat Pump (EER 9.7) - Cold | PG&E ¦ Cold | PG&E | All | Electric | Large Unitary Air-Cooled, Commercial, Packaged HP EER 9.7 | Efficient | 0 | Conventional | HVAC | Com - Warehouse | Com | ROB and NEW | 0 | 1000 sqft2 of floor space | Cap-Tons | 15 | DEER:HVAC_Split-Package_HP | -16.8 | -0.0113 | 0 | SWHC013-03 | 890.08 | 2021 | 0 | 460 | 2021 | 0 | 0 | SWHC013-03 | Unitary Heat Pump (Large) - Cold ¦ PG&E ¦ Cold | Unitary Heat Pump (Large) - Cold | 0.030327 | 1 | 0.07 | CBSA 2014 | 1.2492 | 2032 | 0.5 | SWHC013-03
COM-HVAC-16.37 | Com ¦ Large Unitary Heat Pump (EER 9.7) - Marine ¦ SCE ¦ Marine | Com ¦ Large Unitary Heat Pump (EER 9.7) - Marine | SCE ¦ Marine | SCE | All | Electric | Large Unitary Air-Cooled, Commercial, Packaged HP EER 9.7 | Efficient | 0 | Conventional | HVAC | Com - College | Com | ROB and NEW | 0 | 1000 sqft2 of floor space | Cap-Tons | 15 | DEER:HVAC_Split-Package_HP | -38.2 | -0.0171 | 0 | SWHC013-03 | 890.08 | 2021 | 0 | 460 | 2021 | 0 | 0 | SWHC013-03 | Unitary Heat Pump (Large) - Marine ¦ SCE ¦ Marine | Unitary Heat Pump (Large) - Marine | 0.14726 | 1 | 0.07 | CBSA 2014 | 1.2984 | 2032 | 0.5 | SWHC013-03
COM-HVAC-16.38 | Com ¦ Large Unitary Heat Pump (EER 9.7) - Marine ¦ SCE ¦ Marine | Com ¦ Large Unitary Heat Pump (EER 9.7) - Marine | SCE ¦ Marine | SCE | All | Electric | Large Unitary Air-Cooled, Commercial, Packaged HP EER 9.7 | Efficient | 0 | Conventional | HVAC | Com - Grocery | Com | ROB and NEW | 0 | 1000 sqft2 of floor space | Cap-Tons | 15 | DEER:HVAC_Split-Package_HP | -38.2 | -0.0171 | 0 | SWHC013-03 | 890.08 | 2021 | 0 | 460 | 2021 | 0 | 0 | SWHC013-03 | Unitary Heat Pump (Large) - Marine ¦ SCE ¦ Marine | Unitary Heat Pump (Large) - Marine | 0.26194 | 1 | 0.07 | CBSA 2014 | 0.83985 | 2032 | 0.5 | SWHC013-03
COM-HVAC-16.39 | Com ¦ Large Unitary Heat Pump (EER 9.7) - Marine ¦ SCE ¦ Marine | Com ¦ Large Unitary Heat Pump (EER 9.7) - Marine | SCE ¦ Marine | SCE | All | Electric | Large Unitary Air-Cooled, Commercial, Packaged HP EER 9.7 | Efficient | 0 | Conventional | HVAC | Com - Health | Com | ROB and NEW | 0 | 1000 sqft2 of floor space | Cap-Tons | 15 | DEER:HVAC_Split-Package_HP | -38.2 | -0.0171 | 0 | SWHC013-03 | 890.08 | 2021 | 0 | 460 | 2021 | 0 | 0 | SWHC013-03 | Unitary Heat Pump (Large) - Marine ¦ SCE ¦ Marine | Unitary Heat Pump (Large) - Marine | 0.20884 | 1 | 0.07 | CBSA 2014 | 0.56618 | 2032 | 0.5 | SWHC013-03
COM-HVAC-16.40 | Com ¦ Large Unitary Heat Pump (EER 9.7) - Marine ¦ SCE ¦ Marine | Com ¦ Large Unitary Heat Pump (EER 9.7) - Marine | SCE ¦ Marine | SCE | All | Electric | Large Unitary Air-Cooled, Commercial, Packaged HP EER 9.7 | Efficient | 0 | Conventional | HVAC | Com - Lodging | Com | ROB and NEW | 0 | 1000 sqft2 of floor space | Cap-Tons | 15 | DEER:HVAC_Split-Package_HP | -38.2 | -0.0171 | 0 | SWHC013-03 | 890.08 | 2021 | 0 | 460 | 2021 | 0 | 0 | SWHC013-03 | Unitary Heat Pump (Large) - Marine ¦ SCE ¦ Marine | Unitary Heat Pump (Large) - Marine | 0.11727 | 1 | 0.07 | CBSA 2014 | 2.0996 | 2032 | 0.5 | SWHC013-03
COM-HVAC-16.41 | Com ¦ Large Unitary Heat Pump (EER 9.7) - Marine ¦ SCE ¦ Marine | Com ¦ Large Unitary Heat Pump (EER 9.7) - Marine | SCE ¦ Marine | SCE | All | Electric | Large Unitary Air-Cooled, Commercial, Packaged HP EER 9.7 | Efficient | 0 | Conventional | HVAC | Com - Office (Large) | Com | ROB and NEW | 0 | 1000 sqft2 of floor space | Cap-Tons | 15 | DEER:HVAC_Split-Package_HP | -38.2 | -0.0171 | 0 | SWHC013-03 | 890.08 | 2021 | 0 | 460 | 2021 | 0 | 0 | SWHC013-03 | Unitary Heat Pump (Large) - Marine ¦ SCE ¦ Marine | Unitary Heat Pump (Large) - Marine | 0.15546 | 1 | 0.07 | CBSA 2014 | 0.59818 | 2032 | 0.5 | SWHC013-03
COM-HVAC-16.42 | Com ¦ Large Unitary Heat Pump (EER 9.7) - Marine ¦ SCE ¦ Marine | Com ¦ Large Unitary Heat Pump (EER 9.7) - Marine | SCE ¦ Marine | SCE | All | Electric | Large Unitary Air-Cooled, Commercial, Packaged HP EER 9.7 | Efficient | 0 | Conventional | HVAC | Com - Office (Small) | Com | ROB and NEW | 0 | 1000 sqft2 of floor space | Cap-Tons | 15 | DEER:HVAC_Split-Package_HP | -38.2 | -0.0171 | 0 | SWHC013-03 | 890.08 | 2021 | 0 | 460 | 2021 | 0 | 0 | SWHC013-03 | Unitary Heat Pump (Large) - Marine ¦ SCE ¦ Marine | Unitary Heat Pump (Large) - Marine | 0.17638 | 1 | 0.07 | CBSA 2014 | 0.99421 | 2032 | 0.5 | SWHC013-03
COM-HVAC-16.43 | Com ¦ Large Unitary Heat Pump (EER 9.7) - Marine ¦ SCE ¦ Marine | Com ¦ Large Unitary Heat Pump (EER 9.7) - Marine | SCE ¦ Marine | SCE | All | Electric | Large Unitary Air-Cooled, Commercial, Packaged HP EER 9.7 | Efficient | 0 | Conventional | HVAC | Com - Other | Com | ROB and NEW | 0 | 1000 sqft2 of floor space | Cap-Tons | 15 | DEER:HVAC_Split-Package_HP | -38.2 | -0.0171 | 0 | SWHC013-03 | 890.08 | 2021 | 0 | 460 | 2021 | 0 | 0 | SWHC013-03 | Unitary Heat Pump (Large) - Marine ¦ SCE ¦ Marine | Unitary Heat Pump (Large) - Marine | 0.08421 | 1 | 0.07 | CBSA 2014 | 2.2398 | 2032 | 0.5 | SWHC013-03
COM-HVAC-16.45 | Com ¦ Large Unitary Heat Pump (EER 9.7) - Marine ¦ SCE ¦ Marine | Com ¦ Large Unitary Heat Pump (EER 9.7) - Marine | SCE ¦ Marine | SCE | All | Electric | Large Unitary Air-Cooled, Commercial, Packaged HP EER 9.7 | Efficient | 0 | Conventional | HVAC | Com - Restaurant | Com | ROB and NEW | 0 | 1000 sqft2 of floor space | Cap-Tons | 15 | DEER:HVAC_Split-Package_HP | -38.2 | -0.0171 | 0 | SWHC013-03 | 890.08 | 2021 | 0 | 460 | 2021 | 0 | 0 | SWHC013-03 | Unitary Heat Pump (Large) - Marine ¦ SCE ¦ Marine | Unitary Heat Pump (Large) - Marine | 0.25738 | 1 | 0.07 | CBSA 2014 | 0.77865 | 2032 | 0.5 | SWHC013-03
COM-HVAC-16.46 | Com ¦ Large Unitary Heat Pump (EER 9.7) - Marine ¦ SCE ¦ Marine | Com ¦ Large Unitary Heat Pump (EER 9.7) - Marine | SCE ¦ Marine | SCE | All | Electric | Large Unitary Air-Cooled, Commercial, Packaged HP EER 9.7 | Efficient | 0 | Conventional | HVAC | Com - Retail | Com | ROB and NEW | 0 | 1000 sqft2 of floor space | Cap-Tons | 15 | DEER:HVAC_Split-Package_HP | -38.2 | -0.0171 | 0 | SWHC013-03 | 890.08 | 2021 | 0 | 460 | 2021 | 0 | 0 | SWHC013-03 | Unitary Heat Pump (Large) - Marine ¦ SCE ¦ Marine | Unitary Heat Pump (Large) - Marine | 0.10889 | 1 | 0.07 | CBSA 2014 | 3.679 | 2032 | 0.5 | SWHC013-03
COM-HVAC-16.47 | Com ¦ Large Unitary Heat Pump (EER 9.7) - Marine ¦ SCE ¦ Marine | Com ¦ Large Unitary Heat Pump (EER 9.7) - Marine | SCE ¦ Marine | SCE | All | Electric | Large Unitary Air-Cooled, Commercial, Packaged HP EER 9.7 | Efficient | 0 | Conventional | HVAC | Com - School | Com | ROB and NEW | 0 | 1000 sqft2 of floor space | Cap-Tons | 15 | DEER:HVAC_Split-Package_HP | -38.2 | -0.0171 | 0 | SWHC013-03 | 890.08 | 2021 | 0 | 460 | 2021 | 0 | 0 | SWHC013-03 | Unitary Heat Pump (Large) - Marine ¦ SCE ¦ Marine | Unitary Heat Pump (Large) - Marine | 0.17732 | 1 | 0.07 | CBSA 2014 | 2.0984 | 2032 | 0.5 | SWHC013-03
COM-HVAC-16.48 | Com ¦ Large Unitary Heat Pump (EER 9.7) - Marine ¦ SCE ¦ Marine | Com ¦ Large Unitary Heat Pump (EER 9.7) - Marine | SCE ¦ Marine | SCE | All | Electric | Large Unitary Air-Cooled, Commercial, Packaged HP EER 9.7 | Efficient | 0 | Conventional | HVAC | Com - Warehouse | Com | ROB and NEW | 0 | 1000 sqft2 of floor space | Cap-Tons | 15 | DEER:HVAC_Split-Package_HP | -38.2 | -0.0171 | 0 | SWHC013-03 | 890.08 | 2021 | 0 | 460 | 2021 | 0 | 0 | SWHC013-03 | Unitary Heat Pump (Large) - Marine ¦ SCE ¦ Marine | Unitary Heat Pump (Large) - Marine | 0.033351 | 1 | 0.07 | CBSA 2014 | 2.8405 | 2032 | 0.5 | SWHC013-03
COM-HVAC-16.49 | Com ¦ Large Unitary Heat Pump (EER 9.7) - Hot-Dry ¦ SCE ¦ Hot-Dry | Com ¦ Large Unitary Heat Pump (EER 9.7) - Hot-Dry | SCE ¦ Hot-Dry | SCE | All | Electric | Large Unitary Air-Cooled, Commercial, Packaged HP EER 9.7 | Efficient | 0 | Conventional | HVAC | Com - College | Com | ROB and NEW | 0 | 1000 sqft2 of floor space | Cap-Tons | 15 | DEER:HVAC_Split-Package_HP | -36.3 | -0.0187 | 0 | SWHC013-03 | 890.08 | 2021 | 0 | 460 | 2021 | 0 | 0 | SWHC013-03 | Unitary Heat Pump (Large) - Hot-Dry ¦ SCE ¦ Hot-Dry | Unitary Heat Pump (Large) - Hot-Dry | 0.14726 | 1 | 0.07 | CBSA 2014 | 1.2338 | 2032 | 0.5 | SWHC013-03
COM-HVAC-16.50 | Com ¦ Large Unitary Heat Pump (EER 9.7) - Hot-Dry ¦ SCE ¦ Hot-Dry | Com ¦ Large Unitary Heat Pump (EER 9.7) - Hot-Dry | SCE ¦ Hot-Dry | SCE | All | Electric | Large Unitary Air-Cooled, Commercial, Packaged HP EER 9.7 | Efficient | 0 | Conventional | HVAC | Com - Grocery | Com | ROB and NEW | 0 | 1000 sqft2 of floor space | Cap-Tons | 15 | DEER:HVAC_Split-Package_HP | -36.3 | -0.0187 | 0 | SWHC013-03 | 890.08 | 2021 | 0 | 460 | 2021 | 0 | 0 | SWHC013-03 | Unitary Heat Pump (Large) - Hot-Dry ¦ SCE ¦ Hot-Dry | Unitary Heat Pump (Large) - Hot-Dry | 0.26194 | 1 | 0.07 | CBSA 2014 | 0.79807 | 2032 | 0.5 | SWHC013-03
COM-HVAC-16.51 | Com ¦ Large Unitary Heat Pump (EER 9.7) - Hot-Dry ¦ SCE ¦ Hot-Dry | Com ¦ Large Unitary Heat Pump (EER 9.7) - Hot-Dry | SCE ¦ Hot-Dry | SCE | All | Electric | Large Unitary Air-Cooled, Commercial, Packaged HP EER 9.7 | Efficient | 0 | Conventional | HVAC | Com - Health | Com | ROB and NEW | 0 | 1000 sqft2 of floor space | Cap-Tons | 15 | DEER:HVAC_Split-Package_HP | -36.3 | -0.0187 | 0 | SWHC013-03 | 890.08 | 2021 | 0 | 460 | 2021 | 0 | 0 | SWHC013-03 | Unitary Heat Pump (Large) - Hot-Dry ¦ SCE ¦ Hot-Dry | Unitary Heat Pump (Large) - Hot-Dry | 0.20884 | 1 | 0.07 | CBSA 2014 | 0.53802 | 2032 | 0.5 | SWHC013-03
COM-HVAC-16.52 | Com ¦ Large Unitary Heat Pump (EER 9.7) - Hot-Dry ¦ SCE ¦ Hot-Dry | Com ¦ Large Unitary Heat Pump (EER 9.7) - Hot-Dry | SCE ¦ Hot-Dry | SCE | All | Electric | Large Unitary Air-Cooled, Commercial, Packaged HP EER 9.7 | Efficient | 0 | Conventional | HVAC | Com - Lodging | Com | ROB and NEW | 0 | 1000 sqft2 of floor space | Cap-Tons | 15 | DEER:HVAC_Split-Package_HP | -36.3 | -0.0187 | 0 | SWHC013-03 | 890.08 | 2021 | 0 | 460 | 2021 | 0 | 0 | SWHC013-03 | Unitary Heat Pump (Large) - Hot-Dry ¦ SCE ¦ Hot-Dry | Unitary Heat Pump (Large) - Hot-Dry | 0.11727 | 1 | 0.07 | CBSA 2014 | 1.9952 | 2032 | 0.5 | SWHC013-03
COM-HVAC-16.53 | Com ¦ Large Unitary Heat Pump (EER 9.7) - Hot-Dry ¦ SCE ¦ Hot-Dry | Com ¦ Large Unitary Heat Pump (EER 9.7) - Hot-Dry | SCE ¦ Hot-Dry | SCE | All | Electric | Large Unitary Air-Cooled, Commercial, Packaged HP EER 9.7 | Efficient | 0 | Conventional | HVAC | Com - Office (Large) | Com | ROB and NEW | 0 | 1000 sqft2 of floor space | Cap-Tons | 15 | DEER:HVAC_Split-Package_HP | -36.3 | -0.0187 | 0 | SWHC013-03 | 890.08 | 2021 | 0 | 460 | 2021 | 0 | 0 | SWHC013-03 | Unitary Heat Pump (Large) - Hot-Dry ¦ SCE ¦ Hot-Dry | Unitary Heat Pump (Large) - Hot-Dry | 0.15546 | 1 | 0.07 | CBSA 2014 | 0.56843 | 2032 | 0.5 | SWHC013-03
COM-HVAC-16.54 | Com ¦ Large Unitary Heat Pump (EER 9.7) - Hot-Dry ¦ SCE ¦ Hot-Dry | Com ¦ Large Unitary Heat Pump (EER 9.7) - Hot-Dry | SCE ¦ Hot-Dry | SCE | All | Electric | Large Unitary Air-Cooled, Commercial, Packaged HP EER 9.7 | Efficient | 0 | Conventional | HVAC | Com - Office (Small) | Com | ROB and NEW | 0 | 1000 sqft2 of floor space | Cap-Tons | 15 | DEER:HVAC_Split-Package_HP | -36.3 | -0.0187 | 0 | SWHC013-03 | 890.08 | 2021 | 0 | 460 | 2021 | 0 | 0 | SWHC013-03 | Unitary Heat Pump (Large) - Hot-Dry ¦ SCE ¦ Hot-Dry | Unitary Heat Pump (Large) - Hot-Dry | 0.17638 | 1 | 0.07 | CBSA 2014 | 0.94476 | 2032 | 0.5 | SWHC013-03
COM-HVAC-16.55 | Com ¦ Large Unitary Heat Pump (EER 9.7) - Hot-Dry ¦ SCE ¦ Hot-Dry | Com ¦ Large Unitary Heat Pump (EER 9.7) - Hot-Dry | SCE ¦ Hot-Dry | SCE | All | Electric | Large Unitary Air-Cooled, Commercial, Packaged HP EER 9.7 | Efficient | 0 | Conventional | HVAC | Com - Other | Com | ROB and NEW | 0 | 1000 sqft2 of floor space | Cap-Tons | 15 | DEER:HVAC_Split-Package_HP | -36.3 | -0.0187 | 0 | SWHC013-03 | 890.08 | 2021 | 0 | 460 | 2021 | 0 | 0 | SWHC013-03 | Unitary Heat Pump (Large) - Hot-Dry ¦ SCE ¦ Hot-Dry | Unitary Heat Pump (Large) - Hot-Dry | 0.08421 | 1 | 0.07 | CBSA 2014 | 2.1284 | 2032 | 0.5 | SWHC013-03
COM-HVAC-16.57 | Com ¦ Large Unitary Heat Pump (EER 9.7) - Hot-Dry ¦ SCE ¦ Hot-Dry | Com ¦ Large Unitary Heat Pump (EER 9.7) - Hot-Dry | SCE ¦ Hot-Dry | SCE | All | Electric | Large Unitary Air-Cooled, Commercial, Packaged HP EER 9.7 | Efficient | 0 | Conventional | HVAC | Com - Restaurant | Com | ROB and NEW | 0 | 1000 sqft2 of floor space | Cap-Tons | 15 | DEER:HVAC_Split-Package_HP | -36.3 | -0.0187 | 0 | SWHC013-03 | 890.08 | 2021 | 0 | 460 | 2021 | 0 | 0 | SWHC013-03 | Unitary Heat Pump (Large) - Hot-Dry ¦ SCE ¦ Hot-Dry | Unitary Heat Pump (Large) - Hot-Dry | 0.25738 | 1 | 0.07 | CBSA 2014 | 0.73992 | 2032 | 0.5 | SWHC013-03
COM-HVAC-16.58 | Com ¦ Large Unitary Heat Pump (EER 9.7) - Hot-Dry ¦ SCE ¦ Hot-Dry | Com ¦ Large Unitary Heat Pump (EER 9.7) - Hot-Dry | SCE ¦ Hot-Dry | SCE | All | Electric | Large Unitary Air-Cooled, Commercial, Packaged HP EER 9.7 | Efficient | 0 | Conventional | HVAC | Com - Retail | Com | ROB and NEW | 0 | 1000 sqft2 of floor space | Cap-Tons | 15 | DEER:HVAC_Split-Package_HP | -36.3 | -0.0187 | 0 | SWHC013-03 | 890.08 | 2021 | 0 | 460 | 2021 | 0 | 0 | SWHC013-03 | Unitary Heat Pump (Large) - Hot-Dry ¦ SCE ¦ Hot-Dry | Unitary Heat Pump (Large) - Hot-Dry | 0.10889 | 1 | 0.07 | CBSA 2014 | 3.496 | 2032 | 0.5 | SWHC013-03
COM-HVAC-16.59 | Com ¦ Large Unitary Heat Pump (EER 9.7) - Hot-Dry ¦ SCE ¦ Hot-Dry | Com ¦ Large Unitary Heat Pump (EER 9.7) - Hot-Dry | SCE ¦ Hot-Dry | SCE | All | Electric | Large Unitary Air-Cooled, Commercial, Packaged HP EER 9.7 | Efficient | 0 | Conventional | HVAC | Com - School | Com | ROB and NEW | 0 | 1000 sqft2 of floor space | Cap-Tons | 15 | DEER:HVAC_Split-Package_HP | -36.3 | -0.0187 | 0 | SWHC013-03 | 890.08 | 2021 | 0 | 460 | 2021 | 0 | 0 | SWHC013-03 | Unitary Heat Pump (Large) - Hot-Dry ¦ SCE ¦ Hot-Dry | Unitary Heat Pump (Large) - Hot-Dry | 0.17732 | 1 | 0.07 | CBSA 2014 | 1.994 | 2032 | 0.5 | SWHC013-03
COM-HVAC-16.60 | Com ¦ Large Unitary Heat Pump (EER 9.7) - Hot-Dry ¦ SCE ¦ Hot-Dry | Com ¦ Large Unitary Heat Pump (EER 9.7) - Hot-Dry | SCE ¦ Hot-Dry | SCE | All | Electric | Large Unitary Air-Cooled, Commercial, Packaged HP EER 9.7 | Efficient | 0 | Conventional | HVAC | Com - Warehouse | Com | ROB and NEW | 0 | 1000 sqft2 of floor space | Cap-Tons | 15 | DEER:HVAC_Split-Package_HP | -36.3 | -0.0187 | 0 | SWHC013-03 | 890.08 | 2021 | 0 | 460 | 2021 | 0 | 0 | SWHC013-03 | Unitary Heat Pump (Large) - Hot-Dry ¦ SCE ¦ Hot-Dry | Unitary Heat Pump (Large) - Hot-Dry | 0.033351 | 1 | 0.07 | CBSA 2014 | 2.6992 | 2032 | 0.5 | SWHC013-03
COM-HVAC-16.61 | Com ¦ Large Unitary Heat Pump (EER 9.7) - Cold ¦ SCE ¦ Cold | Com ¦ Large Unitary Heat Pump (EER 9.7) - Cold | SCE ¦ Cold | SCE | All | Electric | Large Unitary Air-Cooled, Commercial, Packaged HP EER 9.7 | Efficient | 0 | Conventional | HVAC | Com - College | Com | ROB and NEW | 0 | 1000 sqft2 of floor space | Cap-Tons | 15 | DEER:HVAC_Split-Package_HP | -16.8 | -0.0113 | 0 | SWHC013-03 | 890.08 | 2021 | 0 | 460 | 2021 | 0 | 0 | SWHC013-03 | Unitary Heat Pump (Large) - Cold ¦ SCE ¦ Cold | Unitary Heat Pump (Large) - Cold | 0.14726 | 1 | 0.07 | CBSA 2014 | 0.57103 | 2032 | 0.5 | SWHC013-03
COM-HVAC-16.62 | Com ¦ Large Unitary Heat Pump (EER 9.7) - Cold ¦ SCE ¦ Cold | Com ¦ Large Unitary Heat Pump (EER 9.7) - Cold | SCE ¦ Cold | SCE | All | Electric | Large Unitary Air-Cooled, Commercial, Packaged HP EER 9.7 | Efficient | 0 | Conventional | HVAC | Com - Grocery | Com | ROB and NEW | 0 | 1000 sqft2 of floor space | Cap-Tons | 15 | DEER:HVAC_Split-Package_HP | -16.8 | -0.0113 | 0 | SWHC013-03 | 890.08 | 2021 | 0 | 460 | 2021 | 0 | 0 | SWHC013-03 | Unitary Heat Pump (Large) - Cold ¦ SCE ¦ Cold | Unitary Heat Pump (Large) - Cold | 0.26194 | 1 | 0.07 | CBSA 2014 | 0.36936 | 2032 | 0.5 | SWHC013-03
COM-HVAC-16.63 | Com ¦ Large Unitary Heat Pump (EER 9.7) - Cold ¦ SCE ¦ Cold | Com ¦ Large Unitary Heat Pump (EER 9.7) - Cold | SCE ¦ Cold | SCE | All | Electric | Large Unitary Air-Cooled, Commercial, Packaged HP EER 9.7 | Efficient | 0 | Conventional | HVAC | Com - Health | Com | ROB and NEW | 0 | 1000 sqft2 of floor space | Cap-Tons | 15 | DEER:HVAC_Split-Package_HP | -16.8 | -0.0113 | 0 | SWHC013-03 | 890.08 | 2021 | 0 | 460 | 2021 | 0 | 0 | SWHC013-03 | Unitary Heat Pump (Large) - Cold ¦ SCE ¦ Cold | Unitary Heat Pump (Large) - Cold | 0.20884 | 1 | 0.07 | CBSA 2014 | 0.249 | 2032 | 0.5 | SWHC013-03
COM-HVAC-16.64 | Com ¦ Large Unitary Heat Pump (EER 9.7) - Cold ¦ SCE ¦ Cold | Com ¦ Large Unitary Heat Pump (EER 9.7) - Cold | SCE ¦ Cold | SCE | All | Electric | Large Unitary Air-Cooled, Commercial, Packaged HP EER 9.7 | Efficient | 0 | Conventional | HVAC | Com - Lodging | Com | ROB and NEW | 0 | 1000 sqft2 of floor space | Cap-Tons | 15 | DEER:HVAC_Split-Package_HP | -16.8 | -0.0113 | 0 | SWHC013-03 | 890.08 | 2021 | 0 | 460 | 2021 | 0 | 0 | SWHC013-03 | Unitary Heat Pump (Large) - Cold ¦ SCE ¦ Cold | Unitary Heat Pump (Large) - Cold | 0.11727 | 1 | 0.07 | CBSA 2014 | 0.92338 | 2032 | 0.5 | SWHC013-03
COM-HVAC-16.65 | Com ¦ Large Unitary Heat Pump (EER 9.7) - Cold ¦ SCE ¦ Cold | Com ¦ Large Unitary Heat Pump (EER 9.7) - Cold | SCE ¦ Cold | SCE | All | Electric | Large Unitary Air-Cooled, Commercial, Packaged HP EER 9.7 | Efficient | 0 | Conventional | HVAC | Com - Office (Large) | Com | ROB and NEW | 0 | 1000 sqft2 of floor space | Cap-Tons | 15 | DEER:HVAC_Split-Package_HP | -16.8 | -0.0113 | 0 | SWHC013-03 | 890.08 | 2021 | 0 | 460 | 2021 | 0 | 0 | SWHC013-03 | Unitary Heat Pump (Large) - Cold ¦ SCE ¦ Cold | Unitary Heat Pump (Large) - Cold | 0.15546 | 1 | 0.07 | CBSA 2014 | 0.26307 | 2032 | 0.5 | SWHC013-03
COM-HVAC-16.66 | Com ¦ Large Unitary Heat Pump (EER 9.7) - Cold ¦ SCE ¦ Cold | Com ¦ Large Unitary Heat Pump (EER 9.7) - Cold | SCE ¦ Cold | SCE | All | Electric | Large Unitary Air-Cooled, Commercial, Packaged HP EER 9.7 | Efficient | 0 | Conventional | HVAC | Com - Office (Small) | Com | ROB and NEW | 0 | 1000 sqft2 of floor space | Cap-Tons | 15 | DEER:HVAC_Split-Package_HP | -16.8 | -0.0113 | 0 | SWHC013-03 | 890.08 | 2021 | 0 | 460 | 2021 | 0 | 0 | SWHC013-03 | Unitary Heat Pump (Large) - Cold ¦ SCE ¦ Cold | Unitary Heat Pump (Large) - Cold | 0.17638 | 1 | 0.07 | CBSA 2014 | 0.43725 | 2032 | 0.5 | SWHC013-03
COM-HVAC-16.67 | Com ¦ Large Unitary Heat Pump (EER 9.7) - Cold ¦ SCE ¦ Cold | Com ¦ Large Unitary Heat Pump (EER 9.7) - Cold | SCE ¦ Cold | SCE | All | Electric | Large Unitary Air-Cooled, Commercial, Packaged HP EER 9.7 | Efficient | 0 | Conventional | HVAC | Com - Other | Com | ROB and NEW | 0 | 1000 sqft2 of floor space | Cap-Tons | 15 | DEER:HVAC_Split-Package_HP | -16.8 | -0.0113 | 0 | SWHC013-03 | 890.08 | 2021 | 0 | 460 | 2021 | 0 | 0 | SWHC013-03 | Unitary Heat Pump (Large) - Cold ¦ SCE ¦ Cold | Unitary Heat Pump (Large) - Cold | 0.08421 | 1 | 0.07 | CBSA 2014 | 0.98503 | 2032 | 0.5 | SWHC013-03
COM-HVAC-16.69 | Com ¦ Large Unitary Heat Pump (EER 9.7) - Cold ¦ SCE ¦ Cold | Com ¦ Large Unitary Heat Pump (EER 9.7) - Cold | SCE ¦ Cold | SCE | All | Electric | Large Unitary Air-Cooled, Commercial, Packaged HP EER 9.7 | Efficient | 0 | Conventional | HVAC | Com - Restaurant | Com | ROB and NEW | 0 | 1000 sqft2 of floor space | Cap-Tons | 15 | DEER:HVAC_Split-Package_HP | -16.8 | -0.0113 | 0 | SWHC013-03 | 890.08 | 2021 | 0 | 460 | 2021 | 0 | 0 | SWHC013-03 | Unitary Heat Pump (Large) - Cold ¦ SCE ¦ Cold | Unitary Heat Pump (Large) - Cold | 0.25738 | 1 | 0.07 | CBSA 2014 | 0.34244 | 2032 | 0.5 | SWHC013-03
COM-HVAC-16.70 | Com ¦ Large Unitary Heat Pump (EER 9.7) - Cold ¦ SCE ¦ Cold | Com ¦ Large Unitary Heat Pump (EER 9.7) - Cold | SCE ¦ Cold | SCE | All | Electric | Large Unitary Air-Cooled, Commercial, Packaged HP EER 9.7 | Efficient | 0 | Conventional | HVAC | Com - Retail | Com | ROB and NEW | 0 | 1000 sqft2 of floor space | Cap-Tons | 15 | DEER:HVAC_Split-Package_HP | -16.8 | -0.0113 | 0 | SWHC013-03 | 890.08 | 2021 | 0 | 460 | 2021 | 0 | 0 | SWHC013-03 | Unitary Heat Pump (Large) - Cold ¦ SCE ¦ Cold | Unitary Heat Pump (Large) - Cold | 0.10889 | 1 | 0.07 | CBSA 2014 | 1.618 | 2032 | 0.5 | SWHC013-03
COM-HVAC-16.71 | Com ¦ Large Unitary Heat Pump (EER 9.7) - Cold ¦ SCE ¦ Cold | Com ¦ Large Unitary Heat Pump (EER 9.7) - Cold | SCE ¦ Cold | SCE | All | Electric | Large Unitary Air-Cooled, Commercial, Packaged HP EER 9.7 | Efficient | 0 | Conventional | HVAC | Com - School | Com | ROB and NEW | 0 | 1000 sqft2 of floor space | Cap-Tons | 15 | DEER:HVAC_Split-Package_HP | -16.8 | -0.0113 | 0 | SWHC013-03 | 890.08 | 2021 | 0 | 460 | 2021 | 0 | 0 | SWHC013-03 | Unitary Heat Pump (Large) - Cold ¦ SCE ¦ Cold | Unitary Heat Pump (Large) - Cold | 0.17732 | 1 | 0.07 | CBSA 2014 | 0.92284 | 2032 | 0.5 | SWHC013-03
COM-HVAC-16.72 | Com ¦ Large Unitary Heat Pump (EER 9.7) - Cold ¦ SCE ¦ Cold | Com ¦ Large Unitary Heat Pump (EER 9.7) - Cold | SCE ¦ Cold | SCE | All | Electric | Large Unitary Air-Cooled, Commercial, Packaged HP EER 9.7 | Efficient | 0 | Conventional | HVAC | Com - Warehouse | Com | ROB and NEW | 0 | 1000 sqft2 of floor space | Cap-Tons | 15 | DEER:HVAC_Split-Package_HP | -16.8 | -0.0113 | 0 | SWHC013-03 | 890.08 | 2021 | 0 | 460 | 2021 | 0 | 0 | SWHC013-03 | Unitary Heat Pump (Large) - Cold ¦ SCE ¦ Cold | Unitary Heat Pump (Large) - Cold | 0.033351 | 1 | 0.07 | CBSA 2014 | 1.2492 | 2032 | 0.5 | SWHC013-03
COM-HVAC-16.73 | Com ¦ Large Unitary Heat Pump (EER 9.7) - Marine ¦ SDG&E ¦ Marine | Com ¦ Large Unitary Heat Pump (EER 9.7) - Marine | SDG&E ¦ Marine | SDG&E | All | Electric | Large Unitary Air-Cooled, Commercial, Packaged HP EER 9.7 | Efficient | 0 | Conventional | HVAC | Com - College | Com | ROB and NEW | 0 | 1000 sqft2 of floor space | Cap-Tons | 15 | DEER:HVAC_Split-Package_HP | -38.2 | -0.0171 | 0 | SWHC013-03 | 890.08 | 2021 | 0 | 460 | 2021 | 0 | 0 | SWHC013-03 | Unitary Heat Pump (Large) - Marine ¦ SDG&E ¦ Marine | Unitary Heat Pump (Large) - Marine | 0.1443 | 1 | 0.07 | CBSA 2014 | 1.2984 | 2032 | 0.5 | SWHC013-03
COM-HVAC-16.74 | Com ¦ Large Unitary Heat Pump (EER 9.7) - Marine ¦ SDG&E ¦ Marine | Com ¦ Large Unitary Heat Pump (EER 9.7) - Marine | SDG&E ¦ Marine | SDG&E | All | Electric | Large Unitary Air-Cooled, Commercial, Packaged HP EER 9.7 | Efficient | 0 | Conventional | HVAC | Com - Grocery | Com | ROB and NEW | 0 | 1000 sqft2 of floor space | Cap-Tons | 15 | DEER:HVAC_Split-Package_HP | -38.2 | -0.0171 | 0 | SWHC013-03 | 890.08 | 2021 | 0 | 460 | 2021 | 0 | 0 | SWHC013-03 | Unitary Heat Pump (Large) - Marine ¦ SDG&E ¦ Marine | Unitary Heat Pump (Large) - Marine | 0.26631 | 1 | 0.07 | CBSA 2014 | 0.83985 | 2032 | 0.5 | SWHC013-03
COM-HVAC-16.75 | Com ¦ Large Unitary Heat Pump (EER 9.7) - Marine ¦ SDG&E ¦ Marine | Com ¦ Large Unitary Heat Pump (EER 9.7) - Marine | SDG&E ¦ Marine | SDG&E | All | Electric | Large Unitary Air-Cooled, Commercial, Packaged HP EER 9.7 | Efficient | 0 | Conventional | HVAC | Com - Health | Com | ROB and NEW | 0 | 1000 sqft2 of floor space | Cap-Tons | 15 | DEER:HVAC_Split-Package_HP | -38.2 | -0.0171 | 0 | SWHC013-03 | 890.08 | 2021 | 0 | 460 | 2021 | 0 | 0 | SWHC013-03 | Unitary Heat Pump (Large) - Marine ¦ SDG&E ¦ Marine | Unitary Heat Pump (Large) - Marine | 0.20767 | 1 | 0.07 | CBSA 2014 | 0.56618 | 2032 | 0.5 | SWHC013-03
COM-HVAC-16.76 | Com ¦ Large Unitary Heat Pump (EER 9.7) - Marine ¦ SDG&E ¦ Marine | Com ¦ Large Unitary Heat Pump (EER 9.7) - Marine | SDG&E ¦ Marine | SDG&E | All | Electric | Large Unitary Air-Cooled, Commercial, Packaged HP EER 9.7 | Efficient | 0 | Conventional | HVAC | Com - Lodging | Com | ROB and NEW | 0 | 1000 sqft2 of floor space | Cap-Tons | 15 | DEER:HVAC_Split-Package_HP | -38.2 | -0.0171 | 0 | SWHC013-03 | 890.08 | 2021 | 0 | 460 | 2021 | 0 | 0 | SWHC013-03 | Unitary Heat Pump (Large) - Marine ¦ SDG&E ¦ Marine | Unitary Heat Pump (Large) - Marine | 0.11619 | 1 | 0.07 | CBSA 2014 | 2.0996 | 2032 | 0.5 | SWHC013-03
COM-HVAC-16.77 | Com ¦ Large Unitary Heat Pump (EER 9.7) - Marine ¦ SDG&E ¦ Marine | Com ¦ Large Unitary Heat Pump (EER 9.7) - Marine | SDG&E ¦ Marine | SDG&E | All | Electric | Large Unitary Air-Cooled, Commercial, Packaged HP EER 9.7 | Efficient | 0 | Conventional | HVAC | Com - Office (Large) | Com | ROB and NEW | 0 | 1000 sqft2 of floor space | Cap-Tons | 15 | DEER:HVAC_Split-Package_HP | -38.2 | -0.0171 | 0 | SWHC013-03 | 890.08 | 2021 | 0 | 460 | 2021 | 0 | 0 | SWHC013-03 | Unitary Heat Pump (Large) - Marine ¦ SDG&E ¦ Marine | Unitary Heat Pump (Large) - Marine | 0.1517 | 1 | 0.07 | CBSA 2014 | 0.59818 | 2032 | 0.5 | SWHC013-03
COM-HVAC-16.78 | Com ¦ Large Unitary Heat Pump (EER 9.7) - Marine ¦ SDG&E ¦ Marine | Com ¦ Large Unitary Heat Pump (EER 9.7) - Marine | SDG&E ¦ Marine | SDG&E | All | Electric | Large Unitary Air-Cooled, Commercial, Packaged HP EER 9.7 | Efficient | 0 | Conventional | HVAC | Com - Office (Small) | Com | ROB and NEW | 0 | 1000 sqft2 of floor space | Cap-Tons | 15 | DEER:HVAC_Split-Package_HP | -38.2 | -0.0171 | 0 | SWHC013-03 | 890.08 | 2021 | 0 | 460 | 2021 | 0 | 0 | SWHC013-03 | Unitary Heat Pump (Large) - Marine ¦ SDG&E ¦ Marine | Unitary Heat Pump (Large) - Marine | 0.1842 | 1 | 0.07 | CBSA 2014 | 0.99421 | 2032 | 0.5 | SWHC013-03
COM-HVAC-16.79 | Com ¦ Large Unitary Heat Pump (EER 9.7) - Marine ¦ SDG&E ¦ Marine | Com ¦ Large Unitary Heat Pump (EER 9.7) - Marine | SDG&E ¦ Marine | SDG&E | All | Electric | Large Unitary Air-Cooled, Commercial, Packaged HP EER 9.7 | Efficient | 0 | Conventional | HVAC | Com - Other | Com | ROB and NEW | 0 | 1000 sqft2 of floor space | Cap-Tons | 15 | DEER:HVAC_Split-Package_HP | -38.2 | -0.0171 | 0 | SWHC013-03 | 890.08 | 2021 | 0 | 460 | 2021 | 0 | 0 | SWHC013-03 | Unitary Heat Pump (Large) - Marine ¦ SDG&E ¦ Marine | Unitary Heat Pump (Large) - Marine | 0.082771 | 1 | 0.07 | CBSA 2014 | 2.2398 | 2032 | 0.5 | SWHC013-03
COM-HVAC-16.81 | Com ¦ Large Unitary Heat Pump (EER 9.7) - Marine ¦ SDG&E ¦ Marine | Com ¦ Large Unitary Heat Pump (EER 9.7) - Marine | SDG&E ¦ Marine | SDG&E | All | Electric | Large Unitary Air-Cooled, Commercial, Packaged HP EER 9.7 | Efficient | 0 | Conventional | HVAC | Com - Restaurant | Com | ROB and NEW | 0 | 1000 sqft2 of floor space | Cap-Tons | 15 | DEER:HVAC_Split-Package_HP | -38.2 | -0.0171 | 0 | SWHC013-03 | 890.08 | 2021 | 0 | 460 | 2021 | 0 | 0 | SWHC013-03 | Unitary Heat Pump (Large) - Marine ¦ SDG&E ¦ Marine | Unitary Heat Pump (Large) - Marine | 0.26887 | 1 | 0.07 | CBSA 2014 | 0.77865 | 2032 | 0.5 | SWHC013-03
COM-HVAC-16.82 | Com ¦ Large Unitary Heat Pump (EER 9.7) - Marine ¦ SDG&E ¦ Marine | Com ¦ Large Unitary Heat Pump (EER 9.7) - Marine | SDG&E ¦ Marine | SDG&E | All | Electric | Large Unitary Air-Cooled, Commercial, Packaged HP EER 9.7 | Efficient | 0 | Conventional | HVAC | Com - Retail | Com | ROB and NEW | 0 | 1000 sqft2 of floor space | Cap-Tons | 15 | DEER:HVAC_Split-Package_HP | -38.2 | -0.0171 | 0 | SWHC013-03 | 890.08 | 2021 | 0 | 460 | 2021 | 0 | 0 | SWHC013-03 | Unitary Heat Pump (Large) - Marine ¦ SDG&E ¦ Marine | Unitary Heat Pump (Large) - Marine | 0.109 | 1 | 0.07 | CBSA 2014 | 3.679 | 2032 | 0.5 | SWHC013-03
COM-HVAC-16.83 | Com ¦ Large Unitary Heat Pump (EER 9.7) - Marine ¦ SDG&E ¦ Marine | Com ¦ Large Unitary Heat Pump (EER 9.7) - Marine | SDG&E ¦ Marine | SDG&E | All | Electric | Large Unitary Air-Cooled, Commercial, Packaged HP EER 9.7 | Efficient | 0 | Conventional | HVAC | Com - School | Com | ROB and NEW | 0 | 1000 sqft2 of floor space | Cap-Tons | 15 | DEER:HVAC_Split-Package_HP | -38.2 | -0.0171 | 0 | SWHC013-03 | 890.08 | 2021 | 0 | 460 | 2021 | 0 | 0 | SWHC013-03 | Unitary Heat Pump (Large) - Marine ¦ SDG&E ¦ Marine | Unitary Heat Pump (Large) - Marine | 0.18329 | 1 | 0.07 | CBSA 2014 | 2.0984 | 2032 | 0.5 | SWHC013-03
COM-HVAC-16.84 | Com ¦ Large Unitary Heat Pump (EER 9.7) - Marine ¦ SDG&E ¦ Marine | Com ¦ Large Unitary Heat Pump (EER 9.7) - Marine | SDG&E ¦ Marine | SDG&E | All | Electric | Large Unitary Air-Cooled, Commercial, Packaged HP EER 9.7 | Efficient | 0 | Conventional | HVAC | Com - Warehouse | Com | ROB and NEW | 0 | 1000 sqft2 of floor space | Cap-Tons | 15 | DEER:HVAC_Split-Package_HP | -38.2 | -0.0171 | 0 | SWHC013-03 | 890.08 | 2021 | 0 | 460 | 2021 | 0 | 0 | SWHC013-03 | Unitary Heat Pump (Large) - Marine ¦ SDG&E ¦ Marine | Unitary Heat Pump (Large) - Marine | 0.033426 | 1 | 0.07 | CBSA 2014 | 2.8405 | 2032 | 0.5 | SWHC013-03
COM-HVAC-16.85 | Com ¦ Large Unitary Heat Pump (EER 9.7) - Hot-Dry ¦ SDG&E ¦ Hot-Dry | Com ¦ Large Unitary Heat Pump (EER 9.7) - Hot-Dry | SDG&E ¦ Hot-Dry | SDG&E | All | Electric | Large Unitary Air-Cooled, Commercial, Packaged HP EER 9.7 | Efficient | 0 | Conventional | HVAC | Com - College | Com | ROB and NEW | 0 | 1000 sqft2 of floor space | Cap-Tons | 15 | DEER:HVAC_Split-Package_HP | -31.9 | -0.0138 | 0 | SWHC013-03 | 890.08 | 2021 | 0 | 460 | 2021 | 0 | 0 | SWHC013-03 | Unitary Heat Pump (Large) - Hot-Dry ¦ SDG&E ¦ Hot-Dry | Unitary Heat Pump (Large) - Hot-Dry | 0.1443 | 1 | 0.07 | CBSA 2014 | 1.0843 | 2032 | 0.5 | SWHC013-03
COM-HVAC-16.86 | Com ¦ Large Unitary Heat Pump (EER 9.7) - Hot-Dry ¦ SDG&E ¦ Hot-Dry | Com ¦ Large Unitary Heat Pump (EER 9.7) - Hot-Dry | SDG&E ¦ Hot-Dry | SDG&E | All | Electric | Large Unitary Air-Cooled, Commercial, Packaged HP EER 9.7 | Efficient | 0 | Conventional | HVAC | Com - Grocery | Com | ROB and NEW | 0 | 1000 sqft2 of floor space | Cap-Tons | 15 | DEER:HVAC_Split-Package_HP | -31.9 | -0.0138 | 0 | SWHC013-03 | 890.08 | 2021 | 0 | 460 | 2021 | 0 | 0 | SWHC013-03 | Unitary Heat Pump (Large) - Hot-Dry ¦ SDG&E ¦ Hot-Dry | Unitary Heat Pump (Large) - Hot-Dry | 0.26631 | 1 | 0.07 | CBSA 2014 | 0.70134 | 2032 | 0.5 | SWHC013-03
COM-HVAC-16.87 | Com ¦ Large Unitary Heat Pump (EER 9.7) - Hot-Dry ¦ SDG&E ¦ Hot-Dry | Com ¦ Large Unitary Heat Pump (EER 9.7) - Hot-Dry | SDG&E ¦ Hot-Dry | SDG&E | All | Electric | Large Unitary Air-Cooled, Commercial, Packaged HP EER 9.7 | Efficient | 0 | Conventional | HVAC | Com - Health | Com | ROB and NEW | 0 | 1000 sqft2 of floor space | Cap-Tons | 15 | DEER:HVAC_Split-Package_HP | -31.9 | -0.0138 | 0 | SWHC013-03 | 890.08 | 2021 | 0 | 460 | 2021 | 0 | 0 | SWHC013-03 | Unitary Heat Pump (Large) - Hot-Dry ¦ SDG&E ¦ Hot-Dry | Unitary Heat Pump (Large) - Hot-Dry | 0.20767 | 1 | 0.07 | CBSA 2014 | 0.47281 | 2032 | 0.5 | SWHC013-03
COM-HVAC-16.88 | Com ¦ Large Unitary Heat Pump (EER 9.7) - Hot-Dry ¦ SDG&E ¦ Hot-Dry | Com ¦ Large Unitary Heat Pump (EER 9.7) - Hot-Dry | SDG&E ¦ Hot-Dry | SDG&E | All | Electric | Large Unitary Air-Cooled, Commercial, Packaged HP EER 9.7 | Efficient | 0 | Conventional | HVAC | Com - Lodging | Com | ROB and NEW | 0 | 1000 sqft2 of floor space | Cap-Tons | 15 | DEER:HVAC_Split-Package_HP | -31.9 | -0.0138 | 0 | SWHC013-03 | 890.08 | 2021 | 0 | 460 | 2021 | 0 | 0 | SWHC013-03 | Unitary Heat Pump (Large) - Hot-Dry ¦ SDG&E ¦ Hot-Dry | Unitary Heat Pump (Large) - Hot-Dry | 0.11619 | 1 | 0.07 | CBSA 2014 | 1.7533 | 2032 | 0.5 | SWHC013-03
COM-HVAC-16.89 | Com ¦ Large Unitary Heat Pump (EER 9.7) - Hot-Dry ¦ SDG&E ¦ Hot-Dry | Com ¦ Large Unitary Heat Pump (EER 9.7) - Hot-Dry | SDG&E ¦ Hot-Dry | SDG&E | All | Electric | Large Unitary Air-Cooled, Commercial, Packaged HP EER 9.7 | Efficient | 0 | Conventional | HVAC | Com - Office (Large) | Com | ROB and NEW | 0 | 1000 sqft2 of floor space | Cap-Tons | 15 | DEER:HVAC_Split-Package_HP | -31.9 | -0.0138 | 0 | SWHC013-03 | 890.08 | 2021 | 0 | 460 | 2021 | 0 | 0 | SWHC013-03 | Unitary Heat Pump (Large) - Hot-Dry ¦ SDG&E ¦ Hot-Dry | Unitary Heat Pump (Large) - Hot-Dry | 0.1517 | 1 | 0.07 | CBSA 2014 | 0.49953 | 2032 | 0.5 | SWHC013-03
COM-HVAC-16.90 | Com ¦ Large Unitary Heat Pump (EER 9.7) - Hot-Dry ¦ SDG&E ¦ Hot-Dry | Com ¦ Large Unitary Heat Pump (EER 9.7) - Hot-Dry | SDG&E ¦ Hot-Dry | SDG&E | All | Electric | Large Unitary Air-Cooled, Commercial, Packaged HP EER 9.7 | Efficient | 0 | Conventional | HVAC | Com - Office (Small) | Com | ROB and NEW | 0 | 1000 sqft2 of floor space | Cap-Tons | 15 | DEER:HVAC_Split-Package_HP | -31.9 | -0.0138 | 0 | SWHC013-03 | 890.08 | 2021 | 0 | 460 | 2021 | 0 | 0 | SWHC013-03 | Unitary Heat Pump (Large) - Hot-Dry ¦ SDG&E ¦ Hot-Dry | Unitary Heat Pump (Large) - Hot-Dry | 0.1842 | 1 | 0.07 | CBSA 2014 | 0.83025 | 2032 | 0.5 | SWHC013-03
COM-HVAC-16.91 | Com ¦ Large Unitary Heat Pump (EER 9.7) - Hot-Dry ¦ SDG&E ¦ Hot-Dry | Com ¦ Large Unitary Heat Pump (EER 9.7) - Hot-Dry | SDG&E ¦ Hot-Dry | SDG&E | All | Electric | Large Unitary Air-Cooled, Commercial, Packaged HP EER 9.7 | Efficient | 0 | Conventional | HVAC | Com - Other | Com | ROB and NEW | 0 | 1000 sqft2 of floor space | Cap-Tons | 15 | DEER:HVAC_Split-Package_HP | -31.9 | -0.0138 | 0 | SWHC013-03 | 890.08 | 2021 | 0 | 460 | 2021 | 0 | 0 | SWHC013-03 | Unitary Heat Pump (Large) - Hot-Dry ¦ SDG&E ¦ Hot-Dry | Unitary Heat Pump (Large) - Hot-Dry | 0.082771 | 1 | 0.07 | CBSA 2014 | 1.8704 | 2032 | 0.5 | SWHC013-03
COM-HVAC-16.93 | Com ¦ Large Unitary Heat Pump (EER 9.7) - Hot-Dry ¦ SDG&E ¦ Hot-Dry | Com ¦ Large Unitary Heat Pump (EER 9.7) - Hot-Dry | SDG&E ¦ Hot-Dry | SDG&E | All | Electric | Large Unitary Air-Cooled, Commercial, Packaged HP EER 9.7 | Efficient | 0 | Conventional | HVAC | Com - Restaurant | Com | ROB and NEW | 0 | 1000 sqft2 of floor space | Cap-Tons | 15 | DEER:HVAC_Split-Package_HP | -31.9 | -0.0138 | 0 | SWHC013-03 | 890.08 | 2021 | 0 | 460 | 2021 | 0 | 0 | SWHC013-03 | Unitary Heat Pump (Large) - Hot-Dry ¦ SDG&E ¦ Hot-Dry | Unitary Heat Pump (Large) - Hot-Dry | 0.26887 | 1 | 0.07 | CBSA 2014 | 0.65024 | 2032 | 0.5 | SWHC013-03
COM-HVAC-16.94 | Com ¦ Large Unitary Heat Pump (EER 9.7) - Hot-Dry ¦ SDG&E ¦ Hot-Dry | Com ¦ Large Unitary Heat Pump (EER 9.7) - Hot-Dry | SDG&E ¦ Hot-Dry | SDG&E | All | Electric | Large Unitary Air-Cooled, Commercial, Packaged HP EER 9.7 | Efficient | 0 | Conventional | HVAC | Com - Retail | Com | ROB and NEW | 0 | 1000 sqft2 of floor space | Cap-Tons | 15 | DEER:HVAC_Split-Package_HP | -31.9 | -0.0138 | 0 | SWHC013-03 | 890.08 | 2021 | 0 | 460 | 2021 | 0 | 0 | SWHC013-03 | Unitary Heat Pump (Large) - Hot-Dry ¦ SDG&E ¦ Hot-Dry | Unitary Heat Pump (Large) - Hot-Dry | 0.109 | 1 | 0.07 | CBSA 2014 | 3.0723 | 2032 | 0.5 | SWHC013-03
COM-HVAC-16.95 | Com ¦ Large Unitary Heat Pump (EER 9.7) - Hot-Dry ¦ SDG&E ¦ Hot-Dry | Com ¦ Large Unitary Heat Pump (EER 9.7) - Hot-Dry | SDG&E ¦ Hot-Dry | SDG&E | All | Electric | Large Unitary Air-Cooled, Commercial, Packaged HP EER 9.7 | Efficient | 0 | Conventional | HVAC | Com - School | Com | ROB and NEW | 0 | 1000 sqft2 of floor space | Cap-Tons | 15 | DEER:HVAC_Split-Package_HP | -31.9 | -0.0138 | 0 | SWHC013-03 | 890.08 | 2021 | 0 | 460 | 2021 | 0 | 0 | SWHC013-03 | Unitary Heat Pump (Large) - Hot-Dry ¦ SDG&E ¦ Hot-Dry | Unitary Heat Pump (Large) - Hot-Dry | 0.18329 | 1 | 0.07 | CBSA 2014 | 1.7523 | 2032 | 0.5 | SWHC013-03
COM-HVAC-16.96 | Com ¦ Large Unitary Heat Pump (EER 9.7) - Hot-Dry ¦ SDG&E ¦ Hot-Dry | Com ¦ Large Unitary Heat Pump (EER 9.7) - Hot-Dry | SDG&E ¦ Hot-Dry | SDG&E | All | Electric | Large Unitary Air-Cooled, Commercial, Packaged HP EER 9.7 | Efficient | 0 | Conventional | HVAC | Com - Warehouse | Com | ROB and NEW | 0 | 1000 sqft2 of floor space | Cap-Tons | 15 | DEER:HVAC_Split-Package_HP | -31.9 | -0.0138 | 0 | SWHC013-03 | 890.08 | 2021 | 0 | 460 | 2021 | 0 | 0 | SWHC013-03 | Unitary Heat Pump (Large) - Hot-Dry ¦ SDG&E ¦ Hot-Dry | Unitary Heat Pump (Large) - Hot-Dry | 0.033426 | 1 | 0.07 | CBSA 2014 | 2.3721 | 2032 | 0.5 | SWHC013-03
COM-HVAC-17.1 | Com ¦ Large Unitary Heat Pump (EER 10.0) - Marine ¦ PG&E ¦ Marine | Com ¦ Large Unitary Heat Pump (EER 10.0) - Marine | PG&E ¦ Marine | PG&E | All | Electric | Large Unitary Air-Cooled, Commercial, Packaged HP EER 10.0 | Efficient | 0 | Conventional | HVAC | Com - College | Com | ROB and NEW | 0 | 1000 sqft2 of floor space | Cap-Tons | 15 | DEER:HVAC_Split-Package_HP | -27.3 | -0.0216 | 0 | SWHC013-03 | 913.66 | 2021 | 0 | 460 | 2021 | 0 | 0 | SWHC013-03 | Unitary Heat Pump (Large) - Marine ¦ PG&E ¦ Marine | Unitary Heat Pump (Large) - Marine | 0.13195 | 1 | 0 | CBSA 2014 | 0.92792 | 2032 | 0.5 | SWHC013-03
COM-HVAC-17.2 | Com ¦ Large Unitary Heat Pump (EER 10.0) - Marine ¦ PG&E ¦ Marine | Com ¦ Large Unitary Heat Pump (EER 10.0) - Marine | PG&E ¦ Marine | PG&E | All | Electric | Large Unitary Air-Cooled, Commercial, Packaged HP EER 10.0 | Efficient | 0 | Conventional | HVAC | Com - Grocery | Com | ROB and NEW | 0 | 1000 sqft2 of floor space | Cap-Tons | 15 | DEER:HVAC_Split-Package_HP | -27.3 | -0.0216 | 0 | SWHC013-03 | 913.66 | 2021 | 0 | 460 | 2021 | 0 | 0 | SWHC013-03 | Unitary Heat Pump (Large) - Marine ¦ PG&E ¦ Marine | Unitary Heat Pump (Large) - Marine | 0.22016 | 1 | 0 | CBSA 2014 | 0.6002 | 2032 | 0.5 | SWHC013-03
COM-HVAC-17.3 | Com ¦ Large Unitary Heat Pump (EER 10.0) - Marine ¦ PG&E ¦ Marine | Com ¦ Large Unitary Heat Pump (EER 10.0) - Marine | PG&E ¦ Marine | PG&E | All | Electric | Large Unitary Air-Cooled, Commercial, Packaged HP EER 10.0 | Efficient | 0 | Conventional | HVAC | Com - Health | Com | ROB and NEW | 0 | 1000 sqft2 of floor space | Cap-Tons | 15 | DEER:HVAC_Split-Package_HP | -27.3 | -0.0216 | 0 | SWHC013-03 | 913.66 | 2021 | 0 | 460 | 2021 | 0 | 0 | SWHC013-03 | Unitary Heat Pump (Large) - Marine ¦ PG&E ¦ Marine | Unitary Heat Pump (Large) - Marine | 0.19485 | 1 | 0 | CBSA 2014 | 0.40463 | 2032 | 0.5 | SWHC013-03
COM-HVAC-17.4 | Com ¦ Large Unitary Heat Pump (EER 10.0) - Marine ¦ PG&E ¦ Marine | Com ¦ Large Unitary Heat Pump (EER 10.0) - Marine | PG&E ¦ Marine | PG&E | All | Electric | Large Unitary Air-Cooled, Commercial, Packaged HP EER 10.0 | Efficient | 0 | Conventional | HVAC | Com - Lodging | Com | ROB and NEW | 0 | 1000 sqft2 of floor space | Cap-Tons | 15 | DEER:HVAC_Split-Package_HP | -27.3 | -0.0216 | 0 | SWHC013-03 | 913.66 | 2021 | 0 | 460 | 2021 | 0 | 0 | SWHC013-03 | Unitary Heat Pump (Large) - Marine ¦ PG&E ¦ Marine | Unitary Heat Pump (Large) - Marine | 0.10386 | 1 | 0 | CBSA 2014 | 1.5005 | 2032 | 0.5 | SWHC013-03
COM-HVAC-17.5 | Com ¦ Large Unitary Heat Pump (EER 10.0) - Marine ¦ PG&E ¦ Marine | Com ¦ Large Unitary Heat Pump (EER 10.0) - Marine | PG&E ¦ Marine | PG&E | All | Electric | Large Unitary Air-Cooled, Commercial, Packaged HP EER 10.0 | Efficient | 0 | Conventional | HVAC | Com - Office (Large) | Com | ROB and NEW | 0 | 1000 sqft2 of floor space | Cap-Tons | 15 | DEER:HVAC_Split-Package_HP | -27.3 | -0.0216 | 0 | SWHC013-03 | 913.66 | 2021 | 0 | 460 | 2021 | 0 | 0 | SWHC013-03 | Unitary Heat Pump (Large) - Marine ¦ PG&E ¦ Marine | Unitary Heat Pump (Large) - Marine | 0.13836 | 1 | 0 | CBSA 2014 | 0.4275 | 2032 | 0.5 | SWHC013-03
COM-HVAC-17.6 | Com ¦ Large Unitary Heat Pump (EER 10.0) - Marine ¦ PG&E ¦ Marine | Com ¦ Large Unitary Heat Pump (EER 10.0) - Marine | PG&E ¦ Marine | PG&E | All | Electric | Large Unitary Air-Cooled, Commercial, Packaged HP EER 10.0 | Efficient | 0 | Conventional | HVAC | Com - Office (Small) | Com | ROB and NEW | 0 | 1000 sqft2 of floor space | Cap-Tons | 15 | DEER:HVAC_Split-Package_HP | -27.3 | -0.0216 | 0 | SWHC013-03 | 913.66 | 2021 | 0 | 460 | 2021 | 0 | 0 | SWHC013-03 | Unitary Heat Pump (Large) - Marine ¦ PG&E ¦ Marine | Unitary Heat Pump (Large) - Marine | 0.16182 | 1 | 0 | CBSA 2014 | 0.71052 | 2032 | 0.5 | SWHC013-03
COM-HVAC-17.7 | Com ¦ Large Unitary Heat Pump (EER 10.0) - Marine ¦ PG&E ¦ Marine | Com ¦ Large Unitary Heat Pump (EER 10.0) - Marine | PG&E ¦ Marine | PG&E | All | Electric | Large Unitary Air-Cooled, Commercial, Packaged HP EER 10.0 | Efficient | 0 | Conventional | HVAC | Com - Other | Com | ROB and NEW | 0 | 1000 sqft2 of floor space | Cap-Tons | 15 | DEER:HVAC_Split-Package_HP | -27.3 | -0.0216 | 0 | SWHC013-03 | 913.66 | 2021 | 0 | 460 | 2021 | 0 | 0 | SWHC013-03 | Unitary Heat Pump (Large) - Marine ¦ PG&E ¦ Marine | Unitary Heat Pump (Large) - Marine | 0.076368 | 1 | 0 | CBSA 2014 | 1.6007 | 2032 | 0.5 | SWHC013-03
COM-HVAC-17.9 | Com ¦ Large Unitary Heat Pump (EER 10.0) - Marine ¦ PG&E ¦ Marine | Com ¦ Large Unitary Heat Pump (EER 10.0) - Marine | PG&E ¦ Marine | PG&E | All | Electric | Large Unitary Air-Cooled, Commercial, Packaged HP EER 10.0 | Efficient | 0 | Conventional | HVAC | Com - Restaurant | Com | ROB and NEW | 0 | 1000 sqft2 of floor space | Cap-Tons | 15 | DEER:HVAC_Split-Package_HP | -27.3 | -0.0216 | 0 | SWHC013-03 | 913.66 | 2021 | 0 | 460 | 2021 | 0 | 0 | SWHC013-03 | Unitary Heat Pump (Large) - Marine ¦ PG&E ¦ Marine | Unitary Heat Pump (Large) - Marine | 0.23382 | 1 | 0 | CBSA 2014 | 0.55647 | 2032 | 0.5 | SWHC013-03
COM-HVAC-17.10 | Com ¦ Large Unitary Heat Pump (EER 10.0) - Marine ¦ PG&E ¦ Marine | Com ¦ Large Unitary Heat Pump (EER 10.0) - Marine | PG&E ¦ Marine | PG&E | All | Electric | Large Unitary Air-Cooled, Commercial, Packaged HP EER 10.0 | Efficient | 0 | Conventional | HVAC | Com - Retail | Com | ROB and NEW | 0 | 1000 sqft2 of floor space | Cap-Tons | 15 | DEER:HVAC_Split-Package_HP | -27.3 | -0.0216 | 0 | SWHC013-03 | 913.66 | 2021 | 0 | 460 | 2021 | 0 | 0 | SWHC013-03 | Unitary Heat Pump (Large) - Marine ¦ PG&E ¦ Marine | Unitary Heat Pump (Large) - Marine | 0.097448 | 1 | 0 | CBSA 2014 | 2.6292 | 2032 | 0.5 | SWHC013-03
COM-HVAC-17.11 | Com ¦ Large Unitary Heat Pump (EER 10.0) - Marine ¦ PG&E ¦ Marine | Com ¦ Large Unitary Heat Pump (EER 10.0) - Marine | PG&E ¦ Marine | PG&E | All | Electric | Large Unitary Air-Cooled, Commercial, Packaged HP EER 10.0 | Efficient | 0 | Conventional | HVAC | Com - School | Com | ROB and NEW | 0 | 1000 sqft2 of floor space | Cap-Tons | 15 | DEER:HVAC_Split-Package_HP | -27.3 | -0.0216 | 0 | SWHC013-03 | 913.66 | 2021 | 0 | 460 | 2021 | 0 | 0 | SWHC013-03 | Unitary Heat Pump (Large) - Marine ¦ PG&E ¦ Marine | Unitary Heat Pump (Large) - Marine | 0.14798 | 1 | 0 | CBSA 2014 | 1.4996 | 2032 | 0.5 | SWHC013-03
COM-HVAC-17.12 | Com ¦ Large Unitary Heat Pump (EER 10.0) - Marine ¦ PG&E ¦ Marine | Com ¦ Large Unitary Heat Pump (EER 10.0) - Marine | PG&E ¦ Marine | PG&E | All | Electric | Large Unitary Air-Cooled, Commercial, Packaged HP EER 10.0 | Efficient | 0 | Conventional | HVAC | Com - Warehouse | Com | ROB and NEW | 0 | 1000 sqft2 of floor space | Cap-Tons | 15 | DEER:HVAC_Split-Package_HP | -27.3 | -0.0216 | 0 | SWHC013-03 | 913.66 | 2021 | 0 | 460 | 2021 | 0 | 0 | SWHC013-03 | Unitary Heat Pump (Large) - Marine ¦ PG&E ¦ Marine | Unitary Heat Pump (Large) - Marine | 0.030327 | 1 | 0 | CBSA 2014 | 2.03 | 2032 | 0.5 | SWHC013-03
COM-HVAC-17.13 | Com ¦ Large Unitary Heat Pump (EER 10.0) - Hot-Dry ¦ PG&E ¦ Hot-Dry | Com ¦ Large Unitary Heat Pump (EER 10.0) - Hot-Dry | PG&E ¦ Hot-Dry | PG&E | All | Electric | Large Unitary Air-Cooled, Commercial, Packaged HP EER 10.0 | Efficient | 0 | Conventional | HVAC | Com - College | Com | ROB and NEW | 0 | 1000 sqft2 of floor space | Cap-Tons | 15 | DEER:HVAC_Split-Package_HP | -55.2 | -0.0413 | 0 | SWHC013-03 | 913.66 | 2021 | 0 | 460 | 2021 | 0 | 0 | SWHC013-03 | Unitary Heat Pump (Large) - Hot-Dry ¦ PG&E ¦ Hot-Dry | Unitary Heat Pump (Large) - Hot-Dry | 0.13195 | 1 | 0 | CBSA 2014 | 1.8762 | 2032 | 0.5 | SWHC013-03
COM-HVAC-17.14 | Com ¦ Large Unitary Heat Pump (EER 10.0) - Hot-Dry ¦ PG&E ¦ Hot-Dry | Com ¦ Large Unitary Heat Pump (EER 10.0) - Hot-Dry | PG&E ¦ Hot-Dry | PG&E | All | Electric | Large Unitary Air-Cooled, Commercial, Packaged HP EER 10.0 | Efficient | 0 | Conventional | HVAC | Com - Grocery | Com | ROB and NEW | 0 | 1000 sqft2 of floor space | Cap-Tons | 15 | DEER:HVAC_Split-Package_HP | -55.2 | -0.0413 | 0 | SWHC013-03 | 913.66 | 2021 | 0 | 460 | 2021 | 0 | 0 | SWHC013-03 | Unitary Heat Pump (Large) - Hot-Dry ¦ PG&E ¦ Hot-Dry | Unitary Heat Pump (Large) - Hot-Dry | 0.22016 | 1 | 0 | CBSA 2014 | 1.2136 | 2032 | 0.5 | SWHC013-03
COM-HVAC-17.15 | Com ¦ Large Unitary Heat Pump (EER 10.0) - Hot-Dry ¦ PG&E ¦ Hot-Dry | Com ¦ Large Unitary Heat Pump (EER 10.0) - Hot-Dry | PG&E ¦ Hot-Dry | PG&E | All | Electric | Large Unitary Air-Cooled, Commercial, Packaged HP EER 10.0 | Efficient | 0 | Conventional | HVAC | Com - Health | Com | ROB and NEW | 0 | 1000 sqft2 of floor space | Cap-Tons | 15 | DEER:HVAC_Split-Package_HP | -55.2 | -0.0413 | 0 | SWHC013-03 | 913.66 | 2021 | 0 | 460 | 2021 | 0 | 0 | SWHC013-03 | Unitary Heat Pump (Large) - Hot-Dry ¦ PG&E ¦ Hot-Dry | Unitary Heat Pump (Large) - Hot-Dry | 0.19485 | 1 | 0 | CBSA 2014 | 0.81815 | 2032 | 0.5 | SWHC013-03
COM-HVAC-17.16 | Com ¦ Large Unitary Heat Pump (EER 10.0) - Hot-Dry ¦ PG&E ¦ Hot-Dry | Com ¦ Large Unitary Heat Pump (EER 10.0) - Hot-Dry | PG&E ¦ Hot-Dry | PG&E | All | Electric | Large Unitary Air-Cooled, Commercial, Packaged HP EER 10.0 | Efficient | 0 | Conventional | HVAC | Com - Lodging | Com | ROB and NEW | 0 | 1000 sqft2 of floor space | Cap-Tons | 15 | DEER:HVAC_Split-Package_HP | -55.2 | -0.0413 | 0 | SWHC013-03 | 913.66 | 2021 | 0 | 460 | 2021 | 0 | 0 | SWHC013-03 | Unitary Heat Pump (Large) - Hot-Dry ¦ PG&E ¦ Hot-Dry | Unitary Heat Pump (Large) - Hot-Dry | 0.10386 | 1 | 0 | CBSA 2014 | 3.034 | 2032 | 0.5 | SWHC013-03
COM-HVAC-17.17 | Com ¦ Large Unitary Heat Pump (EER 10.0) - Hot-Dry ¦ PG&E ¦ Hot-Dry | Com ¦ Large Unitary Heat Pump (EER 10.0) - Hot-Dry | PG&E ¦ Hot-Dry | PG&E | All | Electric | Large Unitary Air-Cooled, Commercial, Packaged HP EER 10.0 | Efficient | 0 | Conventional | HVAC | Com - Office (Large) | Com | ROB and NEW | 0 | 1000 sqft2 of floor space | Cap-Tons | 15 | DEER:HVAC_Split-Package_HP | -55.2 | -0.0413 | 0 | SWHC013-03 | 913.66 | 2021 | 0 | 460 | 2021 | 0 | 0 | SWHC013-03 | Unitary Heat Pump (Large) - Hot-Dry ¦ PG&E ¦ Hot-Dry | Unitary Heat Pump (Large) - Hot-Dry | 0.13836 | 1 | 0 | CBSA 2014 | 0.86439 | 2032 | 0.5 | SWHC013-03
COM-HVAC-17.18 | Com ¦ Large Unitary Heat Pump (EER 10.0) - Hot-Dry ¦ PG&E ¦ Hot-Dry | Com ¦ Large Unitary Heat Pump (EER 10.0) - Hot-Dry | PG&E ¦ Hot-Dry | PG&E | All | Electric | Large Unitary Air-Cooled, Commercial, Packaged HP EER 10.0 | Efficient | 0 | Conventional | HVAC | Com - Office (Small) | Com | ROB and NEW | 0 | 1000 sqft2 of floor space | Cap-Tons | 15 | DEER:HVAC_Split-Package_HP | -55.2 | -0.0413 | 0 | SWHC013-03 | 913.66 | 2021 | 0 | 460 | 2021 | 0 | 0 | SWHC013-03 | Unitary Heat Pump (Large) - Hot-Dry ¦ PG&E ¦ Hot-Dry | Unitary Heat Pump (Large) - Hot-Dry | 0.16182 | 1 | 0 | CBSA 2014 | 1.4367 | 2032 | 0.5 | SWHC013-03
COM-HVAC-17.19 | Com ¦ Large Unitary Heat Pump (EER 10.0) - Hot-Dry ¦ PG&E ¦ Hot-Dry | Com ¦ Large Unitary Heat Pump (EER 10.0) - Hot-Dry | PG&E ¦ Hot-Dry | PG&E | All | Electric | Large Unitary Air-Cooled, Commercial, Packaged HP EER 10.0 | Efficient | 0 | Conventional | HVAC | Com - Other | Com | ROB and NEW | 0 | 1000 sqft2 of floor space | Cap-Tons | 15 | DEER:HVAC_Split-Package_HP | -55.2 | -0.0413 | 0 | SWHC013-03 | 913.66 | 2021 | 0 | 460 | 2021 | 0 | 0 | SWHC013-03 | Unitary Heat Pump (Large) - Hot-Dry ¦ PG&E ¦ Hot-Dry | Unitary Heat Pump (Large) - Hot-Dry | 0.076368 | 1 | 0 | CBSA 2014 | 3.2365 | 2032 | 0.5 | SWHC013-03
COM-HVAC-17.21 | Com ¦ Large Unitary Heat Pump (EER 10.0) - Hot-Dry ¦ PG&E ¦ Hot-Dry | Com ¦ Large Unitary Heat Pump (EER 10.0) - Hot-Dry | PG&E ¦ Hot-Dry | PG&E | All | Electric | Large Unitary Air-Cooled, Commercial, Packaged HP EER 10.0 | Efficient | 0 | Conventional | HVAC | Com - Restaurant | Com | ROB and NEW | 0 | 1000 sqft2 of floor space | Cap-Tons | 15 | DEER:HVAC_Split-Package_HP | -55.2 | -0.0413 | 0 | SWHC013-03 | 913.66 | 2021 | 0 | 460 | 2021 | 0 | 0 | SWHC013-03 | Unitary Heat Pump (Large) - Hot-Dry ¦ PG&E ¦ Hot-Dry | Unitary Heat Pump (Large) - Hot-Dry | 0.23382 | 1 | 0 | CBSA 2014 | 1.1252 | 2032 | 0.5 | SWHC013-03
COM-HVAC-17.22 | Com ¦ Large Unitary Heat Pump (EER 10.0) - Hot-Dry ¦ PG&E ¦ Hot-Dry | Com ¦ Large Unitary Heat Pump (EER 10.0) - Hot-Dry | PG&E ¦ Hot-Dry | PG&E | All | Electric | Large Unitary Air-Cooled, Commercial, Packaged HP EER 10.0 | Efficient | 0 | Conventional | HVAC | Com - Retail | Com | ROB and NEW | 0 | 1000 sqft2 of floor space | Cap-Tons | 15 | DEER:HVAC_Split-Package_HP | -55.2 | -0.0413 | 0 | SWHC013-03 | 913.66 | 2021 | 0 | 460 | 2021 | 0 | 0 | SWHC013-03 | Unitary Heat Pump (Large) - Hot-Dry ¦ PG&E ¦ Hot-Dry | Unitary Heat Pump (Large) - Hot-Dry | 0.097448 | 1 | 0 | CBSA 2014 | 5.3163 | 2032 | 0.5 | SWHC013-03
COM-HVAC-17.23 | Com ¦ Large Unitary Heat Pump (EER 10.0) - Hot-Dry ¦ PG&E ¦ Hot-Dry | Com ¦ Large Unitary Heat Pump (EER 10.0) - Hot-Dry | PG&E ¦ Hot-Dry | PG&E | All | Electric | Large Unitary Air-Cooled, Commercial, Packaged HP EER 10.0 | Efficient | 0 | Conventional | HVAC | Com - School | Com | ROB and NEW | 0 | 1000 sqft2 of floor space | Cap-Tons | 15 | DEER:HVAC_Split-Package_HP | -55.2 | -0.0413 | 0 | SWHC013-03 | 913.66 | 2021 | 0 | 460 | 2021 | 0 | 0 | SWHC013-03 | Unitary Heat Pump (Large) - Hot-Dry ¦ PG&E ¦ Hot-Dry | Unitary Heat Pump (Large) - Hot-Dry | 0.14798 | 1 | 0 | CBSA 2014 | 3.0322 | 2032 | 0.5 | SWHC013-03
COM-HVAC-17.24 | Com ¦ Large Unitary Heat Pump (EER 10.0) - Hot-Dry ¦ PG&E ¦ Hot-Dry | Com ¦ Large Unitary Heat Pump (EER 10.0) - Hot-Dry | PG&E ¦ Hot-Dry | PG&E | All | Electric | Large Unitary Air-Cooled, Commercial, Packaged HP EER 10.0 | Efficient | 0 | Conventional | HVAC | Com - Warehouse | Com | ROB and NEW | 0 | 1000 sqft2 of floor space | Cap-Tons | 15 | DEER:HVAC_Split-Package_HP | -55.2 | -0.0413 | 0 | SWHC013-03 | 913.66 | 2021 | 0 | 460 | 2021 | 0 | 0 | SWHC013-03 | Unitary Heat Pump (Large) - Hot-Dry ¦ PG&E ¦ Hot-Dry | Unitary Heat Pump (Large) - Hot-Dry | 0.030327 | 1 | 0 | CBSA 2014 | 4.1046 | 2032 | 0.5 | SWHC013-03
COM-HVAC-17.25 | Com ¦ Large Unitary Heat Pump (EER 10.0) - Cold ¦ PG&E ¦ Cold | Com ¦ Large Unitary Heat Pump (EER 10.0) - Cold | PG&E ¦ Cold | PG&E | All | Electric | Large Unitary Air-Cooled, Commercial, Packaged HP EER 10.0 | Efficient | 0 | Conventional | HVAC | Com - College | Com | ROB and NEW | 0 | 1000 sqft2 of floor space | Cap-Tons | 15 | DEER:HVAC_Split-Package_HP | -28.3 | -0.0194 | 0 | SWHC013-03 | 913.66 | 2021 | 0 | 460 | 2021 | 0 | 0 | SWHC013-03 | Unitary Heat Pump (Large) - Cold ¦ PG&E ¦ Cold | Unitary Heat Pump (Large) - Cold | 0.13195 | 1 | 0 | CBSA 2014 | 0.96191 | 2032 | 0.5 | SWHC013-03
COM-HVAC-17.26 | Com ¦ Large Unitary Heat Pump (EER 10.0) - Cold ¦ PG&E ¦ Cold | Com ¦ Large Unitary Heat Pump (EER 10.0) - Cold | PG&E ¦ Cold | PG&E | All | Electric | Large Unitary Air-Cooled, Commercial, Packaged HP EER 10.0 | Efficient | 0 | Conventional | HVAC | Com - Grocery | Com | ROB and NEW | 0 | 1000 sqft2 of floor space | Cap-Tons | 15 | DEER:HVAC_Split-Package_HP | -28.3 | -0.0194 | 0 | SWHC013-03 | 913.66 | 2021 | 0 | 460 | 2021 | 0 | 0 | SWHC013-03 | Unitary Heat Pump (Large) - Cold ¦ PG&E ¦ Cold | Unitary Heat Pump (Large) - Cold | 0.22016 | 1 | 0 | CBSA 2014 | 0.62219 | 2032 | 0.5 | SWHC013-03
COM-HVAC-17.27 | Com ¦ Large Unitary Heat Pump (EER 10.0) - Cold ¦ PG&E ¦ Cold | Com ¦ Large Unitary Heat Pump (EER 10.0) - Cold | PG&E ¦ Cold | PG&E | All | Electric | Large Unitary Air-Cooled, Commercial, Packaged HP EER 10.0 | Efficient | 0 | Conventional | HVAC | Com - Health | Com | ROB and NEW | 0 | 1000 sqft2 of floor space | Cap-Tons | 15 | DEER:HVAC_Split-Package_HP | -28.3 | -0.0194 | 0 | SWHC013-03 | 913.66 | 2021 | 0 | 460 | 2021 | 0 | 0 | SWHC013-03 | Unitary Heat Pump (Large) - Cold ¦ PG&E ¦ Cold | Unitary Heat Pump (Large) - Cold | 0.19485 | 1 | 0 | CBSA 2014 | 0.41945 | 2032 | 0.5 | SWHC013-03
COM-HVAC-17.28 | Com ¦ Large Unitary Heat Pump (EER 10.0) - Cold ¦ PG&E ¦ Cold | Com ¦ Large Unitary Heat Pump (EER 10.0) - Cold | PG&E ¦ Cold | PG&E | All | Electric | Large Unitary Air-Cooled, Commercial, Packaged HP EER 10.0 | Efficient | 0 | Conventional | HVAC | Com - Lodging | Com | ROB and NEW | 0 | 1000 sqft2 of floor space | Cap-Tons | 15 | DEER:HVAC_Split-Package_HP | -28.3 | -0.0194 | 0 | SWHC013-03 | 913.66 | 2021 | 0 | 460 | 2021 | 0 | 0 | SWHC013-03 | Unitary Heat Pump (Large) - Cold ¦ PG&E ¦ Cold | Unitary Heat Pump (Large) - Cold | 0.10386 | 1 | 0 | CBSA 2014 | 1.5555 | 2032 | 0.5 | SWHC013-03
COM-HVAC-17.29 | Com ¦ Large Unitary Heat Pump (EER 10.0) - Cold ¦ PG&E ¦ Cold | Com ¦ Large Unitary Heat Pump (EER 10.0) - Cold | PG&E ¦ Cold | PG&E | All | Electric | Large Unitary Air-Cooled, Commercial, Packaged HP EER 10.0 | Efficient | 0 | Conventional | HVAC | Com - Office (Large) | Com | ROB and NEW | 0 | 1000 sqft2 of floor space | Cap-Tons | 15 | DEER:HVAC_Split-Package_HP | -28.3 | -0.0194 | 0 | SWHC013-03 | 913.66 | 2021 | 0 | 460 | 2021 | 0 | 0 | SWHC013-03 | Unitary Heat Pump (Large) - Cold ¦ PG&E ¦ Cold | Unitary Heat Pump (Large) - Cold | 0.13836 | 1 | 0 | CBSA 2014 | 0.44316 | 2032 | 0.5 | SWHC013-03
COM-HVAC-17.30 | Com ¦ Large Unitary Heat Pump (EER 10.0) - Cold ¦ PG&E ¦ Cold | Com ¦ Large Unitary Heat Pump (EER 10.0) - Cold | PG&E ¦ Cold | PG&E | All | Electric | Large Unitary Air-Cooled, Commercial, Packaged HP EER 10.0 | Efficient | 0 | Conventional | HVAC | Com - Office (Small) | Com | ROB and NEW | 0 | 1000 sqft2 of floor space | Cap-Tons | 15 | DEER:HVAC_Split-Package_HP | -28.3 | -0.0194 | 0 | SWHC013-03 | 913.66 | 2021 | 0 | 460 | 2021 | 0 | 0 | SWHC013-03 | Unitary Heat Pump (Large) - Cold ¦ PG&E ¦ Cold | Unitary Heat Pump (Large) - Cold | 0.16182 | 1 | 0 | CBSA 2014 | 0.73655 | 2032 | 0.5 | SWHC013-03
COM-HVAC-17.31 | Com ¦ Large Unitary Heat Pump (EER 10.0) - Cold ¦ PG&E ¦ Cold | Com ¦ Large Unitary Heat Pump (EER 10.0) - Cold | PG&E ¦ Cold | PG&E | All | Electric | Large Unitary Air-Cooled, Commercial, Packaged HP EER 10.0 | Efficient | 0 | Conventional | HVAC | Com - Other | Com | ROB and NEW | 0 | 1000 sqft2 of floor space | Cap-Tons | 15 | DEER:HVAC_Split-Package_HP | -28.3 | -0.0194 | 0 | SWHC013-03 | 913.66 | 2021 | 0 | 460 | 2021 | 0 | 0 | SWHC013-03 | Unitary Heat Pump (Large) - Cold ¦ PG&E ¦ Cold | Unitary Heat Pump (Large) - Cold | 0.076368 | 1 | 0 | CBSA 2014 | 1.6593 | 2032 | 0.5 | SWHC013-03
COM-HVAC-17.33 | Com ¦ Large Unitary Heat Pump (EER 10.0) - Cold ¦ PG&E ¦ Cold | Com ¦ Large Unitary Heat Pump (EER 10.0) - Cold | PG&E ¦ Cold | PG&E | All | Electric | Large Unitary Air-Cooled, Commercial, Packaged HP EER 10.0 | Efficient | 0 | Conventional | HVAC | Com - Restaurant | Com | ROB and NEW | 0 | 1000 sqft2 of floor space | Cap-Tons | 15 | DEER:HVAC_Split-Package_HP | -28.3 | -0.0194 | 0 | SWHC013-03 | 913.66 | 2021 | 0 | 460 | 2021 | 0 | 0 | SWHC013-03 | Unitary Heat Pump (Large) - Cold ¦ PG&E ¦ Cold | Unitary Heat Pump (Large) - Cold | 0.23382 | 1 | 0 | CBSA 2014 | 0.57686 | 2032 | 0.5 | SWHC013-03
COM-HVAC-17.34 | Com ¦ Large Unitary Heat Pump (EER 10.0) - Cold ¦ PG&E ¦ Cold | Com ¦ Large Unitary Heat Pump (EER 10.0) - Cold | PG&E ¦ Cold | PG&E | All | Electric | Large Unitary Air-Cooled, Commercial, Packaged HP EER 10.0 | Efficient | 0 | Conventional | HVAC | Com - Retail | Com | ROB and NEW | 0 | 1000 sqft2 of floor space | Cap-Tons | 15 | DEER:HVAC_Split-Package_HP | -28.3 | -0.0194 | 0 | SWHC013-03 | 913.66 | 2021 | 0 | 460 | 2021 | 0 | 0 | SWHC013-03 | Unitary Heat Pump (Large) - Cold ¦ PG&E ¦ Cold | Unitary Heat Pump (Large) - Cold | 0.097448 | 1 | 0 | CBSA 2014 | 2.7255 | 2032 | 0.5 | SWHC013-03
COM-HVAC-17.35 | Com ¦ Large Unitary Heat Pump (EER 10.0) - Cold ¦ PG&E ¦ Cold | Com ¦ Large Unitary Heat Pump (EER 10.0) - Cold | PG&E ¦ Cold | PG&E | All | Electric | Large Unitary Air-Cooled, Commercial, Packaged HP EER 10.0 | Efficient | 0 | Conventional | HVAC | Com - School | Com | ROB and NEW | 0 | 1000 sqft2 of floor space | Cap-Tons | 15 | DEER:HVAC_Split-Package_HP | -28.3 | -0.0194 | 0 | SWHC013-03 | 913.66 | 2021 | 0 | 460 | 2021 | 0 | 0 | SWHC013-03 | Unitary Heat Pump (Large) - Cold ¦ PG&E ¦ Cold | Unitary Heat Pump (Large) - Cold | 0.14798 | 1 | 0 | CBSA 2014 | 1.5545 | 2032 | 0.5 | SWHC013-03
COM-HVAC-17.36 | Com ¦ Large Unitary Heat Pump (EER 10.0) - Cold ¦ PG&E ¦ Cold | Com ¦ Large Unitary Heat Pump (EER 10.0) - Cold | PG&E ¦ Cold | PG&E | All | Electric | Large Unitary Air-Cooled, Commercial, Packaged HP EER 10.0 | Efficient | 0 | Conventional | HVAC | Com - Warehouse | Com | ROB and NEW | 0 | 1000 sqft2 of floor space | Cap-Tons | 15 | DEER:HVAC_Split-Package_HP | -28.3 | -0.0194 | 0 | SWHC013-03 | 913.66 | 2021 | 0 | 460 | 2021 | 0 | 0 | SWHC013-03 | Unitary Heat Pump (Large) - Cold ¦ PG&E ¦ Cold | Unitary Heat Pump (Large) - Cold | 0.030327 | 1 | 0 | CBSA 2014 | 2.1044 | 2032 | 0.5 | SWHC013-03
COM-HVAC-17.37 | Com ¦ Large Unitary Heat Pump (EER 10.0) - Marine ¦ SCE ¦ Marine | Com ¦ Large Unitary Heat Pump (EER 10.0) - Marine | SCE ¦ Marine | SCE | All | Electric | Large Unitary Air-Cooled, Commercial, Packaged HP EER 10.0 | Efficient | 0 | Conventional | HVAC | Com - College | Com | ROB and NEW | 0 | 1000 sqft2 of floor space | Cap-Tons | 15 | DEER:HVAC_Split-Package_HP | -65.3 | -0.0292 | 0 | SWHC013-03 | 913.66 | 2021 | 0 | 460 | 2021 | 0 | 0 | SWHC013-03 | Unitary Heat Pump (Large) - Marine ¦ SCE ¦ Marine | Unitary Heat Pump (Large) - Marine | 0.14726 | 1 | 0 | CBSA 2014 | 2.2195 | 2032 | 0.5 | SWHC013-03
COM-HVAC-17.38 | Com ¦ Large Unitary Heat Pump (EER 10.0) - Marine ¦ SCE ¦ Marine | Com ¦ Large Unitary Heat Pump (EER 10.0) - Marine | SCE ¦ Marine | SCE | All | Electric | Large Unitary Air-Cooled, Commercial, Packaged HP EER 10.0 | Efficient | 0 | Conventional | HVAC | Com - Grocery | Com | ROB and NEW | 0 | 1000 sqft2 of floor space | Cap-Tons | 15 | DEER:HVAC_Split-Package_HP | -65.3 | -0.0292 | 0 | SWHC013-03 | 913.66 | 2021 | 0 | 460 | 2021 | 0 | 0 | SWHC013-03 | Unitary Heat Pump (Large) - Marine ¦ SCE ¦ Marine | Unitary Heat Pump (Large) - Marine | 0.26194 | 1 | 0 | CBSA 2014 | 1.4357 | 2032 | 0.5 | SWHC013-03
COM-HVAC-17.39 | Com ¦ Large Unitary Heat Pump (EER 10.0) - Marine ¦ SCE ¦ Marine | Com ¦ Large Unitary Heat Pump (EER 10.0) - Marine | SCE ¦ Marine | SCE | All | Electric | Large Unitary Air-Cooled, Commercial, Packaged HP EER 10.0 | Efficient | 0 | Conventional | HVAC | Com - Health | Com | ROB and NEW | 0 | 1000 sqft2 of floor space | Cap-Tons | 15 | DEER:HVAC_Split-Package_HP | -65.3 | -0.0292 | 0 | SWHC013-03 | 913.66 | 2021 | 0 | 460 | 2021 | 0 | 0 | SWHC013-03 | Unitary Heat Pump (Large) - Marine ¦ SCE ¦ Marine | Unitary Heat Pump (Large) - Marine | 0.20884 | 1 | 0 | CBSA 2014 | 0.96785 | 2032 | 0.5 | SWHC013-03
COM-HVAC-17.40 | Com ¦ Large Unitary Heat Pump (EER 10.0) - Marine ¦ SCE ¦ Marine | Com ¦ Large Unitary Heat Pump (EER 10.0) - Marine | SCE ¦ Marine | SCE | All | Electric | Large Unitary Air-Cooled, Commercial, Packaged HP EER 10.0 | Efficient | 0 | Conventional | HVAC | Com - Lodging | Com | ROB and NEW | 0 | 1000 sqft2 of floor space | Cap-Tons | 15 | DEER:HVAC_Split-Package_HP | -65.3 | -0.0292 | 0 | SWHC013-03 | 913.66 | 2021 | 0 | 460 | 2021 | 0 | 0 | SWHC013-03 | Unitary Heat Pump (Large) - Marine ¦ SCE ¦ Marine | Unitary Heat Pump (Large) - Marine | 0.11727 | 1 | 0 | CBSA 2014 | 3.5891 | 2032 | 0.5 | SWHC013-03
COM-HVAC-17.41 | Com ¦ Large Unitary Heat Pump (EER 10.0) - Marine ¦ SCE ¦ Marine | Com ¦ Large Unitary Heat Pump (EER 10.0) - Marine | SCE ¦ Marine | SCE | All | Electric | Large Unitary Air-Cooled, Commercial, Packaged HP EER 10.0 | Efficient | 0 | Conventional | HVAC | Com - Office (Large) | Com | ROB and NEW | 0 | 1000 sqft2 of floor space | Cap-Tons | 15 | DEER:HVAC_Split-Package_HP | -65.3 | -0.0292 | 0 | SWHC013-03 | 913.66 | 2021 | 0 | 460 | 2021 | 0 | 0 | SWHC013-03 | Unitary Heat Pump (Large) - Marine ¦ SCE ¦ Marine | Unitary Heat Pump (Large) - Marine | 0.15546 | 1 | 0 | CBSA 2014 | 1.0225 | 2032 | 0.5 | SWHC013-03
COM-HVAC-17.42 | Com ¦ Large Unitary Heat Pump (EER 10.0) - Marine ¦ SCE ¦ Marine | Com ¦ Large Unitary Heat Pump (EER 10.0) - Marine | SCE ¦ Marine | SCE | All | Electric | Large Unitary Air-Cooled, Commercial, Packaged HP EER 10.0 | Efficient | 0 | Conventional | HVAC | Com - Office (Small) | Com | ROB and NEW | 0 | 1000 sqft2 of floor space | Cap-Tons | 15 | DEER:HVAC_Split-Package_HP | -65.3 | -0.0292 | 0 | SWHC013-03 | 913.66 | 2021 | 0 | 460 | 2021 | 0 | 0 | SWHC013-03 | Unitary Heat Pump (Large) - Marine ¦ SCE ¦ Marine | Unitary Heat Pump (Large) - Marine | 0.17638 | 1 | 0 | CBSA 2014 | 1.6995 | 2032 | 0.5 | SWHC013-03
COM-HVAC-17.43 | Com ¦ Large Unitary Heat Pump (EER 10.0) - Marine ¦ SCE ¦ Marine | Com ¦ Large Unitary Heat Pump (EER 10.0) - Marine | SCE ¦ Marine | SCE | All | Electric | Large Unitary Air-Cooled, Commercial, Packaged HP EER 10.0 | Efficient | 0 | Conventional | HVAC | Com - Other | Com | ROB and NEW | 0 | 1000 sqft2 of floor space | Cap-Tons | 15 | DEER:HVAC_Split-Package_HP | -65.3 | -0.0292 | 0 | SWHC013-03 | 913.66 | 2021 | 0 | 460 | 2021 | 0 | 0 | SWHC013-03 | Unitary Heat Pump (Large) - Marine ¦ SCE ¦ Marine | Unitary Heat Pump (Large) - Marine | 0.08421 | 1 | 0 | CBSA 2014 | 3.8287 | 2032 | 0.5 | SWHC013-03
COM-HVAC-17.45 | Com ¦ Large Unitary Heat Pump (EER 10.0) - Marine ¦ SCE ¦ Marine | Com ¦ Large Unitary Heat Pump (EER 10.0) - Marine | SCE ¦ Marine | SCE | All | Electric | Large Unitary Air-Cooled, Commercial, Packaged HP EER 10.0 | Efficient | 0 | Conventional | HVAC | Com - Restaurant | Com | ROB and NEW | 0 | 1000 sqft2 of floor space | Cap-Tons | 15 | DEER:HVAC_Split-Package_HP | -65.3 | -0.0292 | 0 | SWHC013-03 | 913.66 | 2021 | 0 | 460 | 2021 | 0 | 0 | SWHC013-03 | Unitary Heat Pump (Large) - Marine ¦ SCE ¦ Marine | Unitary Heat Pump (Large) - Marine | 0.25738 | 1 | 0 | CBSA 2014 | 1.331 | 2032 | 0.5 | SWHC013-03
COM-HVAC-17.46 | Com ¦ Large Unitary Heat Pump (EER 10.0) - Marine ¦ SCE ¦ Marine | Com ¦ Large Unitary Heat Pump (EER 10.0) - Marine | SCE ¦ Marine | SCE | All | Electric | Large Unitary Air-Cooled, Commercial, Packaged HP EER 10.0 | Efficient | 0 | Conventional | HVAC | Com - Retail | Com | ROB and NEW | 0 | 1000 sqft2 of floor space | Cap-Tons | 15 | DEER:HVAC_Split-Package_HP | -65.3 | -0.0292 | 0 | SWHC013-03 | 913.66 | 2021 | 0 | 460 | 2021 | 0 | 0 | SWHC013-03 | Unitary Heat Pump (Large) - Marine ¦ SCE ¦ Marine | Unitary Heat Pump (Large) - Marine | 0.10889 | 1 | 0 | CBSA 2014 | 6.289 | 2032 | 0.5 | SWHC013-03
COM-HVAC-17.47 | Com ¦ Large Unitary Heat Pump (EER 10.0) - Marine ¦ SCE ¦ Marine | Com ¦ Large Unitary Heat Pump (EER 10.0) - Marine | SCE ¦ Marine | SCE | All | Electric | Large Unitary Air-Cooled, Commercial, Packaged HP EER 10.0 | Efficient | 0 | Conventional | HVAC | Com - School | Com | ROB and NEW | 0 | 1000 sqft2 of floor space | Cap-Tons | 15 | DEER:HVAC_Split-Package_HP | -65.3 | -0.0292 | 0 | SWHC013-03 | 913.66 | 2021 | 0 | 460 | 2021 | 0 | 0 | SWHC013-03 | Unitary Heat Pump (Large) - Marine ¦ SCE ¦ Marine | Unitary Heat Pump (Large) - Marine | 0.17732 | 1 | 0 | CBSA 2014 | 3.587 | 2032 | 0.5 | SWHC013-03
COM-HVAC-17.48 | Com ¦ Large Unitary Heat Pump (EER 10.0) - Marine ¦ SCE ¦ Marine | Com ¦ Large Unitary Heat Pump (EER 10.0) - Marine | SCE ¦ Marine | SCE | All | Electric | Large Unitary Air-Cooled, Commercial, Packaged HP EER 10.0 | Efficient | 0 | Conventional | HVAC | Com - Warehouse | Com | ROB and NEW | 0 | 1000 sqft2 of floor space | Cap-Tons | 15 | DEER:HVAC_Split-Package_HP | -65.3 | -0.0292 | 0 | SWHC013-03 | 913.66 | 2021 | 0 | 460 | 2021 | 0 | 0 | SWHC013-03 | Unitary Heat Pump (Large) - Marine ¦ SCE ¦ Marine | Unitary Heat Pump (Large) - Marine | 0.033351 | 1 | 0 | CBSA 2014 | 4.8557 | 2032 | 0.5 | SWHC013-03
COM-HVAC-17.49 | Com ¦ Large Unitary Heat Pump (EER 10.0) - Hot-Dry ¦ SCE ¦ Hot-Dry | Com ¦ Large Unitary Heat Pump (EER 10.0) - Hot-Dry | SCE ¦ Hot-Dry | SCE | All | Electric | Large Unitary Air-Cooled, Commercial, Packaged HP EER 10.0 | Efficient | 0 | Conventional | HVAC | Com - College | Com | ROB and NEW | 0 | 1000 sqft2 of floor space | Cap-Tons | 15 | DEER:HVAC_Split-Package_HP | -62 | -0.032 | 0 | SWHC013-03 | 913.66 | 2021 | 0 | 460 | 2021 | 0 | 0 | SWHC013-03 | Unitary Heat Pump (Large) - Hot-Dry ¦ SCE ¦ Hot-Dry | Unitary Heat Pump (Large) - Hot-Dry | 0.14726 | 1 | 0 | CBSA 2014 | 2.1074 | 2032 | 0.5 | SWHC013-03
COM-HVAC-17.50 | Com ¦ Large Unitary Heat Pump (EER 10.0) - Hot-Dry ¦ SCE ¦ Hot-Dry | Com ¦ Large Unitary Heat Pump (EER 10.0) - Hot-Dry | SCE ¦ Hot-Dry | SCE | All | Electric | Large Unitary Air-Cooled, Commercial, Packaged HP EER 10.0 | Efficient | 0 | Conventional | HVAC | Com - Grocery | Com | ROB and NEW | 0 | 1000 sqft2 of floor space | Cap-Tons | 15 | DEER:HVAC_Split-Package_HP | -62 | -0.032 | 0 | SWHC013-03 | 913.66 | 2021 | 0 | 460 | 2021 | 0 | 0 | SWHC013-03 | Unitary Heat Pump (Large) - Hot-Dry ¦ SCE ¦ Hot-Dry | Unitary Heat Pump (Large) - Hot-Dry | 0.26194 | 1 | 0 | CBSA 2014 | 1.3631 | 2032 | 0.5 | SWHC013-03
COM-HVAC-17.51 | Com ¦ Large Unitary Heat Pump (EER 10.0) - Hot-Dry ¦ SCE ¦ Hot-Dry | Com ¦ Large Unitary Heat Pump (EER 10.0) - Hot-Dry | SCE ¦ Hot-Dry | SCE | All | Electric | Large Unitary Air-Cooled, Commercial, Packaged HP EER 10.0 | Efficient | 0 | Conventional | HVAC | Com - Health | Com | ROB and NEW | 0 | 1000 sqft2 of floor space | Cap-Tons | 15 | DEER:HVAC_Split-Package_HP | -62 | -0.032 | 0 | SWHC013-03 | 913.66 | 2021 | 0 | 460 | 2021 | 0 | 0 | SWHC013-03 | Unitary Heat Pump (Large) - Hot-Dry ¦ SCE ¦ Hot-Dry | Unitary Heat Pump (Large) - Hot-Dry | 0.20884 | 1 | 0 | CBSA 2014 | 0.91894 | 2032 | 0.5 | SWHC013-03
COM-HVAC-17.52 | Com ¦ Large Unitary Heat Pump (EER 10.0) - Hot-Dry ¦ SCE ¦ Hot-Dry | Com ¦ Large Unitary Heat Pump (EER 10.0) - Hot-Dry | SCE ¦ Hot-Dry | SCE | All | Electric | Large Unitary Air-Cooled, Commercial, Packaged HP EER 10.0 | Efficient | 0 | Conventional | HVAC | Com - Lodging | Com | ROB and NEW | 0 | 1000 sqft2 of floor space | Cap-Tons | 15 | DEER:HVAC_Split-Package_HP | -62 | -0.032 | 0 | SWHC013-03 | 913.66 | 2021 | 0 | 460 | 2021 | 0 | 0 | SWHC013-03 | Unitary Heat Pump (Large) - Hot-Dry ¦ SCE ¦ Hot-Dry | Unitary Heat Pump (Large) - Hot-Dry | 0.11727 | 1 | 0 | CBSA 2014 | 3.4077 | 2032 | 0.5 | SWHC013-03
COM-HVAC-17.53 | Com ¦ Large Unitary Heat Pump (EER 10.0) - Hot-Dry ¦ SCE ¦ Hot-Dry | Com ¦ Large Unitary Heat Pump (EER 10.0) - Hot-Dry | SCE ¦ Hot-Dry | SCE | All | Electric | Large Unitary Air-Cooled, Commercial, Packaged HP EER 10.0 | Efficient | 0 | Conventional | HVAC | Com - Office (Large) | Com | ROB and NEW | 0 | 1000 sqft2 of floor space | Cap-Tons | 15 | DEER:HVAC_Split-Package_HP | -62 | -0.032 | 0 | SWHC013-03 | 913.66 | 2021 | 0 | 460 | 2021 | 0 | 0 | SWHC013-03 | Unitary Heat Pump (Large) - Hot-Dry ¦ SCE ¦ Hot-Dry | Unitary Heat Pump (Large) - Hot-Dry | 0.15546 | 1 | 0 | CBSA 2014 | 0.97087 | 2032 | 0.5 | SWHC013-03
COM-HVAC-17.54 | Com ¦ Large Unitary Heat Pump (EER 10.0) - Hot-Dry ¦ SCE ¦ Hot-Dry | Com ¦ Large Unitary Heat Pump (EER 10.0) - Hot-Dry | SCE ¦ Hot-Dry | SCE | All | Electric | Large Unitary Air-Cooled, Commercial, Packaged HP EER 10.0 | Efficient | 0 | Conventional | HVAC | Com - Office (Small) | Com | ROB and NEW | 0 | 1000 sqft2 of floor space | Cap-Tons | 15 | DEER:HVAC_Split-Package_HP | -62 | -0.032 | 0 | SWHC013-03 | 913.66 | 2021 | 0 | 460 | 2021 | 0 | 0 | SWHC013-03 | Unitary Heat Pump (Large) - Hot-Dry ¦ SCE ¦ Hot-Dry | Unitary Heat Pump (Large) - Hot-Dry | 0.17638 | 1 | 0 | CBSA 2014 | 1.6136 | 2032 | 0.5 | SWHC013-03
COM-HVAC-17.55 | Com ¦ Large Unitary Heat Pump (EER 10.0) - Hot-Dry ¦ SCE ¦ Hot-Dry | Com ¦ Large Unitary Heat Pump (EER 10.0) - Hot-Dry | SCE ¦ Hot-Dry | SCE | All | Electric | Large Unitary Air-Cooled, Commercial, Packaged HP EER 10.0 | Efficient | 0 | Conventional | HVAC | Com - Other | Com | ROB and NEW | 0 | 1000 sqft2 of floor space | Cap-Tons | 15 | DEER:HVAC_Split-Package_HP | -62 | -0.032 | 0 | SWHC013-03 | 913.66 | 2021 | 0 | 460 | 2021 | 0 | 0 | SWHC013-03 | Unitary Heat Pump (Large) - Hot-Dry ¦ SCE ¦ Hot-Dry | Unitary Heat Pump (Large) - Hot-Dry | 0.08421 | 1 | 0 | CBSA 2014 | 3.6352 | 2032 | 0.5 | SWHC013-03
COM-HVAC-17.57 | Com ¦ Large Unitary Heat Pump (EER 10.0) - Hot-Dry ¦ SCE ¦ Hot-Dry | Com ¦ Large Unitary Heat Pump (EER 10.0) - Hot-Dry | SCE ¦ Hot-Dry | SCE | All | Electric | Large Unitary Air-Cooled, Commercial, Packaged HP EER 10.0 | Efficient | 0 | Conventional | HVAC | Com - Restaurant | Com | ROB and NEW | 0 | 1000 sqft2 of floor space | Cap-Tons | 15 | DEER:HVAC_Split-Package_HP | -62 | -0.032 | 0 | SWHC013-03 | 913.66 | 2021 | 0 | 460 | 2021 | 0 | 0 | SWHC013-03 | Unitary Heat Pump (Large) - Hot-Dry ¦ SCE ¦ Hot-Dry | Unitary Heat Pump (Large) - Hot-Dry | 0.25738 | 1 | 0 | CBSA 2014 | 1.2638 | 2032 | 0.5 | SWHC013-03
COM-HVAC-17.58 | Com ¦ Large Unitary Heat Pump (EER 10.0) - Hot-Dry ¦ SCE ¦ Hot-Dry | Com ¦ Large Unitary Heat Pump (EER 10.0) - Hot-Dry | SCE ¦ Hot-Dry | SCE | All | Electric | Large Unitary Air-Cooled, Commercial, Packaged HP EER 10.0 | Efficient | 0 | Conventional | HVAC | Com - Retail | Com | ROB and NEW | 0 | 1000 sqft2 of floor space | Cap-Tons | 15 | DEER:HVAC_Split-Package_HP | -62 | -0.032 | 0 | SWHC013-03 | 913.66 | 2021 | 0 | 460 | 2021 | 0 | 0 | SWHC013-03 | Unitary Heat Pump (Large) - Hot-Dry ¦ SCE ¦ Hot-Dry | Unitary Heat Pump (Large) - Hot-Dry | 0.10889 | 1 | 0 | CBSA 2014 | 5.9712 | 2032 | 0.5 | SWHC013-03
COM-HVAC-17.59 | Com ¦ Large Unitary Heat Pump (EER 10.0) - Hot-Dry ¦ SCE ¦ Hot-Dry | Com ¦ Large Unitary Heat Pump (EER 10.0) - Hot-Dry | SCE ¦ Hot-Dry | SCE | All | Electric | Large Unitary Air-Cooled, Commercial, Packaged HP EER 10.0 | Efficient | 0 | Conventional | HVAC | Com - School | Com | ROB and NEW | 0 | 1000 sqft2 of floor space | Cap-Tons | 15 | DEER:HVAC_Split-Package_HP | -62 | -0.032 | 0 | SWHC013-03 | 913.66 | 2021 | 0 | 460 | 2021 | 0 | 0 | SWHC013-03 | Unitary Heat Pump (Large) - Hot-Dry ¦ SCE ¦ Hot-Dry | Unitary Heat Pump (Large) - Hot-Dry | 0.17732 | 1 | 0 | CBSA 2014 | 3.4057 | 2032 | 0.5 | SWHC013-03
COM-HVAC-17.60 | Com ¦ Large Unitary Heat Pump (EER 10.0) - Hot-Dry ¦ SCE ¦ Hot-Dry | Com ¦ Large Unitary Heat Pump (EER 10.0) - Hot-Dry | SCE ¦ Hot-Dry | SCE | All | Electric | Large Unitary Air-Cooled, Commercial, Packaged HP EER 10.0 | Efficient | 0 | Conventional | HVAC | Com - Warehouse | Com | ROB and NEW | 0 | 1000 sqft2 of floor space | Cap-Tons | 15 | DEER:HVAC_Split-Package_HP | -62 | -0.032 | 0 | SWHC013-03 | 913.66 | 2021 | 0 | 460 | 2021 | 0 | 0 | SWHC013-03 | Unitary Heat Pump (Large) - Hot-Dry ¦ SCE ¦ Hot-Dry | Unitary Heat Pump (Large) - Hot-Dry | 0.033351 | 1 | 0 | CBSA 2014 | 4.6103 | 2032 | 0.5 | SWHC013-03
COM-HVAC-17.61 | Com ¦ Large Unitary Heat Pump (EER 10.0) - Cold ¦ SCE ¦ Cold | Com ¦ Large Unitary Heat Pump (EER 10.0) - Cold | SCE ¦ Cold | SCE | All | Electric | Large Unitary Air-Cooled, Commercial, Packaged HP EER 10.0 | Efficient | 0 | Conventional | HVAC | Com - College | Com | ROB and NEW | 0 | 1000 sqft2 of floor space | Cap-Tons | 15 | DEER:HVAC_Split-Package_HP | -28.3 | -0.0194 | 0 | SWHC013-03 | 913.66 | 2021 | 0 | 460 | 2021 | 0 | 0 | SWHC013-03 | Unitary Heat Pump (Large) - Cold ¦ SCE ¦ Cold | Unitary Heat Pump (Large) - Cold | 0.14726 | 1 | 0 | CBSA 2014 | 0.96191 | 2032 | 0.5 | SWHC013-03
COM-HVAC-17.62 | Com ¦ Large Unitary Heat Pump (EER 10.0) - Cold ¦ SCE ¦ Cold | Com ¦ Large Unitary Heat Pump (EER 10.0) - Cold | SCE ¦ Cold | SCE | All | Electric | Large Unitary Air-Cooled, Commercial, Packaged HP EER 10.0 | Efficient | 0 | Conventional | HVAC | Com - Grocery | Com | ROB and NEW | 0 | 1000 sqft2 of floor space | Cap-Tons | 15 | DEER:HVAC_Split-Package_HP | -28.3 | -0.0194 | 0 | SWHC013-03 | 913.66 | 2021 | 0 | 460 | 2021 | 0 | 0 | SWHC013-03 | Unitary Heat Pump (Large) - Cold ¦ SCE ¦ Cold | Unitary Heat Pump (Large) - Cold | 0.26194 | 1 | 0 | CBSA 2014 | 0.62219 | 2032 | 0.5 | SWHC013-03
COM-HVAC-17.63 | Com ¦ Large Unitary Heat Pump (EER 10.0) - Cold ¦ SCE ¦ Cold | Com ¦ Large Unitary Heat Pump (EER 10.0) - Cold | SCE ¦ Cold | SCE | All | Electric | Large Unitary Air-Cooled, Commercial, Packaged HP EER 10.0 | Efficient | 0 | Conventional | HVAC | Com - Health | Com | ROB and NEW | 0 | 1000 sqft2 of floor space | Cap-Tons | 15 | DEER:HVAC_Split-Package_HP | -28.3 | -0.0194 | 0 | SWHC013-03 | 913.66 | 2021 | 0 | 460 | 2021 | 0 | 0 | SWHC013-03 | Unitary Heat Pump (Large) - Cold ¦ SCE ¦ Cold | Unitary Heat Pump (Large) - Cold | 0.20884 | 1 | 0 | CBSA 2014 | 0.41945 | 2032 | 0.5 | SWHC013-03
COM-HVAC-17.64 | Com ¦ Large Unitary Heat Pump (EER 10.0) - Cold ¦ SCE ¦ Cold | Com ¦ Large Unitary Heat Pump (EER 10.0) - Cold | SCE ¦ Cold | SCE | All | Electric | Large Unitary Air-Cooled, Commercial, Packaged HP EER 10.0 | Efficient | 0 | Conventional | HVAC | Com - Lodging | Com | ROB and NEW | 0 | 1000 sqft2 of floor space | Cap-Tons | 15 | DEER:HVAC_Split-Package_HP | -28.3 | -0.0194 | 0 | SWHC013-03 | 913.66 | 2021 | 0 | 460 | 2021 | 0 | 0 | SWHC013-03 | Unitary Heat Pump (Large) - Cold ¦ SCE ¦ Cold | Unitary Heat Pump (Large) - Cold | 0.11727 | 1 | 0 | CBSA 2014 | 1.5555 | 2032 | 0.5 | SWHC013-03
COM-HVAC-17.65 | Com ¦ Large Unitary Heat Pump (EER 10.0) - Cold ¦ SCE ¦ Cold | Com ¦ Large Unitary Heat Pump (EER 10.0) - Cold | SCE ¦ Cold | SCE | All | Electric | Large Unitary Air-Cooled, Commercial, Packaged HP EER 10.0 | Efficient | 0 | Conventional | HVAC | Com - Office (Large) | Com | ROB and NEW | 0 | 1000 sqft2 of floor space | Cap-Tons | 15 | DEER:HVAC_Split-Package_HP | -28.3 | -0.0194 | 0 | SWHC013-03 | 913.66 | 2021 | 0 | 460 | 2021 | 0 | 0 | SWHC013-03 | Unitary Heat Pump (Large) - Cold ¦ SCE ¦ Cold | Unitary Heat Pump (Large) - Cold | 0.15546 | 1 | 0 | CBSA 2014 | 0.44316 | 2032 | 0.5 | SWHC013-03
COM-HVAC-17.66 | Com ¦ Large Unitary Heat Pump (EER 10.0) - Cold ¦ SCE ¦ Cold | Com ¦ Large Unitary Heat Pump (EER 10.0) - Cold | SCE ¦ Cold | SCE | All | Electric | Large Unitary Air-Cooled, Commercial, Packaged HP EER 10.0 | Efficient | 0 | Conventional | HVAC | Com - Office (Small) | Com | ROB and NEW | 0 | 1000 sqft2 of floor space | Cap-Tons | 15 | DEER:HVAC_Split-Package_HP | -28.3 | -0.0194 | 0 | SWHC013-03 | 913.66 | 2021 | 0 | 460 | 2021 | 0 | 0 | SWHC013-03 | Unitary Heat Pump (Large) - Cold ¦ SCE ¦ Cold | Unitary Heat Pump (Large) - Cold | 0.17638 | 1 | 0 | CBSA 2014 | 0.73655 | 2032 | 0.5 | SWHC013-03
COM-HVAC-17.67 | Com ¦ Large Unitary Heat Pump (EER 10.0) - Cold ¦ SCE ¦ Cold | Com ¦ Large Unitary Heat Pump (EER 10.0) - Cold | SCE ¦ Cold | SCE | All | Electric | Large Unitary Air-Cooled, Commercial, Packaged HP EER 10.0 | Efficient | 0 | Conventional | HVAC | Com - Other | Com | ROB and NEW | 0 | 1000 sqft2 of floor space | Cap-Tons | 15 | DEER:HVAC_Split-Package_HP | -28.3 | -0.0194 | 0 | SWHC013-03 | 913.66 | 2021 | 0 | 460 | 2021 | 0 | 0 | SWHC013-03 | Unitary Heat Pump (Large) - Cold ¦ SCE ¦ Cold | Unitary Heat Pump (Large) - Cold | 0.08421 | 1 | 0 | CBSA 2014 | 1.6593 | 2032 | 0.5 | SWHC013-03
COM-HVAC-17.69 | Com ¦ Large Unitary Heat Pump (EER 10.0) - Cold ¦ SCE ¦ Cold | Com ¦ Large Unitary Heat Pump (EER 10.0) - Cold | SCE ¦ Cold | SCE | All | Electric | Large Unitary Air-Cooled, Commercial, Packaged HP EER 10.0 | Efficient | 0 | Conventional | HVAC | Com - Restaurant | Com | ROB and NEW | 0 | 1000 sqft2 of floor space | Cap-Tons | 15 | DEER:HVAC_Split-Package_HP | -28.3 | -0.0194 | 0 | SWHC013-03 | 913.66 | 2021 | 0 | 460 | 2021 | 0 | 0 | SWHC013-03 | Unitary Heat Pump (Large) - Cold ¦ SCE ¦ Cold | Unitary Heat Pump (Large) - Cold | 0.25738 | 1 | 0 | CBSA 2014 | 0.57686 | 2032 | 0.5 | SWHC013-03
COM-HVAC-17.70 | Com ¦ Large Unitary Heat Pump (EER 10.0) - Cold ¦ SCE ¦ Cold | Com ¦ Large Unitary Heat Pump (EER 10.0) - Cold | SCE ¦ Cold | SCE | All | Electric | Large Unitary Air-Cooled, Commercial, Packaged HP EER 10.0 | Efficient | 0 | Conventional | HVAC | Com - Retail | Com | ROB and NEW | 0 | 1000 sqft2 of floor space | Cap-Tons | 15 | DEER:HVAC_Split-Package_HP | -28.3 | -0.0194 | 0 | SWHC013-03 | 913.66 | 2021 | 0 | 460 | 2021 | 0 | 0 | SWHC013-03 | Unitary Heat Pump (Large) - Cold ¦ SCE ¦ Cold | Unitary Heat Pump (Large) - Cold | 0.10889 | 1 | 0 | CBSA 2014 | 2.7255 | 2032 | 0.5 | SWHC013-03
COM-HVAC-17.71 | Com ¦ Large Unitary Heat Pump (EER 10.0) - Cold ¦ SCE ¦ Cold | Com ¦ Large Unitary Heat Pump (EER 10.0) - Cold | SCE ¦ Cold | SCE | All | Electric | Large Unitary Air-Cooled, Commercial, Packaged HP EER 10.0 | Efficient | 0 | Conventional | HVAC | Com - School | Com | ROB and NEW | 0 | 1000 sqft2 of floor space | Cap-Tons | 15 | DEER:HVAC_Split-Package_HP | -28.3 | -0.0194 | 0 | SWHC013-03 | 913.66 | 2021 | 0 | 460 | 2021 | 0 | 0 | SWHC013-03 | Unitary Heat Pump (Large) - Cold ¦ SCE ¦ Cold | Unitary Heat Pump (Large) - Cold | 0.17732 | 1 | 0 | CBSA 2014 | 1.5545 | 2032 | 0.5 | SWHC013-03
COM-HVAC-17.72 | Com ¦ Large Unitary Heat Pump (EER 10.0) - Cold ¦ SCE ¦ Cold | Com ¦ Large Unitary Heat Pump (EER 10.0) - Cold | SCE ¦ Cold | SCE | All | Electric | Large Unitary Air-Cooled, Commercial, Packaged HP EER 10.0 | Efficient | 0 | Conventional | HVAC | Com - Warehouse | Com | ROB and NEW | 0 | 1000 sqft2 of floor space | Cap-Tons | 15 | DEER:HVAC_Split-Package_HP | -28.3 | -0.0194 | 0 | SWHC013-03 | 913.66 | 2021 | 0 | 460 | 2021 | 0 | 0 | SWHC013-03 | Unitary Heat Pump (Large) - Cold ¦ SCE ¦ Cold | Unitary Heat Pump (Large) - Cold | 0.033351 | 1 | 0 | CBSA 2014 | 2.1044 | 2032 | 0.5 | SWHC013-03
COM-HVAC-17.73 | Com ¦ Large Unitary Heat Pump (EER 10.0) - Marine ¦ SDG&E ¦ Marine | Com ¦ Large Unitary Heat Pump (EER 10.0) - Marine | SDG&E ¦ Marine | SDG&E | All | Electric | Large Unitary Air-Cooled, Commercial, Packaged HP EER 10.0 | Efficient | 0 | Conventional | HVAC | Com - College | Com | ROB and NEW | 0 | 1000 sqft2 of floor space | Cap-Tons | 15 | DEER:HVAC_Split-Package_HP | -65.3 | -0.0292 | 0 | SWHC013-03 | 913.66 | 2021 | 0 | 460 | 2021 | 0 | 0 | SWHC013-03 | Unitary Heat Pump (Large) - Marine ¦ SDG&E ¦ Marine | Unitary Heat Pump (Large) - Marine | 0.1443 | 1 | 0 | CBSA 2014 | 2.2195 | 2032 | 0.5 | SWHC013-03
COM-HVAC-17.74 | Com ¦ Large Unitary Heat Pump (EER 10.0) - Marine ¦ SDG&E ¦ Marine | Com ¦ Large Unitary Heat Pump (EER 10.0) - Marine | SDG&E ¦ Marine | SDG&E | All | Electric | Large Unitary Air-Cooled, Commercial, Packaged HP EER 10.0 | Efficient | 0 | Conventional | HVAC | Com - Grocery | Com | ROB and NEW | 0 | 1000 sqft2 of floor space | Cap-Tons | 15 | DEER:HVAC_Split-Package_HP | -65.3 | -0.0292 | 0 | SWHC013-03 | 913.66 | 2021 | 0 | 460 | 2021 | 0 | 0 | SWHC013-03 | Unitary Heat Pump (Large) - Marine ¦ SDG&E ¦ Marine | Unitary Heat Pump (Large) - Marine | 0.26631 | 1 | 0 | CBSA 2014 | 1.4357 | 2032 | 0.5 | SWHC013-03
COM-HVAC-17.75 | Com ¦ Large Unitary Heat Pump (EER 10.0) - Marine ¦ SDG&E ¦ Marine | Com ¦ Large Unitary Heat Pump (EER 10.0) - Marine | SDG&E ¦ Marine | SDG&E | All | Electric | Large Unitary Air-Cooled, Commercial, Packaged HP EER 10.0 | Efficient | 0 | Conventional | HVAC | Com - Health | Com | ROB and NEW | 0 | 1000 sqft2 of floor space | Cap-Tons | 15 | DEER:HVAC_Split-Package_HP | -65.3 | -0.0292 | 0 | SWHC013-03 | 913.66 | 2021 | 0 | 460 | 2021 | 0 | 0 | SWHC013-03 | Unitary Heat Pump (Large) - Marine ¦ SDG&E ¦ Marine | Unitary Heat Pump (Large) - Marine | 0.20767 | 1 | 0 | CBSA 2014 | 0.96785 | 2032 | 0.5 | SWHC013-03
COM-HVAC-17.76 | Com ¦ Large Unitary Heat Pump (EER 10.0) - Marine ¦ SDG&E ¦ Marine | Com ¦ Large Unitary Heat Pump (EER 10.0) - Marine | SDG&E ¦ Marine | SDG&E | All | Electric | Large Unitary Air-Cooled, Commercial, Packaged HP EER 10.0 | Efficient | 0 | Conventional | HVAC | Com - Lodging | Com | ROB and NEW | 0 | 1000 sqft2 of floor space | Cap-Tons | 15 | DEER:HVAC_Split-Package_HP | -65.3 | -0.0292 | 0 | SWHC013-03 | 913.66 | 2021 | 0 | 460 | 2021 | 0 | 0 | SWHC013-03 | Unitary Heat Pump (Large) - Marine ¦ SDG&E ¦ Marine | Unitary Heat Pump (Large) - Marine | 0.11619 | 1 | 0 | CBSA 2014 | 3.5891 | 2032 | 0.5 | SWHC013-03
COM-HVAC-17.77 | Com ¦ Large Unitary Heat Pump (EER 10.0) - Marine ¦ SDG&E ¦ Marine | Com ¦ Large Unitary Heat Pump (EER 10.0) - Marine | SDG&E ¦ Marine | SDG&E | All | Electric | Large Unitary Air-Cooled, Commercial, Packaged HP EER 10.0 | Efficient | 0 | Conventional | HVAC | Com - Office (Large) | Com | ROB and NEW | 0 | 1000 sqft2 of floor space | Cap-Tons | 15 | DEER:HVAC_Split-Package_HP | -65.3 | -0.0292 | 0 | SWHC013-03 | 913.66 | 2021 | 0 | 460 | 2021 | 0 | 0 | SWHC013-03 | Unitary Heat Pump (Large) - Marine ¦ SDG&E ¦ Marine | Unitary Heat Pump (Large) - Marine | 0.1517 | 1 | 0 | CBSA 2014 | 1.0225 | 2032 | 0.5 | SWHC013-03
COM-HVAC-17.78 | Com ¦ Large Unitary Heat Pump (EER 10.0) - Marine ¦ SDG&E ¦ Marine | Com ¦ Large Unitary Heat Pump (EER 10.0) - Marine | SDG&E ¦ Marine | SDG&E | All | Electric | Large Unitary Air-Cooled, Commercial, Packaged HP EER 10.0 | Efficient | 0 | Conventional | HVAC | Com - Office (Small) | Com | ROB and NEW | 0 | 1000 sqft2 of floor space | Cap-Tons | 15 | DEER:HVAC_Split-Package_HP | -65.3 | -0.0292 | 0 | SWHC013-03 | 913.66 | 2021 | 0 | 460 | 2021 | 0 | 0 | SWHC013-03 | Unitary Heat Pump (Large) - Marine ¦ SDG&E ¦ Marine | Unitary Heat Pump (Large) - Marine | 0.1842 | 1 | 0 | CBSA 2014 | 1.6995 | 2032 | 0.5 | SWHC013-03
COM-HVAC-17.79 | Com ¦ Large Unitary Heat Pump (EER 10.0) - Marine ¦ SDG&E ¦ Marine | Com ¦ Large Unitary Heat Pump (EER 10.0) - Marine | SDG&E ¦ Marine | SDG&E | All | Electric | Large Unitary Air-Cooled, Commercial, Packaged HP EER 10.0 | Efficient | 0 | Conventional | HVAC | Com - Other | Com | ROB and NEW | 0 | 1000 sqft2 of floor space | Cap-Tons | 15 | DEER:HVAC_Split-Package_HP | -65.3 | -0.0292 | 0 | SWHC013-03 | 913.66 | 2021 | 0 | 460 | 2021 | 0 | 0 | SWHC013-03 | Unitary Heat Pump (Large) - Marine ¦ SDG&E ¦ Marine | Unitary Heat Pump (Large) - Marine | 0.082771 | 1 | 0 | CBSA 2014 | 3.8287 | 2032 | 0.5 | SWHC013-03
COM-HVAC-17.81 | Com ¦ Large Unitary Heat Pump (EER 10.0) - Marine ¦ SDG&E ¦ Marine | Com ¦ Large Unitary Heat Pump (EER 10.0) - Marine | SDG&E ¦ Marine | SDG&E | All | Electric | Large Unitary Air-Cooled, Commercial, Packaged HP EER 10.0 | Efficient | 0 | Conventional | HVAC | Com - Restaurant | Com | ROB and NEW | 0 | 1000 sqft2 of floor space | Cap-Tons | 15 | DEER:HVAC_Split-Package_HP | -65.3 | -0.0292 | 0 | SWHC013-03 | 913.66 | 2021 | 0 | 460 | 2021 | 0 | 0 | SWHC013-03 | Unitary Heat Pump (Large) - Marine ¦ SDG&E ¦ Marine | Unitary Heat Pump (Large) - Marine | 0.26887 | 1 | 0 | CBSA 2014 | 1.331 | 2032 | 0.5 | SWHC013-03
COM-HVAC-17.82 | Com ¦ Large Unitary Heat Pump (EER 10.0) - Marine ¦ SDG&E ¦ Marine | Com ¦ Large Unitary Heat Pump (EER 10.0) - Marine | SDG&E ¦ Marine | SDG&E | All | Electric | Large Unitary Air-Cooled, Commercial, Packaged HP EER 10.0 | Efficient | 0 | Conventional | HVAC | Com - Retail | Com | ROB and NEW | 0 | 1000 sqft2 of floor space | Cap-Tons | 15 | DEER:HVAC_Split-Package_HP | -65.3 | -0.0292 | 0 | SWHC013-03 | 913.66 | 2021 | 0 | 460 | 2021 | 0 | 0 | SWHC013-03 | Unitary Heat Pump (Large) - Marine ¦ SDG&E ¦ Marine | Unitary Heat Pump (Large) - Marine | 0.109 | 1 | 0 | CBSA 2014 | 6.289 | 2032 | 0.5 | SWHC013-03
COM-HVAC-17.83 | Com ¦ Large Unitary Heat Pump (EER 10.0) - Marine ¦ SDG&E ¦ Marine | Com ¦ Large Unitary Heat Pump (EER 10.0) - Marine | SDG&E ¦ Marine | SDG&E | All | Electric | Large Unitary Air-Cooled, Commercial, Packaged HP EER 10.0 | Efficient | 0 | Conventional | HVAC | Com - School | Com | ROB and NEW | 0 | 1000 sqft2 of floor space | Cap-Tons | 15 | DEER:HVAC_Split-Package_HP | -65.3 | -0.0292 | 0 | SWHC013-03 | 913.66 | 2021 | 0 | 460 | 2021 | 0 | 0 | SWHC013-03 | Unitary Heat Pump (Large) - Marine ¦ SDG&E ¦ Marine | Unitary Heat Pump (Large) - Marine | 0.18329 | 1 | 0 | CBSA 2014 | 3.587 | 2032 | 0.5 | SWHC013-03
COM-HVAC-17.84 | Com ¦ Large Unitary Heat Pump (EER 10.0) - Marine ¦ SDG&E ¦ Marine | Com ¦ Large Unitary Heat Pump (EER 10.0) - Marine | SDG&E ¦ Marine | SDG&E | All | Electric | Large Unitary Air-Cooled, Commercial, Packaged HP EER 10.0 | Efficient | 0 | Conventional | HVAC | Com - Warehouse | Com | ROB and NEW | 0 | 1000 sqft2 of floor space | Cap-Tons | 15 | DEER:HVAC_Split-Package_HP | -65.3 | -0.0292 | 0 | SWHC013-03 | 913.66 | 2021 | 0 | 460 | 2021 | 0 | 0 | SWHC013-03 | Unitary Heat Pump (Large) - Marine ¦ SDG&E ¦ Marine | Unitary Heat Pump (Large) - Marine | 0.033426 | 1 | 0 | CBSA 2014 | 4.8557 | 2032 | 0.5 | SWHC013-03
COM-HVAC-17.85 | Com ¦ Large Unitary Heat Pump (EER 10.0) - Hot-Dry ¦ SDG&E ¦ Hot-Dry | Com ¦ Large Unitary Heat Pump (EER 10.0) - Hot-Dry | SDG&E ¦ Hot-Dry | SDG&E | All | Electric | Large Unitary Air-Cooled, Commercial, Packaged HP EER 10.0 | Efficient | 0 | Conventional | HVAC | Com - College | Com | ROB and NEW | 0 | 1000 sqft2 of floor space | Cap-Tons | 15 | DEER:HVAC_Split-Package_HP | -54.6 | -0.0236 | 0 | SWHC013-03 | 913.66 | 2021 | 0 | 460 | 2021 | 0 | 0 | SWHC013-03 | Unitary Heat Pump (Large) - Hot-Dry ¦ SDG&E ¦ Hot-Dry | Unitary Heat Pump (Large) - Hot-Dry | 0.1443 | 1 | 0 | CBSA 2014 | 1.8558 | 2032 | 0.5 | SWHC013-03
COM-HVAC-17.86 | Com ¦ Large Unitary Heat Pump (EER 10.0) - Hot-Dry ¦ SDG&E ¦ Hot-Dry | Com ¦ Large Unitary Heat Pump (EER 10.0) - Hot-Dry | SDG&E ¦ Hot-Dry | SDG&E | All | Electric | Large Unitary Air-Cooled, Commercial, Packaged HP EER 10.0 | Efficient | 0 | Conventional | HVAC | Com - Grocery | Com | ROB and NEW | 0 | 1000 sqft2 of floor space | Cap-Tons | 15 | DEER:HVAC_Split-Package_HP | -54.6 | -0.0236 | 0 | SWHC013-03 | 913.66 | 2021 | 0 | 460 | 2021 | 0 | 0 | SWHC013-03 | Unitary Heat Pump (Large) - Hot-Dry ¦ SDG&E ¦ Hot-Dry | Unitary Heat Pump (Large) - Hot-Dry | 0.26631 | 1 | 0 | CBSA 2014 | 1.2004 | 2032 | 0.5 | SWHC013-03
COM-HVAC-17.87 | Com ¦ Large Unitary Heat Pump (EER 10.0) - Hot-Dry ¦ SDG&E ¦ Hot-Dry | Com ¦ Large Unitary Heat Pump (EER 10.0) - Hot-Dry | SDG&E ¦ Hot-Dry | SDG&E | All | Electric | Large Unitary Air-Cooled, Commercial, Packaged HP EER 10.0 | Efficient | 0 | Conventional | HVAC | Com - Health | Com | ROB and NEW | 0 | 1000 sqft2 of floor space | Cap-Tons | 15 | DEER:HVAC_Split-Package_HP | -54.6 | -0.0236 | 0 | SWHC013-03 | 913.66 | 2021 | 0 | 460 | 2021 | 0 | 0 | SWHC013-03 | Unitary Heat Pump (Large) - Hot-Dry ¦ SDG&E ¦ Hot-Dry | Unitary Heat Pump (Large) - Hot-Dry | 0.20767 | 1 | 0 | CBSA 2014 | 0.80926 | 2032 | 0.5 | SWHC013-03
COM-HVAC-17.88 | Com ¦ Large Unitary Heat Pump (EER 10.0) - Hot-Dry ¦ SDG&E ¦ Hot-Dry | Com ¦ Large Unitary Heat Pump (EER 10.0) - Hot-Dry | SDG&E ¦ Hot-Dry | SDG&E | All | Electric | Large Unitary Air-Cooled, Commercial, Packaged HP EER 10.0 | Efficient | 0 | Conventional | HVAC | Com - Lodging | Com | ROB and NEW | 0 | 1000 sqft2 of floor space | Cap-Tons | 15 | DEER:HVAC_Split-Package_HP | -54.6 | -0.0236 | 0 | SWHC013-03 | 913.66 | 2021 | 0 | 460 | 2021 | 0 | 0 | SWHC013-03 | Unitary Heat Pump (Large) - Hot-Dry ¦ SDG&E ¦ Hot-Dry | Unitary Heat Pump (Large) - Hot-Dry | 0.11619 | 1 | 0 | CBSA 2014 | 3.001 | 2032 | 0.5 | SWHC013-03
COM-HVAC-17.89 | Com ¦ Large Unitary Heat Pump (EER 10.0) - Hot-Dry ¦ SDG&E ¦ Hot-Dry | Com ¦ Large Unitary Heat Pump (EER 10.0) - Hot-Dry | SDG&E ¦ Hot-Dry | SDG&E | All | Electric | Large Unitary Air-Cooled, Commercial, Packaged HP EER 10.0 | Efficient | 0 | Conventional | HVAC | Com - Office (Large) | Com | ROB and NEW | 0 | 1000 sqft2 of floor space | Cap-Tons | 15 | DEER:HVAC_Split-Package_HP | -54.6 | -0.0236 | 0 | SWHC013-03 | 913.66 | 2021 | 0 | 460 | 2021 | 0 | 0 | SWHC013-03 | Unitary Heat Pump (Large) - Hot-Dry ¦ SDG&E ¦ Hot-Dry | Unitary Heat Pump (Large) - Hot-Dry | 0.1517 | 1 | 0 | CBSA 2014 | 0.85499 | 2032 | 0.5 | SWHC013-03
COM-HVAC-17.90 | Com ¦ Large Unitary Heat Pump (EER 10.0) - Hot-Dry ¦ SDG&E ¦ Hot-Dry | Com ¦ Large Unitary Heat Pump (EER 10.0) - Hot-Dry | SDG&E ¦ Hot-Dry | SDG&E | All | Electric | Large Unitary Air-Cooled, Commercial, Packaged HP EER 10.0 | Efficient | 0 | Conventional | HVAC | Com - Office (Small) | Com | ROB and NEW | 0 | 1000 sqft2 of floor space | Cap-Tons | 15 | DEER:HVAC_Split-Package_HP | -54.6 | -0.0236 | 0 | SWHC013-03 | 913.66 | 2021 | 0 | 460 | 2021 | 0 | 0 | SWHC013-03 | Unitary Heat Pump (Large) - Hot-Dry ¦ SDG&E ¦ Hot-Dry | Unitary Heat Pump (Large) - Hot-Dry | 0.1842 | 1 | 0 | CBSA 2014 | 1.421 | 2032 | 0.5 | SWHC013-03
COM-HVAC-17.91 | Com ¦ Large Unitary Heat Pump (EER 10.0) - Hot-Dry ¦ SDG&E ¦ Hot-Dry | Com ¦ Large Unitary Heat Pump (EER 10.0) - Hot-Dry | SDG&E ¦ Hot-Dry | SDG&E | All | Electric | Large Unitary Air-Cooled, Commercial, Packaged HP EER 10.0 | Efficient | 0 | Conventional | HVAC | Com - Other | Com | ROB and NEW | 0 | 1000 sqft2 of floor space | Cap-Tons | 15 | DEER:HVAC_Split-Package_HP | -54.6 | -0.0236 | 0 | SWHC013-03 | 913.66 | 2021 | 0 | 460 | 2021 | 0 | 0 | SWHC013-03 | Unitary Heat Pump (Large) - Hot-Dry ¦ SDG&E ¦ Hot-Dry | Unitary Heat Pump (Large) - Hot-Dry | 0.082771 | 1 | 0 | CBSA 2014 | 3.2014 | 2032 | 0.5 | SWHC013-03
COM-HVAC-17.93 | Com ¦ Large Unitary Heat Pump (EER 10.0) - Hot-Dry ¦ SDG&E ¦ Hot-Dry | Com ¦ Large Unitary Heat Pump (EER 10.0) - Hot-Dry | SDG&E ¦ Hot-Dry | SDG&E | All | Electric | Large Unitary Air-Cooled, Commercial, Packaged HP EER 10.0 | Efficient | 0 | Conventional | HVAC | Com - Restaurant | Com | ROB and NEW | 0 | 1000 sqft2 of floor space | Cap-Tons | 15 | DEER:HVAC_Split-Package_HP | -54.6 | -0.0236 | 0 | SWHC013-03 | 913.66 | 2021 | 0 | 460 | 2021 | 0 | 0 | SWHC013-03 | Unitary Heat Pump (Large) - Hot-Dry ¦ SDG&E ¦ Hot-Dry | Unitary Heat Pump (Large) - Hot-Dry | 0.26887 | 1 | 0 | CBSA 2014 | 1.1129 | 2032 | 0.5 | SWHC013-03
COM-HVAC-17.94 | Com ¦ Large Unitary Heat Pump (EER 10.0) - Hot-Dry ¦ SDG&E ¦ Hot-Dry | Com ¦ Large Unitary Heat Pump (EER 10.0) - Hot-Dry | SDG&E ¦ Hot-Dry | SDG&E | All | Electric | Large Unitary Air-Cooled, Commercial, Packaged HP EER 10.0 | Efficient | 0 | Conventional | HVAC | Com - Retail | Com | ROB and NEW | 0 | 1000 sqft2 of floor space | Cap-Tons | 15 | DEER:HVAC_Split-Package_HP | -54.6 | -0.0236 | 0 | SWHC013-03 | 913.66 | 2021 | 0 | 460 | 2021 | 0 | 0 | SWHC013-03 | Unitary Heat Pump (Large) - Hot-Dry ¦ SDG&E ¦ Hot-Dry | Unitary Heat Pump (Large) - Hot-Dry | 0.109 | 1 | 0 | CBSA 2014 | 5.2585 | 2032 | 0.5 | SWHC013-03
COM-HVAC-17.95 | Com ¦ Large Unitary Heat Pump (EER 10.0) - Hot-Dry ¦ SDG&E ¦ Hot-Dry | Com ¦ Large Unitary Heat Pump (EER 10.0) - Hot-Dry | SDG&E ¦ Hot-Dry | SDG&E | All | Electric | Large Unitary Air-Cooled, Commercial, Packaged HP EER 10.0 | Efficient | 0 | Conventional | HVAC | Com - School | Com | ROB and NEW | 0 | 1000 sqft2 of floor space | Cap-Tons | 15 | DEER:HVAC_Split-Package_HP | -54.6 | -0.0236 | 0 | SWHC013-03 | 913.66 | 2021 | 0 | 460 | 2021 | 0 | 0 | SWHC013-03 | Unitary Heat Pump (Large) - Hot-Dry ¦ SDG&E ¦ Hot-Dry | Unitary Heat Pump (Large) - Hot-Dry | 0.18329 | 1 | 0 | CBSA 2014 | 2.9992 | 2032 | 0.5 | SWHC013-03
COM-HVAC-17.96 | Com ¦ Large Unitary Heat Pump (EER 10.0) - Hot-Dry ¦ SDG&E ¦ Hot-Dry | Com ¦ Large Unitary Heat Pump (EER 10.0) - Hot-Dry | SDG&E ¦ Hot-Dry | SDG&E | All | Electric | Large Unitary Air-Cooled, Commercial, Packaged HP EER 10.0 | Efficient | 0 | Conventional | HVAC | Com - Warehouse | Com | ROB and NEW | 0 | 1000 sqft2 of floor space | Cap-Tons | 15 | DEER:HVAC_Split-Package_HP | -54.6 | -0.0236 | 0 | SWHC013-03 | 913.66 | 2021 | 0 | 460 | 2021 | 0 | 0 | SWHC013-03 | Unitary Heat Pump (Large) - Hot-Dry ¦ SDG&E ¦ Hot-Dry | Unitary Heat Pump (Large) - Hot-Dry | 0.033426 | 1 | 0 | CBSA 2014 | 4.06 | 2032 | 0.5 | SWHC013-03
COM-HVAC-20.1 | Com ¦ Small Unitary AC (SEER 14) - Marine ¦ PG&E ¦ Marine | Com ¦ Small Unitary AC (SEER 14) - Marine | PG&E ¦ Marine | PG&E | All | Electric | Unitary Air-Cooled-Split AC, 14 SEER | Average Existing and Code | 0 | Conventional | HVAC | Com - College | Com | ROB and NEW | 0 | 1000 sqft2 of floor space | Cap-Tons | 15 | DEER:HVAC_Split-Package_AC | 0 | 0 | 0 | SWHC014-03 | 1008 | 2021 | 0 | 1183 | 2021 | 0 | 0 | SWHC014-03 | Unitary AC (Small) - Marine ¦ PG&E ¦ Marine | Unitary AC (Small) - Marine | 0.55707 | 1 | 0.92526 | CBSA 2014 | 0 | 2012 | 0.5 | SWHC014-03
COM-HVAC-20.2 | Com ¦ Small Unitary AC (SEER 14) - Marine ¦ PG&E ¦ Marine | Com ¦ Small Unitary AC (SEER 14) - Marine | PG&E ¦ Marine | PG&E | All | Electric | Unitary Air-Cooled-Split AC, 14 SEER | Average Existing and Code | 0 | Conventional | HVAC | Com - Grocery | Com | ROB and NEW | 0 | 1000 sqft2 of floor space | Cap-Tons | 15 | DEER:HVAC_Split-Package_AC | 0 | 0 | 0 | SWHC014-03 | 1008 | 2021 | 0 | 1183 | 2021 | 0 | 0 | SWHC014-03 | Unitary AC (Small) - Marine ¦ PG&E ¦ Marine | Unitary AC (Small) - Marine | 0.92949 | 1 | 0.92526 | CBSA 2014 | 0 | 2012 | 0.5 | SWHC014-03
COM-HVAC-20.3 | Com ¦ Small Unitary AC (SEER 14) - Marine ¦ PG&E ¦ Marine | Com ¦ Small Unitary AC (SEER 14) - Marine | PG&E ¦ Marine | PG&E | All | Electric | Unitary Air-Cooled-Split AC, 14 SEER | Average Existing and Code | 0 | Conventional | HVAC | Com - Health | Com | ROB and NEW | 0 | 1000 sqft2 of floor space | Cap-Tons | 15 | DEER:HVAC_Split-Package_AC | 0 | 0 | 0 | SWHC014-03 | 1008 | 2021 | 0 | 1183 | 2021 | 0 | 0 | SWHC014-03 | Unitary AC (Small) - Marine ¦ PG&E ¦ Marine | Unitary AC (Small) - Marine | 0.82262 | 1 | 0.92526 | CBSA 2014 | 0 | 2012 | 0.5 | SWHC014-03
COM-HVAC-20.4 | Com ¦ Small Unitary AC (SEER 14) - Marine ¦ PG&E ¦ Marine | Com ¦ Small Unitary AC (SEER 14) - Marine | PG&E ¦ Marine | PG&E | All | Electric | Unitary Air-Cooled-Split AC, 14 SEER | Average Existing and Code | 0 | Conventional | HVAC | Com - Lodging | Com | ROB and NEW | 0 | 1000 sqft2 of floor space | Cap-Tons | 15 | DEER:HVAC_Split-Package_AC | 0 | 0 | 0 | SWHC014-03 | 1008 | 2021 | 0 | 1183 | 2021 | 0 | 0 | SWHC014-03 | Unitary AC (Small) - Marine ¦ PG&E ¦ Marine | Unitary AC (Small) - Marine | 0.43849 | 1 | 0.92526 | CBSA 2014 | 0 | 2012 | 0.5 | SWHC014-03
COM-HVAC-20.5 | Com ¦ Small Unitary AC (SEER 14) - Marine ¦ PG&E ¦ Marine | Com ¦ Small Unitary AC (SEER 14) - Marine | PG&E ¦ Marine | PG&E | All | Electric | Unitary Air-Cooled-Split AC, 14 SEER | Average Existing and Code | 0 | Conventional | HVAC | Com - Office (Large) | Com | ROB and NEW | 0 | 1000 sqft2 of floor space | Cap-Tons | 15 | DEER:HVAC_Split-Package_AC | 0 | 0 | 0 | SWHC014-03 | 1008 | 2021 | 0 | 1183 | 2021 | 0 | 0 | SWHC014-03 | Unitary AC (Small) - Marine ¦ PG&E ¦ Marine | Unitary AC (Small) - Marine | 0.58414 | 1 | 0.92526 | CBSA 2014 | 0 | 2012 | 0.5 | SWHC014-03
COM-HVAC-20.6 | Com ¦ Small Unitary AC (SEER 14) - Marine ¦ PG&E ¦ Marine | Com ¦ Small Unitary AC (SEER 14) - Marine | PG&E ¦ Marine | PG&E | All | Electric | Unitary Air-Cooled-Split AC, 14 SEER | Average Existing and Code | 0 | Conventional | HVAC | Com - Office (Small) | Com | ROB and NEW | 0 | 1000 sqft2 of floor space | Cap-Tons | 15 | DEER:HVAC_Split-Package_AC | 0 | 0 | 0 | SWHC014-03 | 1008 | 2021 | 0 | 1183 | 2021 | 0 | 0 | SWHC014-03 | Unitary AC (Small) - Marine ¦ PG&E ¦ Marine | Unitary AC (Small) - Marine | 0.68317 | 1 | 0.92526 | CBSA 2014 | 0 | 2012 | 0.5 | SWHC014-03
COM-HVAC-20.7 | Com ¦ Small Unitary AC (SEER 14) - Marine ¦ PG&E ¦ Marine | Com ¦ Small Unitary AC (SEER 14) - Marine | PG&E ¦ Marine | PG&E | All | Electric | Unitary Air-Cooled-Split AC, 14 SEER | Average Existing and Code | 0 | Conventional | HVAC | Com - Other | Com | ROB and NEW | 0 | 1000 sqft2 of floor space | Cap-Tons | 15 | DEER:HVAC_Split-Package_AC | 0 | 0 | 0 | SWHC014-03 | 1008 | 2021 | 0 | 1183 | 2021 | 0 | 0 | SWHC014-03 | Unitary AC (Small) - Marine ¦ PG&E ¦ Marine | Unitary AC (Small) - Marine | 0.32241 | 1 | 0.92526 | CBSA 2014 | 0 | 2012 | 0.5 | SWHC014-03
COM-HVAC-20.9 | Com ¦ Small Unitary AC (SEER 14) - Marine ¦ PG&E ¦ Marine | Com ¦ Small Unitary AC (SEER 14) - Marine | PG&E ¦ Marine | PG&E | All | Electric | Unitary Air-Cooled-Split AC, 14 SEER | Average Existing and Code | 0 | Conventional | HVAC | Com - Restaurant | Com | ROB and NEW | 0 | 1000 sqft2 of floor space | Cap-Tons | 15 | DEER:HVAC_Split-Package_AC | 0 | 0 | 0 | SWHC014-03 | 1008 | 2021 | 0 | 1183 | 2021 | 0 | 0 | SWHC014-03 | Unitary AC (Small) - Marine ¦ PG&E ¦ Marine | Unitary AC (Small) - Marine | 0.98716 | 1 | 0.92526 | CBSA 2014 | 0 | 2012 | 0.5 | SWHC014-03
COM-HVAC-20.10 | Com ¦ Small Unitary AC (SEER 14) - Marine ¦ PG&E ¦ Marine | Com ¦ Small Unitary AC (SEER 14) - Marine | PG&E ¦ Marine | PG&E | All | Electric | Unitary Air-Cooled-Split AC, 14 SEER | Average Existing and Code | 0 | Conventional | HVAC | Com - Retail | Com | ROB and NEW | 0 | 1000 sqft2 of floor space | Cap-Tons | 15 | DEER:HVAC_Split-Package_AC | 0 | 0 | 0 | SWHC014-03 | 1008 | 2021 | 0 | 1183 | 2021 | 0 | 0 | SWHC014-03 | Unitary AC (Small) - Marine ¦ PG&E ¦ Marine | Unitary AC (Small) - Marine | 0.41141 | 1 | 0.92526 | CBSA 2014 | 0 | 2012 | 0.5 | SWHC014-03
COM-HVAC-20.11 | Com ¦ Small Unitary AC (SEER 14) - Marine ¦ PG&E ¦ Marine | Com ¦ Small Unitary AC (SEER 14) - Marine | PG&E ¦ Marine | PG&E | All | Electric | Unitary Air-Cooled-Split AC, 14 SEER | Average Existing and Code | 0 | Conventional | HVAC | Com - School | Com | ROB and NEW | 0 | 1000 sqft2 of floor space | Cap-Tons | 15 | DEER:HVAC_Split-Package_AC | 0 | 0 | 0 | SWHC014-03 | 1008 | 2021 | 0 | 1183 | 2021 | 0 | 0 | SWHC014-03 | Unitary AC (Small) - Marine ¦ PG&E ¦ Marine | Unitary AC (Small) - Marine | 0.62474 | 1 | 0.92526 | CBSA 2014 | 0 | 2012 | 0.5 | SWHC014-03
COM-HVAC-20.12 | Com ¦ Small Unitary AC (SEER 14) - Marine ¦ PG&E ¦ Marine | Com ¦ Small Unitary AC (SEER 14) - Marine | PG&E ¦ Marine | PG&E | All | Electric | Unitary Air-Cooled-Split AC, 14 SEER | Average Existing and Code | 0 | Conventional | HVAC | Com - Warehouse | Com | ROB and NEW | 0 | 1000 sqft2 of floor space | Cap-Tons | 15 | DEER:HVAC_Split-Package_AC | 0 | 0 | 0 | SWHC014-03 | 1008 | 2021 | 0 | 1183 | 2021 | 0 | 0 | SWHC014-03 | Unitary AC (Small) - Marine ¦ PG&E ¦ Marine | Unitary AC (Small) - Marine | 0.12804 | 1 | 0.92526 | CBSA 2014 | 0 | 2012 | 0.5 | SWHC014-03
COM-HVAC-20.13 | Com ¦ Small Unitary AC (SEER 14) - Hot-Dry ¦ PG&E ¦ Hot-Dry | Com ¦ Small Unitary AC (SEER 14) - Hot-Dry | PG&E ¦ Hot-Dry | PG&E | All | Electric | Unitary Air-Cooled-Split AC, 14 SEER | Average Existing and Code | 0 | Conventional | HVAC | Com - College | Com | ROB and NEW | 0 | 1000 sqft2 of floor space | Cap-Tons | 15 | DEER:HVAC_Split-Package_AC | 0 | 0 | 0 | SWHC014-03 | 1008 | 2021 | 0 | 1183 | 2021 | 0 | 0 | SWHC014-03 | Unitary AC (Small) - Hot-Dry ¦ PG&E ¦ Hot-Dry | Unitary AC (Small) - Hot-Dry | 0.55707 | 1 | 0.92526 | CBSA 2014 | 0 | 2012 | 0.5 | SWHC014-03
COM-HVAC-20.14 | Com ¦ Small Unitary AC (SEER 14) - Hot-Dry ¦ PG&E ¦ Hot-Dry | Com ¦ Small Unitary AC (SEER 14) - Hot-Dry | PG&E ¦ Hot-Dry | PG&E | All | Electric | Unitary Air-Cooled-Split AC, 14 SEER | Average Existing and Code | 0 | Conventional | HVAC | Com - Grocery | Com | ROB and NEW | 0 | 1000 sqft2 of floor space | Cap-Tons | 15 | DEER:HVAC_Split-Package_AC | 0 | 0 | 0 | SWHC014-03 | 1008 | 2021 | 0 | 1183 | 2021 | 0 | 0 | SWHC014-03 | Unitary AC (Small) - Hot-Dry ¦ PG&E ¦ Hot-Dry | Unitary AC (Small) - Hot-Dry | 0.92949 | 1 | 0.92526 | CBSA 2014 | 0 | 2012 | 0.5 | SWHC014-03
COM-HVAC-20.15 | Com ¦ Small Unitary AC (SEER 14) - Hot-Dry ¦ PG&E ¦ Hot-Dry | Com ¦ Small Unitary AC (SEER 14) - Hot-Dry | PG&E ¦ Hot-Dry | PG&E | All | Electric | Unitary Air-Cooled-Split AC, 14 SEER | Average Existing and Code | 0 | Conventional | HVAC | Com - Health | Com | ROB and NEW | 0 | 1000 sqft2 of floor space | Cap-Tons | 15 | DEER:HVAC_Split-Package_AC | 0 | 0 | 0 | SWHC014-03 | 1008 | 2021 | 0 | 1183 | 2021 | 0 | 0 | SWHC014-03 | Unitary AC (Small) - Hot-Dry ¦ PG&E ¦ Hot-Dry | Unitary AC (Small) - Hot-Dry | 0.82262 | 1 | 0.92526 | CBSA 2014 | 0 | 2012 | 0.5 | SWHC014-03
COM-HVAC-20.16 | Com ¦ Small Unitary AC (SEER 14) - Hot-Dry ¦ PG&E ¦ Hot-Dry | Com ¦ Small Unitary AC (SEER 14) - Hot-Dry | PG&E ¦ Hot-Dry | PG&E | All | Electric | Unitary Air-Cooled-Split AC, 14 SEER | Average Existing and Code | 0 | Conventional | HVAC | Com - Lodging | Com | ROB and NEW | 0 | 1000 sqft2 of floor space | Cap-Tons | 15 | DEER:HVAC_Split-Package_AC | 0 | 0 | 0 | SWHC014-03 | 1008 | 2021 | 0 | 1183 | 2021 | 0 | 0 | SWHC014-03 | Unitary AC (Small) - Hot-Dry ¦ PG&E ¦ Hot-Dry | Unitary AC (Small) - Hot-Dry | 0.43849 | 1 | 0.92526 | CBSA 2014 | 0 | 2012 | 0.5 | SWHC014-03
COM-HVAC-20.17 | Com ¦ Small Unitary AC (SEER 14) - Hot-Dry ¦ PG&E ¦ Hot-Dry | Com ¦ Small Unitary AC (SEER 14) - Hot-Dry | PG&E ¦ Hot-Dry | PG&E | All | Electric | Unitary Air-Cooled-Split AC, 14 SEER | Average Existing and Code | 0 | Conventional | HVAC | Com - Office (Large) | Com | ROB and NEW | 0 | 1000 sqft2 of floor space | Cap-Tons | 15 | DEER:HVAC_Split-Package_AC | 0 | 0 | 0 | SWHC014-03 | 1008 | 2021 | 0 | 1183 | 2021 | 0 | 0 | SWHC014-03 | Unitary AC (Small) - Hot-Dry ¦ PG&E ¦ Hot-Dry | Unitary AC (Small) - Hot-Dry | 0.58414 | 1 | 0.92526 | CBSA 2014 | 0 | 2012 | 0.5 | SWHC014-03
COM-HVAC-20.18 | Com ¦ Small Unitary AC (SEER 14) - Hot-Dry ¦ PG&E ¦ Hot-Dry | Com ¦ Small Unitary AC (SEER 14) - Hot-Dry | PG&E ¦ Hot-Dry | PG&E | All | Electric | Unitary Air-Cooled-Split AC, 14 SEER | Average Existing and Code | 0 | Conventional | HVAC | Com - Office (Small) | Com | ROB and NEW | 0 | 1000 sqft2 of floor space | Cap-Tons | 15 | DEER:HVAC_Split-Package_AC | 0 | 0 | 0 | SWHC014-03 | 1008 | 2021 | 0 | 1183 | 2021 | 0 | 0 | SWHC014-03 | Unitary AC (Small) - Hot-Dry ¦ PG&E ¦ Hot-Dry | Unitary AC (Small) - Hot-Dry | 0.68317 | 1 | 0.92526 | CBSA 2014 | 0 | 2012 | 0.5 | SWHC014-03
COM-HVAC-20.19 | Com ¦ Small Unitary AC (SEER 14) - Hot-Dry ¦ PG&E ¦ Hot-Dry | Com ¦ Small Unitary AC (SEER 14) - Hot-Dry | PG&E ¦ Hot-Dry | PG&E | All | Electric | Unitary Air-Cooled-Split AC, 14 SEER | Average Existing and Code | 0 | Conventional | HVAC | Com - Other | Com | ROB and NEW | 0 | 1000 sqft2 of floor space | Cap-Tons | 15 | DEER:HVAC_Split-Package_AC | 0 | 0 | 0 | SWHC014-03 | 1008 | 2021 | 0 | 1183 | 2021 | 0 | 0 | SWHC014-03 | Unitary AC (Small) - Hot-Dry ¦ PG&E ¦ Hot-Dry | Unitary AC (Small) - Hot-Dry | 0.32241 | 1 | 0.92526 | CBSA 2014 | 0 | 2012 | 0.5 | SWHC014-03
COM-HVAC-20.21 | Com ¦ Small Unitary AC (SEER 14) - Hot-Dry ¦ PG&E ¦ Hot-Dry | Com ¦ Small Unitary AC (SEER 14) - Hot-Dry | PG&E ¦ Hot-Dry | PG&E | All | Electric | Unitary Air-Cooled-Split AC, 14 SEER | Average Existing and Code | 0 | Conventional | HVAC | Com - Restaurant | Com | ROB and NEW | 0 | 1000 sqft2 of floor space | Cap-Tons | 15 | DEER:HVAC_Split-Package_AC | 0 | 0 | 0 | SWHC014-03 | 1008 | 2021 | 0 | 1183 | 2021 | 0 | 0 | SWHC014-03 | Unitary AC (Small) - Hot-Dry ¦ PG&E ¦ Hot-Dry | Unitary AC (Small) - Hot-Dry | 0.98716 | 1 | 0.92526 | CBSA 2014 | 0 | 2012 | 0.5 | SWHC014-03
COM-HVAC-20.22 | Com ¦ Small Unitary AC (SEER 14) - Hot-Dry ¦ PG&E ¦ Hot-Dry | Com ¦ Small Unitary AC (SEER 14) - Hot-Dry | PG&E ¦ Hot-Dry | PG&E | All | Electric | Unitary Air-Cooled-Split AC, 14 SEER | Average Existing and Code | 0 | Conventional | HVAC | Com - Retail | Com | ROB and NEW | 0 | 1000 sqft2 of floor space | Cap-Tons | 15 | DEER:HVAC_Split-Package_AC | 0 | 0 | 0 | SWHC014-03 | 1008 | 2021 | 0 | 1183 | 2021 | 0 | 0 | SWHC014-03 | Unitary AC (Small) - Hot-Dry ¦ PG&E ¦ Hot-Dry | Unitary AC (Small) - Hot-Dry | 0.41141 | 1 | 0.92526 | CBSA 2014 | 0 | 2012 | 0.5 | SWHC014-03
COM-HVAC-20.23 | Com ¦ Small Unitary AC (SEER 14) - Hot-Dry ¦ PG&E ¦ Hot-Dry | Com ¦ Small Unitary AC (SEER 14) - Hot-Dry | PG&E ¦ Hot-Dry | PG&E | All | Electric | Unitary Air-Cooled-Split AC, 14 SEER | Average Existing and Code | 0 | Conventional | HVAC | Com - School | Com | ROB and NEW | 0 | 1000 sqft2 of floor space | Cap-Tons | 15 | DEER:HVAC_Split-Package_AC | 0 | 0 | 0 | SWHC014-03 | 1008 | 2021 | 0 | 1183 | 2021 | 0 | 0 | SWHC014-03 | Unitary AC (Small) - Hot-Dry ¦ PG&E ¦ Hot-Dry | Unitary AC (Small) - Hot-Dry | 0.62474 | 1 | 0.92526 | CBSA 2014 | 0 | 2012 | 0.5 | SWHC014-03
COM-HVAC-20.24 | Com ¦ Small Unitary AC (SEER 14) - Hot-Dry ¦ PG&E ¦ Hot-Dry | Com ¦ Small Unitary AC (SEER 14) - Hot-Dry | PG&E ¦ Hot-Dry | PG&E | All | Electric | Unitary Air-Cooled-Split AC, 14 SEER | Average Existing and Code | 0 | Conventional | HVAC | Com - Warehouse | Com | ROB and NEW | 0 | 1000 sqft2 of floor space | Cap-Tons | 15 | DEER:HVAC_Split-Package_AC | 0 | 0 | 0 | SWHC014-03 | 1008 | 2021 | 0 | 1183 | 2021 | 0 | 0 | SWHC014-03 | Unitary AC (Small) - Hot-Dry ¦ PG&E ¦ Hot-Dry | Unitary AC (Small) - Hot-Dry | 0.12804 | 1 | 0.92526 | CBSA 2014 | 0 | 2012 | 0.5 | SWHC014-03
COM-HVAC-20.25 | Com ¦ Small Unitary AC (SEER 14) - Cold ¦ PG&E ¦ Cold | Com ¦ Small Unitary AC (SEER 14) - Cold | PG&E ¦ Cold | PG&E | All | Electric | Unitary Air-Cooled-Split AC, 14 SEER | Average Existing and Code | 0 | Conventional | HVAC | Com - College | Com | ROB and NEW | 0 | 1000 sqft2 of floor space | Cap-Tons | 15 | DEER:HVAC_Split-Package_AC | 0 | 0 | 0 | SWHC014-03 | 1008 | 2021 | 0 | 1183 | 2021 | 0 | 0 | SWHC014-03 | Unitary AC (Small) - Cold ¦ PG&E ¦ Cold | Unitary AC (Small) - Cold | 0.55707 | 1 | 0.92526 | CBSA 2014 | 0 | 2012 | 0.5 | SWHC014-03
COM-HVAC-20.26 | Com ¦ Small Unitary AC (SEER 14) - Cold ¦ PG&E ¦ Cold | Com ¦ Small Unitary AC (SEER 14) - Cold | PG&E ¦ Cold | PG&E | All | Electric | Unitary Air-Cooled-Split AC, 14 SEER | Average Existing and Code | 0 | Conventional | HVAC | Com - Grocery | Com | ROB and NEW | 0 | 1000 sqft2 of floor space | Cap-Tons | 15 | DEER:HVAC_Split-Package_AC | 0 | 0 | 0 | SWHC014-03 | 1008 | 2021 | 0 | 1183 | 2021 | 0 | 0 | SWHC014-03 | Unitary AC (Small) - Cold ¦ PG&E ¦ Cold | Unitary AC (Small) - Cold | 0.92949 | 1 | 0.92526 | CBSA 2014 | 0 | 2012 | 0.5 | SWHC014-03
COM-HVAC-20.27 | Com ¦ Small Unitary AC (SEER 14) - Cold ¦ PG&E ¦ Cold | Com ¦ Small Unitary AC (SEER 14) - Cold | PG&E ¦ Cold | PG&E | All | Electric | Unitary Air-Cooled-Split AC, 14 SEER | Average Existing and Code | 0 | Conventional | HVAC | Com - Health | Com | ROB and NEW | 0 | 1000 sqft2 of floor space | Cap-Tons | 15 | DEER:HVAC_Split-Package_AC | 0 | 0 | 0 | SWHC014-03 | 1008 | 2021 | 0 | 1183 | 2021 | 0 | 0 | SWHC014-03 | Unitary AC (Small) - Cold ¦ PG&E ¦ Cold | Unitary AC (Small) - Cold | 0.82262 | 1 | 0.92526 | CBSA 2014 | 0 | 2012 | 0.5 | SWHC014-03
COM-HVAC-20.28 | Com ¦ Small Unitary AC (SEER 14) - Cold ¦ PG&E ¦ Cold | Com ¦ Small Unitary AC (SEER 14) - Cold | PG&E ¦ Cold | PG&E | All | Electric | Unitary Air-Cooled-Split AC, 14 SEER | Average Existing and Code | 0 | Conventional | HVAC | Com - Lodging | Com | ROB and NEW | 0 | 1000 sqft2 of floor space | Cap-Tons | 15 | DEER:HVAC_Split-Package_AC | 0 | 0 | 0 | SWHC014-03 | 1008 | 2021 | 0 | 1183 | 2021 | 0 | 0 | SWHC014-03 | Unitary AC (Small) - Cold ¦ PG&E ¦ Cold | Unitary AC (Small) - Cold | 0.43849 | 1 | 0.92526 | CBSA 2014 | 0 | 2012 | 0.5 | SWHC014-03
COM-HVAC-20.29 | Com ¦ Small Unitary AC (SEER 14) - Cold ¦ PG&E ¦ Cold | Com ¦ Small Unitary AC (SEER 14) - Cold | PG&E ¦ Cold | PG&E | All | Electric | Unitary Air-Cooled-Split AC, 14 SEER | Average Existing and Code | 0 | Conventional | HVAC | Com - Office (Large) | Com | ROB and NEW | 0 | 1000 sqft2 of floor space | Cap-Tons | 15 | DEER:HVAC_Split-Package_AC | 0 | 0 | 0 | SWHC014-03 | 1008 | 2021 | 0 | 1183 | 2021 | 0 | 0 | SWHC014-03 | Unitary AC (Small) - Cold ¦ PG&E ¦ Cold | Unitary AC (Small) - Cold | 0.58414 | 1 | 0.92526 | CBSA 2014 | 0 | 2012 | 0.5 | SWHC014-03
COM-HVAC-20.30 | Com ¦ Small Unitary AC (SEER 14) - Cold ¦ PG&E ¦ Cold | Com ¦ Small Unitary AC (SEER 14) - Cold | PG&E ¦ Cold | PG&E | All | Electric | Unitary Air-Cooled-Split AC, 14 SEER | Average Existing and Code | 0 | Conventional | HVAC | Com - Office (Small) | Com | ROB and NEW | 0 | 1000 sqft2 of floor space | Cap-Tons | 15 | DEER:HVAC_Split-Package_AC | 0 | 0 | 0 | SWHC014-03 | 1008 | 2021 | 0 | 1183 | 2021 | 0 | 0 | SWHC014-03 | Unitary AC (Small) - Cold ¦ PG&E ¦ Cold | Unitary AC (Small) - Cold | 0.68317 | 1 | 0.92526 | CBSA 2014 | 0 | 2012 | 0.5 | SWHC014-03
COM-HVAC-20.31 | Com ¦ Small Unitary AC (SEER 14) - Cold ¦ PG&E ¦ Cold | Com ¦ Small Unitary AC (SEER 14) - Cold | PG&E ¦ Cold | PG&E | All | Electric | Unitary Air-Cooled-Split AC, 14 SEER | Average Existing and Code | 0 | Conventional | HVAC | Com - Other | Com | ROB and NEW | 0 | 1000 sqft2 of floor space | Cap-Tons | 15 | DEER:HVAC_Split-Package_AC | 0 | 0 | 0 | SWHC014-03 | 1008 | 2021 | 0 | 1183 | 2021 | 0 | 0 | SWHC014-03 | Unitary AC (Small) - Cold ¦ PG&E ¦ Cold | Unitary AC (Small) - Cold | 0.32241 | 1 | 0.92526 | CBSA 2014 | 0 | 2012 | 0.5 | SWHC014-03
COM-HVAC-20.33 | Com ¦ Small Unitary AC (SEER 14) - Cold ¦ PG&E ¦ Cold | Com ¦ Small Unitary AC (SEER 14) - Cold | PG&E ¦ Cold | PG&E | All | Electric | Unitary Air-Cooled-Split AC, 14 SEER | Average Existing and Code | 0 | Conventional | HVAC | Com - Restaurant | Com | ROB and NEW | 0 | 1000 sqft2 of floor space | Cap-Tons | 15 | DEER:HVAC_Split-Package_AC | 0 | 0 | 0 | SWHC014-03 | 1008 | 2021 | 0 | 1183 | 2021 | 0 | 0 | SWHC014-03 | Unitary AC (Small) - Cold ¦ PG&E ¦ Cold | Unitary AC (Small) - Cold | 0.98716 | 1 | 0.92526 | CBSA 2014 | 0 | 2012 | 0.5 | SWHC014-03
COM-HVAC-20.34 | Com ¦ Small Unitary AC (SEER 14) - Cold ¦ PG&E ¦ Cold | Com ¦ Small Unitary AC (SEER 14) - Cold | PG&E ¦ Cold | PG&E | All | Electric | Unitary Air-Cooled-Split AC, 14 SEER | Average Existing and Code | 0 | Conventional | HVAC | Com - Retail | Com | ROB and NEW | 0 | 1000 sqft2 of floor space | Cap-Tons | 15 | DEER:HVAC_Split-Package_AC | 0 | 0 | 0 | SWHC014-03 | 1008 | 2021 | 0 | 1183 | 2021 | 0 | 0 | SWHC014-03 | Unitary AC (Small) - Cold ¦ PG&E ¦ Cold | Unitary AC (Small) - Cold | 0.41141 | 1 | 0.92526 | CBSA 2014 | 0 | 2012 | 0.5 | SWHC014-03
COM-HVAC-20.35 | Com ¦ Small Unitary AC (SEER 14) - Cold ¦ PG&E ¦ Cold | Com ¦ Small Unitary AC (SEER 14) - Cold | PG&E ¦ Cold | PG&E | All | Electric | Unitary Air-Cooled-Split AC, 14 SEER | Average Existing and Code | 0 | Conventional | HVAC | Com - School | Com | ROB and NEW | 0 | 1000 sqft2 of floor space | Cap-Tons | 15 | DEER:HVAC_Split-Package_AC | 0 | 0 | 0 | SWHC014-03 | 1008 | 2021 | 0 | 1183 | 2021 | 0 | 0 | SWHC014-03 | Unitary AC (Small) - Cold ¦ PG&E ¦ Cold | Unitary AC (Small) - Cold | 0.62474 | 1 | 0.92526 | CBSA 2014 | 0 | 2012 | 0.5 | SWHC014-03
COM-HVAC-20.36 | Com ¦ Small Unitary AC (SEER 14) - Cold ¦ PG&E ¦ Cold | Com ¦ Small Unitary AC (SEER 14) - Cold | PG&E ¦ Cold | PG&E | All | Electric | Unitary Air-Cooled-Split AC, 14 SEER | Average Existing and Code | 0 | Conventional | HVAC | Com - Warehouse | Com | ROB and NEW | 0 | 1000 sqft2 of floor space | Cap-Tons | 15 | DEER:HVAC_Split-Package_AC | 0 | 0 | 0 | SWHC014-03 | 1008 | 2021 | 0 | 1183 | 2021 | 0 | 0 | SWHC014-03 | Unitary AC (Small) - Cold ¦ PG&E ¦ Cold | Unitary AC (Small) - Cold | 0.12804 | 1 | 0.92526 | CBSA 2014 | 0 | 2012 | 0.5 | SWHC014-03
COM-HVAC-20.37 | Com ¦ Small Unitary AC (SEER 14) - Marine ¦ SCE ¦ Marine | Com ¦ Small Unitary AC (SEER 14) - Marine | SCE ¦ Marine | SCE | All | Electric | Unitary Air-Cooled-Split AC, 14 SEER | Average Existing and Code | 0 | Conventional | HVAC | Com - College | Com | ROB and NEW | 0 | 1000 sqft2 of floor space | Cap-Tons | 15 | DEER:HVAC_Split-Package_AC | 0 | 0 | 0 | SWHC014-03 | 1008 | 2021 | 0 | 1183 | 2021 | 0 | 0 | SWHC014-03 | Unitary AC (Small) - Marine ¦ SCE ¦ Marine | Unitary AC (Small) - Marine | 0.62169 | 1 | 0.92526 | CBSA 2014 | 0 | 2012 | 0.5 | SWHC014-03
COM-HVAC-20.38 | Com ¦ Small Unitary AC (SEER 14) - Marine ¦ SCE ¦ Marine | Com ¦ Small Unitary AC (SEER 14) - Marine | SCE ¦ Marine | SCE | All | Electric | Unitary Air-Cooled-Split AC, 14 SEER | Average Existing and Code | 0 | Conventional | HVAC | Com - Grocery | Com | ROB and NEW | 0 | 1000 sqft2 of floor space | Cap-Tons | 15 | DEER:HVAC_Split-Package_AC | 0 | 0 | 0 | SWHC014-03 | 1008 | 2021 | 0 | 1183 | 2021 | 0 | 0 | SWHC014-03 | Unitary AC (Small) - Marine ¦ SCE ¦ Marine | Unitary AC (Small) - Marine | 1.1059 | 1 | 0.92526 | CBSA 2014 | 0 | 2012 | 0.5 | SWHC014-03
COM-HVAC-20.39 | Com ¦ Small Unitary AC (SEER 14) - Marine ¦ SCE ¦ Marine | Com ¦ Small Unitary AC (SEER 14) - Marine | SCE ¦ Marine | SCE | All | Electric | Unitary Air-Cooled-Split AC, 14 SEER | Average Existing and Code | 0 | Conventional | HVAC | Com - Health | Com | ROB and NEW | 0 | 1000 sqft2 of floor space | Cap-Tons | 15 | DEER:HVAC_Split-Package_AC | 0 | 0 | 0 | SWHC014-03 | 1008 | 2021 | 0 | 1183 | 2021 | 0 | 0 | SWHC014-03 | Unitary AC (Small) - Marine ¦ SCE ¦ Marine | Unitary AC (Small) - Marine | 0.88169 | 1 | 0.92526 | CBSA 2014 | 0 | 2012 | 0.5 | SWHC014-03
COM-HVAC-20.40 | Com ¦ Small Unitary AC (SEER 14) - Marine ¦ SCE ¦ Marine | Com ¦ Small Unitary AC (SEER 14) - Marine | SCE ¦ Marine | SCE | All | Electric | Unitary Air-Cooled-Split AC, 14 SEER | Average Existing and Code | 0 | Conventional | HVAC | Com - Lodging | Com | ROB and NEW | 0 | 1000 sqft2 of floor space | Cap-Tons | 15 | DEER:HVAC_Split-Package_AC | 0 | 0 | 0 | SWHC014-03 | 1008 | 2021 | 0 | 1183 | 2021 | 0 | 0 | SWHC014-03 | Unitary AC (Small) - Marine ¦ SCE ¦ Marine | Unitary AC (Small) - Marine | 0.49511 | 1 | 0.92526 | CBSA 2014 | 0 | 2012 | 0.5 | SWHC014-03
COM-HVAC-20.41 | Com ¦ Small Unitary AC (SEER 14) - Marine ¦ SCE ¦ Marine | Com ¦ Small Unitary AC (SEER 14) - Marine | SCE ¦ Marine | SCE | All | Electric | Unitary Air-Cooled-Split AC, 14 SEER | Average Existing and Code | 0 | Conventional | HVAC | Com - Office (Large) | Com | ROB and NEW | 0 | 1000 sqft2 of floor space | Cap-Tons | 15 | DEER:HVAC_Split-Package_AC | 0 | 0 | 0 | SWHC014-03 | 1008 | 2021 | 0 | 1183 | 2021 | 0 | 0 | SWHC014-03 | Unitary AC (Small) - Marine ¦ SCE ¦ Marine | Unitary AC (Small) - Marine | 0.65634 | 1 | 0.92526 | CBSA 2014 | 0 | 2012 | 0.5 | SWHC014-03
COM-HVAC-20.42 | Com ¦ Small Unitary AC (SEER 14) - Marine ¦ SCE ¦ Marine | Com ¦ Small Unitary AC (SEER 14) - Marine | SCE ¦ Marine | SCE | All | Electric | Unitary Air-Cooled-Split AC, 14 SEER | Average Existing and Code | 0 | Conventional | HVAC | Com - Office (Small) | Com | ROB and NEW | 0 | 1000 sqft2 of floor space | Cap-Tons | 15 | DEER:HVAC_Split-Package_AC | 0 | 0 | 0 | SWHC014-03 | 1008 | 2021 | 0 | 1183 | 2021 | 0 | 0 | SWHC014-03 | Unitary AC (Small) - Marine ¦ SCE ¦ Marine | Unitary AC (Small) - Marine | 0.74464 | 1 | 0.92526 | CBSA 2014 | 0 | 2012 | 0.5 | SWHC014-03
COM-HVAC-20.43 | Com ¦ Small Unitary AC (SEER 14) - Marine ¦ SCE ¦ Marine | Com ¦ Small Unitary AC (SEER 14) - Marine | SCE ¦ Marine | SCE | All | Electric | Unitary Air-Cooled-Split AC, 14 SEER | Average Existing and Code | 0 | Conventional | HVAC | Com - Other | Com | ROB and NEW | 0 | 1000 sqft2 of floor space | Cap-Tons | 15 | DEER:HVAC_Split-Package_AC | 0 | 0 | 0 | SWHC014-03 | 1008 | 2021 | 0 | 1183 | 2021 | 0 | 0 | SWHC014-03 | Unitary AC (Small) - Marine ¦ SCE ¦ Marine | Unitary AC (Small) - Marine | 0.35552 | 1 | 0.92526 | CBSA 2014 | 0 | 2012 | 0.5 | SWHC014-03
COM-HVAC-20.45 | Com ¦ Small Unitary AC (SEER 14) - Marine ¦ SCE ¦ Marine | Com ¦ Small Unitary AC (SEER 14) - Marine | SCE ¦ Marine | SCE | All | Electric | Unitary Air-Cooled-Split AC, 14 SEER | Average Existing and Code | 0 | Conventional | HVAC | Com - Restaurant | Com | ROB and NEW | 0 | 1000 sqft2 of floor space | Cap-Tons | 15 | DEER:HVAC_Split-Package_AC | 0 | 0 | 0 | SWHC014-03 | 1008 | 2021 | 0 | 1183 | 2021 | 0 | 0 | SWHC014-03 | Unitary AC (Small) - Marine ¦ SCE ¦ Marine | Unitary AC (Small) - Marine | 1.0866 | 1 | 0.92526 | CBSA 2014 | 0 | 2012 | 0.5 | SWHC014-03
COM-HVAC-20.46 | Com ¦ Small Unitary AC (SEER 14) - Marine ¦ SCE ¦ Marine | Com ¦ Small Unitary AC (SEER 14) - Marine | SCE ¦ Marine | SCE | All | Electric | Unitary Air-Cooled-Split AC, 14 SEER | Average Existing and Code | 0 | Conventional | HVAC | Com - Retail | Com | ROB and NEW | 0 | 1000 sqft2 of floor space | Cap-Tons | 15 | DEER:HVAC_Split-Package_AC | 0 | 0 | 0 | SWHC014-03 | 1008 | 2021 | 0 | 1183 | 2021 | 0 | 0 | SWHC014-03 | Unitary AC (Small) - Marine ¦ SCE ¦ Marine | Unitary AC (Small) - Marine | 0.45973 | 1 | 0.92526 | CBSA 2014 | 0 | 2012 | 0.5 | SWHC014-03
COM-HVAC-20.47 | Com ¦ Small Unitary AC (SEER 14) - Marine ¦ SCE ¦ Marine | Com ¦ Small Unitary AC (SEER 14) - Marine | SCE ¦ Marine | SCE | All | Electric | Unitary Air-Cooled-Split AC, 14 SEER | Average Existing and Code | 0 | Conventional | HVAC | Com - School | Com | ROB and NEW | 0 | 1000 sqft2 of floor space | Cap-Tons | 15 | DEER:HVAC_Split-Package_AC | 0 | 0 | 0 | SWHC014-03 | 1008 | 2021 | 0 | 1183 | 2021 | 0 | 0 | SWHC014-03 | Unitary AC (Small) - Marine ¦ SCE ¦ Marine | Unitary AC (Small) - Marine | 0.74863 | 1 | 0.92526 | CBSA 2014 | 0 | 2012 | 0.5 | SWHC014-03
COM-HVAC-20.48 | Com ¦ Small Unitary AC (SEER 14) - Marine ¦ SCE ¦ Marine | Com ¦ Small Unitary AC (SEER 14) - Marine | SCE ¦ Marine | SCE | All | Electric | Unitary Air-Cooled-Split AC, 14 SEER | Average Existing and Code | 0 | Conventional | HVAC | Com - Warehouse | Com | ROB and NEW | 0 | 1000 sqft2 of floor space | Cap-Tons | 15 | DEER:HVAC_Split-Package_AC | 0 | 0 | 0 | SWHC014-03 | 1008 | 2021 | 0 | 1183 | 2021 | 0 | 0 | SWHC014-03 | Unitary AC (Small) - Marine ¦ SCE ¦ Marine | Unitary AC (Small) - Marine | 0.1408 | 1 | 0.92526 | CBSA 2014 | 0 | 2012 | 0.5 | SWHC014-03
COM-HVAC-20.49 | Com ¦ Small Unitary AC (SEER 14) - Hot-Dry ¦ SCE ¦ Hot-Dry | Com ¦ Small Unitary AC (SEER 14) - Hot-Dry | SCE ¦ Hot-Dry | SCE | All | Electric | Unitary Air-Cooled-Split AC, 14 SEER | Average Existing and Code | 0 | Conventional | HVAC | Com - College | Com | ROB and NEW | 0 | 1000 sqft2 of floor space | Cap-Tons | 15 | DEER:HVAC_Split-Package_AC | 0 | 0 | 0 | SWHC014-03 | 1008 | 2021 | 0 | 1183 | 2021 | 0 | 0 | SWHC014-03 | Unitary AC (Small) - Hot-Dry ¦ SCE ¦ Hot-Dry | Unitary AC (Small) - Hot-Dry | 0.62169 | 1 | 0.92526 | CBSA 2014 | 0 | 2012 | 0.5 | SWHC014-03
COM-HVAC-20.50 | Com ¦ Small Unitary AC (SEER 14) - Hot-Dry ¦ SCE ¦ Hot-Dry | Com ¦ Small Unitary AC (SEER 14) - Hot-Dry | SCE ¦ Hot-Dry | SCE | All | Electric | Unitary Air-Cooled-Split AC, 14 SEER | Average Existing and Code | 0 | Conventional | HVAC | Com - Grocery | Com | ROB and NEW | 0 | 1000 sqft2 of floor space | Cap-Tons | 15 | DEER:HVAC_Split-Package_AC | 0 | 0 | 0 | SWHC014-03 | 1008 | 2021 | 0 | 1183 | 2021 | 0 | 0 | SWHC014-03 | Unitary AC (Small) - Hot-Dry ¦ SCE ¦ Hot-Dry | Unitary AC (Small) - Hot-Dry | 1.1059 | 1 | 0.92526 | CBSA 2014 | 0 | 2012 | 0.5 | SWHC014-03
COM-HVAC-20.51 | Com ¦ Small Unitary AC (SEER 14) - Hot-Dry ¦ SCE ¦ Hot-Dry | Com ¦ Small Unitary AC (SEER 14) - Hot-Dry | SCE ¦ Hot-Dry | SCE | All | Electric | Unitary Air-Cooled-Split AC, 14 SEER | Average Existing and Code | 0 | Conventional | HVAC | Com - Health | Com | ROB and NEW | 0 | 1000 sqft2 of floor space | Cap-Tons | 15 | DEER:HVAC_Split-Package_AC | 0 | 0 | 0 | SWHC014-03 | 1008 | 2021 | 0 | 1183 | 2021 | 0 | 0 | SWHC014-03 | Unitary AC (Small) - Hot-Dry ¦ SCE ¦ Hot-Dry | Unitary AC (Small) - Hot-Dry | 0.88169 | 1 | 0.92526 | CBSA 2014 | 0 | 2012 | 0.5 | SWHC014-03
COM-HVAC-20.52 | Com ¦ Small Unitary AC (SEER 14) - Hot-Dry ¦ SCE ¦ Hot-Dry | Com ¦ Small Unitary AC (SEER 14) - Hot-Dry | SCE ¦ Hot-Dry | SCE | All | Electric | Unitary Air-Cooled-Split AC, 14 SEER | Average Existing and Code | 0 | Conventional | HVAC | Com - Lodging | Com | ROB and NEW | 0 | 1000 sqft2 of floor space | Cap-Tons | 15 | DEER:HVAC_Split-Package_AC | 0 | 0 | 0 | SWHC014-03 | 1008 | 2021 | 0 | 1183 | 2021 | 0 | 0 | SWHC014-03 | Unitary AC (Small) - Hot-Dry ¦ SCE ¦ Hot-Dry | Unitary AC (Small) - Hot-Dry | 0.49511 | 1 | 0.92526 | CBSA 2014 | 0 | 2012 | 0.5 | SWHC014-03
COM-HVAC-20.53 | Com ¦ Small Unitary AC (SEER 14) - Hot-Dry ¦ SCE ¦ Hot-Dry | Com ¦ Small Unitary AC (SEER 14) - Hot-Dry | SCE ¦ Hot-Dry | SCE | All | Electric | Unitary Air-Cooled-Split AC, 14 SEER | Average Existing and Code | 0 | Conventional | HVAC | Com - Office (Large) | Com | ROB and NEW | 0 | 1000 sqft2 of floor space | Cap-Tons | 15 | DEER:HVAC_Split-Package_AC | 0 | 0 | 0 | SWHC014-03 | 1008 | 2021 | 0 | 1183 | 2021 | 0 | 0 | SWHC014-03 | Unitary AC (Small) - Hot-Dry ¦ SCE ¦ Hot-Dry | Unitary AC (Small) - Hot-Dry | 0.65634 | 1 | 0.92526 | CBSA 2014 | 0 | 2012 | 0.5 | SWHC014-03
COM-HVAC-20.54 | Com ¦ Small Unitary AC (SEER 14) - Hot-Dry ¦ SCE ¦ Hot-Dry | Com ¦ Small Unitary AC (SEER 14) - Hot-Dry | SCE ¦ Hot-Dry | SCE | All | Electric | Unitary Air-Cooled-Split AC, 14 SEER | Average Existing and Code | 0 | Conventional | HVAC | Com - Office (Small) | Com | ROB and NEW | 0 | 1000 sqft2 of floor space | Cap-Tons | 15 | DEER:HVAC_Split-Package_AC | 0 | 0 | 0 | SWHC014-03 | 1008 | 2021 | 0 | 1183 | 2021 | 0 | 0 | SWHC014-03 | Unitary AC (Small) - Hot-Dry ¦ SCE ¦ Hot-Dry | Unitary AC (Small) - Hot-Dry | 0.74464 | 1 | 0.92526 | CBSA 2014 | 0 | 2012 | 0.5 | SWHC014-03
COM-HVAC-20.55 | Com ¦ Small Unitary AC (SEER 14) - Hot-Dry ¦ SCE ¦ Hot-Dry | Com ¦ Small Unitary AC (SEER 14) - Hot-Dry | SCE ¦ Hot-Dry | SCE | All | Electric | Unitary Air-Cooled-Split AC, 14 SEER | Average Existing and Code | 0 | Conventional | HVAC | Com - Other | Com | ROB and NEW | 0 | 1000 sqft2 of floor space | Cap-Tons | 15 | DEER:HVAC_Split-Package_AC | 0 | 0 | 0 | SWHC014-03 | 1008 | 2021 | 0 | 1183 | 2021 | 0 | 0 | SWHC014-03 | Unitary AC (Small) - Hot-Dry ¦ SCE ¦ Hot-Dry | Unitary AC (Small) - Hot-Dry | 0.35552 | 1 | 0.92526 | CBSA 2014 | 0 | 2012 | 0.5 | SWHC014-03
COM-HVAC-20.57 | Com ¦ Small Unitary AC (SEER 14) - Hot-Dry ¦ SCE ¦ Hot-Dry | Com ¦ Small Unitary AC (SEER 14) - Hot-Dry | SCE ¦ Hot-Dry | SCE | All | Electric | Unitary Air-Cooled-Split AC, 14 SEER | Average Existing and Code | 0 | Conventional | HVAC | Com - Restaurant | Com | ROB and NEW | 0 | 1000 sqft2 of floor space | Cap-Tons | 15 | DEER:HVAC_Split-Package_AC | 0 | 0 | 0 | SWHC014-03 | 1008 | 2021 | 0 | 1183 | 2021 | 0 | 0 | SWHC014-03 | Unitary AC (Small) - Hot-Dry ¦ SCE ¦ Hot-Dry | Unitary AC (Small) - Hot-Dry | 1.0866 | 1 | 0.92526 | CBSA 2014 | 0 | 2012 | 0.5 | SWHC014-03
COM-HVAC-20.58 | Com ¦ Small Unitary AC (SEER 14) - Hot-Dry ¦ SCE ¦ Hot-Dry | Com ¦ Small Unitary AC (SEER 14) - Hot-Dry | SCE ¦ Hot-Dry | SCE | All | Electric | Unitary Air-Cooled-Split AC, 14 SEER | Average Existing and Code | 0 | Conventional | HVAC | Com - Retail | Com | ROB and NEW | 0 | 1000 sqft2 of floor space | Cap-Tons | 15 | DEER:HVAC_Split-Package_AC | 0 | 0 | 0 | SWHC014-03 | 1008 | 2021 | 0 | 1183 | 2021 | 0 | 0 | SWHC014-03 | Unitary AC (Small) - Hot-Dry ¦ SCE ¦ Hot-Dry | Unitary AC (Small) - Hot-Dry | 0.45973 | 1 | 0.92526 | CBSA 2014 | 0 | 2012 | 0.5 | SWHC014-03
COM-HVAC-20.59 | Com ¦ Small Unitary AC (SEER 14) - Hot-Dry ¦ SCE ¦ Hot-Dry | Com ¦ Small Unitary AC (SEER 14) - Hot-Dry | SCE ¦ Hot-Dry | SCE | All | Electric | Unitary Air-Cooled-Split AC, 14 SEER | Average Existing and Code | 0 | Conventional | HVAC | Com - School | Com | ROB and NEW | 0 | 1000 sqft2 of floor space | Cap-Tons | 15 | DEER:HVAC_Split-Package_AC | 0 | 0 | 0 | SWHC014-03 | 1008 | 2021 | 0 | 1183 | 2021 | 0 | 0 | SWHC014-03 | Unitary AC (Small) - Hot-Dry ¦ SCE ¦ Hot-Dry | Unitary AC (Small) - Hot-Dry | 0.74863 | 1 | 0.92526 | CBSA 2014 | 0 | 2012 | 0.5 | SWHC014-03
COM-HVAC-20.60 | Com ¦ Small Unitary AC (SEER 14) - Hot-Dry ¦ SCE ¦ Hot-Dry | Com ¦ Small Unitary AC (SEER 14) - Hot-Dry | SCE ¦ Hot-Dry | SCE | All | Electric | Unitary Air-Cooled-Split AC, 14 SEER | Average Existing and Code | 0 | Conventional | HVAC | Com - Warehouse | Com | ROB and NEW | 0 | 1000 sqft2 of floor space | Cap-Tons | 15 | DEER:HVAC_Split-Package_AC | 0 | 0 | 0 | SWHC014-03 | 1008 | 2021 | 0 | 1183 | 2021 | 0 | 0 | SWHC014-03 | Unitary AC (Small) - Hot-Dry ¦ SCE ¦ Hot-Dry | Unitary AC (Small) - Hot-Dry | 0.1408 | 1 | 0.92526 | CBSA 2014 | 0 | 2012 | 0.5 | SWHC014-03
COM-HVAC-20.61 | Com ¦ Small Unitary AC (SEER 14) - Cold ¦ SCE ¦ Cold | Com ¦ Small Unitary AC (SEER 14) - Cold | SCE ¦ Cold | SCE | All | Electric | Unitary Air-Cooled-Split AC, 14 SEER | Average Existing and Code | 0 | Conventional | HVAC | Com - College | Com | ROB and NEW | 0 | 1000 sqft2 of floor space | Cap-Tons | 15 | DEER:HVAC_Split-Package_AC | 0 | 0 | 0 | SWHC014-03 | 1008 | 2021 | 0 | 1183 | 2021 | 0 | 0 | SWHC014-03 | Unitary AC (Small) - Cold ¦ SCE ¦ Cold | Unitary AC (Small) - Cold | 0.62169 | 1 | 0.92526 | CBSA 2014 | 0 | 2012 | 0.5 | SWHC014-03
COM-HVAC-20.62 | Com ¦ Small Unitary AC (SEER 14) - Cold ¦ SCE ¦ Cold | Com ¦ Small Unitary AC (SEER 14) - Cold | SCE ¦ Cold | SCE | All | Electric | Unitary Air-Cooled-Split AC, 14 SEER | Average Existing and Code | 0 | Conventional | HVAC | Com - Grocery | Com | ROB and NEW | 0 | 1000 sqft2 of floor space | Cap-Tons | 15 | DEER:HVAC_Split-Package_AC | 0 | 0 | 0 | SWHC014-03 | 1008 | 2021 | 0 | 1183 | 2021 | 0 | 0 | SWHC014-03 | Unitary AC (Small) - Cold ¦ SCE ¦ Cold | Unitary AC (Small) - Cold | 1.1059 | 1 | 0.92526 | CBSA 2014 | 0 | 2012 | 0.5 | SWHC014-03
COM-HVAC-20.63 | Com ¦ Small Unitary AC (SEER 14) - Cold ¦ SCE ¦ Cold | Com ¦ Small Unitary AC (SEER 14) - Cold | SCE ¦ Cold | SCE | All | Electric | Unitary Air-Cooled-Split AC, 14 SEER | Average Existing and Code | 0 | Conventional | HVAC | Com - Health | Com | ROB and NEW | 0 | 1000 sqft2 of floor space | Cap-Tons | 15 | DEER:HVAC_Split-Package_AC | 0 | 0 | 0 | SWHC014-03 | 1008 | 2021 | 0 | 1183 | 2021 | 0 | 0 | SWHC014-03 | Unitary AC (Small) - Cold ¦ SCE ¦ Cold | Unitary AC (Small) - Cold | 0.88169 | 1 | 0.92526 | CBSA 2014 | 0 | 2012 | 0.5 | SWHC014-03
COM-HVAC-20.64 | Com ¦ Small Unitary AC (SEER 14) - Cold ¦ SCE ¦ Cold | Com ¦ Small Unitary AC (SEER 14) - Cold | SCE ¦ Cold | SCE | All | Electric | Unitary Air-Cooled-Split AC, 14 SEER | Average Existing and Code | 0 | Conventional | HVAC | Com - Lodging | Com | ROB and NEW | 0 | 1000 sqft2 of floor space | Cap-Tons | 15 | DEER:HVAC_Split-Package_AC | 0 | 0 | 0 | SWHC014-03 | 1008 | 2021 | 0 | 1183 | 2021 | 0 | 0 | SWHC014-03 | Unitary AC (Small) - Cold ¦ SCE ¦ Cold | Unitary AC (Small) - Cold | 0.49511 | 1 | 0.92526 | CBSA 2014 | 0 | 2012 | 0.5 | SWHC014-03
COM-HVAC-20.65 | Com ¦ Small Unitary AC (SEER 14) - Cold ¦ SCE ¦ Cold | Com ¦ Small Unitary AC (SEER 14) - Cold | SCE ¦ Cold | SCE | All | Electric | Unitary Air-Cooled-Split AC, 14 SEER | Average Existing and Code | 0 | Conventional | HVAC | Com - Office (Large) | Com | ROB and NEW | 0 | 1000 sqft2 of floor space | Cap-Tons | 15 | DEER:HVAC_Split-Package_AC | 0 | 0 | 0 | SWHC014-03 | 1008 | 2021 | 0 | 1183 | 2021 | 0 | 0 | SWHC014-03 | Unitary AC (Small) - Cold ¦ SCE ¦ Cold | Unitary AC (Small) - Cold | 0.65634 | 1 | 0.92526 | CBSA 2014 | 0 | 2012 | 0.5 | SWHC014-03
COM-HVAC-20.66 | Com ¦ Small Unitary AC (SEER 14) - Cold ¦ SCE ¦ Cold | Com ¦ Small Unitary AC (SEER 14) - Cold | SCE ¦ Cold | SCE | All | Electric | Unitary Air-Cooled-Split AC, 14 SEER | Average Existing and Code | 0 | Conventional | HVAC | Com - Office (Small) | Com | ROB and NEW | 0 | 1000 sqft2 of floor space | Cap-Tons | 15 | DEER:HVAC_Split-Package_AC | 0 | 0 | 0 | SWHC014-03 | 1008 | 2021 | 0 | 1183 | 2021 | 0 | 0 | SWHC014-03 | Unitary AC (Small) - Cold ¦ SCE ¦ Cold | Unitary AC (Small) - Cold | 0.74464 | 1 | 0.92526 | CBSA 2014 | 0 | 2012 | 0.5 | SWHC014-03
COM-HVAC-20.67 | Com ¦ Small Unitary AC (SEER 14) - Cold ¦ SCE ¦ Cold | Com ¦ Small Unitary AC (SEER 14) - Cold | SCE ¦ Cold | SCE | All | Electric | Unitary Air-Cooled-Split AC, 14 SEER | Average Existing and Code | 0 | Conventional | HVAC | Com - Other | Com | ROB and NEW | 0 | 1000 sqft2 of floor space | Cap-Tons | 15 | DEER:HVAC_Split-Package_AC | 0 | 0 | 0 | SWHC014-03 | 1008 | 2021 | 0 | 1183 | 2021 | 0 | 0 | SWHC014-03 | Unitary AC (Small) - Cold ¦ SCE ¦ Cold | Unitary AC (Small) - Cold | 0.35552 | 1 | 0.92526 | CBSA 2014 | 0 | 2012 | 0.5 | SWHC014-03
COM-HVAC-20.69 | Com ¦ Small Unitary AC (SEER 14) - Cold ¦ SCE ¦ Cold | Com ¦ Small Unitary AC (SEER 14) - Cold | SCE ¦ Cold | SCE | All | Electric | Unitary Air-Cooled-Split AC, 14 SEER | Average Existing and Code | 0 | Conventional | HVAC | Com - Restaurant | Com | ROB and NEW | 0 | 1000 sqft2 of floor space | Cap-Tons | 15 | DEER:HVAC_Split-Package_AC | 0 | 0 | 0 | SWHC014-03 | 1008 | 2021 | 0 | 1183 | 2021 | 0 | 0 | SWHC014-03 | Unitary AC (Small) - Cold ¦ SCE ¦ Cold | Unitary AC (Small) - Cold | 1.0866 | 1 | 0.92526 | CBSA 2014 | 0 | 2012 | 0.5 | SWHC014-03
COM-HVAC-20.70 | Com ¦ Small Unitary AC (SEER 14) - Cold ¦ SCE ¦ Cold | Com ¦ Small Unitary AC (SEER 14) - Cold | SCE ¦ Cold | SCE | All | Electric | Unitary Air-Cooled-Split AC, 14 SEER | Average Existing and Code | 0 | Conventional | HVAC | Com - Retail | Com | ROB and NEW | 0 | 1000 sqft2 of floor space | Cap-Tons | 15 | DEER:HVAC_Split-Package_AC | 0 | 0 | 0 | SWHC014-03 | 1008 | 2021 | 0 | 1183 | 2021 | 0 | 0 | SWHC014-03 | Unitary AC (Small) - Cold ¦ SCE ¦ Cold | Unitary AC (Small) - Cold | 0.45973 | 1 | 0.92526 | CBSA 2014 | 0 | 2012 | 0.5 | SWHC014-03
COM-HVAC-20.71 | Com ¦ Small Unitary AC (SEER 14) - Cold ¦ SCE ¦ Cold | Com ¦ Small Unitary AC (SEER 14) - Cold | SCE ¦ Cold | SCE | All | Electric | Unitary Air-Cooled-Split AC, 14 SEER | Average Existing and Code | 0 | Conventional | HVAC | Com - School | Com | ROB and NEW | 0 | 1000 sqft2 of floor space | Cap-Tons | 15 | DEER:HVAC_Split-Package_AC | 0 | 0 | 0 | SWHC014-03 | 1008 | 2021 | 0 | 1183 | 2021 | 0 | 0 | SWHC014-03 | Unitary AC (Small) - Cold ¦ SCE ¦ Cold | Unitary AC (Small) - Cold | 0.74863 | 1 | 0.92526 | CBSA 2014 | 0 | 2012 | 0.5 | SWHC014-03
COM-HVAC-20.72 | Com ¦ Small Unitary AC (SEER 14) - Cold ¦ SCE ¦ Cold | Com ¦ Small Unitary AC (SEER 14) - Cold | SCE ¦ Cold | SCE | All | Electric | Unitary Air-Cooled-Split AC, 14 SEER | Average Existing and Code | 0 | Conventional | HVAC | Com - Warehouse | Com | ROB and NEW | 0 | 1000 sqft2 of floor space | Cap-Tons | 15 | DEER:HVAC_Split-Package_AC | 0 | 0 | 0 | SWHC014-03 | 1008 | 2021 | 0 | 1183 | 2021 | 0 | 0 | SWHC014-03 | Unitary AC (Small) - Cold ¦ SCE ¦ Cold | Unitary AC (Small) - Cold | 0.1408 | 1 | 0.92526 | CBSA 2014 | 0 | 2012 | 0.5 | SWHC014-03
COM-HVAC-20.73 | Com ¦ Small Unitary AC (SEER 14) - Marine ¦ SDG&E ¦ Marine | Com ¦ Small Unitary AC (SEER 14) - Marine | SDG&E ¦ Marine | SDG&E | All | Electric | Unitary Air-Cooled-Split AC, 14 SEER | Average Existing and Code | 0 | Conventional | HVAC | Com - College | Com | ROB and NEW | 0 | 1000 sqft2 of floor space | Cap-Tons | 15 | DEER:HVAC_Split-Package_AC | 0 | 0 | 0 | SWHC014-03 | 1008 | 2021 | 0 | 1183 | 2021 | 0 | 0 | SWHC014-03 | Unitary AC (Small) - Marine ¦ SDG&E ¦ Marine | Unitary AC (Small) - Marine | 0.60922 | 1 | 0.92526 | CBSA 2014 | 0 | 2012 | 0.5 | SWHC014-03
COM-HVAC-20.74 | Com ¦ Small Unitary AC (SEER 14) - Marine ¦ SDG&E ¦ Marine | Com ¦ Small Unitary AC (SEER 14) - Marine | SDG&E ¦ Marine | SDG&E | All | Electric | Unitary Air-Cooled-Split AC, 14 SEER | Average Existing and Code | 0 | Conventional | HVAC | Com - Grocery | Com | ROB and NEW | 0 | 1000 sqft2 of floor space | Cap-Tons | 15 | DEER:HVAC_Split-Package_AC | 0 | 0 | 0 | SWHC014-03 | 1008 | 2021 | 0 | 1183 | 2021 | 0 | 0 | SWHC014-03 | Unitary AC (Small) - Marine ¦ SDG&E ¦ Marine | Unitary AC (Small) - Marine | 1.1243 | 1 | 0.92526 | CBSA 2014 | 0 | 2012 | 0.5 | SWHC014-03
COM-HVAC-20.75 | Com ¦ Small Unitary AC (SEER 14) - Marine ¦ SDG&E ¦ Marine | Com ¦ Small Unitary AC (SEER 14) - Marine | SDG&E ¦ Marine | SDG&E | All | Electric | Unitary Air-Cooled-Split AC, 14 SEER | Average Existing and Code | 0 | Conventional | HVAC | Com - Health | Com | ROB and NEW | 0 | 1000 sqft2 of floor space | Cap-Tons | 15 | DEER:HVAC_Split-Package_AC | 0 | 0 | 0 | SWHC014-03 | 1008 | 2021 | 0 | 1183 | 2021 | 0 | 0 | SWHC014-03 | Unitary AC (Small) - Marine ¦ SDG&E ¦ Marine | Unitary AC (Small) - Marine | 0.87675 | 1 | 0.92526 | CBSA 2014 | 0 | 2012 | 0.5 | SWHC014-03
COM-HVAC-20.76 | Com ¦ Small Unitary AC (SEER 14) - Marine ¦ SDG&E ¦ Marine | Com ¦ Small Unitary AC (SEER 14) - Marine | SDG&E ¦ Marine | SDG&E | All | Electric | Unitary Air-Cooled-Split AC, 14 SEER | Average Existing and Code | 0 | Conventional | HVAC | Com - Lodging | Com | ROB and NEW | 0 | 1000 sqft2 of floor space | Cap-Tons | 15 | DEER:HVAC_Split-Package_AC | 0 | 0 | 0 | SWHC014-03 | 1008 | 2021 | 0 | 1183 | 2021 | 0 | 0 | SWHC014-03 | Unitary AC (Small) - Marine ¦ SDG&E ¦ Marine | Unitary AC (Small) - Marine | 0.49055 | 1 | 0.92526 | CBSA 2014 | 0 | 2012 | 0.5 | SWHC014-03
COM-HVAC-20.77 | Com ¦ Small Unitary AC (SEER 14) - Marine ¦ SDG&E ¦ Marine | Com ¦ Small Unitary AC (SEER 14) - Marine | SDG&E ¦ Marine | SDG&E | All | Electric | Unitary Air-Cooled-Split AC, 14 SEER | Average Existing and Code | 0 | Conventional | HVAC | Com - Office (Large) | Com | ROB and NEW | 0 | 1000 sqft2 of floor space | Cap-Tons | 15 | DEER:HVAC_Split-Package_AC | 0 | 0 | 0 | SWHC014-03 | 1008 | 2021 | 0 | 1183 | 2021 | 0 | 0 | SWHC014-03 | Unitary AC (Small) - Marine ¦ SDG&E ¦ Marine | Unitary AC (Small) - Marine | 0.64047 | 1 | 0.92526 | CBSA 2014 | 0 | 2012 | 0.5 | SWHC014-03
COM-HVAC-20.78 | Com ¦ Small Unitary AC (SEER 14) - Marine ¦ SDG&E ¦ Marine | Com ¦ Small Unitary AC (SEER 14) - Marine | SDG&E ¦ Marine | SDG&E | All | Electric | Unitary Air-Cooled-Split AC, 14 SEER | Average Existing and Code | 0 | Conventional | HVAC | Com - Office (Small) | Com | ROB and NEW | 0 | 1000 sqft2 of floor space | Cap-Tons | 15 | DEER:HVAC_Split-Package_AC | 0 | 0 | 0 | SWHC014-03 | 1008 | 2021 | 0 | 1183 | 2021 | 0 | 0 | SWHC014-03 | Unitary AC (Small) - Marine ¦ SDG&E ¦ Marine | Unitary AC (Small) - Marine | 0.77766 | 1 | 0.92526 | CBSA 2014 | 0 | 2012 | 0.5 | SWHC014-03
COM-HVAC-20.79 | Com ¦ Small Unitary AC (SEER 14) - Marine ¦ SDG&E ¦ Marine | Com ¦ Small Unitary AC (SEER 14) - Marine | SDG&E ¦ Marine | SDG&E | All | Electric | Unitary Air-Cooled-Split AC, 14 SEER | Average Existing and Code | 0 | Conventional | HVAC | Com - Other | Com | ROB and NEW | 0 | 1000 sqft2 of floor space | Cap-Tons | 15 | DEER:HVAC_Split-Package_AC | 0 | 0 | 0 | SWHC014-03 | 1008 | 2021 | 0 | 1183 | 2021 | 0 | 0 | SWHC014-03 | Unitary AC (Small) - Marine ¦ SDG&E ¦ Marine | Unitary AC (Small) - Marine | 0.34945 | 1 | 0.92526 | CBSA 2014 | 0 | 2012 | 0.5 | SWHC014-03
COM-HVAC-20.81 | Com ¦ Small Unitary AC (SEER 14) - Marine ¦ SDG&E ¦ Marine | Com ¦ Small Unitary AC (SEER 14) - Marine | SDG&E ¦ Marine | SDG&E | All | Electric | Unitary Air-Cooled-Split AC, 14 SEER | Average Existing and Code | 0 | Conventional | HVAC | Com - Restaurant | Com | ROB and NEW | 0 | 1000 sqft2 of floor space | Cap-Tons | 15 | DEER:HVAC_Split-Package_AC | 0 | 0 | 0 | SWHC014-03 | 1008 | 2021 | 0 | 1183 | 2021 | 0 | 0 | SWHC014-03 | Unitary AC (Small) - Marine ¦ SDG&E ¦ Marine | Unitary AC (Small) - Marine | 1.1351 | 1 | 0.92526 | CBSA 2014 | 0 | 2012 | 0.5 | SWHC014-03
COM-HVAC-20.82 | Com ¦ Small Unitary AC (SEER 14) - Marine ¦ SDG&E ¦ Marine | Com ¦ Small Unitary AC (SEER 14) - Marine | SDG&E ¦ Marine | SDG&E | All | Electric | Unitary Air-Cooled-Split AC, 14 SEER | Average Existing and Code | 0 | Conventional | HVAC | Com - Retail | Com | ROB and NEW | 0 | 1000 sqft2 of floor space | Cap-Tons | 15 | DEER:HVAC_Split-Package_AC | 0 | 0 | 0 | SWHC014-03 | 1008 | 2021 | 0 | 1183 | 2021 | 0 | 0 | SWHC014-03 | Unitary AC (Small) - Marine ¦ SDG&E ¦ Marine | Unitary AC (Small) - Marine | 0.46017 | 1 | 0.92526 | CBSA 2014 | 0 | 2012 | 0.5 | SWHC014-03
COM-HVAC-20.83 | Com ¦ Small Unitary AC (SEER 14) - Marine ¦ SDG&E ¦ Marine | Com ¦ Small Unitary AC (SEER 14) - Marine | SDG&E ¦ Marine | SDG&E | All | Electric | Unitary Air-Cooled-Split AC, 14 SEER | Average Existing and Code | 0 | Conventional | HVAC | Com - School | Com | ROB and NEW | 0 | 1000 sqft2 of floor space | Cap-Tons | 15 | DEER:HVAC_Split-Package_AC | 0 | 0 | 0 | SWHC014-03 | 1008 | 2021 | 0 | 1183 | 2021 | 0 | 0 | SWHC014-03 | Unitary AC (Small) - Marine ¦ SDG&E ¦ Marine | Unitary AC (Small) - Marine | 0.77382 | 1 | 0.92526 | CBSA 2014 | 0 | 2012 | 0.5 | SWHC014-03
COM-HVAC-20.84 | Com ¦ Small Unitary AC (SEER 14) - Marine ¦ SDG&E ¦ Marine | Com ¦ Small Unitary AC (SEER 14) - Marine | SDG&E ¦ Marine | SDG&E | All | Electric | Unitary Air-Cooled-Split AC, 14 SEER | Average Existing and Code | 0 | Conventional | HVAC | Com - Warehouse | Com | ROB and NEW | 0 | 1000 sqft2 of floor space | Cap-Tons | 15 | DEER:HVAC_Split-Package_AC | 0 | 0 | 0 | SWHC014-03 | 1008 | 2021 | 0 | 1183 | 2021 | 0 | 0 | SWHC014-03 | Unitary AC (Small) - Marine ¦ SDG&E ¦ Marine | Unitary AC (Small) - Marine | 0.14112 | 1 | 0.92526 | CBSA 2014 | 0 | 2012 | 0.5 | SWHC014-03
COM-HVAC-20.85 | Com ¦ Small Unitary AC (SEER 14) - Hot-Dry ¦ SDG&E ¦ Hot-Dry | Com ¦ Small Unitary AC (SEER 14) - Hot-Dry | SDG&E ¦ Hot-Dry | SDG&E | All | Electric | Unitary Air-Cooled-Split AC, 14 SEER | Average Existing and Code | 0 | Conventional | HVAC | Com - College | Com | ROB and NEW | 0 | 1000 sqft2 of floor space | Cap-Tons | 15 | DEER:HVAC_Split-Package_AC | 0 | 0 | 0 | SWHC014-03 | 1008 | 2021 | 0 | 1183 | 2021 | 0 | 0 | SWHC014-03 | Unitary AC (Small) - Hot-Dry ¦ SDG&E ¦ Hot-Dry | Unitary AC (Small) - Hot-Dry | 0.60922 | 1 | 0.92526 | CBSA 2014 | 0 | 2012 | 0.5 | SWHC014-03
COM-HVAC-20.86 | Com ¦ Small Unitary AC (SEER 14) - Hot-Dry ¦ SDG&E ¦ Hot-Dry | Com ¦ Small Unitary AC (SEER 14) - Hot-Dry | SDG&E ¦ Hot-Dry | SDG&E | All | Electric | Unitary Air-Cooled-Split AC, 14 SEER | Average Existing and Code | 0 | Conventional | HVAC | Com - Grocery | Com | ROB and NEW | 0 | 1000 sqft2 of floor space | Cap-Tons | 15 | DEER:HVAC_Split-Package_AC | 0 | 0 | 0 | SWHC014-03 | 1008 | 2021 | 0 | 1183 | 2021 | 0 | 0 | SWHC014-03 | Unitary AC (Small) - Hot-Dry ¦ SDG&E ¦ Hot-Dry | Unitary AC (Small) - Hot-Dry | 1.1243 | 1 | 0.92526 | CBSA 2014 | 0 | 2012 | 0.5 | SWHC014-03
COM-HVAC-20.87 | Com ¦ Small Unitary AC (SEER 14) - Hot-Dry ¦ SDG&E ¦ Hot-Dry | Com ¦ Small Unitary AC (SEER 14) - Hot-Dry | SDG&E ¦ Hot-Dry | SDG&E | All | Electric | Unitary Air-Cooled-Split AC, 14 SEER | Average Existing and Code | 0 | Conventional | HVAC | Com - Health | Com | ROB and NEW | 0 | 1000 sqft2 of floor space | Cap-Tons | 15 | DEER:HVAC_Split-Package_AC | 0 | 0 | 0 | SWHC014-03 | 1008 | 2021 | 0 | 1183 | 2021 | 0 | 0 | SWHC014-03 | Unitary AC (Small) - Hot-Dry ¦ SDG&E ¦ Hot-Dry | Unitary AC (Small) - Hot-Dry | 0.87675 | 1 | 0.92526 | CBSA 2014 | 0 | 2012 | 0.5 | SWHC014-03
COM-HVAC-20.88 | Com ¦ Small Unitary AC (SEER 14) - Hot-Dry ¦ SDG&E ¦ Hot-Dry | Com ¦ Small Unitary AC (SEER 14) - Hot-Dry | SDG&E ¦ Hot-Dry | SDG&E | All | Electric | Unitary Air-Cooled-Split AC, 14 SEER | Average Existing and Code | 0 | Conventional | HVAC | Com - Lodging | Com | ROB and NEW | 0 | 1000 sqft2 of floor space | Cap-Tons | 15 | DEER:HVAC_Split-Package_AC | 0 | 0 | 0 | SWHC014-03 | 1008 | 2021 | 0 | 1183 | 2021 | 0 | 0 | SWHC014-03 | Unitary AC (Small) - Hot-Dry ¦ SDG&E ¦ Hot-Dry | Unitary AC (Small) - Hot-Dry | 0.49055 | 1 | 0.92526 | CBSA 2014 | 0 | 2012 | 0.5 | SWHC014-03
COM-HVAC-20.89 | Com ¦ Small Unitary AC (SEER 14) - Hot-Dry ¦ SDG&E ¦ Hot-Dry | Com ¦ Small Unitary AC (SEER 14) - Hot-Dry | SDG&E ¦ Hot-Dry | SDG&E | All | Electric | Unitary Air-Cooled-Split AC, 14 SEER | Average Existing and Code | 0 | Conventional | HVAC | Com - Office (Large) | Com | ROB and NEW | 0 | 1000 sqft2 of floor space | Cap-Tons | 15 | DEER:HVAC_Split-Package_AC | 0 | 0 | 0 | SWHC014-03 | 1008 | 2021 | 0 | 1183 | 2021 | 0 | 0 | SWHC014-03 | Unitary AC (Small) - Hot-Dry ¦ SDG&E ¦ Hot-Dry | Unitary AC (Small) - Hot-Dry | 0.64047 | 1 | 0.92526 | CBSA 2014 | 0 | 2012 | 0.5 | SWHC014-03
COM-HVAC-20.90 | Com ¦ Small Unitary AC (SEER 14) - Hot-Dry ¦ SDG&E ¦ Hot-Dry | Com ¦ Small Unitary AC (SEER 14) - Hot-Dry | SDG&E ¦ Hot-Dry | SDG&E | All | Electric | Unitary Air-Cooled-Split AC, 14 SEER | Average Existing and Code | 0 | Conventional | HVAC | Com - Office (Small) | Com | ROB and NEW | 0 | 1000 sqft2 of floor space | Cap-Tons | 15 | DEER:HVAC_Split-Package_AC | 0 | 0 | 0 | SWHC014-03 | 1008 | 2021 | 0 | 1183 | 2021 | 0 | 0 | SWHC014-03 | Unitary AC (Small) - Hot-Dry ¦ SDG&E ¦ Hot-Dry | Unitary AC (Small) - Hot-Dry | 0.77766 | 1 | 0.92526 | CBSA 2014 | 0 | 2012 | 0.5 | SWHC014-03
COM-HVAC-20.91 | Com ¦ Small Unitary AC (SEER 14) - Hot-Dry ¦ SDG&E ¦ Hot-Dry | Com ¦ Small Unitary AC (SEER 14) - Hot-Dry | SDG&E ¦ Hot-Dry | SDG&E | All | Electric | Unitary Air-Cooled-Split AC, 14 SEER | Average Existing and Code | 0 | Conventional | HVAC | Com - Other | Com | ROB and NEW | 0 | 1000 sqft2 of floor space | Cap-Tons | 15 | DEER:HVAC_Split-Package_AC | 0 | 0 | 0 | SWHC014-03 | 1008 | 2021 | 0 | 1183 | 2021 | 0 | 0 | SWHC014-03 | Unitary AC (Small) - Hot-Dry ¦ SDG&E ¦ Hot-Dry | Unitary AC (Small) - Hot-Dry | 0.34945 | 1 | 0.92526 | CBSA 2014 | 0 | 2012 | 0.5 | SWHC014-03
COM-HVAC-20.93 | Com ¦ Small Unitary AC (SEER 14) - Hot-Dry ¦ SDG&E ¦ Hot-Dry | Com ¦ Small Unitary AC (SEER 14) - Hot-Dry | SDG&E ¦ Hot-Dry | SDG&E | All | Electric | Unitary Air-Cooled-Split AC, 14 SEER | Average Existing and Code | 0 | Conventional | HVAC | Com - Restaurant | Com | ROB and NEW | 0 | 1000 sqft2 of floor space | Cap-Tons | 15 | DEER:HVAC_Split-Package_AC | 0 | 0 | 0 | SWHC014-03 | 1008 | 2021 | 0 | 1183 | 2021 | 0 | 0 | SWHC014-03 | Unitary AC (Small) - Hot-Dry ¦ SDG&E ¦ Hot-Dry | Unitary AC (Small) - Hot-Dry | 1.1351 | 1 | 0.92526 | CBSA 2014 | 0 | 2012 | 0.5 | SWHC014-03
COM-HVAC-20.94 | Com ¦ Small Unitary AC (SEER 14) - Hot-Dry ¦ SDG&E ¦ Hot-Dry | Com ¦ Small Unitary AC (SEER 14) - Hot-Dry | SDG&E ¦ Hot-Dry | SDG&E | All | Electric | Unitary Air-Cooled-Split AC, 14 SEER | Average Existing and Code | 0 | Conventional | HVAC | Com - Retail | Com | ROB and NEW | 0 | 1000 sqft2 of floor space | Cap-Tons | 15 | DEER:HVAC_Split-Package_AC | 0 | 0 | 0 | SWHC014-03 | 1008 | 2021 | 0 | 1183 | 2021 | 0 | 0 | SWHC014-03 | Unitary AC (Small) - Hot-Dry ¦ SDG&E ¦ Hot-Dry | Unitary AC (Small) - Hot-Dry | 0.46017 | 1 | 0.92526 | CBSA 2014 | 0 | 2012 | 0.5 | SWHC014-03
COM-HVAC-20.95 | Com ¦ Small Unitary AC (SEER 14) - Hot-Dry ¦ SDG&E ¦ Hot-Dry | Com ¦ Small Unitary AC (SEER 14) - Hot-Dry | SDG&E ¦ Hot-Dry | SDG&E | All | Electric | Unitary Air-Cooled-Split AC, 14 SEER | Average Existing and Code | 0 | Conventional | HVAC | Com - School | Com | ROB and NEW | 0 | 1000 sqft2 of floor space | Cap-Tons | 15 | DEER:HVAC_Split-Package_AC | 0 | 0 | 0 | SWHC014-03 | 1008 | 2021 | 0 | 1183 | 2021 | 0 | 0 | SWHC014-03 | Unitary AC (Small) - Hot-Dry ¦ SDG&E ¦ Hot-Dry | Unitary AC (Small) - Hot-Dry | 0.77382 | 1 | 0.92526 | CBSA 2014 | 0 | 2012 | 0.5 | SWHC014-03
COM-HVAC-20.96 | Com ¦ Small Unitary AC (SEER 14) - Hot-Dry ¦ SDG&E ¦ Hot-Dry | Com ¦ Small Unitary AC (SEER 14) - Hot-Dry | SDG&E ¦ Hot-Dry | SDG&E | All | Electric | Unitary Air-Cooled-Split AC, 14 SEER | Average Existing and Code | 0 | Conventional | HVAC | Com - Warehouse | Com | ROB and NEW | 0 | 1000 sqft2 of floor space | Cap-Tons | 15 | DEER:HVAC_Split-Package_AC | 0 | 0 | 0 | SWHC014-03 | 1008 | 2021 | 0 | 1183 | 2021 | 0 | 0 | SWHC014-03 | Unitary AC (Small) - Hot-Dry ¦ SDG&E ¦ Hot-Dry | Unitary AC (Small) - Hot-Dry | 0.14112 | 1 | 0.92526 | CBSA 2014 | 0 | 2012 | 0.5 | SWHC014-03
COM-HVAC-21.1 | Com ¦ Small Unitary AC (SEER 15) - Marine ¦ PG&E ¦ Marine | Com ¦ Small Unitary AC (SEER 15) - Marine | PG&E ¦ Marine | PG&E | All | Electric | Unitary Air-Cooled-Split AC, 15 SEER | Efficient | 0 | Conventional | HVAC | Com - College | Com | ROB and NEW | 0 | 1000 sqft2 of floor space | Cap-Tons | 15 | DEER:HVAC_Split-Package_AC | -86.55 | -0.02275 | 0.99 | SWHC014-03 | 1111.78 | 2021 | 0 | 1183 | 2021 | 0 | 0 | SWHC014-03 | Unitary AC (Small) - Marine ¦ PG&E ¦ Marine | Unitary AC (Small) - Marine | 0.55707 | 1 | 0.06 | CBSA 2014 | 2.3704 | 2032 | 0.5 | SWHC014-03
COM-HVAC-21.2 | Com ¦ Small Unitary AC (SEER 15) - Marine ¦ PG&E ¦ Marine | Com ¦ Small Unitary AC (SEER 15) - Marine | PG&E ¦ Marine | PG&E | All | Electric | Unitary Air-Cooled-Split AC, 15 SEER | Efficient | 0 | Conventional | HVAC | Com - Grocery | Com | ROB and NEW | 0 | 1000 sqft2 of floor space | Cap-Tons | 15 | DEER:HVAC_Split-Package_AC | -86.55 | -0.02275 | 0.99 | SWHC014-03 | 1111.78 | 2021 | 0 | 1183 | 2021 | 0 | 0 | SWHC014-03 | Unitary AC (Small) - Marine ¦ PG&E ¦ Marine | Unitary AC (Small) - Marine | 0.92949 | 1 | 0.06 | CBSA 2014 | -0.17944 | 2032 | 0.5 | SWHC014-03
COM-HVAC-21.3 | Com ¦ Small Unitary AC (SEER 15) - Marine ¦ PG&E ¦ Marine | Com ¦ Small Unitary AC (SEER 15) - Marine | PG&E ¦ Marine | PG&E | All | Electric | Unitary Air-Cooled-Split AC, 15 SEER | Efficient | 0 | Conventional | HVAC | Com - Health | Com | ROB and NEW | 0 | 1000 sqft2 of floor space | Cap-Tons | 15 | DEER:HVAC_Split-Package_AC | -86.55 | -0.02275 | 0.99 | SWHC014-03 | 1111.78 | 2021 | 0 | 1183 | 2021 | 0 | 0 | SWHC014-03 | Unitary AC (Small) - Marine ¦ PG&E ¦ Marine | Unitary AC (Small) - Marine | 0.82262 | 1 | 0.06 | CBSA 2014 | -1.055 | 2032 | 0.5 | SWHC014-03
COM-HVAC-21.4 | Com ¦ Small Unitary AC (SEER 15) - Marine ¦ PG&E ¦ Marine | Com ¦ Small Unitary AC (SEER 15) - Marine | PG&E ¦ Marine | PG&E | All | Electric | Unitary Air-Cooled-Split AC, 15 SEER | Efficient | 0 | Conventional | HVAC | Com - Lodging | Com | ROB and NEW | 0 | 1000 sqft2 of floor space | Cap-Tons | 15 | DEER:HVAC_Split-Package_AC | -86.55 | -0.02275 | 0.99 | SWHC014-03 | 1111.78 | 2021 | 0 | 1183 | 2021 | 0 | 0 | SWHC014-03 | Unitary AC (Small) - Marine ¦ PG&E ¦ Marine | Unitary AC (Small) - Marine | 0.43849 | 1 | 0.06 | CBSA 2014 | -2.7829 | 2032 | 0.5 | SWHC014-03
COM-HVAC-21.5 | Com ¦ Small Unitary AC (SEER 15) - Marine ¦ PG&E ¦ Marine | Com ¦ Small Unitary AC (SEER 15) - Marine | PG&E ¦ Marine | PG&E | All | Electric | Unitary Air-Cooled-Split AC, 15 SEER | Efficient | 0 | Conventional | HVAC | Com - Office (Large) | Com | ROB and NEW | 0 | 1000 sqft2 of floor space | Cap-Tons | 15 | DEER:HVAC_Split-Package_AC | -86.55 | -0.02275 | 0.99 | SWHC014-03 | 1111.78 | 2021 | 0 | 1183 | 2021 | 0 | 0 | SWHC014-03 | Unitary AC (Small) - Marine ¦ PG&E ¦ Marine | Unitary AC (Small) - Marine | 0.58414 | 1 | 0.06 | CBSA 2014 | -2.0703 | 2032 | 0.5 | SWHC014-03
COM-HVAC-21.6 | Com ¦ Small Unitary AC (SEER 15) - Marine ¦ PG&E ¦ Marine | Com ¦ Small Unitary AC (SEER 15) - Marine | PG&E ¦ Marine | PG&E | All | Electric | Unitary Air-Cooled-Split AC, 15 SEER | Efficient | 0 | Conventional | HVAC | Com - Office (Small) | Com | ROB and NEW | 0 | 1000 sqft2 of floor space | Cap-Tons | 15 | DEER:HVAC_Split-Package_AC | -86.55 | -0.02275 | 0.99 | SWHC014-03 | 1111.78 | 2021 | 0 | 1183 | 2021 | 0 | 0 | SWHC014-03 | Unitary AC (Small) - Marine ¦ PG&E ¦ Marine | Unitary AC (Small) - Marine | 0.68317 | 1 | 0.06 | CBSA 2014 | 1.2835 | 2032 | 0.5 | SWHC014-03
COM-HVAC-21.7 | Com ¦ Small Unitary AC (SEER 15) - Marine ¦ PG&E ¦ Marine | Com ¦ Small Unitary AC (SEER 15) - Marine | PG&E ¦ Marine | PG&E | All | Electric | Unitary Air-Cooled-Split AC, 15 SEER | Efficient | 0 | Conventional | HVAC | Com - Other | Com | ROB and NEW | 0 | 1000 sqft2 of floor space | Cap-Tons | 15 | DEER:HVAC_Split-Package_AC | -86.55 | -0.02275 | 0.99 | SWHC014-03 | 1111.78 | 2021 | 0 | 1183 | 2021 | 0 | 0 | SWHC014-03 | Unitary AC (Small) - Marine ¦ PG&E ¦ Marine | Unitary AC (Small) - Marine | 0.32241 | 1 | 0.06 | CBSA 2014 | 2.6006 | 2032 | 0.5 | SWHC014-03
COM-HVAC-21.9 | Com ¦ Small Unitary AC (SEER 15) - Marine ¦ PG&E ¦ Marine | Com ¦ Small Unitary AC (SEER 15) - Marine | PG&E ¦ Marine | PG&E | All | Electric | Unitary Air-Cooled-Split AC, 15 SEER | Efficient | 0 | Conventional | HVAC | Com - Restaurant | Com | ROB and NEW | 0 | 1000 sqft2 of floor space | Cap-Tons | 15 | DEER:HVAC_Split-Package_AC | -86.55 | -0.02275 | 0.99 | SWHC014-03 | 1111.78 | 2021 | 0 | 1183 | 2021 | 0 | 0 | SWHC014-03 | Unitary AC (Small) - Marine ¦ PG&E ¦ Marine | Unitary AC (Small) - Marine | 0.98716 | 1 | 0.06 | CBSA 2014 | 1.5106 | 2032 | 0.5 | SWHC014-03
COM-HVAC-21.10 | Com ¦ Small Unitary AC (SEER 15) - Marine ¦ PG&E ¦ Marine | Com ¦ Small Unitary AC (SEER 15) - Marine | PG&E ¦ Marine | PG&E | All | Electric | Unitary Air-Cooled-Split AC, 15 SEER | Efficient | 0 | Conventional | HVAC | Com - Retail | Com | ROB and NEW | 0 | 1000 sqft2 of floor space | Cap-Tons | 15 | DEER:HVAC_Split-Package_AC | -86.55 | -0.02275 | 0.99 | SWHC014-03 | 1111.78 | 2021 | 0 | 1183 | 2021 | 0 | 0 | SWHC014-03 | Unitary AC (Small) - Marine ¦ PG&E ¦ Marine | Unitary AC (Small) - Marine | 0.41141 | 1 | 0.06 | CBSA 2014 | -140.26 | 2032 | 0.5 | SWHC014-03
COM-HVAC-21.11 | Com ¦ Small Unitary AC (SEER 15) - Marine ¦ PG&E ¦ Marine | Com ¦ Small Unitary AC (SEER 15) - Marine | PG&E ¦ Marine | PG&E | All | Electric | Unitary Air-Cooled-Split AC, 15 SEER | Efficient | 0 | Conventional | HVAC | Com - School | Com | ROB and NEW | 0 | 1000 sqft2 of floor space | Cap-Tons | 15 | DEER:HVAC_Split-Package_AC | -86.55 | -0.02275 | 0.99 | SWHC014-03 | 1111.78 | 2021 | 0 | 1183 | 2021 | 0 | 0 | SWHC014-03 | Unitary AC (Small) - Marine ¦ PG&E ¦ Marine | Unitary AC (Small) - Marine | 0.62474 | 1 | 0.06 | CBSA 2014 | 3.9252 | 2032 | 0.5 | SWHC014-03
COM-HVAC-21.12 | Com ¦ Small Unitary AC (SEER 15) - Marine ¦ PG&E ¦ Marine | Com ¦ Small Unitary AC (SEER 15) - Marine | PG&E ¦ Marine | PG&E | All | Electric | Unitary Air-Cooled-Split AC, 15 SEER | Efficient | 0 | Conventional | HVAC | Com - Warehouse | Com | ROB and NEW | 0 | 1000 sqft2 of floor space | Cap-Tons | 15 | DEER:HVAC_Split-Package_AC | -86.55 | -0.02275 | 0.99 | SWHC014-03 | 1111.78 | 2021 | 0 | 1183 | 2021 | 0 | 0 | SWHC014-03 | Unitary AC (Small) - Marine ¦ PG&E ¦ Marine | Unitary AC (Small) - Marine | 0.12804 | 1 | 0.06 | CBSA 2014 | -1.1454 | 2032 | 0.5 | SWHC014-03
COM-HVAC-21.13 | Com ¦ Small Unitary AC (SEER 15) - Hot-Dry ¦ PG&E ¦ Hot-Dry | Com ¦ Small Unitary AC (SEER 15) - Hot-Dry | PG&E ¦ Hot-Dry | PG&E | All | Electric | Unitary Air-Cooled-Split AC, 15 SEER | Efficient | 0 | Conventional | HVAC | Com - College | Com | ROB and NEW | 0 | 1000 sqft2 of floor space | Cap-Tons | 15 | DEER:HVAC_Split-Package_AC | -107.5 | -0.0346 | 0.9655 | SWHC014-03 | 1111.78 | 2021 | 0 | 1183 | 2021 | 0 | 0 | SWHC014-03 | Unitary AC (Small) - Hot-Dry ¦ PG&E ¦ Hot-Dry | Unitary AC (Small) - Hot-Dry | 0.55707 | 1 | 0.06 | CBSA 2014 | 3.0966 | 2032 | 0.5 | SWHC014-03
COM-HVAC-21.14 | Com ¦ Small Unitary AC (SEER 15) - Hot-Dry ¦ PG&E ¦ Hot-Dry | Com ¦ Small Unitary AC (SEER 15) - Hot-Dry | PG&E ¦ Hot-Dry | PG&E | All | Electric | Unitary Air-Cooled-Split AC, 15 SEER | Efficient | 0 | Conventional | HVAC | Com - Grocery | Com | ROB and NEW | 0 | 1000 sqft2 of floor space | Cap-Tons | 15 | DEER:HVAC_Split-Package_AC | -107.5 | -0.0346 | 0.9655 | SWHC014-03 | 1111.78 | 2021 | 0 | 1183 | 2021 | 0 | 0 | SWHC014-03 | Unitary AC (Small) - Hot-Dry ¦ PG&E ¦ Hot-Dry | Unitary AC (Small) - Hot-Dry | 0.92949 | 1 | 0.06 | CBSA 2014 | 0.33269 | 2032 | 0.5 | SWHC014-03
COM-HVAC-21.15 | Com ¦ Small Unitary AC (SEER 15) - Hot-Dry ¦ PG&E ¦ Hot-Dry | Com ¦ Small Unitary AC (SEER 15) - Hot-Dry | PG&E ¦ Hot-Dry | PG&E | All | Electric | Unitary Air-Cooled-Split AC, 15 SEER | Efficient | 0 | Conventional | HVAC | Com - Health | Com | ROB and NEW | 0 | 1000 sqft2 of floor space | Cap-Tons | 15 | DEER:HVAC_Split-Package_AC | -107.5 | -0.0346 | 0.9655 | SWHC014-03 | 1111.78 | 2021 | 0 | 1183 | 2021 | 0 | 0 | SWHC014-03 | Unitary AC (Small) - Hot-Dry ¦ PG&E ¦ Hot-Dry | Unitary AC (Small) - Hot-Dry | 0.82262 | 1 | 0.06 | CBSA 2014 | -0.68659 | 2032 | 0.5 | SWHC014-03
COM-HVAC-21.16 | Com ¦ Small Unitary AC (SEER 15) - Hot-Dry ¦ PG&E ¦ Hot-Dry | Com ¦ Small Unitary AC (SEER 15) - Hot-Dry | PG&E ¦ Hot-Dry | PG&E | All | Electric | Unitary Air-Cooled-Split AC, 15 SEER | Efficient | 0 | Conventional | HVAC | Com - Lodging | Com | ROB and NEW | 0 | 1000 sqft2 of floor space | Cap-Tons | 15 | DEER:HVAC_Split-Package_AC | -107.5 | -0.0346 | 0.9655 | SWHC014-03 | 1111.78 | 2021 | 0 | 1183 | 2021 | 0 | 0 | SWHC014-03 | Unitary AC (Small) - Hot-Dry ¦ PG&E ¦ Hot-Dry | Unitary AC (Small) - Hot-Dry | 0.43849 | 1 | 0.06 | CBSA 2014 | -1.4448 | 2032 | 0.5 | SWHC014-03
COM-HVAC-21.17 | Com ¦ Small Unitary AC (SEER 15) - Hot-Dry ¦ PG&E ¦ Hot-Dry | Com ¦ Small Unitary AC (SEER 15) - Hot-Dry | PG&E ¦ Hot-Dry | PG&E | All | Electric | Unitary Air-Cooled-Split AC, 15 SEER | Efficient | 0 | Conventional | HVAC | Com - Office (Large) | Com | ROB and NEW | 0 | 1000 sqft2 of floor space | Cap-Tons | 15 | DEER:HVAC_Split-Package_AC | -107.5 | -0.0346 | 0.9655 | SWHC014-03 | 1111.78 | 2021 | 0 | 1183 | 2021 | 0 | 0 | SWHC014-03 | Unitary AC (Small) - Hot-Dry ¦ PG&E ¦ Hot-Dry | Unitary AC (Small) - Hot-Dry | 0.58414 | 1 | 0.06 | CBSA 2014 | -1.6574 | 2032 | 0.5 | SWHC014-03
COM-HVAC-21.18 | Com ¦ Small Unitary AC (SEER 15) - Hot-Dry ¦ PG&E ¦ Hot-Dry | Com ¦ Small Unitary AC (SEER 15) - Hot-Dry | PG&E ¦ Hot-Dry | PG&E | All | Electric | Unitary Air-Cooled-Split AC, 15 SEER | Efficient | 0 | Conventional | HVAC | Com - Office (Small) | Com | ROB and NEW | 0 | 1000 sqft2 of floor space | Cap-Tons | 15 | DEER:HVAC_Split-Package_AC | -107.5 | -0.0346 | 0.9655 | SWHC014-03 | 1111.78 | 2021 | 0 | 1183 | 2021 | 0 | 0 | SWHC014-03 | Unitary AC (Small) - Hot-Dry ¦ PG&E ¦ Hot-Dry | Unitary AC (Small) - Hot-Dry | 0.68317 | 1 | 0.06 | CBSA 2014 | 1.8527 | 2032 | 0.5 | SWHC014-03
COM-HVAC-21.19 | Com ¦ Small Unitary AC (SEER 15) - Hot-Dry ¦ PG&E ¦ Hot-Dry | Com ¦ Small Unitary AC (SEER 15) - Hot-Dry | PG&E ¦ Hot-Dry | PG&E | All | Electric | Unitary Air-Cooled-Split AC, 15 SEER | Efficient | 0 | Conventional | HVAC | Com - Other | Com | ROB and NEW | 0 | 1000 sqft2 of floor space | Cap-Tons | 15 | DEER:HVAC_Split-Package_AC | -107.5 | -0.0346 | 0.9655 | SWHC014-03 | 1111.78 | 2021 | 0 | 1183 | 2021 | 0 | 0 | SWHC014-03 | Unitary AC (Small) - Hot-Dry ¦ PG&E ¦ Hot-Dry | Unitary AC (Small) - Hot-Dry | 0.32241 | 1 | 0.06 | CBSA 2014 | 3.8902 | 2032 | 0.5 | SWHC014-03
COM-HVAC-21.21 | Com ¦ Small Unitary AC (SEER 15) - Hot-Dry ¦ PG&E ¦ Hot-Dry | Com ¦ Small Unitary AC (SEER 15) - Hot-Dry | PG&E ¦ Hot-Dry | PG&E | All | Electric | Unitary Air-Cooled-Split AC, 15 SEER | Efficient | 0 | Conventional | HVAC | Com - Restaurant | Com | ROB and NEW | 0 | 1000 sqft2 of floor space | Cap-Tons | 15 | DEER:HVAC_Split-Package_AC | -107.5 | -0.0346 | 0.9655 | SWHC014-03 | 1111.78 | 2021 | 0 | 1183 | 2021 | 0 | 0 | SWHC014-03 | Unitary AC (Small) - Hot-Dry ¦ PG&E ¦ Hot-Dry | Unitary AC (Small) - Hot-Dry | 0.98716 | 1 | 0.06 | CBSA 2014 | 1.9439 | 2032 | 0.5 | SWHC014-03
COM-HVAC-21.22 | Com ¦ Small Unitary AC (SEER 15) - Hot-Dry ¦ PG&E ¦ Hot-Dry | Com ¦ Small Unitary AC (SEER 15) - Hot-Dry | PG&E ¦ Hot-Dry | PG&E | All | Electric | Unitary Air-Cooled-Split AC, 15 SEER | Efficient | 0 | Conventional | HVAC | Com - Retail | Com | ROB and NEW | 0 | 1000 sqft2 of floor space | Cap-Tons | 15 | DEER:HVAC_Split-Package_AC | -107.5 | -0.0346 | 0.9655 | SWHC014-03 | 1111.78 | 2021 | 0 | 1183 | 2021 | 0 | 0 | SWHC014-03 | Unitary AC (Small) - Hot-Dry ¦ PG&E ¦ Hot-Dry | Unitary AC (Small) - Hot-Dry | 0.41141 | 1 | 0.06 | CBSA 2014 | -134.565 | 2032 | 0.5 | SWHC014-03
COM-HVAC-21.23 | Com ¦ Small Unitary AC (SEER 15) - Hot-Dry ¦ PG&E ¦ Hot-Dry | Com ¦ Small Unitary AC (SEER 15) - Hot-Dry | PG&E ¦ Hot-Dry | PG&E | All | Electric | Unitary Air-Cooled-Split AC, 15 SEER | Efficient | 0 | Conventional | HVAC | Com - School | Com | ROB and NEW | 0 | 1000 sqft2 of floor space | Cap-Tons | 15 | DEER:HVAC_Split-Package_AC | -107.5 | -0.0346 | 0.9655 | SWHC014-03 | 1111.78 | 2021 | 0 | 1183 | 2021 | 0 | 0 | SWHC014-03 | Unitary AC (Small) - Hot-Dry ¦ PG&E ¦ Hot-Dry | Unitary AC (Small) - Hot-Dry | 0.62474 | 1 | 0.06 | CBSA 2014 | 5.0965 | 2032 | 0.5 | SWHC014-03
COM-HVAC-21.24 | Com ¦ Small Unitary AC (SEER 15) - Hot-Dry ¦ PG&E ¦ Hot-Dry | Com ¦ Small Unitary AC (SEER 15) - Hot-Dry | PG&E ¦ Hot-Dry | PG&E | All | Electric | Unitary Air-Cooled-Split AC, 15 SEER | Efficient | 0 | Conventional | HVAC | Com - Warehouse | Com | ROB and NEW | 0 | 1000 sqft2 of floor space | Cap-Tons | 15 | DEER:HVAC_Split-Package_AC | -107.5 | -0.0346 | 0.9655 | SWHC014-03 | 1111.78 | 2021 | 0 | 1183 | 2021 | 0 | 0 | SWHC014-03 | Unitary AC (Small) - Hot-Dry ¦ PG&E ¦ Hot-Dry | Unitary AC (Small) - Hot-Dry | 0.12804 | 1 | 0.06 | CBSA 2014 | 0.60001 | 2032 | 0.5 | SWHC014-03
COM-HVAC-21.25 | Com ¦ Small Unitary AC (SEER 15) - Cold ¦ PG&E ¦ Cold | Com ¦ Small Unitary AC (SEER 15) - Cold | PG&E ¦ Cold | PG&E | All | Electric | Unitary Air-Cooled-Split AC, 15 SEER | Efficient | 0 | Conventional | HVAC | Com - College | Com | ROB and NEW | 0 | 1000 sqft2 of floor space | Cap-Tons | 15 | DEER:HVAC_Split-Package_AC | -86.85 | -0.0204 | 1.58 | SWHC014-03 | 1111.78 | 2021 | 0 | 1183 | 2021 | 0 | 0 | SWHC014-03 | Unitary AC (Small) - Cold ¦ PG&E ¦ Cold | Unitary AC (Small) - Cold | 0.55707 | 1 | 0.06 | CBSA 2014 | 2.04 | 2032 | 0.5 | SWHC014-03
COM-HVAC-21.26 | Com ¦ Small Unitary AC (SEER 15) - Cold ¦ PG&E ¦ Cold | Com ¦ Small Unitary AC (SEER 15) - Cold | PG&E ¦ Cold | PG&E | All | Electric | Unitary Air-Cooled-Split AC, 15 SEER | Efficient | 0 | Conventional | HVAC | Com - Grocery | Com | ROB and NEW | 0 | 1000 sqft2 of floor space | Cap-Tons | 15 | DEER:HVAC_Split-Package_AC | -86.85 | -0.0204 | 1.58 | SWHC014-03 | 1111.78 | 2021 | 0 | 1183 | 2021 | 0 | 0 | SWHC014-03 | Unitary AC (Small) - Cold ¦ PG&E ¦ Cold | Unitary AC (Small) - Cold | 0.92949 | 1 | 0.06 | CBSA 2014 | -1.4138 | 2032 | 0.5 | SWHC014-03
COM-HVAC-21.27 | Com ¦ Small Unitary AC (SEER 15) - Cold ¦ PG&E ¦ Cold | Com ¦ Small Unitary AC (SEER 15) - Cold | PG&E ¦ Cold | PG&E | All | Electric | Unitary Air-Cooled-Split AC, 15 SEER | Efficient | 0 | Conventional | HVAC | Com - Health | Com | ROB and NEW | 0 | 1000 sqft2 of floor space | Cap-Tons | 15 | DEER:HVAC_Split-Package_AC | -86.85 | -0.0204 | 1.58 | SWHC014-03 | 1111.78 | 2021 | 0 | 1183 | 2021 | 0 | 0 | SWHC014-03 | Unitary AC (Small) - Cold ¦ PG&E ¦ Cold | Unitary AC (Small) - Cold | 0.82262 | 1 | 0.06 | CBSA 2014 | -2.4437 | 2032 | 0.5 | SWHC014-03
COM-HVAC-21.28 | Com ¦ Small Unitary AC (SEER 15) - Cold ¦ PG&E ¦ Cold | Com ¦ Small Unitary AC (SEER 15) - Cold | PG&E ¦ Cold | PG&E | All | Electric | Unitary Air-Cooled-Split AC, 15 SEER | Efficient | 0 | Conventional | HVAC | Com - Lodging | Com | ROB and NEW | 0 | 1000 sqft2 of floor space | Cap-Tons | 15 | DEER:HVAC_Split-Package_AC | -86.85 | -0.0204 | 1.58 | SWHC014-03 | 1111.78 | 2021 | 0 | 1183 | 2021 | 0 | 0 | SWHC014-03 | Unitary AC (Small) - Cold ¦ PG&E ¦ Cold | Unitary AC (Small) - Cold | 0.43849 | 1 | 0.06 | CBSA 2014 | -7.2599 | 2032 | 0.5 | SWHC014-03
COM-HVAC-21.29 | Com ¦ Small Unitary AC (SEER 15) - Cold ¦ PG&E ¦ Cold | Com ¦ Small Unitary AC (SEER 15) - Cold | PG&E ¦ Cold | PG&E | All | Electric | Unitary Air-Cooled-Split AC, 15 SEER | Efficient | 0 | Conventional | HVAC | Com - Office (Large) | Com | ROB and NEW | 0 | 1000 sqft2 of floor space | Cap-Tons | 15 | DEER:HVAC_Split-Package_AC | -86.85 | -0.0204 | 1.58 | SWHC014-03 | 1111.78 | 2021 | 0 | 1183 | 2021 | 0 | 0 | SWHC014-03 | Unitary AC (Small) - Cold ¦ PG&E ¦ Cold | Unitary AC (Small) - Cold | 0.58414 | 1 | 0.06 | CBSA 2014 | -4.1071 | 2032 | 0.5 | SWHC014-03
COM-HVAC-21.30 | Com ¦ Small Unitary AC (SEER 15) - Cold ¦ PG&E ¦ Cold | Com ¦ Small Unitary AC (SEER 15) - Cold | PG&E ¦ Cold | PG&E | All | Electric | Unitary Air-Cooled-Split AC, 15 SEER | Efficient | 0 | Conventional | HVAC | Com - Office (Small) | Com | ROB and NEW | 0 | 1000 sqft2 of floor space | Cap-Tons | 15 | DEER:HVAC_Split-Package_AC | -86.85 | -0.0204 | 1.58 | SWHC014-03 | 1111.78 | 2021 | 0 | 1183 | 2021 | 0 | 0 | SWHC014-03 | Unitary AC (Small) - Cold ¦ PG&E ¦ Cold | Unitary AC (Small) - Cold | 0.68317 | 1 | 0.06 | CBSA 2014 | 0.7137 | 2032 | 0.5 | SWHC014-03
COM-HVAC-21.31 | Com ¦ Small Unitary AC (SEER 15) - Cold ¦ PG&E ¦ Cold | Com ¦ Small Unitary AC (SEER 15) - Cold | PG&E ¦ Cold | PG&E | All | Electric | Unitary Air-Cooled-Split AC, 15 SEER | Efficient | 0 | Conventional | HVAC | Com - Other | Com | ROB and NEW | 0 | 1000 sqft2 of floor space | Cap-Tons | 15 | DEER:HVAC_Split-Package_AC | -86.85 | -0.0204 | 1.58 | SWHC014-03 | 1111.78 | 2021 | 0 | 1183 | 2021 | 0 | 0 | SWHC014-03 | Unitary AC (Small) - Cold ¦ PG&E ¦ Cold | Unitary AC (Small) - Cold | 0.32241 | 1 | 0.06 | CBSA 2014 | 1.1437 | 2032 | 0.5 | SWHC014-03
COM-HVAC-21.33 | Com ¦ Small Unitary AC (SEER 15) - Cold ¦ PG&E ¦ Cold | Com ¦ Small Unitary AC (SEER 15) - Cold | PG&E ¦ Cold | PG&E | All | Electric | Unitary Air-Cooled-Split AC, 15 SEER | Efficient | 0 | Conventional | HVAC | Com - Restaurant | Com | ROB and NEW | 0 | 1000 sqft2 of floor space | Cap-Tons | 15 | DEER:HVAC_Split-Package_AC | -86.85 | -0.0204 | 1.58 | SWHC014-03 | 1111.78 | 2021 | 0 | 1183 | 2021 | 0 | 0 | SWHC014-03 | Unitary AC (Small) - Cold ¦ PG&E ¦ Cold | Unitary AC (Small) - Cold | 0.98716 | 1 | 0.06 | CBSA 2014 | 1.3656 | 2032 | 0.5 | SWHC014-03
COM-HVAC-21.34 | Com ¦ Small Unitary AC (SEER 15) - Cold ¦ PG&E ¦ Cold | Com ¦ Small Unitary AC (SEER 15) - Cold | PG&E ¦ Cold | PG&E | All | Electric | Unitary Air-Cooled-Split AC, 15 SEER | Efficient | 0 | Conventional | HVAC | Com - Retail | Com | ROB and NEW | 0 | 1000 sqft2 of floor space | Cap-Tons | 15 | DEER:HVAC_Split-Package_AC | -86.85 | -0.0204 | 1.58 | SWHC014-03 | 1111.78 | 2021 | 0 | 1183 | 2021 | 0 | 0 | SWHC014-03 | Unitary AC (Small) - Cold ¦ PG&E ¦ Cold | Unitary AC (Small) - Cold | 0.41141 | 1 | 0.06 | CBSA 2014 | -228.7881 | 2032 | 0.5 | SWHC014-03
COM-HVAC-21.35 | Com ¦ Small Unitary AC (SEER 15) - Cold ¦ PG&E ¦ Cold | Com ¦ Small Unitary AC (SEER 15) - Cold | PG&E ¦ Cold | PG&E | All | Electric | Unitary Air-Cooled-Split AC, 15 SEER | Efficient | 0 | Conventional | HVAC | Com - School | Com | ROB and NEW | 0 | 1000 sqft2 of floor space | Cap-Tons | 15 | DEER:HVAC_Split-Package_AC | -86.85 | -0.0204 | 1.58 | SWHC014-03 | 1111.78 | 2021 | 0 | 1183 | 2021 | 0 | 0 | SWHC014-03 | Unitary AC (Small) - Cold ¦ PG&E ¦ Cold | Unitary AC (Small) - Cold | 0.62474 | 1 | 0.06 | CBSA 2014 | 3.4476 | 2032 | 0.5 | SWHC014-03
COM-HVAC-21.36 | Com ¦ Small Unitary AC (SEER 15) - Cold ¦ PG&E ¦ Cold | Com ¦ Small Unitary AC (SEER 15) - Cold | PG&E ¦ Cold | PG&E | All | Electric | Unitary Air-Cooled-Split AC, 15 SEER | Efficient | 0 | Conventional | HVAC | Com - Warehouse | Com | ROB and NEW | 0 | 1000 sqft2 of floor space | Cap-Tons | 15 | DEER:HVAC_Split-Package_AC | -86.85 | -0.0204 | 1.58 | SWHC014-03 | 1111.78 | 2021 | 0 | 1183 | 2021 | 0 | 0 | SWHC014-03 | Unitary AC (Small) - Cold ¦ PG&E ¦ Cold | Unitary AC (Small) - Cold | 0.12804 | 1 | 0.06 | CBSA 2014 | -5.6412 | 2032 | 0.5 | SWHC014-03
COM-HVAC-21.37 | Com ¦ Small Unitary AC (SEER 15) - Marine ¦ SCE ¦ Marine | Com ¦ Small Unitary AC (SEER 15) - Marine | SCE ¦ Marine | SCE | All | Electric | Unitary Air-Cooled-Split AC, 15 SEER | Efficient | 0 | Conventional | HVAC | Com - College | Com | ROB and NEW | 0 | 1000 sqft2 of floor space | Cap-Tons | 15 | DEER:HVAC_Split-Package_AC | -111 | -0.0283 | 0.597 | SWHC014-03 | 1111.78 | 2021 | 0 | 1183 | 2021 | 0 | 0 | SWHC014-03 | Unitary AC (Small) - Marine ¦ SCE ¦ Marine | Unitary AC (Small) - Marine | 0.62169 | 1 | 0.06 | CBSA 2014 | 3.4283 | 2032 | 0.5 | SWHC014-03
COM-HVAC-21.38 | Com ¦ Small Unitary AC (SEER 15) - Marine ¦ SCE ¦ Marine | Com ¦ Small Unitary AC (SEER 15) - Marine | SCE ¦ Marine | SCE | All | Electric | Unitary Air-Cooled-Split AC, 15 SEER | Efficient | 0 | Conventional | HVAC | Com - Grocery | Com | ROB and NEW | 0 | 1000 sqft2 of floor space | Cap-Tons | 15 | DEER:HVAC_Split-Package_AC | -111 | -0.0283 | 0.597 | SWHC014-03 | 1111.78 | 2021 | 0 | 1183 | 2021 | 0 | 0 | SWHC014-03 | Unitary AC (Small) - Marine ¦ SCE ¦ Marine | Unitary AC (Small) - Marine | 1.1059 | 1 | 0.06 | CBSA 2014 | 1.1847 | 2032 | 0.5 | SWHC014-03
COM-HVAC-21.39 | Com ¦ Small Unitary AC (SEER 15) - Marine ¦ SCE ¦ Marine | Com ¦ Small Unitary AC (SEER 15) - Marine | SCE ¦ Marine | SCE | All | Electric | Unitary Air-Cooled-Split AC, 15 SEER | Efficient | 0 | Conventional | HVAC | Com - Health | Com | ROB and NEW | 0 | 1000 sqft2 of floor space | Cap-Tons | 15 | DEER:HVAC_Split-Package_AC | -111 | -0.0283 | 0.597 | SWHC014-03 | 1111.78 | 2021 | 0 | 1183 | 2021 | 0 | 0 | SWHC014-03 | Unitary AC (Small) - Marine ¦ SCE ¦ Marine | Unitary AC (Small) - Marine | 0.88169 | 1 | 0.06 | CBSA 2014 | 0.23545 | 2032 | 0.5 | SWHC014-03
COM-HVAC-21.40 | Com ¦ Small Unitary AC (SEER 15) - Marine ¦ SCE ¦ Marine | Com ¦ Small Unitary AC (SEER 15) - Marine | SCE ¦ Marine | SCE | All | Electric | Unitary Air-Cooled-Split AC, 15 SEER | Efficient | 0 | Conventional | HVAC | Com - Lodging | Com | ROB and NEW | 0 | 1000 sqft2 of floor space | Cap-Tons | 15 | DEER:HVAC_Split-Package_AC | -111 | -0.0283 | 0.597 | SWHC014-03 | 1111.78 | 2021 | 0 | 1183 | 2021 | 0 | 0 | SWHC014-03 | Unitary AC (Small) - Marine ¦ SCE ¦ Marine | Unitary AC (Small) - Marine | 0.49511 | 1 | 0.06 | CBSA 2014 | 1.5541 | 2032 | 0.5 | SWHC014-03
COM-HVAC-21.41 | Com ¦ Small Unitary AC (SEER 15) - Marine ¦ SCE ¦ Marine | Com ¦ Small Unitary AC (SEER 15) - Marine | SCE ¦ Marine | SCE | All | Electric | Unitary Air-Cooled-Split AC, 15 SEER | Efficient | 0 | Conventional | HVAC | Com - Office (Large) | Com | ROB and NEW | 0 | 1000 sqft2 of floor space | Cap-Tons | 15 | DEER:HVAC_Split-Package_AC | -111 | -0.0283 | 0.597 | SWHC014-03 | 1111.78 | 2021 | 0 | 1183 | 2021 | 0 | 0 | SWHC014-03 | Unitary AC (Small) - Marine ¦ SCE ¦ Marine | Unitary AC (Small) - Marine | 0.65634 | 1 | 0.06 | CBSA 2014 | -0.32755 | 2032 | 0.5 | SWHC014-03
COM-HVAC-21.42 | Com ¦ Small Unitary AC (SEER 15) - Marine ¦ SCE ¦ Marine | Com ¦ Small Unitary AC (SEER 15) - Marine | SCE ¦ Marine | SCE | All | Electric | Unitary Air-Cooled-Split AC, 15 SEER | Efficient | 0 | Conventional | HVAC | Com - Office (Small) | Com | ROB and NEW | 0 | 1000 sqft2 of floor space | Cap-Tons | 15 | DEER:HVAC_Split-Package_AC | -111 | -0.0283 | 0.597 | SWHC014-03 | 1111.78 | 2021 | 0 | 1183 | 2021 | 0 | 0 | SWHC014-03 | Unitary AC (Small) - Marine ¦ SCE ¦ Marine | Unitary AC (Small) - Marine | 0.74464 | 1 | 0.06 | CBSA 2014 | 2.3045 | 2032 | 0.5 | SWHC014-03
COM-HVAC-21.43 | Com ¦ Small Unitary AC (SEER 15) - Marine ¦ SCE ¦ Marine | Com ¦ Small Unitary AC (SEER 15) - Marine | SCE ¦ Marine | SCE | All | Electric | Unitary Air-Cooled-Split AC, 15 SEER | Efficient | 0 | Conventional | HVAC | Com - Other | Com | ROB and NEW | 0 | 1000 sqft2 of floor space | Cap-Tons | 15 | DEER:HVAC_Split-Package_AC | -111 | -0.0283 | 0.597 | SWHC014-03 | 1111.78 | 2021 | 0 | 1183 | 2021 | 0 | 0 | SWHC014-03 | Unitary AC (Small) - Marine ¦ SCE ¦ Marine | Unitary AC (Small) - Marine | 0.35552 | 1 | 0.06 | CBSA 2014 | 5.0163 | 2032 | 0.5 | SWHC014-03
COM-HVAC-21.45 | Com ¦ Small Unitary AC (SEER 15) - Marine ¦ SCE ¦ Marine | Com ¦ Small Unitary AC (SEER 15) - Marine | SCE ¦ Marine | SCE | All | Electric | Unitary Air-Cooled-Split AC, 15 SEER | Efficient | 0 | Conventional | HVAC | Com - Restaurant | Com | ROB and NEW | 0 | 1000 sqft2 of floor space | Cap-Tons | 15 | DEER:HVAC_Split-Package_AC | -111 | -0.0283 | 0.597 | SWHC014-03 | 1111.78 | 2021 | 0 | 1183 | 2021 | 0 | 0 | SWHC014-03 | Unitary AC (Small) - Marine ¦ SCE ¦ Marine | Unitary AC (Small) - Marine | 1.0866 | 1 | 0.06 | CBSA 2014 | 2.1096 | 2032 | 0.5 | SWHC014-03
COM-HVAC-21.46 | Com ¦ Small Unitary AC (SEER 15) - Marine ¦ SCE ¦ Marine | Com ¦ Small Unitary AC (SEER 15) - Marine | SCE ¦ Marine | SCE | All | Electric | Unitary Air-Cooled-Split AC, 15 SEER | Efficient | 0 | Conventional | HVAC | Com - Retail | Com | ROB and NEW | 0 | 1000 sqft2 of floor space | Cap-Tons | 15 | DEER:HVAC_Split-Package_AC | -111 | -0.0283 | 0.597 | SWHC014-03 | 1111.78 | 2021 | 0 | 1183 | 2021 | 0 | 0 | SWHC014-03 | Unitary AC (Small) - Marine ¦ SCE ¦ Marine | Unitary AC (Small) - Marine | 0.45973 | 1 | 0.06 | CBSA 2014 | -78.9173 | 2032 | 0.5 | SWHC014-03
COM-HVAC-21.47 | Com ¦ Small Unitary AC (SEER 15) - Marine ¦ SCE ¦ Marine | Com ¦ Small Unitary AC (SEER 15) - Marine | SCE ¦ Marine | SCE | All | Electric | Unitary Air-Cooled-Split AC, 15 SEER | Efficient | 0 | Conventional | HVAC | Com - School | Com | ROB and NEW | 0 | 1000 sqft2 of floor space | Cap-Tons | 15 | DEER:HVAC_Split-Package_AC | -111 | -0.0283 | 0.597 | SWHC014-03 | 1111.78 | 2021 | 0 | 1183 | 2021 | 0 | 0 | SWHC014-03 | Unitary AC (Small) - Marine ¦ SCE ¦ Marine | Unitary AC (Small) - Marine | 0.74863 | 1 | 0.06 | CBSA 2014 | 5.5974 | 2032 | 0.5 | SWHC014-03
COM-HVAC-21.48 | Com ¦ Small Unitary AC (SEER 15) - Marine ¦ SCE ¦ Marine | Com ¦ Small Unitary AC (SEER 15) - Marine | SCE ¦ Marine | SCE | All | Electric | Unitary Air-Cooled-Split AC, 15 SEER | Efficient | 0 | Conventional | HVAC | Com - Warehouse | Com | ROB and NEW | 0 | 1000 sqft2 of floor space | Cap-Tons | 15 | DEER:HVAC_Split-Package_AC | -111 | -0.0283 | 0.597 | SWHC014-03 | 1111.78 | 2021 | 0 | 1183 | 2021 | 0 | 0 | SWHC014-03 | Unitary AC (Small) - Marine ¦ SCE ¦ Marine | Unitary AC (Small) - Marine | 0.1408 | 1 | 0.06 | CBSA 2014 | 3.6822 | 2032 | 0.5 | SWHC014-03
COM-HVAC-21.49 | Com ¦ Small Unitary AC (SEER 15) - Hot-Dry ¦ SCE ¦ Hot-Dry | Com ¦ Small Unitary AC (SEER 15) - Hot-Dry | SCE ¦ Hot-Dry | SCE | All | Electric | Unitary Air-Cooled-Split AC, 15 SEER | Efficient | 0 | Conventional | HVAC | Com - College | Com | ROB and NEW | 0 | 1000 sqft2 of floor space | Cap-Tons | 15 | DEER:HVAC_Split-Package_AC | -112 | -0.0315 | 0.5745 | SWHC014-03 | 1111.78 | 2021 | 0 | 1183 | 2021 | 0 | 0 | SWHC014-03 | Unitary AC (Small) - Hot-Dry ¦ SCE ¦ Hot-Dry | Unitary AC (Small) - Hot-Dry | 0.62169 | 1 | 0.06 | CBSA 2014 | 3.4753 | 2032 | 0.5 | SWHC014-03
COM-HVAC-21.50 | Com ¦ Small Unitary AC (SEER 15) - Hot-Dry ¦ SCE ¦ Hot-Dry | Com ¦ Small Unitary AC (SEER 15) - Hot-Dry | SCE ¦ Hot-Dry | SCE | All | Electric | Unitary Air-Cooled-Split AC, 15 SEER | Efficient | 0 | Conventional | HVAC | Com - Grocery | Com | ROB and NEW | 0 | 1000 sqft2 of floor space | Cap-Tons | 15 | DEER:HVAC_Split-Package_AC | -112 | -0.0315 | 0.5745 | SWHC014-03 | 1111.78 | 2021 | 0 | 1183 | 2021 | 0 | 0 | SWHC014-03 | Unitary AC (Small) - Hot-Dry ¦ SCE ¦ Hot-Dry | Unitary AC (Small) - Hot-Dry | 1.1059 | 1 | 0.06 | CBSA 2014 | 1.254 | 2032 | 0.5 | SWHC014-03
COM-HVAC-21.51 | Com ¦ Small Unitary AC (SEER 15) - Hot-Dry ¦ SCE ¦ Hot-Dry | Com ¦ Small Unitary AC (SEER 15) - Hot-Dry | SCE ¦ Hot-Dry | SCE | All | Electric | Unitary Air-Cooled-Split AC, 15 SEER | Efficient | 0 | Conventional | HVAC | Com - Health | Com | ROB and NEW | 0 | 1000 sqft2 of floor space | Cap-Tons | 15 | DEER:HVAC_Split-Package_AC | -112 | -0.0315 | 0.5745 | SWHC014-03 | 1111.78 | 2021 | 0 | 1183 | 2021 | 0 | 0 | SWHC014-03 | Unitary AC (Small) - Hot-Dry ¦ SCE ¦ Hot-Dry | Unitary AC (Small) - Hot-Dry | 0.88169 | 1 | 0.06 | CBSA 2014 | 0.3034 | 2032 | 0.5 | SWHC014-03
COM-HVAC-21.52 | Com ¦ Small Unitary AC (SEER 15) - Hot-Dry ¦ SCE ¦ Hot-Dry | Com ¦ Small Unitary AC (SEER 15) - Hot-Dry | SCE ¦ Hot-Dry | SCE | All | Electric | Unitary Air-Cooled-Split AC, 15 SEER | Efficient | 0 | Conventional | HVAC | Com - Lodging | Com | ROB and NEW | 0 | 1000 sqft2 of floor space | Cap-Tons | 15 | DEER:HVAC_Split-Package_AC | -112 | -0.0315 | 0.5745 | SWHC014-03 | 1111.78 | 2021 | 0 | 1183 | 2021 | 0 | 0 | SWHC014-03 | Unitary AC (Small) - Hot-Dry ¦ SCE ¦ Hot-Dry | Unitary AC (Small) - Hot-Dry | 0.49511 | 1 | 0.06 | CBSA 2014 | 1.7804 | 2032 | 0.5 | SWHC014-03
COM-HVAC-21.53 | Com ¦ Small Unitary AC (SEER 15) - Hot-Dry ¦ SCE ¦ Hot-Dry | Com ¦ Small Unitary AC (SEER 15) - Hot-Dry | SCE ¦ Hot-Dry | SCE | All | Electric | Unitary Air-Cooled-Split AC, 15 SEER | Efficient | 0 | Conventional | HVAC | Com - Office (Large) | Com | ROB and NEW | 0 | 1000 sqft2 of floor space | Cap-Tons | 15 | DEER:HVAC_Split-Package_AC | -112 | -0.0315 | 0.5745 | SWHC014-03 | 1111.78 | 2021 | 0 | 1183 | 2021 | 0 | 0 | SWHC014-03 | Unitary AC (Small) - Hot-Dry ¦ SCE ¦ Hot-Dry | Unitary AC (Small) - Hot-Dry | 0.65634 | 1 | 0.06 | CBSA 2014 | -0.23404 | 2032 | 0.5 | SWHC014-03
COM-HVAC-21.54 | Com ¦ Small Unitary AC (SEER 15) - Hot-Dry ¦ SCE ¦ Hot-Dry | Com ¦ Small Unitary AC (SEER 15) - Hot-Dry | SCE ¦ Hot-Dry | SCE | All | Electric | Unitary Air-Cooled-Split AC, 15 SEER | Efficient | 0 | Conventional | HVAC | Com - Office (Small) | Com | ROB and NEW | 0 | 1000 sqft2 of floor space | Cap-Tons | 15 | DEER:HVAC_Split-Package_AC | -112 | -0.0315 | 0.5745 | SWHC014-03 | 1111.78 | 2021 | 0 | 1183 | 2021 | 0 | 0 | SWHC014-03 | Unitary AC (Small) - Hot-Dry ¦ SCE ¦ Hot-Dry | Unitary AC (Small) - Hot-Dry | 0.74464 | 1 | 0.06 | CBSA 2014 | 2.3526 | 2032 | 0.5 | SWHC014-03
COM-HVAC-21.55 | Com ¦ Small Unitary AC (SEER 15) - Hot-Dry ¦ SCE ¦ Hot-Dry | Com ¦ Small Unitary AC (SEER 15) - Hot-Dry | SCE ¦ Hot-Dry | SCE | All | Electric | Unitary Air-Cooled-Split AC, 15 SEER | Efficient | 0 | Conventional | HVAC | Com - Other | Com | ROB and NEW | 0 | 1000 sqft2 of floor space | Cap-Tons | 15 | DEER:HVAC_Split-Package_AC | -112 | -0.0315 | 0.5745 | SWHC014-03 | 1111.78 | 2021 | 0 | 1183 | 2021 | 0 | 0 | SWHC014-03 | Unitary AC (Small) - Hot-Dry ¦ SCE ¦ Hot-Dry | Unitary AC (Small) - Hot-Dry | 0.35552 | 1 | 0.06 | CBSA 2014 | 5.1311 | 2032 | 0.5 | SWHC014-03
COM-HVAC-21.57 | Com ¦ Small Unitary AC (SEER 15) - Hot-Dry ¦ SCE ¦ Hot-Dry | Com ¦ Small Unitary AC (SEER 15) - Hot-Dry | SCE ¦ Hot-Dry | SCE | All | Electric | Unitary Air-Cooled-Split AC, 15 SEER | Efficient | 0 | Conventional | HVAC | Com - Restaurant | Com | ROB and NEW | 0 | 1000 sqft2 of floor space | Cap-Tons | 15 | DEER:HVAC_Split-Package_AC | -112 | -0.0315 | 0.5745 | SWHC014-03 | 1111.78 | 2021 | 0 | 1183 | 2021 | 0 | 0 | SWHC014-03 | Unitary AC (Small) - Hot-Dry ¦ SCE ¦ Hot-Dry | Unitary AC (Small) - Hot-Dry | 1.0866 | 1 | 0.06 | CBSA 2014 | 2.1358 | 2032 | 0.5 | SWHC014-03
COM-HVAC-21.58 | Com ¦ Small Unitary AC (SEER 15) - Hot-Dry ¦ SCE ¦ Hot-Dry | Com ¦ Small Unitary AC (SEER 15) - Hot-Dry | SCE ¦ Hot-Dry | SCE | All | Electric | Unitary Air-Cooled-Split AC, 15 SEER | Efficient | 0 | Conventional | HVAC | Com - Retail | Com | ROB and NEW | 0 | 1000 sqft2 of floor space | Cap-Tons | 15 | DEER:HVAC_Split-Package_AC | -112 | -0.0315 | 0.5745 | SWHC014-03 | 1111.78 | 2021 | 0 | 1183 | 2021 | 0 | 0 | SWHC014-03 | Unitary AC (Small) - Hot-Dry ¦ SCE ¦ Hot-Dry | Unitary AC (Small) - Hot-Dry | 0.45973 | 1 | 0.06 | CBSA 2014 | -75.4439 | 2032 | 0.5 | SWHC014-03
COM-HVAC-21.59 | Com ¦ Small Unitary AC (SEER 15) - Hot-Dry ¦ SCE ¦ Hot-Dry | Com ¦ Small Unitary AC (SEER 15) - Hot-Dry | SCE ¦ Hot-Dry | SCE | All | Electric | Unitary Air-Cooled-Split AC, 15 SEER | Efficient | 0 | Conventional | HVAC | Com - School | Com | ROB and NEW | 0 | 1000 sqft2 of floor space | Cap-Tons | 15 | DEER:HVAC_Split-Package_AC | -112 | -0.0315 | 0.5745 | SWHC014-03 | 1111.78 | 2021 | 0 | 1183 | 2021 | 0 | 0 | SWHC014-03 | Unitary AC (Small) - Hot-Dry ¦ SCE ¦ Hot-Dry | Unitary AC (Small) - Hot-Dry | 0.74863 | 1 | 0.06 | CBSA 2014 | 5.6712 | 2032 | 0.5 | SWHC014-03
COM-HVAC-21.60 | Com ¦ Small Unitary AC (SEER 15) - Hot-Dry ¦ SCE ¦ Hot-Dry | Com ¦ Small Unitary AC (SEER 15) - Hot-Dry | SCE ¦ Hot-Dry | SCE | All | Electric | Unitary Air-Cooled-Split AC, 15 SEER | Efficient | 0 | Conventional | HVAC | Com - Warehouse | Com | ROB and NEW | 0 | 1000 sqft2 of floor space | Cap-Tons | 15 | DEER:HVAC_Split-Package_AC | -112 | -0.0315 | 0.5745 | SWHC014-03 | 1111.78 | 2021 | 0 | 1183 | 2021 | 0 | 0 | SWHC014-03 | Unitary AC (Small) - Hot-Dry ¦ SCE ¦ Hot-Dry | Unitary AC (Small) - Hot-Dry | 0.1408 | 1 | 0.06 | CBSA 2014 | 3.9288 | 2032 | 0.5 | SWHC014-03
COM-HVAC-21.61 | Com ¦ Small Unitary AC (SEER 15) - Cold ¦ SCE ¦ Cold | Com ¦ Small Unitary AC (SEER 15) - Cold | SCE ¦ Cold | SCE | All | Electric | Unitary Air-Cooled-Split AC, 15 SEER | Efficient | 0 | Conventional | HVAC | Com - College | Com | ROB and NEW | 0 | 1000 sqft2 of floor space | Cap-Tons | 15 | DEER:HVAC_Split-Package_AC | -86.85 | -0.0204 | 1.58 | SWHC014-03 | 1111.78 | 2021 | 0 | 1183 | 2021 | 0 | 0 | SWHC014-03 | Unitary AC (Small) - Cold ¦ SCE ¦ Cold | Unitary AC (Small) - Cold | 0.62169 | 1 | 0.06 | CBSA 2014 | 2.04 | 2032 | 0.5 | SWHC014-03
COM-HVAC-21.62 | Com ¦ Small Unitary AC (SEER 15) - Cold ¦ SCE ¦ Cold | Com ¦ Small Unitary AC (SEER 15) - Cold | SCE ¦ Cold | SCE | All | Electric | Unitary Air-Cooled-Split AC, 15 SEER | Efficient | 0 | Conventional | HVAC | Com - Grocery | Com | ROB and NEW | 0 | 1000 sqft2 of floor space | Cap-Tons | 15 | DEER:HVAC_Split-Package_AC | -86.85 | -0.0204 | 1.58 | SWHC014-03 | 1111.78 | 2021 | 0 | 1183 | 2021 | 0 | 0 | SWHC014-03 | Unitary AC (Small) - Cold ¦ SCE ¦ Cold | Unitary AC (Small) - Cold | 1.1059 | 1 | 0.06 | CBSA 2014 | -1.4138 | 2032 | 0.5 | SWHC014-03
COM-HVAC-21.63 | Com ¦ Small Unitary AC (SEER 15) - Cold ¦ SCE ¦ Cold | Com ¦ Small Unitary AC (SEER 15) - Cold | SCE ¦ Cold | SCE | All | Electric | Unitary Air-Cooled-Split AC, 15 SEER | Efficient | 0 | Conventional | HVAC | Com - Health | Com | ROB and NEW | 0 | 1000 sqft2 of floor space | Cap-Tons | 15 | DEER:HVAC_Split-Package_AC | -86.85 | -0.0204 | 1.58 | SWHC014-03 | 1111.78 | 2021 | 0 | 1183 | 2021 | 0 | 0 | SWHC014-03 | Unitary AC (Small) - Cold ¦ SCE ¦ Cold | Unitary AC (Small) - Cold | 0.88169 | 1 | 0.06 | CBSA 2014 | -2.4437 | 2032 | 0.5 | SWHC014-03
COM-HVAC-21.64 | Com ¦ Small Unitary AC (SEER 15) - Cold ¦ SCE ¦ Cold | Com ¦ Small Unitary AC (SEER 15) - Cold | SCE ¦ Cold | SCE | All | Electric | Unitary Air-Cooled-Split AC, 15 SEER | Efficient | 0 | Conventional | HVAC | Com - Lodging | Com | ROB and NEW | 0 | 1000 sqft2 of floor space | Cap-Tons | 15 | DEER:HVAC_Split-Package_AC | -86.85 | -0.0204 | 1.58 | SWHC014-03 | 1111.78 | 2021 | 0 | 1183 | 2021 | 0 | 0 | SWHC014-03 | Unitary AC (Small) - Cold ¦ SCE ¦ Cold | Unitary AC (Small) - Cold | 0.49511 | 1 | 0.06 | CBSA 2014 | -7.2599 | 2032 | 0.5 | SWHC014-03
COM-HVAC-21.65 | Com ¦ Small Unitary AC (SEER 15) - Cold ¦ SCE ¦ Cold | Com ¦ Small Unitary AC (SEER 15) - Cold | SCE ¦ Cold | SCE | All | Electric | Unitary Air-Cooled-Split AC, 15 SEER | Efficient | 0 | Conventional | HVAC | Com - Office (Large) | Com | ROB and NEW | 0 | 1000 sqft2 of floor space | Cap-Tons | 15 | DEER:HVAC_Split-Package_AC | -86.85 | -0.0204 | 1.58 | SWHC014-03 | 1111.78 | 2021 | 0 | 1183 | 2021 | 0 | 0 | SWHC014-03 | Unitary AC (Small) - Cold ¦ SCE ¦ Cold | Unitary AC (Small) - Cold | 0.65634 | 1 | 0.06 | CBSA 2014 | -4.1071 | 2032 | 0.5 | SWHC014-03
COM-HVAC-21.66 | Com ¦ Small Unitary AC (SEER 15) - Cold ¦ SCE ¦ Cold | Com ¦ Small Unitary AC (SEER 15) - Cold | SCE ¦ Cold | SCE | All | Electric | Unitary Air-Cooled-Split AC, 15 SEER | Efficient | 0 | Conventional | HVAC | Com - Office (Small) | Com | ROB and NEW | 0 | 1000 sqft2 of floor space | Cap-Tons | 15 | DEER:HVAC_Split-Package_AC | -86.85 | -0.0204 | 1.58 | SWHC014-03 | 1111.78 | 2021 | 0 | 1183 | 2021 | 0 | 0 | SWHC014-03 | Unitary AC (Small) - Cold ¦ SCE ¦ Cold | Unitary AC (Small) - Cold | 0.74464 | 1 | 0.06 | CBSA 2014 | 0.7137 | 2032 | 0.5 | SWHC014-03
COM-HVAC-21.67 | Com ¦ Small Unitary AC (SEER 15) - Cold ¦ SCE ¦ Cold | Com ¦ Small Unitary AC (SEER 15) - Cold | SCE ¦ Cold | SCE | All | Electric | Unitary Air-Cooled-Split AC, 15 SEER | Efficient | 0 | Conventional | HVAC | Com - Other | Com | ROB and NEW | 0 | 1000 sqft2 of floor space | Cap-Tons | 15 | DEER:HVAC_Split-Package_AC | -86.85 | -0.0204 | 1.58 | SWHC014-03 | 1111.78 | 2021 | 0 | 1183 | 2021 | 0 | 0 | SWHC014-03 | Unitary AC (Small) - Cold ¦ SCE ¦ Cold | Unitary AC (Small) - Cold | 0.35552 | 1 | 0.06 | CBSA 2014 | 1.1437 | 2032 | 0.5 | SWHC014-03
COM-HVAC-21.69 | Com ¦ Small Unitary AC (SEER 15) - Cold ¦ SCE ¦ Cold | Com ¦ Small Unitary AC (SEER 15) - Cold | SCE ¦ Cold | SCE | All | Electric | Unitary Air-Cooled-Split AC, 15 SEER | Efficient | 0 | Conventional | HVAC | Com - Restaurant | Com | ROB and NEW | 0 | 1000 sqft2 of floor space | Cap-Tons | 15 | DEER:HVAC_Split-Package_AC | -86.85 | -0.0204 | 1.58 | SWHC014-03 | 1111.78 | 2021 | 0 | 1183 | 2021 | 0 | 0 | SWHC014-03 | Unitary AC (Small) - Cold ¦ SCE ¦ Cold | Unitary AC (Small) - Cold | 1.0866 | 1 | 0.06 | CBSA 2014 | 1.3656 | 2032 | 0.5 | SWHC014-03
COM-HVAC-21.70 | Com ¦ Small Unitary AC (SEER 15) - Cold ¦ SCE ¦ Cold | Com ¦ Small Unitary AC (SEER 15) - Cold | SCE ¦ Cold | SCE | All | Electric | Unitary Air-Cooled-Split AC, 15 SEER | Efficient | 0 | Conventional | HVAC | Com - Retail | Com | ROB and NEW | 0 | 1000 sqft2 of floor space | Cap-Tons | 15 | DEER:HVAC_Split-Package_AC | -86.85 | -0.0204 | 1.58 | SWHC014-03 | 1111.78 | 2021 | 0 | 1183 | 2021 | 0 | 0 | SWHC014-03 | Unitary AC (Small) - Cold ¦ SCE ¦ Cold | Unitary AC (Small) - Cold | 0.45973 | 1 | 0.06 | CBSA 2014 | -228.7881 | 2032 | 0.5 | SWHC014-03
COM-HVAC-21.71 | Com ¦ Small Unitary AC (SEER 15) - Cold ¦ SCE ¦ Cold | Com ¦ Small Unitary AC (SEER 15) - Cold | SCE ¦ Cold | SCE | All | Electric | Unitary Air-Cooled-Split AC, 15 SEER | Efficient | 0 | Conventional | HVAC | Com - School | Com | ROB and NEW | 0 | 1000 sqft2 of floor space | Cap-Tons | 15 | DEER:HVAC_Split-Package_AC | -86.85 | -0.0204 | 1.58 | SWHC014-03 | 1111.78 | 2021 | 0 | 1183 | 2021 | 0 | 0 | SWHC014-03 | Unitary AC (Small) - Cold ¦ SCE ¦ Cold | Unitary AC (Small) - Cold | 0.74863 | 1 | 0.06 | CBSA 2014 | 3.4476 | 2032 | 0.5 | SWHC014-03
COM-HVAC-21.72 | Com ¦ Small Unitary AC (SEER 15) - Cold ¦ SCE ¦ Cold | Com ¦ Small Unitary AC (SEER 15) - Cold | SCE ¦ Cold | SCE | All | Electric | Unitary Air-Cooled-Split AC, 15 SEER | Efficient | 0 | Conventional | HVAC | Com - Warehouse | Com | ROB and NEW | 0 | 1000 sqft2 of floor space | Cap-Tons | 15 | DEER:HVAC_Split-Package_AC | -86.85 | -0.0204 | 1.58 | SWHC014-03 | 1111.78 | 2021 | 0 | 1183 | 2021 | 0 | 0 | SWHC014-03 | Unitary AC (Small) - Cold ¦ SCE ¦ Cold | Unitary AC (Small) - Cold | 0.1408 | 1 | 0.06 | CBSA 2014 | -5.6412 | 2032 | 0.5 | SWHC014-03
COM-HVAC-21.73 | Com ¦ Small Unitary AC (SEER 15) - Marine ¦ SDG&E ¦ Marine | Com ¦ Small Unitary AC (SEER 15) - Marine | SDG&E ¦ Marine | SDG&E | All | Electric | Unitary Air-Cooled-Split AC, 15 SEER | Efficient | 0 | Conventional | HVAC | Com - College | Com | ROB and NEW | 0 | 1000 sqft2 of floor space | Cap-Tons | 15 | DEER:HVAC_Split-Package_AC | -111 | -0.0283 | 0.597 | SWHC014-03 | 1111.78 | 2021 | 0 | 1183 | 2021 | 0 | 0 | SWHC014-03 | Unitary AC (Small) - Marine ¦ SDG&E ¦ Marine | Unitary AC (Small) - Marine | 0.60922 | 1 | 0.06 | CBSA 2014 | 3.4283 | 2032 | 0.5 | SWHC014-03
COM-HVAC-21.74 | Com ¦ Small Unitary AC (SEER 15) - Marine ¦ SDG&E ¦ Marine | Com ¦ Small Unitary AC (SEER 15) - Marine | SDG&E ¦ Marine | SDG&E | All | Electric | Unitary Air-Cooled-Split AC, 15 SEER | Efficient | 0 | Conventional | HVAC | Com - Grocery | Com | ROB and NEW | 0 | 1000 sqft2 of floor space | Cap-Tons | 15 | DEER:HVAC_Split-Package_AC | -111 | -0.0283 | 0.597 | SWHC014-03 | 1111.78 | 2021 | 0 | 1183 | 2021 | 0 | 0 | SWHC014-03 | Unitary AC (Small) - Marine ¦ SDG&E ¦ Marine | Unitary AC (Small) - Marine | 1.1243 | 1 | 0.06 | CBSA 2014 | 1.1847 | 2032 | 0.5 | SWHC014-03
COM-HVAC-21.75 | Com ¦ Small Unitary AC (SEER 15) - Marine ¦ SDG&E ¦ Marine | Com ¦ Small Unitary AC (SEER 15) - Marine | SDG&E ¦ Marine | SDG&E | All | Electric | Unitary Air-Cooled-Split AC, 15 SEER | Efficient | 0 | Conventional | HVAC | Com - Health | Com | ROB and NEW | 0 | 1000 sqft2 of floor space | Cap-Tons | 15 | DEER:HVAC_Split-Package_AC | -111 | -0.0283 | 0.597 | SWHC014-03 | 1111.78 | 2021 | 0 | 1183 | 2021 | 0 | 0 | SWHC014-03 | Unitary AC (Small) - Marine ¦ SDG&E ¦ Marine | Unitary AC (Small) - Marine | 0.87675 | 1 | 0.06 | CBSA 2014 | 0.23545 | 2032 | 0.5 | SWHC014-03
COM-HVAC-21.76 | Com ¦ Small Unitary AC (SEER 15) - Marine ¦ SDG&E ¦ Marine | Com ¦ Small Unitary AC (SEER 15) - Marine | SDG&E ¦ Marine | SDG&E | All | Electric | Unitary Air-Cooled-Split AC, 15 SEER | Efficient | 0 | Conventional | HVAC | Com - Lodging | Com | ROB and NEW | 0 | 1000 sqft2 of floor space | Cap-Tons | 15 | DEER:HVAC_Split-Package_AC | -111 | -0.0283 | 0.597 | SWHC014-03 | 1111.78 | 2021 | 0 | 1183 | 2021 | 0 | 0 | SWHC014-03 | Unitary AC (Small) - Marine ¦ SDG&E ¦ Marine | Unitary AC (Small) - Marine | 0.49055 | 1 | 0.06 | CBSA 2014 | 1.5541 | 2032 | 0.5 | SWHC014-03
COM-HVAC-21.77 | Com ¦ Small Unitary AC (SEER 15) - Marine ¦ SDG&E ¦ Marine | Com ¦ Small Unitary AC (SEER 15) - Marine | SDG&E ¦ Marine | SDG&E | All | Electric | Unitary Air-Cooled-Split AC, 15 SEER | Efficient | 0 | Conventional | HVAC | Com - Office (Large) | Com | ROB and NEW | 0 | 1000 sqft2 of floor space | Cap-Tons | 15 | DEER:HVAC_Split-Package_AC | -111 | -0.0283 | 0.597 | SWHC014-03 | 1111.78 | 2021 | 0 | 1183 | 2021 | 0 | 0 | SWHC014-03 | Unitary AC (Small) - Marine ¦ SDG&E ¦ Marine | Unitary AC (Small) - Marine | 0.64047 | 1 | 0.06 | CBSA 2014 | -0.32755 | 2032 | 0.5 | SWHC014-03
COM-HVAC-21.78 | Com ¦ Small Unitary AC (SEER 15) - Marine ¦ SDG&E ¦ Marine | Com ¦ Small Unitary AC (SEER 15) - Marine | SDG&E ¦ Marine | SDG&E | All | Electric | Unitary Air-Cooled-Split AC, 15 SEER | Efficient | 0 | Conventional | HVAC | Com - Office (Small) | Com | ROB and NEW | 0 | 1000 sqft2 of floor space | Cap-Tons | 15 | DEER:HVAC_Split-Package_AC | -111 | -0.0283 | 0.597 | SWHC014-03 | 1111.78 | 2021 | 0 | 1183 | 2021 | 0 | 0 | SWHC014-03 | Unitary AC (Small) - Marine ¦ SDG&E ¦ Marine | Unitary AC (Small) - Marine | 0.77766 | 1 | 0.06 | CBSA 2014 | 2.3045 | 2032 | 0.5 | SWHC014-03
COM-HVAC-21.79 | Com ¦ Small Unitary AC (SEER 15) - Marine ¦ SDG&E ¦ Marine | Com ¦ Small Unitary AC (SEER 15) - Marine | SDG&E ¦ Marine | SDG&E | All | Electric | Unitary Air-Cooled-Split AC, 15 SEER | Efficient | 0 | Conventional | HVAC | Com - Other | Com | ROB and NEW | 0 | 1000 sqft2 of floor space | Cap-Tons | 15 | DEER:HVAC_Split-Package_AC | -111 | -0.0283 | 0.597 | SWHC014-03 | 1111.78 | 2021 | 0 | 1183 | 2021 | 0 | 0 | SWHC014-03 | Unitary AC (Small) - Marine ¦ SDG&E ¦ Marine | Unitary AC (Small) - Marine | 0.34945 | 1 | 0.06 | CBSA 2014 | 5.0163 | 2032 | 0.5 | SWHC014-03
COM-HVAC-21.81 | Com ¦ Small Unitary AC (SEER 15) - Marine ¦ SDG&E ¦ Marine | Com ¦ Small Unitary AC (SEER 15) - Marine | SDG&E ¦ Marine | SDG&E | All | Electric | Unitary Air-Cooled-Split AC, 15 SEER | Efficient | 0 | Conventional | HVAC | Com - Restaurant | Com | ROB and NEW | 0 | 1000 sqft2 of floor space | Cap-Tons | 15 | DEER:HVAC_Split-Package_AC | -111 | -0.0283 | 0.597 | SWHC014-03 | 1111.78 | 2021 | 0 | 1183 | 2021 | 0 | 0 | SWHC014-03 | Unitary AC (Small) - Marine ¦ SDG&E ¦ Marine | Unitary AC (Small) - Marine | 1.1351 | 1 | 0.06 | CBSA 2014 | 2.1096 | 2032 | 0.5 | SWHC014-03
COM-HVAC-21.82 | Com ¦ Small Unitary AC (SEER 15) - Marine ¦ SDG&E ¦ Marine | Com ¦ Small Unitary AC (SEER 15) - Marine | SDG&E ¦ Marine | SDG&E | All | Electric | Unitary Air-Cooled-Split AC, 15 SEER | Efficient | 0 | Conventional | HVAC | Com - Retail | Com | ROB and NEW | 0 | 1000 sqft2 of floor space | Cap-Tons | 15 | DEER:HVAC_Split-Package_AC | -111 | -0.0283 | 0.597 | SWHC014-03 | 1111.78 | 2021 | 0 | 1183 | 2021 | 0 | 0 | SWHC014-03 | Unitary AC (Small) - Marine ¦ SDG&E ¦ Marine | Unitary AC (Small) - Marine | 0.46017 | 1 | 0.06 | CBSA 2014 | -78.9173 | 2032 | 0.5 | SWHC014-03
COM-HVAC-21.83 | Com ¦ Small Unitary AC (SEER 15) - Marine ¦ SDG&E ¦ Marine | Com ¦ Small Unitary AC (SEER 15) - Marine | SDG&E ¦ Marine | SDG&E | All | Electric | Unitary Air-Cooled-Split AC, 15 SEER | Efficient | 0 | Conventional | HVAC | Com - School | Com | ROB and NEW | 0 | 1000 sqft2 of floor space | Cap-Tons | 15 | DEER:HVAC_Split-Package_AC | -111 | -0.0283 | 0.597 | SWHC014-03 | 1111.78 | 2021 | 0 | 1183 | 2021 | 0 | 0 | SWHC014-03 | Unitary AC (Small) - Marine ¦ SDG&E ¦ Marine | Unitary AC (Small) - Marine | 0.77382 | 1 | 0.06 | CBSA 2014 | 5.5974 | 2032 | 0.5 | SWHC014-03
COM-HVAC-21.84 | Com ¦ Small Unitary AC (SEER 15) - Marine ¦ SDG&E ¦ Marine | Com ¦ Small Unitary AC (SEER 15) - Marine | SDG&E ¦ Marine | SDG&E | All | Electric | Unitary Air-Cooled-Split AC, 15 SEER | Efficient | 0 | Conventional | HVAC | Com - Warehouse | Com | ROB and NEW | 0 | 1000 sqft2 of floor space | Cap-Tons | 15 | DEER:HVAC_Split-Package_AC | -111 | -0.0283 | 0.597 | SWHC014-03 | 1111.78 | 2021 | 0 | 1183 | 2021 | 0 | 0 | SWHC014-03 | Unitary AC (Small) - Marine ¦ SDG&E ¦ Marine | Unitary AC (Small) - Marine | 0.14112 | 1 | 0.06 | CBSA 2014 | 3.6822 | 2032 | 0.5 | SWHC014-03
COM-HVAC-21.85 | Com ¦ Small Unitary AC (SEER 15) - Hot-Dry ¦ SDG&E ¦ Hot-Dry | Com ¦ Small Unitary AC (SEER 15) - Hot-Dry | SDG&E ¦ Hot-Dry | SDG&E | All | Electric | Unitary Air-Cooled-Split AC, 15 SEER | Efficient | 0 | Conventional | HVAC | Com - College | Com | ROB and NEW | 0 | 1000 sqft2 of floor space | Cap-Tons | 15 | DEER:HVAC_Split-Package_AC | -108 | -0.0248 | 0.6 | SWHC014-03 | 1111.78 | 2021 | 0 | 1183 | 2021 | 0 | 0 | SWHC014-03 | Unitary AC (Small) - Hot-Dry ¦ SDG&E ¦ Hot-Dry | Unitary AC (Small) - Hot-Dry | 0.60922 | 1 | 0.06 | CBSA 2014 | 3.3246 | 2032 | 0.5 | SWHC014-03
COM-HVAC-21.86 | Com ¦ Small Unitary AC (SEER 15) - Hot-Dry ¦ SDG&E ¦ Hot-Dry | Com ¦ Small Unitary AC (SEER 15) - Hot-Dry | SDG&E ¦ Hot-Dry | SDG&E | All | Electric | Unitary Air-Cooled-Split AC, 15 SEER | Efficient | 0 | Conventional | HVAC | Com - Grocery | Com | ROB and NEW | 0 | 1000 sqft2 of floor space | Cap-Tons | 15 | DEER:HVAC_Split-Package_AC | -108 | -0.0248 | 0.6 | SWHC014-03 | 1111.78 | 2021 | 0 | 1183 | 2021 | 0 | 0 | SWHC014-03 | Unitary AC (Small) - Hot-Dry ¦ SDG&E ¦ Hot-Dry | Unitary AC (Small) - Hot-Dry | 1.1243 | 1 | 0.06 | CBSA 2014 | 1.1124 | 2032 | 0.5 | SWHC014-03
COM-HVAC-21.87 | Com ¦ Small Unitary AC (SEER 15) - Hot-Dry ¦ SDG&E ¦ Hot-Dry | Com ¦ Small Unitary AC (SEER 15) - Hot-Dry | SDG&E ¦ Hot-Dry | SDG&E | All | Electric | Unitary Air-Cooled-Split AC, 15 SEER | Efficient | 0 | Conventional | HVAC | Com - Health | Com | ROB and NEW | 0 | 1000 sqft2 of floor space | Cap-Tons | 15 | DEER:HVAC_Split-Package_AC | -108 | -0.0248 | 0.6 | SWHC014-03 | 1111.78 | 2021 | 0 | 1183 | 2021 | 0 | 0 | SWHC014-03 | Unitary AC (Small) - Hot-Dry ¦ SDG&E ¦ Hot-Dry | Unitary AC (Small) - Hot-Dry | 0.87675 | 1 | 0.06 | CBSA 2014 | 0.1839 | 2032 | 0.5 | SWHC014-03
COM-HVAC-21.88 | Com ¦ Small Unitary AC (SEER 15) - Hot-Dry ¦ SDG&E ¦ Hot-Dry | Com ¦ Small Unitary AC (SEER 15) - Hot-Dry | SDG&E ¦ Hot-Dry | SDG&E | All | Electric | Unitary Air-Cooled-Split AC, 15 SEER | Efficient | 0 | Conventional | HVAC | Com - Lodging | Com | ROB and NEW | 0 | 1000 sqft2 of floor space | Cap-Tons | 15 | DEER:HVAC_Split-Package_AC | -108 | -0.0248 | 0.6 | SWHC014-03 | 1111.78 | 2021 | 0 | 1183 | 2021 | 0 | 0 | SWHC014-03 | Unitary AC (Small) - Hot-Dry ¦ SDG&E ¦ Hot-Dry | Unitary AC (Small) - Hot-Dry | 0.49055 | 1 | 0.06 | CBSA 2014 | 1.3664 | 2032 | 0.5 | SWHC014-03
COM-HVAC-21.89 | Com ¦ Small Unitary AC (SEER 15) - Hot-Dry ¦ SDG&E ¦ Hot-Dry | Com ¦ Small Unitary AC (SEER 15) - Hot-Dry | SDG&E ¦ Hot-Dry | SDG&E | All | Electric | Unitary Air-Cooled-Split AC, 15 SEER | Efficient | 0 | Conventional | HVAC | Com - Office (Large) | Com | ROB and NEW | 0 | 1000 sqft2 of floor space | Cap-Tons | 15 | DEER:HVAC_Split-Package_AC | -108 | -0.0248 | 0.6 | SWHC014-03 | 1111.78 | 2021 | 0 | 1183 | 2021 | 0 | 0 | SWHC014-03 | Unitary AC (Small) - Hot-Dry ¦ SDG&E ¦ Hot-Dry | Unitary AC (Small) - Hot-Dry | 0.64047 | 1 | 0.06 | CBSA 2014 | -0.38491 | 2032 | 0.5 | SWHC014-03
COM-HVAC-21.90 | Com ¦ Small Unitary AC (SEER 15) - Hot-Dry ¦ SDG&E ¦ Hot-Dry | Com ¦ Small Unitary AC (SEER 15) - Hot-Dry | SDG&E ¦ Hot-Dry | SDG&E | All | Electric | Unitary Air-Cooled-Split AC, 15 SEER | Efficient | 0 | Conventional | HVAC | Com - Office (Small) | Com | ROB and NEW | 0 | 1000 sqft2 of floor space | Cap-Tons | 15 | DEER:HVAC_Split-Package_AC | -108 | -0.0248 | 0.6 | SWHC014-03 | 1111.78 | 2021 | 0 | 1183 | 2021 | 0 | 0 | SWHC014-03 | Unitary AC (Small) - Hot-Dry ¦ SDG&E ¦ Hot-Dry | Unitary AC (Small) - Hot-Dry | 0.77766 | 1 | 0.06 | CBSA 2014 | 2.2235 | 2032 | 0.5 | SWHC014-03
COM-HVAC-21.91 | Com ¦ Small Unitary AC (SEER 15) - Hot-Dry ¦ SDG&E ¦ Hot-Dry | Com ¦ Small Unitary AC (SEER 15) - Hot-Dry | SDG&E ¦ Hot-Dry | SDG&E | All | Electric | Unitary Air-Cooled-Split AC, 15 SEER | Efficient | 0 | Conventional | HVAC | Com - Other | Com | ROB and NEW | 0 | 1000 sqft2 of floor space | Cap-Tons | 15 | DEER:HVAC_Split-Package_AC | -108 | -0.0248 | 0.6 | SWHC014-03 | 1111.78 | 2021 | 0 | 1183 | 2021 | 0 | 0 | SWHC014-03 | Unitary AC (Small) - Hot-Dry ¦ SDG&E ¦ Hot-Dry | Unitary AC (Small) - Hot-Dry | 0.34945 | 1 | 0.06 | CBSA 2014 | 4.8329 | 2032 | 0.5 | SWHC014-03
COM-HVAC-21.93 | Com ¦ Small Unitary AC (SEER 15) - Hot-Dry ¦ SDG&E ¦ Hot-Dry | Com ¦ Small Unitary AC (SEER 15) - Hot-Dry | SDG&E ¦ Hot-Dry | SDG&E | All | Electric | Unitary Air-Cooled-Split AC, 15 SEER | Efficient | 0 | Conventional | HVAC | Com - Restaurant | Com | ROB and NEW | 0 | 1000 sqft2 of floor space | Cap-Tons | 15 | DEER:HVAC_Split-Package_AC | -108 | -0.0248 | 0.6 | SWHC014-03 | 1111.78 | 2021 | 0 | 1183 | 2021 | 0 | 0 | SWHC014-03 | Unitary AC (Small) - Hot-Dry ¦ SDG&E ¦ Hot-Dry | Unitary AC (Small) - Hot-Dry | 1.1351 | 1 | 0.06 | CBSA 2014 | 2.0477 | 2032 | 0.5 | SWHC014-03
COM-HVAC-21.94 | Com ¦ Small Unitary AC (SEER 15) - Hot-Dry ¦ SDG&E ¦ Hot-Dry | Com ¦ Small Unitary AC (SEER 15) - Hot-Dry | SDG&E ¦ Hot-Dry | SDG&E | All | Electric | Unitary Air-Cooled-Split AC, 15 SEER | Efficient | 0 | Conventional | HVAC | Com - Retail | Com | ROB and NEW | 0 | 1000 sqft2 of floor space | Cap-Tons | 15 | DEER:HVAC_Split-Package_AC | -108 | -0.0248 | 0.6 | SWHC014-03 | 1111.78 | 2021 | 0 | 1183 | 2021 | 0 | 0 | SWHC014-03 | Unitary AC (Small) - Hot-Dry ¦ SDG&E ¦ Hot-Dry | Unitary AC (Small) - Hot-Dry | 0.46017 | 1 | 0.06 | CBSA 2014 | -79.6565 | 2032 | 0.5 | SWHC014-03
COM-HVAC-21.95 | Com ¦ Small Unitary AC (SEER 15) - Hot-Dry ¦ SDG&E ¦ Hot-Dry | Com ¦ Small Unitary AC (SEER 15) - Hot-Dry | SDG&E ¦ Hot-Dry | SDG&E | All | Electric | Unitary Air-Cooled-Split AC, 15 SEER | Efficient | 0 | Conventional | HVAC | Com - School | Com | ROB and NEW | 0 | 1000 sqft2 of floor space | Cap-Tons | 15 | DEER:HVAC_Split-Package_AC | -108 | -0.0248 | 0.6 | SWHC014-03 | 1111.78 | 2021 | 0 | 1183 | 2021 | 0 | 0 | SWHC014-03 | Unitary AC (Small) - Hot-Dry ¦ SDG&E ¦ Hot-Dry | Unitary AC (Small) - Hot-Dry | 0.77382 | 1 | 0.06 | CBSA 2014 | 5.4301 | 2032 | 0.5 | SWHC014-03
COM-HVAC-21.96 | Com ¦ Small Unitary AC (SEER 15) - Hot-Dry ¦ SDG&E ¦ Hot-Dry | Com ¦ Small Unitary AC (SEER 15) - Hot-Dry | SDG&E ¦ Hot-Dry | SDG&E | All | Electric | Unitary Air-Cooled-Split AC, 15 SEER | Efficient | 0 | Conventional | HVAC | Com - Warehouse | Com | ROB and NEW | 0 | 1000 sqft2 of floor space | Cap-Tons | 15 | DEER:HVAC_Split-Package_AC | -108 | -0.0248 | 0.6 | SWHC014-03 | 1111.78 | 2021 | 0 | 1183 | 2021 | 0 | 0 | SWHC014-03 | Unitary AC (Small) - Hot-Dry ¦ SDG&E ¦ Hot-Dry | Unitary AC (Small) - Hot-Dry | 0.14112 | 1 | 0.06 | CBSA 2014 | 3.4361 | 2032 | 0.5 | SWHC014-03
COM-HVAC-22.1 | Com ¦ Small Unitary AC (SEER 16) - Marine ¦ PG&E ¦ Marine | Com ¦ Small Unitary AC (SEER 16) - Marine | PG&E ¦ Marine | PG&E | All | Electric | Unitary Air-Cooled-Split AC, 16 SEER | Efficient | 0 | Conventional | HVAC | Com - College | Com | ROB and NEW | 0 | 1000 sqft2 of floor space | Cap-Tons | 15 | DEER:HVAC_Split-Package_AC | -226.5 | -0.0613 | -5.63 | SWHC014-03 | 1215.56 | 2021 | 0 | 1183 | 2021 | 0 | 0 | SWHC014-03 | Unitary AC (Small) - Marine ¦ PG&E ¦ Marine | Unitary AC (Small) - Marine | 0.55707 | 1 | 0.01474 | CBSA 2014 | 10.9485 | 2032 | 0.5 | SWHC014-03
COM-HVAC-22.2 | Com ¦ Small Unitary AC (SEER 16) - Marine ¦ PG&E ¦ Marine | Com ¦ Small Unitary AC (SEER 16) - Marine | PG&E ¦ Marine | PG&E | All | Electric | Unitary Air-Cooled-Split AC, 16 SEER | Efficient | 0 | Conventional | HVAC | Com - Grocery | Com | ROB and NEW | 0 | 1000 sqft2 of floor space | Cap-Tons | 15 | DEER:HVAC_Split-Package_AC | -226.5 | -0.0613 | -5.63 | SWHC014-03 | 1215.56 | 2021 | 0 | 1183 | 2021 | 0 | 0 | SWHC014-03 | Unitary AC (Small) - Marine ¦ PG&E ¦ Marine | Unitary AC (Small) - Marine | 0.92949 | 1 | 0.01474 | CBSA 2014 | 16.8214 | 2032 | 0.5 | SWHC014-03
COM-HVAC-22.3 | Com ¦ Small Unitary AC (SEER 16) - Marine ¦ PG&E ¦ Marine | Com ¦ Small Unitary AC (SEER 16) - Marine | PG&E ¦ Marine | PG&E | All | Electric | Unitary Air-Cooled-Split AC, 16 SEER | Efficient | 0 | Conventional | HVAC | Com - Health | Com | ROB and NEW | 0 | 1000 sqft2 of floor space | Cap-Tons | 15 | DEER:HVAC_Split-Package_AC | -226.5 | -0.0613 | -5.63 | SWHC014-03 | 1215.56 | 2021 | 0 | 1183 | 2021 | 0 | 0 | SWHC014-03 | Unitary AC (Small) - Marine ¦ PG&E ¦ Marine | Unitary AC (Small) - Marine | 0.82262 | 1 | 0.01474 | CBSA 2014 | 16.6517 | 2032 | 0.5 | SWHC014-03
COM-HVAC-22.4 | Com ¦ Small Unitary AC (SEER 16) - Marine ¦ PG&E ¦ Marine | Com ¦ Small Unitary AC (SEER 16) - Marine | PG&E ¦ Marine | PG&E | All | Electric | Unitary Air-Cooled-Split AC, 16 SEER | Efficient | 0 | Conventional | HVAC | Com - Lodging | Com | ROB and NEW | 0 | 1000 sqft2 of floor space | Cap-Tons | 15 | DEER:HVAC_Split-Package_AC | -226.5 | -0.0613 | -5.63 | SWHC014-03 | 1215.56 | 2021 | 0 | 1183 | 2021 | 0 | 0 | SWHC014-03 | Unitary AC (Small) - Marine ¦ PG&E ¦ Marine | Unitary AC (Small) - Marine | 0.43849 | 1 | 0.01474 | CBSA 2014 | 55.3276 | 2032 | 0.5 | SWHC014-03
COM-HVAC-22.5 | Com ¦ Small Unitary AC (SEER 16) - Marine ¦ PG&E ¦ Marine | Com ¦ Small Unitary AC (SEER 16) - Marine | PG&E ¦ Marine | PG&E | All | Electric | Unitary Air-Cooled-Split AC, 16 SEER | Efficient | 0 | Conventional | HVAC | Com - Office (Large) | Com | ROB and NEW | 0 | 1000 sqft2 of floor space | Cap-Tons | 15 | DEER:HVAC_Split-Package_AC | -226.5 | -0.0613 | -5.63 | SWHC014-03 | 1215.56 | 2021 | 0 | 1183 | 2021 | 0 | 0 | SWHC014-03 | Unitary AC (Small) - Marine ¦ PG&E ¦ Marine | Unitary AC (Small) - Marine | 0.58414 | 1 | 0.01474 | CBSA 2014 | 23.0276 | 2032 | 0.5 | SWHC014-03
COM-HVAC-22.6 | Com ¦ Small Unitary AC (SEER 16) - Marine ¦ PG&E ¦ Marine | Com ¦ Small Unitary AC (SEER 16) - Marine | PG&E ¦ Marine | PG&E | All | Electric | Unitary Air-Cooled-Split AC, 16 SEER | Efficient | 0 | Conventional | HVAC | Com - Office (Small) | Com | ROB and NEW | 0 | 1000 sqft2 of floor space | Cap-Tons | 15 | DEER:HVAC_Split-Package_AC | -226.5 | -0.0613 | -5.63 | SWHC014-03 | 1215.56 | 2021 | 0 | 1183 | 2021 | 0 | 0 | SWHC014-03 | Unitary AC (Small) - Marine ¦ PG&E ¦ Marine | Unitary AC (Small) - Marine | 0.68317 | 1 | 0.01474 | CBSA 2014 | 11.4063 | 2032 | 0.5 | SWHC014-03
COM-HVAC-22.7 | Com ¦ Small Unitary AC (SEER 16) - Marine ¦ PG&E ¦ Marine | Com ¦ Small Unitary AC (SEER 16) - Marine | PG&E ¦ Marine | PG&E | All | Electric | Unitary Air-Cooled-Split AC, 16 SEER | Efficient | 0 | Conventional | HVAC | Com - Other | Com | ROB and NEW | 0 | 1000 sqft2 of floor space | Cap-Tons | 15 | DEER:HVAC_Split-Package_AC | -226.5 | -0.0613 | -5.63 | SWHC014-03 | 1215.56 | 2021 | 0 | 1183 | 2021 | 0 | 0 | SWHC014-03 | Unitary AC (Small) - Marine ¦ PG&E ¦ Marine | Unitary AC (Small) - Marine | 0.32241 | 1 | 0.01474 | CBSA 2014 | 27.3502 | 2032 | 0.5 | SWHC014-03
COM-HVAC-22.9 | Com ¦ Small Unitary AC (SEER 16) - Marine ¦ PG&E ¦ Marine | Com ¦ Small Unitary AC (SEER 16) - Marine | PG&E ¦ Marine | PG&E | All | Electric | Unitary Air-Cooled-Split AC, 16 SEER | Efficient | 0 | Conventional | HVAC | Com - Restaurant | Com | ROB and NEW | 0 | 1000 sqft2 of floor space | Cap-Tons | 15 | DEER:HVAC_Split-Package_AC | -226.5 | -0.0613 | -5.63 | SWHC014-03 | 1215.56 | 2021 | 0 | 1183 | 2021 | 0 | 0 | SWHC014-03 | Unitary AC (Small) - Marine ¦ PG&E ¦ Marine | Unitary AC (Small) - Marine | 0.98716 | 1 | 0.01474 | CBSA 2014 | 6.0591 | 2032 | 0.5 | SWHC014-03
COM-HVAC-22.10 | Com ¦ Small Unitary AC (SEER 16) - Marine ¦ PG&E ¦ Marine | Com ¦ Small Unitary AC (SEER 16) - Marine | PG&E ¦ Marine | PG&E | All | Electric | Unitary Air-Cooled-Split AC, 16 SEER | Efficient | 0 | Conventional | HVAC | Com - Retail | Com | ROB and NEW | 0 | 1000 sqft2 of floor space | Cap-Tons | 15 | DEER:HVAC_Split-Package_AC | -226.5 | -0.0613 | -5.63 | SWHC014-03 | 1215.56 | 2021 | 0 | 1183 | 2021 | 0 | 0 | SWHC014-03 | Unitary AC (Small) - Marine ¦ PG&E ¦ Marine | Unitary AC (Small) - Marine | 0.41141 | 1 | 0.01474 | CBSA 2014 | 866.8576 | 2032 | 0.5 | SWHC014-03
COM-HVAC-22.11 | Com ¦ Small Unitary AC (SEER 16) - Marine ¦ PG&E ¦ Marine | Com ¦ Small Unitary AC (SEER 16) - Marine | PG&E ¦ Marine | PG&E | All | Electric | Unitary Air-Cooled-Split AC, 16 SEER | Efficient | 0 | Conventional | HVAC | Com - School | Com | ROB and NEW | 0 | 1000 sqft2 of floor space | Cap-Tons | 15 | DEER:HVAC_Split-Package_AC | -226.5 | -0.0613 | -5.63 | SWHC014-03 | 1215.56 | 2021 | 0 | 1183 | 2021 | 0 | 0 | SWHC014-03 | Unitary AC (Small) - Marine ¦ PG&E ¦ Marine | Unitary AC (Small) - Marine | 0.62474 | 1 | 0.01474 | CBSA 2014 | 17.1564 | 2032 | 0.5 | SWHC014-03
COM-HVAC-22.12 | Com ¦ Small Unitary AC (SEER 16) - Marine ¦ PG&E ¦ Marine | Com ¦ Small Unitary AC (SEER 16) - Marine | PG&E ¦ Marine | PG&E | All | Electric | Unitary Air-Cooled-Split AC, 16 SEER | Efficient | 0 | Conventional | HVAC | Com - Warehouse | Com | ROB and NEW | 0 | 1000 sqft2 of floor space | Cap-Tons | 15 | DEER:HVAC_Split-Package_AC | -226.5 | -0.0613 | -5.63 | SWHC014-03 | 1215.56 | 2021 | 0 | 1183 | 2021 | 0 | 0 | SWHC014-03 | Unitary AC (Small) - Marine ¦ PG&E ¦ Marine | Unitary AC (Small) - Marine | 0.12804 | 1 | 0.01474 | CBSA 2014 | 59.9558 | 2032 | 0.5 | SWHC014-03
COM-HVAC-22.13 | Com ¦ Small Unitary AC (SEER 16) - Hot-Dry ¦ PG&E ¦ Hot-Dry | Com ¦ Small Unitary AC (SEER 16) - Hot-Dry | PG&E ¦ Hot-Dry | PG&E | All | Electric | Unitary Air-Cooled-Split AC, 16 SEER | Efficient | 0 | Conventional | HVAC | Com - College | Com | ROB and NEW | 0 | 1000 sqft2 of floor space | Cap-Tons | 15 | DEER:HVAC_Split-Package_AC | -309.5 | -0.106 | -6.235 | SWHC014-03 | 1215.56 | 2021 | 0 | 1183 | 2021 | 0 | 0 | SWHC014-03 | Unitary AC (Small) - Hot-Dry ¦ PG&E ¦ Hot-Dry | Unitary AC (Small) - Hot-Dry | 0.55707 | 1 | 0.01474 | CBSA 2014 | 14.1188 | 2032 | 0.5 | SWHC014-03
COM-HVAC-22.14 | Com ¦ Small Unitary AC (SEER 16) - Hot-Dry ¦ PG&E ¦ Hot-Dry | Com ¦ Small Unitary AC (SEER 16) - Hot-Dry | PG&E ¦ Hot-Dry | PG&E | All | Electric | Unitary Air-Cooled-Split AC, 16 SEER | Efficient | 0 | Conventional | HVAC | Com - Grocery | Com | ROB and NEW | 0 | 1000 sqft2 of floor space | Cap-Tons | 15 | DEER:HVAC_Split-Package_AC | -309.5 | -0.106 | -6.235 | SWHC014-03 | 1215.56 | 2021 | 0 | 1183 | 2021 | 0 | 0 | SWHC014-03 | Unitary AC (Small) - Hot-Dry ¦ PG&E ¦ Hot-Dry | Unitary AC (Small) - Hot-Dry | 0.92949 | 1 | 0.01474 | CBSA 2014 | 19.9187 | 2032 | 0.5 | SWHC014-03
COM-HVAC-22.15 | Com ¦ Small Unitary AC (SEER 16) - Hot-Dry ¦ PG&E ¦ Hot-Dry | Com ¦ Small Unitary AC (SEER 16) - Hot-Dry | PG&E ¦ Hot-Dry | PG&E | All | Electric | Unitary Air-Cooled-Split AC, 16 SEER | Efficient | 0 | Conventional | HVAC | Com - Health | Com | ROB and NEW | 0 | 1000 sqft2 of floor space | Cap-Tons | 15 | DEER:HVAC_Split-Package_AC | -309.5 | -0.106 | -6.235 | SWHC014-03 | 1215.56 | 2021 | 0 | 1183 | 2021 | 0 | 0 | SWHC014-03 | Unitary AC (Small) - Hot-Dry ¦ PG&E ¦ Hot-Dry | Unitary AC (Small) - Hot-Dry | 0.82262 | 1 | 0.01474 | CBSA 2014 | 19.3105 | 2032 | 0.5 | SWHC014-03
COM-HVAC-22.16 | Com ¦ Small Unitary AC (SEER 16) - Hot-Dry ¦ PG&E ¦ Hot-Dry | Com ¦ Small Unitary AC (SEER 16) - Hot-Dry | PG&E ¦ Hot-Dry | PG&E | All | Electric | Unitary Air-Cooled-Split AC, 16 SEER | Efficient | 0 | Conventional | HVAC | Com - Lodging | Com | ROB and NEW | 0 | 1000 sqft2 of floor space | Cap-Tons | 15 | DEER:HVAC_Split-Package_AC | -309.5 | -0.106 | -6.235 | SWHC014-03 | 1215.56 | 2021 | 0 | 1183 | 2021 | 0 | 0 | SWHC014-03 | Unitary AC (Small) - Hot-Dry ¦ PG&E ¦ Hot-Dry | Unitary AC (Small) - Hot-Dry | 0.43849 | 1 | 0.01474 | CBSA 2014 | 64.4973 | 2032 | 0.5 | SWHC014-03
COM-HVAC-22.17 | Com ¦ Small Unitary AC (SEER 16) - Hot-Dry ¦ PG&E ¦ Hot-Dry | Com ¦ Small Unitary AC (SEER 16) - Hot-Dry | PG&E ¦ Hot-Dry | PG&E | All | Electric | Unitary Air-Cooled-Split AC, 16 SEER | Efficient | 0 | Conventional | HVAC | Com - Office (Large) | Com | ROB and NEW | 0 | 1000 sqft2 of floor space | Cap-Tons | 15 | DEER:HVAC_Split-Package_AC | -309.5 | -0.106 | -6.235 | SWHC014-03 | 1215.56 | 2021 | 0 | 1183 | 2021 | 0 | 0 | SWHC014-03 | Unitary AC (Small) - Hot-Dry ¦ PG&E ¦ Hot-Dry | Unitary AC (Small) - Hot-Dry | 0.58414 | 1 | 0.01474 | CBSA 2014 | 26.4207 | 2032 | 0.5 | SWHC014-03
COM-HVAC-22.18 | Com ¦ Small Unitary AC (SEER 16) - Hot-Dry ¦ PG&E ¦ Hot-Dry | Com ¦ Small Unitary AC (SEER 16) - Hot-Dry | PG&E ¦ Hot-Dry | PG&E | All | Electric | Unitary Air-Cooled-Split AC, 16 SEER | Efficient | 0 | Conventional | HVAC | Com - Office (Small) | Com | ROB and NEW | 0 | 1000 sqft2 of floor space | Cap-Tons | 15 | DEER:HVAC_Split-Package_AC | -309.5 | -0.106 | -6.235 | SWHC014-03 | 1215.56 | 2021 | 0 | 1183 | 2021 | 0 | 0 | SWHC014-03 | Unitary AC (Small) - Hot-Dry ¦ PG&E ¦ Hot-Dry | Unitary AC (Small) - Hot-Dry | 0.68317 | 1 | 0.01474 | CBSA 2014 | 14.1588 | 2032 | 0.5 | SWHC014-03
COM-HVAC-22.19 | Com ¦ Small Unitary AC (SEER 16) - Hot-Dry ¦ PG&E ¦ Hot-Dry | Com ¦ Small Unitary AC (SEER 16) - Hot-Dry | PG&E ¦ Hot-Dry | PG&E | All | Electric | Unitary Air-Cooled-Split AC, 16 SEER | Efficient | 0 | Conventional | HVAC | Com - Other | Com | ROB and NEW | 0 | 1000 sqft2 of floor space | Cap-Tons | 15 | DEER:HVAC_Split-Package_AC | -309.5 | -0.106 | -6.235 | SWHC014-03 | 1215.56 | 2021 | 0 | 1183 | 2021 | 0 | 0 | SWHC014-03 | Unitary AC (Small) - Hot-Dry ¦ PG&E ¦ Hot-Dry | Unitary AC (Small) - Hot-Dry | 0.32241 | 1 | 0.01474 | CBSA 2014 | 33.7287 | 2032 | 0.5 | SWHC014-03
COM-HVAC-22.21 | Com ¦ Small Unitary AC (SEER 16) - Hot-Dry ¦ PG&E ¦ Hot-Dry | Com ¦ Small Unitary AC (SEER 16) - Hot-Dry | PG&E ¦ Hot-Dry | PG&E | All | Electric | Unitary Air-Cooled-Split AC, 16 SEER | Efficient | 0 | Conventional | HVAC | Com - Restaurant | Com | ROB and NEW | 0 | 1000 sqft2 of floor space | Cap-Tons | 15 | DEER:HVAC_Split-Package_AC | -309.5 | -0.106 | -6.235 | SWHC014-03 | 1215.56 | 2021 | 0 | 1183 | 2021 | 0 | 0 | SWHC014-03 | Unitary AC (Small) - Hot-Dry ¦ PG&E ¦ Hot-Dry | Unitary AC (Small) - Hot-Dry | 0.98716 | 1 | 0.01474 | CBSA 2014 | 7.906 | 2032 | 0.5 | SWHC014-03
COM-HVAC-22.22 | Com ¦ Small Unitary AC (SEER 16) - Hot-Dry ¦ PG&E ¦ Hot-Dry | Com ¦ Small Unitary AC (SEER 16) - Hot-Dry | PG&E ¦ Hot-Dry | PG&E | All | Electric | Unitary Air-Cooled-Split AC, 16 SEER | Efficient | 0 | Conventional | HVAC | Com - Retail | Com | ROB and NEW | 0 | 1000 sqft2 of floor space | Cap-Tons | 15 | DEER:HVAC_Split-Package_AC | -309.5 | -0.106 | -6.235 | SWHC014-03 | 1215.56 | 2021 | 0 | 1183 | 2021 | 0 | 0 | SWHC014-03 | Unitary AC (Small) - Hot-Dry ¦ PG&E ¦ Hot-Dry | Unitary AC (Small) - Hot-Dry | 0.41141 | 1 | 0.01474 | CBSA 2014 | 965.6596 | 2032 | 0.5 | SWHC014-03
COM-HVAC-22.23 | Com ¦ Small Unitary AC (SEER 16) - Hot-Dry ¦ PG&E ¦ Hot-Dry | Com ¦ Small Unitary AC (SEER 16) - Hot-Dry | PG&E ¦ Hot-Dry | PG&E | All | Electric | Unitary Air-Cooled-Split AC, 16 SEER | Efficient | 0 | Conventional | HVAC | Com - School | Com | ROB and NEW | 0 | 1000 sqft2 of floor space | Cap-Tons | 15 | DEER:HVAC_Split-Package_AC | -309.5 | -0.106 | -6.235 | SWHC014-03 | 1215.56 | 2021 | 0 | 1183 | 2021 | 0 | 0 | SWHC014-03 | Unitary AC (Small) - Hot-Dry ¦ PG&E ¦ Hot-Dry | Unitary AC (Small) - Hot-Dry | 0.62474 | 1 | 0.01474 | CBSA 2014 | 22.2222 | 2032 | 0.5 | SWHC014-03
COM-HVAC-22.24 | Com ¦ Small Unitary AC (SEER 16) - Hot-Dry ¦ PG&E ¦ Hot-Dry | Com ¦ Small Unitary AC (SEER 16) - Hot-Dry | PG&E ¦ Hot-Dry | PG&E | All | Electric | Unitary Air-Cooled-Split AC, 16 SEER | Efficient | 0 | Conventional | HVAC | Com - Warehouse | Com | ROB and NEW | 0 | 1000 sqft2 of floor space | Cap-Tons | 15 | DEER:HVAC_Split-Package_AC | -309.5 | -0.106 | -6.235 | SWHC014-03 | 1215.56 | 2021 | 0 | 1183 | 2021 | 0 | 0 | SWHC014-03 | Unitary AC (Small) - Hot-Dry ¦ PG&E ¦ Hot-Dry | Unitary AC (Small) - Hot-Dry | 0.12804 | 1 | 0.01474 | CBSA 2014 | 70.7606 | 2032 | 0.5 | SWHC014-03
COM-HVAC-22.25 | Com ¦ Small Unitary AC (SEER 16) - Cold ¦ PG&E ¦ Cold | Com ¦ Small Unitary AC (SEER 16) - Cold | PG&E ¦ Cold | PG&E | All | Electric | Unitary Air-Cooled-Split AC, 16 SEER | Efficient | 0 | Conventional | HVAC | Com - College | Com | ROB and NEW | 0 | 1000 sqft2 of floor space | Cap-Tons | 15 | DEER:HVAC_Split-Package_AC | -252.5 | -0.0573 | -19.4 | SWHC014-03 | 1215.56 | 2021 | 0 | 1183 | 2021 | 0 | 0 | SWHC014-03 | Unitary AC (Small) - Cold ¦ PG&E ¦ Cold | Unitary AC (Small) - Cold | 0.55707 | 1 | 0.01474 | CBSA 2014 | 19.7805 | 2032 | 0.5 | SWHC014-03
COM-HVAC-22.26 | Com ¦ Small Unitary AC (SEER 16) - Cold ¦ PG&E ¦ Cold | Com ¦ Small Unitary AC (SEER 16) - Cold | PG&E ¦ Cold | PG&E | All | Electric | Unitary Air-Cooled-Split AC, 16 SEER | Efficient | 0 | Conventional | HVAC | Com - Grocery | Com | ROB and NEW | 0 | 1000 sqft2 of floor space | Cap-Tons | 15 | DEER:HVAC_Split-Package_AC | -252.5 | -0.0573 | -19.4 | SWHC014-03 | 1215.56 | 2021 | 0 | 1183 | 2021 | 0 | 0 | SWHC014-03 | Unitary AC (Small) - Cold ¦ PG&E ¦ Cold | Unitary AC (Small) - Cold | 0.92949 | 1 | 0.01474 | CBSA 2014 | 46.3557 | 2032 | 0.5 | SWHC014-03
COM-HVAC-22.27 | Com ¦ Small Unitary AC (SEER 16) - Cold ¦ PG&E ¦ Cold | Com ¦ Small Unitary AC (SEER 16) - Cold | PG&E ¦ Cold | PG&E | All | Electric | Unitary Air-Cooled-Split AC, 16 SEER | Efficient | 0 | Conventional | HVAC | Com - Health | Com | ROB and NEW | 0 | 1000 sqft2 of floor space | Cap-Tons | 15 | DEER:HVAC_Split-Package_AC | -252.5 | -0.0573 | -19.4 | SWHC014-03 | 1215.56 | 2021 | 0 | 1183 | 2021 | 0 | 0 | SWHC014-03 | Unitary AC (Small) - Cold ¦ PG&E ¦ Cold | Unitary AC (Small) - Cold | 0.82262 | 1 | 0.01474 | CBSA 2014 | 49.5533 | 2032 | 0.5 | SWHC014-03
COM-HVAC-22.28 | Com ¦ Small Unitary AC (SEER 16) - Cold ¦ PG&E ¦ Cold | Com ¦ Small Unitary AC (SEER 16) - Cold | PG&E ¦ Cold | PG&E | All | Electric | Unitary Air-Cooled-Split AC, 16 SEER | Efficient | 0 | Conventional | HVAC | Com - Lodging | Com | ROB and NEW | 0 | 1000 sqft2 of floor space | Cap-Tons | 15 | DEER:HVAC_Split-Package_AC | -252.5 | -0.0573 | -19.4 | SWHC014-03 | 1215.56 | 2021 | 0 | 1183 | 2021 | 0 | 0 | SWHC014-03 | Unitary AC (Small) - Cold ¦ PG&E ¦ Cold | Unitary AC (Small) - Cold | 0.43849 | 1 | 0.01474 | CBSA 2014 | 161.6301 | 2032 | 0.5 | SWHC014-03
COM-HVAC-22.29 | Com ¦ Small Unitary AC (SEER 16) - Cold ¦ PG&E ¦ Cold | Com ¦ Small Unitary AC (SEER 16) - Cold | PG&E ¦ Cold | PG&E | All | Electric | Unitary Air-Cooled-Split AC, 16 SEER | Efficient | 0 | Conventional | HVAC | Com - Office (Large) | Com | ROB and NEW | 0 | 1000 sqft2 of floor space | Cap-Tons | 15 | DEER:HVAC_Split-Package_AC | -252.5 | -0.0573 | -19.4 | SWHC014-03 | 1215.56 | 2021 | 0 | 1183 | 2021 | 0 | 0 | SWHC014-03 | Unitary AC (Small) - Cold ¦ PG&E ¦ Cold | Unitary AC (Small) - Cold | 0.58414 | 1 | 0.01474 | CBSA 2014 | 71.0813 | 2032 | 0.5 | SWHC014-03
COM-HVAC-22.30 | Com ¦ Small Unitary AC (SEER 16) - Cold ¦ PG&E ¦ Cold | Com ¦ Small Unitary AC (SEER 16) - Cold | PG&E ¦ Cold | PG&E | All | Electric | Unitary Air-Cooled-Split AC, 16 SEER | Efficient | 0 | Conventional | HVAC | Com - Office (Small) | Com | ROB and NEW | 0 | 1000 sqft2 of floor space | Cap-Tons | 15 | DEER:HVAC_Split-Package_AC | -252.5 | -0.0573 | -19.4 | SWHC014-03 | 1215.56 | 2021 | 0 | 1183 | 2021 | 0 | 0 | SWHC014-03 | Unitary AC (Small) - Cold ¦ PG&E ¦ Cold | Unitary AC (Small) - Cold | 0.68317 | 1 | 0.01474 | CBSA 2014 | 25.5628 | 2032 | 0.5 | SWHC014-03
COM-HVAC-22.31 | Com ¦ Small Unitary AC (SEER 16) - Cold ¦ PG&E ¦ Cold | Com ¦ Small Unitary AC (SEER 16) - Cold | PG&E ¦ Cold | PG&E | All | Electric | Unitary Air-Cooled-Split AC, 16 SEER | Efficient | 0 | Conventional | HVAC | Com - Other | Com | ROB and NEW | 0 | 1000 sqft2 of floor space | Cap-Tons | 15 | DEER:HVAC_Split-Package_AC | -252.5 | -0.0573 | -19.4 | SWHC014-03 | 1215.56 | 2021 | 0 | 1183 | 2021 | 0 | 0 | SWHC014-03 | Unitary AC (Small) - Cold ¦ PG&E ¦ Cold | Unitary AC (Small) - Cold | 0.32241 | 1 | 0.01474 | CBSA 2014 | 63.2872 | 2032 | 0.5 | SWHC014-03
COM-HVAC-22.33 | Com ¦ Small Unitary AC (SEER 16) - Cold ¦ PG&E ¦ Cold | Com ¦ Small Unitary AC (SEER 16) - Cold | PG&E ¦ Cold | PG&E | All | Electric | Unitary Air-Cooled-Split AC, 16 SEER | Efficient | 0 | Conventional | HVAC | Com - Restaurant | Com | ROB and NEW | 0 | 1000 sqft2 of floor space | Cap-Tons | 15 | DEER:HVAC_Split-Package_AC | -252.5 | -0.0573 | -19.4 | SWHC014-03 | 1215.56 | 2021 | 0 | 1183 | 2021 | 0 | 0 | SWHC014-03 | Unitary AC (Small) - Cold ¦ PG&E ¦ Cold | Unitary AC (Small) - Cold | 0.98716 | 1 | 0.01474 | CBSA 2014 | 10.1166 | 2032 | 0.5 | SWHC014-03
COM-HVAC-22.34 | Com ¦ Small Unitary AC (SEER 16) - Cold ¦ PG&E ¦ Cold | Com ¦ Small Unitary AC (SEER 16) - Cold | PG&E ¦ Cold | PG&E | All | Electric | Unitary Air-Cooled-Split AC, 16 SEER | Efficient | 0 | Conventional | HVAC | Com - Retail | Com | ROB and NEW | 0 | 1000 sqft2 of floor space | Cap-Tons | 15 | DEER:HVAC_Split-Package_AC | -252.5 | -0.0573 | -19.4 | SWHC014-03 | 1215.56 | 2021 | 0 | 1183 | 2021 | 0 | 0 | SWHC014-03 | Unitary AC (Small) - Cold ¦ PG&E ¦ Cold | Unitary AC (Small) - Cold | 0.41141 | 1 | 0.01474 | CBSA 2014 | 2936.1911 | 2032 | 0.5 | SWHC014-03
COM-HVAC-22.35 | Com ¦ Small Unitary AC (SEER 16) - Cold ¦ PG&E ¦ Cold | Com ¦ Small Unitary AC (SEER 16) - Cold | PG&E ¦ Cold | PG&E | All | Electric | Unitary Air-Cooled-Split AC, 16 SEER | Efficient | 0 | Conventional | HVAC | Com - School | Com | ROB and NEW | 0 | 1000 sqft2 of floor space | Cap-Tons | 15 | DEER:HVAC_Split-Package_AC | -252.5 | -0.0573 | -19.4 | SWHC014-03 | 1215.56 | 2021 | 0 | 1183 | 2021 | 0 | 0 | SWHC014-03 | Unitary AC (Small) - Cold ¦ PG&E ¦ Cold | Unitary AC (Small) - Cold | 0.62474 | 1 | 0.01474 | CBSA 2014 | 30.1156 | 2032 | 0.5 | SWHC014-03
COM-HVAC-22.36 | Com ¦ Small Unitary AC (SEER 16) - Cold ¦ PG&E ¦ Cold | Com ¦ Small Unitary AC (SEER 16) - Cold | PG&E ¦ Cold | PG&E | All | Electric | Unitary Air-Cooled-Split AC, 16 SEER | Efficient | 0 | Conventional | HVAC | Com - Warehouse | Com | ROB and NEW | 0 | 1000 sqft2 of floor space | Cap-Tons | 15 | DEER:HVAC_Split-Package_AC | -252.5 | -0.0573 | -19.4 | SWHC014-03 | 1215.56 | 2021 | 0 | 1183 | 2021 | 0 | 0 | SWHC014-03 | Unitary AC (Small) - Cold ¦ PG&E ¦ Cold | Unitary AC (Small) - Cold | 0.12804 | 1 | 0.01474 | CBSA 2014 | 167.3371 | 2032 | 0.5 | SWHC014-03
COM-HVAC-22.37 | Com ¦ Small Unitary AC (SEER 16) - Marine ¦ SCE ¦ Marine | Com ¦ Small Unitary AC (SEER 16) - Marine | SCE ¦ Marine | SCE | All | Electric | Unitary Air-Cooled-Split AC, 16 SEER | Efficient | 0 | Conventional | HVAC | Com - College | Com | ROB and NEW | 0 | 1000 sqft2 of floor space | Cap-Tons | 15 | DEER:HVAC_Split-Package_AC | -279.5 | -0.0796 | -2.405 | SWHC014-03 | 1215.56 | 2021 | 0 | 1183 | 2021 | 0 | 0 | SWHC014-03 | Unitary AC (Small) - Marine ¦ SCE ¦ Marine | Unitary AC (Small) - Marine | 0.62169 | 1 | 0.01474 | CBSA 2014 | 10.8884 | 2032 | 0.5 | SWHC014-03
COM-HVAC-22.38 | Com ¦ Small Unitary AC (SEER 16) - Marine ¦ SCE ¦ Marine | Com ¦ Small Unitary AC (SEER 16) - Marine | SCE ¦ Marine | SCE | All | Electric | Unitary Air-Cooled-Split AC, 16 SEER | Efficient | 0 | Conventional | HVAC | Com - Grocery | Com | ROB and NEW | 0 | 1000 sqft2 of floor space | Cap-Tons | 15 | DEER:HVAC_Split-Package_AC | -279.5 | -0.0796 | -2.405 | SWHC014-03 | 1215.56 | 2021 | 0 | 1183 | 2021 | 0 | 0 | SWHC014-03 | Unitary AC (Small) - Marine ¦ SCE ¦ Marine | Unitary AC (Small) - Marine | 1.1059 | 1 | 0.01474 | CBSA 2014 | 11.2034 | 2032 | 0.5 | SWHC014-03
COM-HVAC-22.39 | Com ¦ Small Unitary AC (SEER 16) - Marine ¦ SCE ¦ Marine | Com ¦ Small Unitary AC (SEER 16) - Marine | SCE ¦ Marine | SCE | All | Electric | Unitary Air-Cooled-Split AC, 16 SEER | Efficient | 0 | Conventional | HVAC | Com - Health | Com | ROB and NEW | 0 | 1000 sqft2 of floor space | Cap-Tons | 15 | DEER:HVAC_Split-Package_AC | -279.5 | -0.0796 | -2.405 | SWHC014-03 | 1215.56 | 2021 | 0 | 1183 | 2021 | 0 | 0 | SWHC014-03 | Unitary AC (Small) - Marine ¦ SCE ¦ Marine | Unitary AC (Small) - Marine | 0.88169 | 1 | 0.01474 | CBSA 2014 | 9.8218 | 2032 | 0.5 | SWHC014-03
COM-HVAC-22.40 | Com ¦ Small Unitary AC (SEER 16) - Marine ¦ SCE ¦ Marine | Com ¦ Small Unitary AC (SEER 16) - Marine | SCE ¦ Marine | SCE | All | Electric | Unitary Air-Cooled-Split AC, 16 SEER | Efficient | 0 | Conventional | HVAC | Com - Lodging | Com | ROB and NEW | 0 | 1000 sqft2 of floor space | Cap-Tons | 15 | DEER:HVAC_Split-Package_AC | -279.5 | -0.0796 | -2.405 | SWHC014-03 | 1215.56 | 2021 | 0 | 1183 | 2021 | 0 | 0 | SWHC014-03 | Unitary AC (Small) - Marine ¦ SCE ¦ Marine | Unitary AC (Small) - Marine | 0.49511 | 1 | 0.01474 | CBSA 2014 | 33.6788 | 2032 | 0.5 | SWHC014-03
COM-HVAC-22.41 | Com ¦ Small Unitary AC (SEER 16) - Marine ¦ SCE ¦ Marine | Com ¦ Small Unitary AC (SEER 16) - Marine | SCE ¦ Marine | SCE | All | Electric | Unitary Air-Cooled-Split AC, 16 SEER | Efficient | 0 | Conventional | HVAC | Com - Office (Large) | Com | ROB and NEW | 0 | 1000 sqft2 of floor space | Cap-Tons | 15 | DEER:HVAC_Split-Package_AC | -279.5 | -0.0796 | -2.405 | SWHC014-03 | 1215.56 | 2021 | 0 | 1183 | 2021 | 0 | 0 | SWHC014-03 | Unitary AC (Small) - Marine ¦ SCE ¦ Marine | Unitary AC (Small) - Marine | 0.65634 | 1 | 0.01474 | CBSA 2014 | 12.6985 | 2032 | 0.5 | SWHC014-03
COM-HVAC-22.42 | Com ¦ Small Unitary AC (SEER 16) - Marine ¦ SCE ¦ Marine | Com ¦ Small Unitary AC (SEER 16) - Marine | SCE ¦ Marine | SCE | All | Electric | Unitary Air-Cooled-Split AC, 16 SEER | Efficient | 0 | Conventional | HVAC | Com - Office (Small) | Com | ROB and NEW | 0 | 1000 sqft2 of floor space | Cap-Tons | 15 | DEER:HVAC_Split-Package_AC | -279.5 | -0.0796 | -2.405 | SWHC014-03 | 1215.56 | 2021 | 0 | 1183 | 2021 | 0 | 0 | SWHC014-03 | Unitary AC (Small) - Marine ¦ SCE ¦ Marine | Unitary AC (Small) - Marine | 0.74464 | 1 | 0.01474 | CBSA 2014 | 9.6287 | 2032 | 0.5 | SWHC014-03
COM-HVAC-22.43 | Com ¦ Small Unitary AC (SEER 16) - Marine ¦ SCE ¦ Marine | Com ¦ Small Unitary AC (SEER 16) - Marine | SCE ¦ Marine | SCE | All | Electric | Unitary Air-Cooled-Split AC, 16 SEER | Efficient | 0 | Conventional | HVAC | Com - Other | Com | ROB and NEW | 0 | 1000 sqft2 of floor space | Cap-Tons | 15 | DEER:HVAC_Split-Package_AC | -279.5 | -0.0796 | -2.405 | SWHC014-03 | 1215.56 | 2021 | 0 | 1183 | 2021 | 0 | 0 | SWHC014-03 | Unitary AC (Small) - Marine ¦ SCE ¦ Marine | Unitary AC (Small) - Marine | 0.35552 | 1 | 0.01474 | CBSA 2014 | 22.3982 | 2032 | 0.5 | SWHC014-03
COM-HVAC-22.45 | Com ¦ Small Unitary AC (SEER 16) - Marine ¦ SCE ¦ Marine | Com ¦ Small Unitary AC (SEER 16) - Marine | SCE ¦ Marine | SCE | All | Electric | Unitary Air-Cooled-Split AC, 16 SEER | Efficient | 0 | Conventional | HVAC | Com - Restaurant | Com | ROB and NEW | 0 | 1000 sqft2 of floor space | Cap-Tons | 15 | DEER:HVAC_Split-Package_AC | -279.5 | -0.0796 | -2.405 | SWHC014-03 | 1215.56 | 2021 | 0 | 1183 | 2021 | 0 | 0 | SWHC014-03 | Unitary AC (Small) - Marine ¦ SCE ¦ Marine | Unitary AC (Small) - Marine | 1.0866 | 1 | 0.01474 | CBSA 2014 | 6.3133 | 2032 | 0.5 | SWHC014-03
COM-HVAC-22.46 | Com ¦ Small Unitary AC (SEER 16) - Marine ¦ SCE ¦ Marine | Com ¦ Small Unitary AC (SEER 16) - Marine | SCE ¦ Marine | SCE | All | Electric | Unitary Air-Cooled-Split AC, 16 SEER | Efficient | 0 | Conventional | HVAC | Com - Retail | Com | ROB and NEW | 0 | 1000 sqft2 of floor space | Cap-Tons | 15 | DEER:HVAC_Split-Package_AC | -279.5 | -0.0796 | -2.405 | SWHC014-03 | 1215.56 | 2021 | 0 | 1183 | 2021 | 0 | 0 | SWHC014-03 | Unitary AC (Small) - Marine ¦ SCE ¦ Marine | Unitary AC (Small) - Marine | 0.45973 | 1 | 0.01474 | CBSA 2014 | 387.9006 | 2032 | 0.5 | SWHC014-03
COM-HVAC-22.47 | Com ¦ Small Unitary AC (SEER 16) - Marine ¦ SCE ¦ Marine | Com ¦ Small Unitary AC (SEER 16) - Marine | SCE ¦ Marine | SCE | All | Electric | Unitary Air-Cooled-Split AC, 16 SEER | Efficient | 0 | Conventional | HVAC | Com - School | Com | ROB and NEW | 0 | 1000 sqft2 of floor space | Cap-Tons | 15 | DEER:HVAC_Split-Package_AC | -279.5 | -0.0796 | -2.405 | SWHC014-03 | 1215.56 | 2021 | 0 | 1183 | 2021 | 0 | 0 | SWHC014-03 | Unitary AC (Small) - Marine ¦ SCE ¦ Marine | Unitary AC (Small) - Marine | 0.74863 | 1 | 0.01474 | CBSA 2014 | 17.3671 | 2032 | 0.5 | SWHC014-03
COM-HVAC-22.48 | Com ¦ Small Unitary AC (SEER 16) - Marine ¦ SCE ¦ Marine | Com ¦ Small Unitary AC (SEER 16) - Marine | SCE ¦ Marine | SCE | All | Electric | Unitary Air-Cooled-Split AC, 16 SEER | Efficient | 0 | Conventional | HVAC | Com - Warehouse | Com | ROB and NEW | 0 | 1000 sqft2 of floor space | Cap-Tons | 15 | DEER:HVAC_Split-Package_AC | -279.5 | -0.0796 | -2.405 | SWHC014-03 | 1215.56 | 2021 | 0 | 1183 | 2021 | 0 | 0 | SWHC014-03 | Unitary AC (Small) - Marine ¦ SCE ¦ Marine | Unitary AC (Small) - Marine | 0.1408 | 1 | 0.01474 | CBSA 2014 | 39.2004 | 2032 | 0.5 | SWHC014-03
COM-HVAC-22.49 | Com ¦ Small Unitary AC (SEER 16) - Hot-Dry ¦ SCE ¦ Hot-Dry | Com ¦ Small Unitary AC (SEER 16) - Hot-Dry | SCE ¦ Hot-Dry | SCE | All | Electric | Unitary Air-Cooled-Split AC, 16 SEER | Efficient | 0 | Conventional | HVAC | Com - College | Com | ROB and NEW | 0 | 1000 sqft2 of floor space | Cap-Tons | 15 | DEER:HVAC_Split-Package_AC | -318 | -0.101 | -2.375 | SWHC014-03 | 1215.56 | 2021 | 0 | 1183 | 2021 | 0 | 0 | SWHC014-03 | Unitary AC (Small) - Hot-Dry ¦ SCE ¦ Hot-Dry | Unitary AC (Small) - Hot-Dry | 0.62169 | 1 | 0.01474 | CBSA 2014 | 12.1797 | 2032 | 0.5 | SWHC014-03
COM-HVAC-22.50 | Com ¦ Small Unitary AC (SEER 16) - Hot-Dry ¦ SCE ¦ Hot-Dry | Com ¦ Small Unitary AC (SEER 16) - Hot-Dry | SCE ¦ Hot-Dry | SCE | All | Electric | Unitary Air-Cooled-Split AC, 16 SEER | Efficient | 0 | Conventional | HVAC | Com - Grocery | Com | ROB and NEW | 0 | 1000 sqft2 of floor space | Cap-Tons | 15 | DEER:HVAC_Split-Package_AC | -318 | -0.101 | -2.375 | SWHC014-03 | 1215.56 | 2021 | 0 | 1183 | 2021 | 0 | 0 | SWHC014-03 | Unitary AC (Small) - Hot-Dry ¦ SCE ¦ Hot-Dry | Unitary AC (Small) - Hot-Dry | 1.1059 | 1 | 0.01474 | CBSA 2014 | 11.9868 | 2032 | 0.5 | SWHC014-03
COM-HVAC-22.51 | Com ¦ Small Unitary AC (SEER 16) - Hot-Dry ¦ SCE ¦ Hot-Dry | Com ¦ Small Unitary AC (SEER 16) - Hot-Dry | SCE ¦ Hot-Dry | SCE | All | Electric | Unitary Air-Cooled-Split AC, 16 SEER | Efficient | 0 | Conventional | HVAC | Com - Health | Com | ROB and NEW | 0 | 1000 sqft2 of floor space | Cap-Tons | 15 | DEER:HVAC_Split-Package_AC | -318 | -0.101 | -2.375 | SWHC014-03 | 1215.56 | 2021 | 0 | 1183 | 2021 | 0 | 0 | SWHC014-03 | Unitary AC (Small) - Hot-Dry ¦ SCE ¦ Hot-Dry | Unitary AC (Small) - Hot-Dry | 0.88169 | 1 | 0.01474 | CBSA 2014 | 10.3216 | 2032 | 0.5 | SWHC014-03
COM-HVAC-22.52 | Com ¦ Small Unitary AC (SEER 16) - Hot-Dry ¦ SCE ¦ Hot-Dry | Com ¦ Small Unitary AC (SEER 16) - Hot-Dry | SCE ¦ Hot-Dry | SCE | All | Electric | Unitary Air-Cooled-Split AC, 16 SEER | Efficient | 0 | Conventional | HVAC | Com - Lodging | Com | ROB and NEW | 0 | 1000 sqft2 of floor space | Cap-Tons | 15 | DEER:HVAC_Split-Package_AC | -318 | -0.101 | -2.375 | SWHC014-03 | 1215.56 | 2021 | 0 | 1183 | 2021 | 0 | 0 | SWHC014-03 | Unitary AC (Small) - Hot-Dry ¦ SCE ¦ Hot-Dry | Unitary AC (Small) - Hot-Dry | 0.49511 | 1 | 0.01474 | CBSA 2014 | 35.5664 | 2032 | 0.5 | SWHC014-03
COM-HVAC-22.53 | Com ¦ Small Unitary AC (SEER 16) - Hot-Dry ¦ SCE ¦ Hot-Dry | Com ¦ Small Unitary AC (SEER 16) - Hot-Dry | SCE ¦ Hot-Dry | SCE | All | Electric | Unitary Air-Cooled-Split AC, 16 SEER | Efficient | 0 | Conventional | HVAC | Com - Office (Large) | Com | ROB and NEW | 0 | 1000 sqft2 of floor space | Cap-Tons | 15 | DEER:HVAC_Split-Package_AC | -318 | -0.101 | -2.375 | SWHC014-03 | 1215.56 | 2021 | 0 | 1183 | 2021 | 0 | 0 | SWHC014-03 | Unitary AC (Small) - Hot-Dry ¦ SCE ¦ Hot-Dry | Unitary AC (Small) - Hot-Dry | 0.65634 | 1 | 0.01474 | CBSA 2014 | 13.1975 | 2032 | 0.5 | SWHC014-03
COM-HVAC-22.54 | Com ¦ Small Unitary AC (SEER 16) - Hot-Dry ¦ SCE ¦ Hot-Dry | Com ¦ Small Unitary AC (SEER 16) - Hot-Dry | SCE ¦ Hot-Dry | SCE | All | Electric | Unitary Air-Cooled-Split AC, 16 SEER | Efficient | 0 | Conventional | HVAC | Com - Office (Small) | Com | ROB and NEW | 0 | 1000 sqft2 of floor space | Cap-Tons | 15 | DEER:HVAC_Split-Package_AC | -318 | -0.101 | -2.375 | SWHC014-03 | 1215.56 | 2021 | 0 | 1183 | 2021 | 0 | 0 | SWHC014-03 | Unitary AC (Small) - Hot-Dry ¦ SCE ¦ Hot-Dry | Unitary AC (Small) - Hot-Dry | 0.74464 | 1 | 0.01474 | CBSA 2014 | 10.6014 | 2032 | 0.5 | SWHC014-03
COM-HVAC-22.55 | Com ¦ Small Unitary AC (SEER 16) - Hot-Dry ¦ SCE ¦ Hot-Dry | Com ¦ Small Unitary AC (SEER 16) - Hot-Dry | SCE ¦ Hot-Dry | SCE | All | Electric | Unitary Air-Cooled-Split AC, 16 SEER | Efficient | 0 | Conventional | HVAC | Com - Other | Com | ROB and NEW | 0 | 1000 sqft2 of floor space | Cap-Tons | 15 | DEER:HVAC_Split-Package_AC | -318 | -0.101 | -2.375 | SWHC014-03 | 1215.56 | 2021 | 0 | 1183 | 2021 | 0 | 0 | SWHC014-03 | Unitary AC (Small) - Hot-Dry ¦ SCE ¦ Hot-Dry | Unitary AC (Small) - Hot-Dry | 0.35552 | 1 | 0.01474 | CBSA 2014 | 24.5806 | 2032 | 0.5 | SWHC014-03
COM-HVAC-22.57 | Com ¦ Small Unitary AC (SEER 16) - Hot-Dry ¦ SCE ¦ Hot-Dry | Com ¦ Small Unitary AC (SEER 16) - Hot-Dry | SCE ¦ Hot-Dry | SCE | All | Electric | Unitary Air-Cooled-Split AC, 16 SEER | Efficient | 0 | Conventional | HVAC | Com - Restaurant | Com | ROB and NEW | 0 | 1000 sqft2 of floor space | Cap-Tons | 15 | DEER:HVAC_Split-Package_AC | -318 | -0.101 | -2.375 | SWHC014-03 | 1215.56 | 2021 | 0 | 1183 | 2021 | 0 | 0 | SWHC014-03 | Unitary AC (Small) - Hot-Dry ¦ SCE ¦ Hot-Dry | Unitary AC (Small) - Hot-Dry | 1.0866 | 1 | 0.01474 | CBSA 2014 | 7.0904 | 2032 | 0.5 | SWHC014-03
COM-HVAC-22.58 | Com ¦ Small Unitary AC (SEER 16) - Hot-Dry ¦ SCE ¦ Hot-Dry | Com ¦ Small Unitary AC (SEER 16) - Hot-Dry | SCE ¦ Hot-Dry | SCE | All | Electric | Unitary Air-Cooled-Split AC, 16 SEER | Efficient | 0 | Conventional | HVAC | Com - Retail | Com | ROB and NEW | 0 | 1000 sqft2 of floor space | Cap-Tons | 15 | DEER:HVAC_Split-Package_AC | -318 | -0.101 | -2.375 | SWHC014-03 | 1215.56 | 2021 | 0 | 1183 | 2021 | 0 | 0 | SWHC014-03 | Unitary AC (Small) - Hot-Dry ¦ SCE ¦ Hot-Dry | Unitary AC (Small) - Hot-Dry | 0.45973 | 1 | 0.01474 | CBSA 2014 | 387.1056 | 2032 | 0.5 | SWHC014-03
COM-HVAC-22.59 | Com ¦ Small Unitary AC (SEER 16) - Hot-Dry ¦ SCE ¦ Hot-Dry | Com ¦ Small Unitary AC (SEER 16) - Hot-Dry | SCE ¦ Hot-Dry | SCE | All | Electric | Unitary Air-Cooled-Split AC, 16 SEER | Efficient | 0 | Conventional | HVAC | Com - School | Com | ROB and NEW | 0 | 1000 sqft2 of floor space | Cap-Tons | 15 | DEER:HVAC_Split-Package_AC | -318 | -0.101 | -2.375 | SWHC014-03 | 1215.56 | 2021 | 0 | 1183 | 2021 | 0 | 0 | SWHC014-03 | Unitary AC (Small) - Hot-Dry ¦ SCE ¦ Hot-Dry | Unitary AC (Small) - Hot-Dry | 0.74863 | 1 | 0.01474 | CBSA 2014 | 19.4568 | 2032 | 0.5 | SWHC014-03
COM-HVAC-22.60 | Com ¦ Small Unitary AC (SEER 16) - Hot-Dry ¦ SCE ¦ Hot-Dry | Com ¦ Small Unitary AC (SEER 16) - Hot-Dry | SCE ¦ Hot-Dry | SCE | All | Electric | Unitary Air-Cooled-Split AC, 16 SEER | Efficient | 0 | Conventional | HVAC | Com - Warehouse | Com | ROB and NEW | 0 | 1000 sqft2 of floor space | Cap-Tons | 15 | DEER:HVAC_Split-Package_AC | -318 | -0.101 | -2.375 | SWHC014-03 | 1215.56 | 2021 | 0 | 1183 | 2021 | 0 | 0 | SWHC014-03 | Unitary AC (Small) - Hot-Dry ¦ SCE ¦ Hot-Dry | Unitary AC (Small) - Hot-Dry | 0.1408 | 1 | 0.01474 | CBSA 2014 | 41.8335 | 2032 | 0.5 | SWHC014-03
COM-HVAC-22.61 | Com ¦ Small Unitary AC (SEER 16) - Cold ¦ SCE ¦ Cold | Com ¦ Small Unitary AC (SEER 16) - Cold | SCE ¦ Cold | SCE | All | Electric | Unitary Air-Cooled-Split AC, 16 SEER | Efficient | 0 | Conventional | HVAC | Com - College | Com | ROB and NEW | 0 | 1000 sqft2 of floor space | Cap-Tons | 15 | DEER:HVAC_Split-Package_AC | -252.5 | -0.0573 | -19.4 | SWHC014-03 | 1215.56 | 2021 | 0 | 1183 | 2021 | 0 | 0 | SWHC014-03 | Unitary AC (Small) - Cold ¦ SCE ¦ Cold | Unitary AC (Small) - Cold | 0.62169 | 1 | 0.01474 | CBSA 2014 | 19.7805 | 2032 | 0.5 | SWHC014-03
COM-HVAC-22.62 | Com ¦ Small Unitary AC (SEER 16) - Cold ¦ SCE ¦ Cold | Com ¦ Small Unitary AC (SEER 16) - Cold | SCE ¦ Cold | SCE | All | Electric | Unitary Air-Cooled-Split AC, 16 SEER | Efficient | 0 | Conventional | HVAC | Com - Grocery | Com | ROB and NEW | 0 | 1000 sqft2 of floor space | Cap-Tons | 15 | DEER:HVAC_Split-Package_AC | -252.5 | -0.0573 | -19.4 | SWHC014-03 | 1215.56 | 2021 | 0 | 1183 | 2021 | 0 | 0 | SWHC014-03 | Unitary AC (Small) - Cold ¦ SCE ¦ Cold | Unitary AC (Small) - Cold | 1.1059 | 1 | 0.01474 | CBSA 2014 | 46.3557 | 2032 | 0.5 | SWHC014-03
COM-HVAC-22.63 | Com ¦ Small Unitary AC (SEER 16) - Cold ¦ SCE ¦ Cold | Com ¦ Small Unitary AC (SEER 16) - Cold | SCE ¦ Cold | SCE | All | Electric | Unitary Air-Cooled-Split AC, 16 SEER | Efficient | 0 | Conventional | HVAC | Com - Health | Com | ROB and NEW | 0 | 1000 sqft2 of floor space | Cap-Tons | 15 | DEER:HVAC_Split-Package_AC | -252.5 | -0.0573 | -19.4 | SWHC014-03 | 1215.56 | 2021 | 0 | 1183 | 2021 | 0 | 0 | SWHC014-03 | Unitary AC (Small) - Cold ¦ SCE ¦ Cold | Unitary AC (Small) - Cold | 0.88169 | 1 | 0.01474 | CBSA 2014 | 49.5533 | 2032 | 0.5 | SWHC014-03
COM-HVAC-22.64 | Com ¦ Small Unitary AC (SEER 16) - Cold ¦ SCE ¦ Cold | Com ¦ Small Unitary AC (SEER 16) - Cold | SCE ¦ Cold | SCE | All | Electric | Unitary Air-Cooled-Split AC, 16 SEER | Efficient | 0 | Conventional | HVAC | Com - Lodging | Com | ROB and NEW | 0 | 1000 sqft2 of floor space | Cap-Tons | 15 | DEER:HVAC_Split-Package_AC | -252.5 | -0.0573 | -19.4 | SWHC014-03 | 1215.56 | 2021 | 0 | 1183 | 2021 | 0 | 0 | SWHC014-03 | Unitary AC (Small) - Cold ¦ SCE ¦ Cold | Unitary AC (Small) - Cold | 0.49511 | 1 | 0.01474 | CBSA 2014 | 161.6301 | 2032 | 0.5 | SWHC014-03
COM-HVAC-22.65 | Com ¦ Small Unitary AC (SEER 16) - Cold ¦ SCE ¦ Cold | Com ¦ Small Unitary AC (SEER 16) - Cold | SCE ¦ Cold | SCE | All | Electric | Unitary Air-Cooled-Split AC, 16 SEER | Efficient | 0 | Conventional | HVAC | Com - Office (Large) | Com | ROB and NEW | 0 | 1000 sqft2 of floor space | Cap-Tons | 15 | DEER:HVAC_Split-Package_AC | -252.5 | -0.0573 | -19.4 | SWHC014-03 | 1215.56 | 2021 | 0 | 1183 | 2021 | 0 | 0 | SWHC014-03 | Unitary AC (Small) - Cold ¦ SCE ¦ Cold | Unitary AC (Small) - Cold | 0.65634 | 1 | 0.01474 | CBSA 2014 | 71.0813 | 2032 | 0.5 | SWHC014-03
COM-HVAC-22.66 | Com ¦ Small Unitary AC (SEER 16) - Cold ¦ SCE ¦ Cold | Com ¦ Small Unitary AC (SEER 16) - Cold | SCE ¦ Cold | SCE | All | Electric | Unitary Air-Cooled-Split AC, 16 SEER | Efficient | 0 | Conventional | HVAC | Com - Office (Small) | Com | ROB and NEW | 0 | 1000 sqft2 of floor space | Cap-Tons | 15 | DEER:HVAC_Split-Package_AC | -252.5 | -0.0573 | -19.4 | SWHC014-03 | 1215.56 | 2021 | 0 | 1183 | 2021 | 0 | 0 | SWHC014-03 | Unitary AC (Small) - Cold ¦ SCE ¦ Cold | Unitary AC (Small) - Cold | 0.74464 | 1 | 0.01474 | CBSA 2014 | 25.5628 | 2032 | 0.5 | SWHC014-03
COM-HVAC-22.67 | Com ¦ Small Unitary AC (SEER 16) - Cold ¦ SCE ¦ Cold | Com ¦ Small Unitary AC (SEER 16) - Cold | SCE ¦ Cold | SCE | All | Electric | Unitary Air-Cooled-Split AC, 16 SEER | Efficient | 0 | Conventional | HVAC | Com - Other | Com | ROB and NEW | 0 | 1000 sqft2 of floor space | Cap-Tons | 15 | DEER:HVAC_Split-Package_AC | -252.5 | -0.0573 | -19.4 | SWHC014-03 | 1215.56 | 2021 | 0 | 1183 | 2021 | 0 | 0 | SWHC014-03 | Unitary AC (Small) - Cold ¦ SCE ¦ Cold | Unitary AC (Small) - Cold | 0.35552 | 1 | 0.01474 | CBSA 2014 | 63.2872 | 2032 | 0.5 | SWHC014-03
COM-HVAC-22.69 | Com ¦ Small Unitary AC (SEER 16) - Cold ¦ SCE ¦ Cold | Com ¦ Small Unitary AC (SEER 16) - Cold | SCE ¦ Cold | SCE | All | Electric | Unitary Air-Cooled-Split AC, 16 SEER | Efficient | 0 | Conventional | HVAC | Com - Restaurant | Com | ROB and NEW | 0 | 1000 sqft2 of floor space | Cap-Tons | 15 | DEER:HVAC_Split-Package_AC | -252.5 | -0.0573 | -19.4 | SWHC014-03 | 1215.56 | 2021 | 0 | 1183 | 2021 | 0 | 0 | SWHC014-03 | Unitary AC (Small) - Cold ¦ SCE ¦ Cold | Unitary AC (Small) - Cold | 1.0866 | 1 | 0.01474 | CBSA 2014 | 10.1166 | 2032 | 0.5 | SWHC014-03
COM-HVAC-22.70 | Com ¦ Small Unitary AC (SEER 16) - Cold ¦ SCE ¦ Cold | Com ¦ Small Unitary AC (SEER 16) - Cold | SCE ¦ Cold | SCE | All | Electric | Unitary Air-Cooled-Split AC, 16 SEER | Efficient | 0 | Conventional | HVAC | Com - Retail | Com | ROB and NEW | 0 | 1000 sqft2 of floor space | Cap-Tons | 15 | DEER:HVAC_Split-Package_AC | -252.5 | -0.0573 | -19.4 | SWHC014-03 | 1215.56 | 2021 | 0 | 1183 | 2021 | 0 | 0 | SWHC014-03 | Unitary AC (Small) - Cold ¦ SCE ¦ Cold | Unitary AC (Small) - Cold | 0.45973 | 1 | 0.01474 | CBSA 2014 | 2936.1911 | 2032 | 0.5 | SWHC014-03
COM-HVAC-22.71 | Com ¦ Small Unitary AC (SEER 16) - Cold ¦ SCE ¦ Cold | Com ¦ Small Unitary AC (SEER 16) - Cold | SCE ¦ Cold | SCE | All | Electric | Unitary Air-Cooled-Split AC, 16 SEER | Efficient | 0 | Conventional | HVAC | Com - School | Com | ROB and NEW | 0 | 1000 sqft2 of floor space | Cap-Tons | 15 | DEER:HVAC_Split-Package_AC | -252.5 | -0.0573 | -19.4 | SWHC014-03 | 1215.56 | 2021 | 0 | 1183 | 2021 | 0 | 0 | SWHC014-03 | Unitary AC (Small) - Cold ¦ SCE ¦ Cold | Unitary AC (Small) - Cold | 0.74863 | 1 | 0.01474 | CBSA 2014 | 30.1156 | 2032 | 0.5 | SWHC014-03
COM-HVAC-22.72 | Com ¦ Small Unitary AC (SEER 16) - Cold ¦ SCE ¦ Cold | Com ¦ Small Unitary AC (SEER 16) - Cold | SCE ¦ Cold | SCE | All | Electric | Unitary Air-Cooled-Split AC, 16 SEER | Efficient | 0 | Conventional | HVAC | Com - Warehouse | Com | ROB and NEW | 0 | 1000 sqft2 of floor space | Cap-Tons | 15 | DEER:HVAC_Split-Package_AC | -252.5 | -0.0573 | -19.4 | SWHC014-03 | 1215.56 | 2021 | 0 | 1183 | 2021 | 0 | 0 | SWHC014-03 | Unitary AC (Small) - Cold ¦ SCE ¦ Cold | Unitary AC (Small) - Cold | 0.1408 | 1 | 0.01474 | CBSA 2014 | 167.3371 | 2032 | 0.5 | SWHC014-03
COM-HVAC-22.73 | Com ¦ Small Unitary AC (SEER 16) - Marine ¦ SDG&E ¦ Marine | Com ¦ Small Unitary AC (SEER 16) - Marine | SDG&E ¦ Marine | SDG&E | All | Electric | Unitary Air-Cooled-Split AC, 16 SEER | Efficient | 0 | Conventional | HVAC | Com - College | Com | ROB and NEW | 0 | 1000 sqft2 of floor space | Cap-Tons | 15 | DEER:HVAC_Split-Package_AC | -279.5 | -0.0796 | -2.405 | SWHC014-03 | 1215.56 | 2021 | 0 | 1183 | 2021 | 0 | 0 | SWHC014-03 | Unitary AC (Small) - Marine ¦ SDG&E ¦ Marine | Unitary AC (Small) - Marine | 0.60922 | 1 | 0.01474 | CBSA 2014 | 10.8884 | 2032 | 0.5 | SWHC014-03
COM-HVAC-22.74 | Com ¦ Small Unitary AC (SEER 16) - Marine ¦ SDG&E ¦ Marine | Com ¦ Small Unitary AC (SEER 16) - Marine | SDG&E ¦ Marine | SDG&E | All | Electric | Unitary Air-Cooled-Split AC, 16 SEER | Efficient | 0 | Conventional | HVAC | Com - Grocery | Com | ROB and NEW | 0 | 1000 sqft2 of floor space | Cap-Tons | 15 | DEER:HVAC_Split-Package_AC | -279.5 | -0.0796 | -2.405 | SWHC014-03 | 1215.56 | 2021 | 0 | 1183 | 2021 | 0 | 0 | SWHC014-03 | Unitary AC (Small) - Marine ¦ SDG&E ¦ Marine | Unitary AC (Small) - Marine | 1.1243 | 1 | 0.01474 | CBSA 2014 | 11.2034 | 2032 | 0.5 | SWHC014-03
COM-HVAC-22.75 | Com ¦ Small Unitary AC (SEER 16) - Marine ¦ SDG&E ¦ Marine | Com ¦ Small Unitary AC (SEER 16) - Marine | SDG&E ¦ Marine | SDG&E | All | Electric | Unitary Air-Cooled-Split AC, 16 SEER | Efficient | 0 | Conventional | HVAC | Com - Health | Com | ROB and NEW | 0 | 1000 sqft2 of floor space | Cap-Tons | 15 | DEER:HVAC_Split-Package_AC | -279.5 | -0.0796 | -2.405 | SWHC014-03 | 1215.56 | 2021 | 0 | 1183 | 2021 | 0 | 0 | SWHC014-03 | Unitary AC (Small) - Marine ¦ SDG&E ¦ Marine | Unitary AC (Small) - Marine | 0.87675 | 1 | 0.01474 | CBSA 2014 | 9.8218 | 2032 | 0.5 | SWHC014-03
COM-HVAC-22.76 | Com ¦ Small Unitary AC (SEER 16) - Marine ¦ SDG&E ¦ Marine | Com ¦ Small Unitary AC (SEER 16) - Marine | SDG&E ¦ Marine | SDG&E | All | Electric | Unitary Air-Cooled-Split AC, 16 SEER | Efficient | 0 | Conventional | HVAC | Com - Lodging | Com | ROB and NEW | 0 | 1000 sqft2 of floor space | Cap-Tons | 15 | DEER:HVAC_Split-Package_AC | -279.5 | -0.0796 | -2.405 | SWHC014-03 | 1215.56 | 2021 | 0 | 1183 | 2021 | 0 | 0 | SWHC014-03 | Unitary AC (Small) - Marine ¦ SDG&E ¦ Marine | Unitary AC (Small) - Marine | 0.49055 | 1 | 0.01474 | CBSA 2014 | 33.6788 | 2032 | 0.5 | SWHC014-03
COM-HVAC-22.77 | Com ¦ Small Unitary AC (SEER 16) - Marine ¦ SDG&E ¦ Marine | Com ¦ Small Unitary AC (SEER 16) - Marine | SDG&E ¦ Marine | SDG&E | All | Electric | Unitary Air-Cooled-Split AC, 16 SEER | Efficient | 0 | Conventional | HVAC | Com - Office (Large) | Com | ROB and NEW | 0 | 1000 sqft2 of floor space | Cap-Tons | 15 | DEER:HVAC_Split-Package_AC | -279.5 | -0.0796 | -2.405 | SWHC014-03 | 1215.56 | 2021 | 0 | 1183 | 2021 | 0 | 0 | SWHC014-03 | Unitary AC (Small) - Marine ¦ SDG&E ¦ Marine | Unitary AC (Small) - Marine | 0.64047 | 1 | 0.01474 | CBSA 2014 | 12.6985 | 2032 | 0.5 | SWHC014-03
COM-HVAC-22.78 | Com ¦ Small Unitary AC (SEER 16) - Marine ¦ SDG&E ¦ Marine | Com ¦ Small Unitary AC (SEER 16) - Marine | SDG&E ¦ Marine | SDG&E | All | Electric | Unitary Air-Cooled-Split AC, 16 SEER | Efficient | 0 | Conventional | HVAC | Com - Office (Small) | Com | ROB and NEW | 0 | 1000 sqft2 of floor space | Cap-Tons | 15 | DEER:HVAC_Split-Package_AC | -279.5 | -0.0796 | -2.405 | SWHC014-03 | 1215.56 | 2021 | 0 | 1183 | 2021 | 0 | 0 | SWHC014-03 | Unitary AC (Small) - Marine ¦ SDG&E ¦ Marine | Unitary AC (Small) - Marine | 0.77766 | 1 | 0.01474 | CBSA 2014 | 9.6287 | 2032 | 0.5 | SWHC014-03
COM-HVAC-22.79 | Com ¦ Small Unitary AC (SEER 16) - Marine ¦ SDG&E ¦ Marine | Com ¦ Small Unitary AC (SEER 16) - Marine | SDG&E ¦ Marine | SDG&E | All | Electric | Unitary Air-Cooled-Split AC, 16 SEER | Efficient | 0 | Conventional | HVAC | Com - Other | Com | ROB and NEW | 0 | 1000 sqft2 of floor space | Cap-Tons | 15 | DEER:HVAC_Split-Package_AC | -279.5 | -0.0796 | -2.405 | SWHC014-03 | 1215.56 | 2021 | 0 | 1183 | 2021 | 0 | 0 | SWHC014-03 | Unitary AC (Small) - Marine ¦ SDG&E ¦ Marine | Unitary AC (Small) - Marine | 0.34945 | 1 | 0.01474 | CBSA 2014 | 22.3982 | 2032 | 0.5 | SWHC014-03
COM-HVAC-22.81 | Com ¦ Small Unitary AC (SEER 16) - Marine ¦ SDG&E ¦ Marine | Com ¦ Small Unitary AC (SEER 16) - Marine | SDG&E ¦ Marine | SDG&E | All | Electric | Unitary Air-Cooled-Split AC, 16 SEER | Efficient | 0 | Conventional | HVAC | Com - Restaurant | Com | ROB and NEW | 0 | 1000 sqft2 of floor space | Cap-Tons | 15 | DEER:HVAC_Split-Package_AC | -279.5 | -0.0796 | -2.405 | SWHC014-03 | 1215.56 | 2021 | 0 | 1183 | 2021 | 0 | 0 | SWHC014-03 | Unitary AC (Small) - Marine ¦ SDG&E ¦ Marine | Unitary AC (Small) - Marine | 1.1351 | 1 | 0.01474 | CBSA 2014 | 6.3133 | 2032 | 0.5 | SWHC014-03
COM-HVAC-22.82 | Com ¦ Small Unitary AC (SEER 16) - Marine ¦ SDG&E ¦ Marine | Com ¦ Small Unitary AC (SEER 16) - Marine | SDG&E ¦ Marine | SDG&E | All | Electric | Unitary Air-Cooled-Split AC, 16 SEER | Efficient | 0 | Conventional | HVAC | Com - Retail | Com | ROB and NEW | 0 | 1000 sqft2 of floor space | Cap-Tons | 15 | DEER:HVAC_Split-Package_AC | -279.5 | -0.0796 | -2.405 | SWHC014-03 | 1215.56 | 2021 | 0 | 1183 | 2021 | 0 | 0 | SWHC014-03 | Unitary AC (Small) - Marine ¦ SDG&E ¦ Marine | Unitary AC (Small) - Marine | 0.46017 | 1 | 0.01474 | CBSA 2014 | 387.9006 | 2032 | 0.5 | SWHC014-03
COM-HVAC-22.83 | Com ¦ Small Unitary AC (SEER 16) - Marine ¦ SDG&E ¦ Marine | Com ¦ Small Unitary AC (SEER 16) - Marine | SDG&E ¦ Marine | SDG&E | All | Electric | Unitary Air-Cooled-Split AC, 16 SEER | Efficient | 0 | Conventional | HVAC | Com - School | Com | ROB and NEW | 0 | 1000 sqft2 of floor space | Cap-Tons | 15 | DEER:HVAC_Split-Package_AC | -279.5 | -0.0796 | -2.405 | SWHC014-03 | 1215.56 | 2021 | 0 | 1183 | 2021 | 0 | 0 | SWHC014-03 | Unitary AC (Small) - Marine ¦ SDG&E ¦ Marine | Unitary AC (Small) - Marine | 0.77382 | 1 | 0.01474 | CBSA 2014 | 17.3671 | 2032 | 0.5 | SWHC014-03
COM-HVAC-22.84 | Com ¦ Small Unitary AC (SEER 16) - Marine ¦ SDG&E ¦ Marine | Com ¦ Small Unitary AC (SEER 16) - Marine | SDG&E ¦ Marine | SDG&E | All | Electric | Unitary Air-Cooled-Split AC, 16 SEER | Efficient | 0 | Conventional | HVAC | Com - Warehouse | Com | ROB and NEW | 0 | 1000 sqft2 of floor space | Cap-Tons | 15 | DEER:HVAC_Split-Package_AC | -279.5 | -0.0796 | -2.405 | SWHC014-03 | 1215.56 | 2021 | 0 | 1183 | 2021 | 0 | 0 | SWHC014-03 | Unitary AC (Small) - Marine ¦ SDG&E ¦ Marine | Unitary AC (Small) - Marine | 0.14112 | 1 | 0.01474 | CBSA 2014 | 39.2004 | 2032 | 0.5 | SWHC014-03
COM-HVAC-22.85 | Com ¦ Small Unitary AC (SEER 16) - Hot-Dry ¦ SDG&E ¦ Hot-Dry | Com ¦ Small Unitary AC (SEER 16) - Hot-Dry | SDG&E ¦ Hot-Dry | SDG&E | All | Electric | Unitary Air-Cooled-Split AC, 16 SEER | Efficient | 0 | Conventional | HVAC | Com - College | Com | ROB and NEW | 0 | 1000 sqft2 of floor space | Cap-Tons | 15 | DEER:HVAC_Split-Package_AC | -272.5 | -0.0645 | -1.795 | SWHC014-03 | 1215.56 | 2021 | 0 | 1183 | 2021 | 0 | 0 | SWHC014-03 | Unitary AC (Small) - Hot-Dry ¦ SDG&E ¦ Hot-Dry | Unitary AC (Small) - Hot-Dry | 0.60922 | 1 | 0.01474 | CBSA 2014 | 10.2984 | 2032 | 0.5 | SWHC014-03
COM-HVAC-22.86 | Com ¦ Small Unitary AC (SEER 16) - Hot-Dry ¦ SDG&E ¦ Hot-Dry | Com ¦ Small Unitary AC (SEER 16) - Hot-Dry | SDG&E ¦ Hot-Dry | SDG&E | All | Electric | Unitary Air-Cooled-Split AC, 16 SEER | Efficient | 0 | Conventional | HVAC | Com - Grocery | Com | ROB and NEW | 0 | 1000 sqft2 of floor space | Cap-Tons | 15 | DEER:HVAC_Split-Package_AC | -272.5 | -0.0645 | -1.795 | SWHC014-03 | 1215.56 | 2021 | 0 | 1183 | 2021 | 0 | 0 | SWHC014-03 | Unitary AC (Small) - Hot-Dry ¦ SDG&E ¦ Hot-Dry | Unitary AC (Small) - Hot-Dry | 1.1243 | 1 | 0.01474 | CBSA 2014 | 9.7665 | 2032 | 0.5 | SWHC014-03
COM-HVAC-22.87 | Com ¦ Small Unitary AC (SEER 16) - Hot-Dry ¦ SDG&E ¦ Hot-Dry | Com ¦ Small Unitary AC (SEER 16) - Hot-Dry | SDG&E ¦ Hot-Dry | SDG&E | All | Electric | Unitary Air-Cooled-Split AC, 16 SEER | Efficient | 0 | Conventional | HVAC | Com - Health | Com | ROB and NEW | 0 | 1000 sqft2 of floor space | Cap-Tons | 15 | DEER:HVAC_Split-Package_AC | -272.5 | -0.0645 | -1.795 | SWHC014-03 | 1215.56 | 2021 | 0 | 1183 | 2021 | 0 | 0 | SWHC014-03 | Unitary AC (Small) - Hot-Dry ¦ SDG&E ¦ Hot-Dry | Unitary AC (Small) - Hot-Dry | 0.87675 | 1 | 0.01474 | CBSA 2014 | 8.2776 | 2032 | 0.5 | SWHC014-03
COM-HVAC-22.88 | Com ¦ Small Unitary AC (SEER 16) - Hot-Dry ¦ SDG&E ¦ Hot-Dry | Com ¦ Small Unitary AC (SEER 16) - Hot-Dry | SDG&E ¦ Hot-Dry | SDG&E | All | Electric | Unitary Air-Cooled-Split AC, 16 SEER | Efficient | 0 | Conventional | HVAC | Com - Lodging | Com | ROB and NEW | 0 | 1000 sqft2 of floor space | Cap-Tons | 15 | DEER:HVAC_Split-Package_AC | -272.5 | -0.0645 | -1.795 | SWHC014-03 | 1215.56 | 2021 | 0 | 1183 | 2021 | 0 | 0 | SWHC014-03 | Unitary AC (Small) - Hot-Dry ¦ SDG&E ¦ Hot-Dry | Unitary AC (Small) - Hot-Dry | 0.49055 | 1 | 0.01474 | CBSA 2014 | 28.6483 | 2032 | 0.5 | SWHC014-03
COM-HVAC-22.89 | Com ¦ Small Unitary AC (SEER 16) - Hot-Dry ¦ SDG&E ¦ Hot-Dry | Com ¦ Small Unitary AC (SEER 16) - Hot-Dry | SDG&E ¦ Hot-Dry | SDG&E | All | Electric | Unitary Air-Cooled-Split AC, 16 SEER | Efficient | 0 | Conventional | HVAC | Com - Office (Large) | Com | ROB and NEW | 0 | 1000 sqft2 of floor space | Cap-Tons | 15 | DEER:HVAC_Split-Package_AC | -272.5 | -0.0645 | -1.795 | SWHC014-03 | 1215.56 | 2021 | 0 | 1183 | 2021 | 0 | 0 | SWHC014-03 | Unitary AC (Small) - Hot-Dry ¦ SDG&E ¦ Hot-Dry | Unitary AC (Small) - Hot-Dry | 0.64047 | 1 | 0.01474 | CBSA 2014 | 10.4781 | 2032 | 0.5 | SWHC014-03
COM-HVAC-22.90 | Com ¦ Small Unitary AC (SEER 16) - Hot-Dry ¦ SDG&E ¦ Hot-Dry | Com ¦ Small Unitary AC (SEER 16) - Hot-Dry | SDG&E ¦ Hot-Dry | SDG&E | All | Electric | Unitary Air-Cooled-Split AC, 16 SEER | Efficient | 0 | Conventional | HVAC | Com - Office (Small) | Com | ROB and NEW | 0 | 1000 sqft2 of floor space | Cap-Tons | 15 | DEER:HVAC_Split-Package_AC | -272.5 | -0.0645 | -1.795 | SWHC014-03 | 1215.56 | 2021 | 0 | 1183 | 2021 | 0 | 0 | SWHC014-03 | Unitary AC (Small) - Hot-Dry ¦ SDG&E ¦ Hot-Dry | Unitary AC (Small) - Hot-Dry | 0.77766 | 1 | 0.01474 | CBSA 2014 | 8.8494 | 2032 | 0.5 | SWHC014-03
COM-HVAC-22.91 | Com ¦ Small Unitary AC (SEER 16) - Hot-Dry ¦ SDG&E ¦ Hot-Dry | Com ¦ Small Unitary AC (SEER 16) - Hot-Dry | SDG&E ¦ Hot-Dry | SDG&E | All | Electric | Unitary Air-Cooled-Split AC, 16 SEER | Efficient | 0 | Conventional | HVAC | Com - Other | Com | ROB and NEW | 0 | 1000 sqft2 of floor space | Cap-Tons | 15 | DEER:HVAC_Split-Package_AC | -272.5 | -0.0645 | -1.795 | SWHC014-03 | 1215.56 | 2021 | 0 | 1183 | 2021 | 0 | 0 | SWHC014-03 | Unitary AC (Small) - Hot-Dry ¦ SDG&E ¦ Hot-Dry | Unitary AC (Small) - Hot-Dry | 0.34945 | 1 | 0.01474 | CBSA 2014 | 20.4633 | 2032 | 0.5 | SWHC014-03
COM-HVAC-22.93 | Com ¦ Small Unitary AC (SEER 16) - Hot-Dry ¦ SDG&E ¦ Hot-Dry | Com ¦ Small Unitary AC (SEER 16) - Hot-Dry | SDG&E ¦ Hot-Dry | SDG&E | All | Electric | Unitary Air-Cooled-Split AC, 16 SEER | Efficient | 0 | Conventional | HVAC | Com - Restaurant | Com | ROB and NEW | 0 | 1000 sqft2 of floor space | Cap-Tons | 15 | DEER:HVAC_Split-Package_AC | -272.5 | -0.0645 | -1.795 | SWHC014-03 | 1215.56 | 2021 | 0 | 1183 | 2021 | 0 | 0 | SWHC014-03 | Unitary AC (Small) - Hot-Dry ¦ SDG&E ¦ Hot-Dry | Unitary AC (Small) - Hot-Dry | 1.1351 | 1 | 0.01474 | CBSA 2014 | 6.0144 | 2032 | 0.5 | SWHC014-03
COM-HVAC-22.94 | Com ¦ Small Unitary AC (SEER 16) - Hot-Dry ¦ SDG&E ¦ Hot-Dry | Com ¦ Small Unitary AC (SEER 16) - Hot-Dry | SDG&E ¦ Hot-Dry | SDG&E | All | Electric | Unitary Air-Cooled-Split AC, 16 SEER | Efficient | 0 | Conventional | HVAC | Com - Retail | Com | ROB and NEW | 0 | 1000 sqft2 of floor space | Cap-Tons | 15 | DEER:HVAC_Split-Package_AC | -272.5 | -0.0645 | -1.795 | SWHC014-03 | 1215.56 | 2021 | 0 | 1183 | 2021 | 0 | 0 | SWHC014-03 | Unitary AC (Small) - Hot-Dry ¦ SDG&E ¦ Hot-Dry | Unitary AC (Small) - Hot-Dry | 0.46017 | 1 | 0.01474 | CBSA 2014 | 295.6675 | 2032 | 0.5 | SWHC014-03
COM-HVAC-22.95 | Com ¦ Small Unitary AC (SEER 16) - Hot-Dry ¦ SDG&E ¦ Hot-Dry | Com ¦ Small Unitary AC (SEER 16) - Hot-Dry | SDG&E ¦ Hot-Dry | SDG&E | All | Electric | Unitary Air-Cooled-Split AC, 16 SEER | Efficient | 0 | Conventional | HVAC | Com - School | Com | ROB and NEW | 0 | 1000 sqft2 of floor space | Cap-Tons | 15 | DEER:HVAC_Split-Package_AC | -272.5 | -0.0645 | -1.795 | SWHC014-03 | 1215.56 | 2021 | 0 | 1183 | 2021 | 0 | 0 | SWHC014-03 | Unitary AC (Small) - Hot-Dry ¦ SDG&E ¦ Hot-Dry | Unitary AC (Small) - Hot-Dry | 0.77382 | 1 | 0.01474 | CBSA 2014 | 16.4718 | 2032 | 0.5 | SWHC014-03
COM-HVAC-22.96 | Com ¦ Small Unitary AC (SEER 16) - Hot-Dry ¦ SDG&E ¦ Hot-Dry | Com ¦ Small Unitary AC (SEER 16) - Hot-Dry | SDG&E ¦ Hot-Dry | SDG&E | All | Electric | Unitary Air-Cooled-Split AC, 16 SEER | Efficient | 0 | Conventional | HVAC | Com - Warehouse | Com | ROB and NEW | 0 | 1000 sqft2 of floor space | Cap-Tons | 15 | DEER:HVAC_Split-Package_AC | -272.5 | -0.0645 | -1.795 | SWHC014-03 | 1215.56 | 2021 | 0 | 1183 | 2021 | 0 | 0 | SWHC014-03 | Unitary AC (Small) - Hot-Dry ¦ SDG&E ¦ Hot-Dry | Unitary AC (Small) - Hot-Dry | 0.14112 | 1 | 0.01474 | CBSA 2014 | 34.0086 | 2032 | 0.5 | SWHC014-03
COM-HVAC-23.1 | Com ¦ Small Unitary AC (SEER 17) - Marine ¦ PG&E ¦ Marine | Com ¦ Small Unitary AC (SEER 17) - Marine | PG&E ¦ Marine | PG&E | All | Electric | Unitary Air-Cooled-Split AC, 17 SEER | Efficient | 0 | Conventional | HVAC | Com - College | Com | ROB and NEW | 0 | 1000 sqft2 of floor space | Cap-Tons | 15 | DEER:HVAC_Split-Package_AC | -246.5 | -0.07365 | -5.63 | SWHC014-03 | 1319.34 | 2021 | 0 | 1183 | 2021 | 0 | 0 | SWHC014-03 | Unitary AC (Small) - Marine ¦ PG&E ¦ Marine | Unitary AC (Small) - Marine | 0.55707 | 1 | 0 | CBSA 2014 | 11.6283 | 2032 | 0.5 | SWHC014-03
COM-HVAC-23.2 | Com ¦ Small Unitary AC (SEER 17) - Marine ¦ PG&E ¦ Marine | Com ¦ Small Unitary AC (SEER 17) - Marine | PG&E ¦ Marine | PG&E | All | Electric | Unitary Air-Cooled-Split AC, 17 SEER | Efficient | 0 | Conventional | HVAC | Com - Grocery | Com | ROB and NEW | 0 | 1000 sqft2 of floor space | Cap-Tons | 15 | DEER:HVAC_Split-Package_AC | -246.5 | -0.07365 | -5.63 | SWHC014-03 | 1319.34 | 2021 | 0 | 1183 | 2021 | 0 | 0 | SWHC014-03 | Unitary AC (Small) - Marine ¦ PG&E ¦ Marine | Unitary AC (Small) - Marine | 0.92949 | 1 | 0 | CBSA 2014 | 17.2611 | 2032 | 0.5 | SWHC014-03
COM-HVAC-23.3 | Com ¦ Small Unitary AC (SEER 17) - Marine ¦ PG&E ¦ Marine | Com ¦ Small Unitary AC (SEER 17) - Marine | PG&E ¦ Marine | PG&E | All | Electric | Unitary Air-Cooled-Split AC, 17 SEER | Efficient | 0 | Conventional | HVAC | Com - Health | Com | ROB and NEW | 0 | 1000 sqft2 of floor space | Cap-Tons | 15 | DEER:HVAC_Split-Package_AC | -246.5 | -0.07365 | -5.63 | SWHC014-03 | 1319.34 | 2021 | 0 | 1183 | 2021 | 0 | 0 | SWHC014-03 | Unitary AC (Small) - Marine ¦ PG&E ¦ Marine | Unitary AC (Small) - Marine | 0.82262 | 1 | 0 | CBSA 2014 | 16.9481 | 2032 | 0.5 | SWHC014-03
COM-HVAC-23.4 | Com ¦ Small Unitary AC (SEER 17) - Marine ¦ PG&E ¦ Marine | Com ¦ Small Unitary AC (SEER 17) - Marine | PG&E ¦ Marine | PG&E | All | Electric | Unitary Air-Cooled-Split AC, 17 SEER | Efficient | 0 | Conventional | HVAC | Com - Lodging | Com | ROB and NEW | 0 | 1000 sqft2 of floor space | Cap-Tons | 15 | DEER:HVAC_Split-Package_AC | -246.5 | -0.07365 | -5.63 | SWHC014-03 | 1319.34 | 2021 | 0 | 1183 | 2021 | 0 | 0 | SWHC014-03 | Unitary AC (Small) - Marine ¦ PG&E ¦ Marine | Unitary AC (Small) - Marine | 0.43849 | 1 | 0 | CBSA 2014 | 56.4269 | 2032 | 0.5 | SWHC014-03
COM-HVAC-23.5 | Com ¦ Small Unitary AC (SEER 17) - Marine ¦ PG&E ¦ Marine | Com ¦ Small Unitary AC (SEER 17) - Marine | PG&E ¦ Marine | PG&E | All | Electric | Unitary Air-Cooled-Split AC, 17 SEER | Efficient | 0 | Conventional | HVAC | Com - Office (Large) | Com | ROB and NEW | 0 | 1000 sqft2 of floor space | Cap-Tons | 15 | DEER:HVAC_Split-Package_AC | -246.5 | -0.07365 | -5.63 | SWHC014-03 | 1319.34 | 2021 | 0 | 1183 | 2021 | 0 | 0 | SWHC014-03 | Unitary AC (Small) - Marine ¦ PG&E ¦ Marine | Unitary AC (Small) - Marine | 0.58414 | 1 | 0 | CBSA 2014 | 23.3408 | 2032 | 0.5 | SWHC014-03
COM-HVAC-23.6 | Com ¦ Small Unitary AC (SEER 17) - Marine ¦ PG&E ¦ Marine | Com ¦ Small Unitary AC (SEER 17) - Marine | PG&E ¦ Marine | PG&E | All | Electric | Unitary Air-Cooled-Split AC, 17 SEER | Efficient | 0 | Conventional | HVAC | Com - Office (Small) | Com | ROB and NEW | 0 | 1000 sqft2 of floor space | Cap-Tons | 15 | DEER:HVAC_Split-Package_AC | -246.5 | -0.07365 | -5.63 | SWHC014-03 | 1319.34 | 2021 | 0 | 1183 | 2021 | 0 | 0 | SWHC014-03 | Unitary AC (Small) - Marine ¦ PG&E ¦ Marine | Unitary AC (Small) - Marine | 0.68317 | 1 | 0 | CBSA 2014 | 11.9269 | 2032 | 0.5 | SWHC014-03
COM-HVAC-23.7 | Com ¦ Small Unitary AC (SEER 17) - Marine ¦ PG&E ¦ Marine | Com ¦ Small Unitary AC (SEER 17) - Marine | PG&E ¦ Marine | PG&E | All | Electric | Unitary Air-Cooled-Split AC, 17 SEER | Efficient | 0 | Conventional | HVAC | Com - Other | Com | ROB and NEW | 0 | 1000 sqft2 of floor space | Cap-Tons | 15 | DEER:HVAC_Split-Package_AC | -246.5 | -0.07365 | -5.63 | SWHC014-03 | 1319.34 | 2021 | 0 | 1183 | 2021 | 0 | 0 | SWHC014-03 | Unitary AC (Small) - Marine ¦ PG&E ¦ Marine | Unitary AC (Small) - Marine | 0.32241 | 1 | 0 | CBSA 2014 | 28.5229 | 2032 | 0.5 | SWHC014-03
COM-HVAC-23.9 | Com ¦ Small Unitary AC (SEER 17) - Marine ¦ PG&E ¦ Marine | Com ¦ Small Unitary AC (SEER 17) - Marine | PG&E ¦ Marine | PG&E | All | Electric | Unitary Air-Cooled-Split AC, 17 SEER | Efficient | 0 | Conventional | HVAC | Com - Restaurant | Com | ROB and NEW | 0 | 1000 sqft2 of floor space | Cap-Tons | 15 | DEER:HVAC_Split-Package_AC | -246.5 | -0.07365 | -5.63 | SWHC014-03 | 1319.34 | 2021 | 0 | 1183 | 2021 | 0 | 0 | SWHC014-03 | Unitary AC (Small) - Marine ¦ PG&E ¦ Marine | Unitary AC (Small) - Marine | 0.98716 | 1 | 0 | CBSA 2014 | 6.4668 | 2032 | 0.5 | SWHC014-03
COM-HVAC-23.10 | Com ¦ Small Unitary AC (SEER 17) - Marine ¦ PG&E ¦ Marine | Com ¦ Small Unitary AC (SEER 17) - Marine | PG&E ¦ Marine | PG&E | All | Electric | Unitary Air-Cooled-Split AC, 17 SEER | Efficient | 0 | Conventional | HVAC | Com - Retail | Com | ROB and NEW | 0 | 1000 sqft2 of floor space | Cap-Tons | 15 | DEER:HVAC_Split-Package_AC | -246.5 | -0.07365 | -5.63 | SWHC014-03 | 1319.34 | 2021 | 0 | 1183 | 2021 | 0 | 0 | SWHC014-03 | Unitary AC (Small) - Marine ¦ PG&E ¦ Marine | Unitary AC (Small) - Marine | 0.41141 | 1 | 0 | CBSA 2014 | 868.7838 | 2032 | 0.5 | SWHC014-03
COM-HVAC-23.11 | Com ¦ Small Unitary AC (SEER 17) - Marine ¦ PG&E ¦ Marine | Com ¦ Small Unitary AC (SEER 17) - Marine | PG&E ¦ Marine | PG&E | All | Electric | Unitary Air-Cooled-Split AC, 17 SEER | Efficient | 0 | Conventional | HVAC | Com - School | Com | ROB and NEW | 0 | 1000 sqft2 of floor space | Cap-Tons | 15 | DEER:HVAC_Split-Package_AC | -246.5 | -0.07365 | -5.63 | SWHC014-03 | 1319.34 | 2021 | 0 | 1183 | 2021 | 0 | 0 | SWHC014-03 | Unitary AC (Small) - Marine ¦ PG&E ¦ Marine | Unitary AC (Small) - Marine | 0.62474 | 1 | 0 | CBSA 2014 | 18.255 | 2032 | 0.5 | SWHC014-03
COM-HVAC-23.12 | Com ¦ Small Unitary AC (SEER 17) - Marine ¦ PG&E ¦ Marine | Com ¦ Small Unitary AC (SEER 17) - Marine | PG&E ¦ Marine | PG&E | All | Electric | Unitary Air-Cooled-Split AC, 17 SEER | Efficient | 0 | Conventional | HVAC | Com - Warehouse | Com | ROB and NEW | 0 | 1000 sqft2 of floor space | Cap-Tons | 15 | DEER:HVAC_Split-Package_AC | -246.5 | -0.07365 | -5.63 | SWHC014-03 | 1319.34 | 2021 | 0 | 1183 | 2021 | 0 | 0 | SWHC014-03 | Unitary AC (Small) - Marine ¦ PG&E ¦ Marine | Unitary AC (Small) - Marine | 0.12804 | 1 | 0 | CBSA 2014 | 61.443 | 2032 | 0.5 | SWHC014-03
COM-HVAC-23.13 | Com ¦ Small Unitary AC (SEER 17) - Hot-Dry ¦ PG&E ¦ Hot-Dry | Com ¦ Small Unitary AC (SEER 17) - Hot-Dry | PG&E ¦ Hot-Dry | PG&E | All | Electric | Unitary Air-Cooled-Split AC, 17 SEER | Efficient | 0 | Conventional | HVAC | Com - College | Com | ROB and NEW | 0 | 1000 sqft2 of floor space | Cap-Tons | 15 | DEER:HVAC_Split-Package_AC | -346.5 | -0.13 | -6.235 | SWHC014-03 | 1319.34 | 2021 | 0 | 1183 | 2021 | 0 | 0 | SWHC014-03 | Unitary AC (Small) - Hot-Dry ¦ PG&E ¦ Hot-Dry | Unitary AC (Small) - Hot-Dry | 0.55707 | 1 | 0 | CBSA 2014 | 15.3765 | 2032 | 0.5 | SWHC014-03
COM-HVAC-23.14 | Com ¦ Small Unitary AC (SEER 17) - Hot-Dry ¦ PG&E ¦ Hot-Dry | Com ¦ Small Unitary AC (SEER 17) - Hot-Dry | PG&E ¦ Hot-Dry | PG&E | All | Electric | Unitary Air-Cooled-Split AC, 17 SEER | Efficient | 0 | Conventional | HVAC | Com - Grocery | Com | ROB and NEW | 0 | 1000 sqft2 of floor space | Cap-Tons | 15 | DEER:HVAC_Split-Package_AC | -346.5 | -0.13 | -6.235 | SWHC014-03 | 1319.34 | 2021 | 0 | 1183 | 2021 | 0 | 0 | SWHC014-03 | Unitary AC (Small) - Hot-Dry ¦ PG&E ¦ Hot-Dry | Unitary AC (Small) - Hot-Dry | 0.92949 | 1 | 0 | CBSA 2014 | 20.7322 | 2032 | 0.5 | SWHC014-03
COM-HVAC-23.15 | Com ¦ Small Unitary AC (SEER 17) - Hot-Dry ¦ PG&E ¦ Hot-Dry | Com ¦ Small Unitary AC (SEER 17) - Hot-Dry | PG&E ¦ Hot-Dry | PG&E | All | Electric | Unitary Air-Cooled-Split AC, 17 SEER | Efficient | 0 | Conventional | HVAC | Com - Health | Com | ROB and NEW | 0 | 1000 sqft2 of floor space | Cap-Tons | 15 | DEER:HVAC_Split-Package_AC | -346.5 | -0.13 | -6.235 | SWHC014-03 | 1319.34 | 2021 | 0 | 1183 | 2021 | 0 | 0 | SWHC014-03 | Unitary AC (Small) - Hot-Dry ¦ PG&E ¦ Hot-Dry | Unitary AC (Small) - Hot-Dry | 0.82262 | 1 | 0 | CBSA 2014 | 19.8589 | 2032 | 0.5 | SWHC014-03
COM-HVAC-23.16 | Com ¦ Small Unitary AC (SEER 17) - Hot-Dry ¦ PG&E ¦ Hot-Dry | Com ¦ Small Unitary AC (SEER 17) - Hot-Dry | PG&E ¦ Hot-Dry | PG&E | All | Electric | Unitary Air-Cooled-Split AC, 17 SEER | Efficient | 0 | Conventional | HVAC | Com - Lodging | Com | ROB and NEW | 0 | 1000 sqft2 of floor space | Cap-Tons | 15 | DEER:HVAC_Split-Package_AC | -346.5 | -0.13 | -6.235 | SWHC014-03 | 1319.34 | 2021 | 0 | 1183 | 2021 | 0 | 0 | SWHC014-03 | Unitary AC (Small) - Hot-Dry ¦ PG&E ¦ Hot-Dry | Unitary AC (Small) - Hot-Dry | 0.43849 | 1 | 0 | CBSA 2014 | 66.5309 | 2032 | 0.5 | SWHC014-03
COM-HVAC-23.17 | Com ¦ Small Unitary AC (SEER 17) - Hot-Dry ¦ PG&E ¦ Hot-Dry | Com ¦ Small Unitary AC (SEER 17) - Hot-Dry | PG&E ¦ Hot-Dry | PG&E | All | Electric | Unitary Air-Cooled-Split AC, 17 SEER | Efficient | 0 | Conventional | HVAC | Com - Office (Large) | Com | ROB and NEW | 0 | 1000 sqft2 of floor space | Cap-Tons | 15 | DEER:HVAC_Split-Package_AC | -346.5 | -0.13 | -6.235 | SWHC014-03 | 1319.34 | 2021 | 0 | 1183 | 2021 | 0 | 0 | SWHC014-03 | Unitary AC (Small) - Hot-Dry ¦ PG&E ¦ Hot-Dry | Unitary AC (Small) - Hot-Dry | 0.58414 | 1 | 0 | CBSA 2014 | 27.0001 | 2032 | 0.5 | SWHC014-03
COM-HVAC-23.18 | Com ¦ Small Unitary AC (SEER 17) - Hot-Dry ¦ PG&E ¦ Hot-Dry | Com ¦ Small Unitary AC (SEER 17) - Hot-Dry | PG&E ¦ Hot-Dry | PG&E | All | Electric | Unitary Air-Cooled-Split AC, 17 SEER | Efficient | 0 | Conventional | HVAC | Com - Office (Small) | Com | ROB and NEW | 0 | 1000 sqft2 of floor space | Cap-Tons | 15 | DEER:HVAC_Split-Package_AC | -346.5 | -0.13 | -6.235 | SWHC014-03 | 1319.34 | 2021 | 0 | 1183 | 2021 | 0 | 0 | SWHC014-03 | Unitary AC (Small) - Hot-Dry ¦ PG&E ¦ Hot-Dry | Unitary AC (Small) - Hot-Dry | 0.68317 | 1 | 0 | CBSA 2014 | 15.1218 | 2032 | 0.5 | SWHC014-03
COM-HVAC-23.19 | Com ¦ Small Unitary AC (SEER 17) - Hot-Dry ¦ PG&E ¦ Hot-Dry | Com ¦ Small Unitary AC (SEER 17) - Hot-Dry | PG&E ¦ Hot-Dry | PG&E | All | Electric | Unitary Air-Cooled-Split AC, 17 SEER | Efficient | 0 | Conventional | HVAC | Com - Other | Com | ROB and NEW | 0 | 1000 sqft2 of floor space | Cap-Tons | 15 | DEER:HVAC_Split-Package_AC | -346.5 | -0.13 | -6.235 | SWHC014-03 | 1319.34 | 2021 | 0 | 1183 | 2021 | 0 | 0 | SWHC014-03 | Unitary AC (Small) - Hot-Dry ¦ PG&E ¦ Hot-Dry | Unitary AC (Small) - Hot-Dry | 0.32241 | 1 | 0 | CBSA 2014 | 35.8981 | 2032 | 0.5 | SWHC014-03
COM-HVAC-23.21 | Com ¦ Small Unitary AC (SEER 17) - Hot-Dry ¦ PG&E ¦ Hot-Dry | Com ¦ Small Unitary AC (SEER 17) - Hot-Dry | PG&E ¦ Hot-Dry | PG&E | All | Electric | Unitary Air-Cooled-Split AC, 17 SEER | Efficient | 0 | Conventional | HVAC | Com - Restaurant | Com | ROB and NEW | 0 | 1000 sqft2 of floor space | Cap-Tons | 15 | DEER:HVAC_Split-Package_AC | -346.5 | -0.13 | -6.235 | SWHC014-03 | 1319.34 | 2021 | 0 | 1183 | 2021 | 0 | 0 | SWHC014-03 | Unitary AC (Small) - Hot-Dry ¦ PG&E ¦ Hot-Dry | Unitary AC (Small) - Hot-Dry | 0.98716 | 1 | 0 | CBSA 2014 | 8.6602 | 2032 | 0.5 | SWHC014-03
COM-HVAC-23.22 | Com ¦ Small Unitary AC (SEER 17) - Hot-Dry ¦ PG&E ¦ Hot-Dry | Com ¦ Small Unitary AC (SEER 17) - Hot-Dry | PG&E ¦ Hot-Dry | PG&E | All | Electric | Unitary Air-Cooled-Split AC, 17 SEER | Efficient | 0 | Conventional | HVAC | Com - Retail | Com | ROB and NEW | 0 | 1000 sqft2 of floor space | Cap-Tons | 15 | DEER:HVAC_Split-Package_AC | -346.5 | -0.13 | -6.235 | SWHC014-03 | 1319.34 | 2021 | 0 | 1183 | 2021 | 0 | 0 | SWHC014-03 | Unitary AC (Small) - Hot-Dry ¦ PG&E ¦ Hot-Dry | Unitary AC (Small) - Hot-Dry | 0.41141 | 1 | 0 | CBSA 2014 | 969.2231 | 2032 | 0.5 | SWHC014-03
COM-HVAC-23.23 | Com ¦ Small Unitary AC (SEER 17) - Hot-Dry ¦ PG&E ¦ Hot-Dry | Com ¦ Small Unitary AC (SEER 17) - Hot-Dry | PG&E ¦ Hot-Dry | PG&E | All | Electric | Unitary Air-Cooled-Split AC, 17 SEER | Efficient | 0 | Conventional | HVAC | Com - School | Com | ROB and NEW | 0 | 1000 sqft2 of floor space | Cap-Tons | 15 | DEER:HVAC_Split-Package_AC | -346.5 | -0.13 | -6.235 | SWHC014-03 | 1319.34 | 2021 | 0 | 1183 | 2021 | 0 | 0 | SWHC014-03 | Unitary AC (Small) - Hot-Dry ¦ PG&E ¦ Hot-Dry | Unitary AC (Small) - Hot-Dry | 0.62474 | 1 | 0 | CBSA 2014 | 24.2547 | 2032 | 0.5 | SWHC014-03
COM-HVAC-23.24 | Com ¦ Small Unitary AC (SEER 17) - Hot-Dry ¦ PG&E ¦ Hot-Dry | Com ¦ Small Unitary AC (SEER 17) - Hot-Dry | PG&E ¦ Hot-Dry | PG&E | All | Electric | Unitary Air-Cooled-Split AC, 17 SEER | Efficient | 0 | Conventional | HVAC | Com - Warehouse | Com | ROB and NEW | 0 | 1000 sqft2 of floor space | Cap-Tons | 15 | DEER:HVAC_Split-Package_AC | -346.5 | -0.13 | -6.235 | SWHC014-03 | 1319.34 | 2021 | 0 | 1183 | 2021 | 0 | 0 | SWHC014-03 | Unitary AC (Small) - Hot-Dry ¦ PG&E ¦ Hot-Dry | Unitary AC (Small) - Hot-Dry | 0.12804 | 1 | 0 | CBSA 2014 | 73.5119 | 2032 | 0.5 | SWHC014-03
COM-HVAC-23.25 | Com ¦ Small Unitary AC (SEER 17) - Cold ¦ PG&E ¦ Cold | Com ¦ Small Unitary AC (SEER 17) - Cold | PG&E ¦ Cold | PG&E | All | Electric | Unitary Air-Cooled-Split AC, 17 SEER | Efficient | 0 | Conventional | HVAC | Com - College | Com | ROB and NEW | 0 | 1000 sqft2 of floor space | Cap-Tons | 15 | DEER:HVAC_Split-Package_AC | -271.5 | -0.0686 | -19.4 | SWHC014-03 | 1319.34 | 2021 | 0 | 1183 | 2021 | 0 | 0 | SWHC014-03 | Unitary AC (Small) - Cold ¦ PG&E ¦ Cold | Unitary AC (Small) - Cold | 0.55707 | 1 | 0 | CBSA 2014 | 20.4263 | 2032 | 0.5 | SWHC014-03
COM-HVAC-23.26 | Com ¦ Small Unitary AC (SEER 17) - Cold ¦ PG&E ¦ Cold | Com ¦ Small Unitary AC (SEER 17) - Cold | PG&E ¦ Cold | PG&E | All | Electric | Unitary Air-Cooled-Split AC, 17 SEER | Efficient | 0 | Conventional | HVAC | Com - Grocery | Com | ROB and NEW | 0 | 1000 sqft2 of floor space | Cap-Tons | 15 | DEER:HVAC_Split-Package_AC | -271.5 | -0.0686 | -19.4 | SWHC014-03 | 1319.34 | 2021 | 0 | 1183 | 2021 | 0 | 0 | SWHC014-03 | Unitary AC (Small) - Cold ¦ PG&E ¦ Cold | Unitary AC (Small) - Cold | 0.92949 | 1 | 0 | CBSA 2014 | 46.7734 | 2032 | 0.5 | SWHC014-03
COM-HVAC-23.27 | Com ¦ Small Unitary AC (SEER 17) - Cold ¦ PG&E ¦ Cold | Com ¦ Small Unitary AC (SEER 17) - Cold | PG&E ¦ Cold | PG&E | All | Electric | Unitary Air-Cooled-Split AC, 17 SEER | Efficient | 0 | Conventional | HVAC | Com - Health | Com | ROB and NEW | 0 | 1000 sqft2 of floor space | Cap-Tons | 15 | DEER:HVAC_Split-Package_AC | -271.5 | -0.0686 | -19.4 | SWHC014-03 | 1319.34 | 2021 | 0 | 1183 | 2021 | 0 | 0 | SWHC014-03 | Unitary AC (Small) - Cold ¦ PG&E ¦ Cold | Unitary AC (Small) - Cold | 0.82262 | 1 | 0 | CBSA 2014 | 49.8349 | 2032 | 0.5 | SWHC014-03
COM-HVAC-23.28 | Com ¦ Small Unitary AC (SEER 17) - Cold ¦ PG&E ¦ Cold | Com ¦ Small Unitary AC (SEER 17) - Cold | PG&E ¦ Cold | PG&E | All | Electric | Unitary Air-Cooled-Split AC, 17 SEER | Efficient | 0 | Conventional | HVAC | Com - Lodging | Com | ROB and NEW | 0 | 1000 sqft2 of floor space | Cap-Tons | 15 | DEER:HVAC_Split-Package_AC | -271.5 | -0.0686 | -19.4 | SWHC014-03 | 1319.34 | 2021 | 0 | 1183 | 2021 | 0 | 0 | SWHC014-03 | Unitary AC (Small) - Cold ¦ PG&E ¦ Cold | Unitary AC (Small) - Cold | 0.43849 | 1 | 0 | CBSA 2014 | 162.6743 | 2032 | 0.5 | SWHC014-03
COM-HVAC-23.29 | Com ¦ Small Unitary AC (SEER 17) - Cold ¦ PG&E ¦ Cold | Com ¦ Small Unitary AC (SEER 17) - Cold | PG&E ¦ Cold | PG&E | All | Electric | Unitary Air-Cooled-Split AC, 17 SEER | Efficient | 0 | Conventional | HVAC | Com - Office (Large) | Com | ROB and NEW | 0 | 1000 sqft2 of floor space | Cap-Tons | 15 | DEER:HVAC_Split-Package_AC | -271.5 | -0.0686 | -19.4 | SWHC014-03 | 1319.34 | 2021 | 0 | 1183 | 2021 | 0 | 0 | SWHC014-03 | Unitary AC (Small) - Cold ¦ PG&E ¦ Cold | Unitary AC (Small) - Cold | 0.58414 | 1 | 0 | CBSA 2014 | 71.3788 | 2032 | 0.5 | SWHC014-03
COM-HVAC-23.30 | Com ¦ Small Unitary AC (SEER 17) - Cold ¦ PG&E ¦ Cold | Com ¦ Small Unitary AC (SEER 17) - Cold | PG&E ¦ Cold | PG&E | All | Electric | Unitary Air-Cooled-Split AC, 17 SEER | Efficient | 0 | Conventional | HVAC | Com - Office (Small) | Com | ROB and NEW | 0 | 1000 sqft2 of floor space | Cap-Tons | 15 | DEER:HVAC_Split-Package_AC | -271.5 | -0.0686 | -19.4 | SWHC014-03 | 1319.34 | 2021 | 0 | 1183 | 2021 | 0 | 0 | SWHC014-03 | Unitary AC (Small) - Cold ¦ PG&E ¦ Cold | Unitary AC (Small) - Cold | 0.68317 | 1 | 0 | CBSA 2014 | 26.0573 | 2032 | 0.5 | SWHC014-03
COM-HVAC-23.31 | Com ¦ Small Unitary AC (SEER 17) - Cold ¦ PG&E ¦ Cold | Com ¦ Small Unitary AC (SEER 17) - Cold | PG&E ¦ Cold | PG&E | All | Electric | Unitary Air-Cooled-Split AC, 17 SEER | Efficient | 0 | Conventional | HVAC | Com - Other | Com | ROB and NEW | 0 | 1000 sqft2 of floor space | Cap-Tons | 15 | DEER:HVAC_Split-Package_AC | -271.5 | -0.0686 | -19.4 | SWHC014-03 | 1319.34 | 2021 | 0 | 1183 | 2021 | 0 | 0 | SWHC014-03 | Unitary AC (Small) - Cold ¦ PG&E ¦ Cold | Unitary AC (Small) - Cold | 0.32241 | 1 | 0 | CBSA 2014 | 64.4013 | 2032 | 0.5 | SWHC014-03
COM-HVAC-23.33 | Com ¦ Small Unitary AC (SEER 17) - Cold ¦ PG&E ¦ Cold | Com ¦ Small Unitary AC (SEER 17) - Cold | PG&E ¦ Cold | PG&E | All | Electric | Unitary Air-Cooled-Split AC, 17 SEER | Efficient | 0 | Conventional | HVAC | Com - Restaurant | Com | ROB and NEW | 0 | 1000 sqft2 of floor space | Cap-Tons | 15 | DEER:HVAC_Split-Package_AC | -271.5 | -0.0686 | -19.4 | SWHC014-03 | 1319.34 | 2021 | 0 | 1183 | 2021 | 0 | 0 | SWHC014-03 | Unitary AC (Small) - Cold ¦ PG&E ¦ Cold | Unitary AC (Small) - Cold | 0.98716 | 1 | 0 | CBSA 2014 | 10.5039 | 2032 | 0.5 | SWHC014-03
COM-HVAC-23.34 | Com ¦ Small Unitary AC (SEER 17) - Cold ¦ PG&E ¦ Cold | Com ¦ Small Unitary AC (SEER 17) - Cold | PG&E ¦ Cold | PG&E | All | Electric | Unitary Air-Cooled-Split AC, 17 SEER | Efficient | 0 | Conventional | HVAC | Com - Retail | Com | ROB and NEW | 0 | 1000 sqft2 of floor space | Cap-Tons | 15 | DEER:HVAC_Split-Package_AC | -271.5 | -0.0686 | -19.4 | SWHC014-03 | 1319.34 | 2021 | 0 | 1183 | 2021 | 0 | 0 | SWHC014-03 | Unitary AC (Small) - Cold ¦ PG&E ¦ Cold | Unitary AC (Small) - Cold | 0.41141 | 1 | 0 | CBSA 2014 | 2938.021 | 2032 | 0.5 | SWHC014-03
COM-HVAC-23.35 | Com ¦ Small Unitary AC (SEER 17) - Cold ¦ PG&E ¦ Cold | Com ¦ Small Unitary AC (SEER 17) - Cold | PG&E ¦ Cold | PG&E | All | Electric | Unitary Air-Cooled-Split AC, 17 SEER | Efficient | 0 | Conventional | HVAC | Com - School | Com | ROB and NEW | 0 | 1000 sqft2 of floor space | Cap-Tons | 15 | DEER:HVAC_Split-Package_AC | -271.5 | -0.0686 | -19.4 | SWHC014-03 | 1319.34 | 2021 | 0 | 1183 | 2021 | 0 | 0 | SWHC014-03 | Unitary AC (Small) - Cold ¦ PG&E ¦ Cold | Unitary AC (Small) - Cold | 0.62474 | 1 | 0 | CBSA 2014 | 31.1592 | 2032 | 0.5 | SWHC014-03
COM-HVAC-23.36 | Com ¦ Small Unitary AC (SEER 17) - Cold ¦ PG&E ¦ Cold | Com ¦ Small Unitary AC (SEER 17) - Cold | PG&E ¦ Cold | PG&E | All | Electric | Unitary Air-Cooled-Split AC, 17 SEER | Efficient | 0 | Conventional | HVAC | Com - Warehouse | Com | ROB and NEW | 0 | 1000 sqft2 of floor space | Cap-Tons | 15 | DEER:HVAC_Split-Package_AC | -271.5 | -0.0686 | -19.4 | SWHC014-03 | 1319.34 | 2021 | 0 | 1183 | 2021 | 0 | 0 | SWHC014-03 | Unitary AC (Small) - Cold ¦ PG&E ¦ Cold | Unitary AC (Small) - Cold | 0.12804 | 1 | 0 | CBSA 2014 | 168.7499 | 2032 | 0.5 | SWHC014-03
COM-HVAC-23.37 | Com ¦ Small Unitary AC (SEER 17) - Marine ¦ SCE ¦ Marine | Com ¦ Small Unitary AC (SEER 17) - Marine | SCE ¦ Marine | SCE | All | Electric | Unitary Air-Cooled-Split AC, 17 SEER | Efficient | 0 | Conventional | HVAC | Com - College | Com | ROB and NEW | 0 | 1000 sqft2 of floor space | Cap-Tons | 15 | DEER:HVAC_Split-Package_AC | -318.5 | -0.0962 | -2.405 | SWHC014-03 | 1319.34 | 2021 | 0 | 1183 | 2021 | 0 | 0 | SWHC014-03 | Unitary AC (Small) - Marine ¦ SCE ¦ Marine | Unitary AC (Small) - Marine | 0.62169 | 1 | 0 | CBSA 2014 | 12.214 | 2032 | 0.5 | SWHC014-03
COM-HVAC-23.38 | Com ¦ Small Unitary AC (SEER 17) - Marine ¦ SCE ¦ Marine | Com ¦ Small Unitary AC (SEER 17) - Marine | SCE ¦ Marine | SCE | All | Electric | Unitary Air-Cooled-Split AC, 17 SEER | Efficient | 0 | Conventional | HVAC | Com - Grocery | Com | ROB and NEW | 0 | 1000 sqft2 of floor space | Cap-Tons | 15 | DEER:HVAC_Split-Package_AC | -318.5 | -0.0962 | -2.405 | SWHC014-03 | 1319.34 | 2021 | 0 | 1183 | 2021 | 0 | 0 | SWHC014-03 | Unitary AC (Small) - Marine ¦ SCE ¦ Marine | Unitary AC (Small) - Marine | 1.1059 | 1 | 0 | CBSA 2014 | 12.0609 | 2032 | 0.5 | SWHC014-03
COM-HVAC-23.39 | Com ¦ Small Unitary AC (SEER 17) - Marine ¦ SCE ¦ Marine | Com ¦ Small Unitary AC (SEER 17) - Marine | SCE ¦ Marine | SCE | All | Electric | Unitary Air-Cooled-Split AC, 17 SEER | Efficient | 0 | Conventional | HVAC | Com - Health | Com | ROB and NEW | 0 | 1000 sqft2 of floor space | Cap-Tons | 15 | DEER:HVAC_Split-Package_AC | -318.5 | -0.0962 | -2.405 | SWHC014-03 | 1319.34 | 2021 | 0 | 1183 | 2021 | 0 | 0 | SWHC014-03 | Unitary AC (Small) - Marine ¦ SCE ¦ Marine | Unitary AC (Small) - Marine | 0.88169 | 1 | 0 | CBSA 2014 | 10.3998 | 2032 | 0.5 | SWHC014-03
COM-HVAC-23.40 | Com ¦ Small Unitary AC (SEER 17) - Marine ¦ SCE ¦ Marine | Com ¦ Small Unitary AC (SEER 17) - Marine | SCE ¦ Marine | SCE | All | Electric | Unitary Air-Cooled-Split AC, 17 SEER | Efficient | 0 | Conventional | HVAC | Com - Lodging | Com | ROB and NEW | 0 | 1000 sqft2 of floor space | Cap-Tons | 15 | DEER:HVAC_Split-Package_AC | -318.5 | -0.0962 | -2.405 | SWHC014-03 | 1319.34 | 2021 | 0 | 1183 | 2021 | 0 | 0 | SWHC014-03 | Unitary AC (Small) - Marine ¦ SCE ¦ Marine | Unitary AC (Small) - Marine | 0.49511 | 1 | 0 | CBSA 2014 | 35.8224 | 2032 | 0.5 | SWHC014-03
COM-HVAC-23.41 | Com ¦ Small Unitary AC (SEER 17) - Marine ¦ SCE ¦ Marine | Com ¦ Small Unitary AC (SEER 17) - Marine | SCE ¦ Marine | SCE | All | Electric | Unitary Air-Cooled-Split AC, 17 SEER | Efficient | 0 | Conventional | HVAC | Com - Office (Large) | Com | ROB and NEW | 0 | 1000 sqft2 of floor space | Cap-Tons | 15 | DEER:HVAC_Split-Package_AC | -318.5 | -0.0962 | -2.405 | SWHC014-03 | 1319.34 | 2021 | 0 | 1183 | 2021 | 0 | 0 | SWHC014-03 | Unitary AC (Small) - Marine ¦ SCE ¦ Marine | Unitary AC (Small) - Marine | 0.65634 | 1 | 0 | CBSA 2014 | 13.3092 | 2032 | 0.5 | SWHC014-03
COM-HVAC-23.42 | Com ¦ Small Unitary AC (SEER 17) - Marine ¦ SCE ¦ Marine | Com ¦ Small Unitary AC (SEER 17) - Marine | SCE ¦ Marine | SCE | All | Electric | Unitary Air-Cooled-Split AC, 17 SEER | Efficient | 0 | Conventional | HVAC | Com - Office (Small) | Com | ROB and NEW | 0 | 1000 sqft2 of floor space | Cap-Tons | 15 | DEER:HVAC_Split-Package_AC | -318.5 | -0.0962 | -2.405 | SWHC014-03 | 1319.34 | 2021 | 0 | 1183 | 2021 | 0 | 0 | SWHC014-03 | Unitary AC (Small) - Marine ¦ SCE ¦ Marine | Unitary AC (Small) - Marine | 0.74464 | 1 | 0 | CBSA 2014 | 10.6438 | 2032 | 0.5 | SWHC014-03
COM-HVAC-23.43 | Com ¦ Small Unitary AC (SEER 17) - Marine ¦ SCE ¦ Marine | Com ¦ Small Unitary AC (SEER 17) - Marine | SCE ¦ Marine | SCE | All | Electric | Unitary Air-Cooled-Split AC, 17 SEER | Efficient | 0 | Conventional | HVAC | Com - Other | Com | ROB and NEW | 0 | 1000 sqft2 of floor space | Cap-Tons | 15 | DEER:HVAC_Split-Package_AC | -318.5 | -0.0962 | -2.405 | SWHC014-03 | 1319.34 | 2021 | 0 | 1183 | 2021 | 0 | 0 | SWHC014-03 | Unitary AC (Small) - Marine ¦ SCE ¦ Marine | Unitary AC (Small) - Marine | 0.35552 | 1 | 0 | CBSA 2014 | 24.6849 | 2032 | 0.5 | SWHC014-03
COM-HVAC-23.45 | Com ¦ Small Unitary AC (SEER 17) - Marine ¦ SCE ¦ Marine | Com ¦ Small Unitary AC (SEER 17) - Marine | SCE ¦ Marine | SCE | All | Electric | Unitary Air-Cooled-Split AC, 17 SEER | Efficient | 0 | Conventional | HVAC | Com - Restaurant | Com | ROB and NEW | 0 | 1000 sqft2 of floor space | Cap-Tons | 15 | DEER:HVAC_Split-Package_AC | -318.5 | -0.0962 | -2.405 | SWHC014-03 | 1319.34 | 2021 | 0 | 1183 | 2021 | 0 | 0 | SWHC014-03 | Unitary AC (Small) - Marine ¦ SCE ¦ Marine | Unitary AC (Small) - Marine | 1.0866 | 1 | 0 | CBSA 2014 | 7.1083 | 2032 | 0.5 | SWHC014-03
COM-HVAC-23.46 | Com ¦ Small Unitary AC (SEER 17) - Marine ¦ SCE ¦ Marine | Com ¦ Small Unitary AC (SEER 17) - Marine | SCE ¦ Marine | SCE | All | Electric | Unitary Air-Cooled-Split AC, 17 SEER | Efficient | 0 | Conventional | HVAC | Com - Retail | Com | ROB and NEW | 0 | 1000 sqft2 of floor space | Cap-Tons | 15 | DEER:HVAC_Split-Package_AC | -318.5 | -0.0962 | -2.405 | SWHC014-03 | 1319.34 | 2021 | 0 | 1183 | 2021 | 0 | 0 | SWHC014-03 | Unitary AC (Small) - Marine ¦ SCE ¦ Marine | Unitary AC (Small) - Marine | 0.45973 | 1 | 0 | CBSA 2014 | 391.6566 | 2032 | 0.5 | SWHC014-03
COM-HVAC-23.47 | Com ¦ Small Unitary AC (SEER 17) - Marine ¦ SCE ¦ Marine | Com ¦ Small Unitary AC (SEER 17) - Marine | SCE ¦ Marine | SCE | All | Electric | Unitary Air-Cooled-Split AC, 17 SEER | Efficient | 0 | Conventional | HVAC | Com - School | Com | ROB and NEW | 0 | 1000 sqft2 of floor space | Cap-Tons | 15 | DEER:HVAC_Split-Package_AC | -318.5 | -0.0962 | -2.405 | SWHC014-03 | 1319.34 | 2021 | 0 | 1183 | 2021 | 0 | 0 | SWHC014-03 | Unitary AC (Small) - Marine ¦ SCE ¦ Marine | Unitary AC (Small) - Marine | 0.74863 | 1 | 0 | CBSA 2014 | 19.5094 | 2032 | 0.5 | SWHC014-03
COM-HVAC-23.48 | Com ¦ Small Unitary AC (SEER 17) - Marine ¦ SCE ¦ Marine | Com ¦ Small Unitary AC (SEER 17) - Marine | SCE ¦ Marine | SCE | All | Electric | Unitary Air-Cooled-Split AC, 17 SEER | Efficient | 0 | Conventional | HVAC | Com - Warehouse | Com | ROB and NEW | 0 | 1000 sqft2 of floor space | Cap-Tons | 15 | DEER:HVAC_Split-Package_AC | -318.5 | -0.0962 | -2.405 | SWHC014-03 | 1319.34 | 2021 | 0 | 1183 | 2021 | 0 | 0 | SWHC014-03 | Unitary AC (Small) - Marine ¦ SCE ¦ Marine | Unitary AC (Small) - Marine | 0.1408 | 1 | 0 | CBSA 2014 | 42.1004 | 2032 | 0.5 | SWHC014-03
COM-HVAC-23.49 | Com ¦ Small Unitary AC (SEER 17) - Hot-Dry ¦ SCE ¦ Hot-Dry | Com ¦ Small Unitary AC (SEER 17) - Hot-Dry | SCE ¦ Hot-Dry | SCE | All | Electric | Unitary Air-Cooled-Split AC, 17 SEER | Efficient | 0 | Conventional | HVAC | Com - College | Com | ROB and NEW | 0 | 1000 sqft2 of floor space | Cap-Tons | 15 | DEER:HVAC_Split-Package_AC | -358.5 | -0.121 | -2.375 | SWHC014-03 | 1319.34 | 2021 | 0 | 1183 | 2021 | 0 | 0 | SWHC014-03 | Unitary AC (Small) - Hot-Dry ¦ SCE ¦ Hot-Dry | Unitary AC (Small) - Hot-Dry | 0.62169 | 1 | 0 | CBSA 2014 | 13.5563 | 2032 | 0.5 | SWHC014-03
COM-HVAC-23.50 | Com ¦ Small Unitary AC (SEER 17) - Hot-Dry ¦ SCE ¦ Hot-Dry | Com ¦ Small Unitary AC (SEER 17) - Hot-Dry | SCE ¦ Hot-Dry | SCE | All | Electric | Unitary Air-Cooled-Split AC, 17 SEER | Efficient | 0 | Conventional | HVAC | Com - Grocery | Com | ROB and NEW | 0 | 1000 sqft2 of floor space | Cap-Tons | 15 | DEER:HVAC_Split-Package_AC | -358.5 | -0.121 | -2.375 | SWHC014-03 | 1319.34 | 2021 | 0 | 1183 | 2021 | 0 | 0 | SWHC014-03 | Unitary AC (Small) - Hot-Dry ¦ SCE ¦ Hot-Dry | Unitary AC (Small) - Hot-Dry | 1.1059 | 1 | 0 | CBSA 2014 | 12.8772 | 2032 | 0.5 | SWHC014-03
COM-HVAC-23.51 | Com ¦ Small Unitary AC (SEER 17) - Hot-Dry ¦ SCE ¦ Hot-Dry | Com ¦ Small Unitary AC (SEER 17) - Hot-Dry | SCE ¦ Hot-Dry | SCE | All | Electric | Unitary Air-Cooled-Split AC, 17 SEER | Efficient | 0 | Conventional | HVAC | Com - Health | Com | ROB and NEW | 0 | 1000 sqft2 of floor space | Cap-Tons | 15 | DEER:HVAC_Split-Package_AC | -358.5 | -0.121 | -2.375 | SWHC014-03 | 1319.34 | 2021 | 0 | 1183 | 2021 | 0 | 0 | SWHC014-03 | Unitary AC (Small) - Hot-Dry ¦ SCE ¦ Hot-Dry | Unitary AC (Small) - Hot-Dry | 0.88169 | 1 | 0 | CBSA 2014 | 10.9218 | 2032 | 0.5 | SWHC014-03
COM-HVAC-23.52 | Com ¦ Small Unitary AC (SEER 17) - Hot-Dry ¦ SCE ¦ Hot-Dry | Com ¦ Small Unitary AC (SEER 17) - Hot-Dry | SCE ¦ Hot-Dry | SCE | All | Electric | Unitary Air-Cooled-Split AC, 17 SEER | Efficient | 0 | Conventional | HVAC | Com - Lodging | Com | ROB and NEW | 0 | 1000 sqft2 of floor space | Cap-Tons | 15 | DEER:HVAC_Split-Package_AC | -358.5 | -0.121 | -2.375 | SWHC014-03 | 1319.34 | 2021 | 0 | 1183 | 2021 | 0 | 0 | SWHC014-03 | Unitary AC (Small) - Hot-Dry ¦ SCE ¦ Hot-Dry | Unitary AC (Small) - Hot-Dry | 0.49511 | 1 | 0 | CBSA 2014 | 37.7925 | 2032 | 0.5 | SWHC014-03
COM-HVAC-23.53 | Com ¦ Small Unitary AC (SEER 17) - Hot-Dry ¦ SCE ¦ Hot-Dry | Com ¦ Small Unitary AC (SEER 17) - Hot-Dry | SCE ¦ Hot-Dry | SCE | All | Electric | Unitary Air-Cooled-Split AC, 17 SEER | Efficient | 0 | Conventional | HVAC | Com - Office (Large) | Com | ROB and NEW | 0 | 1000 sqft2 of floor space | Cap-Tons | 15 | DEER:HVAC_Split-Package_AC | -358.5 | -0.121 | -2.375 | SWHC014-03 | 1319.34 | 2021 | 0 | 1183 | 2021 | 0 | 0 | SWHC014-03 | Unitary AC (Small) - Hot-Dry ¦ SCE ¦ Hot-Dry | Unitary AC (Small) - Hot-Dry | 0.65634 | 1 | 0 | CBSA 2014 | 13.8317 | 2032 | 0.5 | SWHC014-03
COM-HVAC-23.54 | Com ¦ Small Unitary AC (SEER 17) - Hot-Dry ¦ SCE ¦ Hot-Dry | Com ¦ Small Unitary AC (SEER 17) - Hot-Dry | SCE ¦ Hot-Dry | SCE | All | Electric | Unitary Air-Cooled-Split AC, 17 SEER | Efficient | 0 | Conventional | HVAC | Com - Office (Small) | Com | ROB and NEW | 0 | 1000 sqft2 of floor space | Cap-Tons | 15 | DEER:HVAC_Split-Package_AC | -358.5 | -0.121 | -2.375 | SWHC014-03 | 1319.34 | 2021 | 0 | 1183 | 2021 | 0 | 0 | SWHC014-03 | Unitary AC (Small) - Hot-Dry ¦ SCE ¦ Hot-Dry | Unitary AC (Small) - Hot-Dry | 0.74464 | 1 | 0 | CBSA 2014 | 11.6554 | 2032 | 0.5 | SWHC014-03
COM-HVAC-23.55 | Com ¦ Small Unitary AC (SEER 17) - Hot-Dry ¦ SCE ¦ Hot-Dry | Com ¦ Small Unitary AC (SEER 17) - Hot-Dry | SCE ¦ Hot-Dry | SCE | All | Electric | Unitary Air-Cooled-Split AC, 17 SEER | Efficient | 0 | Conventional | HVAC | Com - Other | Com | ROB and NEW | 0 | 1000 sqft2 of floor space | Cap-Tons | 15 | DEER:HVAC_Split-Package_AC | -358.5 | -0.121 | -2.375 | SWHC014-03 | 1319.34 | 2021 | 0 | 1183 | 2021 | 0 | 0 | SWHC014-03 | Unitary AC (Small) - Hot-Dry ¦ SCE ¦ Hot-Dry | Unitary AC (Small) - Hot-Dry | 0.35552 | 1 | 0 | CBSA 2014 | 26.9552 | 2032 | 0.5 | SWHC014-03
COM-HVAC-23.57 | Com ¦ Small Unitary AC (SEER 17) - Hot-Dry ¦ SCE ¦ Hot-Dry | Com ¦ Small Unitary AC (SEER 17) - Hot-Dry | SCE ¦ Hot-Dry | SCE | All | Electric | Unitary Air-Cooled-Split AC, 17 SEER | Efficient | 0 | Conventional | HVAC | Com - Restaurant | Com | ROB and NEW | 0 | 1000 sqft2 of floor space | Cap-Tons | 15 | DEER:HVAC_Split-Package_AC | -358.5 | -0.121 | -2.375 | SWHC014-03 | 1319.34 | 2021 | 0 | 1183 | 2021 | 0 | 0 | SWHC014-03 | Unitary AC (Small) - Hot-Dry ¦ SCE ¦ Hot-Dry | Unitary AC (Small) - Hot-Dry | 1.0866 | 1 | 0 | CBSA 2014 | 7.9159 | 2032 | 0.5 | SWHC014-03
COM-HVAC-23.58 | Com ¦ Small Unitary AC (SEER 17) - Hot-Dry ¦ SCE ¦ Hot-Dry | Com ¦ Small Unitary AC (SEER 17) - Hot-Dry | SCE ¦ Hot-Dry | SCE | All | Electric | Unitary Air-Cooled-Split AC, 17 SEER | Efficient | 0 | Conventional | HVAC | Com - Retail | Com | ROB and NEW | 0 | 1000 sqft2 of floor space | Cap-Tons | 15 | DEER:HVAC_Split-Package_AC | -358.5 | -0.121 | -2.375 | SWHC014-03 | 1319.34 | 2021 | 0 | 1183 | 2021 | 0 | 0 | SWHC014-03 | Unitary AC (Small) - Hot-Dry ¦ SCE ¦ Hot-Dry | Unitary AC (Small) - Hot-Dry | 0.45973 | 1 | 0 | CBSA 2014 | 391.0061 | 2032 | 0.5 | SWHC014-03
COM-HVAC-23.59 | Com ¦ Small Unitary AC (SEER 17) - Hot-Dry ¦ SCE ¦ Hot-Dry | Com ¦ Small Unitary AC (SEER 17) - Hot-Dry | SCE ¦ Hot-Dry | SCE | All | Electric | Unitary Air-Cooled-Split AC, 17 SEER | Efficient | 0 | Conventional | HVAC | Com - School | Com | ROB and NEW | 0 | 1000 sqft2 of floor space | Cap-Tons | 15 | DEER:HVAC_Split-Package_AC | -358.5 | -0.121 | -2.375 | SWHC014-03 | 1319.34 | 2021 | 0 | 1183 | 2021 | 0 | 0 | SWHC014-03 | Unitary AC (Small) - Hot-Dry ¦ SCE ¦ Hot-Dry | Unitary AC (Small) - Hot-Dry | 0.74863 | 1 | 0 | CBSA 2014 | 21.6815 | 2032 | 0.5 | SWHC014-03
COM-HVAC-23.60 | Com ¦ Small Unitary AC (SEER 17) - Hot-Dry ¦ SCE ¦ Hot-Dry | Com ¦ Small Unitary AC (SEER 17) - Hot-Dry | SCE ¦ Hot-Dry | SCE | All | Electric | Unitary Air-Cooled-Split AC, 17 SEER | Efficient | 0 | Conventional | HVAC | Com - Warehouse | Com | ROB and NEW | 0 | 1000 sqft2 of floor space | Cap-Tons | 15 | DEER:HVAC_Split-Package_AC | -358.5 | -0.121 | -2.375 | SWHC014-03 | 1319.34 | 2021 | 0 | 1183 | 2021 | 0 | 0 | SWHC014-03 | Unitary AC (Small) - Hot-Dry ¦ SCE ¦ Hot-Dry | Unitary AC (Small) - Hot-Dry | 0.1408 | 1 | 0 | CBSA 2014 | 44.8451 | 2032 | 0.5 | SWHC014-03
COM-HVAC-23.61 | Com ¦ Small Unitary AC (SEER 17) - Cold ¦ SCE ¦ Cold | Com ¦ Small Unitary AC (SEER 17) - Cold | SCE ¦ Cold | SCE | All | Electric | Unitary Air-Cooled-Split AC, 17 SEER | Efficient | 0 | Conventional | HVAC | Com - College | Com | ROB and NEW | 0 | 1000 sqft2 of floor space | Cap-Tons | 15 | DEER:HVAC_Split-Package_AC | -271.5 | -0.0686 | -19.4 | SWHC014-03 | 1319.34 | 2021 | 0 | 1183 | 2021 | 0 | 0 | SWHC014-03 | Unitary AC (Small) - Cold ¦ SCE ¦ Cold | Unitary AC (Small) - Cold | 0.62169 | 1 | 0 | CBSA 2014 | 20.4263 | 2032 | 0.5 | SWHC014-03
COM-HVAC-23.62 | Com ¦ Small Unitary AC (SEER 17) - Cold ¦ SCE ¦ Cold | Com ¦ Small Unitary AC (SEER 17) - Cold | SCE ¦ Cold | SCE | All | Electric | Unitary Air-Cooled-Split AC, 17 SEER | Efficient | 0 | Conventional | HVAC | Com - Grocery | Com | ROB and NEW | 0 | 1000 sqft2 of floor space | Cap-Tons | 15 | DEER:HVAC_Split-Package_AC | -271.5 | -0.0686 | -19.4 | SWHC014-03 | 1319.34 | 2021 | 0 | 1183 | 2021 | 0 | 0 | SWHC014-03 | Unitary AC (Small) - Cold ¦ SCE ¦ Cold | Unitary AC (Small) - Cold | 1.1059 | 1 | 0 | CBSA 2014 | 46.7734 | 2032 | 0.5 | SWHC014-03
COM-HVAC-23.63 | Com ¦ Small Unitary AC (SEER 17) - Cold ¦ SCE ¦ Cold | Com ¦ Small Unitary AC (SEER 17) - Cold | SCE ¦ Cold | SCE | All | Electric | Unitary Air-Cooled-Split AC, 17 SEER | Efficient | 0 | Conventional | HVAC | Com - Health | Com | ROB and NEW | 0 | 1000 sqft2 of floor space | Cap-Tons | 15 | DEER:HVAC_Split-Package_AC | -271.5 | -0.0686 | -19.4 | SWHC014-03 | 1319.34 | 2021 | 0 | 1183 | 2021 | 0 | 0 | SWHC014-03 | Unitary AC (Small) - Cold ¦ SCE ¦ Cold | Unitary AC (Small) - Cold | 0.88169 | 1 | 0 | CBSA 2014 | 49.8349 | 2032 | 0.5 | SWHC014-03
COM-HVAC-23.64 | Com ¦ Small Unitary AC (SEER 17) - Cold ¦ SCE ¦ Cold | Com ¦ Small Unitary AC (SEER 17) - Cold | SCE ¦ Cold | SCE | All | Electric | Unitary Air-Cooled-Split AC, 17 SEER | Efficient | 0 | Conventional | HVAC | Com - Lodging | Com | ROB and NEW | 0 | 1000 sqft2 of floor space | Cap-Tons | 15 | DEER:HVAC_Split-Package_AC | -271.5 | -0.0686 | -19.4 | SWHC014-03 | 1319.34 | 2021 | 0 | 1183 | 2021 | 0 | 0 | SWHC014-03 | Unitary AC (Small) - Cold ¦ SCE ¦ Cold | Unitary AC (Small) - Cold | 0.49511 | 1 | 0 | CBSA 2014 | 162.6743 | 2032 | 0.5 | SWHC014-03
COM-HVAC-23.65 | Com ¦ Small Unitary AC (SEER 17) - Cold ¦ SCE ¦ Cold | Com ¦ Small Unitary AC (SEER 17) - Cold | SCE ¦ Cold | SCE | All | Electric | Unitary Air-Cooled-Split AC, 17 SEER | Efficient | 0 | Conventional | HVAC | Com - Office (Large) | Com | ROB and NEW | 0 | 1000 sqft2 of floor space | Cap-Tons | 15 | DEER:HVAC_Split-Package_AC | -271.5 | -0.0686 | -19.4 | SWHC014-03 | 1319.34 | 2021 | 0 | 1183 | 2021 | 0 | 0 | SWHC014-03 | Unitary AC (Small) - Cold ¦ SCE ¦ Cold | Unitary AC (Small) - Cold | 0.65634 | 1 | 0 | CBSA 2014 | 71.3788 | 2032 | 0.5 | SWHC014-03
COM-HVAC-23.66 | Com ¦ Small Unitary AC (SEER 17) - Cold ¦ SCE ¦ Cold | Com ¦ Small Unitary AC (SEER 17) - Cold | SCE ¦ Cold | SCE | All | Electric | Unitary Air-Cooled-Split AC, 17 SEER | Efficient | 0 | Conventional | HVAC | Com - Office (Small) | Com | ROB and NEW | 0 | 1000 sqft2 of floor space | Cap-Tons | 15 | DEER:HVAC_Split-Package_AC | -271.5 | -0.0686 | -19.4 | SWHC014-03 | 1319.34 | 2021 | 0 | 1183 | 2021 | 0 | 0 | SWHC014-03 | Unitary AC (Small) - Cold ¦ SCE ¦ Cold | Unitary AC (Small) - Cold | 0.74464 | 1 | 0 | CBSA 2014 | 26.0573 | 2032 | 0.5 | SWHC014-03
COM-HVAC-23.67 | Com ¦ Small Unitary AC (SEER 17) - Cold ¦ SCE ¦ Cold | Com ¦ Small Unitary AC (SEER 17) - Cold | SCE ¦ Cold | SCE | All | Electric | Unitary Air-Cooled-Split AC, 17 SEER | Efficient | 0 | Conventional | HVAC | Com - Other | Com | ROB and NEW | 0 | 1000 sqft2 of floor space | Cap-Tons | 15 | DEER:HVAC_Split-Package_AC | -271.5 | -0.0686 | -19.4 | SWHC014-03 | 1319.34 | 2021 | 0 | 1183 | 2021 | 0 | 0 | SWHC014-03 | Unitary AC (Small) - Cold ¦ SCE ¦ Cold | Unitary AC (Small) - Cold | 0.35552 | 1 | 0 | CBSA 2014 | 64.4013 | 2032 | 0.5 | SWHC014-03
COM-HVAC-23.69 | Com ¦ Small Unitary AC (SEER 17) - Cold ¦ SCE ¦ Cold | Com ¦ Small Unitary AC (SEER 17) - Cold | SCE ¦ Cold | SCE | All | Electric | Unitary Air-Cooled-Split AC, 17 SEER | Efficient | 0 | Conventional | HVAC | Com - Restaurant | Com | ROB and NEW | 0 | 1000 sqft2 of floor space | Cap-Tons | 15 | DEER:HVAC_Split-Package_AC | -271.5 | -0.0686 | -19.4 | SWHC014-03 | 1319.34 | 2021 | 0 | 1183 | 2021 | 0 | 0 | SWHC014-03 | Unitary AC (Small) - Cold ¦ SCE ¦ Cold | Unitary AC (Small) - Cold | 1.0866 | 1 | 0 | CBSA 2014 | 10.5039 | 2032 | 0.5 | SWHC014-03
COM-HVAC-23.70 | Com ¦ Small Unitary AC (SEER 17) - Cold ¦ SCE ¦ Cold | Com ¦ Small Unitary AC (SEER 17) - Cold | SCE ¦ Cold | SCE | All | Electric | Unitary Air-Cooled-Split AC, 17 SEER | Efficient | 0 | Conventional | HVAC | Com - Retail | Com | ROB and NEW | 0 | 1000 sqft2 of floor space | Cap-Tons | 15 | DEER:HVAC_Split-Package_AC | -271.5 | -0.0686 | -19.4 | SWHC014-03 | 1319.34 | 2021 | 0 | 1183 | 2021 | 0 | 0 | SWHC014-03 | Unitary AC (Small) - Cold ¦ SCE ¦ Cold | Unitary AC (Small) - Cold | 0.45973 | 1 | 0 | CBSA 2014 | 2938.021 | 2032 | 0.5 | SWHC014-03
COM-HVAC-23.71 | Com ¦ Small Unitary AC (SEER 17) - Cold ¦ SCE ¦ Cold | Com ¦ Small Unitary AC (SEER 17) - Cold | SCE ¦ Cold | SCE | All | Electric | Unitary Air-Cooled-Split AC, 17 SEER | Efficient | 0 | Conventional | HVAC | Com - School | Com | ROB and NEW | 0 | 1000 sqft2 of floor space | Cap-Tons | 15 | DEER:HVAC_Split-Package_AC | -271.5 | -0.0686 | -19.4 | SWHC014-03 | 1319.34 | 2021 | 0 | 1183 | 2021 | 0 | 0 | SWHC014-03 | Unitary AC (Small) - Cold ¦ SCE ¦ Cold | Unitary AC (Small) - Cold | 0.74863 | 1 | 0 | CBSA 2014 | 31.1592 | 2032 | 0.5 | SWHC014-03
COM-HVAC-23.72 | Com ¦ Small Unitary AC (SEER 17) - Cold ¦ SCE ¦ Cold | Com ¦ Small Unitary AC (SEER 17) - Cold | SCE ¦ Cold | SCE | All | Electric | Unitary Air-Cooled-Split AC, 17 SEER | Efficient | 0 | Conventional | HVAC | Com - Warehouse | Com | ROB and NEW | 0 | 1000 sqft2 of floor space | Cap-Tons | 15 | DEER:HVAC_Split-Package_AC | -271.5 | -0.0686 | -19.4 | SWHC014-03 | 1319.34 | 2021 | 0 | 1183 | 2021 | 0 | 0 | SWHC014-03 | Unitary AC (Small) - Cold ¦ SCE ¦ Cold | Unitary AC (Small) - Cold | 0.1408 | 1 | 0 | CBSA 2014 | 168.7499 | 2032 | 0.5 | SWHC014-03
COM-HVAC-23.73 | Com ¦ Small Unitary AC (SEER 17) - Marine ¦ SDG&E ¦ Marine | Com ¦ Small Unitary AC (SEER 17) - Marine | SDG&E ¦ Marine | SDG&E | All | Electric | Unitary Air-Cooled-Split AC, 17 SEER | Efficient | 0 | Conventional | HVAC | Com - College | Com | ROB and NEW | 0 | 1000 sqft2 of floor space | Cap-Tons | 15 | DEER:HVAC_Split-Package_AC | -318.5 | -0.0962 | -2.405 | SWHC014-03 | 1319.34 | 2021 | 0 | 1183 | 2021 | 0 | 0 | SWHC014-03 | Unitary AC (Small) - Marine ¦ SDG&E ¦ Marine | Unitary AC (Small) - Marine | 0.60922 | 1 | 0 | CBSA 2014 | 12.214 | 2032 | 0.5 | SWHC014-03
COM-HVAC-23.74 | Com ¦ Small Unitary AC (SEER 17) - Marine ¦ SDG&E ¦ Marine | Com ¦ Small Unitary AC (SEER 17) - Marine | SDG&E ¦ Marine | SDG&E | All | Electric | Unitary Air-Cooled-Split AC, 17 SEER | Efficient | 0 | Conventional | HVAC | Com - Grocery | Com | ROB and NEW | 0 | 1000 sqft2 of floor space | Cap-Tons | 15 | DEER:HVAC_Split-Package_AC | -318.5 | -0.0962 | -2.405 | SWHC014-03 | 1319.34 | 2021 | 0 | 1183 | 2021 | 0 | 0 | SWHC014-03 | Unitary AC (Small) - Marine ¦ SDG&E ¦ Marine | Unitary AC (Small) - Marine | 1.1243 | 1 | 0 | CBSA 2014 | 12.0609 | 2032 | 0.5 | SWHC014-03
COM-HVAC-23.75 | Com ¦ Small Unitary AC (SEER 17) - Marine ¦ SDG&E ¦ Marine | Com ¦ Small Unitary AC (SEER 17) - Marine | SDG&E ¦ Marine | SDG&E | All | Electric | Unitary Air-Cooled-Split AC, 17 SEER | Efficient | 0 | Conventional | HVAC | Com - Health | Com | ROB and NEW | 0 | 1000 sqft2 of floor space | Cap-Tons | 15 | DEER:HVAC_Split-Package_AC | -318.5 | -0.0962 | -2.405 | SWHC014-03 | 1319.34 | 2021 | 0 | 1183 | 2021 | 0 | 0 | SWHC014-03 | Unitary AC (Small) - Marine ¦ SDG&E ¦ Marine | Unitary AC (Small) - Marine | 0.87675 | 1 | 0 | CBSA 2014 | 10.3998 | 2032 | 0.5 | SWHC014-03
COM-HVAC-23.76 | Com ¦ Small Unitary AC (SEER 17) - Marine ¦ SDG&E ¦ Marine | Com ¦ Small Unitary AC (SEER 17) - Marine | SDG&E ¦ Marine | SDG&E | All | Electric | Unitary Air-Cooled-Split AC, 17 SEER | Efficient | 0 | Conventional | HVAC | Com - Lodging | Com | ROB and NEW | 0 | 1000 sqft2 of floor space | Cap-Tons | 15 | DEER:HVAC_Split-Package_AC | -318.5 | -0.0962 | -2.405 | SWHC014-03 | 1319.34 | 2021 | 0 | 1183 | 2021 | 0 | 0 | SWHC014-03 | Unitary AC (Small) - Marine ¦ SDG&E ¦ Marine | Unitary AC (Small) - Marine | 0.49055 | 1 | 0 | CBSA 2014 | 35.8224 | 2032 | 0.5 | SWHC014-03
COM-HVAC-23.77 | Com ¦ Small Unitary AC (SEER 17) - Marine ¦ SDG&E ¦ Marine | Com ¦ Small Unitary AC (SEER 17) - Marine | SDG&E ¦ Marine | SDG&E | All | Electric | Unitary Air-Cooled-Split AC, 17 SEER | Efficient | 0 | Conventional | HVAC | Com - Office (Large) | Com | ROB and NEW | 0 | 1000 sqft2 of floor space | Cap-Tons | 15 | DEER:HVAC_Split-Package_AC | -318.5 | -0.0962 | -2.405 | SWHC014-03 | 1319.34 | 2021 | 0 | 1183 | 2021 | 0 | 0 | SWHC014-03 | Unitary AC (Small) - Marine ¦ SDG&E ¦ Marine | Unitary AC (Small) - Marine | 0.64047 | 1 | 0 | CBSA 2014 | 13.3092 | 2032 | 0.5 | SWHC014-03
COM-HVAC-23.78 | Com ¦ Small Unitary AC (SEER 17) - Marine ¦ SDG&E ¦ Marine | Com ¦ Small Unitary AC (SEER 17) - Marine | SDG&E ¦ Marine | SDG&E | All | Electric | Unitary Air-Cooled-Split AC, 17 SEER | Efficient | 0 | Conventional | HVAC | Com - Office (Small) | Com | ROB and NEW | 0 | 1000 sqft2 of floor space | Cap-Tons | 15 | DEER:HVAC_Split-Package_AC | -318.5 | -0.0962 | -2.405 | SWHC014-03 | 1319.34 | 2021 | 0 | 1183 | 2021 | 0 | 0 | SWHC014-03 | Unitary AC (Small) - Marine ¦ SDG&E ¦ Marine | Unitary AC (Small) - Marine | 0.77766 | 1 | 0 | CBSA 2014 | 10.6438 | 2032 | 0.5 | SWHC014-03
COM-HVAC-23.79 | Com ¦ Small Unitary AC (SEER 17) - Marine ¦ SDG&E ¦ Marine | Com ¦ Small Unitary AC (SEER 17) - Marine | SDG&E ¦ Marine | SDG&E | All | Electric | Unitary Air-Cooled-Split AC, 17 SEER | Efficient | 0 | Conventional | HVAC | Com - Other | Com | ROB and NEW | 0 | 1000 sqft2 of floor space | Cap-Tons | 15 | DEER:HVAC_Split-Package_AC | -318.5 | -0.0962 | -2.405 | SWHC014-03 | 1319.34 | 2021 | 0 | 1183 | 2021 | 0 | 0 | SWHC014-03 | Unitary AC (Small) - Marine ¦ SDG&E ¦ Marine | Unitary AC (Small) - Marine | 0.34945 | 1 | 0 | CBSA 2014 | 24.6849 | 2032 | 0.5 | SWHC014-03
COM-HVAC-23.81 | Com ¦ Small Unitary AC (SEER 17) - Marine ¦ SDG&E ¦ Marine | Com ¦ Small Unitary AC (SEER 17) - Marine | SDG&E ¦ Marine | SDG&E | All | Electric | Unitary Air-Cooled-Split AC, 17 SEER | Efficient | 0 | Conventional | HVAC | Com - Restaurant | Com | ROB and NEW | 0 | 1000 sqft2 of floor space | Cap-Tons | 15 | DEER:HVAC_Split-Package_AC | -318.5 | -0.0962 | -2.405 | SWHC014-03 | 1319.34 | 2021 | 0 | 1183 | 2021 | 0 | 0 | SWHC014-03 | Unitary AC (Small) - Marine ¦ SDG&E ¦ Marine | Unitary AC (Small) - Marine | 1.1351 | 1 | 0 | CBSA 2014 | 7.1083 | 2032 | 0.5 | SWHC014-03
COM-HVAC-23.82 | Com ¦ Small Unitary AC (SEER 17) - Marine ¦ SDG&E ¦ Marine | Com ¦ Small Unitary AC (SEER 17) - Marine | SDG&E ¦ Marine | SDG&E | All | Electric | Unitary Air-Cooled-Split AC, 17 SEER | Efficient | 0 | Conventional | HVAC | Com - Retail | Com | ROB and NEW | 0 | 1000 sqft2 of floor space | Cap-Tons | 15 | DEER:HVAC_Split-Package_AC | -318.5 | -0.0962 | -2.405 | SWHC014-03 | 1319.34 | 2021 | 0 | 1183 | 2021 | 0 | 0 | SWHC014-03 | Unitary AC (Small) - Marine ¦ SDG&E ¦ Marine | Unitary AC (Small) - Marine | 0.46017 | 1 | 0 | CBSA 2014 | 391.6566 | 2032 | 0.5 | SWHC014-03
COM-HVAC-23.83 | Com ¦ Small Unitary AC (SEER 17) - Marine ¦ SDG&E ¦ Marine | Com ¦ Small Unitary AC (SEER 17) - Marine | SDG&E ¦ Marine | SDG&E | All | Electric | Unitary Air-Cooled-Split AC, 17 SEER | Efficient | 0 | Conventional | HVAC | Com - School | Com | ROB and NEW | 0 | 1000 sqft2 of floor space | Cap-Tons | 15 | DEER:HVAC_Split-Package_AC | -318.5 | -0.0962 | -2.405 | SWHC014-03 | 1319.34 | 2021 | 0 | 1183 | 2021 | 0 | 0 | SWHC014-03 | Unitary AC (Small) - Marine ¦ SDG&E ¦ Marine | Unitary AC (Small) - Marine | 0.77382 | 1 | 0 | CBSA 2014 | 19.5094 | 2032 | 0.5 | SWHC014-03
COM-HVAC-23.84 | Com ¦ Small Unitary AC (SEER 17) - Marine ¦ SDG&E ¦ Marine | Com ¦ Small Unitary AC (SEER 17) - Marine | SDG&E ¦ Marine | SDG&E | All | Electric | Unitary Air-Cooled-Split AC, 17 SEER | Efficient | 0 | Conventional | HVAC | Com - Warehouse | Com | ROB and NEW | 0 | 1000 sqft2 of floor space | Cap-Tons | 15 | DEER:HVAC_Split-Package_AC | -318.5 | -0.0962 | -2.405 | SWHC014-03 | 1319.34 | 2021 | 0 | 1183 | 2021 | 0 | 0 | SWHC014-03 | Unitary AC (Small) - Marine ¦ SDG&E ¦ Marine | Unitary AC (Small) - Marine | 0.14112 | 1 | 0 | CBSA 2014 | 42.1004 | 2032 | 0.5 | SWHC014-03
COM-HVAC-23.85 | Com ¦ Small Unitary AC (SEER 17) - Hot-Dry ¦ SDG&E ¦ Hot-Dry | Com ¦ Small Unitary AC (SEER 17) - Hot-Dry | SDG&E ¦ Hot-Dry | SDG&E | All | Electric | Unitary Air-Cooled-Split AC, 17 SEER | Efficient | 0 | Conventional | HVAC | Com - College | Com | ROB and NEW | 0 | 1000 sqft2 of floor space | Cap-Tons | 15 | DEER:HVAC_Split-Package_AC | -305.5 | -0.0778 | -1.795 | SWHC014-03 | 1319.34 | 2021 | 0 | 1183 | 2021 | 0 | 0 | SWHC014-03 | Unitary AC (Small) - Hot-Dry ¦ SDG&E ¦ Hot-Dry | Unitary AC (Small) - Hot-Dry | 0.60922 | 1 | 0 | CBSA 2014 | 11.42 | 2032 | 0.5 | SWHC014-03
COM-HVAC-23.86 | Com ¦ Small Unitary AC (SEER 17) - Hot-Dry ¦ SDG&E ¦ Hot-Dry | Com ¦ Small Unitary AC (SEER 17) - Hot-Dry | SDG&E ¦ Hot-Dry | SDG&E | All | Electric | Unitary Air-Cooled-Split AC, 17 SEER | Efficient | 0 | Conventional | HVAC | Com - Grocery | Com | ROB and NEW | 0 | 1000 sqft2 of floor space | Cap-Tons | 15 | DEER:HVAC_Split-Package_AC | -305.5 | -0.0778 | -1.795 | SWHC014-03 | 1319.34 | 2021 | 0 | 1183 | 2021 | 0 | 0 | SWHC014-03 | Unitary AC (Small) - Hot-Dry ¦ SDG&E ¦ Hot-Dry | Unitary AC (Small) - Hot-Dry | 1.1243 | 1 | 0 | CBSA 2014 | 10.492 | 2032 | 0.5 | SWHC014-03
COM-HVAC-23.87 | Com ¦ Small Unitary AC (SEER 17) - Hot-Dry ¦ SDG&E ¦ Hot-Dry | Com ¦ Small Unitary AC (SEER 17) - Hot-Dry | SDG&E ¦ Hot-Dry | SDG&E | All | Electric | Unitary Air-Cooled-Split AC, 17 SEER | Efficient | 0 | Conventional | HVAC | Com - Health | Com | ROB and NEW | 0 | 1000 sqft2 of floor space | Cap-Tons | 15 | DEER:HVAC_Split-Package_AC | -305.5 | -0.0778 | -1.795 | SWHC014-03 | 1319.34 | 2021 | 0 | 1183 | 2021 | 0 | 0 | SWHC014-03 | Unitary AC (Small) - Hot-Dry ¦ SDG&E ¦ Hot-Dry | Unitary AC (Small) - Hot-Dry | 0.87675 | 1 | 0 | CBSA 2014 | 8.7667 | 2032 | 0.5 | SWHC014-03
COM-HVAC-23.88 | Com ¦ Small Unitary AC (SEER 17) - Hot-Dry ¦ SDG&E ¦ Hot-Dry | Com ¦ Small Unitary AC (SEER 17) - Hot-Dry | SDG&E ¦ Hot-Dry | SDG&E | All | Electric | Unitary Air-Cooled-Split AC, 17 SEER | Efficient | 0 | Conventional | HVAC | Com - Lodging | Com | ROB and NEW | 0 | 1000 sqft2 of floor space | Cap-Tons | 15 | DEER:HVAC_Split-Package_AC | -305.5 | -0.0778 | -1.795 | SWHC014-03 | 1319.34 | 2021 | 0 | 1183 | 2021 | 0 | 0 | SWHC014-03 | Unitary AC (Small) - Hot-Dry ¦ SDG&E ¦ Hot-Dry | Unitary AC (Small) - Hot-Dry | 0.49055 | 1 | 0 | CBSA 2014 | 30.4621 | 2032 | 0.5 | SWHC014-03
COM-HVAC-23.89 | Com ¦ Small Unitary AC (SEER 17) - Hot-Dry ¦ SDG&E ¦ Hot-Dry | Com ¦ Small Unitary AC (SEER 17) - Hot-Dry | SDG&E ¦ Hot-Dry | SDG&E | All | Electric | Unitary Air-Cooled-Split AC, 17 SEER | Efficient | 0 | Conventional | HVAC | Com - Office (Large) | Com | ROB and NEW | 0 | 1000 sqft2 of floor space | Cap-Tons | 15 | DEER:HVAC_Split-Package_AC | -305.5 | -0.0778 | -1.795 | SWHC014-03 | 1319.34 | 2021 | 0 | 1183 | 2021 | 0 | 0 | SWHC014-03 | Unitary AC (Small) - Hot-Dry ¦ SDG&E ¦ Hot-Dry | Unitary AC (Small) - Hot-Dry | 0.64047 | 1 | 0 | CBSA 2014 | 10.9949 | 2032 | 0.5 | SWHC014-03
COM-HVAC-23.90 | Com ¦ Small Unitary AC (SEER 17) - Hot-Dry ¦ SDG&E ¦ Hot-Dry | Com ¦ Small Unitary AC (SEER 17) - Hot-Dry | SDG&E ¦ Hot-Dry | SDG&E | All | Electric | Unitary Air-Cooled-Split AC, 17 SEER | Efficient | 0 | Conventional | HVAC | Com - Office (Small) | Com | ROB and NEW | 0 | 1000 sqft2 of floor space | Cap-Tons | 15 | DEER:HVAC_Split-Package_AC | -305.5 | -0.0778 | -1.795 | SWHC014-03 | 1319.34 | 2021 | 0 | 1183 | 2021 | 0 | 0 | SWHC014-03 | Unitary AC (Small) - Hot-Dry ¦ SDG&E ¦ Hot-Dry | Unitary AC (Small) - Hot-Dry | 0.77766 | 1 | 0 | CBSA 2014 | 9.7083 | 2032 | 0.5 | SWHC014-03
COM-HVAC-23.91 | Com ¦ Small Unitary AC (SEER 17) - Hot-Dry ¦ SDG&E ¦ Hot-Dry | Com ¦ Small Unitary AC (SEER 17) - Hot-Dry | SDG&E ¦ Hot-Dry | SDG&E | All | Electric | Unitary Air-Cooled-Split AC, 17 SEER | Efficient | 0 | Conventional | HVAC | Com - Other | Com | ROB and NEW | 0 | 1000 sqft2 of floor space | Cap-Tons | 15 | DEER:HVAC_Split-Package_AC | -305.5 | -0.0778 | -1.795 | SWHC014-03 | 1319.34 | 2021 | 0 | 1183 | 2021 | 0 | 0 | SWHC014-03 | Unitary AC (Small) - Hot-Dry ¦ SDG&E ¦ Hot-Dry | Unitary AC (Small) - Hot-Dry | 0.34945 | 1 | 0 | CBSA 2014 | 22.3982 | 2032 | 0.5 | SWHC014-03
COM-HVAC-23.93 | Com ¦ Small Unitary AC (SEER 17) - Hot-Dry ¦ SDG&E ¦ Hot-Dry | Com ¦ Small Unitary AC (SEER 17) - Hot-Dry | SDG&E ¦ Hot-Dry | SDG&E | All | Electric | Unitary Air-Cooled-Split AC, 17 SEER | Efficient | 0 | Conventional | HVAC | Com - Restaurant | Com | ROB and NEW | 0 | 1000 sqft2 of floor space | Cap-Tons | 15 | DEER:HVAC_Split-Package_AC | -305.5 | -0.0778 | -1.795 | SWHC014-03 | 1319.34 | 2021 | 0 | 1183 | 2021 | 0 | 0 | SWHC014-03 | Unitary AC (Small) - Hot-Dry ¦ SDG&E ¦ Hot-Dry | Unitary AC (Small) - Hot-Dry | 1.1351 | 1 | 0 | CBSA 2014 | 6.687 | 2032 | 0.5 | SWHC014-03
COM-HVAC-23.94 | Com ¦ Small Unitary AC (SEER 17) - Hot-Dry ¦ SDG&E ¦ Hot-Dry | Com ¦ Small Unitary AC (SEER 17) - Hot-Dry | SDG&E ¦ Hot-Dry | SDG&E | All | Electric | Unitary Air-Cooled-Split AC, 17 SEER | Efficient | 0 | Conventional | HVAC | Com - Retail | Com | ROB and NEW | 0 | 1000 sqft2 of floor space | Cap-Tons | 15 | DEER:HVAC_Split-Package_AC | -305.5 | -0.0778 | -1.795 | SWHC014-03 | 1319.34 | 2021 | 0 | 1183 | 2021 | 0 | 0 | SWHC014-03 | Unitary AC (Small) - Hot-Dry ¦ SDG&E ¦ Hot-Dry | Unitary AC (Small) - Hot-Dry | 0.46017 | 1 | 0 | CBSA 2014 | 298.8457 | 2032 | 0.5 | SWHC014-03
COM-HVAC-23.95 | Com ¦ Small Unitary AC (SEER 17) - Hot-Dry ¦ SDG&E ¦ Hot-Dry | Com ¦ Small Unitary AC (SEER 17) - Hot-Dry | SDG&E ¦ Hot-Dry | SDG&E | All | Electric | Unitary Air-Cooled-Split AC, 17 SEER | Efficient | 0 | Conventional | HVAC | Com - School | Com | ROB and NEW | 0 | 1000 sqft2 of floor space | Cap-Tons | 15 | DEER:HVAC_Split-Package_AC | -305.5 | -0.0778 | -1.795 | SWHC014-03 | 1319.34 | 2021 | 0 | 1183 | 2021 | 0 | 0 | SWHC014-03 | Unitary AC (Small) - Hot-Dry ¦ SDG&E ¦ Hot-Dry | Unitary AC (Small) - Hot-Dry | 0.77382 | 1 | 0 | CBSA 2014 | 18.2845 | 2032 | 0.5 | SWHC014-03
COM-HVAC-23.96 | Com ¦ Small Unitary AC (SEER 17) - Hot-Dry ¦ SDG&E ¦ Hot-Dry | Com ¦ Small Unitary AC (SEER 17) - Hot-Dry | SDG&E ¦ Hot-Dry | SDG&E | All | Electric | Unitary Air-Cooled-Split AC, 17 SEER | Efficient | 0 | Conventional | HVAC | Com - Warehouse | Com | ROB and NEW | 0 | 1000 sqft2 of floor space | Cap-Tons | 15 | DEER:HVAC_Split-Package_AC | -305.5 | -0.0778 | -1.795 | SWHC014-03 | 1319.34 | 2021 | 0 | 1183 | 2021 | 0 | 0 | SWHC014-03 | Unitary AC (Small) - Hot-Dry ¦ SDG&E ¦ Hot-Dry | Unitary AC (Small) - Hot-Dry | 0.14112 | 1 | 0 | CBSA 2014 | 36.4625 | 2032 | 0.5 | SWHC014-03
COM-HVAC-24.1 | Com ¦ Small Unitary AC (SEER 18) - Marine ¦ PG&E ¦ Marine | Com ¦ Small Unitary AC (SEER 18) - Marine | PG&E ¦ Marine | PG&E | All | Electric | Unitary Air-Cooled-Split AC, 18 SEER | Efficient | 0 | Conventional | HVAC | Com - College | Com | ROB and NEW | 0 | 1000 sqft2 of floor space | Cap-Tons | 15 | DEER:HVAC_Split-Package_AC | -264 | -0.0847 | -5.63 | SWHC014-03 | 1423.12 | 2021 | 0 | 1183 | 2021 | 0 | 0 | SWHC014-03 | Unitary AC (Small) - Marine ¦ PG&E ¦ Marine | Unitary AC (Small) - Marine | 0.55707 | 1 | 0 | CBSA 2014 | 12.2231 | 2032 | 0.5 | SWHC014-03
COM-HVAC-24.2 | Com ¦ Small Unitary AC (SEER 18) - Marine ¦ PG&E ¦ Marine | Com ¦ Small Unitary AC (SEER 18) - Marine | PG&E ¦ Marine | PG&E | All | Electric | Unitary Air-Cooled-Split AC, 18 SEER | Efficient | 0 | Conventional | HVAC | Com - Grocery | Com | ROB and NEW | 0 | 1000 sqft2 of floor space | Cap-Tons | 15 | DEER:HVAC_Split-Package_AC | -264 | -0.0847 | -5.63 | SWHC014-03 | 1423.12 | 2021 | 0 | 1183 | 2021 | 0 | 0 | SWHC014-03 | Unitary AC (Small) - Marine ¦ PG&E ¦ Marine | Unitary AC (Small) - Marine | 0.92949 | 1 | 0 | CBSA 2014 | 17.6458 | 2032 | 0.5 | SWHC014-03
COM-HVAC-24.3 | Com ¦ Small Unitary AC (SEER 18) - Marine ¦ PG&E ¦ Marine | Com ¦ Small Unitary AC (SEER 18) - Marine | PG&E ¦ Marine | PG&E | All | Electric | Unitary Air-Cooled-Split AC, 18 SEER | Efficient | 0 | Conventional | HVAC | Com - Health | Com | ROB and NEW | 0 | 1000 sqft2 of floor space | Cap-Tons | 15 | DEER:HVAC_Split-Package_AC | -264 | -0.0847 | -5.63 | SWHC014-03 | 1423.12 | 2021 | 0 | 1183 | 2021 | 0 | 0 | SWHC014-03 | Unitary AC (Small) - Marine ¦ PG&E ¦ Marine | Unitary AC (Small) - Marine | 0.82262 | 1 | 0 | CBSA 2014 | 17.2075 | 2032 | 0.5 | SWHC014-03
COM-HVAC-24.4 | Com ¦ Small Unitary AC (SEER 18) - Marine ¦ PG&E ¦ Marine | Com ¦ Small Unitary AC (SEER 18) - Marine | PG&E ¦ Marine | PG&E | All | Electric | Unitary Air-Cooled-Split AC, 18 SEER | Efficient | 0 | Conventional | HVAC | Com - Lodging | Com | ROB and NEW | 0 | 1000 sqft2 of floor space | Cap-Tons | 15 | DEER:HVAC_Split-Package_AC | -264 | -0.0847 | -5.63 | SWHC014-03 | 1423.12 | 2021 | 0 | 1183 | 2021 | 0 | 0 | SWHC014-03 | Unitary AC (Small) - Marine ¦ PG&E ¦ Marine | Unitary AC (Small) - Marine | 0.43849 | 1 | 0 | CBSA 2014 | 57.3888 | 2032 | 0.5 | SWHC014-03
COM-HVAC-24.5 | Com ¦ Small Unitary AC (SEER 18) - Marine ¦ PG&E ¦ Marine | Com ¦ Small Unitary AC (SEER 18) - Marine | PG&E ¦ Marine | PG&E | All | Electric | Unitary Air-Cooled-Split AC, 18 SEER | Efficient | 0 | Conventional | HVAC | Com - Office (Large) | Com | ROB and NEW | 0 | 1000 sqft2 of floor space | Cap-Tons | 15 | DEER:HVAC_Split-Package_AC | -264 | -0.0847 | -5.63 | SWHC014-03 | 1423.12 | 2021 | 0 | 1183 | 2021 | 0 | 0 | SWHC014-03 | Unitary AC (Small) - Marine ¦ PG&E ¦ Marine | Unitary AC (Small) - Marine | 0.58414 | 1 | 0 | CBSA 2014 | 23.6148 | 2032 | 0.5 | SWHC014-03
COM-HVAC-24.6 | Com ¦ Small Unitary AC (SEER 18) - Marine ¦ PG&E ¦ Marine | Com ¦ Small Unitary AC (SEER 18) - Marine | PG&E ¦ Marine | PG&E | All | Electric | Unitary Air-Cooled-Split AC, 18 SEER | Efficient | 0 | Conventional | HVAC | Com - Office (Small) | Com | ROB and NEW | 0 | 1000 sqft2 of floor space | Cap-Tons | 15 | DEER:HVAC_Split-Package_AC | -264 | -0.0847 | -5.63 | SWHC014-03 | 1423.12 | 2021 | 0 | 1183 | 2021 | 0 | 0 | SWHC014-03 | Unitary AC (Small) - Marine ¦ PG&E ¦ Marine | Unitary AC (Small) - Marine | 0.68317 | 1 | 0 | CBSA 2014 | 12.3823 | 2032 | 0.5 | SWHC014-03
COM-HVAC-24.7 | Com ¦ Small Unitary AC (SEER 18) - Marine ¦ PG&E ¦ Marine | Com ¦ Small Unitary AC (SEER 18) - Marine | PG&E ¦ Marine | PG&E | All | Electric | Unitary Air-Cooled-Split AC, 18 SEER | Efficient | 0 | Conventional | HVAC | Com - Other | Com | ROB and NEW | 0 | 1000 sqft2 of floor space | Cap-Tons | 15 | DEER:HVAC_Split-Package_AC | -264 | -0.0847 | -5.63 | SWHC014-03 | 1423.12 | 2021 | 0 | 1183 | 2021 | 0 | 0 | SWHC014-03 | Unitary AC (Small) - Marine ¦ PG&E ¦ Marine | Unitary AC (Small) - Marine | 0.32241 | 1 | 0 | CBSA 2014 | 29.549 | 2032 | 0.5 | SWHC014-03
COM-HVAC-24.9 | Com ¦ Small Unitary AC (SEER 18) - Marine ¦ PG&E ¦ Marine | Com ¦ Small Unitary AC (SEER 18) - Marine | PG&E ¦ Marine | PG&E | All | Electric | Unitary Air-Cooled-Split AC, 18 SEER | Efficient | 0 | Conventional | HVAC | Com - Restaurant | Com | ROB and NEW | 0 | 1000 sqft2 of floor space | Cap-Tons | 15 | DEER:HVAC_Split-Package_AC | -264 | -0.0847 | -5.63 | SWHC014-03 | 1423.12 | 2021 | 0 | 1183 | 2021 | 0 | 0 | SWHC014-03 | Unitary AC (Small) - Marine ¦ PG&E ¦ Marine | Unitary AC (Small) - Marine | 0.98716 | 1 | 0 | CBSA 2014 | 6.8235 | 2032 | 0.5 | SWHC014-03
COM-HVAC-24.10 | Com ¦ Small Unitary AC (SEER 18) - Marine ¦ PG&E ¦ Marine | Com ¦ Small Unitary AC (SEER 18) - Marine | PG&E ¦ Marine | PG&E | All | Electric | Unitary Air-Cooled-Split AC, 18 SEER | Efficient | 0 | Conventional | HVAC | Com - Retail | Com | ROB and NEW | 0 | 1000 sqft2 of floor space | Cap-Tons | 15 | DEER:HVAC_Split-Package_AC | -264 | -0.0847 | -5.63 | SWHC014-03 | 1423.12 | 2021 | 0 | 1183 | 2021 | 0 | 0 | SWHC014-03 | Unitary AC (Small) - Marine ¦ PG&E ¦ Marine | Unitary AC (Small) - Marine | 0.41141 | 1 | 0 | CBSA 2014 | 870.4692 | 2032 | 0.5 | SWHC014-03
COM-HVAC-24.11 | Com ¦ Small Unitary AC (SEER 18) - Marine ¦ PG&E ¦ Marine | Com ¦ Small Unitary AC (SEER 18) - Marine | PG&E ¦ Marine | PG&E | All | Electric | Unitary Air-Cooled-Split AC, 18 SEER | Efficient | 0 | Conventional | HVAC | Com - School | Com | ROB and NEW | 0 | 1000 sqft2 of floor space | Cap-Tons | 15 | DEER:HVAC_Split-Package_AC | -264 | -0.0847 | -5.63 | SWHC014-03 | 1423.12 | 2021 | 0 | 1183 | 2021 | 0 | 0 | SWHC014-03 | Unitary AC (Small) - Marine ¦ PG&E ¦ Marine | Unitary AC (Small) - Marine | 0.62474 | 1 | 0 | CBSA 2014 | 19.2163 | 2032 | 0.5 | SWHC014-03
COM-HVAC-24.12 | Com ¦ Small Unitary AC (SEER 18) - Marine ¦ PG&E ¦ Marine | Com ¦ Small Unitary AC (SEER 18) - Marine | PG&E ¦ Marine | PG&E | All | Electric | Unitary Air-Cooled-Split AC, 18 SEER | Efficient | 0 | Conventional | HVAC | Com - Warehouse | Com | ROB and NEW | 0 | 1000 sqft2 of floor space | Cap-Tons | 15 | DEER:HVAC_Split-Package_AC | -264 | -0.0847 | -5.63 | SWHC014-03 | 1423.12 | 2021 | 0 | 1183 | 2021 | 0 | 0 | SWHC014-03 | Unitary AC (Small) - Marine ¦ PG&E ¦ Marine | Unitary AC (Small) - Marine | 0.12804 | 1 | 0 | CBSA 2014 | 62.7443 | 2032 | 0.5 | SWHC014-03
COM-HVAC-24.13 | Com ¦ Small Unitary AC (SEER 18) - Hot-Dry ¦ PG&E ¦ Hot-Dry | Com ¦ Small Unitary AC (SEER 18) - Hot-Dry | PG&E ¦ Hot-Dry | PG&E | All | Electric | Unitary Air-Cooled-Split AC, 18 SEER | Efficient | 0 | Conventional | HVAC | Com - College | Com | ROB and NEW | 0 | 1000 sqft2 of floor space | Cap-Tons | 15 | DEER:HVAC_Split-Package_AC | -379 | -0.152 | -6.235 | SWHC014-03 | 1423.12 | 2021 | 0 | 1183 | 2021 | 0 | 0 | SWHC014-03 | Unitary AC (Small) - Hot-Dry ¦ PG&E ¦ Hot-Dry | Unitary AC (Small) - Hot-Dry | 0.55707 | 1 | 0 | CBSA 2014 | 16.4811 | 2032 | 0.5 | SWHC014-03
COM-HVAC-24.14 | Com ¦ Small Unitary AC (SEER 18) - Hot-Dry ¦ PG&E ¦ Hot-Dry | Com ¦ Small Unitary AC (SEER 18) - Hot-Dry | PG&E ¦ Hot-Dry | PG&E | All | Electric | Unitary Air-Cooled-Split AC, 18 SEER | Efficient | 0 | Conventional | HVAC | Com - Grocery | Com | ROB and NEW | 0 | 1000 sqft2 of floor space | Cap-Tons | 15 | DEER:HVAC_Split-Package_AC | -379 | -0.152 | -6.235 | SWHC014-03 | 1423.12 | 2021 | 0 | 1183 | 2021 | 0 | 0 | SWHC014-03 | Unitary AC (Small) - Hot-Dry ¦ PG&E ¦ Hot-Dry | Unitary AC (Small) - Hot-Dry | 0.92949 | 1 | 0 | CBSA 2014 | 21.4467 | 2032 | 0.5 | SWHC014-03
COM-HVAC-24.15 | Com ¦ Small Unitary AC (SEER 18) - Hot-Dry ¦ PG&E ¦ Hot-Dry | Com ¦ Small Unitary AC (SEER 18) - Hot-Dry | PG&E ¦ Hot-Dry | PG&E | All | Electric | Unitary Air-Cooled-Split AC, 18 SEER | Efficient | 0 | Conventional | HVAC | Com - Health | Com | ROB and NEW | 0 | 1000 sqft2 of floor space | Cap-Tons | 15 | DEER:HVAC_Split-Package_AC | -379 | -0.152 | -6.235 | SWHC014-03 | 1423.12 | 2021 | 0 | 1183 | 2021 | 0 | 0 | SWHC014-03 | Unitary AC (Small) - Hot-Dry ¦ PG&E ¦ Hot-Dry | Unitary AC (Small) - Hot-Dry | 0.82262 | 1 | 0 | CBSA 2014 | 20.3406 | 2032 | 0.5 | SWHC014-03
COM-HVAC-24.16 | Com ¦ Small Unitary AC (SEER 18) - Hot-Dry ¦ PG&E ¦ Hot-Dry | Com ¦ Small Unitary AC (SEER 18) - Hot-Dry | PG&E ¦ Hot-Dry | PG&E | All | Electric | Unitary Air-Cooled-Split AC, 18 SEER | Efficient | 0 | Conventional | HVAC | Com - Lodging | Com | ROB and NEW | 0 | 1000 sqft2 of floor space | Cap-Tons | 15 | DEER:HVAC_Split-Package_AC | -379 | -0.152 | -6.235 | SWHC014-03 | 1423.12 | 2021 | 0 | 1183 | 2021 | 0 | 0 | SWHC014-03 | Unitary AC (Small) - Hot-Dry ¦ PG&E ¦ Hot-Dry | Unitary AC (Small) - Hot-Dry | 0.43849 | 1 | 0 | CBSA 2014 | 68.3172 | 2032 | 0.5 | SWHC014-03
COM-HVAC-24.17 | Com ¦ Small Unitary AC (SEER 18) - Hot-Dry ¦ PG&E ¦ Hot-Dry | Com ¦ Small Unitary AC (SEER 18) - Hot-Dry | PG&E ¦ Hot-Dry | PG&E | All | Electric | Unitary Air-Cooled-Split AC, 18 SEER | Efficient | 0 | Conventional | HVAC | Com - Office (Large) | Com | ROB and NEW | 0 | 1000 sqft2 of floor space | Cap-Tons | 15 | DEER:HVAC_Split-Package_AC | -379 | -0.152 | -6.235 | SWHC014-03 | 1423.12 | 2021 | 0 | 1183 | 2021 | 0 | 0 | SWHC014-03 | Unitary AC (Small) - Hot-Dry ¦ PG&E ¦ Hot-Dry | Unitary AC (Small) - Hot-Dry | 0.58414 | 1 | 0 | CBSA 2014 | 27.509 | 2032 | 0.5 | SWHC014-03
COM-HVAC-24.18 | Com ¦ Small Unitary AC (SEER 18) - Hot-Dry ¦ PG&E ¦ Hot-Dry | Com ¦ Small Unitary AC (SEER 18) - Hot-Dry | PG&E ¦ Hot-Dry | PG&E | All | Electric | Unitary Air-Cooled-Split AC, 18 SEER | Efficient | 0 | Conventional | HVAC | Com - Office (Small) | Com | ROB and NEW | 0 | 1000 sqft2 of floor space | Cap-Tons | 15 | DEER:HVAC_Split-Package_AC | -379 | -0.152 | -6.235 | SWHC014-03 | 1423.12 | 2021 | 0 | 1183 | 2021 | 0 | 0 | SWHC014-03 | Unitary AC (Small) - Hot-Dry ¦ PG&E ¦ Hot-Dry | Unitary AC (Small) - Hot-Dry | 0.68317 | 1 | 0 | CBSA 2014 | 15.9676 | 2032 | 0.5 | SWHC014-03
COM-HVAC-24.19 | Com ¦ Small Unitary AC (SEER 18) - Hot-Dry ¦ PG&E ¦ Hot-Dry | Com ¦ Small Unitary AC (SEER 18) - Hot-Dry | PG&E ¦ Hot-Dry | PG&E | All | Electric | Unitary Air-Cooled-Split AC, 18 SEER | Efficient | 0 | Conventional | HVAC | Com - Other | Com | ROB and NEW | 0 | 1000 sqft2 of floor space | Cap-Tons | 15 | DEER:HVAC_Split-Package_AC | -379 | -0.152 | -6.235 | SWHC014-03 | 1423.12 | 2021 | 0 | 1183 | 2021 | 0 | 0 | SWHC014-03 | Unitary AC (Small) - Hot-Dry ¦ PG&E ¦ Hot-Dry | Unitary AC (Small) - Hot-Dry | 0.32241 | 1 | 0 | CBSA 2014 | 37.8037 | 2032 | 0.5 | SWHC014-03
COM-HVAC-24.21 | Com ¦ Small Unitary AC (SEER 18) - Hot-Dry ¦ PG&E ¦ Hot-Dry | Com ¦ Small Unitary AC (SEER 18) - Hot-Dry | PG&E ¦ Hot-Dry | PG&E | All | Electric | Unitary Air-Cooled-Split AC, 18 SEER | Efficient | 0 | Conventional | HVAC | Com - Restaurant | Com | ROB and NEW | 0 | 1000 sqft2 of floor space | Cap-Tons | 15 | DEER:HVAC_Split-Package_AC | -379 | -0.152 | -6.235 | SWHC014-03 | 1423.12 | 2021 | 0 | 1183 | 2021 | 0 | 0 | SWHC014-03 | Unitary AC (Small) - Hot-Dry ¦ PG&E ¦ Hot-Dry | Unitary AC (Small) - Hot-Dry | 0.98716 | 1 | 0 | CBSA 2014 | 9.3226 | 2032 | 0.5 | SWHC014-03
COM-HVAC-24.22 | Com ¦ Small Unitary AC (SEER 18) - Hot-Dry ¦ PG&E ¦ Hot-Dry | Com ¦ Small Unitary AC (SEER 18) - Hot-Dry | PG&E ¦ Hot-Dry | PG&E | All | Electric | Unitary Air-Cooled-Split AC, 18 SEER | Efficient | 0 | Conventional | HVAC | Com - Retail | Com | ROB and NEW | 0 | 1000 sqft2 of floor space | Cap-Tons | 15 | DEER:HVAC_Split-Package_AC | -379 | -0.152 | -6.235 | SWHC014-03 | 1423.12 | 2021 | 0 | 1183 | 2021 | 0 | 0 | SWHC014-03 | Unitary AC (Small) - Hot-Dry ¦ PG&E ¦ Hot-Dry | Unitary AC (Small) - Hot-Dry | 0.41141 | 1 | 0 | CBSA 2014 | 972.3531 | 2032 | 0.5 | SWHC014-03
COM-HVAC-24.23 | Com ¦ Small Unitary AC (SEER 18) - Hot-Dry ¦ PG&E ¦ Hot-Dry | Com ¦ Small Unitary AC (SEER 18) - Hot-Dry | PG&E ¦ Hot-Dry | PG&E | All | Electric | Unitary Air-Cooled-Split AC, 18 SEER | Efficient | 0 | Conventional | HVAC | Com - School | Com | ROB and NEW | 0 | 1000 sqft2 of floor space | Cap-Tons | 15 | DEER:HVAC_Split-Package_AC | -379 | -0.152 | -6.235 | SWHC014-03 | 1423.12 | 2021 | 0 | 1183 | 2021 | 0 | 0 | SWHC014-03 | Unitary AC (Small) - Hot-Dry ¦ PG&E ¦ Hot-Dry | Unitary AC (Small) - Hot-Dry | 0.62474 | 1 | 0 | CBSA 2014 | 26.0399 | 2032 | 0.5 | SWHC014-03
COM-HVAC-24.24 | Com ¦ Small Unitary AC (SEER 18) - Hot-Dry ¦ PG&E ¦ Hot-Dry | Com ¦ Small Unitary AC (SEER 18) - Hot-Dry | PG&E ¦ Hot-Dry | PG&E | All | Electric | Unitary Air-Cooled-Split AC, 18 SEER | Efficient | 0 | Conventional | HVAC | Com - Warehouse | Com | ROB and NEW | 0 | 1000 sqft2 of floor space | Cap-Tons | 15 | DEER:HVAC_Split-Package_AC | -379 | -0.152 | -6.235 | SWHC014-03 | 1423.12 | 2021 | 0 | 1183 | 2021 | 0 | 0 | SWHC014-03 | Unitary AC (Small) - Hot-Dry ¦ PG&E ¦ Hot-Dry | Unitary AC (Small) - Hot-Dry | 0.12804 | 1 | 0 | CBSA 2014 | 75.9285 | 2032 | 0.5 | SWHC014-03
COM-HVAC-24.25 | Com ¦ Small Unitary AC (SEER 18) - Cold ¦ PG&E ¦ Cold | Com ¦ Small Unitary AC (SEER 18) - Cold | PG&E ¦ Cold | PG&E | All | Electric | Unitary Air-Cooled-Split AC, 18 SEER | Efficient | 0 | Conventional | HVAC | Com - College | Com | ROB and NEW | 0 | 1000 sqft2 of floor space | Cap-Tons | 15 | DEER:HVAC_Split-Package_AC | -289 | -0.07865 | -19.4 | SWHC014-03 | 1423.12 | 2021 | 0 | 1183 | 2021 | 0 | 0 | SWHC014-03 | Unitary AC (Small) - Cold ¦ PG&E ¦ Cold | Unitary AC (Small) - Cold | 0.55707 | 1 | 0 | CBSA 2014 | 21.0211 | 2032 | 0.5 | SWHC014-03
COM-HVAC-24.26 | Com ¦ Small Unitary AC (SEER 18) - Cold ¦ PG&E ¦ Cold | Com ¦ Small Unitary AC (SEER 18) - Cold | PG&E ¦ Cold | PG&E | All | Electric | Unitary Air-Cooled-Split AC, 18 SEER | Efficient | 0 | Conventional | HVAC | Com - Grocery | Com | ROB and NEW | 0 | 1000 sqft2 of floor space | Cap-Tons | 15 | DEER:HVAC_Split-Package_AC | -289 | -0.07865 | -19.4 | SWHC014-03 | 1423.12 | 2021 | 0 | 1183 | 2021 | 0 | 0 | SWHC014-03 | Unitary AC (Small) - Cold ¦ PG&E ¦ Cold | Unitary AC (Small) - Cold | 0.92949 | 1 | 0 | CBSA 2014 | 47.1581 | 2032 | 0.5 | SWHC014-03
COM-HVAC-24.27 | Com ¦ Small Unitary AC (SEER 18) - Cold ¦ PG&E ¦ Cold | Com ¦ Small Unitary AC (SEER 18) - Cold | PG&E ¦ Cold | PG&E | All | Electric | Unitary Air-Cooled-Split AC, 18 SEER | Efficient | 0 | Conventional | HVAC | Com - Health | Com | ROB and NEW | 0 | 1000 sqft2 of floor space | Cap-Tons | 15 | DEER:HVAC_Split-Package_AC | -289 | -0.07865 | -19.4 | SWHC014-03 | 1423.12 | 2021 | 0 | 1183 | 2021 | 0 | 0 | SWHC014-03 | Unitary AC (Small) - Cold ¦ PG&E ¦ Cold | Unitary AC (Small) - Cold | 0.82262 | 1 | 0 | CBSA 2014 | 50.0943 | 2032 | 0.5 | SWHC014-03
COM-HVAC-24.28 | Com ¦ Small Unitary AC (SEER 18) - Cold ¦ PG&E ¦ Cold | Com ¦ Small Unitary AC (SEER 18) - Cold | PG&E ¦ Cold | PG&E | All | Electric | Unitary Air-Cooled-Split AC, 18 SEER | Efficient | 0 | Conventional | HVAC | Com - Lodging | Com | ROB and NEW | 0 | 1000 sqft2 of floor space | Cap-Tons | 15 | DEER:HVAC_Split-Package_AC | -289 | -0.07865 | -19.4 | SWHC014-03 | 1423.12 | 2021 | 0 | 1183 | 2021 | 0 | 0 | SWHC014-03 | Unitary AC (Small) - Cold ¦ PG&E ¦ Cold | Unitary AC (Small) - Cold | 0.43849 | 1 | 0 | CBSA 2014 | 163.6362 | 2032 | 0.5 | SWHC014-03
COM-HVAC-24.29 | Com ¦ Small Unitary AC (SEER 18) - Cold ¦ PG&E ¦ Cold | Com ¦ Small Unitary AC (SEER 18) - Cold | PG&E ¦ Cold | PG&E | All | Electric | Unitary Air-Cooled-Split AC, 18 SEER | Efficient | 0 | Conventional | HVAC | Com - Office (Large) | Com | ROB and NEW | 0 | 1000 sqft2 of floor space | Cap-Tons | 15 | DEER:HVAC_Split-Package_AC | -289 | -0.07865 | -19.4 | SWHC014-03 | 1423.12 | 2021 | 0 | 1183 | 2021 | 0 | 0 | SWHC014-03 | Unitary AC (Small) - Cold ¦ PG&E ¦ Cold | Unitary AC (Small) - Cold | 0.58414 | 1 | 0 | CBSA 2014 | 71.6529 | 2032 | 0.5 | SWHC014-03
COM-HVAC-24.30 | Com ¦ Small Unitary AC (SEER 18) - Cold ¦ PG&E ¦ Cold | Com ¦ Small Unitary AC (SEER 18) - Cold | PG&E ¦ Cold | PG&E | All | Electric | Unitary Air-Cooled-Split AC, 18 SEER | Efficient | 0 | Conventional | HVAC | Com - Office (Small) | Com | ROB and NEW | 0 | 1000 sqft2 of floor space | Cap-Tons | 15 | DEER:HVAC_Split-Package_AC | -289 | -0.07865 | -19.4 | SWHC014-03 | 1423.12 | 2021 | 0 | 1183 | 2021 | 0 | 0 | SWHC014-03 | Unitary AC (Small) - Cold ¦ PG&E ¦ Cold | Unitary AC (Small) - Cold | 0.68317 | 1 | 0 | CBSA 2014 | 26.5128 | 2032 | 0.5 | SWHC014-03
COM-HVAC-24.31 | Com ¦ Small Unitary AC (SEER 18) - Cold ¦ PG&E ¦ Cold | Com ¦ Small Unitary AC (SEER 18) - Cold | PG&E ¦ Cold | PG&E | All | Electric | Unitary Air-Cooled-Split AC, 18 SEER | Efficient | 0 | Conventional | HVAC | Com - Other | Com | ROB and NEW | 0 | 1000 sqft2 of floor space | Cap-Tons | 15 | DEER:HVAC_Split-Package_AC | -289 | -0.07865 | -19.4 | SWHC014-03 | 1423.12 | 2021 | 0 | 1183 | 2021 | 0 | 0 | SWHC014-03 | Unitary AC (Small) - Cold ¦ PG&E ¦ Cold | Unitary AC (Small) - Cold | 0.32241 | 1 | 0 | CBSA 2014 | 65.4273 | 2032 | 0.5 | SWHC014-03
COM-HVAC-24.33 | Com ¦ Small Unitary AC (SEER 18) - Cold ¦ PG&E ¦ Cold | Com ¦ Small Unitary AC (SEER 18) - Cold | PG&E ¦ Cold | PG&E | All | Electric | Unitary Air-Cooled-Split AC, 18 SEER | Efficient | 0 | Conventional | HVAC | Com - Restaurant | Com | ROB and NEW | 0 | 1000 sqft2 of floor space | Cap-Tons | 15 | DEER:HVAC_Split-Package_AC | -289 | -0.07865 | -19.4 | SWHC014-03 | 1423.12 | 2021 | 0 | 1183 | 2021 | 0 | 0 | SWHC014-03 | Unitary AC (Small) - Cold ¦ PG&E ¦ Cold | Unitary AC (Small) - Cold | 0.98716 | 1 | 0 | CBSA 2014 | 10.8606 | 2032 | 0.5 | SWHC014-03
COM-HVAC-24.34 | Com ¦ Small Unitary AC (SEER 18) - Cold ¦ PG&E ¦ Cold | Com ¦ Small Unitary AC (SEER 18) - Cold | PG&E ¦ Cold | PG&E | All | Electric | Unitary Air-Cooled-Split AC, 18 SEER | Efficient | 0 | Conventional | HVAC | Com - Retail | Com | ROB and NEW | 0 | 1000 sqft2 of floor space | Cap-Tons | 15 | DEER:HVAC_Split-Package_AC | -289 | -0.07865 | -19.4 | SWHC014-03 | 1423.12 | 2021 | 0 | 1183 | 2021 | 0 | 0 | SWHC014-03 | Unitary AC (Small) - Cold ¦ PG&E ¦ Cold | Unitary AC (Small) - Cold | 0.41141 | 1 | 0 | CBSA 2014 | 2939.7064 | 2032 | 0.5 | SWHC014-03
COM-HVAC-24.35 | Com ¦ Small Unitary AC (SEER 18) - Cold ¦ PG&E ¦ Cold | Com ¦ Small Unitary AC (SEER 18) - Cold | PG&E ¦ Cold | PG&E | All | Electric | Unitary Air-Cooled-Split AC, 18 SEER | Efficient | 0 | Conventional | HVAC | Com - School | Com | ROB and NEW | 0 | 1000 sqft2 of floor space | Cap-Tons | 15 | DEER:HVAC_Split-Package_AC | -289 | -0.07865 | -19.4 | SWHC014-03 | 1423.12 | 2021 | 0 | 1183 | 2021 | 0 | 0 | SWHC014-03 | Unitary AC (Small) - Cold ¦ PG&E ¦ Cold | Unitary AC (Small) - Cold | 0.62474 | 1 | 0 | CBSA 2014 | 32.1205 | 2032 | 0.5 | SWHC014-03
COM-HVAC-24.36 | Com ¦ Small Unitary AC (SEER 18) - Cold ¦ PG&E ¦ Cold | Com ¦ Small Unitary AC (SEER 18) - Cold | PG&E ¦ Cold | PG&E | All | Electric | Unitary Air-Cooled-Split AC, 18 SEER | Efficient | 0 | Conventional | HVAC | Com - Warehouse | Com | ROB and NEW | 0 | 1000 sqft2 of floor space | Cap-Tons | 15 | DEER:HVAC_Split-Package_AC | -289 | -0.07865 | -19.4 | SWHC014-03 | 1423.12 | 2021 | 0 | 1183 | 2021 | 0 | 0 | SWHC014-03 | Unitary AC (Small) - Cold ¦ PG&E ¦ Cold | Unitary AC (Small) - Cold | 0.12804 | 1 | 0 | CBSA 2014 | 170.0512 | 2032 | 0.5 | SWHC014-03
COM-HVAC-24.37 | Com ¦ Small Unitary AC (SEER 18) - Marine ¦ SCE ¦ Marine | Com ¦ Small Unitary AC (SEER 18) - Marine | SCE ¦ Marine | SCE | All | Electric | Unitary Air-Cooled-Split AC, 18 SEER | Efficient | 0 | Conventional | HVAC | Com - College | Com | ROB and NEW | 0 | 1000 sqft2 of floor space | Cap-Tons | 15 | DEER:HVAC_Split-Package_AC | -353 | -0.111 | -2.405 | SWHC014-03 | 1423.12 | 2021 | 0 | 1183 | 2021 | 0 | 0 | SWHC014-03 | Unitary AC (Small) - Marine ¦ SCE ¦ Marine | Unitary AC (Small) - Marine | 0.62169 | 1 | 0 | CBSA 2014 | 13.3867 | 2032 | 0.5 | SWHC014-03
COM-HVAC-24.38 | Com ¦ Small Unitary AC (SEER 18) - Marine ¦ SCE ¦ Marine | Com ¦ Small Unitary AC (SEER 18) - Marine | SCE ¦ Marine | SCE | All | Electric | Unitary Air-Cooled-Split AC, 18 SEER | Efficient | 0 | Conventional | HVAC | Com - Grocery | Com | ROB and NEW | 0 | 1000 sqft2 of floor space | Cap-Tons | 15 | DEER:HVAC_Split-Package_AC | -353 | -0.111 | -2.405 | SWHC014-03 | 1423.12 | 2021 | 0 | 1183 | 2021 | 0 | 0 | SWHC014-03 | Unitary AC (Small) - Marine ¦ SCE ¦ Marine | Unitary AC (Small) - Marine | 1.1059 | 1 | 0 | CBSA 2014 | 12.8194 | 2032 | 0.5 | SWHC014-03
COM-HVAC-24.39 | Com ¦ Small Unitary AC (SEER 18) - Marine ¦ SCE ¦ Marine | Com ¦ Small Unitary AC (SEER 18) - Marine | SCE ¦ Marine | SCE | All | Electric | Unitary Air-Cooled-Split AC, 18 SEER | Efficient | 0 | Conventional | HVAC | Com - Health | Com | ROB and NEW | 0 | 1000 sqft2 of floor space | Cap-Tons | 15 | DEER:HVAC_Split-Package_AC | -353 | -0.111 | -2.405 | SWHC014-03 | 1423.12 | 2021 | 0 | 1183 | 2021 | 0 | 0 | SWHC014-03 | Unitary AC (Small) - Marine ¦ SCE ¦ Marine | Unitary AC (Small) - Marine | 0.88169 | 1 | 0 | CBSA 2014 | 10.9111 | 2032 | 0.5 | SWHC014-03
COM-HVAC-24.40 | Com ¦ Small Unitary AC (SEER 18) - Marine ¦ SCE ¦ Marine | Com ¦ Small Unitary AC (SEER 18) - Marine | SCE ¦ Marine | SCE | All | Electric | Unitary Air-Cooled-Split AC, 18 SEER | Efficient | 0 | Conventional | HVAC | Com - Lodging | Com | ROB and NEW | 0 | 1000 sqft2 of floor space | Cap-Tons | 15 | DEER:HVAC_Split-Package_AC | -353 | -0.111 | -2.405 | SWHC014-03 | 1423.12 | 2021 | 0 | 1183 | 2021 | 0 | 0 | SWHC014-03 | Unitary AC (Small) - Marine ¦ SCE ¦ Marine | Unitary AC (Small) - Marine | 0.49511 | 1 | 0 | CBSA 2014 | 37.7186 | 2032 | 0.5 | SWHC014-03
COM-HVAC-24.41 | Com ¦ Small Unitary AC (SEER 18) - Marine ¦ SCE ¦ Marine | Com ¦ Small Unitary AC (SEER 18) - Marine | SCE ¦ Marine | SCE | All | Electric | Unitary Air-Cooled-Split AC, 18 SEER | Efficient | 0 | Conventional | HVAC | Com - Office (Large) | Com | ROB and NEW | 0 | 1000 sqft2 of floor space | Cap-Tons | 15 | DEER:HVAC_Split-Package_AC | -353 | -0.111 | -2.405 | SWHC014-03 | 1423.12 | 2021 | 0 | 1183 | 2021 | 0 | 0 | SWHC014-03 | Unitary AC (Small) - Marine ¦ SCE ¦ Marine | Unitary AC (Small) - Marine | 0.65634 | 1 | 0 | CBSA 2014 | 13.8494 | 2032 | 0.5 | SWHC014-03
COM-HVAC-24.42 | Com ¦ Small Unitary AC (SEER 18) - Marine ¦ SCE ¦ Marine | Com ¦ Small Unitary AC (SEER 18) - Marine | SCE ¦ Marine | SCE | All | Electric | Unitary Air-Cooled-Split AC, 18 SEER | Efficient | 0 | Conventional | HVAC | Com - Office (Small) | Com | ROB and NEW | 0 | 1000 sqft2 of floor space | Cap-Tons | 15 | DEER:HVAC_Split-Package_AC | -353 | -0.111 | -2.405 | SWHC014-03 | 1423.12 | 2021 | 0 | 1183 | 2021 | 0 | 0 | SWHC014-03 | Unitary AC (Small) - Marine ¦ SCE ¦ Marine | Unitary AC (Small) - Marine | 0.74464 | 1 | 0 | CBSA 2014 | 11.5417 | 2032 | 0.5 | SWHC014-03
COM-HVAC-24.43 | Com ¦ Small Unitary AC (SEER 18) - Marine ¦ SCE ¦ Marine | Com ¦ Small Unitary AC (SEER 18) - Marine | SCE ¦ Marine | SCE | All | Electric | Unitary Air-Cooled-Split AC, 18 SEER | Efficient | 0 | Conventional | HVAC | Com - Other | Com | ROB and NEW | 0 | 1000 sqft2 of floor space | Cap-Tons | 15 | DEER:HVAC_Split-Package_AC | -353 | -0.111 | -2.405 | SWHC014-03 | 1423.12 | 2021 | 0 | 1183 | 2021 | 0 | 0 | SWHC014-03 | Unitary AC (Small) - Marine ¦ SCE ¦ Marine | Unitary AC (Small) - Marine | 0.35552 | 1 | 0 | CBSA 2014 | 26.7077 | 2032 | 0.5 | SWHC014-03
COM-HVAC-24.45 | Com ¦ Small Unitary AC (SEER 18) - Marine ¦ SCE ¦ Marine | Com ¦ Small Unitary AC (SEER 18) - Marine | SCE ¦ Marine | SCE | All | Electric | Unitary Air-Cooled-Split AC, 18 SEER | Efficient | 0 | Conventional | HVAC | Com - Restaurant | Com | ROB and NEW | 0 | 1000 sqft2 of floor space | Cap-Tons | 15 | DEER:HVAC_Split-Package_AC | -353 | -0.111 | -2.405 | SWHC014-03 | 1423.12 | 2021 | 0 | 1183 | 2021 | 0 | 0 | SWHC014-03 | Unitary AC (Small) - Marine ¦ SCE ¦ Marine | Unitary AC (Small) - Marine | 1.0866 | 1 | 0 | CBSA 2014 | 7.8115 | 2032 | 0.5 | SWHC014-03
COM-HVAC-24.46 | Com ¦ Small Unitary AC (SEER 18) - Marine ¦ SCE ¦ Marine | Com ¦ Small Unitary AC (SEER 18) - Marine | SCE ¦ Marine | SCE | All | Electric | Unitary Air-Cooled-Split AC, 18 SEER | Efficient | 0 | Conventional | HVAC | Com - Retail | Com | ROB and NEW | 0 | 1000 sqft2 of floor space | Cap-Tons | 15 | DEER:HVAC_Split-Package_AC | -353 | -0.111 | -2.405 | SWHC014-03 | 1423.12 | 2021 | 0 | 1183 | 2021 | 0 | 0 | SWHC014-03 | Unitary AC (Small) - Marine ¦ SCE ¦ Marine | Unitary AC (Small) - Marine | 0.45973 | 1 | 0 | CBSA 2014 | 394.9793 | 2032 | 0.5 | SWHC014-03
COM-HVAC-24.47 | Com ¦ Small Unitary AC (SEER 18) - Marine ¦ SCE ¦ Marine | Com ¦ Small Unitary AC (SEER 18) - Marine | SCE ¦ Marine | SCE | All | Electric | Unitary Air-Cooled-Split AC, 18 SEER | Efficient | 0 | Conventional | HVAC | Com - School | Com | ROB and NEW | 0 | 1000 sqft2 of floor space | Cap-Tons | 15 | DEER:HVAC_Split-Package_AC | -353 | -0.111 | -2.405 | SWHC014-03 | 1423.12 | 2021 | 0 | 1183 | 2021 | 0 | 0 | SWHC014-03 | Unitary AC (Small) - Marine ¦ SCE ¦ Marine | Unitary AC (Small) - Marine | 0.74863 | 1 | 0 | CBSA 2014 | 21.4045 | 2032 | 0.5 | SWHC014-03
COM-HVAC-24.48 | Com ¦ Small Unitary AC (SEER 18) - Marine ¦ SCE ¦ Marine | Com ¦ Small Unitary AC (SEER 18) - Marine | SCE ¦ Marine | SCE | All | Electric | Unitary Air-Cooled-Split AC, 18 SEER | Efficient | 0 | Conventional | HVAC | Com - Warehouse | Com | ROB and NEW | 0 | 1000 sqft2 of floor space | Cap-Tons | 15 | DEER:HVAC_Split-Package_AC | -353 | -0.111 | -2.405 | SWHC014-03 | 1423.12 | 2021 | 0 | 1183 | 2021 | 0 | 0 | SWHC014-03 | Unitary AC (Small) - Marine ¦ SCE ¦ Marine | Unitary AC (Small) - Marine | 0.1408 | 1 | 0 | CBSA 2014 | 44.6658 | 2032 | 0.5 | SWHC014-03
COM-HVAC-24.49 | Com ¦ Small Unitary AC (SEER 18) - Hot-Dry ¦ SCE ¦ Hot-Dry | Com ¦ Small Unitary AC (SEER 18) - Hot-Dry | SCE ¦ Hot-Dry | SCE | All | Electric | Unitary Air-Cooled-Split AC, 18 SEER | Efficient | 0 | Conventional | HVAC | Com - College | Com | ROB and NEW | 0 | 1000 sqft2 of floor space | Cap-Tons | 15 | DEER:HVAC_Split-Package_AC | -394.5 | -0.138 | -2.375 | SWHC014-03 | 1423.12 | 2021 | 0 | 1183 | 2021 | 0 | 0 | SWHC014-03 | Unitary AC (Small) - Hot-Dry ¦ SCE ¦ Hot-Dry | Unitary AC (Small) - Hot-Dry | 0.62169 | 1 | 0 | CBSA 2014 | 14.7799 | 2032 | 0.5 | SWHC014-03
COM-HVAC-24.50 | Com ¦ Small Unitary AC (SEER 18) - Hot-Dry ¦ SCE ¦ Hot-Dry | Com ¦ Small Unitary AC (SEER 18) - Hot-Dry | SCE ¦ Hot-Dry | SCE | All | Electric | Unitary Air-Cooled-Split AC, 18 SEER | Efficient | 0 | Conventional | HVAC | Com - Grocery | Com | ROB and NEW | 0 | 1000 sqft2 of floor space | Cap-Tons | 15 | DEER:HVAC_Split-Package_AC | -394.5 | -0.138 | -2.375 | SWHC014-03 | 1423.12 | 2021 | 0 | 1183 | 2021 | 0 | 0 | SWHC014-03 | Unitary AC (Small) - Hot-Dry ¦ SCE ¦ Hot-Dry | Unitary AC (Small) - Hot-Dry | 1.1059 | 1 | 0 | CBSA 2014 | 13.6687 | 2032 | 0.5 | SWHC014-03
COM-HVAC-24.51 | Com ¦ Small Unitary AC (SEER 18) - Hot-Dry ¦ SCE ¦ Hot-Dry | Com ¦ Small Unitary AC (SEER 18) - Hot-Dry | SCE ¦ Hot-Dry | SCE | All | Electric | Unitary Air-Cooled-Split AC, 18 SEER | Efficient | 0 | Conventional | HVAC | Com - Health | Com | ROB and NEW | 0 | 1000 sqft2 of floor space | Cap-Tons | 15 | DEER:HVAC_Split-Package_AC | -394.5 | -0.138 | -2.375 | SWHC014-03 | 1423.12 | 2021 | 0 | 1183 | 2021 | 0 | 0 | SWHC014-03 | Unitary AC (Small) - Hot-Dry ¦ SCE ¦ Hot-Dry | Unitary AC (Small) - Hot-Dry | 0.88169 | 1 | 0 | CBSA 2014 | 11.4554 | 2032 | 0.5 | SWHC014-03
COM-HVAC-24.52 | Com ¦ Small Unitary AC (SEER 18) - Hot-Dry ¦ SCE ¦ Hot-Dry | Com ¦ Small Unitary AC (SEER 18) - Hot-Dry | SCE ¦ Hot-Dry | SCE | All | Electric | Unitary Air-Cooled-Split AC, 18 SEER | Efficient | 0 | Conventional | HVAC | Com - Lodging | Com | ROB and NEW | 0 | 1000 sqft2 of floor space | Cap-Tons | 15 | DEER:HVAC_Split-Package_AC | -394.5 | -0.138 | -2.375 | SWHC014-03 | 1423.12 | 2021 | 0 | 1183 | 2021 | 0 | 0 | SWHC014-03 | Unitary AC (Small) - Hot-Dry ¦ SCE ¦ Hot-Dry | Unitary AC (Small) - Hot-Dry | 0.49511 | 1 | 0 | CBSA 2014 | 39.7711 | 2032 | 0.5 | SWHC014-03
COM-HVAC-24.53 | Com ¦ Small Unitary AC (SEER 18) - Hot-Dry ¦ SCE ¦ Hot-Dry | Com ¦ Small Unitary AC (SEER 18) - Hot-Dry | SCE ¦ Hot-Dry | SCE | All | Electric | Unitary Air-Cooled-Split AC, 18 SEER | Efficient | 0 | Conventional | HVAC | Com - Office (Large) | Com | ROB and NEW | 0 | 1000 sqft2 of floor space | Cap-Tons | 15 | DEER:HVAC_Split-Package_AC | -394.5 | -0.138 | -2.375 | SWHC014-03 | 1423.12 | 2021 | 0 | 1183 | 2021 | 0 | 0 | SWHC014-03 | Unitary AC (Small) - Hot-Dry ¦ SCE ¦ Hot-Dry | Unitary AC (Small) - Hot-Dry | 0.65634 | 1 | 0 | CBSA 2014 | 14.3955 | 2032 | 0.5 | SWHC014-03
COM-HVAC-24.54 | Com ¦ Small Unitary AC (SEER 18) - Hot-Dry ¦ SCE ¦ Hot-Dry | Com ¦ Small Unitary AC (SEER 18) - Hot-Dry | SCE ¦ Hot-Dry | SCE | All | Electric | Unitary Air-Cooled-Split AC, 18 SEER | Efficient | 0 | Conventional | HVAC | Com - Office (Small) | Com | ROB and NEW | 0 | 1000 sqft2 of floor space | Cap-Tons | 15 | DEER:HVAC_Split-Package_AC | -394.5 | -0.138 | -2.375 | SWHC014-03 | 1423.12 | 2021 | 0 | 1183 | 2021 | 0 | 0 | SWHC014-03 | Unitary AC (Small) - Hot-Dry ¦ SCE ¦ Hot-Dry | Unitary AC (Small) - Hot-Dry | 0.74464 | 1 | 0 | CBSA 2014 | 12.5924 | 2032 | 0.5 | SWHC014-03
COM-HVAC-24.55 | Com ¦ Small Unitary AC (SEER 18) - Hot-Dry ¦ SCE ¦ Hot-Dry | Com ¦ Small Unitary AC (SEER 18) - Hot-Dry | SCE ¦ Hot-Dry | SCE | All | Electric | Unitary Air-Cooled-Split AC, 18 SEER | Efficient | 0 | Conventional | HVAC | Com - Other | Com | ROB and NEW | 0 | 1000 sqft2 of floor space | Cap-Tons | 15 | DEER:HVAC_Split-Package_AC | -394.5 | -0.138 | -2.375 | SWHC014-03 | 1423.12 | 2021 | 0 | 1183 | 2021 | 0 | 0 | SWHC014-03 | Unitary AC (Small) - Hot-Dry ¦ SCE ¦ Hot-Dry | Unitary AC (Small) - Hot-Dry | 0.35552 | 1 | 0 | CBSA 2014 | 29.066 | 2032 | 0.5 | SWHC014-03
COM-HVAC-24.57 | Com ¦ Small Unitary AC (SEER 18) - Hot-Dry ¦ SCE ¦ Hot-Dry | Com ¦ Small Unitary AC (SEER 18) - Hot-Dry | SCE ¦ Hot-Dry | SCE | All | Electric | Unitary Air-Cooled-Split AC, 18 SEER | Efficient | 0 | Conventional | HVAC | Com - Restaurant | Com | ROB and NEW | 0 | 1000 sqft2 of floor space | Cap-Tons | 15 | DEER:HVAC_Split-Package_AC | -394.5 | -0.138 | -2.375 | SWHC014-03 | 1423.12 | 2021 | 0 | 1183 | 2021 | 0 | 0 | SWHC014-03 | Unitary AC (Small) - Hot-Dry ¦ SCE ¦ Hot-Dry | Unitary AC (Small) - Hot-Dry | 1.0866 | 1 | 0 | CBSA 2014 | 8.6497 | 2032 | 0.5 | SWHC014-03
COM-HVAC-24.58 | Com ¦ Small Unitary AC (SEER 18) - Hot-Dry ¦ SCE ¦ Hot-Dry | Com ¦ Small Unitary AC (SEER 18) - Hot-Dry | SCE ¦ Hot-Dry | SCE | All | Electric | Unitary Air-Cooled-Split AC, 18 SEER | Efficient | 0 | Conventional | HVAC | Com - Retail | Com | ROB and NEW | 0 | 1000 sqft2 of floor space | Cap-Tons | 15 | DEER:HVAC_Split-Package_AC | -394.5 | -0.138 | -2.375 | SWHC014-03 | 1423.12 | 2021 | 0 | 1183 | 2021 | 0 | 0 | SWHC014-03 | Unitary AC (Small) - Hot-Dry ¦ SCE ¦ Hot-Dry | Unitary AC (Small) - Hot-Dry | 0.45973 | 1 | 0 | CBSA 2014 | 394.4732 | 2032 | 0.5 | SWHC014-03
COM-HVAC-24.59 | Com ¦ Small Unitary AC (SEER 18) - Hot-Dry ¦ SCE ¦ Hot-Dry | Com ¦ Small Unitary AC (SEER 18) - Hot-Dry | SCE ¦ Hot-Dry | SCE | All | Electric | Unitary Air-Cooled-Split AC, 18 SEER | Efficient | 0 | Conventional | HVAC | Com - School | Com | ROB and NEW | 0 | 1000 sqft2 of floor space | Cap-Tons | 15 | DEER:HVAC_Split-Package_AC | -394.5 | -0.138 | -2.375 | SWHC014-03 | 1423.12 | 2021 | 0 | 1183 | 2021 | 0 | 0 | SWHC014-03 | Unitary AC (Small) - Hot-Dry ¦ SCE ¦ Hot-Dry | Unitary AC (Small) - Hot-Dry | 0.74863 | 1 | 0 | CBSA 2014 | 23.659 | 2032 | 0.5 | SWHC014-03
COM-HVAC-24.60 | Com ¦ Small Unitary AC (SEER 18) - Hot-Dry ¦ SCE ¦ Hot-Dry | Com ¦ Small Unitary AC (SEER 18) - Hot-Dry | SCE ¦ Hot-Dry | SCE | All | Electric | Unitary Air-Cooled-Split AC, 18 SEER | Efficient | 0 | Conventional | HVAC | Com - Warehouse | Com | ROB and NEW | 0 | 1000 sqft2 of floor space | Cap-Tons | 15 | DEER:HVAC_Split-Package_AC | -394.5 | -0.138 | -2.375 | SWHC014-03 | 1423.12 | 2021 | 0 | 1183 | 2021 | 0 | 0 | SWHC014-03 | Unitary AC (Small) - Hot-Dry ¦ SCE ¦ Hot-Dry | Unitary AC (Small) - Hot-Dry | 0.1408 | 1 | 0 | CBSA 2014 | 47.522 | 2032 | 0.5 | SWHC014-03
COM-HVAC-24.61 | Com ¦ Small Unitary AC (SEER 18) - Cold ¦ SCE ¦ Cold | Com ¦ Small Unitary AC (SEER 18) - Cold | SCE ¦ Cold | SCE | All | Electric | Unitary Air-Cooled-Split AC, 18 SEER | Efficient | 0 | Conventional | HVAC | Com - College | Com | ROB and NEW | 0 | 1000 sqft2 of floor space | Cap-Tons | 15 | DEER:HVAC_Split-Package_AC | -289 | -0.07865 | -19.4 | SWHC014-03 | 1423.12 | 2021 | 0 | 1183 | 2021 | 0 | 0 | SWHC014-03 | Unitary AC (Small) - Cold ¦ SCE ¦ Cold | Unitary AC (Small) - Cold | 0.62169 | 1 | 0 | CBSA 2014 | 21.0211 | 2032 | 0.5 | SWHC014-03
COM-HVAC-24.62 | Com ¦ Small Unitary AC (SEER 18) - Cold ¦ SCE ¦ Cold | Com ¦ Small Unitary AC (SEER 18) - Cold | SCE ¦ Cold | SCE | All | Electric | Unitary Air-Cooled-Split AC, 18 SEER | Efficient | 0 | Conventional | HVAC | Com - Grocery | Com | ROB and NEW | 0 | 1000 sqft2 of floor space | Cap-Tons | 15 | DEER:HVAC_Split-Package_AC | -289 | -0.07865 | -19.4 | SWHC014-03 | 1423.12 | 2021 | 0 | 1183 | 2021 | 0 | 0 | SWHC014-03 | Unitary AC (Small) - Cold ¦ SCE ¦ Cold | Unitary AC (Small) - Cold | 1.1059 | 1 | 0 | CBSA 2014 | 47.1581 | 2032 | 0.5 | SWHC014-03
COM-HVAC-24.63 | Com ¦ Small Unitary AC (SEER 18) - Cold ¦ SCE ¦ Cold | Com ¦ Small Unitary AC (SEER 18) - Cold | SCE ¦ Cold | SCE | All | Electric | Unitary Air-Cooled-Split AC, 18 SEER | Efficient | 0 | Conventional | HVAC | Com - Health | Com | ROB and NEW | 0 | 1000 sqft2 of floor space | Cap-Tons | 15 | DEER:HVAC_Split-Package_AC | -289 | -0.07865 | -19.4 | SWHC014-03 | 1423.12 | 2021 | 0 | 1183 | 2021 | 0 | 0 | SWHC014-03 | Unitary AC (Small) - Cold ¦ SCE ¦ Cold | Unitary AC (Small) - Cold | 0.88169 | 1 | 0 | CBSA 2014 | 50.0943 | 2032 | 0.5 | SWHC014-03
COM-HVAC-24.64 | Com ¦ Small Unitary AC (SEER 18) - Cold ¦ SCE ¦ Cold | Com ¦ Small Unitary AC (SEER 18) - Cold | SCE ¦ Cold | SCE | All | Electric | Unitary Air-Cooled-Split AC, 18 SEER | Efficient | 0 | Conventional | HVAC | Com - Lodging | Com | ROB and NEW | 0 | 1000 sqft2 of floor space | Cap-Tons | 15 | DEER:HVAC_Split-Package_AC | -289 | -0.07865 | -19.4 | SWHC014-03 | 1423.12 | 2021 | 0 | 1183 | 2021 | 0 | 0 | SWHC014-03 | Unitary AC (Small) - Cold ¦ SCE ¦ Cold | Unitary AC (Small) - Cold | 0.49511 | 1 | 0 | CBSA 2014 | 163.6362 | 2032 | 0.5 | SWHC014-03
COM-HVAC-24.65 | Com ¦ Small Unitary AC (SEER 18) - Cold ¦ SCE ¦ Cold | Com ¦ Small Unitary AC (SEER 18) - Cold | SCE ¦ Cold | SCE | All | Electric | Unitary Air-Cooled-Split AC, 18 SEER | Efficient | 0 | Conventional | HVAC | Com - Office (Large) | Com | ROB and NEW | 0 | 1000 sqft2 of floor space | Cap-Tons | 15 | DEER:HVAC_Split-Package_AC | -289 | -0.07865 | -19.4 | SWHC014-03 | 1423.12 | 2021 | 0 | 1183 | 2021 | 0 | 0 | SWHC014-03 | Unitary AC (Small) - Cold ¦ SCE ¦ Cold | Unitary AC (Small) - Cold | 0.65634 | 1 | 0 | CBSA 2014 | 71.6529 | 2032 | 0.5 | SWHC014-03
COM-HVAC-24.66 | Com ¦ Small Unitary AC (SEER 18) - Cold ¦ SCE ¦ Cold | Com ¦ Small Unitary AC (SEER 18) - Cold | SCE ¦ Cold | SCE | All | Electric | Unitary Air-Cooled-Split AC, 18 SEER | Efficient | 0 | Conventional | HVAC | Com - Office (Small) | Com | ROB and NEW | 0 | 1000 sqft2 of floor space | Cap-Tons | 15 | DEER:HVAC_Split-Package_AC | -289 | -0.07865 | -19.4 | SWHC014-03 | 1423.12 | 2021 | 0 | 1183 | 2021 | 0 | 0 | SWHC014-03 | Unitary AC (Small) - Cold ¦ SCE ¦ Cold | Unitary AC (Small) - Cold | 0.74464 | 1 | 0 | CBSA 2014 | 26.5128 | 2032 | 0.5 | SWHC014-03
COM-HVAC-24.67 | Com ¦ Small Unitary AC (SEER 18) - Cold ¦ SCE ¦ Cold | Com ¦ Small Unitary AC (SEER 18) - Cold | SCE ¦ Cold | SCE | All | Electric | Unitary Air-Cooled-Split AC, 18 SEER | Efficient | 0 | Conventional | HVAC | Com - Other | Com | ROB and NEW | 0 | 1000 sqft2 of floor space | Cap-Tons | 15 | DEER:HVAC_Split-Package_AC | -289 | -0.07865 | -19.4 | SWHC014-03 | 1423.12 | 2021 | 0 | 1183 | 2021 | 0 | 0 | SWHC014-03 | Unitary AC (Small) - Cold ¦ SCE ¦ Cold | Unitary AC (Small) - Cold | 0.35552 | 1 | 0 | CBSA 2014 | 65.4273 | 2032 | 0.5 | SWHC014-03
COM-HVAC-24.69 | Com ¦ Small Unitary AC (SEER 18) - Cold ¦ SCE ¦ Cold | Com ¦ Small Unitary AC (SEER 18) - Cold | SCE ¦ Cold | SCE | All | Electric | Unitary Air-Cooled-Split AC, 18 SEER | Efficient | 0 | Conventional | HVAC | Com - Restaurant | Com | ROB and NEW | 0 | 1000 sqft2 of floor space | Cap-Tons | 15 | DEER:HVAC_Split-Package_AC | -289 | -0.07865 | -19.4 | SWHC014-03 | 1423.12 | 2021 | 0 | 1183 | 2021 | 0 | 0 | SWHC014-03 | Unitary AC (Small) - Cold ¦ SCE ¦ Cold | Unitary AC (Small) - Cold | 1.0866 | 1 | 0 | CBSA 2014 | 10.8606 | 2032 | 0.5 | SWHC014-03
COM-HVAC-24.70 | Com ¦ Small Unitary AC (SEER 18) - Cold ¦ SCE ¦ Cold | Com ¦ Small Unitary AC (SEER 18) - Cold | SCE ¦ Cold | SCE | All | Electric | Unitary Air-Cooled-Split AC, 18 SEER | Efficient | 0 | Conventional | HVAC | Com - Retail | Com | ROB and NEW | 0 | 1000 sqft2 of floor space | Cap-Tons | 15 | DEER:HVAC_Split-Package_AC | -289 | -0.07865 | -19.4 | SWHC014-03 | 1423.12 | 2021 | 0 | 1183 | 2021 | 0 | 0 | SWHC014-03 | Unitary AC (Small) - Cold ¦ SCE ¦ Cold | Unitary AC (Small) - Cold | 0.45973 | 1 | 0 | CBSA 2014 | 2939.7064 | 2032 | 0.5 | SWHC014-03
COM-HVAC-24.71 | Com ¦ Small Unitary AC (SEER 18) - Cold ¦ SCE ¦ Cold | Com ¦ Small Unitary AC (SEER 18) - Cold | SCE ¦ Cold | SCE | All | Electric | Unitary Air-Cooled-Split AC, 18 SEER | Efficient | 0 | Conventional | HVAC | Com - School | Com | ROB and NEW | 0 | 1000 sqft2 of floor space | Cap-Tons | 15 | DEER:HVAC_Split-Package_AC | -289 | -0.07865 | -19.4 | SWHC014-03 | 1423.12 | 2021 | 0 | 1183 | 2021 | 0 | 0 | SWHC014-03 | Unitary AC (Small) - Cold ¦ SCE ¦ Cold | Unitary AC (Small) - Cold | 0.74863 | 1 | 0 | CBSA 2014 | 32.1205 | 2032 | 0.5 | SWHC014-03
COM-HVAC-24.72 | Com ¦ Small Unitary AC (SEER 18) - Cold ¦ SCE ¦ Cold | Com ¦ Small Unitary AC (SEER 18) - Cold | SCE ¦ Cold | SCE | All | Electric | Unitary Air-Cooled-Split AC, 18 SEER | Efficient | 0 | Conventional | HVAC | Com - Warehouse | Com | ROB and NEW | 0 | 1000 sqft2 of floor space | Cap-Tons | 15 | DEER:HVAC_Split-Package_AC | -289 | -0.07865 | -19.4 | SWHC014-03 | 1423.12 | 2021 | 0 | 1183 | 2021 | 0 | 0 | SWHC014-03 | Unitary AC (Small) - Cold ¦ SCE ¦ Cold | Unitary AC (Small) - Cold | 0.1408 | 1 | 0 | CBSA 2014 | 170.0512 | 2032 | 0.5 | SWHC014-03
COM-HVAC-24.73 | Com ¦ Small Unitary AC (SEER 18) - Marine ¦ SDG&E ¦ Marine | Com ¦ Small Unitary AC (SEER 18) - Marine | SDG&E ¦ Marine | SDG&E | All | Electric | Unitary Air-Cooled-Split AC, 18 SEER | Efficient | 0 | Conventional | HVAC | Com - College | Com | ROB and NEW | 0 | 1000 sqft2 of floor space | Cap-Tons | 15 | DEER:HVAC_Split-Package_AC | -353 | -0.111 | -2.405 | SWHC014-03 | 1423.12 | 2021 | 0 | 1183 | 2021 | 0 | 0 | SWHC014-03 | Unitary AC (Small) - Marine ¦ SDG&E ¦ Marine | Unitary AC (Small) - Marine | 0.60922 | 1 | 0 | CBSA 2014 | 13.3867 | 2032 | 0.5 | SWHC014-03
COM-HVAC-24.74 | Com ¦ Small Unitary AC (SEER 18) - Marine ¦ SDG&E ¦ Marine | Com ¦ Small Unitary AC (SEER 18) - Marine | SDG&E ¦ Marine | SDG&E | All | Electric | Unitary Air-Cooled-Split AC, 18 SEER | Efficient | 0 | Conventional | HVAC | Com - Grocery | Com | ROB and NEW | 0 | 1000 sqft2 of floor space | Cap-Tons | 15 | DEER:HVAC_Split-Package_AC | -353 | -0.111 | -2.405 | SWHC014-03 | 1423.12 | 2021 | 0 | 1183 | 2021 | 0 | 0 | SWHC014-03 | Unitary AC (Small) - Marine ¦ SDG&E ¦ Marine | Unitary AC (Small) - Marine | 1.1243 | 1 | 0 | CBSA 2014 | 12.8194 | 2032 | 0.5 | SWHC014-03
COM-HVAC-24.75 | Com ¦ Small Unitary AC (SEER 18) - Marine ¦ SDG&E ¦ Marine | Com ¦ Small Unitary AC (SEER 18) - Marine | SDG&E ¦ Marine | SDG&E | All | Electric | Unitary Air-Cooled-Split AC, 18 SEER | Efficient | 0 | Conventional | HVAC | Com - Health | Com | ROB and NEW | 0 | 1000 sqft2 of floor space | Cap-Tons | 15 | DEER:HVAC_Split-Package_AC | -353 | -0.111 | -2.405 | SWHC014-03 | 1423.12 | 2021 | 0 | 1183 | 2021 | 0 | 0 | SWHC014-03 | Unitary AC (Small) - Marine ¦ SDG&E ¦ Marine | Unitary AC (Small) - Marine | 0.87675 | 1 | 0 | CBSA 2014 | 10.9111 | 2032 | 0.5 | SWHC014-03
COM-HVAC-24.76 | Com ¦ Small Unitary AC (SEER 18) - Marine ¦ SDG&E ¦ Marine | Com ¦ Small Unitary AC (SEER 18) - Marine | SDG&E ¦ Marine | SDG&E | All | Electric | Unitary Air-Cooled-Split AC, 18 SEER | Efficient | 0 | Conventional | HVAC | Com - Lodging | Com | ROB and NEW | 0 | 1000 sqft2 of floor space | Cap-Tons | 15 | DEER:HVAC_Split-Package_AC | -353 | -0.111 | -2.405 | SWHC014-03 | 1423.12 | 2021 | 0 | 1183 | 2021 | 0 | 0 | SWHC014-03 | Unitary AC (Small) - Marine ¦ SDG&E ¦ Marine | Unitary AC (Small) - Marine | 0.49055 | 1 | 0 | CBSA 2014 | 37.7186 | 2032 | 0.5 | SWHC014-03
COM-HVAC-24.77 | Com ¦ Small Unitary AC (SEER 18) - Marine ¦ SDG&E ¦ Marine | Com ¦ Small Unitary AC (SEER 18) - Marine | SDG&E ¦ Marine | SDG&E | All | Electric | Unitary Air-Cooled-Split AC, 18 SEER | Efficient | 0 | Conventional | HVAC | Com - Office (Large) | Com | ROB and NEW | 0 | 1000 sqft2 of floor space | Cap-Tons | 15 | DEER:HVAC_Split-Package_AC | -353 | -0.111 | -2.405 | SWHC014-03 | 1423.12 | 2021 | 0 | 1183 | 2021 | 0 | 0 | SWHC014-03 | Unitary AC (Small) - Marine ¦ SDG&E ¦ Marine | Unitary AC (Small) - Marine | 0.64047 | 1 | 0 | CBSA 2014 | 13.8494 | 2032 | 0.5 | SWHC014-03
COM-HVAC-24.78 | Com ¦ Small Unitary AC (SEER 18) - Marine ¦ SDG&E ¦ Marine | Com ¦ Small Unitary AC (SEER 18) - Marine | SDG&E ¦ Marine | SDG&E | All | Electric | Unitary Air-Cooled-Split AC, 18 SEER | Efficient | 0 | Conventional | HVAC | Com - Office (Small) | Com | ROB and NEW | 0 | 1000 sqft2 of floor space | Cap-Tons | 15 | DEER:HVAC_Split-Package_AC | -353 | -0.111 | -2.405 | SWHC014-03 | 1423.12 | 2021 | 0 | 1183 | 2021 | 0 | 0 | SWHC014-03 | Unitary AC (Small) - Marine ¦ SDG&E ¦ Marine | Unitary AC (Small) - Marine | 0.77766 | 1 | 0 | CBSA 2014 | 11.5417 | 2032 | 0.5 | SWHC014-03
COM-HVAC-24.79 | Com ¦ Small Unitary AC (SEER 18) - Marine ¦ SDG&E ¦ Marine | Com ¦ Small Unitary AC (SEER 18) - Marine | SDG&E ¦ Marine | SDG&E | All | Electric | Unitary Air-Cooled-Split AC, 18 SEER | Efficient | 0 | Conventional | HVAC | Com - Other | Com | ROB and NEW | 0 | 1000 sqft2 of floor space | Cap-Tons | 15 | DEER:HVAC_Split-Package_AC | -353 | -0.111 | -2.405 | SWHC014-03 | 1423.12 | 2021 | 0 | 1183 | 2021 | 0 | 0 | SWHC014-03 | Unitary AC (Small) - Marine ¦ SDG&E ¦ Marine | Unitary AC (Small) - Marine | 0.34945 | 1 | 0 | CBSA 2014 | 26.7077 | 2032 | 0.5 | SWHC014-03
COM-HVAC-24.81 | Com ¦ Small Unitary AC (SEER 18) - Marine ¦ SDG&E ¦ Marine | Com ¦ Small Unitary AC (SEER 18) - Marine | SDG&E ¦ Marine | SDG&E | All | Electric | Unitary Air-Cooled-Split AC, 18 SEER | Efficient | 0 | Conventional | HVAC | Com - Restaurant | Com | ROB and NEW | 0 | 1000 sqft2 of floor space | Cap-Tons | 15 | DEER:HVAC_Split-Package_AC | -353 | -0.111 | -2.405 | SWHC014-03 | 1423.12 | 2021 | 0 | 1183 | 2021 | 0 | 0 | SWHC014-03 | Unitary AC (Small) - Marine ¦ SDG&E ¦ Marine | Unitary AC (Small) - Marine | 1.1351 | 1 | 0 | CBSA 2014 | 7.8115 | 2032 | 0.5 | SWHC014-03
COM-HVAC-24.82 | Com ¦ Small Unitary AC (SEER 18) - Marine ¦ SDG&E ¦ Marine | Com ¦ Small Unitary AC (SEER 18) - Marine | SDG&E ¦ Marine | SDG&E | All | Electric | Unitary Air-Cooled-Split AC, 18 SEER | Efficient | 0 | Conventional | HVAC | Com - Retail | Com | ROB and NEW | 0 | 1000 sqft2 of floor space | Cap-Tons | 15 | DEER:HVAC_Split-Package_AC | -353 | -0.111 | -2.405 | SWHC014-03 | 1423.12 | 2021 | 0 | 1183 | 2021 | 0 | 0 | SWHC014-03 | Unitary AC (Small) - Marine ¦ SDG&E ¦ Marine | Unitary AC (Small) - Marine | 0.46017 | 1 | 0 | CBSA 2014 | 394.9793 | 2032 | 0.5 | SWHC014-03
COM-HVAC-24.83 | Com ¦ Small Unitary AC (SEER 18) - Marine ¦ SDG&E ¦ Marine | Com ¦ Small Unitary AC (SEER 18) - Marine | SDG&E ¦ Marine | SDG&E | All | Electric | Unitary Air-Cooled-Split AC, 18 SEER | Efficient | 0 | Conventional | HVAC | Com - School | Com | ROB and NEW | 0 | 1000 sqft2 of floor space | Cap-Tons | 15 | DEER:HVAC_Split-Package_AC | -353 | -0.111 | -2.405 | SWHC014-03 | 1423.12 | 2021 | 0 | 1183 | 2021 | 0 | 0 | SWHC014-03 | Unitary AC (Small) - Marine ¦ SDG&E ¦ Marine | Unitary AC (Small) - Marine | 0.77382 | 1 | 0 | CBSA 2014 | 21.4045 | 2032 | 0.5 | SWHC014-03
COM-HVAC-24.84 | Com ¦ Small Unitary AC (SEER 18) - Marine ¦ SDG&E ¦ Marine | Com ¦ Small Unitary AC (SEER 18) - Marine | SDG&E ¦ Marine | SDG&E | All | Electric | Unitary Air-Cooled-Split AC, 18 SEER | Efficient | 0 | Conventional | HVAC | Com - Warehouse | Com | ROB and NEW | 0 | 1000 sqft2 of floor space | Cap-Tons | 15 | DEER:HVAC_Split-Package_AC | -353 | -0.111 | -2.405 | SWHC014-03 | 1423.12 | 2021 | 0 | 1183 | 2021 | 0 | 0 | SWHC014-03 | Unitary AC (Small) - Marine ¦ SDG&E ¦ Marine | Unitary AC (Small) - Marine | 0.14112 | 1 | 0 | CBSA 2014 | 44.6658 | 2032 | 0.5 | SWHC014-03
COM-HVAC-24.85 | Com ¦ Small Unitary AC (SEER 18) - Hot-Dry ¦ SDG&E ¦ Hot-Dry | Com ¦ Small Unitary AC (SEER 18) - Hot-Dry | SDG&E ¦ Hot-Dry | SDG&E | All | Electric | Unitary Air-Cooled-Split AC, 18 SEER | Efficient | 0 | Conventional | HVAC | Com - College | Com | ROB and NEW | 0 | 1000 sqft2 of floor space | Cap-Tons | 15 | DEER:HVAC_Split-Package_AC | -335.5 | -0.0896 | -1.795 | SWHC014-03 | 1423.12 | 2021 | 0 | 1183 | 2021 | 0 | 0 | SWHC014-03 | Unitary AC (Small) - Hot-Dry ¦ SDG&E ¦ Hot-Dry | Unitary AC (Small) - Hot-Dry | 0.60922 | 1 | 0 | CBSA 2014 | 12.4397 | 2032 | 0.5 | SWHC014-03
COM-HVAC-24.86 | Com ¦ Small Unitary AC (SEER 18) - Hot-Dry ¦ SDG&E ¦ Hot-Dry | Com ¦ Small Unitary AC (SEER 18) - Hot-Dry | SDG&E ¦ Hot-Dry | SDG&E | All | Electric | Unitary Air-Cooled-Split AC, 18 SEER | Efficient | 0 | Conventional | HVAC | Com - Grocery | Com | ROB and NEW | 0 | 1000 sqft2 of floor space | Cap-Tons | 15 | DEER:HVAC_Split-Package_AC | -335.5 | -0.0896 | -1.795 | SWHC014-03 | 1423.12 | 2021 | 0 | 1183 | 2021 | 0 | 0 | SWHC014-03 | Unitary AC (Small) - Hot-Dry ¦ SDG&E ¦ Hot-Dry | Unitary AC (Small) - Hot-Dry | 1.1243 | 1 | 0 | CBSA 2014 | 11.1516 | 2032 | 0.5 | SWHC014-03
COM-HVAC-24.87 | Com ¦ Small Unitary AC (SEER 18) - Hot-Dry ¦ SDG&E ¦ Hot-Dry | Com ¦ Small Unitary AC (SEER 18) - Hot-Dry | SDG&E ¦ Hot-Dry | SDG&E | All | Electric | Unitary Air-Cooled-Split AC, 18 SEER | Efficient | 0 | Conventional | HVAC | Com - Health | Com | ROB and NEW | 0 | 1000 sqft2 of floor space | Cap-Tons | 15 | DEER:HVAC_Split-Package_AC | -335.5 | -0.0896 | -1.795 | SWHC014-03 | 1423.12 | 2021 | 0 | 1183 | 2021 | 0 | 0 | SWHC014-03 | Unitary AC (Small) - Hot-Dry ¦ SDG&E ¦ Hot-Dry | Unitary AC (Small) - Hot-Dry | 0.87675 | 1 | 0 | CBSA 2014 | 9.2113 | 2032 | 0.5 | SWHC014-03
COM-HVAC-24.88 | Com ¦ Small Unitary AC (SEER 18) - Hot-Dry ¦ SDG&E ¦ Hot-Dry | Com ¦ Small Unitary AC (SEER 18) - Hot-Dry | SDG&E ¦ Hot-Dry | SDG&E | All | Electric | Unitary Air-Cooled-Split AC, 18 SEER | Efficient | 0 | Conventional | HVAC | Com - Lodging | Com | ROB and NEW | 0 | 1000 sqft2 of floor space | Cap-Tons | 15 | DEER:HVAC_Split-Package_AC | -335.5 | -0.0896 | -1.795 | SWHC014-03 | 1423.12 | 2021 | 0 | 1183 | 2021 | 0 | 0 | SWHC014-03 | Unitary AC (Small) - Hot-Dry ¦ SDG&E ¦ Hot-Dry | Unitary AC (Small) - Hot-Dry | 0.49055 | 1 | 0 | CBSA 2014 | 32.111 | 2032 | 0.5 | SWHC014-03
COM-HVAC-24.89 | Com ¦ Small Unitary AC (SEER 18) - Hot-Dry ¦ SDG&E ¦ Hot-Dry | Com ¦ Small Unitary AC (SEER 18) - Hot-Dry | SDG&E ¦ Hot-Dry | SDG&E | All | Electric | Unitary Air-Cooled-Split AC, 18 SEER | Efficient | 0 | Conventional | HVAC | Com - Office (Large) | Com | ROB and NEW | 0 | 1000 sqft2 of floor space | Cap-Tons | 15 | DEER:HVAC_Split-Package_AC | -335.5 | -0.0896 | -1.795 | SWHC014-03 | 1423.12 | 2021 | 0 | 1183 | 2021 | 0 | 0 | SWHC014-03 | Unitary AC (Small) - Hot-Dry ¦ SDG&E ¦ Hot-Dry | Unitary AC (Small) - Hot-Dry | 0.64047 | 1 | 0 | CBSA 2014 | 11.4647 | 2032 | 0.5 | SWHC014-03
COM-HVAC-24.90 | Com ¦ Small Unitary AC (SEER 18) - Hot-Dry ¦ SDG&E ¦ Hot-Dry | Com ¦ Small Unitary AC (SEER 18) - Hot-Dry | SDG&E ¦ Hot-Dry | SDG&E | All | Electric | Unitary Air-Cooled-Split AC, 18 SEER | Efficient | 0 | Conventional | HVAC | Com - Office (Small) | Com | ROB and NEW | 0 | 1000 sqft2 of floor space | Cap-Tons | 15 | DEER:HVAC_Split-Package_AC | -335.5 | -0.0896 | -1.795 | SWHC014-03 | 1423.12 | 2021 | 0 | 1183 | 2021 | 0 | 0 | SWHC014-03 | Unitary AC (Small) - Hot-Dry ¦ SDG&E ¦ Hot-Dry | Unitary AC (Small) - Hot-Dry | 0.77766 | 1 | 0 | CBSA 2014 | 10.4891 | 2032 | 0.5 | SWHC014-03
COM-HVAC-24.91 | Com ¦ Small Unitary AC (SEER 18) - Hot-Dry ¦ SDG&E ¦ Hot-Dry | Com ¦ Small Unitary AC (SEER 18) - Hot-Dry | SDG&E ¦ Hot-Dry | SDG&E | All | Electric | Unitary Air-Cooled-Split AC, 18 SEER | Efficient | 0 | Conventional | HVAC | Com - Other | Com | ROB and NEW | 0 | 1000 sqft2 of floor space | Cap-Tons | 15 | DEER:HVAC_Split-Package_AC | -335.5 | -0.0896 | -1.795 | SWHC014-03 | 1423.12 | 2021 | 0 | 1183 | 2021 | 0 | 0 | SWHC014-03 | Unitary AC (Small) - Hot-Dry ¦ SDG&E ¦ Hot-Dry | Unitary AC (Small) - Hot-Dry | 0.34945 | 1 | 0 | CBSA 2014 | 24.1572 | 2032 | 0.5 | SWHC014-03
COM-HVAC-24.93 | Com ¦ Small Unitary AC (SEER 18) - Hot-Dry ¦ SDG&E ¦ Hot-Dry | Com ¦ Small Unitary AC (SEER 18) - Hot-Dry | SDG&E ¦ Hot-Dry | SDG&E | All | Electric | Unitary Air-Cooled-Split AC, 18 SEER | Efficient | 0 | Conventional | HVAC | Com - Restaurant | Com | ROB and NEW | 0 | 1000 sqft2 of floor space | Cap-Tons | 15 | DEER:HVAC_Split-Package_AC | -335.5 | -0.0896 | -1.795 | SWHC014-03 | 1423.12 | 2021 | 0 | 1183 | 2021 | 0 | 0 | SWHC014-03 | Unitary AC (Small) - Hot-Dry ¦ SDG&E ¦ Hot-Dry | Unitary AC (Small) - Hot-Dry | 1.1351 | 1 | 0 | CBSA 2014 | 7.2985 | 2032 | 0.5 | SWHC014-03
COM-HVAC-24.94 | Com ¦ Small Unitary AC (SEER 18) - Hot-Dry ¦ SDG&E ¦ Hot-Dry | Com ¦ Small Unitary AC (SEER 18) - Hot-Dry | SDG&E ¦ Hot-Dry | SDG&E | All | Electric | Unitary Air-Cooled-Split AC, 18 SEER | Efficient | 0 | Conventional | HVAC | Com - Retail | Com | ROB and NEW | 0 | 1000 sqft2 of floor space | Cap-Tons | 15 | DEER:HVAC_Split-Package_AC | -335.5 | -0.0896 | -1.795 | SWHC014-03 | 1423.12 | 2021 | 0 | 1183 | 2021 | 0 | 0 | SWHC014-03 | Unitary AC (Small) - Hot-Dry ¦ SDG&E ¦ Hot-Dry | Unitary AC (Small) - Hot-Dry | 0.46017 | 1 | 0 | CBSA 2014 | 301.735 | 2032 | 0.5 | SWHC014-03
COM-HVAC-24.95 | Com ¦ Small Unitary AC (SEER 18) - Hot-Dry ¦ SDG&E ¦ Hot-Dry | Com ¦ Small Unitary AC (SEER 18) - Hot-Dry | SDG&E ¦ Hot-Dry | SDG&E | All | Electric | Unitary Air-Cooled-Split AC, 18 SEER | Efficient | 0 | Conventional | HVAC | Com - School | Com | ROB and NEW | 0 | 1000 sqft2 of floor space | Cap-Tons | 15 | DEER:HVAC_Split-Package_AC | -335.5 | -0.0896 | -1.795 | SWHC014-03 | 1423.12 | 2021 | 0 | 1183 | 2021 | 0 | 0 | SWHC014-03 | Unitary AC (Small) - Hot-Dry ¦ SDG&E ¦ Hot-Dry | Unitary AC (Small) - Hot-Dry | 0.77382 | 1 | 0 | CBSA 2014 | 19.9324 | 2032 | 0.5 | SWHC014-03
COM-HVAC-24.96 | Com ¦ Small Unitary AC (SEER 18) - Hot-Dry ¦ SDG&E ¦ Hot-Dry | Com ¦ Small Unitary AC (SEER 18) - Hot-Dry | SDG&E ¦ Hot-Dry | SDG&E | All | Electric | Unitary Air-Cooled-Split AC, 18 SEER | Efficient | 0 | Conventional | HVAC | Com - Warehouse | Com | ROB and NEW | 0 | 1000 sqft2 of floor space | Cap-Tons | 15 | DEER:HVAC_Split-Package_AC | -335.5 | -0.0896 | -1.795 | SWHC014-03 | 1423.12 | 2021 | 0 | 1183 | 2021 | 0 | 0 | SWHC014-03 | Unitary AC (Small) - Hot-Dry ¦ SDG&E ¦ Hot-Dry | Unitary AC (Small) - Hot-Dry | 0.14112 | 1 | 0 | CBSA 2014 | 38.6933 | 2032 | 0.5 | SWHC014-03
COM-HVAC-25.1 | Com ¦ Large Unitary AC (EER 9.8) - Marine ¦ PG&E ¦ Marine | Com ¦ Large Unitary AC (EER 9.8) - Marine | PG&E ¦ Marine | PG&E | All | Electric | Large Unitary Air-Cooled, Commercial, Packaged HP EER 9.8 | Average Existing and Code | 0 | Conventional | HVAC | Com - College | Com | ROB and NEW | 0 | 1000 sqft2 of floor space | Cap-Tons | 15 | DEER:HVAC_Split-Package_AC | 0 | 0 | 0 | SWHC013-03 | 1089 | 2021 | 0 | 550 | 2021 | 0 | 0 | SWHC013-03 | Unitary AC (Large) - Marine ¦ PG&E ¦ Marine | Unitary AC (Large) - Marine | 1.3254 | 1 | 0.99 | CBSA 2014 | 0 | 2012 | 0.5 | SWHC013-03
COM-HVAC-25.2 | Com ¦ Large Unitary AC (EER 9.8) - Marine ¦ PG&E ¦ Marine | Com ¦ Large Unitary AC (EER 9.8) - Marine | PG&E ¦ Marine | PG&E | All | Electric | Large Unitary Air-Cooled, Commercial, Packaged HP EER 9.8 | Average Existing and Code | 0 | Conventional | HVAC | Com - Grocery | Com | ROB and NEW | 0 | 1000 sqft2 of floor space | Cap-Tons | 15 | DEER:HVAC_Split-Package_AC | 0 | 0 | 0 | SWHC013-03 | 1089 | 2021 | 0 | 550 | 2021 | 0 | 0 | SWHC013-03 | Unitary AC (Large) - Marine ¦ PG&E ¦ Marine | Unitary AC (Large) - Marine | 2.2115 | 1 | 0.99 | CBSA 2014 | 0 | 2012 | 0.5 | SWHC013-03
COM-HVAC-25.3 | Com ¦ Large Unitary AC (EER 9.8) - Marine ¦ PG&E ¦ Marine | Com ¦ Large Unitary AC (EER 9.8) - Marine | PG&E ¦ Marine | PG&E | All | Electric | Large Unitary Air-Cooled, Commercial, Packaged HP EER 9.8 | Average Existing and Code | 0 | Conventional | HVAC | Com - Health | Com | ROB and NEW | 0 | 1000 sqft2 of floor space | Cap-Tons | 15 | DEER:HVAC_Split-Package_AC | 0 | 0 | 0 | SWHC013-03 | 1089 | 2021 | 0 | 550 | 2021 | 0 | 0 | SWHC013-03 | Unitary AC (Large) - Marine ¦ PG&E ¦ Marine | Unitary AC (Large) - Marine | 1.9572 | 1 | 0.99 | CBSA 2014 | 0 | 2012 | 0.5 | SWHC013-03
COM-HVAC-25.4 | Com ¦ Large Unitary AC (EER 9.8) - Marine ¦ PG&E ¦ Marine | Com ¦ Large Unitary AC (EER 9.8) - Marine | PG&E ¦ Marine | PG&E | All | Electric | Large Unitary Air-Cooled, Commercial, Packaged HP EER 9.8 | Average Existing and Code | 0 | Conventional | HVAC | Com - Lodging | Com | ROB and NEW | 0 | 1000 sqft2 of floor space | Cap-Tons | 15 | DEER:HVAC_Split-Package_AC | 0 | 0 | 0 | SWHC013-03 | 1089 | 2021 | 0 | 550 | 2021 | 0 | 0 | SWHC013-03 | Unitary AC (Large) - Marine ¦ PG&E ¦ Marine | Unitary AC (Large) - Marine | 1.0433 | 1 | 0.99 | CBSA 2014 | 0 | 2012 | 0.5 | SWHC013-03
COM-HVAC-25.5 | Com ¦ Large Unitary AC (EER 9.8) - Marine ¦ PG&E ¦ Marine | Com ¦ Large Unitary AC (EER 9.8) - Marine | PG&E ¦ Marine | PG&E | All | Electric | Large Unitary Air-Cooled, Commercial, Packaged HP EER 9.8 | Average Existing and Code | 0 | Conventional | HVAC | Com - Office (Large) | Com | ROB and NEW | 0 | 1000 sqft2 of floor space | Cap-Tons | 15 | DEER:HVAC_Split-Package_AC | 0 | 0 | 0 | SWHC013-03 | 1089 | 2021 | 0 | 550 | 2021 | 0 | 0 | SWHC013-03 | Unitary AC (Large) - Marine ¦ PG&E ¦ Marine | Unitary AC (Large) - Marine | 1.3898 | 1 | 0.99 | CBSA 2014 | 0 | 2012 | 0.5 | SWHC013-03
COM-HVAC-25.6 | Com ¦ Large Unitary AC (EER 9.8) - Marine ¦ PG&E ¦ Marine | Com ¦ Large Unitary AC (EER 9.8) - Marine | PG&E ¦ Marine | PG&E | All | Electric | Large Unitary Air-Cooled, Commercial, Packaged HP EER 9.8 | Average Existing and Code | 0 | Conventional | HVAC | Com - Office (Small) | Com | ROB and NEW | 0 | 1000 sqft2 of floor space | Cap-Tons | 15 | DEER:HVAC_Split-Package_AC | 0 | 0 | 0 | SWHC013-03 | 1089 | 2021 | 0 | 550 | 2021 | 0 | 0 | SWHC013-03 | Unitary AC (Large) - Marine ¦ PG&E ¦ Marine | Unitary AC (Large) - Marine | 1.6254 | 1 | 0.99 | CBSA 2014 | 0 | 2012 | 0.5 | SWHC013-03
COM-HVAC-25.7 | Com ¦ Large Unitary AC (EER 9.8) - Marine ¦ PG&E ¦ Marine | Com ¦ Large Unitary AC (EER 9.8) - Marine | PG&E ¦ Marine | PG&E | All | Electric | Large Unitary Air-Cooled, Commercial, Packaged HP EER 9.8 | Average Existing and Code | 0 | Conventional | HVAC | Com - Other | Com | ROB and NEW | 0 | 1000 sqft2 of floor space | Cap-Tons | 15 | DEER:HVAC_Split-Package_AC | 0 | 0 | 0 | SWHC013-03 | 1089 | 2021 | 0 | 550 | 2021 | 0 | 0 | SWHC013-03 | Unitary AC (Large) - Marine ¦ PG&E ¦ Marine | Unitary AC (Large) - Marine | 0.7671 | 1 | 0.99 | CBSA 2014 | 0 | 2012 | 0.5 | SWHC013-03
COM-HVAC-25.9 | Com ¦ Large Unitary AC (EER 9.8) - Marine ¦ PG&E ¦ Marine | Com ¦ Large Unitary AC (EER 9.8) - Marine | PG&E ¦ Marine | PG&E | All | Electric | Large Unitary Air-Cooled, Commercial, Packaged HP EER 9.8 | Average Existing and Code | 0 | Conventional | HVAC | Com - Restaurant | Com | ROB and NEW | 0 | 1000 sqft2 of floor space | Cap-Tons | 15 | DEER:HVAC_Split-Package_AC | 0 | 0 | 0 | SWHC013-03 | 1089 | 2021 | 0 | 550 | 2021 | 0 | 0 | SWHC013-03 | Unitary AC (Large) - Marine ¦ PG&E ¦ Marine | Unitary AC (Large) - Marine | 2.3487 | 1 | 0.99 | CBSA 2014 | 0 | 2012 | 0.5 | SWHC013-03
COM-HVAC-25.10 | Com ¦ Large Unitary AC (EER 9.8) - Marine ¦ PG&E ¦ Marine | Com ¦ Large Unitary AC (EER 9.8) - Marine | PG&E ¦ Marine | PG&E | All | Electric | Large Unitary Air-Cooled, Commercial, Packaged HP EER 9.8 | Average Existing and Code | 0 | Conventional | HVAC | Com - Retail | Com | ROB and NEW | 0 | 1000 sqft2 of floor space | Cap-Tons | 15 | DEER:HVAC_Split-Package_AC | 0 | 0 | 0 | SWHC013-03 | 1089 | 2021 | 0 | 550 | 2021 | 0 | 0 | SWHC013-03 | Unitary AC (Large) - Marine ¦ PG&E ¦ Marine | Unitary AC (Large) - Marine | 0.97885 | 1 | 0.99 | CBSA 2014 | 0 | 2012 | 0.5 | SWHC013-03
COM-HVAC-25.11 | Com ¦ Large Unitary AC (EER 9.8) - Marine ¦ PG&E ¦ Marine | Com ¦ Large Unitary AC (EER 9.8) - Marine | PG&E ¦ Marine | PG&E | All | Electric | Large Unitary Air-Cooled, Commercial, Packaged HP EER 9.8 | Average Existing and Code | 0 | Conventional | HVAC | Com - School | Com | ROB and NEW | 0 | 1000 sqft2 of floor space | Cap-Tons | 15 | DEER:HVAC_Split-Package_AC | 0 | 0 | 0 | SWHC013-03 | 1089 | 2021 | 0 | 550 | 2021 | 0 | 0 | SWHC013-03 | Unitary AC (Large) - Marine ¦ PG&E ¦ Marine | Unitary AC (Large) - Marine | 1.4864 | 1 | 0.99 | CBSA 2014 | 0 | 2012 | 0.5 | SWHC013-03
COM-HVAC-25.12 | Com ¦ Large Unitary AC (EER 9.8) - Marine ¦ PG&E ¦ Marine | Com ¦ Large Unitary AC (EER 9.8) - Marine | PG&E ¦ Marine | PG&E | All | Electric | Large Unitary Air-Cooled, Commercial, Packaged HP EER 9.8 | Average Existing and Code | 0 | Conventional | HVAC | Com - Warehouse | Com | ROB and NEW | 0 | 1000 sqft2 of floor space | Cap-Tons | 15 | DEER:HVAC_Split-Package_AC | 0 | 0 | 0 | SWHC013-03 | 1089 | 2021 | 0 | 550 | 2021 | 0 | 0 | SWHC013-03 | Unitary AC (Large) - Marine ¦ PG&E ¦ Marine | Unitary AC (Large) - Marine | 0.30463 | 1 | 0.99 | CBSA 2014 | 0 | 2012 | 0.5 | SWHC013-03
COM-HVAC-25.13 | Com ¦ Large Unitary AC (EER 9.8) - Hot-Dry ¦ PG&E ¦ Hot-Dry | Com ¦ Large Unitary AC (EER 9.8) - Hot-Dry | PG&E ¦ Hot-Dry | PG&E | All | Electric | Large Unitary Air-Cooled, Commercial, Packaged HP EER 9.8 | Average Existing and Code | 0 | Conventional | HVAC | Com - College | Com | ROB and NEW | 0 | 1000 sqft2 of floor space | Cap-Tons | 15 | DEER:HVAC_Split-Package_AC | 0 | 0 | 0 | SWHC013-03 | 1089 | 2021 | 0 | 550 | 2021 | 0 | 0 | SWHC013-03 | Unitary AC (Large) - Hot-Dry ¦ PG&E ¦ Hot-Dry | Unitary AC (Large) - Hot-Dry | 1.3254 | 1 | 0.99 | CBSA 2014 | 0 | 2012 | 0.5 | SWHC013-03
COM-HVAC-25.14 | Com ¦ Large Unitary AC (EER 9.8) - Hot-Dry ¦ PG&E ¦ Hot-Dry | Com ¦ Large Unitary AC (EER 9.8) - Hot-Dry | PG&E ¦ Hot-Dry | PG&E | All | Electric | Large Unitary Air-Cooled, Commercial, Packaged HP EER 9.8 | Average Existing and Code | 0 | Conventional | HVAC | Com - Grocery | Com | ROB and NEW | 0 | 1000 sqft2 of floor space | Cap-Tons | 15 | DEER:HVAC_Split-Package_AC | 0 | 0 | 0 | SWHC013-03 | 1089 | 2021 | 0 | 550 | 2021 | 0 | 0 | SWHC013-03 | Unitary AC (Large) - Hot-Dry ¦ PG&E ¦ Hot-Dry | Unitary AC (Large) - Hot-Dry | 2.2115 | 1 | 0.99 | CBSA 2014 | 0 | 2012 | 0.5 | SWHC013-03
COM-HVAC-25.15 | Com ¦ Large Unitary AC (EER 9.8) - Hot-Dry ¦ PG&E ¦ Hot-Dry | Com ¦ Large Unitary AC (EER 9.8) - Hot-Dry | PG&E ¦ Hot-Dry | PG&E | All | Electric | Large Unitary Air-Cooled, Commercial, Packaged HP EER 9.8 | Average Existing and Code | 0 | Conventional | HVAC | Com - Health | Com | ROB and NEW | 0 | 1000 sqft2 of floor space | Cap-Tons | 15 | DEER:HVAC_Split-Package_AC | 0 | 0 | 0 | SWHC013-03 | 1089 | 2021 | 0 | 550 | 2021 | 0 | 0 | SWHC013-03 | Unitary AC (Large) - Hot-Dry ¦ PG&E ¦ Hot-Dry | Unitary AC (Large) - Hot-Dry | 1.9572 | 1 | 0.99 | CBSA 2014 | 0 | 2012 | 0.5 | SWHC013-03
COM-HVAC-25.16 | Com ¦ Large Unitary AC (EER 9.8) - Hot-Dry ¦ PG&E ¦ Hot-Dry | Com ¦ Large Unitary AC (EER 9.8) - Hot-Dry | PG&E ¦ Hot-Dry | PG&E | All | Electric | Large Unitary Air-Cooled, Commercial, Packaged HP EER 9.8 | Average Existing and Code | 0 | Conventional | HVAC | Com - Lodging | Com | ROB and NEW | 0 | 1000 sqft2 of floor space | Cap-Tons | 15 | DEER:HVAC_Split-Package_AC | 0 | 0 | 0 | SWHC013-03 | 1089 | 2021 | 0 | 550 | 2021 | 0 | 0 | SWHC013-03 | Unitary AC (Large) - Hot-Dry ¦ PG&E ¦ Hot-Dry | Unitary AC (Large) - Hot-Dry | 1.0433 | 1 | 0.99 | CBSA 2014 | 0 | 2012 | 0.5 | SWHC013-03
COM-HVAC-25.17 | Com ¦ Large Unitary AC (EER 9.8) - Hot-Dry ¦ PG&E ¦ Hot-Dry | Com ¦ Large Unitary AC (EER 9.8) - Hot-Dry | PG&E ¦ Hot-Dry | PG&E | All | Electric | Large Unitary Air-Cooled, Commercial, Packaged HP EER 9.8 | Average Existing and Code | 0 | Conventional | HVAC | Com - Office (Large) | Com | ROB and NEW | 0 | 1000 sqft2 of floor space | Cap-Tons | 15 | DEER:HVAC_Split-Package_AC | 0 | 0 | 0 | SWHC013-03 | 1089 | 2021 | 0 | 550 | 2021 | 0 | 0 | SWHC013-03 | Unitary AC (Large) - Hot-Dry ¦ PG&E ¦ Hot-Dry | Unitary AC (Large) - Hot-Dry | 1.3898 | 1 | 0.99 | CBSA 2014 | 0 | 2012 | 0.5 | SWHC013-03
COM-HVAC-25.18 | Com ¦ Large Unitary AC (EER 9.8) - Hot-Dry ¦ PG&E ¦ Hot-Dry | Com ¦ Large Unitary AC (EER 9.8) - Hot-Dry | PG&E ¦ Hot-Dry | PG&E | All | Electric | Large Unitary Air-Cooled, Commercial, Packaged HP EER 9.8 | Average Existing and Code | 0 | Conventional | HVAC | Com - Office (Small) | Com | ROB and NEW | 0 | 1000 sqft2 of floor space | Cap-Tons | 15 | DEER:HVAC_Split-Package_AC | 0 | 0 | 0 | SWHC013-03 | 1089 | 2021 | 0 | 550 | 2021 | 0 | 0 | SWHC013-03 | Unitary AC (Large) - Hot-Dry ¦ PG&E ¦ Hot-Dry | Unitary AC (Large) - Hot-Dry | 1.6254 | 1 | 0.99 | CBSA 2014 | 0 | 2012 | 0.5 | SWHC013-03
COM-HVAC-25.19 | Com ¦ Large Unitary AC (EER 9.8) - Hot-Dry ¦ PG&E ¦ Hot-Dry | Com ¦ Large Unitary AC (EER 9.8) - Hot-Dry | PG&E ¦ Hot-Dry | PG&E | All | Electric | Large Unitary Air-Cooled, Commercial, Packaged HP EER 9.8 | Average Existing and Code | 0 | Conventional | HVAC | Com - Other | Com | ROB and NEW | 0 | 1000 sqft2 of floor space | Cap-Tons | 15 | DEER:HVAC_Split-Package_AC | 0 | 0 | 0 | SWHC013-03 | 1089 | 2021 | 0 | 550 | 2021 | 0 | 0 | SWHC013-03 | Unitary AC (Large) - Hot-Dry ¦ PG&E ¦ Hot-Dry | Unitary AC (Large) - Hot-Dry | 0.7671 | 1 | 0.99 | CBSA 2014 | 0 | 2012 | 0.5 | SWHC013-03
COM-HVAC-25.21 | Com ¦ Large Unitary AC (EER 9.8) - Hot-Dry ¦ PG&E ¦ Hot-Dry | Com ¦ Large Unitary AC (EER 9.8) - Hot-Dry | PG&E ¦ Hot-Dry | PG&E | All | Electric | Large Unitary Air-Cooled, Commercial, Packaged HP EER 9.8 | Average Existing and Code | 0 | Conventional | HVAC | Com - Restaurant | Com | ROB and NEW | 0 | 1000 sqft2 of floor space | Cap-Tons | 15 | DEER:HVAC_Split-Package_AC | 0 | 0 | 0 | SWHC013-03 | 1089 | 2021 | 0 | 550 | 2021 | 0 | 0 | SWHC013-03 | Unitary AC (Large) - Hot-Dry ¦ PG&E ¦ Hot-Dry | Unitary AC (Large) - Hot-Dry | 2.3487 | 1 | 0.99 | CBSA 2014 | 0 | 2012 | 0.5 | SWHC013-03
COM-HVAC-25.22 | Com ¦ Large Unitary AC (EER 9.8) - Hot-Dry ¦ PG&E ¦ Hot-Dry | Com ¦ Large Unitary AC (EER 9.8) - Hot-Dry | PG&E ¦ Hot-Dry | PG&E | All | Electric | Large Unitary Air-Cooled, Commercial, Packaged HP EER 9.8 | Average Existing and Code | 0 | Conventional | HVAC | Com - Retail | Com | ROB and NEW | 0 | 1000 sqft2 of floor space | Cap-Tons | 15 | DEER:HVAC_Split-Package_AC | 0 | 0 | 0 | SWHC013-03 | 1089 | 2021 | 0 | 550 | 2021 | 0 | 0 | SWHC013-03 | Unitary AC (Large) - Hot-Dry ¦ PG&E ¦ Hot-Dry | Unitary AC (Large) - Hot-Dry | 0.97885 | 1 | 0.99 | CBSA 2014 | 0 | 2012 | 0.5 | SWHC013-03
COM-HVAC-25.23 | Com ¦ Large Unitary AC (EER 9.8) - Hot-Dry ¦ PG&E ¦ Hot-Dry | Com ¦ Large Unitary AC (EER 9.8) - Hot-Dry | PG&E ¦ Hot-Dry | PG&E | All | Electric | Large Unitary Air-Cooled, Commercial, Packaged HP EER 9.8 | Average Existing and Code | 0 | Conventional | HVAC | Com - School | Com | ROB and NEW | 0 | 1000 sqft2 of floor space | Cap-Tons | 15 | DEER:HVAC_Split-Package_AC | 0 | 0 | 0 | SWHC013-03 | 1089 | 2021 | 0 | 550 | 2021 | 0 | 0 | SWHC013-03 | Unitary AC (Large) - Hot-Dry ¦ PG&E ¦ Hot-Dry | Unitary AC (Large) - Hot-Dry | 1.4864 | 1 | 0.99 | CBSA 2014 | 0 | 2012 | 0.5 | SWHC013-03
COM-HVAC-25.24 | Com ¦ Large Unitary AC (EER 9.8) - Hot-Dry ¦ PG&E ¦ Hot-Dry | Com ¦ Large Unitary AC (EER 9.8) - Hot-Dry | PG&E ¦ Hot-Dry | PG&E | All | Electric | Large Unitary Air-Cooled, Commercial, Packaged HP EER 9.8 | Average Existing and Code | 0 | Conventional | HVAC | Com - Warehouse | Com | ROB and NEW | 0 | 1000 sqft2 of floor space | Cap-Tons | 15 | DEER:HVAC_Split-Package_AC | 0 | 0 | 0 | SWHC013-03 | 1089 | 2021 | 0 | 550 | 2021 | 0 | 0 | SWHC013-03 | Unitary AC (Large) - Hot-Dry ¦ PG&E ¦ Hot-Dry | Unitary AC (Large) - Hot-Dry | 0.30463 | 1 | 0.99 | CBSA 2014 | 0 | 2012 | 0.5 | SWHC013-03
COM-HVAC-25.25 | Com ¦ Large Unitary AC (EER 9.8) - Cold ¦ PG&E ¦ Cold | Com ¦ Large Unitary AC (EER 9.8) - Cold | PG&E ¦ Cold | PG&E | All | Electric | Large Unitary Air-Cooled, Commercial, Packaged HP EER 9.8 | Average Existing and Code | 0 | Conventional | HVAC | Com - College | Com | ROB and NEW | 0 | 1000 sqft2 of floor space | Cap-Tons | 15 | DEER:HVAC_Split-Package_AC | 0 | 0 | 0 | SWHC013-03 | 1089 | 2021 | 0 | 550 | 2021 | 0 | 0 | SWHC013-03 | Unitary AC (Large) - Cold ¦ PG&E ¦ Cold | Unitary AC (Large) - Cold | 1.3254 | 1 | 0.99 | CBSA 2014 | 0 | 2012 | 0.5 | SWHC013-03
COM-HVAC-25.26 | Com ¦ Large Unitary AC (EER 9.8) - Cold ¦ PG&E ¦ Cold | Com ¦ Large Unitary AC (EER 9.8) - Cold | PG&E ¦ Cold | PG&E | All | Electric | Large Unitary Air-Cooled, Commercial, Packaged HP EER 9.8 | Average Existing and Code | 0 | Conventional | HVAC | Com - Grocery | Com | ROB and NEW | 0 | 1000 sqft2 of floor space | Cap-Tons | 15 | DEER:HVAC_Split-Package_AC | 0 | 0 | 0 | SWHC013-03 | 1089 | 2021 | 0 | 550 | 2021 | 0 | 0 | SWHC013-03 | Unitary AC (Large) - Cold ¦ PG&E ¦ Cold | Unitary AC (Large) - Cold | 2.2115 | 1 | 0.99 | CBSA 2014 | 0 | 2012 | 0.5 | SWHC013-03
COM-HVAC-25.27 | Com ¦ Large Unitary AC (EER 9.8) - Cold ¦ PG&E ¦ Cold | Com ¦ Large Unitary AC (EER 9.8) - Cold | PG&E ¦ Cold | PG&E | All | Electric | Large Unitary Air-Cooled, Commercial, Packaged HP EER 9.8 | Average Existing and Code | 0 | Conventional | HVAC | Com - Health | Com | ROB and NEW | 0 | 1000 sqft2 of floor space | Cap-Tons | 15 | DEER:HVAC_Split-Package_AC | 0 | 0 | 0 | SWHC013-03 | 1089 | 2021 | 0 | 550 | 2021 | 0 | 0 | SWHC013-03 | Unitary AC (Large) - Cold ¦ PG&E ¦ Cold | Unitary AC (Large) - Cold | 1.9572 | 1 | 0.99 | CBSA 2014 | 0 | 2012 | 0.5 | SWHC013-03
COM-HVAC-25.28 | Com ¦ Large Unitary AC (EER 9.8) - Cold ¦ PG&E ¦ Cold | Com ¦ Large Unitary AC (EER 9.8) - Cold | PG&E ¦ Cold | PG&E | All | Electric | Large Unitary Air-Cooled, Commercial, Packaged HP EER 9.8 | Average Existing and Code | 0 | Conventional | HVAC | Com - Lodging | Com | ROB and NEW | 0 | 1000 sqft2 of floor space | Cap-Tons | 15 | DEER:HVAC_Split-Package_AC | 0 | 0 | 0 | SWHC013-03 | 1089 | 2021 | 0 | 550 | 2021 | 0 | 0 | SWHC013-03 | Unitary AC (Large) - Cold ¦ PG&E ¦ Cold | Unitary AC (Large) - Cold | 1.0433 | 1 | 0.99 | CBSA 2014 | 0 | 2012 | 0.5 | SWHC013-03
COM-HVAC-25.29 | Com ¦ Large Unitary AC (EER 9.8) - Cold ¦ PG&E ¦ Cold | Com ¦ Large Unitary AC (EER 9.8) - Cold | PG&E ¦ Cold | PG&E | All | Electric | Large Unitary Air-Cooled, Commercial, Packaged HP EER 9.8 | Average Existing and Code | 0 | Conventional | HVAC | Com - Office (Large) | Com | ROB and NEW | 0 | 1000 sqft2 of floor space | Cap-Tons | 15 | DEER:HVAC_Split-Package_AC | 0 | 0 | 0 | SWHC013-03 | 1089 | 2021 | 0 | 550 | 2021 | 0 | 0 | SWHC013-03 | Unitary AC (Large) - Cold ¦ PG&E ¦ Cold | Unitary AC (Large) - Cold | 1.3898 | 1 | 0.99 | CBSA 2014 | 0 | 2012 | 0.5 | SWHC013-03
COM-HVAC-25.30 | Com ¦ Large Unitary AC (EER 9.8) - Cold ¦ PG&E ¦ Cold | Com ¦ Large Unitary AC (EER 9.8) - Cold | PG&E ¦ Cold | PG&E | All | Electric | Large Unitary Air-Cooled, Commercial, Packaged HP EER 9.8 | Average Existing and Code | 0 | Conventional | HVAC | Com - Office (Small) | Com | ROB and NEW | 0 | 1000 sqft2 of floor space | Cap-Tons | 15 | DEER:HVAC_Split-Package_AC | 0 | 0 | 0 | SWHC013-03 | 1089 | 2021 | 0 | 550 | 2021 | 0 | 0 | SWHC013-03 | Unitary AC (Large) - Cold ¦ PG&E ¦ Cold | Unitary AC (Large) - Cold | 1.6254 | 1 | 0.99 | CBSA 2014 | 0 | 2012 | 0.5 | SWHC013-03
COM-HVAC-25.31 | Com ¦ Large Unitary AC (EER 9.8) - Cold ¦ PG&E ¦ Cold | Com ¦ Large Unitary AC (EER 9.8) - Cold | PG&E ¦ Cold | PG&E | All | Electric | Large Unitary Air-Cooled, Commercial, Packaged HP EER 9.8 | Average Existing and Code | 0 | Conventional | HVAC | Com - Other | Com | ROB and NEW | 0 | 1000 sqft2 of floor space | Cap-Tons | 15 | DEER:HVAC_Split-Package_AC | 0 | 0 | 0 | SWHC013-03 | 1089 | 2021 | 0 | 550 | 2021 | 0 | 0 | SWHC013-03 | Unitary AC (Large) - Cold ¦ PG&E ¦ Cold | Unitary AC (Large) - Cold | 0.7671 | 1 | 0.99 | CBSA 2014 | 0 | 2012 | 0.5 | SWHC013-03
COM-HVAC-25.33 | Com ¦ Large Unitary AC (EER 9.8) - Cold ¦ PG&E ¦ Cold | Com ¦ Large Unitary AC (EER 9.8) - Cold | PG&E ¦ Cold | PG&E | All | Electric | Large Unitary Air-Cooled, Commercial, Packaged HP EER 9.8 | Average Existing and Code | 0 | Conventional | HVAC | Com - Restaurant | Com | ROB and NEW | 0 | 1000 sqft2 of floor space | Cap-Tons | 15 | DEER:HVAC_Split-Package_AC | 0 | 0 | 0 | SWHC013-03 | 1089 | 2021 | 0 | 550 | 2021 | 0 | 0 | SWHC013-03 | Unitary AC (Large) - Cold ¦ PG&E ¦ Cold | Unitary AC (Large) - Cold | 2.3487 | 1 | 0.99 | CBSA 2014 | 0 | 2012 | 0.5 | SWHC013-03
COM-HVAC-25.34 | Com ¦ Large Unitary AC (EER 9.8) - Cold ¦ PG&E ¦ Cold | Com ¦ Large Unitary AC (EER 9.8) - Cold | PG&E ¦ Cold | PG&E | All | Electric | Large Unitary Air-Cooled, Commercial, Packaged HP EER 9.8 | Average Existing and Code | 0 | Conventional | HVAC | Com - Retail | Com | ROB and NEW | 0 | 1000 sqft2 of floor space | Cap-Tons | 15 | DEER:HVAC_Split-Package_AC | 0 | 0 | 0 | SWHC013-03 | 1089 | 2021 | 0 | 550 | 2021 | 0 | 0 | SWHC013-03 | Unitary AC (Large) - Cold ¦ PG&E ¦ Cold | Unitary AC (Large) - Cold | 0.97885 | 1 | 0.99 | CBSA 2014 | 0 | 2012 | 0.5 | SWHC013-03
COM-HVAC-25.35 | Com ¦ Large Unitary AC (EER 9.8) - Cold ¦ PG&E ¦ Cold | Com ¦ Large Unitary AC (EER 9.8) - Cold | PG&E ¦ Cold | PG&E | All | Electric | Large Unitary Air-Cooled, Commercial, Packaged HP EER 9.8 | Average Existing and Code | 0 | Conventional | HVAC | Com - School | Com | ROB and NEW | 0 | 1000 sqft2 of floor space | Cap-Tons | 15 | DEER:HVAC_Split-Package_AC | 0 | 0 | 0 | SWHC013-03 | 1089 | 2021 | 0 | 550 | 2021 | 0 | 0 | SWHC013-03 | Unitary AC (Large) - Cold ¦ PG&E ¦ Cold | Unitary AC (Large) - Cold | 1.4864 | 1 | 0.99 | CBSA 2014 | 0 | 2012 | 0.5 | SWHC013-03
COM-HVAC-25.36 | Com ¦ Large Unitary AC (EER 9.8) - Cold ¦ PG&E ¦ Cold | Com ¦ Large Unitary AC (EER 9.8) - Cold | PG&E ¦ Cold | PG&E | All | Electric | Large Unitary Air-Cooled, Commercial, Packaged HP EER 9.8 | Average Existing and Code | 0 | Conventional | HVAC | Com - Warehouse | Com | ROB and NEW | 0 | 1000 sqft2 of floor space | Cap-Tons | 15 | DEER:HVAC_Split-Package_AC | 0 | 0 | 0 | SWHC013-03 | 1089 | 2021 | 0 | 550 | 2021 | 0 | 0 | SWHC013-03 | Unitary AC (Large) - Cold ¦ PG&E ¦ Cold | Unitary AC (Large) - Cold | 0.30463 | 1 | 0.99 | CBSA 2014 | 0 | 2012 | 0.5 | SWHC013-03
COM-HVAC-25.37 | Com ¦ Large Unitary AC (EER 9.8) - Marine ¦ SCE ¦ Marine | Com ¦ Large Unitary AC (EER 9.8) - Marine | SCE ¦ Marine | SCE | All | Electric | Large Unitary Air-Cooled, Commercial, Packaged HP EER 9.8 | Average Existing and Code | 0 | Conventional | HVAC | Com - College | Com | ROB and NEW | 0 | 1000 sqft2 of floor space | Cap-Tons | 15 | DEER:HVAC_Split-Package_AC | 0 | 0 | 0 | SWHC013-03 | 1089 | 2021 | 0 | 550 | 2021 | 0 | 0 | SWHC013-03 | Unitary AC (Large) - Marine ¦ SCE ¦ Marine | Unitary AC (Large) - Marine | 1.4792 | 1 | 0.99 | CBSA 2014 | 0 | 2012 | 0.5 | SWHC013-03
COM-HVAC-25.38 | Com ¦ Large Unitary AC (EER 9.8) - Marine ¦ SCE ¦ Marine | Com ¦ Large Unitary AC (EER 9.8) - Marine | SCE ¦ Marine | SCE | All | Electric | Large Unitary Air-Cooled, Commercial, Packaged HP EER 9.8 | Average Existing and Code | 0 | Conventional | HVAC | Com - Grocery | Com | ROB and NEW | 0 | 1000 sqft2 of floor space | Cap-Tons | 15 | DEER:HVAC_Split-Package_AC | 0 | 0 | 0 | SWHC013-03 | 1089 | 2021 | 0 | 550 | 2021 | 0 | 0 | SWHC013-03 | Unitary AC (Large) - Marine ¦ SCE ¦ Marine | Unitary AC (Large) - Marine | 2.6311 | 1 | 0.99 | CBSA 2014 | 0 | 2012 | 0.5 | SWHC013-03
COM-HVAC-25.39 | Com ¦ Large Unitary AC (EER 9.8) - Marine ¦ SCE ¦ Marine | Com ¦ Large Unitary AC (EER 9.8) - Marine | SCE ¦ Marine | SCE | All | Electric | Large Unitary Air-Cooled, Commercial, Packaged HP EER 9.8 | Average Existing and Code | 0 | Conventional | HVAC | Com - Health | Com | ROB and NEW | 0 | 1000 sqft2 of floor space | Cap-Tons | 15 | DEER:HVAC_Split-Package_AC | 0 | 0 | 0 | SWHC013-03 | 1089 | 2021 | 0 | 550 | 2021 | 0 | 0 | SWHC013-03 | Unitary AC (Large) - Marine ¦ SCE ¦ Marine | Unitary AC (Large) - Marine | 2.0977 | 1 | 0.99 | CBSA 2014 | 0 | 2012 | 0.5 | SWHC013-03
COM-HVAC-25.40 | Com ¦ Large Unitary AC (EER 9.8) - Marine ¦ SCE ¦ Marine | Com ¦ Large Unitary AC (EER 9.8) - Marine | SCE ¦ Marine | SCE | All | Electric | Large Unitary Air-Cooled, Commercial, Packaged HP EER 9.8 | Average Existing and Code | 0 | Conventional | HVAC | Com - Lodging | Com | ROB and NEW | 0 | 1000 sqft2 of floor space | Cap-Tons | 15 | DEER:HVAC_Split-Package_AC | 0 | 0 | 0 | SWHC013-03 | 1089 | 2021 | 0 | 550 | 2021 | 0 | 0 | SWHC013-03 | Unitary AC (Large) - Marine ¦ SCE ¦ Marine | Unitary AC (Large) - Marine | 1.178 | 1 | 0.99 | CBSA 2014 | 0 | 2012 | 0.5 | SWHC013-03
COM-HVAC-25.41 | Com ¦ Large Unitary AC (EER 9.8) - Marine ¦ SCE ¦ Marine | Com ¦ Large Unitary AC (EER 9.8) - Marine | SCE ¦ Marine | SCE | All | Electric | Large Unitary Air-Cooled, Commercial, Packaged HP EER 9.8 | Average Existing and Code | 0 | Conventional | HVAC | Com - Office (Large) | Com | ROB and NEW | 0 | 1000 sqft2 of floor space | Cap-Tons | 15 | DEER:HVAC_Split-Package_AC | 0 | 0 | 0 | SWHC013-03 | 1089 | 2021 | 0 | 550 | 2021 | 0 | 0 | SWHC013-03 | Unitary AC (Large) - Marine ¦ SCE ¦ Marine | Unitary AC (Large) - Marine | 1.5616 | 1 | 0.99 | CBSA 2014 | 0 | 2012 | 0.5 | SWHC013-03
COM-HVAC-25.42 | Com ¦ Large Unitary AC (EER 9.8) - Marine ¦ SCE ¦ Marine | Com ¦ Large Unitary AC (EER 9.8) - Marine | SCE ¦ Marine | SCE | All | Electric | Large Unitary Air-Cooled, Commercial, Packaged HP EER 9.8 | Average Existing and Code | 0 | Conventional | HVAC | Com - Office (Small) | Com | ROB and NEW | 0 | 1000 sqft2 of floor space | Cap-Tons | 15 | DEER:HVAC_Split-Package_AC | 0 | 0 | 0 | SWHC013-03 | 1089 | 2021 | 0 | 550 | 2021 | 0 | 0 | SWHC013-03 | Unitary AC (Large) - Marine ¦ SCE ¦ Marine | Unitary AC (Large) - Marine | 1.7717 | 1 | 0.99 | CBSA 2014 | 0 | 2012 | 0.5 | SWHC013-03
COM-HVAC-25.43 | Com ¦ Large Unitary AC (EER 9.8) - Marine ¦ SCE ¦ Marine | Com ¦ Large Unitary AC (EER 9.8) - Marine | SCE ¦ Marine | SCE | All | Electric | Large Unitary Air-Cooled, Commercial, Packaged HP EER 9.8 | Average Existing and Code | 0 | Conventional | HVAC | Com - Other | Com | ROB and NEW | 0 | 1000 sqft2 of floor space | Cap-Tons | 15 | DEER:HVAC_Split-Package_AC | 0 | 0 | 0 | SWHC013-03 | 1089 | 2021 | 0 | 550 | 2021 | 0 | 0 | SWHC013-03 | Unitary AC (Large) - Marine ¦ SCE ¦ Marine | Unitary AC (Large) - Marine | 0.84588 | 1 | 0.99 | CBSA 2014 | 0 | 2012 | 0.5 | SWHC013-03
COM-HVAC-25.45 | Com ¦ Large Unitary AC (EER 9.8) - Marine ¦ SCE ¦ Marine | Com ¦ Large Unitary AC (EER 9.8) - Marine | SCE ¦ Marine | SCE | All | Electric | Large Unitary Air-Cooled, Commercial, Packaged HP EER 9.8 | Average Existing and Code | 0 | Conventional | HVAC | Com - Restaurant | Com | ROB and NEW | 0 | 1000 sqft2 of floor space | Cap-Tons | 15 | DEER:HVAC_Split-Package_AC | 0 | 0 | 0 | SWHC013-03 | 1089 | 2021 | 0 | 550 | 2021 | 0 | 0 | SWHC013-03 | Unitary AC (Large) - Marine ¦ SCE ¦ Marine | Unitary AC (Large) - Marine | 2.5853 | 1 | 0.99 | CBSA 2014 | 0 | 2012 | 0.5 | SWHC013-03
COM-HVAC-25.46 | Com ¦ Large Unitary AC (EER 9.8) - Marine ¦ SCE ¦ Marine | Com ¦ Large Unitary AC (EER 9.8) - Marine | SCE ¦ Marine | SCE | All | Electric | Large Unitary Air-Cooled, Commercial, Packaged HP EER 9.8 | Average Existing and Code | 0 | Conventional | HVAC | Com - Retail | Com | ROB and NEW | 0 | 1000 sqft2 of floor space | Cap-Tons | 15 | DEER:HVAC_Split-Package_AC | 0 | 0 | 0 | SWHC013-03 | 1089 | 2021 | 0 | 550 | 2021 | 0 | 0 | SWHC013-03 | Unitary AC (Large) - Marine ¦ SCE ¦ Marine | Unitary AC (Large) - Marine | 1.0938 | 1 | 0.99 | CBSA 2014 | 0 | 2012 | 0.5 | SWHC013-03
COM-HVAC-25.47 | Com ¦ Large Unitary AC (EER 9.8) - Marine ¦ SCE ¦ Marine | Com ¦ Large Unitary AC (EER 9.8) - Marine | SCE ¦ Marine | SCE | All | Electric | Large Unitary Air-Cooled, Commercial, Packaged HP EER 9.8 | Average Existing and Code | 0 | Conventional | HVAC | Com - School | Com | ROB and NEW | 0 | 1000 sqft2 of floor space | Cap-Tons | 15 | DEER:HVAC_Split-Package_AC | 0 | 0 | 0 | SWHC013-03 | 1089 | 2021 | 0 | 550 | 2021 | 0 | 0 | SWHC013-03 | Unitary AC (Large) - Marine ¦ SCE ¦ Marine | Unitary AC (Large) - Marine | 1.7812 | 1 | 0.99 | CBSA 2014 | 0 | 2012 | 0.5 | SWHC013-03
COM-HVAC-25.48 | Com ¦ Large Unitary AC (EER 9.8) - Marine ¦ SCE ¦ Marine | Com ¦ Large Unitary AC (EER 9.8) - Marine | SCE ¦ Marine | SCE | All | Electric | Large Unitary Air-Cooled, Commercial, Packaged HP EER 9.8 | Average Existing and Code | 0 | Conventional | HVAC | Com - Warehouse | Com | ROB and NEW | 0 | 1000 sqft2 of floor space | Cap-Tons | 15 | DEER:HVAC_Split-Package_AC | 0 | 0 | 0 | SWHC013-03 | 1089 | 2021 | 0 | 550 | 2021 | 0 | 0 | SWHC013-03 | Unitary AC (Large) - Marine ¦ SCE ¦ Marine | Unitary AC (Large) - Marine | 0.335 | 1 | 0.99 | CBSA 2014 | 0 | 2012 | 0.5 | SWHC013-03
COM-HVAC-25.49 | Com ¦ Large Unitary AC (EER 9.8) - Hot-Dry ¦ SCE ¦ Hot-Dry | Com ¦ Large Unitary AC (EER 9.8) - Hot-Dry | SCE ¦ Hot-Dry | SCE | All | Electric | Large Unitary Air-Cooled, Commercial, Packaged HP EER 9.8 | Average Existing and Code | 0 | Conventional | HVAC | Com - College | Com | ROB and NEW | 0 | 1000 sqft2 of floor space | Cap-Tons | 15 | DEER:HVAC_Split-Package_AC | 0 | 0 | 0 | SWHC013-03 | 1089 | 2021 | 0 | 550 | 2021 | 0 | 0 | SWHC013-03 | Unitary AC (Large) - Hot-Dry ¦ SCE ¦ Hot-Dry | Unitary AC (Large) - Hot-Dry | 1.4792 | 1 | 0.99 | CBSA 2014 | 0 | 2012 | 0.5 | SWHC013-03
COM-HVAC-25.50 | Com ¦ Large Unitary AC (EER 9.8) - Hot-Dry ¦ SCE ¦ Hot-Dry | Com ¦ Large Unitary AC (EER 9.8) - Hot-Dry | SCE ¦ Hot-Dry | SCE | All | Electric | Large Unitary Air-Cooled, Commercial, Packaged HP EER 9.8 | Average Existing and Code | 0 | Conventional | HVAC | Com - Grocery | Com | ROB and NEW | 0 | 1000 sqft2 of floor space | Cap-Tons | 15 | DEER:HVAC_Split-Package_AC | 0 | 0 | 0 | SWHC013-03 | 1089 | 2021 | 0 | 550 | 2021 | 0 | 0 | SWHC013-03 | Unitary AC (Large) - Hot-Dry ¦ SCE ¦ Hot-Dry | Unitary AC (Large) - Hot-Dry | 2.6311 | 1 | 0.99 | CBSA 2014 | 0 | 2012 | 0.5 | SWHC013-03
COM-HVAC-25.51 | Com ¦ Large Unitary AC (EER 9.8) - Hot-Dry ¦ SCE ¦ Hot-Dry | Com ¦ Large Unitary AC (EER 9.8) - Hot-Dry | SCE ¦ Hot-Dry | SCE | All | Electric | Large Unitary Air-Cooled, Commercial, Packaged HP EER 9.8 | Average Existing and Code | 0 | Conventional | HVAC | Com - Health | Com | ROB and NEW | 0 | 1000 sqft2 of floor space | Cap-Tons | 15 | DEER:HVAC_Split-Package_AC | 0 | 0 | 0 | SWHC013-03 | 1089 | 2021 | 0 | 550 | 2021 | 0 | 0 | SWHC013-03 | Unitary AC (Large) - Hot-Dry ¦ SCE ¦ Hot-Dry | Unitary AC (Large) - Hot-Dry | 2.0977 | 1 | 0.99 | CBSA 2014 | 0 | 2012 | 0.5 | SWHC013-03
COM-HVAC-25.52 | Com ¦ Large Unitary AC (EER 9.8) - Hot-Dry ¦ SCE ¦ Hot-Dry | Com ¦ Large Unitary AC (EER 9.8) - Hot-Dry | SCE ¦ Hot-Dry | SCE | All | Electric | Large Unitary Air-Cooled, Commercial, Packaged HP EER 9.8 | Average Existing and Code | 0 | Conventional | HVAC | Com - Lodging | Com | ROB and NEW | 0 | 1000 sqft2 of floor space | Cap-Tons | 15 | DEER:HVAC_Split-Package_AC | 0 | 0 | 0 | SWHC013-03 | 1089 | 2021 | 0 | 550 | 2021 | 0 | 0 | SWHC013-03 | Unitary AC (Large) - Hot-Dry ¦ SCE ¦ Hot-Dry | Unitary AC (Large) - Hot-Dry | 1.178 | 1 | 0.99 | CBSA 2014 | 0 | 2012 | 0.5 | SWHC013-03
COM-HVAC-25.53 | Com ¦ Large Unitary AC (EER 9.8) - Hot-Dry ¦ SCE ¦ Hot-Dry | Com ¦ Large Unitary AC (EER 9.8) - Hot-Dry | SCE ¦ Hot-Dry | SCE | All | Electric | Large Unitary Air-Cooled, Commercial, Packaged HP EER 9.8 | Average Existing and Code | 0 | Conventional | HVAC | Com - Office (Large) | Com | ROB and NEW | 0 | 1000 sqft2 of floor space | Cap-Tons | 15 | DEER:HVAC_Split-Package_AC | 0 | 0 | 0 | SWHC013-03 | 1089 | 2021 | 0 | 550 | 2021 | 0 | 0 | SWHC013-03 | Unitary AC (Large) - Hot-Dry ¦ SCE ¦ Hot-Dry | Unitary AC (Large) - Hot-Dry | 1.5616 | 1 | 0.99 | CBSA 2014 | 0 | 2012 | 0.5 | SWHC013-03
COM-HVAC-25.54 | Com ¦ Large Unitary AC (EER 9.8) - Hot-Dry ¦ SCE ¦ Hot-Dry | Com ¦ Large Unitary AC (EER 9.8) - Hot-Dry | SCE ¦ Hot-Dry | SCE | All | Electric | Large Unitary Air-Cooled, Commercial, Packaged HP EER 9.8 | Average Existing and Code | 0 | Conventional | HVAC | Com - Office (Small) | Com | ROB and NEW | 0 | 1000 sqft2 of floor space | Cap-Tons | 15 | DEER:HVAC_Split-Package_AC | 0 | 0 | 0 | SWHC013-03 | 1089 | 2021 | 0 | 550 | 2021 | 0 | 0 | SWHC013-03 | Unitary AC (Large) - Hot-Dry ¦ SCE ¦ Hot-Dry | Unitary AC (Large) - Hot-Dry | 1.7717 | 1 | 0.99 | CBSA 2014 | 0 | 2012 | 0.5 | SWHC013-03
COM-HVAC-25.55 | Com ¦ Large Unitary AC (EER 9.8) - Hot-Dry ¦ SCE ¦ Hot-Dry | Com ¦ Large Unitary AC (EER 9.8) - Hot-Dry | SCE ¦ Hot-Dry | SCE | All | Electric | Large Unitary Air-Cooled, Commercial, Packaged HP EER 9.8 | Average Existing and Code | 0 | Conventional | HVAC | Com - Other | Com | ROB and NEW | 0 | 1000 sqft2 of floor space | Cap-Tons | 15 | DEER:HVAC_Split-Package_AC | 0 | 0 | 0 | SWHC013-03 | 1089 | 2021 | 0 | 550 | 2021 | 0 | 0 | SWHC013-03 | Unitary AC (Large) - Hot-Dry ¦ SCE ¦ Hot-Dry | Unitary AC (Large) - Hot-Dry | 0.84588 | 1 | 0.99 | CBSA 2014 | 0 | 2012 | 0.5 | SWHC013-03
COM-HVAC-25.57 | Com ¦ Large Unitary AC (EER 9.8) - Hot-Dry ¦ SCE ¦ Hot-Dry | Com ¦ Large Unitary AC (EER 9.8) - Hot-Dry | SCE ¦ Hot-Dry | SCE | All | Electric | Large Unitary Air-Cooled, Commercial, Packaged HP EER 9.8 | Average Existing and Code | 0 | Conventional | HVAC | Com - Restaurant | Com | ROB and NEW | 0 | 1000 sqft2 of floor space | Cap-Tons | 15 | DEER:HVAC_Split-Package_AC | 0 | 0 | 0 | SWHC013-03 | 1089 | 2021 | 0 | 550 | 2021 | 0 | 0 | SWHC013-03 | Unitary AC (Large) - Hot-Dry ¦ SCE ¦ Hot-Dry | Unitary AC (Large) - Hot-Dry | 2.5853 | 1 | 0.99 | CBSA 2014 | 0 | 2012 | 0.5 | SWHC013-03
COM-HVAC-25.58 | Com ¦ Large Unitary AC (EER 9.8) - Hot-Dry ¦ SCE ¦ Hot-Dry | Com ¦ Large Unitary AC (EER 9.8) - Hot-Dry | SCE ¦ Hot-Dry | SCE | All | Electric | Large Unitary Air-Cooled, Commercial, Packaged HP EER 9.8 | Average Existing and Code | 0 | Conventional | HVAC | Com - Retail | Com | ROB and NEW | 0 | 1000 sqft2 of floor space | Cap-Tons | 15 | DEER:HVAC_Split-Package_AC | 0 | 0 | 0 | SWHC013-03 | 1089 | 2021 | 0 | 550 | 2021 | 0 | 0 | SWHC013-03 | Unitary AC (Large) - Hot-Dry ¦ SCE ¦ Hot-Dry | Unitary AC (Large) - Hot-Dry | 1.0938 | 1 | 0.99 | CBSA 2014 | 0 | 2012 | 0.5 | SWHC013-03
COM-HVAC-25.59 | Com ¦ Large Unitary AC (EER 9.8) - Hot-Dry ¦ SCE ¦ Hot-Dry | Com ¦ Large Unitary AC (EER 9.8) - Hot-Dry | SCE ¦ Hot-Dry | SCE | All | Electric | Large Unitary Air-Cooled, Commercial, Packaged HP EER 9.8 | Average Existing and Code | 0 | Conventional | HVAC | Com - School | Com | ROB and NEW | 0 | 1000 sqft2 of floor space | Cap-Tons | 15 | DEER:HVAC_Split-Package_AC | 0 | 0 | 0 | SWHC013-03 | 1089 | 2021 | 0 | 550 | 2021 | 0 | 0 | SWHC013-03 | Unitary AC (Large) - Hot-Dry ¦ SCE ¦ Hot-Dry | Unitary AC (Large) - Hot-Dry | 1.7812 | 1 | 0.99 | CBSA 2014 | 0 | 2012 | 0.5 | SWHC013-03
COM-HVAC-25.60 | Com ¦ Large Unitary AC (EER 9.8) - Hot-Dry ¦ SCE ¦ Hot-Dry | Com ¦ Large Unitary AC (EER 9.8) - Hot-Dry | SCE ¦ Hot-Dry | SCE | All | Electric | Large Unitary Air-Cooled, Commercial, Packaged HP EER 9.8 | Average Existing and Code | 0 | Conventional | HVAC | Com - Warehouse | Com | ROB and NEW | 0 | 1000 sqft2 of floor space | Cap-Tons | 15 | DEER:HVAC_Split-Package_AC | 0 | 0 | 0 | SWHC013-03 | 1089 | 2021 | 0 | 550 | 2021 | 0 | 0 | SWHC013-03 | Unitary AC (Large) - Hot-Dry ¦ SCE ¦ Hot-Dry | Unitary AC (Large) - Hot-Dry | 0.335 | 1 | 0.99 | CBSA 2014 | 0 | 2012 | 0.5 | SWHC013-03
COM-HVAC-25.61 | Com ¦ Large Unitary AC (EER 9.8) - Cold ¦ SCE ¦ Cold | Com ¦ Large Unitary AC (EER 9.8) - Cold | SCE ¦ Cold | SCE | All | Electric | Large Unitary Air-Cooled, Commercial, Packaged HP EER 9.8 | Average Existing and Code | 0 | Conventional | HVAC | Com - College | Com | ROB and NEW | 0 | 1000 sqft2 of floor space | Cap-Tons | 15 | DEER:HVAC_Split-Package_AC | 0 | 0 | 0 | SWHC013-03 | 1089 | 2021 | 0 | 550 | 2021 | 0 | 0 | SWHC013-03 | Unitary AC (Large) - Cold ¦ SCE ¦ Cold | Unitary AC (Large) - Cold | 1.4792 | 1 | 0.99 | CBSA 2014 | 0 | 2012 | 0.5 | SWHC013-03
COM-HVAC-25.62 | Com ¦ Large Unitary AC (EER 9.8) - Cold ¦ SCE ¦ Cold | Com ¦ Large Unitary AC (EER 9.8) - Cold | SCE ¦ Cold | SCE | All | Electric | Large Unitary Air-Cooled, Commercial, Packaged HP EER 9.8 | Average Existing and Code | 0 | Conventional | HVAC | Com - Grocery | Com | ROB and NEW | 0 | 1000 sqft2 of floor space | Cap-Tons | 15 | DEER:HVAC_Split-Package_AC | 0 | 0 | 0 | SWHC013-03 | 1089 | 2021 | 0 | 550 | 2021 | 0 | 0 | SWHC013-03 | Unitary AC (Large) - Cold ¦ SCE ¦ Cold | Unitary AC (Large) - Cold | 2.6311 | 1 | 0.99 | CBSA 2014 | 0 | 2012 | 0.5 | SWHC013-03
COM-HVAC-25.63 | Com ¦ Large Unitary AC (EER 9.8) - Cold ¦ SCE ¦ Cold | Com ¦ Large Unitary AC (EER 9.8) - Cold | SCE ¦ Cold | SCE | All | Electric | Large Unitary Air-Cooled, Commercial, Packaged HP EER 9.8 | Average Existing and Code | 0 | Conventional | HVAC | Com - Health | Com | ROB and NEW | 0 | 1000 sqft2 of floor space | Cap-Tons | 15 | DEER:HVAC_Split-Package_AC | 0 | 0 | 0 | SWHC013-03 | 1089 | 2021 | 0 | 550 | 2021 | 0 | 0 | SWHC013-03 | Unitary AC (Large) - Cold ¦ SCE ¦ Cold | Unitary AC (Large) - Cold | 2.0977 | 1 | 0.99 | CBSA 2014 | 0 | 2012 | 0.5 | SWHC013-03
COM-HVAC-25.64 | Com ¦ Large Unitary AC (EER 9.8) - Cold ¦ SCE ¦ Cold | Com ¦ Large Unitary AC (EER 9.8) - Cold | SCE ¦ Cold | SCE | All | Electric | Large Unitary Air-Cooled, Commercial, Packaged HP EER 9.8 | Average Existing and Code | 0 | Conventional | HVAC | Com - Lodging | Com | ROB and NEW | 0 | 1000 sqft2 of floor space | Cap-Tons | 15 | DEER:HVAC_Split-Package_AC | 0 | 0 | 0 | SWHC013-03 | 1089 | 2021 | 0 | 550 | 2021 | 0 | 0 | SWHC013-03 | Unitary AC (Large) - Cold ¦ SCE ¦ Cold | Unitary AC (Large) - Cold | 1.178 | 1 | 0.99 | CBSA 2014 | 0 | 2012 | 0.5 | SWHC013-03
COM-HVAC-25.65 | Com ¦ Large Unitary AC (EER 9.8) - Cold ¦ SCE ¦ Cold | Com ¦ Large Unitary AC (EER 9.8) - Cold | SCE ¦ Cold | SCE | All | Electric | Large Unitary Air-Cooled, Commercial, Packaged HP EER 9.8 | Average Existing and Code | 0 | Conventional | HVAC | Com - Office (Large) | Com | ROB and NEW | 0 | 1000 sqft2 of floor space | Cap-Tons | 15 | DEER:HVAC_Split-Package_AC | 0 | 0 | 0 | SWHC013-03 | 1089 | 2021 | 0 | 550 | 2021 | 0 | 0 | SWHC013-03 | Unitary AC (Large) - Cold ¦ SCE ¦ Cold | Unitary AC (Large) - Cold | 1.5616 | 1 | 0.99 | CBSA 2014 | 0 | 2012 | 0.5 | SWHC013-03
COM-HVAC-25.66 | Com ¦ Large Unitary AC (EER 9.8) - Cold ¦ SCE ¦ Cold | Com ¦ Large Unitary AC (EER 9.8) - Cold | SCE ¦ Cold | SCE | All | Electric | Large Unitary Air-Cooled, Commercial, Packaged HP EER 9.8 | Average Existing and Code | 0 | Conventional | HVAC | Com - Office (Small) | Com | ROB and NEW | 0 | 1000 sqft2 of floor space | Cap-Tons | 15 | DEER:HVAC_Split-Package_AC | 0 | 0 | 0 | SWHC013-03 | 1089 | 2021 | 0 | 550 | 2021 | 0 | 0 | SWHC013-03 | Unitary AC (Large) - Cold ¦ SCE ¦ Cold | Unitary AC (Large) - Cold | 1.7717 | 1 | 0.99 | CBSA 2014 | 0 | 2012 | 0.5 | SWHC013-03
COM-HVAC-25.67 | Com ¦ Large Unitary AC (EER 9.8) - Cold ¦ SCE ¦ Cold | Com ¦ Large Unitary AC (EER 9.8) - Cold | SCE ¦ Cold | SCE | All | Electric | Large Unitary Air-Cooled, Commercial, Packaged HP EER 9.8 | Average Existing and Code | 0 | Conventional | HVAC | Com - Other | Com | ROB and NEW | 0 | 1000 sqft2 of floor space | Cap-Tons | 15 | DEER:HVAC_Split-Package_AC | 0 | 0 | 0 | SWHC013-03 | 1089 | 2021 | 0 | 550 | 2021 | 0 | 0 | SWHC013-03 | Unitary AC (Large) - Cold ¦ SCE ¦ Cold | Unitary AC (Large) - Cold | 0.84588 | 1 | 0.99 | CBSA 2014 | 0 | 2012 | 0.5 | SWHC013-03
COM-HVAC-25.69 | Com ¦ Large Unitary AC (EER 9.8) - Cold ¦ SCE ¦ Cold | Com ¦ Large Unitary AC (EER 9.8) - Cold | SCE ¦ Cold | SCE | All | Electric | Large Unitary Air-Cooled, Commercial, Packaged HP EER 9.8 | Average Existing and Code | 0 | Conventional | HVAC | Com - Restaurant | Com | ROB and NEW | 0 | 1000 sqft2 of floor space | Cap-Tons | 15 | DEER:HVAC_Split-Package_AC | 0 | 0 | 0 | SWHC013-03 | 1089 | 2021 | 0 | 550 | 2021 | 0 | 0 | SWHC013-03 | Unitary AC (Large) - Cold ¦ SCE ¦ Cold | Unitary AC (Large) - Cold | 2.5853 | 1 | 0.99 | CBSA 2014 | 0 | 2012 | 0.5 | SWHC013-03
COM-HVAC-25.70 | Com ¦ Large Unitary AC (EER 9.8) - Cold ¦ SCE ¦ Cold | Com ¦ Large Unitary AC (EER 9.8) - Cold | SCE ¦ Cold | SCE | All | Electric | Large Unitary Air-Cooled, Commercial, Packaged HP EER 9.8 | Average Existing and Code | 0 | Conventional | HVAC | Com - Retail | Com | ROB and NEW | 0 | 1000 sqft2 of floor space | Cap-Tons | 15 | DEER:HVAC_Split-Package_AC | 0 | 0 | 0 | SWHC013-03 | 1089 | 2021 | 0 | 550 | 2021 | 0 | 0 | SWHC013-03 | Unitary AC (Large) - Cold ¦ SCE ¦ Cold | Unitary AC (Large) - Cold | 1.0938 | 1 | 0.99 | CBSA 2014 | 0 | 2012 | 0.5 | SWHC013-03
COM-HVAC-25.71 | Com ¦ Large Unitary AC (EER 9.8) - Cold ¦ SCE ¦ Cold | Com ¦ Large Unitary AC (EER 9.8) - Cold | SCE ¦ Cold | SCE | All | Electric | Large Unitary Air-Cooled, Commercial, Packaged HP EER 9.8 | Average Existing and Code | 0 | Conventional | HVAC | Com - School | Com | ROB and NEW | 0 | 1000 sqft2 of floor space | Cap-Tons | 15 | DEER:HVAC_Split-Package_AC | 0 | 0 | 0 | SWHC013-03 | 1089 | 2021 | 0 | 550 | 2021 | 0 | 0 | SWHC013-03 | Unitary AC (Large) - Cold ¦ SCE ¦ Cold | Unitary AC (Large) - Cold | 1.7812 | 1 | 0.99 | CBSA 2014 | 0 | 2012 | 0.5 | SWHC013-03
COM-HVAC-25.72 | Com ¦ Large Unitary AC (EER 9.8) - Cold ¦ SCE ¦ Cold | Com ¦ Large Unitary AC (EER 9.8) - Cold | SCE ¦ Cold | SCE | All | Electric | Large Unitary Air-Cooled, Commercial, Packaged HP EER 9.8 | Average Existing and Code | 0 | Conventional | HVAC | Com - Warehouse | Com | ROB and NEW | 0 | 1000 sqft2 of floor space | Cap-Tons | 15 | DEER:HVAC_Split-Package_AC | 0 | 0 | 0 | SWHC013-03 | 1089 | 2021 | 0 | 550 | 2021 | 0 | 0 | SWHC013-03 | Unitary AC (Large) - Cold ¦ SCE ¦ Cold | Unitary AC (Large) - Cold | 0.335 | 1 | 0.99 | CBSA 2014 | 0 | 2012 | 0.5 | SWHC013-03
COM-HVAC-25.73 | Com ¦ Large Unitary AC (EER 9.8) - Marine ¦ SDG&E ¦ Marine | Com ¦ Large Unitary AC (EER 9.8) - Marine | SDG&E ¦ Marine | SDG&E | All | Electric | Large Unitary Air-Cooled, Commercial, Packaged HP EER 9.8 | Average Existing and Code | 0 | Conventional | HVAC | Com - College | Com | ROB and NEW | 0 | 1000 sqft2 of floor space | Cap-Tons | 15 | DEER:HVAC_Split-Package_AC | 0 | 0 | 0 | SWHC013-03 | 1089 | 2021 | 0 | 550 | 2021 | 0 | 0 | SWHC013-03 | Unitary AC (Large) - Marine ¦ SDG&E ¦ Marine | Unitary AC (Large) - Marine | 1.4495 | 1 | 0.99 | CBSA 2014 | 0 | 2012 | 0.5 | SWHC013-03
COM-HVAC-25.74 | Com ¦ Large Unitary AC (EER 9.8) - Marine ¦ SDG&E ¦ Marine | Com ¦ Large Unitary AC (EER 9.8) - Marine | SDG&E ¦ Marine | SDG&E | All | Electric | Large Unitary Air-Cooled, Commercial, Packaged HP EER 9.8 | Average Existing and Code | 0 | Conventional | HVAC | Com - Grocery | Com | ROB and NEW | 0 | 1000 sqft2 of floor space | Cap-Tons | 15 | DEER:HVAC_Split-Package_AC | 0 | 0 | 0 | SWHC013-03 | 1089 | 2021 | 0 | 550 | 2021 | 0 | 0 | SWHC013-03 | Unitary AC (Large) - Marine ¦ SDG&E ¦ Marine | Unitary AC (Large) - Marine | 2.675 | 1 | 0.99 | CBSA 2014 | 0 | 2012 | 0.5 | SWHC013-03
COM-HVAC-25.75 | Com ¦ Large Unitary AC (EER 9.8) - Marine ¦ SDG&E ¦ Marine | Com ¦ Large Unitary AC (EER 9.8) - Marine | SDG&E ¦ Marine | SDG&E | All | Electric | Large Unitary Air-Cooled, Commercial, Packaged HP EER 9.8 | Average Existing and Code | 0 | Conventional | HVAC | Com - Health | Com | ROB and NEW | 0 | 1000 sqft2 of floor space | Cap-Tons | 15 | DEER:HVAC_Split-Package_AC | 0 | 0 | 0 | SWHC013-03 | 1089 | 2021 | 0 | 550 | 2021 | 0 | 0 | SWHC013-03 | Unitary AC (Large) - Marine ¦ SDG&E ¦ Marine | Unitary AC (Large) - Marine | 2.086 | 1 | 0.99 | CBSA 2014 | 0 | 2012 | 0.5 | SWHC013-03
COM-HVAC-25.76 | Com ¦ Large Unitary AC (EER 9.8) - Marine ¦ SDG&E ¦ Marine | Com ¦ Large Unitary AC (EER 9.8) - Marine | SDG&E ¦ Marine | SDG&E | All | Electric | Large Unitary Air-Cooled, Commercial, Packaged HP EER 9.8 | Average Existing and Code | 0 | Conventional | HVAC | Com - Lodging | Com | ROB and NEW | 0 | 1000 sqft2 of floor space | Cap-Tons | 15 | DEER:HVAC_Split-Package_AC | 0 | 0 | 0 | SWHC013-03 | 1089 | 2021 | 0 | 550 | 2021 | 0 | 0 | SWHC013-03 | Unitary AC (Large) - Marine ¦ SDG&E ¦ Marine | Unitary AC (Large) - Marine | 1.1671 | 1 | 0.99 | CBSA 2014 | 0 | 2012 | 0.5 | SWHC013-03
COM-HVAC-25.77 | Com ¦ Large Unitary AC (EER 9.8) - Marine ¦ SDG&E ¦ Marine | Com ¦ Large Unitary AC (EER 9.8) - Marine | SDG&E ¦ Marine | SDG&E | All | Electric | Large Unitary Air-Cooled, Commercial, Packaged HP EER 9.8 | Average Existing and Code | 0 | Conventional | HVAC | Com - Office (Large) | Com | ROB and NEW | 0 | 1000 sqft2 of floor space | Cap-Tons | 15 | DEER:HVAC_Split-Package_AC | 0 | 0 | 0 | SWHC013-03 | 1089 | 2021 | 0 | 550 | 2021 | 0 | 0 | SWHC013-03 | Unitary AC (Large) - Marine ¦ SDG&E ¦ Marine | Unitary AC (Large) - Marine | 1.5238 | 1 | 0.99 | CBSA 2014 | 0 | 2012 | 0.5 | SWHC013-03
COM-HVAC-25.78 | Com ¦ Large Unitary AC (EER 9.8) - Marine ¦ SDG&E ¦ Marine | Com ¦ Large Unitary AC (EER 9.8) - Marine | SDG&E ¦ Marine | SDG&E | All | Electric | Large Unitary Air-Cooled, Commercial, Packaged HP EER 9.8 | Average Existing and Code | 0 | Conventional | HVAC | Com - Office (Small) | Com | ROB and NEW | 0 | 1000 sqft2 of floor space | Cap-Tons | 15 | DEER:HVAC_Split-Package_AC | 0 | 0 | 0 | SWHC013-03 | 1089 | 2021 | 0 | 550 | 2021 | 0 | 0 | SWHC013-03 | Unitary AC (Large) - Marine ¦ SDG&E ¦ Marine | Unitary AC (Large) - Marine | 1.8503 | 1 | 0.99 | CBSA 2014 | 0 | 2012 | 0.5 | SWHC013-03
COM-HVAC-25.79 | Com ¦ Large Unitary AC (EER 9.8) - Marine ¦ SDG&E ¦ Marine | Com ¦ Large Unitary AC (EER 9.8) - Marine | SDG&E ¦ Marine | SDG&E | All | Electric | Large Unitary Air-Cooled, Commercial, Packaged HP EER 9.8 | Average Existing and Code | 0 | Conventional | HVAC | Com - Other | Com | ROB and NEW | 0 | 1000 sqft2 of floor space | Cap-Tons | 15 | DEER:HVAC_Split-Package_AC | 0 | 0 | 0 | SWHC013-03 | 1089 | 2021 | 0 | 550 | 2021 | 0 | 0 | SWHC013-03 | Unitary AC (Large) - Marine ¦ SDG&E ¦ Marine | Unitary AC (Large) - Marine | 0.83142 | 1 | 0.99 | CBSA 2014 | 0 | 2012 | 0.5 | SWHC013-03
COM-HVAC-25.81 | Com ¦ Large Unitary AC (EER 9.8) - Marine ¦ SDG&E ¦ Marine | Com ¦ Large Unitary AC (EER 9.8) - Marine | SDG&E ¦ Marine | SDG&E | All | Electric | Large Unitary Air-Cooled, Commercial, Packaged HP EER 9.8 | Average Existing and Code | 0 | Conventional | HVAC | Com - Restaurant | Com | ROB and NEW | 0 | 1000 sqft2 of floor space | Cap-Tons | 15 | DEER:HVAC_Split-Package_AC | 0 | 0 | 0 | SWHC013-03 | 1089 | 2021 | 0 | 550 | 2021 | 0 | 0 | SWHC013-03 | Unitary AC (Large) - Marine ¦ SDG&E ¦ Marine | Unitary AC (Large) - Marine | 2.7007 | 1 | 0.99 | CBSA 2014 | 0 | 2012 | 0.5 | SWHC013-03
COM-HVAC-25.82 | Com ¦ Large Unitary AC (EER 9.8) - Marine ¦ SDG&E ¦ Marine | Com ¦ Large Unitary AC (EER 9.8) - Marine | SDG&E ¦ Marine | SDG&E | All | Electric | Large Unitary Air-Cooled, Commercial, Packaged HP EER 9.8 | Average Existing and Code | 0 | Conventional | HVAC | Com - Retail | Com | ROB and NEW | 0 | 1000 sqft2 of floor space | Cap-Tons | 15 | DEER:HVAC_Split-Package_AC | 0 | 0 | 0 | SWHC013-03 | 1089 | 2021 | 0 | 550 | 2021 | 0 | 0 | SWHC013-03 | Unitary AC (Large) - Marine ¦ SDG&E ¦ Marine | Unitary AC (Large) - Marine | 1.0949 | 1 | 0.99 | CBSA 2014 | 0 | 2012 | 0.5 | SWHC013-03
COM-HVAC-25.83 | Com ¦ Large Unitary AC (EER 9.8) - Marine ¦ SDG&E ¦ Marine | Com ¦ Large Unitary AC (EER 9.8) - Marine | SDG&E ¦ Marine | SDG&E | All | Electric | Large Unitary Air-Cooled, Commercial, Packaged HP EER 9.8 | Average Existing and Code | 0 | Conventional | HVAC | Com - School | Com | ROB and NEW | 0 | 1000 sqft2 of floor space | Cap-Tons | 15 | DEER:HVAC_Split-Package_AC | 0 | 0 | 0 | SWHC013-03 | 1089 | 2021 | 0 | 550 | 2021 | 0 | 0 | SWHC013-03 | Unitary AC (Large) - Marine ¦ SDG&E ¦ Marine | Unitary AC (Large) - Marine | 1.8411 | 1 | 0.99 | CBSA 2014 | 0 | 2012 | 0.5 | SWHC013-03
COM-HVAC-25.84 | Com ¦ Large Unitary AC (EER 9.8) - Marine ¦ SDG&E ¦ Marine | Com ¦ Large Unitary AC (EER 9.8) - Marine | SDG&E ¦ Marine | SDG&E | All | Electric | Large Unitary Air-Cooled, Commercial, Packaged HP EER 9.8 | Average Existing and Code | 0 | Conventional | HVAC | Com - Warehouse | Com | ROB and NEW | 0 | 1000 sqft2 of floor space | Cap-Tons | 15 | DEER:HVAC_Split-Package_AC | 0 | 0 | 0 | SWHC013-03 | 1089 | 2021 | 0 | 550 | 2021 | 0 | 0 | SWHC013-03 | Unitary AC (Large) - Marine ¦ SDG&E ¦ Marine | Unitary AC (Large) - Marine | 0.33575 | 1 | 0.99 | CBSA 2014 | 0 | 2012 | 0.5 | SWHC013-03
COM-HVAC-25.85 | Com ¦ Large Unitary AC (EER 9.8) - Hot-Dry ¦ SDG&E ¦ Hot-Dry | Com ¦ Large Unitary AC (EER 9.8) - Hot-Dry | SDG&E ¦ Hot-Dry | SDG&E | All | Electric | Large Unitary Air-Cooled, Commercial, Packaged HP EER 9.8 | Average Existing and Code | 0 | Conventional | HVAC | Com - College | Com | ROB and NEW | 0 | 1000 sqft2 of floor space | Cap-Tons | 15 | DEER:HVAC_Split-Package_AC | 0 | 0 | 0 | SWHC013-03 | 1089 | 2021 | 0 | 550 | 2021 | 0 | 0 | SWHC013-03 | Unitary AC (Large) - Hot-Dry ¦ SDG&E ¦ Hot-Dry | Unitary AC (Large) - Hot-Dry | 1.4495 | 1 | 0.99 | CBSA 2014 | 0 | 2012 | 0.5 | SWHC013-03
COM-HVAC-25.86 | Com ¦ Large Unitary AC (EER 9.8) - Hot-Dry ¦ SDG&E ¦ Hot-Dry | Com ¦ Large Unitary AC (EER 9.8) - Hot-Dry | SDG&E ¦ Hot-Dry | SDG&E | All | Electric | Large Unitary Air-Cooled, Commercial, Packaged HP EER 9.8 | Average Existing and Code | 0 | Conventional | HVAC | Com - Grocery | Com | ROB and NEW | 0 | 1000 sqft2 of floor space | Cap-Tons | 15 | DEER:HVAC_Split-Package_AC | 0 | 0 | 0 | SWHC013-03 | 1089 | 2021 | 0 | 550 | 2021 | 0 | 0 | SWHC013-03 | Unitary AC (Large) - Hot-Dry ¦ SDG&E ¦ Hot-Dry | Unitary AC (Large) - Hot-Dry | 2.675 | 1 | 0.99 | CBSA 2014 | 0 | 2012 | 0.5 | SWHC013-03
COM-HVAC-25.87 | Com ¦ Large Unitary AC (EER 9.8) - Hot-Dry ¦ SDG&E ¦ Hot-Dry | Com ¦ Large Unitary AC (EER 9.8) - Hot-Dry | SDG&E ¦ Hot-Dry | SDG&E | All | Electric | Large Unitary Air-Cooled, Commercial, Packaged HP EER 9.8 | Average Existing and Code | 0 | Conventional | HVAC | Com - Health | Com | ROB and NEW | 0 | 1000 sqft2 of floor space | Cap-Tons | 15 | DEER:HVAC_Split-Package_AC | 0 | 0 | 0 | SWHC013-03 | 1089 | 2021 | 0 | 550 | 2021 | 0 | 0 | SWHC013-03 | Unitary AC (Large) - Hot-Dry ¦ SDG&E ¦ Hot-Dry | Unitary AC (Large) - Hot-Dry | 2.086 | 1 | 0.99 | CBSA 2014 | 0 | 2012 | 0.5 | SWHC013-03
COM-HVAC-25.88 | Com ¦ Large Unitary AC (EER 9.8) - Hot-Dry ¦ SDG&E ¦ Hot-Dry | Com ¦ Large Unitary AC (EER 9.8) - Hot-Dry | SDG&E ¦ Hot-Dry | SDG&E | All | Electric | Large Unitary Air-Cooled, Commercial, Packaged HP EER 9.8 | Average Existing and Code | 0 | Conventional | HVAC | Com - Lodging | Com | ROB and NEW | 0 | 1000 sqft2 of floor space | Cap-Tons | 15 | DEER:HVAC_Split-Package_AC | 0 | 0 | 0 | SWHC013-03 | 1089 | 2021 | 0 | 550 | 2021 | 0 | 0 | SWHC013-03 | Unitary AC (Large) - Hot-Dry ¦ SDG&E ¦ Hot-Dry | Unitary AC (Large) - Hot-Dry | 1.1671 | 1 | 0.99 | CBSA 2014 | 0 | 2012 | 0.5 | SWHC013-03
COM-HVAC-25.89 | Com ¦ Large Unitary AC (EER 9.8) - Hot-Dry ¦ SDG&E ¦ Hot-Dry | Com ¦ Large Unitary AC (EER 9.8) - Hot-Dry | SDG&E ¦ Hot-Dry | SDG&E | All | Electric | Large Unitary Air-Cooled, Commercial, Packaged HP EER 9.8 | Average Existing and Code | 0 | Conventional | HVAC | Com - Office (Large) | Com | ROB and NEW | 0 | 1000 sqft2 of floor space | Cap-Tons | 15 | DEER:HVAC_Split-Package_AC | 0 | 0 | 0 | SWHC013-03 | 1089 | 2021 | 0 | 550 | 2021 | 0 | 0 | SWHC013-03 | Unitary AC (Large) - Hot-Dry ¦ SDG&E ¦ Hot-Dry | Unitary AC (Large) - Hot-Dry | 1.5238 | 1 | 0.99 | CBSA 2014 | 0 | 2012 | 0.5 | SWHC013-03
COM-HVAC-25.90 | Com ¦ Large Unitary AC (EER 9.8) - Hot-Dry ¦ SDG&E ¦ Hot-Dry | Com ¦ Large Unitary AC (EER 9.8) - Hot-Dry | SDG&E ¦ Hot-Dry | SDG&E | All | Electric | Large Unitary Air-Cooled, Commercial, Packaged HP EER 9.8 | Average Existing and Code | 0 | Conventional | HVAC | Com - Office (Small) | Com | ROB and NEW | 0 | 1000 sqft2 of floor space | Cap-Tons | 15 | DEER:HVAC_Split-Package_AC | 0 | 0 | 0 | SWHC013-03 | 1089 | 2021 | 0 | 550 | 2021 | 0 | 0 | SWHC013-03 | Unitary AC (Large) - Hot-Dry ¦ SDG&E ¦ Hot-Dry | Unitary AC (Large) - Hot-Dry | 1.8503 | 1 | 0.99 | CBSA 2014 | 0 | 2012 | 0.5 | SWHC013-03
COM-HVAC-25.91 | Com ¦ Large Unitary AC (EER 9.8) - Hot-Dry ¦ SDG&E ¦ Hot-Dry | Com ¦ Large Unitary AC (EER 9.8) - Hot-Dry | SDG&E ¦ Hot-Dry | SDG&E | All | Electric | Large Unitary Air-Cooled, Commercial, Packaged HP EER 9.8 | Average Existing and Code | 0 | Conventional | HVAC | Com - Other | Com | ROB and NEW | 0 | 1000 sqft2 of floor space | Cap-Tons | 15 | DEER:HVAC_Split-Package_AC | 0 | 0 | 0 | SWHC013-03 | 1089 | 2021 | 0 | 550 | 2021 | 0 | 0 | SWHC013-03 | Unitary AC (Large) - Hot-Dry ¦ SDG&E ¦ Hot-Dry | Unitary AC (Large) - Hot-Dry | 0.83142 | 1 | 0.99 | CBSA 2014 | 0 | 2012 | 0.5 | SWHC013-03
COM-HVAC-25.93 | Com ¦ Large Unitary AC (EER 9.8) - Hot-Dry ¦ SDG&E ¦ Hot-Dry | Com ¦ Large Unitary AC (EER 9.8) - Hot-Dry | SDG&E ¦ Hot-Dry | SDG&E | All | Electric | Large Unitary Air-Cooled, Commercial, Packaged HP EER 9.8 | Average Existing and Code | 0 | Conventional | HVAC | Com - Restaurant | Com | ROB and NEW | 0 | 1000 sqft2 of floor space | Cap-Tons | 15 | DEER:HVAC_Split-Package_AC | 0 | 0 | 0 | SWHC013-03 | 1089 | 2021 | 0 | 550 | 2021 | 0 | 0 | SWHC013-03 | Unitary AC (Large) - Hot-Dry ¦ SDG&E ¦ Hot-Dry | Unitary AC (Large) - Hot-Dry | 2.7007 | 1 | 0.99 | CBSA 2014 | 0 | 2012 | 0.5 | SWHC013-03
COM-HVAC-25.94 | Com ¦ Large Unitary AC (EER 9.8) - Hot-Dry ¦ SDG&E ¦ Hot-Dry | Com ¦ Large Unitary AC (EER 9.8) - Hot-Dry | SDG&E ¦ Hot-Dry | SDG&E | All | Electric | Large Unitary Air-Cooled, Commercial, Packaged HP EER 9.8 | Average Existing and Code | 0 | Conventional | HVAC | Com - Retail | Com | ROB and NEW | 0 | 1000 sqft2 of floor space | Cap-Tons | 15 | DEER:HVAC_Split-Package_AC | 0 | 0 | 0 | SWHC013-03 | 1089 | 2021 | 0 | 550 | 2021 | 0 | 0 | SWHC013-03 | Unitary AC (Large) - Hot-Dry ¦ SDG&E ¦ Hot-Dry | Unitary AC (Large) - Hot-Dry | 1.0949 | 1 | 0.99 | CBSA 2014 | 0 | 2012 | 0.5 | SWHC013-03
COM-HVAC-25.95 | Com ¦ Large Unitary AC (EER 9.8) - Hot-Dry ¦ SDG&E ¦ Hot-Dry | Com ¦ Large Unitary AC (EER 9.8) - Hot-Dry | SDG&E ¦ Hot-Dry | SDG&E | All | Electric | Large Unitary Air-Cooled, Commercial, Packaged HP EER 9.8 | Average Existing and Code | 0 | Conventional | HVAC | Com - School | Com | ROB and NEW | 0 | 1000 sqft2 of floor space | Cap-Tons | 15 | DEER:HVAC_Split-Package_AC | 0 | 0 | 0 | SWHC013-03 | 1089 | 2021 | 0 | 550 | 2021 | 0 | 0 | SWHC013-03 | Unitary AC (Large) - Hot-Dry ¦ SDG&E ¦ Hot-Dry | Unitary AC (Large) - Hot-Dry | 1.8411 | 1 | 0.99 | CBSA 2014 | 0 | 2012 | 0.5 | SWHC013-03
COM-HVAC-25.96 | Com ¦ Large Unitary AC (EER 9.8) - Hot-Dry ¦ SDG&E ¦ Hot-Dry | Com ¦ Large Unitary AC (EER 9.8) - Hot-Dry | SDG&E ¦ Hot-Dry | SDG&E | All | Electric | Large Unitary Air-Cooled, Commercial, Packaged HP EER 9.8 | Average Existing and Code | 0 | Conventional | HVAC | Com - Warehouse | Com | ROB and NEW | 0 | 1000 sqft2 of floor space | Cap-Tons | 15 | DEER:HVAC_Split-Package_AC | 0 | 0 | 0 | SWHC013-03 | 1089 | 2021 | 0 | 550 | 2021 | 0 | 0 | SWHC013-03 | Unitary AC (Large) - Hot-Dry ¦ SDG&E ¦ Hot-Dry | Unitary AC (Large) - Hot-Dry | 0.33575 | 1 | 0.99 | CBSA 2014 | 0 | 2012 | 0.5 | SWHC013-03
COM-HVAC-26.1 | Com ¦ Large Unitary AC (EER 10.8) - Marine ¦ PG&E ¦ Marine | Com ¦ Large Unitary AC (EER 10.8) - Marine | PG&E ¦ Marine | PG&E | All | Electric | Large Unitary Air-Cooled, Commercial, Packaged HP EER 10.8 | Efficient | 0 | Conventional | HVAC | Com - College | Com | ROB and NEW | 0 | 1000 sqft2 of floor space | Cap-Tons | 15 | DEER:HVAC_Split-Package_AC | -56.3 | -0.0315 | 0 | SWHC013-03 | 1211.09 | 2021 | 0 | 550 | 2021 | 0 | 0 | SWHC013-03 | Unitary AC (Large) - Marine ¦ PG&E ¦ Marine | Unitary AC (Large) - Marine | 1.3254 | 1 | 0.01 | CBSA 2014 | 1.9136 | 2032 | 0.5 | SWHC013-03
COM-HVAC-26.2 | Com ¦ Large Unitary AC (EER 10.8) - Marine ¦ PG&E ¦ Marine | Com ¦ Large Unitary AC (EER 10.8) - Marine | PG&E ¦ Marine | PG&E | All | Electric | Large Unitary Air-Cooled, Commercial, Packaged HP EER 10.8 | Efficient | 0 | Conventional | HVAC | Com - Grocery | Com | ROB and NEW | 0 | 1000 sqft2 of floor space | Cap-Tons | 15 | DEER:HVAC_Split-Package_AC | -56.3 | -0.0315 | 0 | SWHC013-03 | 1211.09 | 2021 | 0 | 550 | 2021 | 0 | 0 | SWHC013-03 | Unitary AC (Large) - Marine ¦ PG&E ¦ Marine | Unitary AC (Large) - Marine | 2.2115 | 1 | 0.01 | CBSA 2014 | 1.2378 | 2032 | 0.5 | SWHC013-03
COM-HVAC-26.3 | Com ¦ Large Unitary AC (EER 10.8) - Marine ¦ PG&E ¦ Marine | Com ¦ Large Unitary AC (EER 10.8) - Marine | PG&E ¦ Marine | PG&E | All | Electric | Large Unitary Air-Cooled, Commercial, Packaged HP EER 10.8 | Efficient | 0 | Conventional | HVAC | Com - Health | Com | ROB and NEW | 0 | 1000 sqft2 of floor space | Cap-Tons | 15 | DEER:HVAC_Split-Package_AC | -56.3 | -0.0315 | 0 | SWHC013-03 | 1211.09 | 2021 | 0 | 550 | 2021 | 0 | 0 | SWHC013-03 | Unitary AC (Large) - Marine ¦ PG&E ¦ Marine | Unitary AC (Large) - Marine | 1.9572 | 1 | 0.01 | CBSA 2014 | 0.83446 | 2032 | 0.5 | SWHC013-03
COM-HVAC-26.4 | Com ¦ Large Unitary AC (EER 10.8) - Marine ¦ PG&E ¦ Marine | Com ¦ Large Unitary AC (EER 10.8) - Marine | PG&E ¦ Marine | PG&E | All | Electric | Large Unitary Air-Cooled, Commercial, Packaged HP EER 10.8 | Efficient | 0 | Conventional | HVAC | Com - Lodging | Com | ROB and NEW | 0 | 1000 sqft2 of floor space | Cap-Tons | 15 | DEER:HVAC_Split-Package_AC | -56.3 | -0.0315 | 0 | SWHC013-03 | 1211.09 | 2021 | 0 | 550 | 2021 | 0 | 0 | SWHC013-03 | Unitary AC (Large) - Marine ¦ PG&E ¦ Marine | Unitary AC (Large) - Marine | 1.0433 | 1 | 0.01 | CBSA 2014 | 3.0944 | 2032 | 0.5 | SWHC013-03
COM-HVAC-26.5 | Com ¦ Large Unitary AC (EER 10.8) - Marine ¦ PG&E ¦ Marine | Com ¦ Large Unitary AC (EER 10.8) - Marine | PG&E ¦ Marine | PG&E | All | Electric | Large Unitary Air-Cooled, Commercial, Packaged HP EER 10.8 | Efficient | 0 | Conventional | HVAC | Com - Office (Large) | Com | ROB and NEW | 0 | 1000 sqft2 of floor space | Cap-Tons | 15 | DEER:HVAC_Split-Package_AC | -56.3 | -0.0315 | 0 | SWHC013-03 | 1211.09 | 2021 | 0 | 550 | 2021 | 0 | 0 | SWHC013-03 | Unitary AC (Large) - Marine ¦ PG&E ¦ Marine | Unitary AC (Large) - Marine | 1.3898 | 1 | 0.01 | CBSA 2014 | 0.88161 | 2032 | 0.5 | SWHC013-03
COM-HVAC-26.6 | Com ¦ Large Unitary AC (EER 10.8) - Marine ¦ PG&E ¦ Marine | Com ¦ Large Unitary AC (EER 10.8) - Marine | PG&E ¦ Marine | PG&E | All | Electric | Large Unitary Air-Cooled, Commercial, Packaged HP EER 10.8 | Efficient | 0 | Conventional | HVAC | Com - Office (Small) | Com | ROB and NEW | 0 | 1000 sqft2 of floor space | Cap-Tons | 15 | DEER:HVAC_Split-Package_AC | -56.3 | -0.0315 | 0 | SWHC013-03 | 1211.09 | 2021 | 0 | 550 | 2021 | 0 | 0 | SWHC013-03 | Unitary AC (Large) - Marine ¦ PG&E ¦ Marine | Unitary AC (Large) - Marine | 1.6254 | 1 | 0.01 | CBSA 2014 | 1.4653 | 2032 | 0.5 | SWHC013-03
COM-HVAC-26.7 | Com ¦ Large Unitary AC (EER 10.8) - Marine ¦ PG&E ¦ Marine | Com ¦ Large Unitary AC (EER 10.8) - Marine | PG&E ¦ Marine | PG&E | All | Electric | Large Unitary Air-Cooled, Commercial, Packaged HP EER 10.8 | Efficient | 0 | Conventional | HVAC | Com - Other | Com | ROB and NEW | 0 | 1000 sqft2 of floor space | Cap-Tons | 15 | DEER:HVAC_Split-Package_AC | -56.3 | -0.0315 | 0 | SWHC013-03 | 1211.09 | 2021 | 0 | 550 | 2021 | 0 | 0 | SWHC013-03 | Unitary AC (Large) - Marine ¦ PG&E ¦ Marine | Unitary AC (Large) - Marine | 0.7671 | 1 | 0.01 | CBSA 2014 | 3.301 | 2032 | 0.5 | SWHC013-03
COM-HVAC-26.9 | Com ¦ Large Unitary AC (EER 10.8) - Marine ¦ PG&E ¦ Marine | Com ¦ Large Unitary AC (EER 10.8) - Marine | PG&E ¦ Marine | PG&E | All | Electric | Large Unitary Air-Cooled, Commercial, Packaged HP EER 10.8 | Efficient | 0 | Conventional | HVAC | Com - Restaurant | Com | ROB and NEW | 0 | 1000 sqft2 of floor space | Cap-Tons | 15 | DEER:HVAC_Split-Package_AC | -56.3 | -0.0315 | 0 | SWHC013-03 | 1211.09 | 2021 | 0 | 550 | 2021 | 0 | 0 | SWHC013-03 | Unitary AC (Large) - Marine ¦ PG&E ¦ Marine | Unitary AC (Large) - Marine | 2.3487 | 1 | 0.01 | CBSA 2014 | 1.1476 | 2032 | 0.5 | SWHC013-03
COM-HVAC-26.10 | Com ¦ Large Unitary AC (EER 10.8) - Marine ¦ PG&E ¦ Marine | Com ¦ Large Unitary AC (EER 10.8) - Marine | PG&E ¦ Marine | PG&E | All | Electric | Large Unitary Air-Cooled, Commercial, Packaged HP EER 10.8 | Efficient | 0 | Conventional | HVAC | Com - Retail | Com | ROB and NEW | 0 | 1000 sqft2 of floor space | Cap-Tons | 15 | DEER:HVAC_Split-Package_AC | -56.3 | -0.0315 | 0 | SWHC013-03 | 1211.09 | 2021 | 0 | 550 | 2021 | 0 | 0 | SWHC013-03 | Unitary AC (Large) - Marine ¦ PG&E ¦ Marine | Unitary AC (Large) - Marine | 0.97885 | 1 | 0.01 | CBSA 2014 | 5.4222 | 2032 | 0.5 | SWHC013-03
COM-HVAC-26.11 | Com ¦ Large Unitary AC (EER 10.8) - Marine ¦ PG&E ¦ Marine | Com ¦ Large Unitary AC (EER 10.8) - Marine | PG&E ¦ Marine | PG&E | All | Electric | Large Unitary Air-Cooled, Commercial, Packaged HP EER 10.8 | Efficient | 0 | Conventional | HVAC | Com - School | Com | ROB and NEW | 0 | 1000 sqft2 of floor space | Cap-Tons | 15 | DEER:HVAC_Split-Package_AC | -56.3 | -0.0315 | 0 | SWHC013-03 | 1211.09 | 2021 | 0 | 550 | 2021 | 0 | 0 | SWHC013-03 | Unitary AC (Large) - Marine ¦ PG&E ¦ Marine | Unitary AC (Large) - Marine | 1.4864 | 1 | 0.01 | CBSA 2014 | 3.0926 | 2032 | 0.5 | SWHC013-03
COM-HVAC-26.12 | Com ¦ Large Unitary AC (EER 10.8) - Marine ¦ PG&E ¦ Marine | Com ¦ Large Unitary AC (EER 10.8) - Marine | PG&E ¦ Marine | PG&E | All | Electric | Large Unitary Air-Cooled, Commercial, Packaged HP EER 10.8 | Efficient | 0 | Conventional | HVAC | Com - Warehouse | Com | ROB and NEW | 0 | 1000 sqft2 of floor space | Cap-Tons | 15 | DEER:HVAC_Split-Package_AC | -56.3 | -0.0315 | 0 | SWHC013-03 | 1211.09 | 2021 | 0 | 550 | 2021 | 0 | 0 | SWHC013-03 | Unitary AC (Large) - Marine ¦ PG&E ¦ Marine | Unitary AC (Large) - Marine | 0.30463 | 1 | 0.01 | CBSA 2014 | 4.1864 | 2032 | 0.5 | SWHC013-03
COM-HVAC-26.13 | Com ¦ Large Unitary AC (EER 10.8) - Hot-Dry ¦ PG&E ¦ Hot-Dry | Com ¦ Large Unitary AC (EER 10.8) - Hot-Dry | PG&E ¦ Hot-Dry | PG&E | All | Electric | Large Unitary Air-Cooled, Commercial, Packaged HP EER 10.8 | Efficient | 0 | Conventional | HVAC | Com - College | Com | ROB and NEW | 0 | 1000 sqft2 of floor space | Cap-Tons | 15 | DEER:HVAC_Split-Package_AC | -84.9 | -0.052 | 0 | SWHC013-03 | 1211.09 | 2021 | 0 | 550 | 2021 | 0 | 0 | SWHC013-03 | Unitary AC (Large) - Hot-Dry ¦ PG&E ¦ Hot-Dry | Unitary AC (Large) - Hot-Dry | 1.3254 | 1 | 0.01 | CBSA 2014 | 2.8857 | 2032 | 0.5 | SWHC013-03
COM-HVAC-26.14 | Com ¦ Large Unitary AC (EER 10.8) - Hot-Dry ¦ PG&E ¦ Hot-Dry | Com ¦ Large Unitary AC (EER 10.8) - Hot-Dry | PG&E ¦ Hot-Dry | PG&E | All | Electric | Large Unitary Air-Cooled, Commercial, Packaged HP EER 10.8 | Efficient | 0 | Conventional | HVAC | Com - Grocery | Com | ROB and NEW | 0 | 1000 sqft2 of floor space | Cap-Tons | 15 | DEER:HVAC_Split-Package_AC | -84.9 | -0.052 | 0 | SWHC013-03 | 1211.09 | 2021 | 0 | 550 | 2021 | 0 | 0 | SWHC013-03 | Unitary AC (Large) - Hot-Dry ¦ PG&E ¦ Hot-Dry | Unitary AC (Large) - Hot-Dry | 2.2115 | 1 | 0.01 | CBSA 2014 | 1.8666 | 2032 | 0.5 | SWHC013-03
COM-HVAC-26.15 | Com ¦ Large Unitary AC (EER 10.8) - Hot-Dry ¦ PG&E ¦ Hot-Dry | Com ¦ Large Unitary AC (EER 10.8) - Hot-Dry | PG&E ¦ Hot-Dry | PG&E | All | Electric | Large Unitary Air-Cooled, Commercial, Packaged HP EER 10.8 | Efficient | 0 | Conventional | HVAC | Com - Health | Com | ROB and NEW | 0 | 1000 sqft2 of floor space | Cap-Tons | 15 | DEER:HVAC_Split-Package_AC | -84.9 | -0.052 | 0 | SWHC013-03 | 1211.09 | 2021 | 0 | 550 | 2021 | 0 | 0 | SWHC013-03 | Unitary AC (Large) - Hot-Dry ¦ PG&E ¦ Hot-Dry | Unitary AC (Large) - Hot-Dry | 1.9572 | 1 | 0.01 | CBSA 2014 | 1.2584 | 2032 | 0.5 | SWHC013-03
COM-HVAC-26.16 | Com ¦ Large Unitary AC (EER 10.8) - Hot-Dry ¦ PG&E ¦ Hot-Dry | Com ¦ Large Unitary AC (EER 10.8) - Hot-Dry | PG&E ¦ Hot-Dry | PG&E | All | Electric | Large Unitary Air-Cooled, Commercial, Packaged HP EER 10.8 | Efficient | 0 | Conventional | HVAC | Com - Lodging | Com | ROB and NEW | 0 | 1000 sqft2 of floor space | Cap-Tons | 15 | DEER:HVAC_Split-Package_AC | -84.9 | -0.052 | 0 | SWHC013-03 | 1211.09 | 2021 | 0 | 550 | 2021 | 0 | 0 | SWHC013-03 | Unitary AC (Large) - Hot-Dry ¦ PG&E ¦ Hot-Dry | Unitary AC (Large) - Hot-Dry | 1.0433 | 1 | 0.01 | CBSA 2014 | 4.6664 | 2032 | 0.5 | SWHC013-03
COM-HVAC-26.17 | Com ¦ Large Unitary AC (EER 10.8) - Hot-Dry ¦ PG&E ¦ Hot-Dry | Com ¦ Large Unitary AC (EER 10.8) - Hot-Dry | PG&E ¦ Hot-Dry | PG&E | All | Electric | Large Unitary Air-Cooled, Commercial, Packaged HP EER 10.8 | Efficient | 0 | Conventional | HVAC | Com - Office (Large) | Com | ROB and NEW | 0 | 1000 sqft2 of floor space | Cap-Tons | 15 | DEER:HVAC_Split-Package_AC | -84.9 | -0.052 | 0 | SWHC013-03 | 1211.09 | 2021 | 0 | 550 | 2021 | 0 | 0 | SWHC013-03 | Unitary AC (Large) - Hot-Dry ¦ PG&E ¦ Hot-Dry | Unitary AC (Large) - Hot-Dry | 1.3898 | 1 | 0.01 | CBSA 2014 | 1.3295 | 2032 | 0.5 | SWHC013-03
COM-HVAC-26.18 | Com ¦ Large Unitary AC (EER 10.8) - Hot-Dry ¦ PG&E ¦ Hot-Dry | Com ¦ Large Unitary AC (EER 10.8) - Hot-Dry | PG&E ¦ Hot-Dry | PG&E | All | Electric | Large Unitary Air-Cooled, Commercial, Packaged HP EER 10.8 | Efficient | 0 | Conventional | HVAC | Com - Office (Small) | Com | ROB and NEW | 0 | 1000 sqft2 of floor space | Cap-Tons | 15 | DEER:HVAC_Split-Package_AC | -84.9 | -0.052 | 0 | SWHC013-03 | 1211.09 | 2021 | 0 | 550 | 2021 | 0 | 0 | SWHC013-03 | Unitary AC (Large) - Hot-Dry ¦ PG&E ¦ Hot-Dry | Unitary AC (Large) - Hot-Dry | 1.6254 | 1 | 0.01 | CBSA 2014 | 2.2096 | 2032 | 0.5 | SWHC013-03
COM-HVAC-26.19 | Com ¦ Large Unitary AC (EER 10.8) - Hot-Dry ¦ PG&E ¦ Hot-Dry | Com ¦ Large Unitary AC (EER 10.8) - Hot-Dry | PG&E ¦ Hot-Dry | PG&E | All | Electric | Large Unitary Air-Cooled, Commercial, Packaged HP EER 10.8 | Efficient | 0 | Conventional | HVAC | Com - Other | Com | ROB and NEW | 0 | 1000 sqft2 of floor space | Cap-Tons | 15 | DEER:HVAC_Split-Package_AC | -84.9 | -0.052 | 0 | SWHC013-03 | 1211.09 | 2021 | 0 | 550 | 2021 | 0 | 0 | SWHC013-03 | Unitary AC (Large) - Hot-Dry ¦ PG&E ¦ Hot-Dry | Unitary AC (Large) - Hot-Dry | 0.7671 | 1 | 0.01 | CBSA 2014 | 4.9779 | 2032 | 0.5 | SWHC013-03
COM-HVAC-26.21 | Com ¦ Large Unitary AC (EER 10.8) - Hot-Dry ¦ PG&E ¦ Hot-Dry | Com ¦ Large Unitary AC (EER 10.8) - Hot-Dry | PG&E ¦ Hot-Dry | PG&E | All | Electric | Large Unitary Air-Cooled, Commercial, Packaged HP EER 10.8 | Efficient | 0 | Conventional | HVAC | Com - Restaurant | Com | ROB and NEW | 0 | 1000 sqft2 of floor space | Cap-Tons | 15 | DEER:HVAC_Split-Package_AC | -84.9 | -0.052 | 0 | SWHC013-03 | 1211.09 | 2021 | 0 | 550 | 2021 | 0 | 0 | SWHC013-03 | Unitary AC (Large) - Hot-Dry ¦ PG&E ¦ Hot-Dry | Unitary AC (Large) - Hot-Dry | 2.3487 | 1 | 0.01 | CBSA 2014 | 1.7306 | 2032 | 0.5 | SWHC013-03
COM-HVAC-26.22 | Com ¦ Large Unitary AC (EER 10.8) - Hot-Dry ¦ PG&E ¦ Hot-Dry | Com ¦ Large Unitary AC (EER 10.8) - Hot-Dry | PG&E ¦ Hot-Dry | PG&E | All | Electric | Large Unitary Air-Cooled, Commercial, Packaged HP EER 10.8 | Efficient | 0 | Conventional | HVAC | Com - Retail | Com | ROB and NEW | 0 | 1000 sqft2 of floor space | Cap-Tons | 15 | DEER:HVAC_Split-Package_AC | -84.9 | -0.052 | 0 | SWHC013-03 | 1211.09 | 2021 | 0 | 550 | 2021 | 0 | 0 | SWHC013-03 | Unitary AC (Large) - Hot-Dry ¦ PG&E ¦ Hot-Dry | Unitary AC (Large) - Hot-Dry | 0.97885 | 1 | 0.01 | CBSA 2014 | 8.1766 | 2032 | 0.5 | SWHC013-03
COM-HVAC-26.23 | Com ¦ Large Unitary AC (EER 10.8) - Hot-Dry ¦ PG&E ¦ Hot-Dry | Com ¦ Large Unitary AC (EER 10.8) - Hot-Dry | PG&E ¦ Hot-Dry | PG&E | All | Electric | Large Unitary Air-Cooled, Commercial, Packaged HP EER 10.8 | Efficient | 0 | Conventional | HVAC | Com - School | Com | ROB and NEW | 0 | 1000 sqft2 of floor space | Cap-Tons | 15 | DEER:HVAC_Split-Package_AC | -84.9 | -0.052 | 0 | SWHC013-03 | 1211.09 | 2021 | 0 | 550 | 2021 | 0 | 0 | SWHC013-03 | Unitary AC (Large) - Hot-Dry ¦ PG&E ¦ Hot-Dry | Unitary AC (Large) - Hot-Dry | 1.4864 | 1 | 0.01 | CBSA 2014 | 4.6636 | 2032 | 0.5 | SWHC013-03
COM-HVAC-26.24 | Com ¦ Large Unitary AC (EER 10.8) - Hot-Dry ¦ PG&E ¦ Hot-Dry | Com ¦ Large Unitary AC (EER 10.8) - Hot-Dry | PG&E ¦ Hot-Dry | PG&E | All | Electric | Large Unitary Air-Cooled, Commercial, Packaged HP EER 10.8 | Efficient | 0 | Conventional | HVAC | Com - Warehouse | Com | ROB and NEW | 0 | 1000 sqft2 of floor space | Cap-Tons | 15 | DEER:HVAC_Split-Package_AC | -84.9 | -0.052 | 0 | SWHC013-03 | 1211.09 | 2021 | 0 | 550 | 2021 | 0 | 0 | SWHC013-03 | Unitary AC (Large) - Hot-Dry ¦ PG&E ¦ Hot-Dry | Unitary AC (Large) - Hot-Dry | 0.30463 | 1 | 0.01 | CBSA 2014 | 6.3131 | 2032 | 0.5 | SWHC013-03
COM-HVAC-26.25 | Com ¦ Large Unitary AC (EER 10.8) - Cold ¦ PG&E ¦ Cold | Com ¦ Large Unitary AC (EER 10.8) - Cold | PG&E ¦ Cold | PG&E | All | Electric | Large Unitary Air-Cooled, Commercial, Packaged HP EER 10.8 | Efficient | 0 | Conventional | HVAC | Com - College | Com | ROB and NEW | 0 | 1000 sqft2 of floor space | Cap-Tons | 15 | DEER:HVAC_Split-Package_AC | -51 | -0.0282 | 0 | SWHC013-03 | 1211.09 | 2021 | 0 | 550 | 2021 | 0 | 0 | SWHC013-03 | Unitary AC (Large) - Cold ¦ PG&E ¦ Cold | Unitary AC (Large) - Cold | 1.3254 | 1 | 0.01 | CBSA 2014 | 1.7335 | 2032 | 0.5 | SWHC013-03
COM-HVAC-26.26 | Com ¦ Large Unitary AC (EER 10.8) - Cold ¦ PG&E ¦ Cold | Com ¦ Large Unitary AC (EER 10.8) - Cold | PG&E ¦ Cold | PG&E | All | Electric | Large Unitary Air-Cooled, Commercial, Packaged HP EER 10.8 | Efficient | 0 | Conventional | HVAC | Com - Grocery | Com | ROB and NEW | 0 | 1000 sqft2 of floor space | Cap-Tons | 15 | DEER:HVAC_Split-Package_AC | -51 | -0.0282 | 0 | SWHC013-03 | 1211.09 | 2021 | 0 | 550 | 2021 | 0 | 0 | SWHC013-03 | Unitary AC (Large) - Cold ¦ PG&E ¦ Cold | Unitary AC (Large) - Cold | 2.2115 | 1 | 0.01 | CBSA 2014 | 1.1213 | 2032 | 0.5 | SWHC013-03
COM-HVAC-26.27 | Com ¦ Large Unitary AC (EER 10.8) - Cold ¦ PG&E ¦ Cold | Com ¦ Large Unitary AC (EER 10.8) - Cold | PG&E ¦ Cold | PG&E | All | Electric | Large Unitary Air-Cooled, Commercial, Packaged HP EER 10.8 | Efficient | 0 | Conventional | HVAC | Com - Health | Com | ROB and NEW | 0 | 1000 sqft2 of floor space | Cap-Tons | 15 | DEER:HVAC_Split-Package_AC | -51 | -0.0282 | 0 | SWHC013-03 | 1211.09 | 2021 | 0 | 550 | 2021 | 0 | 0 | SWHC013-03 | Unitary AC (Large) - Cold ¦ PG&E ¦ Cold | Unitary AC (Large) - Cold | 1.9572 | 1 | 0.01 | CBSA 2014 | 0.7559 | 2032 | 0.5 | SWHC013-03
COM-HVAC-26.28 | Com ¦ Large Unitary AC (EER 10.8) - Cold ¦ PG&E ¦ Cold | Com ¦ Large Unitary AC (EER 10.8) - Cold | PG&E ¦ Cold | PG&E | All | Electric | Large Unitary Air-Cooled, Commercial, Packaged HP EER 10.8 | Efficient | 0 | Conventional | HVAC | Com - Lodging | Com | ROB and NEW | 0 | 1000 sqft2 of floor space | Cap-Tons | 15 | DEER:HVAC_Split-Package_AC | -51 | -0.0282 | 0 | SWHC013-03 | 1211.09 | 2021 | 0 | 550 | 2021 | 0 | 0 | SWHC013-03 | Unitary AC (Large) - Cold ¦ PG&E ¦ Cold | Unitary AC (Large) - Cold | 1.0433 | 1 | 0.01 | CBSA 2014 | 2.8031 | 2032 | 0.5 | SWHC013-03
COM-HVAC-26.29 | Com ¦ Large Unitary AC (EER 10.8) - Cold ¦ PG&E ¦ Cold | Com ¦ Large Unitary AC (EER 10.8) - Cold | PG&E ¦ Cold | PG&E | All | Electric | Large Unitary Air-Cooled, Commercial, Packaged HP EER 10.8 | Efficient | 0 | Conventional | HVAC | Com - Office (Large) | Com | ROB and NEW | 0 | 1000 sqft2 of floor space | Cap-Tons | 15 | DEER:HVAC_Split-Package_AC | -51 | -0.0282 | 0 | SWHC013-03 | 1211.09 | 2021 | 0 | 550 | 2021 | 0 | 0 | SWHC013-03 | Unitary AC (Large) - Cold ¦ PG&E ¦ Cold | Unitary AC (Large) - Cold | 1.3898 | 1 | 0.01 | CBSA 2014 | 0.79862 | 2032 | 0.5 | SWHC013-03
COM-HVAC-26.30 | Com ¦ Large Unitary AC (EER 10.8) - Cold ¦ PG&E ¦ Cold | Com ¦ Large Unitary AC (EER 10.8) - Cold | PG&E ¦ Cold | PG&E | All | Electric | Large Unitary Air-Cooled, Commercial, Packaged HP EER 10.8 | Efficient | 0 | Conventional | HVAC | Com - Office (Small) | Com | ROB and NEW | 0 | 1000 sqft2 of floor space | Cap-Tons | 15 | DEER:HVAC_Split-Package_AC | -51 | -0.0282 | 0 | SWHC013-03 | 1211.09 | 2021 | 0 | 550 | 2021 | 0 | 0 | SWHC013-03 | Unitary AC (Large) - Cold ¦ PG&E ¦ Cold | Unitary AC (Large) - Cold | 1.6254 | 1 | 0.01 | CBSA 2014 | 1.3274 | 2032 | 0.5 | SWHC013-03
COM-HVAC-26.31 | Com ¦ Large Unitary AC (EER 10.8) - Cold ¦ PG&E ¦ Cold | Com ¦ Large Unitary AC (EER 10.8) - Cold | PG&E ¦ Cold | PG&E | All | Electric | Large Unitary Air-Cooled, Commercial, Packaged HP EER 10.8 | Efficient | 0 | Conventional | HVAC | Com - Other | Com | ROB and NEW | 0 | 1000 sqft2 of floor space | Cap-Tons | 15 | DEER:HVAC_Split-Package_AC | -51 | -0.0282 | 0 | SWHC013-03 | 1211.09 | 2021 | 0 | 550 | 2021 | 0 | 0 | SWHC013-03 | Unitary AC (Large) - Cold ¦ PG&E ¦ Cold | Unitary AC (Large) - Cold | 0.7671 | 1 | 0.01 | CBSA 2014 | 2.9903 | 2032 | 0.5 | SWHC013-03
COM-HVAC-26.33 | Com ¦ Large Unitary AC (EER 10.8) - Cold ¦ PG&E ¦ Cold | Com ¦ Large Unitary AC (EER 10.8) - Cold | PG&E ¦ Cold | PG&E | All | Electric | Large Unitary Air-Cooled, Commercial, Packaged HP EER 10.8 | Efficient | 0 | Conventional | HVAC | Com - Restaurant | Com | ROB and NEW | 0 | 1000 sqft2 of floor space | Cap-Tons | 15 | DEER:HVAC_Split-Package_AC | -51 | -0.0282 | 0 | SWHC013-03 | 1211.09 | 2021 | 0 | 550 | 2021 | 0 | 0 | SWHC013-03 | Unitary AC (Large) - Cold ¦ PG&E ¦ Cold | Unitary AC (Large) - Cold | 2.3487 | 1 | 0.01 | CBSA 2014 | 1.0396 | 2032 | 0.5 | SWHC013-03
COM-HVAC-26.34 | Com ¦ Large Unitary AC (EER 10.8) - Cold ¦ PG&E ¦ Cold | Com ¦ Large Unitary AC (EER 10.8) - Cold | PG&E ¦ Cold | PG&E | All | Electric | Large Unitary Air-Cooled, Commercial, Packaged HP EER 10.8 | Efficient | 0 | Conventional | HVAC | Com - Retail | Com | ROB and NEW | 0 | 1000 sqft2 of floor space | Cap-Tons | 15 | DEER:HVAC_Split-Package_AC | -51 | -0.0282 | 0 | SWHC013-03 | 1211.09 | 2021 | 0 | 550 | 2021 | 0 | 0 | SWHC013-03 | Unitary AC (Large) - Cold ¦ PG&E ¦ Cold | Unitary AC (Large) - Cold | 0.97885 | 1 | 0.01 | CBSA 2014 | 4.9118 | 2032 | 0.5 | SWHC013-03
COM-HVAC-26.35 | Com ¦ Large Unitary AC (EER 10.8) - Cold ¦ PG&E ¦ Cold | Com ¦ Large Unitary AC (EER 10.8) - Cold | PG&E ¦ Cold | PG&E | All | Electric | Large Unitary Air-Cooled, Commercial, Packaged HP EER 10.8 | Efficient | 0 | Conventional | HVAC | Com - School | Com | ROB and NEW | 0 | 1000 sqft2 of floor space | Cap-Tons | 15 | DEER:HVAC_Split-Package_AC | -51 | -0.0282 | 0 | SWHC013-03 | 1211.09 | 2021 | 0 | 550 | 2021 | 0 | 0 | SWHC013-03 | Unitary AC (Large) - Cold ¦ PG&E ¦ Cold | Unitary AC (Large) - Cold | 1.4864 | 1 | 0.01 | CBSA 2014 | 2.8015 | 2032 | 0.5 | SWHC013-03
COM-HVAC-26.36 | Com ¦ Large Unitary AC (EER 10.8) - Cold ¦ PG&E ¦ Cold | Com ¦ Large Unitary AC (EER 10.8) - Cold | PG&E ¦ Cold | PG&E | All | Electric | Large Unitary Air-Cooled, Commercial, Packaged HP EER 10.8 | Efficient | 0 | Conventional | HVAC | Com - Warehouse | Com | ROB and NEW | 0 | 1000 sqft2 of floor space | Cap-Tons | 15 | DEER:HVAC_Split-Package_AC | -51 | -0.0282 | 0 | SWHC013-03 | 1211.09 | 2021 | 0 | 550 | 2021 | 0 | 0 | SWHC013-03 | Unitary AC (Large) - Cold ¦ PG&E ¦ Cold | Unitary AC (Large) - Cold | 0.30463 | 1 | 0.01 | CBSA 2014 | 3.7923 | 2032 | 0.5 | SWHC013-03
COM-HVAC-26.37 | Com ¦ Large Unitary AC (EER 10.8) - Marine ¦ SCE ¦ Marine | Com ¦ Large Unitary AC (EER 10.8) - Marine | SCE ¦ Marine | SCE | All | Electric | Large Unitary Air-Cooled, Commercial, Packaged HP EER 10.8 | Efficient | 0 | Conventional | HVAC | Com - College | Com | ROB and NEW | 0 | 1000 sqft2 of floor space | Cap-Tons | 15 | DEER:HVAC_Split-Package_AC | -111 | -0.0385 | 0 | SWHC013-03 | 1211.09 | 2021 | 0 | 550 | 2021 | 0 | 0 | SWHC013-03 | Unitary AC (Large) - Marine ¦ SCE ¦ Marine | Unitary AC (Large) - Marine | 1.4792 | 1 | 0.01 | CBSA 2014 | 3.7729 | 2032 | 0.5 | SWHC013-03
COM-HVAC-26.38 | Com ¦ Large Unitary AC (EER 10.8) - Marine ¦ SCE ¦ Marine | Com ¦ Large Unitary AC (EER 10.8) - Marine | SCE ¦ Marine | SCE | All | Electric | Large Unitary Air-Cooled, Commercial, Packaged HP EER 10.8 | Efficient | 0 | Conventional | HVAC | Com - Grocery | Com | ROB and NEW | 0 | 1000 sqft2 of floor space | Cap-Tons | 15 | DEER:HVAC_Split-Package_AC | -111 | -0.0385 | 0 | SWHC013-03 | 1211.09 | 2021 | 0 | 550 | 2021 | 0 | 0 | SWHC013-03 | Unitary AC (Large) - Marine ¦ SCE ¦ Marine | Unitary AC (Large) - Marine | 2.6311 | 1 | 0.01 | CBSA 2014 | 2.4404 | 2032 | 0.5 | SWHC013-03
COM-HVAC-26.39 | Com ¦ Large Unitary AC (EER 10.8) - Marine ¦ SCE ¦ Marine | Com ¦ Large Unitary AC (EER 10.8) - Marine | SCE ¦ Marine | SCE | All | Electric | Large Unitary Air-Cooled, Commercial, Packaged HP EER 10.8 | Efficient | 0 | Conventional | HVAC | Com - Health | Com | ROB and NEW | 0 | 1000 sqft2 of floor space | Cap-Tons | 15 | DEER:HVAC_Split-Package_AC | -111 | -0.0385 | 0 | SWHC013-03 | 1211.09 | 2021 | 0 | 550 | 2021 | 0 | 0 | SWHC013-03 | Unitary AC (Large) - Marine ¦ SCE ¦ Marine | Unitary AC (Large) - Marine | 2.0977 | 1 | 0.01 | CBSA 2014 | 1.6452 | 2032 | 0.5 | SWHC013-03
COM-HVAC-26.40 | Com ¦ Large Unitary AC (EER 10.8) - Marine ¦ SCE ¦ Marine | Com ¦ Large Unitary AC (EER 10.8) - Marine | SCE ¦ Marine | SCE | All | Electric | Large Unitary Air-Cooled, Commercial, Packaged HP EER 10.8 | Efficient | 0 | Conventional | HVAC | Com - Lodging | Com | ROB and NEW | 0 | 1000 sqft2 of floor space | Cap-Tons | 15 | DEER:HVAC_Split-Package_AC | -111 | -0.0385 | 0 | SWHC013-03 | 1211.09 | 2021 | 0 | 550 | 2021 | 0 | 0 | SWHC013-03 | Unitary AC (Large) - Marine ¦ SCE ¦ Marine | Unitary AC (Large) - Marine | 1.178 | 1 | 0.01 | CBSA 2014 | 6.1009 | 2032 | 0.5 | SWHC013-03
COM-HVAC-26.41 | Com ¦ Large Unitary AC (EER 10.8) - Marine ¦ SCE ¦ Marine | Com ¦ Large Unitary AC (EER 10.8) - Marine | SCE ¦ Marine | SCE | All | Electric | Large Unitary Air-Cooled, Commercial, Packaged HP EER 10.8 | Efficient | 0 | Conventional | HVAC | Com - Office (Large) | Com | ROB and NEW | 0 | 1000 sqft2 of floor space | Cap-Tons | 15 | DEER:HVAC_Split-Package_AC | -111 | -0.0385 | 0 | SWHC013-03 | 1211.09 | 2021 | 0 | 550 | 2021 | 0 | 0 | SWHC013-03 | Unitary AC (Large) - Marine ¦ SCE ¦ Marine | Unitary AC (Large) - Marine | 1.5616 | 1 | 0.01 | CBSA 2014 | 1.7382 | 2032 | 0.5 | SWHC013-03
COM-HVAC-26.42 | Com ¦ Large Unitary AC (EER 10.8) - Marine ¦ SCE ¦ Marine | Com ¦ Large Unitary AC (EER 10.8) - Marine | SCE ¦ Marine | SCE | All | Electric | Large Unitary Air-Cooled, Commercial, Packaged HP EER 10.8 | Efficient | 0 | Conventional | HVAC | Com - Office (Small) | Com | ROB and NEW | 0 | 1000 sqft2 of floor space | Cap-Tons | 15 | DEER:HVAC_Split-Package_AC | -111 | -0.0385 | 0 | SWHC013-03 | 1211.09 | 2021 | 0 | 550 | 2021 | 0 | 0 | SWHC013-03 | Unitary AC (Large) - Marine ¦ SCE ¦ Marine | Unitary AC (Large) - Marine | 1.7717 | 1 | 0.01 | CBSA 2014 | 2.8889 | 2032 | 0.5 | SWHC013-03
COM-HVAC-26.43 | Com ¦ Large Unitary AC (EER 10.8) - Marine ¦ SCE ¦ Marine | Com ¦ Large Unitary AC (EER 10.8) - Marine | SCE ¦ Marine | SCE | All | Electric | Large Unitary Air-Cooled, Commercial, Packaged HP EER 10.8 | Efficient | 0 | Conventional | HVAC | Com - Other | Com | ROB and NEW | 0 | 1000 sqft2 of floor space | Cap-Tons | 15 | DEER:HVAC_Split-Package_AC | -111 | -0.0385 | 0 | SWHC013-03 | 1211.09 | 2021 | 0 | 550 | 2021 | 0 | 0 | SWHC013-03 | Unitary AC (Large) - Marine ¦ SCE ¦ Marine | Unitary AC (Large) - Marine | 0.84588 | 1 | 0.01 | CBSA 2014 | 6.5082 | 2032 | 0.5 | SWHC013-03
COM-HVAC-26.45 | Com ¦ Large Unitary AC (EER 10.8) - Marine ¦ SCE ¦ Marine | Com ¦ Large Unitary AC (EER 10.8) - Marine | SCE ¦ Marine | SCE | All | Electric | Large Unitary Air-Cooled, Commercial, Packaged HP EER 10.8 | Efficient | 0 | Conventional | HVAC | Com - Restaurant | Com | ROB and NEW | 0 | 1000 sqft2 of floor space | Cap-Tons | 15 | DEER:HVAC_Split-Package_AC | -111 | -0.0385 | 0 | SWHC013-03 | 1211.09 | 2021 | 0 | 550 | 2021 | 0 | 0 | SWHC013-03 | Unitary AC (Large) - Marine ¦ SCE ¦ Marine | Unitary AC (Large) - Marine | 2.5853 | 1 | 0.01 | CBSA 2014 | 2.2626 | 2032 | 0.5 | SWHC013-03
COM-HVAC-26.46 | Com ¦ Large Unitary AC (EER 10.8) - Marine ¦ SCE ¦ Marine | Com ¦ Large Unitary AC (EER 10.8) - Marine | SCE ¦ Marine | SCE | All | Electric | Large Unitary Air-Cooled, Commercial, Packaged HP EER 10.8 | Efficient | 0 | Conventional | HVAC | Com - Retail | Com | ROB and NEW | 0 | 1000 sqft2 of floor space | Cap-Tons | 15 | DEER:HVAC_Split-Package_AC | -111 | -0.0385 | 0 | SWHC013-03 | 1211.09 | 2021 | 0 | 550 | 2021 | 0 | 0 | SWHC013-03 | Unitary AC (Large) - Marine ¦ SCE ¦ Marine | Unitary AC (Large) - Marine | 1.0938 | 1 | 0.01 | CBSA 2014 | 10.6903 | 2032 | 0.5 | SWHC013-03
COM-HVAC-26.47 | Com ¦ Large Unitary AC (EER 10.8) - Marine ¦ SCE ¦ Marine | Com ¦ Large Unitary AC (EER 10.8) - Marine | SCE ¦ Marine | SCE | All | Electric | Large Unitary Air-Cooled, Commercial, Packaged HP EER 10.8 | Efficient | 0 | Conventional | HVAC | Com - School | Com | ROB and NEW | 0 | 1000 sqft2 of floor space | Cap-Tons | 15 | DEER:HVAC_Split-Package_AC | -111 | -0.0385 | 0 | SWHC013-03 | 1211.09 | 2021 | 0 | 550 | 2021 | 0 | 0 | SWHC013-03 | Unitary AC (Large) - Marine ¦ SCE ¦ Marine | Unitary AC (Large) - Marine | 1.7812 | 1 | 0.01 | CBSA 2014 | 6.0973 | 2032 | 0.5 | SWHC013-03
COM-HVAC-26.48 | Com ¦ Large Unitary AC (EER 10.8) - Marine ¦ SCE ¦ Marine | Com ¦ Large Unitary AC (EER 10.8) - Marine | SCE ¦ Marine | SCE | All | Electric | Large Unitary Air-Cooled, Commercial, Packaged HP EER 10.8 | Efficient | 0 | Conventional | HVAC | Com - Warehouse | Com | ROB and NEW | 0 | 1000 sqft2 of floor space | Cap-Tons | 15 | DEER:HVAC_Split-Package_AC | -111 | -0.0385 | 0 | SWHC013-03 | 1211.09 | 2021 | 0 | 550 | 2021 | 0 | 0 | SWHC013-03 | Unitary AC (Large) - Marine ¦ SCE ¦ Marine | Unitary AC (Large) - Marine | 0.335 | 1 | 0.01 | CBSA 2014 | 8.2539 | 2032 | 0.5 | SWHC013-03
COM-HVAC-26.49 | Com ¦ Large Unitary AC (EER 10.8) - Hot-Dry ¦ SCE ¦ Hot-Dry | Com ¦ Large Unitary AC (EER 10.8) - Hot-Dry | SCE ¦ Hot-Dry | SCE | All | Electric | Large Unitary Air-Cooled, Commercial, Packaged HP EER 10.8 | Efficient | 0 | Conventional | HVAC | Com - College | Com | ROB and NEW | 0 | 1000 sqft2 of floor space | Cap-Tons | 15 | DEER:HVAC_Split-Package_AC | -94 | -0.0381 | 0 | SWHC013-03 | 1211.09 | 2021 | 0 | 550 | 2021 | 0 | 0 | SWHC013-03 | Unitary AC (Large) - Hot-Dry ¦ SCE ¦ Hot-Dry | Unitary AC (Large) - Hot-Dry | 1.4792 | 1 | 0.01 | CBSA 2014 | 3.1951 | 2032 | 0.5 | SWHC013-03
COM-HVAC-26.50 | Com ¦ Large Unitary AC (EER 10.8) - Hot-Dry ¦ SCE ¦ Hot-Dry | Com ¦ Large Unitary AC (EER 10.8) - Hot-Dry | SCE ¦ Hot-Dry | SCE | All | Electric | Large Unitary Air-Cooled, Commercial, Packaged HP EER 10.8 | Efficient | 0 | Conventional | HVAC | Com - Grocery | Com | ROB and NEW | 0 | 1000 sqft2 of floor space | Cap-Tons | 15 | DEER:HVAC_Split-Package_AC | -94 | -0.0381 | 0 | SWHC013-03 | 1211.09 | 2021 | 0 | 550 | 2021 | 0 | 0 | SWHC013-03 | Unitary AC (Large) - Hot-Dry ¦ SCE ¦ Hot-Dry | Unitary AC (Large) - Hot-Dry | 2.6311 | 1 | 0.01 | CBSA 2014 | 2.0666 | 2032 | 0.5 | SWHC013-03
COM-HVAC-26.51 | Com ¦ Large Unitary AC (EER 10.8) - Hot-Dry ¦ SCE ¦ Hot-Dry | Com ¦ Large Unitary AC (EER 10.8) - Hot-Dry | SCE ¦ Hot-Dry | SCE | All | Electric | Large Unitary Air-Cooled, Commercial, Packaged HP EER 10.8 | Efficient | 0 | Conventional | HVAC | Com - Health | Com | ROB and NEW | 0 | 1000 sqft2 of floor space | Cap-Tons | 15 | DEER:HVAC_Split-Package_AC | -94 | -0.0381 | 0 | SWHC013-03 | 1211.09 | 2021 | 0 | 550 | 2021 | 0 | 0 | SWHC013-03 | Unitary AC (Large) - Hot-Dry ¦ SCE ¦ Hot-Dry | Unitary AC (Large) - Hot-Dry | 2.0977 | 1 | 0.01 | CBSA 2014 | 1.3932 | 2032 | 0.5 | SWHC013-03
COM-HVAC-26.52 | Com ¦ Large Unitary AC (EER 10.8) - Hot-Dry ¦ SCE ¦ Hot-Dry | Com ¦ Large Unitary AC (EER 10.8) - Hot-Dry | SCE ¦ Hot-Dry | SCE | All | Electric | Large Unitary Air-Cooled, Commercial, Packaged HP EER 10.8 | Efficient | 0 | Conventional | HVAC | Com - Lodging | Com | ROB and NEW | 0 | 1000 sqft2 of floor space | Cap-Tons | 15 | DEER:HVAC_Split-Package_AC | -94 | -0.0381 | 0 | SWHC013-03 | 1211.09 | 2021 | 0 | 550 | 2021 | 0 | 0 | SWHC013-03 | Unitary AC (Large) - Hot-Dry ¦ SCE ¦ Hot-Dry | Unitary AC (Large) - Hot-Dry | 1.178 | 1 | 0.01 | CBSA 2014 | 5.1665 | 2032 | 0.5 | SWHC013-03
COM-HVAC-26.53 | Com ¦ Large Unitary AC (EER 10.8) - Hot-Dry ¦ SCE ¦ Hot-Dry | Com ¦ Large Unitary AC (EER 10.8) - Hot-Dry | SCE ¦ Hot-Dry | SCE | All | Electric | Large Unitary Air-Cooled, Commercial, Packaged HP EER 10.8 | Efficient | 0 | Conventional | HVAC | Com - Office (Large) | Com | ROB and NEW | 0 | 1000 sqft2 of floor space | Cap-Tons | 15 | DEER:HVAC_Split-Package_AC | -94 | -0.0381 | 0 | SWHC013-03 | 1211.09 | 2021 | 0 | 550 | 2021 | 0 | 0 | SWHC013-03 | Unitary AC (Large) - Hot-Dry ¦ SCE ¦ Hot-Dry | Unitary AC (Large) - Hot-Dry | 1.5616 | 1 | 0.01 | CBSA 2014 | 1.472 | 2032 | 0.5 | SWHC013-03
COM-HVAC-26.54 | Com ¦ Large Unitary AC (EER 10.8) - Hot-Dry ¦ SCE ¦ Hot-Dry | Com ¦ Large Unitary AC (EER 10.8) - Hot-Dry | SCE ¦ Hot-Dry | SCE | All | Electric | Large Unitary Air-Cooled, Commercial, Packaged HP EER 10.8 | Efficient | 0 | Conventional | HVAC | Com - Office (Small) | Com | ROB and NEW | 0 | 1000 sqft2 of floor space | Cap-Tons | 15 | DEER:HVAC_Split-Package_AC | -94 | -0.0381 | 0 | SWHC013-03 | 1211.09 | 2021 | 0 | 550 | 2021 | 0 | 0 | SWHC013-03 | Unitary AC (Large) - Hot-Dry ¦ SCE ¦ Hot-Dry | Unitary AC (Large) - Hot-Dry | 1.7717 | 1 | 0.01 | CBSA 2014 | 2.4465 | 2032 | 0.5 | SWHC013-03
COM-HVAC-26.55 | Com ¦ Large Unitary AC (EER 10.8) - Hot-Dry ¦ SCE ¦ Hot-Dry | Com ¦ Large Unitary AC (EER 10.8) - Hot-Dry | SCE ¦ Hot-Dry | SCE | All | Electric | Large Unitary Air-Cooled, Commercial, Packaged HP EER 10.8 | Efficient | 0 | Conventional | HVAC | Com - Other | Com | ROB and NEW | 0 | 1000 sqft2 of floor space | Cap-Tons | 15 | DEER:HVAC_Split-Package_AC | -94 | -0.0381 | 0 | SWHC013-03 | 1211.09 | 2021 | 0 | 550 | 2021 | 0 | 0 | SWHC013-03 | Unitary AC (Large) - Hot-Dry ¦ SCE ¦ Hot-Dry | Unitary AC (Large) - Hot-Dry | 0.84588 | 1 | 0.01 | CBSA 2014 | 5.5115 | 2032 | 0.5 | SWHC013-03
COM-HVAC-26.57 | Com ¦ Large Unitary AC (EER 10.8) - Hot-Dry ¦ SCE ¦ Hot-Dry | Com ¦ Large Unitary AC (EER 10.8) - Hot-Dry | SCE ¦ Hot-Dry | SCE | All | Electric | Large Unitary Air-Cooled, Commercial, Packaged HP EER 10.8 | Efficient | 0 | Conventional | HVAC | Com - Restaurant | Com | ROB and NEW | 0 | 1000 sqft2 of floor space | Cap-Tons | 15 | DEER:HVAC_Split-Package_AC | -94 | -0.0381 | 0 | SWHC013-03 | 1211.09 | 2021 | 0 | 550 | 2021 | 0 | 0 | SWHC013-03 | Unitary AC (Large) - Hot-Dry ¦ SCE ¦ Hot-Dry | Unitary AC (Large) - Hot-Dry | 2.5853 | 1 | 0.01 | CBSA 2014 | 1.9161 | 2032 | 0.5 | SWHC013-03
COM-HVAC-26.58 | Com ¦ Large Unitary AC (EER 10.8) - Hot-Dry ¦ SCE ¦ Hot-Dry | Com ¦ Large Unitary AC (EER 10.8) - Hot-Dry | SCE ¦ Hot-Dry | SCE | All | Electric | Large Unitary Air-Cooled, Commercial, Packaged HP EER 10.8 | Efficient | 0 | Conventional | HVAC | Com - Retail | Com | ROB and NEW | 0 | 1000 sqft2 of floor space | Cap-Tons | 15 | DEER:HVAC_Split-Package_AC | -94 | -0.0381 | 0 | SWHC013-03 | 1211.09 | 2021 | 0 | 550 | 2021 | 0 | 0 | SWHC013-03 | Unitary AC (Large) - Hot-Dry ¦ SCE ¦ Hot-Dry | Unitary AC (Large) - Hot-Dry | 1.0938 | 1 | 0.01 | CBSA 2014 | 9.0531 | 2032 | 0.5 | SWHC013-03
COM-HVAC-26.59 | Com ¦ Large Unitary AC (EER 10.8) - Hot-Dry ¦ SCE ¦ Hot-Dry | Com ¦ Large Unitary AC (EER 10.8) - Hot-Dry | SCE ¦ Hot-Dry | SCE | All | Electric | Large Unitary Air-Cooled, Commercial, Packaged HP EER 10.8 | Efficient | 0 | Conventional | HVAC | Com - School | Com | ROB and NEW | 0 | 1000 sqft2 of floor space | Cap-Tons | 15 | DEER:HVAC_Split-Package_AC | -94 | -0.0381 | 0 | SWHC013-03 | 1211.09 | 2021 | 0 | 550 | 2021 | 0 | 0 | SWHC013-03 | Unitary AC (Large) - Hot-Dry ¦ SCE ¦ Hot-Dry | Unitary AC (Large) - Hot-Dry | 1.7812 | 1 | 0.01 | CBSA 2014 | 5.1635 | 2032 | 0.5 | SWHC013-03
COM-HVAC-26.60 | Com ¦ Large Unitary AC (EER 10.8) - Hot-Dry ¦ SCE ¦ Hot-Dry | Com ¦ Large Unitary AC (EER 10.8) - Hot-Dry | SCE ¦ Hot-Dry | SCE | All | Electric | Large Unitary Air-Cooled, Commercial, Packaged HP EER 10.8 | Efficient | 0 | Conventional | HVAC | Com - Warehouse | Com | ROB and NEW | 0 | 1000 sqft2 of floor space | Cap-Tons | 15 | DEER:HVAC_Split-Package_AC | -94 | -0.0381 | 0 | SWHC013-03 | 1211.09 | 2021 | 0 | 550 | 2021 | 0 | 0 | SWHC013-03 | Unitary AC (Large) - Hot-Dry ¦ SCE ¦ Hot-Dry | Unitary AC (Large) - Hot-Dry | 0.335 | 1 | 0.01 | CBSA 2014 | 6.9898 | 2032 | 0.5 | SWHC013-03
COM-HVAC-26.61 | Com ¦ Large Unitary AC (EER 10.8) - Cold ¦ SCE ¦ Cold | Com ¦ Large Unitary AC (EER 10.8) - Cold | SCE ¦ Cold | SCE | All | Electric | Large Unitary Air-Cooled, Commercial, Packaged HP EER 10.8 | Efficient | 0 | Conventional | HVAC | Com - College | Com | ROB and NEW | 0 | 1000 sqft2 of floor space | Cap-Tons | 15 | DEER:HVAC_Split-Package_AC | -51 | -0.0282 | 0 | SWHC013-03 | 1211.09 | 2021 | 0 | 550 | 2021 | 0 | 0 | SWHC013-03 | Unitary AC (Large) - Cold ¦ SCE ¦ Cold | Unitary AC (Large) - Cold | 1.4792 | 1 | 0.01 | CBSA 2014 | 1.7335 | 2032 | 0.5 | SWHC013-03
COM-HVAC-26.62 | Com ¦ Large Unitary AC (EER 10.8) - Cold ¦ SCE ¦ Cold | Com ¦ Large Unitary AC (EER 10.8) - Cold | SCE ¦ Cold | SCE | All | Electric | Large Unitary Air-Cooled, Commercial, Packaged HP EER 10.8 | Efficient | 0 | Conventional | HVAC | Com - Grocery | Com | ROB and NEW | 0 | 1000 sqft2 of floor space | Cap-Tons | 15 | DEER:HVAC_Split-Package_AC | -51 | -0.0282 | 0 | SWHC013-03 | 1211.09 | 2021 | 0 | 550 | 2021 | 0 | 0 | SWHC013-03 | Unitary AC (Large) - Cold ¦ SCE ¦ Cold | Unitary AC (Large) - Cold | 2.6311 | 1 | 0.01 | CBSA 2014 | 1.1213 | 2032 | 0.5 | SWHC013-03
COM-HVAC-26.63 | Com ¦ Large Unitary AC (EER 10.8) - Cold ¦ SCE ¦ Cold | Com ¦ Large Unitary AC (EER 10.8) - Cold | SCE ¦ Cold | SCE | All | Electric | Large Unitary Air-Cooled, Commercial, Packaged HP EER 10.8 | Efficient | 0 | Conventional | HVAC | Com - Health | Com | ROB and NEW | 0 | 1000 sqft2 of floor space | Cap-Tons | 15 | DEER:HVAC_Split-Package_AC | -51 | -0.0282 | 0 | SWHC013-03 | 1211.09 | 2021 | 0 | 550 | 2021 | 0 | 0 | SWHC013-03 | Unitary AC (Large) - Cold ¦ SCE ¦ Cold | Unitary AC (Large) - Cold | 2.0977 | 1 | 0.01 | CBSA 2014 | 0.7559 | 2032 | 0.5 | SWHC013-03
COM-HVAC-26.64 | Com ¦ Large Unitary AC (EER 10.8) - Cold ¦ SCE ¦ Cold | Com ¦ Large Unitary AC (EER 10.8) - Cold | SCE ¦ Cold | SCE | All | Electric | Large Unitary Air-Cooled, Commercial, Packaged HP EER 10.8 | Efficient | 0 | Conventional | HVAC | Com - Lodging | Com | ROB and NEW | 0 | 1000 sqft2 of floor space | Cap-Tons | 15 | DEER:HVAC_Split-Package_AC | -51 | -0.0282 | 0 | SWHC013-03 | 1211.09 | 2021 | 0 | 550 | 2021 | 0 | 0 | SWHC013-03 | Unitary AC (Large) - Cold ¦ SCE ¦ Cold | Unitary AC (Large) - Cold | 1.178 | 1 | 0.01 | CBSA 2014 | 2.8031 | 2032 | 0.5 | SWHC013-03
COM-HVAC-26.65 | Com ¦ Large Unitary AC (EER 10.8) - Cold ¦ SCE ¦ Cold | Com ¦ Large Unitary AC (EER 10.8) - Cold | SCE ¦ Cold | SCE | All | Electric | Large Unitary Air-Cooled, Commercial, Packaged HP EER 10.8 | Efficient | 0 | Conventional | HVAC | Com - Office (Large) | Com | ROB and NEW | 0 | 1000 sqft2 of floor space | Cap-Tons | 15 | DEER:HVAC_Split-Package_AC | -51 | -0.0282 | 0 | SWHC013-03 | 1211.09 | 2021 | 0 | 550 | 2021 | 0 | 0 | SWHC013-03 | Unitary AC (Large) - Cold ¦ SCE ¦ Cold | Unitary AC (Large) - Cold | 1.5616 | 1 | 0.01 | CBSA 2014 | 0.79862 | 2032 | 0.5 | SWHC013-03
COM-HVAC-26.66 | Com ¦ Large Unitary AC (EER 10.8) - Cold ¦ SCE ¦ Cold | Com ¦ Large Unitary AC (EER 10.8) - Cold | SCE ¦ Cold | SCE | All | Electric | Large Unitary Air-Cooled, Commercial, Packaged HP EER 10.8 | Efficient | 0 | Conventional | HVAC | Com - Office (Small) | Com | ROB and NEW | 0 | 1000 sqft2 of floor space | Cap-Tons | 15 | DEER:HVAC_Split-Package_AC | -51 | -0.0282 | 0 | SWHC013-03 | 1211.09 | 2021 | 0 | 550 | 2021 | 0 | 0 | SWHC013-03 | Unitary AC (Large) - Cold ¦ SCE ¦ Cold | Unitary AC (Large) - Cold | 1.7717 | 1 | 0.01 | CBSA 2014 | 1.3274 | 2032 | 0.5 | SWHC013-03
COM-HVAC-26.67 | Com ¦ Large Unitary AC (EER 10.8) - Cold ¦ SCE ¦ Cold | Com ¦ Large Unitary AC (EER 10.8) - Cold | SCE ¦ Cold | SCE | All | Electric | Large Unitary Air-Cooled, Commercial, Packaged HP EER 10.8 | Efficient | 0 | Conventional | HVAC | Com - Other | Com | ROB and NEW | 0 | 1000 sqft2 of floor space | Cap-Tons | 15 | DEER:HVAC_Split-Package_AC | -51 | -0.0282 | 0 | SWHC013-03 | 1211.09 | 2021 | 0 | 550 | 2021 | 0 | 0 | SWHC013-03 | Unitary AC (Large) - Cold ¦ SCE ¦ Cold | Unitary AC (Large) - Cold | 0.84588 | 1 | 0.01 | CBSA 2014 | 2.9903 | 2032 | 0.5 | SWHC013-03
COM-HVAC-26.69 | Com ¦ Large Unitary AC (EER 10.8) - Cold ¦ SCE ¦ Cold | Com ¦ Large Unitary AC (EER 10.8) - Cold | SCE ¦ Cold | SCE | All | Electric | Large Unitary Air-Cooled, Commercial, Packaged HP EER 10.8 | Efficient | 0 | Conventional | HVAC | Com - Restaurant | Com | ROB and NEW | 0 | 1000 sqft2 of floor space | Cap-Tons | 15 | DEER:HVAC_Split-Package_AC | -51 | -0.0282 | 0 | SWHC013-03 | 1211.09 | 2021 | 0 | 550 | 2021 | 0 | 0 | SWHC013-03 | Unitary AC (Large) - Cold ¦ SCE ¦ Cold | Unitary AC (Large) - Cold | 2.5853 | 1 | 0.01 | CBSA 2014 | 1.0396 | 2032 | 0.5 | SWHC013-03
COM-HVAC-26.70 | Com ¦ Large Unitary AC (EER 10.8) - Cold ¦ SCE ¦ Cold | Com ¦ Large Unitary AC (EER 10.8) - Cold | SCE ¦ Cold | SCE | All | Electric | Large Unitary Air-Cooled, Commercial, Packaged HP EER 10.8 | Efficient | 0 | Conventional | HVAC | Com - Retail | Com | ROB and NEW | 0 | 1000 sqft2 of floor space | Cap-Tons | 15 | DEER:HVAC_Split-Package_AC | -51 | -0.0282 | 0 | SWHC013-03 | 1211.09 | 2021 | 0 | 550 | 2021 | 0 | 0 | SWHC013-03 | Unitary AC (Large) - Cold ¦ SCE ¦ Cold | Unitary AC (Large) - Cold | 1.0938 | 1 | 0.01 | CBSA 2014 | 4.9118 | 2032 | 0.5 | SWHC013-03
COM-HVAC-26.71 | Com ¦ Large Unitary AC (EER 10.8) - Cold ¦ SCE ¦ Cold | Com ¦ Large Unitary AC (EER 10.8) - Cold | SCE ¦ Cold | SCE | All | Electric | Large Unitary Air-Cooled, Commercial, Packaged HP EER 10.8 | Efficient | 0 | Conventional | HVAC | Com - School | Com | ROB and NEW | 0 | 1000 sqft2 of floor space | Cap-Tons | 15 | DEER:HVAC_Split-Package_AC | -51 | -0.0282 | 0 | SWHC013-03 | 1211.09 | 2021 | 0 | 550 | 2021 | 0 | 0 | SWHC013-03 | Unitary AC (Large) - Cold ¦ SCE ¦ Cold | Unitary AC (Large) - Cold | 1.7812 | 1 | 0.01 | CBSA 2014 | 2.8015 | 2032 | 0.5 | SWHC013-03
COM-HVAC-26.72 | Com ¦ Large Unitary AC (EER 10.8) - Cold ¦ SCE ¦ Cold | Com ¦ Large Unitary AC (EER 10.8) - Cold | SCE ¦ Cold | SCE | All | Electric | Large Unitary Air-Cooled, Commercial, Packaged HP EER 10.8 | Efficient | 0 | Conventional | HVAC | Com - Warehouse | Com | ROB and NEW | 0 | 1000 sqft2 of floor space | Cap-Tons | 15 | DEER:HVAC_Split-Package_AC | -51 | -0.0282 | 0 | SWHC013-03 | 1211.09 | 2021 | 0 | 550 | 2021 | 0 | 0 | SWHC013-03 | Unitary AC (Large) - Cold ¦ SCE ¦ Cold | Unitary AC (Large) - Cold | 0.335 | 1 | 0.01 | CBSA 2014 | 3.7923 | 2032 | 0.5 | SWHC013-03
COM-HVAC-26.73 | Com ¦ Large Unitary AC (EER 10.8) - Marine ¦ SDG&E ¦ Marine | Com ¦ Large Unitary AC (EER 10.8) - Marine | SDG&E ¦ Marine | SDG&E | All | Electric | Large Unitary Air-Cooled, Commercial, Packaged HP EER 10.8 | Efficient | 0 | Conventional | HVAC | Com - College | Com | ROB and NEW | 0 | 1000 sqft2 of floor space | Cap-Tons | 15 | DEER:HVAC_Split-Package_AC | -111 | -0.0385 | 0 | SWHC013-03 | 1211.09 | 2021 | 0 | 550 | 2021 | 0 | 0 | SWHC013-03 | Unitary AC (Large) - Marine ¦ SDG&E ¦ Marine | Unitary AC (Large) - Marine | 1.4495 | 1 | 0.01 | CBSA 2014 | 3.7729 | 2032 | 0.5 | SWHC013-03
COM-HVAC-26.74 | Com ¦ Large Unitary AC (EER 10.8) - Marine ¦ SDG&E ¦ Marine | Com ¦ Large Unitary AC (EER 10.8) - Marine | SDG&E ¦ Marine | SDG&E | All | Electric | Large Unitary Air-Cooled, Commercial, Packaged HP EER 10.8 | Efficient | 0 | Conventional | HVAC | Com - Grocery | Com | ROB and NEW | 0 | 1000 sqft2 of floor space | Cap-Tons | 15 | DEER:HVAC_Split-Package_AC | -111 | -0.0385 | 0 | SWHC013-03 | 1211.09 | 2021 | 0 | 550 | 2021 | 0 | 0 | SWHC013-03 | Unitary AC (Large) - Marine ¦ SDG&E ¦ Marine | Unitary AC (Large) - Marine | 2.675 | 1 | 0.01 | CBSA 2014 | 2.4404 | 2032 | 0.5 | SWHC013-03
COM-HVAC-26.75 | Com ¦ Large Unitary AC (EER 10.8) - Marine ¦ SDG&E ¦ Marine | Com ¦ Large Unitary AC (EER 10.8) - Marine | SDG&E ¦ Marine | SDG&E | All | Electric | Large Unitary Air-Cooled, Commercial, Packaged HP EER 10.8 | Efficient | 0 | Conventional | HVAC | Com - Health | Com | ROB and NEW | 0 | 1000 sqft2 of floor space | Cap-Tons | 15 | DEER:HVAC_Split-Package_AC | -111 | -0.0385 | 0 | SWHC013-03 | 1211.09 | 2021 | 0 | 550 | 2021 | 0 | 0 | SWHC013-03 | Unitary AC (Large) - Marine ¦ SDG&E ¦ Marine | Unitary AC (Large) - Marine | 2.086 | 1 | 0.01 | CBSA 2014 | 1.6452 | 2032 | 0.5 | SWHC013-03
COM-HVAC-26.76 | Com ¦ Large Unitary AC (EER 10.8) - Marine ¦ SDG&E ¦ Marine | Com ¦ Large Unitary AC (EER 10.8) - Marine | SDG&E ¦ Marine | SDG&E | All | Electric | Large Unitary Air-Cooled, Commercial, Packaged HP EER 10.8 | Efficient | 0 | Conventional | HVAC | Com - Lodging | Com | ROB and NEW | 0 | 1000 sqft2 of floor space | Cap-Tons | 15 | DEER:HVAC_Split-Package_AC | -111 | -0.0385 | 0 | SWHC013-03 | 1211.09 | 2021 | 0 | 550 | 2021 | 0 | 0 | SWHC013-03 | Unitary AC (Large) - Marine ¦ SDG&E ¦ Marine | Unitary AC (Large) - Marine | 1.1671 | 1 | 0.01 | CBSA 2014 | 6.1009 | 2032 | 0.5 | SWHC013-03
COM-HVAC-26.77 | Com ¦ Large Unitary AC (EER 10.8) - Marine ¦ SDG&E ¦ Marine | Com ¦ Large Unitary AC (EER 10.8) - Marine | SDG&E ¦ Marine | SDG&E | All | Electric | Large Unitary Air-Cooled, Commercial, Packaged HP EER 10.8 | Efficient | 0 | Conventional | HVAC | Com - Office (Large) | Com | ROB and NEW | 0 | 1000 sqft2 of floor space | Cap-Tons | 15 | DEER:HVAC_Split-Package_AC | -111 | -0.0385 | 0 | SWHC013-03 | 1211.09 | 2021 | 0 | 550 | 2021 | 0 | 0 | SWHC013-03 | Unitary AC (Large) - Marine ¦ SDG&E ¦ Marine | Unitary AC (Large) - Marine | 1.5238 | 1 | 0.01 | CBSA 2014 | 1.7382 | 2032 | 0.5 | SWHC013-03
COM-HVAC-26.78 | Com ¦ Large Unitary AC (EER 10.8) - Marine ¦ SDG&E ¦ Marine | Com ¦ Large Unitary AC (EER 10.8) - Marine | SDG&E ¦ Marine | SDG&E | All | Electric | Large Unitary Air-Cooled, Commercial, Packaged HP EER 10.8 | Efficient | 0 | Conventional | HVAC | Com - Office (Small) | Com | ROB and NEW | 0 | 1000 sqft2 of floor space | Cap-Tons | 15 | DEER:HVAC_Split-Package_AC | -111 | -0.0385 | 0 | SWHC013-03 | 1211.09 | 2021 | 0 | 550 | 2021 | 0 | 0 | SWHC013-03 | Unitary AC (Large) - Marine ¦ SDG&E ¦ Marine | Unitary AC (Large) - Marine | 1.8503 | 1 | 0.01 | CBSA 2014 | 2.8889 | 2032 | 0.5 | SWHC013-03
COM-HVAC-26.79 | Com ¦ Large Unitary AC (EER 10.8) - Marine ¦ SDG&E ¦ Marine | Com ¦ Large Unitary AC (EER 10.8) - Marine | SDG&E ¦ Marine | SDG&E | All | Electric | Large Unitary Air-Cooled, Commercial, Packaged HP EER 10.8 | Efficient | 0 | Conventional | HVAC | Com - Other | Com | ROB and NEW | 0 | 1000 sqft2 of floor space | Cap-Tons | 15 | DEER:HVAC_Split-Package_AC | -111 | -0.0385 | 0 | SWHC013-03 | 1211.09 | 2021 | 0 | 550 | 2021 | 0 | 0 | SWHC013-03 | Unitary AC (Large) - Marine ¦ SDG&E ¦ Marine | Unitary AC (Large) - Marine | 0.83142 | 1 | 0.01 | CBSA 2014 | 6.5082 | 2032 | 0.5 | SWHC013-03
COM-HVAC-26.81 | Com ¦ Large Unitary AC (EER 10.8) - Marine ¦ SDG&E ¦ Marine | Com ¦ Large Unitary AC (EER 10.8) - Marine | SDG&E ¦ Marine | SDG&E | All | Electric | Large Unitary Air-Cooled, Commercial, Packaged HP EER 10.8 | Efficient | 0 | Conventional | HVAC | Com - Restaurant | Com | ROB and NEW | 0 | 1000 sqft2 of floor space | Cap-Tons | 15 | DEER:HVAC_Split-Package_AC | -111 | -0.0385 | 0 | SWHC013-03 | 1211.09 | 2021 | 0 | 550 | 2021 | 0 | 0 | SWHC013-03 | Unitary AC (Large) - Marine ¦ SDG&E ¦ Marine | Unitary AC (Large) - Marine | 2.7007 | 1 | 0.01 | CBSA 2014 | 2.2626 | 2032 | 0.5 | SWHC013-03
COM-HVAC-26.82 | Com ¦ Large Unitary AC (EER 10.8) - Marine ¦ SDG&E ¦ Marine | Com ¦ Large Unitary AC (EER 10.8) - Marine | SDG&E ¦ Marine | SDG&E | All | Electric | Large Unitary Air-Cooled, Commercial, Packaged HP EER 10.8 | Efficient | 0 | Conventional | HVAC | Com - Retail | Com | ROB and NEW | 0 | 1000 sqft2 of floor space | Cap-Tons | 15 | DEER:HVAC_Split-Package_AC | -111 | -0.0385 | 0 | SWHC013-03 | 1211.09 | 2021 | 0 | 550 | 2021 | 0 | 0 | SWHC013-03 | Unitary AC (Large) - Marine ¦ SDG&E ¦ Marine | Unitary AC (Large) - Marine | 1.0949 | 1 | 0.01 | CBSA 2014 | 10.6903 | 2032 | 0.5 | SWHC013-03
COM-HVAC-26.83 | Com ¦ Large Unitary AC (EER 10.8) - Marine ¦ SDG&E ¦ Marine | Com ¦ Large Unitary AC (EER 10.8) - Marine | SDG&E ¦ Marine | SDG&E | All | Electric | Large Unitary Air-Cooled, Commercial, Packaged HP EER 10.8 | Efficient | 0 | Conventional | HVAC | Com - School | Com | ROB and NEW | 0 | 1000 sqft2 of floor space | Cap-Tons | 15 | DEER:HVAC_Split-Package_AC | -111 | -0.0385 | 0 | SWHC013-03 | 1211.09 | 2021 | 0 | 550 | 2021 | 0 | 0 | SWHC013-03 | Unitary AC (Large) - Marine ¦ SDG&E ¦ Marine | Unitary AC (Large) - Marine | 1.8411 | 1 | 0.01 | CBSA 2014 | 6.0973 | 2032 | 0.5 | SWHC013-03
COM-HVAC-26.84 | Com ¦ Large Unitary AC (EER 10.8) - Marine ¦ SDG&E ¦ Marine | Com ¦ Large Unitary AC (EER 10.8) - Marine | SDG&E ¦ Marine | SDG&E | All | Electric | Large Unitary Air-Cooled, Commercial, Packaged HP EER 10.8 | Efficient | 0 | Conventional | HVAC | Com - Warehouse | Com | ROB and NEW | 0 | 1000 sqft2 of floor space | Cap-Tons | 15 | DEER:HVAC_Split-Package_AC | -111 | -0.0385 | 0 | SWHC013-03 | 1211.09 | 2021 | 0 | 550 | 2021 | 0 | 0 | SWHC013-03 | Unitary AC (Large) - Marine ¦ SDG&E ¦ Marine | Unitary AC (Large) - Marine | 0.33575 | 1 | 0.01 | CBSA 2014 | 8.2539 | 2032 | 0.5 | SWHC013-03
COM-HVAC-26.85 | Com ¦ Large Unitary AC (EER 10.8) - Hot-Dry ¦ SDG&E ¦ Hot-Dry | Com ¦ Large Unitary AC (EER 10.8) - Hot-Dry | SDG&E ¦ Hot-Dry | SDG&E | All | Electric | Large Unitary Air-Cooled, Commercial, Packaged HP EER 10.8 | Efficient | 0 | Conventional | HVAC | Com - College | Com | ROB and NEW | 0 | 1000 sqft2 of floor space | Cap-Tons | 15 | DEER:HVAC_Split-Package_AC | -102 | -0.0326 | 0 | SWHC013-03 | 1211.09 | 2021 | 0 | 550 | 2021 | 0 | 0 | SWHC013-03 | Unitary AC (Large) - Hot-Dry ¦ SDG&E ¦ Hot-Dry | Unitary AC (Large) - Hot-Dry | 1.4495 | 1 | 0.01 | CBSA 2014 | 3.467 | 2032 | 0.5 | SWHC013-03
COM-HVAC-26.86 | Com ¦ Large Unitary AC (EER 10.8) - Hot-Dry ¦ SDG&E ¦ Hot-Dry | Com ¦ Large Unitary AC (EER 10.8) - Hot-Dry | SDG&E ¦ Hot-Dry | SDG&E | All | Electric | Large Unitary Air-Cooled, Commercial, Packaged HP EER 10.8 | Efficient | 0 | Conventional | HVAC | Com - Grocery | Com | ROB and NEW | 0 | 1000 sqft2 of floor space | Cap-Tons | 15 | DEER:HVAC_Split-Package_AC | -102 | -0.0326 | 0 | SWHC013-03 | 1211.09 | 2021 | 0 | 550 | 2021 | 0 | 0 | SWHC013-03 | Unitary AC (Large) - Hot-Dry ¦ SDG&E ¦ Hot-Dry | Unitary AC (Large) - Hot-Dry | 2.675 | 1 | 0.01 | CBSA 2014 | 2.2425 | 2032 | 0.5 | SWHC013-03
COM-HVAC-26.87 | Com ¦ Large Unitary AC (EER 10.8) - Hot-Dry ¦ SDG&E ¦ Hot-Dry | Com ¦ Large Unitary AC (EER 10.8) - Hot-Dry | SDG&E ¦ Hot-Dry | SDG&E | All | Electric | Large Unitary Air-Cooled, Commercial, Packaged HP EER 10.8 | Efficient | 0 | Conventional | HVAC | Com - Health | Com | ROB and NEW | 0 | 1000 sqft2 of floor space | Cap-Tons | 15 | DEER:HVAC_Split-Package_AC | -102 | -0.0326 | 0 | SWHC013-03 | 1211.09 | 2021 | 0 | 550 | 2021 | 0 | 0 | SWHC013-03 | Unitary AC (Large) - Hot-Dry ¦ SDG&E ¦ Hot-Dry | Unitary AC (Large) - Hot-Dry | 2.086 | 1 | 0.01 | CBSA 2014 | 1.5118 | 2032 | 0.5 | SWHC013-03
COM-HVAC-26.88 | Com ¦ Large Unitary AC (EER 10.8) - Hot-Dry ¦ SDG&E ¦ Hot-Dry | Com ¦ Large Unitary AC (EER 10.8) - Hot-Dry | SDG&E ¦ Hot-Dry | SDG&E | All | Electric | Large Unitary Air-Cooled, Commercial, Packaged HP EER 10.8 | Efficient | 0 | Conventional | HVAC | Com - Lodging | Com | ROB and NEW | 0 | 1000 sqft2 of floor space | Cap-Tons | 15 | DEER:HVAC_Split-Package_AC | -102 | -0.0326 | 0 | SWHC013-03 | 1211.09 | 2021 | 0 | 550 | 2021 | 0 | 0 | SWHC013-03 | Unitary AC (Large) - Hot-Dry ¦ SDG&E ¦ Hot-Dry | Unitary AC (Large) - Hot-Dry | 1.1671 | 1 | 0.01 | CBSA 2014 | 5.6062 | 2032 | 0.5 | SWHC013-03
COM-HVAC-26.89 | Com ¦ Large Unitary AC (EER 10.8) - Hot-Dry ¦ SDG&E ¦ Hot-Dry | Com ¦ Large Unitary AC (EER 10.8) - Hot-Dry | SDG&E ¦ Hot-Dry | SDG&E | All | Electric | Large Unitary Air-Cooled, Commercial, Packaged HP EER 10.8 | Efficient | 0 | Conventional | HVAC | Com - Office (Large) | Com | ROB and NEW | 0 | 1000 sqft2 of floor space | Cap-Tons | 15 | DEER:HVAC_Split-Package_AC | -102 | -0.0326 | 0 | SWHC013-03 | 1211.09 | 2021 | 0 | 550 | 2021 | 0 | 0 | SWHC013-03 | Unitary AC (Large) - Hot-Dry ¦ SDG&E ¦ Hot-Dry | Unitary AC (Large) - Hot-Dry | 1.5238 | 1 | 0.01 | CBSA 2014 | 1.5972 | 2032 | 0.5 | SWHC013-03
COM-HVAC-26.90 | Com ¦ Large Unitary AC (EER 10.8) - Hot-Dry ¦ SDG&E ¦ Hot-Dry | Com ¦ Large Unitary AC (EER 10.8) - Hot-Dry | SDG&E ¦ Hot-Dry | SDG&E | All | Electric | Large Unitary Air-Cooled, Commercial, Packaged HP EER 10.8 | Efficient | 0 | Conventional | HVAC | Com - Office (Small) | Com | ROB and NEW | 0 | 1000 sqft2 of floor space | Cap-Tons | 15 | DEER:HVAC_Split-Package_AC | -102 | -0.0326 | 0 | SWHC013-03 | 1211.09 | 2021 | 0 | 550 | 2021 | 0 | 0 | SWHC013-03 | Unitary AC (Large) - Hot-Dry ¦ SDG&E ¦ Hot-Dry | Unitary AC (Large) - Hot-Dry | 1.8503 | 1 | 0.01 | CBSA 2014 | 2.6547 | 2032 | 0.5 | SWHC013-03
COM-HVAC-26.91 | Com ¦ Large Unitary AC (EER 10.8) - Hot-Dry ¦ SDG&E ¦ Hot-Dry | Com ¦ Large Unitary AC (EER 10.8) - Hot-Dry | SDG&E ¦ Hot-Dry | SDG&E | All | Electric | Large Unitary Air-Cooled, Commercial, Packaged HP EER 10.8 | Efficient | 0 | Conventional | HVAC | Com - Other | Com | ROB and NEW | 0 | 1000 sqft2 of floor space | Cap-Tons | 15 | DEER:HVAC_Split-Package_AC | -102 | -0.0326 | 0 | SWHC013-03 | 1211.09 | 2021 | 0 | 550 | 2021 | 0 | 0 | SWHC013-03 | Unitary AC (Large) - Hot-Dry ¦ SDG&E ¦ Hot-Dry | Unitary AC (Large) - Hot-Dry | 0.83142 | 1 | 0.01 | CBSA 2014 | 5.9805 | 2032 | 0.5 | SWHC013-03
COM-HVAC-26.93 | Com ¦ Large Unitary AC (EER 10.8) - Hot-Dry ¦ SDG&E ¦ Hot-Dry | Com ¦ Large Unitary AC (EER 10.8) - Hot-Dry | SDG&E ¦ Hot-Dry | SDG&E | All | Electric | Large Unitary Air-Cooled, Commercial, Packaged HP EER 10.8 | Efficient | 0 | Conventional | HVAC | Com - Restaurant | Com | ROB and NEW | 0 | 1000 sqft2 of floor space | Cap-Tons | 15 | DEER:HVAC_Split-Package_AC | -102 | -0.0326 | 0 | SWHC013-03 | 1211.09 | 2021 | 0 | 550 | 2021 | 0 | 0 | SWHC013-03 | Unitary AC (Large) - Hot-Dry ¦ SDG&E ¦ Hot-Dry | Unitary AC (Large) - Hot-Dry | 2.7007 | 1 | 0.01 | CBSA 2014 | 2.0791 | 2032 | 0.5 | SWHC013-03
COM-HVAC-26.94 | Com ¦ Large Unitary AC (EER 10.8) - Hot-Dry ¦ SDG&E ¦ Hot-Dry | Com ¦ Large Unitary AC (EER 10.8) - Hot-Dry | SDG&E ¦ Hot-Dry | SDG&E | All | Electric | Large Unitary Air-Cooled, Commercial, Packaged HP EER 10.8 | Efficient | 0 | Conventional | HVAC | Com - Retail | Com | ROB and NEW | 0 | 1000 sqft2 of floor space | Cap-Tons | 15 | DEER:HVAC_Split-Package_AC | -102 | -0.0326 | 0 | SWHC013-03 | 1211.09 | 2021 | 0 | 550 | 2021 | 0 | 0 | SWHC013-03 | Unitary AC (Large) - Hot-Dry ¦ SDG&E ¦ Hot-Dry | Unitary AC (Large) - Hot-Dry | 1.0949 | 1 | 0.01 | CBSA 2014 | 9.8235 | 2032 | 0.5 | SWHC013-03
COM-HVAC-26.95 | Com ¦ Large Unitary AC (EER 10.8) - Hot-Dry ¦ SDG&E ¦ Hot-Dry | Com ¦ Large Unitary AC (EER 10.8) - Hot-Dry | SDG&E ¦ Hot-Dry | SDG&E | All | Electric | Large Unitary Air-Cooled, Commercial, Packaged HP EER 10.8 | Efficient | 0 | Conventional | HVAC | Com - School | Com | ROB and NEW | 0 | 1000 sqft2 of floor space | Cap-Tons | 15 | DEER:HVAC_Split-Package_AC | -102 | -0.0326 | 0 | SWHC013-03 | 1211.09 | 2021 | 0 | 550 | 2021 | 0 | 0 | SWHC013-03 | Unitary AC (Large) - Hot-Dry ¦ SDG&E ¦ Hot-Dry | Unitary AC (Large) - Hot-Dry | 1.8411 | 1 | 0.01 | CBSA 2014 | 5.6029 | 2032 | 0.5 | SWHC013-03
COM-HVAC-26.96 | Com ¦ Large Unitary AC (EER 10.8) - Hot-Dry ¦ SDG&E ¦ Hot-Dry | Com ¦ Large Unitary AC (EER 10.8) - Hot-Dry | SDG&E ¦ Hot-Dry | SDG&E | All | Electric | Large Unitary Air-Cooled, Commercial, Packaged HP EER 10.8 | Efficient | 0 | Conventional | HVAC | Com - Warehouse | Com | ROB and NEW | 0 | 1000 sqft2 of floor space | Cap-Tons | 15 | DEER:HVAC_Split-Package_AC | -102 | -0.0326 | 0 | SWHC013-03 | 1211.09 | 2021 | 0 | 550 | 2021 | 0 | 0 | SWHC013-03 | Unitary AC (Large) - Hot-Dry ¦ SDG&E ¦ Hot-Dry | Unitary AC (Large) - Hot-Dry | 0.33575 | 1 | 0.01 | CBSA 2014 | 7.5846 | 2032 | 0.5 | SWHC013-03
COM-HVAC-27.1 | Com ¦ Large Unitary AC (EER 11.5) - Marine ¦ PG&E ¦ Marine | Com ¦ Large Unitary AC (EER 11.5) - Marine | PG&E ¦ Marine | PG&E | All | Electric | Large Unitary Air-Cooled, Commercial, Packaged HP EER 11.5 | Efficient | 0 | Conventional | HVAC | Com - College | Com | ROB and NEW | 0 | 1000 sqft2 of floor space | Cap-Tons | 15 | DEER:HVAC_Split-Package_AC | -98.4 | -0.0546 | 0 | SWHC013-03 | 1266.09 | 2021 | 0 | 550 | 2021 | 0 | 0 | SWHC013-03 | Unitary AC (Large) - Marine ¦ PG&E ¦ Marine | Unitary AC (Large) - Marine | 1.3254 | 1 | 0 | CBSA 2014 | 3.3446 | 2032 | 0.5 | SWHC013-03
COM-HVAC-27.2 | Com ¦ Large Unitary AC (EER 11.5) - Marine ¦ PG&E ¦ Marine | Com ¦ Large Unitary AC (EER 11.5) - Marine | PG&E ¦ Marine | PG&E | All | Electric | Large Unitary Air-Cooled, Commercial, Packaged HP EER 11.5 | Efficient | 0 | Conventional | HVAC | Com - Grocery | Com | ROB and NEW | 0 | 1000 sqft2 of floor space | Cap-Tons | 15 | DEER:HVAC_Split-Package_AC | -98.4 | -0.0546 | 0 | SWHC013-03 | 1266.09 | 2021 | 0 | 550 | 2021 | 0 | 0 | SWHC013-03 | Unitary AC (Large) - Marine ¦ PG&E ¦ Marine | Unitary AC (Large) - Marine | 2.2115 | 1 | 0 | CBSA 2014 | 2.1634 | 2032 | 0.5 | SWHC013-03
COM-HVAC-27.3 | Com ¦ Large Unitary AC (EER 11.5) - Marine ¦ PG&E ¦ Marine | Com ¦ Large Unitary AC (EER 11.5) - Marine | PG&E ¦ Marine | PG&E | All | Electric | Large Unitary Air-Cooled, Commercial, Packaged HP EER 11.5 | Efficient | 0 | Conventional | HVAC | Com - Health | Com | ROB and NEW | 0 | 1000 sqft2 of floor space | Cap-Tons | 15 | DEER:HVAC_Split-Package_AC | -98.4 | -0.0546 | 0 | SWHC013-03 | 1266.09 | 2021 | 0 | 550 | 2021 | 0 | 0 | SWHC013-03 | Unitary AC (Large) - Marine ¦ PG&E ¦ Marine | Unitary AC (Large) - Marine | 1.9572 | 1 | 0 | CBSA 2014 | 1.4584 | 2032 | 0.5 | SWHC013-03
COM-HVAC-27.4 | Com ¦ Large Unitary AC (EER 11.5) - Marine ¦ PG&E ¦ Marine | Com ¦ Large Unitary AC (EER 11.5) - Marine | PG&E ¦ Marine | PG&E | All | Electric | Large Unitary Air-Cooled, Commercial, Packaged HP EER 11.5 | Efficient | 0 | Conventional | HVAC | Com - Lodging | Com | ROB and NEW | 0 | 1000 sqft2 of floor space | Cap-Tons | 15 | DEER:HVAC_Split-Package_AC | -98.4 | -0.0546 | 0 | SWHC013-03 | 1266.09 | 2021 | 0 | 550 | 2021 | 0 | 0 | SWHC013-03 | Unitary AC (Large) - Marine ¦ PG&E ¦ Marine | Unitary AC (Large) - Marine | 1.0433 | 1 | 0 | CBSA 2014 | 5.4084 | 2032 | 0.5 | SWHC013-03
COM-HVAC-27.5 | Com ¦ Large Unitary AC (EER 11.5) - Marine ¦ PG&E ¦ Marine | Com ¦ Large Unitary AC (EER 11.5) - Marine | PG&E ¦ Marine | PG&E | All | Electric | Large Unitary Air-Cooled, Commercial, Packaged HP EER 11.5 | Efficient | 0 | Conventional | HVAC | Com - Office (Large) | Com | ROB and NEW | 0 | 1000 sqft2 of floor space | Cap-Tons | 15 | DEER:HVAC_Split-Package_AC | -98.4 | -0.0546 | 0 | SWHC013-03 | 1266.09 | 2021 | 0 | 550 | 2021 | 0 | 0 | SWHC013-03 | Unitary AC (Large) - Marine ¦ PG&E ¦ Marine | Unitary AC (Large) - Marine | 1.3898 | 1 | 0 | CBSA 2014 | 1.5409 | 2032 | 0.5 | SWHC013-03
COM-HVAC-27.6 | Com ¦ Large Unitary AC (EER 11.5) - Marine ¦ PG&E ¦ Marine | Com ¦ Large Unitary AC (EER 11.5) - Marine | PG&E ¦ Marine | PG&E | All | Electric | Large Unitary Air-Cooled, Commercial, Packaged HP EER 11.5 | Efficient | 0 | Conventional | HVAC | Com - Office (Small) | Com | ROB and NEW | 0 | 1000 sqft2 of floor space | Cap-Tons | 15 | DEER:HVAC_Split-Package_AC | -98.4 | -0.0546 | 0 | SWHC013-03 | 1266.09 | 2021 | 0 | 550 | 2021 | 0 | 0 | SWHC013-03 | Unitary AC (Large) - Marine ¦ PG&E ¦ Marine | Unitary AC (Large) - Marine | 1.6254 | 1 | 0 | CBSA 2014 | 2.561 | 2032 | 0.5 | SWHC013-03
COM-HVAC-27.7 | Com ¦ Large Unitary AC (EER 11.5) - Marine ¦ PG&E ¦ Marine | Com ¦ Large Unitary AC (EER 11.5) - Marine | PG&E ¦ Marine | PG&E | All | Electric | Large Unitary Air-Cooled, Commercial, Packaged HP EER 11.5 | Efficient | 0 | Conventional | HVAC | Com - Other | Com | ROB and NEW | 0 | 1000 sqft2 of floor space | Cap-Tons | 15 | DEER:HVAC_Split-Package_AC | -98.4 | -0.0546 | 0 | SWHC013-03 | 1266.09 | 2021 | 0 | 550 | 2021 | 0 | 0 | SWHC013-03 | Unitary AC (Large) - Marine ¦ PG&E ¦ Marine | Unitary AC (Large) - Marine | 0.7671 | 1 | 0 | CBSA 2014 | 5.7695 | 2032 | 0.5 | SWHC013-03
COM-HVAC-27.9 | Com ¦ Large Unitary AC (EER 11.5) - Marine ¦ PG&E ¦ Marine | Com ¦ Large Unitary AC (EER 11.5) - Marine | PG&E ¦ Marine | PG&E | All | Electric | Large Unitary Air-Cooled, Commercial, Packaged HP EER 11.5 | Efficient | 0 | Conventional | HVAC | Com - Restaurant | Com | ROB and NEW | 0 | 1000 sqft2 of floor space | Cap-Tons | 15 | DEER:HVAC_Split-Package_AC | -98.4 | -0.0546 | 0 | SWHC013-03 | 1266.09 | 2021 | 0 | 550 | 2021 | 0 | 0 | SWHC013-03 | Unitary AC (Large) - Marine ¦ PG&E ¦ Marine | Unitary AC (Large) - Marine | 2.3487 | 1 | 0 | CBSA 2014 | 2.0057 | 2032 | 0.5 | SWHC013-03
COM-HVAC-27.10 | Com ¦ Large Unitary AC (EER 11.5) - Marine ¦ PG&E ¦ Marine | Com ¦ Large Unitary AC (EER 11.5) - Marine | PG&E ¦ Marine | PG&E | All | Electric | Large Unitary Air-Cooled, Commercial, Packaged HP EER 11.5 | Efficient | 0 | Conventional | HVAC | Com - Retail | Com | ROB and NEW | 0 | 1000 sqft2 of floor space | Cap-Tons | 15 | DEER:HVAC_Split-Package_AC | -98.4 | -0.0546 | 0 | SWHC013-03 | 1266.09 | 2021 | 0 | 550 | 2021 | 0 | 0 | SWHC013-03 | Unitary AC (Large) - Marine ¦ PG&E ¦ Marine | Unitary AC (Large) - Marine | 0.97885 | 1 | 0 | CBSA 2014 | 9.4768 | 2032 | 0.5 | SWHC013-03
COM-HVAC-27.11 | Com ¦ Large Unitary AC (EER 11.5) - Marine ¦ PG&E ¦ Marine | Com ¦ Large Unitary AC (EER 11.5) - Marine | PG&E ¦ Marine | PG&E | All | Electric | Large Unitary Air-Cooled, Commercial, Packaged HP EER 11.5 | Efficient | 0 | Conventional | HVAC | Com - School | Com | ROB and NEW | 0 | 1000 sqft2 of floor space | Cap-Tons | 15 | DEER:HVAC_Split-Package_AC | -98.4 | -0.0546 | 0 | SWHC013-03 | 1266.09 | 2021 | 0 | 550 | 2021 | 0 | 0 | SWHC013-03 | Unitary AC (Large) - Marine ¦ PG&E ¦ Marine | Unitary AC (Large) - Marine | 1.4864 | 1 | 0 | CBSA 2014 | 5.4052 | 2032 | 0.5 | SWHC013-03
COM-HVAC-27.12 | Com ¦ Large Unitary AC (EER 11.5) - Marine ¦ PG&E ¦ Marine | Com ¦ Large Unitary AC (EER 11.5) - Marine | PG&E ¦ Marine | PG&E | All | Electric | Large Unitary Air-Cooled, Commercial, Packaged HP EER 11.5 | Efficient | 0 | Conventional | HVAC | Com - Warehouse | Com | ROB and NEW | 0 | 1000 sqft2 of floor space | Cap-Tons | 15 | DEER:HVAC_Split-Package_AC | -98.4 | -0.0546 | 0 | SWHC013-03 | 1266.09 | 2021 | 0 | 550 | 2021 | 0 | 0 | SWHC013-03 | Unitary AC (Large) - Marine ¦ PG&E ¦ Marine | Unitary AC (Large) - Marine | 0.30463 | 1 | 0 | CBSA 2014 | 7.317 | 2032 | 0.5 | SWHC013-03
COM-HVAC-27.13 | Com ¦ Large Unitary AC (EER 11.5) - Hot-Dry ¦ PG&E ¦ Hot-Dry | Com ¦ Large Unitary AC (EER 11.5) - Hot-Dry | PG&E ¦ Hot-Dry | PG&E | All | Electric | Large Unitary Air-Cooled, Commercial, Packaged HP EER 11.5 | Efficient | 0 | Conventional | HVAC | Com - College | Com | ROB and NEW | 0 | 1000 sqft2 of floor space | Cap-Tons | 15 | DEER:HVAC_Split-Package_AC | -147 | -0.0899 | 0 | SWHC013-03 | 1266.09 | 2021 | 0 | 550 | 2021 | 0 | 0 | SWHC013-03 | Unitary AC (Large) - Hot-Dry ¦ PG&E ¦ Hot-Dry | Unitary AC (Large) - Hot-Dry | 1.3254 | 1 | 0 | CBSA 2014 | 4.9965 | 2032 | 0.5 | SWHC013-03
COM-HVAC-27.14 | Com ¦ Large Unitary AC (EER 11.5) - Hot-Dry ¦ PG&E ¦ Hot-Dry | Com ¦ Large Unitary AC (EER 11.5) - Hot-Dry | PG&E ¦ Hot-Dry | PG&E | All | Electric | Large Unitary Air-Cooled, Commercial, Packaged HP EER 11.5 | Efficient | 0 | Conventional | HVAC | Com - Grocery | Com | ROB and NEW | 0 | 1000 sqft2 of floor space | Cap-Tons | 15 | DEER:HVAC_Split-Package_AC | -147 | -0.0899 | 0 | SWHC013-03 | 1266.09 | 2021 | 0 | 550 | 2021 | 0 | 0 | SWHC013-03 | Unitary AC (Large) - Hot-Dry ¦ PG&E ¦ Hot-Dry | Unitary AC (Large) - Hot-Dry | 2.2115 | 1 | 0 | CBSA 2014 | 3.2319 | 2032 | 0.5 | SWHC013-03
COM-HVAC-27.15 | Com ¦ Large Unitary AC (EER 11.5) - Hot-Dry ¦ PG&E ¦ Hot-Dry | Com ¦ Large Unitary AC (EER 11.5) - Hot-Dry | PG&E ¦ Hot-Dry | PG&E | All | Electric | Large Unitary Air-Cooled, Commercial, Packaged HP EER 11.5 | Efficient | 0 | Conventional | HVAC | Com - Health | Com | ROB and NEW | 0 | 1000 sqft2 of floor space | Cap-Tons | 15 | DEER:HVAC_Split-Package_AC | -147 | -0.0899 | 0 | SWHC013-03 | 1266.09 | 2021 | 0 | 550 | 2021 | 0 | 0 | SWHC013-03 | Unitary AC (Large) - Hot-Dry ¦ PG&E ¦ Hot-Dry | Unitary AC (Large) - Hot-Dry | 1.9572 | 1 | 0 | CBSA 2014 | 2.1788 | 2032 | 0.5 | SWHC013-03
COM-HVAC-27.16 | Com ¦ Large Unitary AC (EER 11.5) - Hot-Dry ¦ PG&E ¦ Hot-Dry | Com ¦ Large Unitary AC (EER 11.5) - Hot-Dry | PG&E ¦ Hot-Dry | PG&E | All | Electric | Large Unitary Air-Cooled, Commercial, Packaged HP EER 11.5 | Efficient | 0 | Conventional | HVAC | Com - Lodging | Com | ROB and NEW | 0 | 1000 sqft2 of floor space | Cap-Tons | 15 | DEER:HVAC_Split-Package_AC | -147 | -0.0899 | 0 | SWHC013-03 | 1266.09 | 2021 | 0 | 550 | 2021 | 0 | 0 | SWHC013-03 | Unitary AC (Large) - Hot-Dry ¦ PG&E ¦ Hot-Dry | Unitary AC (Large) - Hot-Dry | 1.0433 | 1 | 0 | CBSA 2014 | 8.0796 | 2032 | 0.5 | SWHC013-03
COM-HVAC-27.17 | Com ¦ Large Unitary AC (EER 11.5) - Hot-Dry ¦ PG&E ¦ Hot-Dry | Com ¦ Large Unitary AC (EER 11.5) - Hot-Dry | PG&E ¦ Hot-Dry | PG&E | All | Electric | Large Unitary Air-Cooled, Commercial, Packaged HP EER 11.5 | Efficient | 0 | Conventional | HVAC | Com - Office (Large) | Com | ROB and NEW | 0 | 1000 sqft2 of floor space | Cap-Tons | 15 | DEER:HVAC_Split-Package_AC | -147 | -0.0899 | 0 | SWHC013-03 | 1266.09 | 2021 | 0 | 550 | 2021 | 0 | 0 | SWHC013-03 | Unitary AC (Large) - Hot-Dry ¦ PG&E ¦ Hot-Dry | Unitary AC (Large) - Hot-Dry | 1.3898 | 1 | 0 | CBSA 2014 | 2.3019 | 2032 | 0.5 | SWHC013-03
COM-HVAC-27.18 | Com ¦ Large Unitary AC (EER 11.5) - Hot-Dry ¦ PG&E ¦ Hot-Dry | Com ¦ Large Unitary AC (EER 11.5) - Hot-Dry | PG&E ¦ Hot-Dry | PG&E | All | Electric | Large Unitary Air-Cooled, Commercial, Packaged HP EER 11.5 | Efficient | 0 | Conventional | HVAC | Com - Office (Small) | Com | ROB and NEW | 0 | 1000 sqft2 of floor space | Cap-Tons | 15 | DEER:HVAC_Split-Package_AC | -147 | -0.0899 | 0 | SWHC013-03 | 1266.09 | 2021 | 0 | 550 | 2021 | 0 | 0 | SWHC013-03 | Unitary AC (Large) - Hot-Dry ¦ PG&E ¦ Hot-Dry | Unitary AC (Large) - Hot-Dry | 1.6254 | 1 | 0 | CBSA 2014 | 3.8259 | 2032 | 0.5 | SWHC013-03
COM-HVAC-27.19 | Com ¦ Large Unitary AC (EER 11.5) - Hot-Dry ¦ PG&E ¦ Hot-Dry | Com ¦ Large Unitary AC (EER 11.5) - Hot-Dry | PG&E ¦ Hot-Dry | PG&E | All | Electric | Large Unitary Air-Cooled, Commercial, Packaged HP EER 11.5 | Efficient | 0 | Conventional | HVAC | Com - Other | Com | ROB and NEW | 0 | 1000 sqft2 of floor space | Cap-Tons | 15 | DEER:HVAC_Split-Package_AC | -147 | -0.0899 | 0 | SWHC013-03 | 1266.09 | 2021 | 0 | 550 | 2021 | 0 | 0 | SWHC013-03 | Unitary AC (Large) - Hot-Dry ¦ PG&E ¦ Hot-Dry | Unitary AC (Large) - Hot-Dry | 0.7671 | 1 | 0 | CBSA 2014 | 8.619 | 2032 | 0.5 | SWHC013-03
COM-HVAC-27.21 | Com ¦ Large Unitary AC (EER 11.5) - Hot-Dry ¦ PG&E ¦ Hot-Dry | Com ¦ Large Unitary AC (EER 11.5) - Hot-Dry | PG&E ¦ Hot-Dry | PG&E | All | Electric | Large Unitary Air-Cooled, Commercial, Packaged HP EER 11.5 | Efficient | 0 | Conventional | HVAC | Com - Restaurant | Com | ROB and NEW | 0 | 1000 sqft2 of floor space | Cap-Tons | 15 | DEER:HVAC_Split-Package_AC | -147 | -0.0899 | 0 | SWHC013-03 | 1266.09 | 2021 | 0 | 550 | 2021 | 0 | 0 | SWHC013-03 | Unitary AC (Large) - Hot-Dry ¦ PG&E ¦ Hot-Dry | Unitary AC (Large) - Hot-Dry | 2.3487 | 1 | 0 | CBSA 2014 | 2.9964 | 2032 | 0.5 | SWHC013-03
COM-HVAC-27.22 | Com ¦ Large Unitary AC (EER 11.5) - Hot-Dry ¦ PG&E ¦ Hot-Dry | Com ¦ Large Unitary AC (EER 11.5) - Hot-Dry | PG&E ¦ Hot-Dry | PG&E | All | Electric | Large Unitary Air-Cooled, Commercial, Packaged HP EER 11.5 | Efficient | 0 | Conventional | HVAC | Com - Retail | Com | ROB and NEW | 0 | 1000 sqft2 of floor space | Cap-Tons | 15 | DEER:HVAC_Split-Package_AC | -147 | -0.0899 | 0 | SWHC013-03 | 1266.09 | 2021 | 0 | 550 | 2021 | 0 | 0 | SWHC013-03 | Unitary AC (Large) - Hot-Dry ¦ PG&E ¦ Hot-Dry | Unitary AC (Large) - Hot-Dry | 0.97885 | 1 | 0 | CBSA 2014 | 14.1574 | 2032 | 0.5 | SWHC013-03
COM-HVAC-27.23 | Com ¦ Large Unitary AC (EER 11.5) - Hot-Dry ¦ PG&E ¦ Hot-Dry | Com ¦ Large Unitary AC (EER 11.5) - Hot-Dry | PG&E ¦ Hot-Dry | PG&E | All | Electric | Large Unitary Air-Cooled, Commercial, Packaged HP EER 11.5 | Efficient | 0 | Conventional | HVAC | Com - School | Com | ROB and NEW | 0 | 1000 sqft2 of floor space | Cap-Tons | 15 | DEER:HVAC_Split-Package_AC | -147 | -0.0899 | 0 | SWHC013-03 | 1266.09 | 2021 | 0 | 550 | 2021 | 0 | 0 | SWHC013-03 | Unitary AC (Large) - Hot-Dry ¦ PG&E ¦ Hot-Dry | Unitary AC (Large) - Hot-Dry | 1.4864 | 1 | 0 | CBSA 2014 | 8.0748 | 2032 | 0.5 | SWHC013-03
COM-HVAC-27.24 | Com ¦ Large Unitary AC (EER 11.5) - Hot-Dry ¦ PG&E ¦ Hot-Dry | Com ¦ Large Unitary AC (EER 11.5) - Hot-Dry | PG&E ¦ Hot-Dry | PG&E | All | Electric | Large Unitary Air-Cooled, Commercial, Packaged HP EER 11.5 | Efficient | 0 | Conventional | HVAC | Com - Warehouse | Com | ROB and NEW | 0 | 1000 sqft2 of floor space | Cap-Tons | 15 | DEER:HVAC_Split-Package_AC | -147 | -0.0899 | 0 | SWHC013-03 | 1266.09 | 2021 | 0 | 550 | 2021 | 0 | 0 | SWHC013-03 | Unitary AC (Large) - Hot-Dry ¦ PG&E ¦ Hot-Dry | Unitary AC (Large) - Hot-Dry | 0.30463 | 1 | 0 | CBSA 2014 | 10.9308 | 2032 | 0.5 | SWHC013-03
COM-HVAC-27.25 | Com ¦ Large Unitary AC (EER 11.5) - Cold ¦ PG&E ¦ Cold | Com ¦ Large Unitary AC (EER 11.5) - Cold | PG&E ¦ Cold | PG&E | All | Electric | Large Unitary Air-Cooled, Commercial, Packaged HP EER 11.5 | Efficient | 0 | Conventional | HVAC | Com - College | Com | ROB and NEW | 0 | 1000 sqft2 of floor space | Cap-Tons | 15 | DEER:HVAC_Split-Package_AC | -88.6 | -0.0489 | 0 | SWHC013-03 | 1266.09 | 2021 | 0 | 550 | 2021 | 0 | 0 | SWHC013-03 | Unitary AC (Large) - Cold ¦ PG&E ¦ Cold | Unitary AC (Large) - Cold | 1.3254 | 1 | 0 | CBSA 2014 | 3.0115 | 2032 | 0.5 | SWHC013-03
COM-HVAC-27.26 | Com ¦ Large Unitary AC (EER 11.5) - Cold ¦ PG&E ¦ Cold | Com ¦ Large Unitary AC (EER 11.5) - Cold | PG&E ¦ Cold | PG&E | All | Electric | Large Unitary Air-Cooled, Commercial, Packaged HP EER 11.5 | Efficient | 0 | Conventional | HVAC | Com - Grocery | Com | ROB and NEW | 0 | 1000 sqft2 of floor space | Cap-Tons | 15 | DEER:HVAC_Split-Package_AC | -88.6 | -0.0489 | 0 | SWHC013-03 | 1266.09 | 2021 | 0 | 550 | 2021 | 0 | 0 | SWHC013-03 | Unitary AC (Large) - Cold ¦ PG&E ¦ Cold | Unitary AC (Large) - Cold | 2.2115 | 1 | 0 | CBSA 2014 | 1.9479 | 2032 | 0.5 | SWHC013-03
COM-HVAC-27.27 | Com ¦ Large Unitary AC (EER 11.5) - Cold ¦ PG&E ¦ Cold | Com ¦ Large Unitary AC (EER 11.5) - Cold | PG&E ¦ Cold | PG&E | All | Electric | Large Unitary Air-Cooled, Commercial, Packaged HP EER 11.5 | Efficient | 0 | Conventional | HVAC | Com - Health | Com | ROB and NEW | 0 | 1000 sqft2 of floor space | Cap-Tons | 15 | DEER:HVAC_Split-Package_AC | -88.6 | -0.0489 | 0 | SWHC013-03 | 1266.09 | 2021 | 0 | 550 | 2021 | 0 | 0 | SWHC013-03 | Unitary AC (Large) - Cold ¦ PG&E ¦ Cold | Unitary AC (Large) - Cold | 1.9572 | 1 | 0 | CBSA 2014 | 1.3132 | 2032 | 0.5 | SWHC013-03
COM-HVAC-27.28 | Com ¦ Large Unitary AC (EER 11.5) - Cold ¦ PG&E ¦ Cold | Com ¦ Large Unitary AC (EER 11.5) - Cold | PG&E ¦ Cold | PG&E | All | Electric | Large Unitary Air-Cooled, Commercial, Packaged HP EER 11.5 | Efficient | 0 | Conventional | HVAC | Com - Lodging | Com | ROB and NEW | 0 | 1000 sqft2 of floor space | Cap-Tons | 15 | DEER:HVAC_Split-Package_AC | -88.6 | -0.0489 | 0 | SWHC013-03 | 1266.09 | 2021 | 0 | 550 | 2021 | 0 | 0 | SWHC013-03 | Unitary AC (Large) - Cold ¦ PG&E ¦ Cold | Unitary AC (Large) - Cold | 1.0433 | 1 | 0 | CBSA 2014 | 4.8697 | 2032 | 0.5 | SWHC013-03
COM-HVAC-27.29 | Com ¦ Large Unitary AC (EER 11.5) - Cold ¦ PG&E ¦ Cold | Com ¦ Large Unitary AC (EER 11.5) - Cold | PG&E ¦ Cold | PG&E | All | Electric | Large Unitary Air-Cooled, Commercial, Packaged HP EER 11.5 | Efficient | 0 | Conventional | HVAC | Com - Office (Large) | Com | ROB and NEW | 0 | 1000 sqft2 of floor space | Cap-Tons | 15 | DEER:HVAC_Split-Package_AC | -88.6 | -0.0489 | 0 | SWHC013-03 | 1266.09 | 2021 | 0 | 550 | 2021 | 0 | 0 | SWHC013-03 | Unitary AC (Large) - Cold ¦ PG&E ¦ Cold | Unitary AC (Large) - Cold | 1.3898 | 1 | 0 | CBSA 2014 | 1.3874 | 2032 | 0.5 | SWHC013-03
COM-HVAC-27.30 | Com ¦ Large Unitary AC (EER 11.5) - Cold ¦ PG&E ¦ Cold | Com ¦ Large Unitary AC (EER 11.5) - Cold | PG&E ¦ Cold | PG&E | All | Electric | Large Unitary Air-Cooled, Commercial, Packaged HP EER 11.5 | Efficient | 0 | Conventional | HVAC | Com - Office (Small) | Com | ROB and NEW | 0 | 1000 sqft2 of floor space | Cap-Tons | 15 | DEER:HVAC_Split-Package_AC | -88.6 | -0.0489 | 0 | SWHC013-03 | 1266.09 | 2021 | 0 | 550 | 2021 | 0 | 0 | SWHC013-03 | Unitary AC (Large) - Cold ¦ PG&E ¦ Cold | Unitary AC (Large) - Cold | 1.6254 | 1 | 0 | CBSA 2014 | 2.3059 | 2032 | 0.5 | SWHC013-03
COM-HVAC-27.31 | Com ¦ Large Unitary AC (EER 11.5) - Cold ¦ PG&E ¦ Cold | Com ¦ Large Unitary AC (EER 11.5) - Cold | PG&E ¦ Cold | PG&E | All | Electric | Large Unitary Air-Cooled, Commercial, Packaged HP EER 11.5 | Efficient | 0 | Conventional | HVAC | Com - Other | Com | ROB and NEW | 0 | 1000 sqft2 of floor space | Cap-Tons | 15 | DEER:HVAC_Split-Package_AC | -88.6 | -0.0489 | 0 | SWHC013-03 | 1266.09 | 2021 | 0 | 550 | 2021 | 0 | 0 | SWHC013-03 | Unitary AC (Large) - Cold ¦ PG&E ¦ Cold | Unitary AC (Large) - Cold | 0.7671 | 1 | 0 | CBSA 2014 | 5.1949 | 2032 | 0.5 | SWHC013-03
COM-HVAC-27.33 | Com ¦ Large Unitary AC (EER 11.5) - Cold ¦ PG&E ¦ Cold | Com ¦ Large Unitary AC (EER 11.5) - Cold | PG&E ¦ Cold | PG&E | All | Electric | Large Unitary Air-Cooled, Commercial, Packaged HP EER 11.5 | Efficient | 0 | Conventional | HVAC | Com - Restaurant | Com | ROB and NEW | 0 | 1000 sqft2 of floor space | Cap-Tons | 15 | DEER:HVAC_Split-Package_AC | -88.6 | -0.0489 | 0 | SWHC013-03 | 1266.09 | 2021 | 0 | 550 | 2021 | 0 | 0 | SWHC013-03 | Unitary AC (Large) - Cold ¦ PG&E ¦ Cold | Unitary AC (Large) - Cold | 2.3487 | 1 | 0 | CBSA 2014 | 1.806 | 2032 | 0.5 | SWHC013-03
COM-HVAC-27.34 | Com ¦ Large Unitary AC (EER 11.5) - Cold ¦ PG&E ¦ Cold | Com ¦ Large Unitary AC (EER 11.5) - Cold | PG&E ¦ Cold | PG&E | All | Electric | Large Unitary Air-Cooled, Commercial, Packaged HP EER 11.5 | Efficient | 0 | Conventional | HVAC | Com - Retail | Com | ROB and NEW | 0 | 1000 sqft2 of floor space | Cap-Tons | 15 | DEER:HVAC_Split-Package_AC | -88.6 | -0.0489 | 0 | SWHC013-03 | 1266.09 | 2021 | 0 | 550 | 2021 | 0 | 0 | SWHC013-03 | Unitary AC (Large) - Cold ¦ PG&E ¦ Cold | Unitary AC (Large) - Cold | 0.97885 | 1 | 0 | CBSA 2014 | 8.533 | 2032 | 0.5 | SWHC013-03
COM-HVAC-27.35 | Com ¦ Large Unitary AC (EER 11.5) - Cold ¦ PG&E ¦ Cold | Com ¦ Large Unitary AC (EER 11.5) - Cold | PG&E ¦ Cold | PG&E | All | Electric | Large Unitary Air-Cooled, Commercial, Packaged HP EER 11.5 | Efficient | 0 | Conventional | HVAC | Com - School | Com | ROB and NEW | 0 | 1000 sqft2 of floor space | Cap-Tons | 15 | DEER:HVAC_Split-Package_AC | -88.6 | -0.0489 | 0 | SWHC013-03 | 1266.09 | 2021 | 0 | 550 | 2021 | 0 | 0 | SWHC013-03 | Unitary AC (Large) - Cold ¦ PG&E ¦ Cold | Unitary AC (Large) - Cold | 1.4864 | 1 | 0 | CBSA 2014 | 4.8669 | 2032 | 0.5 | SWHC013-03
COM-HVAC-27.36 | Com ¦ Large Unitary AC (EER 11.5) - Cold ¦ PG&E ¦ Cold | Com ¦ Large Unitary AC (EER 11.5) - Cold | PG&E ¦ Cold | PG&E | All | Electric | Large Unitary Air-Cooled, Commercial, Packaged HP EER 11.5 | Efficient | 0 | Conventional | HVAC | Com - Warehouse | Com | ROB and NEW | 0 | 1000 sqft2 of floor space | Cap-Tons | 15 | DEER:HVAC_Split-Package_AC | -88.6 | -0.0489 | 0 | SWHC013-03 | 1266.09 | 2021 | 0 | 550 | 2021 | 0 | 0 | SWHC013-03 | Unitary AC (Large) - Cold ¦ PG&E ¦ Cold | Unitary AC (Large) - Cold | 0.30463 | 1 | 0 | CBSA 2014 | 6.5882 | 2032 | 0.5 | SWHC013-03
COM-HVAC-27.37 | Com ¦ Large Unitary AC (EER 11.5) - Marine ¦ SCE ¦ Marine | Com ¦ Large Unitary AC (EER 11.5) - Marine | SCE ¦ Marine | SCE | All | Electric | Large Unitary Air-Cooled, Commercial, Packaged HP EER 11.5 | Efficient | 0 | Conventional | HVAC | Com - College | Com | ROB and NEW | 0 | 1000 sqft2 of floor space | Cap-Tons | 15 | DEER:HVAC_Split-Package_AC | -192 | -0.0667 | 0 | SWHC013-03 | 1266.09 | 2021 | 0 | 550 | 2021 | 0 | 0 | SWHC013-03 | Unitary AC (Large) - Marine ¦ SCE ¦ Marine | Unitary AC (Large) - Marine | 1.4792 | 1 | 0 | CBSA 2014 | 6.5261 | 2032 | 0.5 | SWHC013-03
COM-HVAC-27.38 | Com ¦ Large Unitary AC (EER 11.5) - Marine ¦ SCE ¦ Marine | Com ¦ Large Unitary AC (EER 11.5) - Marine | SCE ¦ Marine | SCE | All | Electric | Large Unitary Air-Cooled, Commercial, Packaged HP EER 11.5 | Efficient | 0 | Conventional | HVAC | Com - Grocery | Com | ROB and NEW | 0 | 1000 sqft2 of floor space | Cap-Tons | 15 | DEER:HVAC_Split-Package_AC | -192 | -0.0667 | 0 | SWHC013-03 | 1266.09 | 2021 | 0 | 550 | 2021 | 0 | 0 | SWHC013-03 | Unitary AC (Large) - Marine ¦ SCE ¦ Marine | Unitary AC (Large) - Marine | 2.6311 | 1 | 0 | CBSA 2014 | 4.2212 | 2032 | 0.5 | SWHC013-03
COM-HVAC-27.39 | Com ¦ Large Unitary AC (EER 11.5) - Marine ¦ SCE ¦ Marine | Com ¦ Large Unitary AC (EER 11.5) - Marine | SCE ¦ Marine | SCE | All | Electric | Large Unitary Air-Cooled, Commercial, Packaged HP EER 11.5 | Efficient | 0 | Conventional | HVAC | Com - Health | Com | ROB and NEW | 0 | 1000 sqft2 of floor space | Cap-Tons | 15 | DEER:HVAC_Split-Package_AC | -192 | -0.0667 | 0 | SWHC013-03 | 1266.09 | 2021 | 0 | 550 | 2021 | 0 | 0 | SWHC013-03 | Unitary AC (Large) - Marine ¦ SCE ¦ Marine | Unitary AC (Large) - Marine | 2.0977 | 1 | 0 | CBSA 2014 | 2.8457 | 2032 | 0.5 | SWHC013-03
COM-HVAC-27.40 | Com ¦ Large Unitary AC (EER 11.5) - Marine ¦ SCE ¦ Marine | Com ¦ Large Unitary AC (EER 11.5) - Marine | SCE ¦ Marine | SCE | All | Electric | Large Unitary Air-Cooled, Commercial, Packaged HP EER 11.5 | Efficient | 0 | Conventional | HVAC | Com - Lodging | Com | ROB and NEW | 0 | 1000 sqft2 of floor space | Cap-Tons | 15 | DEER:HVAC_Split-Package_AC | -192 | -0.0667 | 0 | SWHC013-03 | 1266.09 | 2021 | 0 | 550 | 2021 | 0 | 0 | SWHC013-03 | Unitary AC (Large) - Marine ¦ SCE ¦ Marine | Unitary AC (Large) - Marine | 1.178 | 1 | 0 | CBSA 2014 | 10.5529 | 2032 | 0.5 | SWHC013-03
COM-HVAC-27.41 | Com ¦ Large Unitary AC (EER 11.5) - Marine ¦ SCE ¦ Marine | Com ¦ Large Unitary AC (EER 11.5) - Marine | SCE ¦ Marine | SCE | All | Electric | Large Unitary Air-Cooled, Commercial, Packaged HP EER 11.5 | Efficient | 0 | Conventional | HVAC | Com - Office (Large) | Com | ROB and NEW | 0 | 1000 sqft2 of floor space | Cap-Tons | 15 | DEER:HVAC_Split-Package_AC | -192 | -0.0667 | 0 | SWHC013-03 | 1266.09 | 2021 | 0 | 550 | 2021 | 0 | 0 | SWHC013-03 | Unitary AC (Large) - Marine ¦ SCE ¦ Marine | Unitary AC (Large) - Marine | 1.5616 | 1 | 0 | CBSA 2014 | 3.0066 | 2032 | 0.5 | SWHC013-03
COM-HVAC-27.42 | Com ¦ Large Unitary AC (EER 11.5) - Marine ¦ SCE ¦ Marine | Com ¦ Large Unitary AC (EER 11.5) - Marine | SCE ¦ Marine | SCE | All | Electric | Large Unitary Air-Cooled, Commercial, Packaged HP EER 11.5 | Efficient | 0 | Conventional | HVAC | Com - Office (Small) | Com | ROB and NEW | 0 | 1000 sqft2 of floor space | Cap-Tons | 15 | DEER:HVAC_Split-Package_AC | -192 | -0.0667 | 0 | SWHC013-03 | 1266.09 | 2021 | 0 | 550 | 2021 | 0 | 0 | SWHC013-03 | Unitary AC (Large) - Marine ¦ SCE ¦ Marine | Unitary AC (Large) - Marine | 1.7717 | 1 | 0 | CBSA 2014 | 4.9971 | 2032 | 0.5 | SWHC013-03
COM-HVAC-27.43 | Com ¦ Large Unitary AC (EER 11.5) - Marine ¦ SCE ¦ Marine | Com ¦ Large Unitary AC (EER 11.5) - Marine | SCE ¦ Marine | SCE | All | Electric | Large Unitary Air-Cooled, Commercial, Packaged HP EER 11.5 | Efficient | 0 | Conventional | HVAC | Com - Other | Com | ROB and NEW | 0 | 1000 sqft2 of floor space | Cap-Tons | 15 | DEER:HVAC_Split-Package_AC | -192 | -0.0667 | 0 | SWHC013-03 | 1266.09 | 2021 | 0 | 550 | 2021 | 0 | 0 | SWHC013-03 | Unitary AC (Large) - Marine ¦ SCE ¦ Marine | Unitary AC (Large) - Marine | 0.84588 | 1 | 0 | CBSA 2014 | 11.2575 | 2032 | 0.5 | SWHC013-03
COM-HVAC-27.45 | Com ¦ Large Unitary AC (EER 11.5) - Marine ¦ SCE ¦ Marine | Com ¦ Large Unitary AC (EER 11.5) - Marine | SCE ¦ Marine | SCE | All | Electric | Large Unitary Air-Cooled, Commercial, Packaged HP EER 11.5 | Efficient | 0 | Conventional | HVAC | Com - Restaurant | Com | ROB and NEW | 0 | 1000 sqft2 of floor space | Cap-Tons | 15 | DEER:HVAC_Split-Package_AC | -192 | -0.0667 | 0 | SWHC013-03 | 1266.09 | 2021 | 0 | 550 | 2021 | 0 | 0 | SWHC013-03 | Unitary AC (Large) - Marine ¦ SCE ¦ Marine | Unitary AC (Large) - Marine | 2.5853 | 1 | 0 | CBSA 2014 | 3.9136 | 2032 | 0.5 | SWHC013-03
COM-HVAC-27.46 | Com ¦ Large Unitary AC (EER 11.5) - Marine ¦ SCE ¦ Marine | Com ¦ Large Unitary AC (EER 11.5) - Marine | SCE ¦ Marine | SCE | All | Electric | Large Unitary Air-Cooled, Commercial, Packaged HP EER 11.5 | Efficient | 0 | Conventional | HVAC | Com - Retail | Com | ROB and NEW | 0 | 1000 sqft2 of floor space | Cap-Tons | 15 | DEER:HVAC_Split-Package_AC | -192 | -0.0667 | 0 | SWHC013-03 | 1266.09 | 2021 | 0 | 550 | 2021 | 0 | 0 | SWHC013-03 | Unitary AC (Large) - Marine ¦ SCE ¦ Marine | Unitary AC (Large) - Marine | 1.0938 | 1 | 0 | CBSA 2014 | 18.4913 | 2032 | 0.5 | SWHC013-03
COM-HVAC-27.47 | Com ¦ Large Unitary AC (EER 11.5) - Marine ¦ SCE ¦ Marine | Com ¦ Large Unitary AC (EER 11.5) - Marine | SCE ¦ Marine | SCE | All | Electric | Large Unitary Air-Cooled, Commercial, Packaged HP EER 11.5 | Efficient | 0 | Conventional | HVAC | Com - School | Com | ROB and NEW | 0 | 1000 sqft2 of floor space | Cap-Tons | 15 | DEER:HVAC_Split-Package_AC | -192 | -0.0667 | 0 | SWHC013-03 | 1266.09 | 2021 | 0 | 550 | 2021 | 0 | 0 | SWHC013-03 | Unitary AC (Large) - Marine ¦ SCE ¦ Marine | Unitary AC (Large) - Marine | 1.7812 | 1 | 0 | CBSA 2014 | 10.5467 | 2032 | 0.5 | SWHC013-03
COM-HVAC-27.48 | Com ¦ Large Unitary AC (EER 11.5) - Marine ¦ SCE ¦ Marine | Com ¦ Large Unitary AC (EER 11.5) - Marine | SCE ¦ Marine | SCE | All | Electric | Large Unitary Air-Cooled, Commercial, Packaged HP EER 11.5 | Efficient | 0 | Conventional | HVAC | Com - Warehouse | Com | ROB and NEW | 0 | 1000 sqft2 of floor space | Cap-Tons | 15 | DEER:HVAC_Split-Package_AC | -192 | -0.0667 | 0 | SWHC013-03 | 1266.09 | 2021 | 0 | 550 | 2021 | 0 | 0 | SWHC013-03 | Unitary AC (Large) - Marine ¦ SCE ¦ Marine | Unitary AC (Large) - Marine | 0.335 | 1 | 0 | CBSA 2014 | 14.277 | 2032 | 0.5 | SWHC013-03
COM-HVAC-27.49 | Com ¦ Large Unitary AC (EER 11.5) - Hot-Dry ¦ SCE ¦ Hot-Dry | Com ¦ Large Unitary AC (EER 11.5) - Hot-Dry | SCE ¦ Hot-Dry | SCE | All | Electric | Large Unitary Air-Cooled, Commercial, Packaged HP EER 11.5 | Efficient | 0 | Conventional | HVAC | Com - College | Com | ROB and NEW | 0 | 1000 sqft2 of floor space | Cap-Tons | 15 | DEER:HVAC_Split-Package_AC | -163 | -0.0658 | 0 | SWHC013-03 | 1266.09 | 2021 | 0 | 550 | 2021 | 0 | 0 | SWHC013-03 | Unitary AC (Large) - Hot-Dry ¦ SCE ¦ Hot-Dry | Unitary AC (Large) - Hot-Dry | 1.4792 | 1 | 0 | CBSA 2014 | 5.5404 | 2032 | 0.5 | SWHC013-03
COM-HVAC-27.50 | Com ¦ Large Unitary AC (EER 11.5) - Hot-Dry ¦ SCE ¦ Hot-Dry | Com ¦ Large Unitary AC (EER 11.5) - Hot-Dry | SCE ¦ Hot-Dry | SCE | All | Electric | Large Unitary Air-Cooled, Commercial, Packaged HP EER 11.5 | Efficient | 0 | Conventional | HVAC | Com - Grocery | Com | ROB and NEW | 0 | 1000 sqft2 of floor space | Cap-Tons | 15 | DEER:HVAC_Split-Package_AC | -163 | -0.0658 | 0 | SWHC013-03 | 1266.09 | 2021 | 0 | 550 | 2021 | 0 | 0 | SWHC013-03 | Unitary AC (Large) - Hot-Dry ¦ SCE ¦ Hot-Dry | Unitary AC (Large) - Hot-Dry | 2.6311 | 1 | 0 | CBSA 2014 | 3.5836 | 2032 | 0.5 | SWHC013-03
COM-HVAC-27.51 | Com ¦ Large Unitary AC (EER 11.5) - Hot-Dry ¦ SCE ¦ Hot-Dry | Com ¦ Large Unitary AC (EER 11.5) - Hot-Dry | SCE ¦ Hot-Dry | SCE | All | Electric | Large Unitary Air-Cooled, Commercial, Packaged HP EER 11.5 | Efficient | 0 | Conventional | HVAC | Com - Health | Com | ROB and NEW | 0 | 1000 sqft2 of floor space | Cap-Tons | 15 | DEER:HVAC_Split-Package_AC | -163 | -0.0658 | 0 | SWHC013-03 | 1266.09 | 2021 | 0 | 550 | 2021 | 0 | 0 | SWHC013-03 | Unitary AC (Large) - Hot-Dry ¦ SCE ¦ Hot-Dry | Unitary AC (Large) - Hot-Dry | 2.0977 | 1 | 0 | CBSA 2014 | 2.4159 | 2032 | 0.5 | SWHC013-03
COM-HVAC-27.52 | Com ¦ Large Unitary AC (EER 11.5) - Hot-Dry ¦ SCE ¦ Hot-Dry | Com ¦ Large Unitary AC (EER 11.5) - Hot-Dry | SCE ¦ Hot-Dry | SCE | All | Electric | Large Unitary Air-Cooled, Commercial, Packaged HP EER 11.5 | Efficient | 0 | Conventional | HVAC | Com - Lodging | Com | ROB and NEW | 0 | 1000 sqft2 of floor space | Cap-Tons | 15 | DEER:HVAC_Split-Package_AC | -163 | -0.0658 | 0 | SWHC013-03 | 1266.09 | 2021 | 0 | 550 | 2021 | 0 | 0 | SWHC013-03 | Unitary AC (Large) - Hot-Dry ¦ SCE ¦ Hot-Dry | Unitary AC (Large) - Hot-Dry | 1.178 | 1 | 0 | CBSA 2014 | 8.959 | 2032 | 0.5 | SWHC013-03
COM-HVAC-27.53 | Com ¦ Large Unitary AC (EER 11.5) - Hot-Dry ¦ SCE ¦ Hot-Dry | Com ¦ Large Unitary AC (EER 11.5) - Hot-Dry | SCE ¦ Hot-Dry | SCE | All | Electric | Large Unitary Air-Cooled, Commercial, Packaged HP EER 11.5 | Efficient | 0 | Conventional | HVAC | Com - Office (Large) | Com | ROB and NEW | 0 | 1000 sqft2 of floor space | Cap-Tons | 15 | DEER:HVAC_Split-Package_AC | -163 | -0.0658 | 0 | SWHC013-03 | 1266.09 | 2021 | 0 | 550 | 2021 | 0 | 0 | SWHC013-03 | Unitary AC (Large) - Hot-Dry ¦ SCE ¦ Hot-Dry | Unitary AC (Large) - Hot-Dry | 1.5616 | 1 | 0 | CBSA 2014 | 2.5525 | 2032 | 0.5 | SWHC013-03
COM-HVAC-27.54 | Com ¦ Large Unitary AC (EER 11.5) - Hot-Dry ¦ SCE ¦ Hot-Dry | Com ¦ Large Unitary AC (EER 11.5) - Hot-Dry | SCE ¦ Hot-Dry | SCE | All | Electric | Large Unitary Air-Cooled, Commercial, Packaged HP EER 11.5 | Efficient | 0 | Conventional | HVAC | Com - Office (Small) | Com | ROB and NEW | 0 | 1000 sqft2 of floor space | Cap-Tons | 15 | DEER:HVAC_Split-Package_AC | -163 | -0.0658 | 0 | SWHC013-03 | 1266.09 | 2021 | 0 | 550 | 2021 | 0 | 0 | SWHC013-03 | Unitary AC (Large) - Hot-Dry ¦ SCE ¦ Hot-Dry | Unitary AC (Large) - Hot-Dry | 1.7717 | 1 | 0 | CBSA 2014 | 4.2423 | 2032 | 0.5 | SWHC013-03
COM-HVAC-27.55 | Com ¦ Large Unitary AC (EER 11.5) - Hot-Dry ¦ SCE ¦ Hot-Dry | Com ¦ Large Unitary AC (EER 11.5) - Hot-Dry | SCE ¦ Hot-Dry | SCE | All | Electric | Large Unitary Air-Cooled, Commercial, Packaged HP EER 11.5 | Efficient | 0 | Conventional | HVAC | Com - Other | Com | ROB and NEW | 0 | 1000 sqft2 of floor space | Cap-Tons | 15 | DEER:HVAC_Split-Package_AC | -163 | -0.0658 | 0 | SWHC013-03 | 1266.09 | 2021 | 0 | 550 | 2021 | 0 | 0 | SWHC013-03 | Unitary AC (Large) - Hot-Dry ¦ SCE ¦ Hot-Dry | Unitary AC (Large) - Hot-Dry | 0.84588 | 1 | 0 | CBSA 2014 | 9.5571 | 2032 | 0.5 | SWHC013-03
COM-HVAC-27.57 | Com ¦ Large Unitary AC (EER 11.5) - Hot-Dry ¦ SCE ¦ Hot-Dry | Com ¦ Large Unitary AC (EER 11.5) - Hot-Dry | SCE ¦ Hot-Dry | SCE | All | Electric | Large Unitary Air-Cooled, Commercial, Packaged HP EER 11.5 | Efficient | 0 | Conventional | HVAC | Com - Restaurant | Com | ROB and NEW | 0 | 1000 sqft2 of floor space | Cap-Tons | 15 | DEER:HVAC_Split-Package_AC | -163 | -0.0658 | 0 | SWHC013-03 | 1266.09 | 2021 | 0 | 550 | 2021 | 0 | 0 | SWHC013-03 | Unitary AC (Large) - Hot-Dry ¦ SCE ¦ Hot-Dry | Unitary AC (Large) - Hot-Dry | 2.5853 | 1 | 0 | CBSA 2014 | 3.3225 | 2032 | 0.5 | SWHC013-03
COM-HVAC-27.58 | Com ¦ Large Unitary AC (EER 11.5) - Hot-Dry ¦ SCE ¦ Hot-Dry | Com ¦ Large Unitary AC (EER 11.5) - Hot-Dry | SCE ¦ Hot-Dry | SCE | All | Electric | Large Unitary Air-Cooled, Commercial, Packaged HP EER 11.5 | Efficient | 0 | Conventional | HVAC | Com - Retail | Com | ROB and NEW | 0 | 1000 sqft2 of floor space | Cap-Tons | 15 | DEER:HVAC_Split-Package_AC | -163 | -0.0658 | 0 | SWHC013-03 | 1266.09 | 2021 | 0 | 550 | 2021 | 0 | 0 | SWHC013-03 | Unitary AC (Large) - Hot-Dry ¦ SCE ¦ Hot-Dry | Unitary AC (Large) - Hot-Dry | 1.0938 | 1 | 0 | CBSA 2014 | 15.6984 | 2032 | 0.5 | SWHC013-03
COM-HVAC-27.59 | Com ¦ Large Unitary AC (EER 11.5) - Hot-Dry ¦ SCE ¦ Hot-Dry | Com ¦ Large Unitary AC (EER 11.5) - Hot-Dry | SCE ¦ Hot-Dry | SCE | All | Electric | Large Unitary Air-Cooled, Commercial, Packaged HP EER 11.5 | Efficient | 0 | Conventional | HVAC | Com - School | Com | ROB and NEW | 0 | 1000 sqft2 of floor space | Cap-Tons | 15 | DEER:HVAC_Split-Package_AC | -163 | -0.0658 | 0 | SWHC013-03 | 1266.09 | 2021 | 0 | 550 | 2021 | 0 | 0 | SWHC013-03 | Unitary AC (Large) - Hot-Dry ¦ SCE ¦ Hot-Dry | Unitary AC (Large) - Hot-Dry | 1.7812 | 1 | 0 | CBSA 2014 | 8.9537 | 2032 | 0.5 | SWHC013-03
COM-HVAC-27.60 | Com ¦ Large Unitary AC (EER 11.5) - Hot-Dry ¦ SCE ¦ Hot-Dry | Com ¦ Large Unitary AC (EER 11.5) - Hot-Dry | SCE ¦ Hot-Dry | SCE | All | Electric | Large Unitary Air-Cooled, Commercial, Packaged HP EER 11.5 | Efficient | 0 | Conventional | HVAC | Com - Warehouse | Com | ROB and NEW | 0 | 1000 sqft2 of floor space | Cap-Tons | 15 | DEER:HVAC_Split-Package_AC | -163 | -0.0658 | 0 | SWHC013-03 | 1266.09 | 2021 | 0 | 550 | 2021 | 0 | 0 | SWHC013-03 | Unitary AC (Large) - Hot-Dry ¦ SCE ¦ Hot-Dry | Unitary AC (Large) - Hot-Dry | 0.335 | 1 | 0 | CBSA 2014 | 12.1206 | 2032 | 0.5 | SWHC013-03
COM-HVAC-27.61 | Com ¦ Large Unitary AC (EER 11.5) - Cold ¦ SCE ¦ Cold | Com ¦ Large Unitary AC (EER 11.5) - Cold | SCE ¦ Cold | SCE | All | Electric | Large Unitary Air-Cooled, Commercial, Packaged HP EER 11.5 | Efficient | 0 | Conventional | HVAC | Com - College | Com | ROB and NEW | 0 | 1000 sqft2 of floor space | Cap-Tons | 15 | DEER:HVAC_Split-Package_AC | -88.6 | -0.0489 | 0 | SWHC013-03 | 1266.09 | 2021 | 0 | 550 | 2021 | 0 | 0 | SWHC013-03 | Unitary AC (Large) - Cold ¦ SCE ¦ Cold | Unitary AC (Large) - Cold | 1.4792 | 1 | 0 | CBSA 2014 | 3.0115 | 2032 | 0.5 | SWHC013-03
COM-HVAC-27.62 | Com ¦ Large Unitary AC (EER 11.5) - Cold ¦ SCE ¦ Cold | Com ¦ Large Unitary AC (EER 11.5) - Cold | SCE ¦ Cold | SCE | All | Electric | Large Unitary Air-Cooled, Commercial, Packaged HP EER 11.5 | Efficient | 0 | Conventional | HVAC | Com - Grocery | Com | ROB and NEW | 0 | 1000 sqft2 of floor space | Cap-Tons | 15 | DEER:HVAC_Split-Package_AC | -88.6 | -0.0489 | 0 | SWHC013-03 | 1266.09 | 2021 | 0 | 550 | 2021 | 0 | 0 | SWHC013-03 | Unitary AC (Large) - Cold ¦ SCE ¦ Cold | Unitary AC (Large) - Cold | 2.6311 | 1 | 0 | CBSA 2014 | 1.9479 | 2032 | 0.5 | SWHC013-03
COM-HVAC-27.63 | Com ¦ Large Unitary AC (EER 11.5) - Cold ¦ SCE ¦ Cold | Com ¦ Large Unitary AC (EER 11.5) - Cold | SCE ¦ Cold | SCE | All | Electric | Large Unitary Air-Cooled, Commercial, Packaged HP EER 11.5 | Efficient | 0 | Conventional | HVAC | Com - Health | Com | ROB and NEW | 0 | 1000 sqft2 of floor space | Cap-Tons | 15 | DEER:HVAC_Split-Package_AC | -88.6 | -0.0489 | 0 | SWHC013-03 | 1266.09 | 2021 | 0 | 550 | 2021 | 0 | 0 | SWHC013-03 | Unitary AC (Large) - Cold ¦ SCE ¦ Cold | Unitary AC (Large) - Cold | 2.0977 | 1 | 0 | CBSA 2014 | 1.3132 | 2032 | 0.5 | SWHC013-03
COM-HVAC-27.64 | Com ¦ Large Unitary AC (EER 11.5) - Cold ¦ SCE ¦ Cold | Com ¦ Large Unitary AC (EER 11.5) - Cold | SCE ¦ Cold | SCE | All | Electric | Large Unitary Air-Cooled, Commercial, Packaged HP EER 11.5 | Efficient | 0 | Conventional | HVAC | Com - Lodging | Com | ROB and NEW | 0 | 1000 sqft2 of floor space | Cap-Tons | 15 | DEER:HVAC_Split-Package_AC | -88.6 | -0.0489 | 0 | SWHC013-03 | 1266.09 | 2021 | 0 | 550 | 2021 | 0 | 0 | SWHC013-03 | Unitary AC (Large) - Cold ¦ SCE ¦ Cold | Unitary AC (Large) - Cold | 1.178 | 1 | 0 | CBSA 2014 | 4.8697 | 2032 | 0.5 | SWHC013-03
COM-HVAC-27.65 | Com ¦ Large Unitary AC (EER 11.5) - Cold ¦ SCE ¦ Cold | Com ¦ Large Unitary AC (EER 11.5) - Cold | SCE ¦ Cold | SCE | All | Electric | Large Unitary Air-Cooled, Commercial, Packaged HP EER 11.5 | Efficient | 0 | Conventional | HVAC | Com - Office (Large) | Com | ROB and NEW | 0 | 1000 sqft2 of floor space | Cap-Tons | 15 | DEER:HVAC_Split-Package_AC | -88.6 | -0.0489 | 0 | SWHC013-03 | 1266.09 | 2021 | 0 | 550 | 2021 | 0 | 0 | SWHC013-03 | Unitary AC (Large) - Cold ¦ SCE ¦ Cold | Unitary AC (Large) - Cold | 1.5616 | 1 | 0 | CBSA 2014 | 1.3874 | 2032 | 0.5 | SWHC013-03
COM-HVAC-27.66 | Com ¦ Large Unitary AC (EER 11.5) - Cold ¦ SCE ¦ Cold | Com ¦ Large Unitary AC (EER 11.5) - Cold | SCE ¦ Cold | SCE | All | Electric | Large Unitary Air-Cooled, Commercial, Packaged HP EER 11.5 | Efficient | 0 | Conventional | HVAC | Com - Office (Small) | Com | ROB and NEW | 0 | 1000 sqft2 of floor space | Cap-Tons | 15 | DEER:HVAC_Split-Package_AC | -88.6 | -0.0489 | 0 | SWHC013-03 | 1266.09 | 2021 | 0 | 550 | 2021 | 0 | 0 | SWHC013-03 | Unitary AC (Large) - Cold ¦ SCE ¦ Cold | Unitary AC (Large) - Cold | 1.7717 | 1 | 0 | CBSA 2014 | 2.3059 | 2032 | 0.5 | SWHC013-03
COM-HVAC-27.67 | Com ¦ Large Unitary AC (EER 11.5) - Cold ¦ SCE ¦ Cold | Com ¦ Large Unitary AC (EER 11.5) - Cold | SCE ¦ Cold | SCE | All | Electric | Large Unitary Air-Cooled, Commercial, Packaged HP EER 11.5 | Efficient | 0 | Conventional | HVAC | Com - Other | Com | ROB and NEW | 0 | 1000 sqft2 of floor space | Cap-Tons | 15 | DEER:HVAC_Split-Package_AC | -88.6 | -0.0489 | 0 | SWHC013-03 | 1266.09 | 2021 | 0 | 550 | 2021 | 0 | 0 | SWHC013-03 | Unitary AC (Large) - Cold ¦ SCE ¦ Cold | Unitary AC (Large) - Cold | 0.84588 | 1 | 0 | CBSA 2014 | 5.1949 | 2032 | 0.5 | SWHC013-03
COM-HVAC-27.69 | Com ¦ Large Unitary AC (EER 11.5) - Cold ¦ SCE ¦ Cold | Com ¦ Large Unitary AC (EER 11.5) - Cold | SCE ¦ Cold | SCE | All | Electric | Large Unitary Air-Cooled, Commercial, Packaged HP EER 11.5 | Efficient | 0 | Conventional | HVAC | Com - Restaurant | Com | ROB and NEW | 0 | 1000 sqft2 of floor space | Cap-Tons | 15 | DEER:HVAC_Split-Package_AC | -88.6 | -0.0489 | 0 | SWHC013-03 | 1266.09 | 2021 | 0 | 550 | 2021 | 0 | 0 | SWHC013-03 | Unitary AC (Large) - Cold ¦ SCE ¦ Cold | Unitary AC (Large) - Cold | 2.5853 | 1 | 0 | CBSA 2014 | 1.806 | 2032 | 0.5 | SWHC013-03
COM-HVAC-27.70 | Com ¦ Large Unitary AC (EER 11.5) - Cold ¦ SCE ¦ Cold | Com ¦ Large Unitary AC (EER 11.5) - Cold | SCE ¦ Cold | SCE | All | Electric | Large Unitary Air-Cooled, Commercial, Packaged HP EER 11.5 | Efficient | 0 | Conventional | HVAC | Com - Retail | Com | ROB and NEW | 0 | 1000 sqft2 of floor space | Cap-Tons | 15 | DEER:HVAC_Split-Package_AC | -88.6 | -0.0489 | 0 | SWHC013-03 | 1266.09 | 2021 | 0 | 550 | 2021 | 0 | 0 | SWHC013-03 | Unitary AC (Large) - Cold ¦ SCE ¦ Cold | Unitary AC (Large) - Cold | 1.0938 | 1 | 0 | CBSA 2014 | 8.533 | 2032 | 0.5 | SWHC013-03
COM-HVAC-27.71 | Com ¦ Large Unitary AC (EER 11.5) - Cold ¦ SCE ¦ Cold | Com ¦ Large Unitary AC (EER 11.5) - Cold | SCE ¦ Cold | SCE | All | Electric | Large Unitary Air-Cooled, Commercial, Packaged HP EER 11.5 | Efficient | 0 | Conventional | HVAC | Com - School | Com | ROB and NEW | 0 | 1000 sqft2 of floor space | Cap-Tons | 15 | DEER:HVAC_Split-Package_AC | -88.6 | -0.0489 | 0 | SWHC013-03 | 1266.09 | 2021 | 0 | 550 | 2021 | 0 | 0 | SWHC013-03 | Unitary AC (Large) - Cold ¦ SCE ¦ Cold | Unitary AC (Large) - Cold | 1.7812 | 1 | 0 | CBSA 2014 | 4.8669 | 2032 | 0.5 | SWHC013-03
COM-HVAC-27.72 | Com ¦ Large Unitary AC (EER 11.5) - Cold ¦ SCE ¦ Cold | Com ¦ Large Unitary AC (EER 11.5) - Cold | SCE ¦ Cold | SCE | All | Electric | Large Unitary Air-Cooled, Commercial, Packaged HP EER 11.5 | Efficient | 0 | Conventional | HVAC | Com - Warehouse | Com | ROB and NEW | 0 | 1000 sqft2 of floor space | Cap-Tons | 15 | DEER:HVAC_Split-Package_AC | -88.6 | -0.0489 | 0 | SWHC013-03 | 1266.09 | 2021 | 0 | 550 | 2021 | 0 | 0 | SWHC013-03 | Unitary AC (Large) - Cold ¦ SCE ¦ Cold | Unitary AC (Large) - Cold | 0.335 | 1 | 0 | CBSA 2014 | 6.5882 | 2032 | 0.5 | SWHC013-03
COM-HVAC-27.73 | Com ¦ Large Unitary AC (EER 11.5) - Marine ¦ SDG&E ¦ Marine | Com ¦ Large Unitary AC (EER 11.5) - Marine | SDG&E ¦ Marine | SDG&E | All | Electric | Large Unitary Air-Cooled, Commercial, Packaged HP EER 11.5 | Efficient | 0 | Conventional | HVAC | Com - College | Com | ROB and NEW | 0 | 1000 sqft2 of floor space | Cap-Tons | 15 | DEER:HVAC_Split-Package_AC | -192 | -0.0667 | 0 | SWHC013-03 | 1266.09 | 2021 | 0 | 550 | 2021 | 0 | 0 | SWHC013-03 | Unitary AC (Large) - Marine ¦ SDG&E ¦ Marine | Unitary AC (Large) - Marine | 1.4495 | 1 | 0 | CBSA 2014 | 6.5261 | 2032 | 0.5 | SWHC013-03
COM-HVAC-27.74 | Com ¦ Large Unitary AC (EER 11.5) - Marine ¦ SDG&E ¦ Marine | Com ¦ Large Unitary AC (EER 11.5) - Marine | SDG&E ¦ Marine | SDG&E | All | Electric | Large Unitary Air-Cooled, Commercial, Packaged HP EER 11.5 | Efficient | 0 | Conventional | HVAC | Com - Grocery | Com | ROB and NEW | 0 | 1000 sqft2 of floor space | Cap-Tons | 15 | DEER:HVAC_Split-Package_AC | -192 | -0.0667 | 0 | SWHC013-03 | 1266.09 | 2021 | 0 | 550 | 2021 | 0 | 0 | SWHC013-03 | Unitary AC (Large) - Marine ¦ SDG&E ¦ Marine | Unitary AC (Large) - Marine | 2.675 | 1 | 0 | CBSA 2014 | 4.2212 | 2032 | 0.5 | SWHC013-03
COM-HVAC-27.75 | Com ¦ Large Unitary AC (EER 11.5) - Marine ¦ SDG&E ¦ Marine | Com ¦ Large Unitary AC (EER 11.5) - Marine | SDG&E ¦ Marine | SDG&E | All | Electric | Large Unitary Air-Cooled, Commercial, Packaged HP EER 11.5 | Efficient | 0 | Conventional | HVAC | Com - Health | Com | ROB and NEW | 0 | 1000 sqft2 of floor space | Cap-Tons | 15 | DEER:HVAC_Split-Package_AC | -192 | -0.0667 | 0 | SWHC013-03 | 1266.09 | 2021 | 0 | 550 | 2021 | 0 | 0 | SWHC013-03 | Unitary AC (Large) - Marine ¦ SDG&E ¦ Marine | Unitary AC (Large) - Marine | 2.086 | 1 | 0 | CBSA 2014 | 2.8457 | 2032 | 0.5 | SWHC013-03
COM-HVAC-27.76 | Com ¦ Large Unitary AC (EER 11.5) - Marine ¦ SDG&E ¦ Marine | Com ¦ Large Unitary AC (EER 11.5) - Marine | SDG&E ¦ Marine | SDG&E | All | Electric | Large Unitary Air-Cooled, Commercial, Packaged HP EER 11.5 | Efficient | 0 | Conventional | HVAC | Com - Lodging | Com | ROB and NEW | 0 | 1000 sqft2 of floor space | Cap-Tons | 15 | DEER:HVAC_Split-Package_AC | -192 | -0.0667 | 0 | SWHC013-03 | 1266.09 | 2021 | 0 | 550 | 2021 | 0 | 0 | SWHC013-03 | Unitary AC (Large) - Marine ¦ SDG&E ¦ Marine | Unitary AC (Large) - Marine | 1.1671 | 1 | 0 | CBSA 2014 | 10.5529 | 2032 | 0.5 | SWHC013-03
COM-HVAC-27.77 | Com ¦ Large Unitary AC (EER 11.5) - Marine ¦ SDG&E ¦ Marine | Com ¦ Large Unitary AC (EER 11.5) - Marine | SDG&E ¦ Marine | SDG&E | All | Electric | Large Unitary Air-Cooled, Commercial, Packaged HP EER 11.5 | Efficient | 0 | Conventional | HVAC | Com - Office (Large) | Com | ROB and NEW | 0 | 1000 sqft2 of floor space | Cap-Tons | 15 | DEER:HVAC_Split-Package_AC | -192 | -0.0667 | 0 | SWHC013-03 | 1266.09 | 2021 | 0 | 550 | 2021 | 0 | 0 | SWHC013-03 | Unitary AC (Large) - Marine ¦ SDG&E ¦ Marine | Unitary AC (Large) - Marine | 1.5238 | 1 | 0 | CBSA 2014 | 3.0066 | 2032 | 0.5 | SWHC013-03
COM-HVAC-27.78 | Com ¦ Large Unitary AC (EER 11.5) - Marine ¦ SDG&E ¦ Marine | Com ¦ Large Unitary AC (EER 11.5) - Marine | SDG&E ¦ Marine | SDG&E | All | Electric | Large Unitary Air-Cooled, Commercial, Packaged HP EER 11.5 | Efficient | 0 | Conventional | HVAC | Com - Office (Small) | Com | ROB and NEW | 0 | 1000 sqft2 of floor space | Cap-Tons | 15 | DEER:HVAC_Split-Package_AC | -192 | -0.0667 | 0 | SWHC013-03 | 1266.09 | 2021 | 0 | 550 | 2021 | 0 | 0 | SWHC013-03 | Unitary AC (Large) - Marine ¦ SDG&E ¦ Marine | Unitary AC (Large) - Marine | 1.8503 | 1 | 0 | CBSA 2014 | 4.9971 | 2032 | 0.5 | SWHC013-03
COM-HVAC-27.79 | Com ¦ Large Unitary AC (EER 11.5) - Marine ¦ SDG&E ¦ Marine | Com ¦ Large Unitary AC (EER 11.5) - Marine | SDG&E ¦ Marine | SDG&E | All | Electric | Large Unitary Air-Cooled, Commercial, Packaged HP EER 11.5 | Efficient | 0 | Conventional | HVAC | Com - Other | Com | ROB and NEW | 0 | 1000 sqft2 of floor space | Cap-Tons | 15 | DEER:HVAC_Split-Package_AC | -192 | -0.0667 | 0 | SWHC013-03 | 1266.09 | 2021 | 0 | 550 | 2021 | 0 | 0 | SWHC013-03 | Unitary AC (Large) - Marine ¦ SDG&E ¦ Marine | Unitary AC (Large) - Marine | 0.83142 | 1 | 0 | CBSA 2014 | 11.2575 | 2032 | 0.5 | SWHC013-03
COM-HVAC-27.81 | Com ¦ Large Unitary AC (EER 11.5) - Marine ¦ SDG&E ¦ Marine | Com ¦ Large Unitary AC (EER 11.5) - Marine | SDG&E ¦ Marine | SDG&E | All | Electric | Large Unitary Air-Cooled, Commercial, Packaged HP EER 11.5 | Efficient | 0 | Conventional | HVAC | Com - Restaurant | Com | ROB and NEW | 0 | 1000 sqft2 of floor space | Cap-Tons | 15 | DEER:HVAC_Split-Package_AC | -192 | -0.0667 | 0 | SWHC013-03 | 1266.09 | 2021 | 0 | 550 | 2021 | 0 | 0 | SWHC013-03 | Unitary AC (Large) - Marine ¦ SDG&E ¦ Marine | Unitary AC (Large) - Marine | 2.7007 | 1 | 0 | CBSA 2014 | 3.9136 | 2032 | 0.5 | SWHC013-03
COM-HVAC-27.82 | Com ¦ Large Unitary AC (EER 11.5) - Marine ¦ SDG&E ¦ Marine | Com ¦ Large Unitary AC (EER 11.5) - Marine | SDG&E ¦ Marine | SDG&E | All | Electric | Large Unitary Air-Cooled, Commercial, Packaged HP EER 11.5 | Efficient | 0 | Conventional | HVAC | Com - Retail | Com | ROB and NEW | 0 | 1000 sqft2 of floor space | Cap-Tons | 15 | DEER:HVAC_Split-Package_AC | -192 | -0.0667 | 0 | SWHC013-03 | 1266.09 | 2021 | 0 | 550 | 2021 | 0 | 0 | SWHC013-03 | Unitary AC (Large) - Marine ¦ SDG&E ¦ Marine | Unitary AC (Large) - Marine | 1.0949 | 1 | 0 | CBSA 2014 | 18.4913 | 2032 | 0.5 | SWHC013-03
COM-HVAC-27.83 | Com ¦ Large Unitary AC (EER 11.5) - Marine ¦ SDG&E ¦ Marine | Com ¦ Large Unitary AC (EER 11.5) - Marine | SDG&E ¦ Marine | SDG&E | All | Electric | Large Unitary Air-Cooled, Commercial, Packaged HP EER 11.5 | Efficient | 0 | Conventional | HVAC | Com - School | Com | ROB and NEW | 0 | 1000 sqft2 of floor space | Cap-Tons | 15 | DEER:HVAC_Split-Package_AC | -192 | -0.0667 | 0 | SWHC013-03 | 1266.09 | 2021 | 0 | 550 | 2021 | 0 | 0 | SWHC013-03 | Unitary AC (Large) - Marine ¦ SDG&E ¦ Marine | Unitary AC (Large) - Marine | 1.8411 | 1 | 0 | CBSA 2014 | 10.5467 | 2032 | 0.5 | SWHC013-03
COM-HVAC-27.84 | Com ¦ Large Unitary AC (EER 11.5) - Marine ¦ SDG&E ¦ Marine | Com ¦ Large Unitary AC (EER 11.5) - Marine | SDG&E ¦ Marine | SDG&E | All | Electric | Large Unitary Air-Cooled, Commercial, Packaged HP EER 11.5 | Efficient | 0 | Conventional | HVAC | Com - Warehouse | Com | ROB and NEW | 0 | 1000 sqft2 of floor space | Cap-Tons | 15 | DEER:HVAC_Split-Package_AC | -192 | -0.0667 | 0 | SWHC013-03 | 1266.09 | 2021 | 0 | 550 | 2021 | 0 | 0 | SWHC013-03 | Unitary AC (Large) - Marine ¦ SDG&E ¦ Marine | Unitary AC (Large) - Marine | 0.33575 | 1 | 0 | CBSA 2014 | 14.277 | 2032 | 0.5 | SWHC013-03
COM-HVAC-27.85 | Com ¦ Large Unitary AC (EER 11.5) - Hot-Dry ¦ SDG&E ¦ Hot-Dry | Com ¦ Large Unitary AC (EER 11.5) - Hot-Dry | SDG&E ¦ Hot-Dry | SDG&E | All | Electric | Large Unitary Air-Cooled, Commercial, Packaged HP EER 11.5 | Efficient | 0 | Conventional | HVAC | Com - College | Com | ROB and NEW | 0 | 1000 sqft2 of floor space | Cap-Tons | 15 | DEER:HVAC_Split-Package_AC | -176 | -0.0565 | 0 | SWHC013-03 | 1266.09 | 2021 | 0 | 550 | 2021 | 0 | 0 | SWHC013-03 | Unitary AC (Large) - Hot-Dry ¦ SDG&E ¦ Hot-Dry | Unitary AC (Large) - Hot-Dry | 1.4495 | 1 | 0 | CBSA 2014 | 5.9822 | 2032 | 0.5 | SWHC013-03
COM-HVAC-27.86 | Com ¦ Large Unitary AC (EER 11.5) - Hot-Dry ¦ SDG&E ¦ Hot-Dry | Com ¦ Large Unitary AC (EER 11.5) - Hot-Dry | SDG&E ¦ Hot-Dry | SDG&E | All | Electric | Large Unitary Air-Cooled, Commercial, Packaged HP EER 11.5 | Efficient | 0 | Conventional | HVAC | Com - Grocery | Com | ROB and NEW | 0 | 1000 sqft2 of floor space | Cap-Tons | 15 | DEER:HVAC_Split-Package_AC | -176 | -0.0565 | 0 | SWHC013-03 | 1266.09 | 2021 | 0 | 550 | 2021 | 0 | 0 | SWHC013-03 | Unitary AC (Large) - Hot-Dry ¦ SDG&E ¦ Hot-Dry | Unitary AC (Large) - Hot-Dry | 2.675 | 1 | 0 | CBSA 2014 | 3.8695 | 2032 | 0.5 | SWHC013-03
COM-HVAC-27.87 | Com ¦ Large Unitary AC (EER 11.5) - Hot-Dry ¦ SDG&E ¦ Hot-Dry | Com ¦ Large Unitary AC (EER 11.5) - Hot-Dry | SDG&E ¦ Hot-Dry | SDG&E | All | Electric | Large Unitary Air-Cooled, Commercial, Packaged HP EER 11.5 | Efficient | 0 | Conventional | HVAC | Com - Health | Com | ROB and NEW | 0 | 1000 sqft2 of floor space | Cap-Tons | 15 | DEER:HVAC_Split-Package_AC | -176 | -0.0565 | 0 | SWHC013-03 | 1266.09 | 2021 | 0 | 550 | 2021 | 0 | 0 | SWHC013-03 | Unitary AC (Large) - Hot-Dry ¦ SDG&E ¦ Hot-Dry | Unitary AC (Large) - Hot-Dry | 2.086 | 1 | 0 | CBSA 2014 | 2.6086 | 2032 | 0.5 | SWHC013-03
COM-HVAC-27.88 | Com ¦ Large Unitary AC (EER 11.5) - Hot-Dry ¦ SDG&E ¦ Hot-Dry | Com ¦ Large Unitary AC (EER 11.5) - Hot-Dry | SDG&E ¦ Hot-Dry | SDG&E | All | Electric | Large Unitary Air-Cooled, Commercial, Packaged HP EER 11.5 | Efficient | 0 | Conventional | HVAC | Com - Lodging | Com | ROB and NEW | 0 | 1000 sqft2 of floor space | Cap-Tons | 15 | DEER:HVAC_Split-Package_AC | -176 | -0.0565 | 0 | SWHC013-03 | 1266.09 | 2021 | 0 | 550 | 2021 | 0 | 0 | SWHC013-03 | Unitary AC (Large) - Hot-Dry ¦ SDG&E ¦ Hot-Dry | Unitary AC (Large) - Hot-Dry | 1.1671 | 1 | 0 | CBSA 2014 | 9.6735 | 2032 | 0.5 | SWHC013-03
COM-HVAC-27.89 | Com ¦ Large Unitary AC (EER 11.5) - Hot-Dry ¦ SDG&E ¦ Hot-Dry | Com ¦ Large Unitary AC (EER 11.5) - Hot-Dry | SDG&E ¦ Hot-Dry | SDG&E | All | Electric | Large Unitary Air-Cooled, Commercial, Packaged HP EER 11.5 | Efficient | 0 | Conventional | HVAC | Com - Office (Large) | Com | ROB and NEW | 0 | 1000 sqft2 of floor space | Cap-Tons | 15 | DEER:HVAC_Split-Package_AC | -176 | -0.0565 | 0 | SWHC013-03 | 1266.09 | 2021 | 0 | 550 | 2021 | 0 | 0 | SWHC013-03 | Unitary AC (Large) - Hot-Dry ¦ SDG&E ¦ Hot-Dry | Unitary AC (Large) - Hot-Dry | 1.5238 | 1 | 0 | CBSA 2014 | 2.756 | 2032 | 0.5 | SWHC013-03
COM-HVAC-27.90 | Com ¦ Large Unitary AC (EER 11.5) - Hot-Dry ¦ SDG&E ¦ Hot-Dry | Com ¦ Large Unitary AC (EER 11.5) - Hot-Dry | SDG&E ¦ Hot-Dry | SDG&E | All | Electric | Large Unitary Air-Cooled, Commercial, Packaged HP EER 11.5 | Efficient | 0 | Conventional | HVAC | Com - Office (Small) | Com | ROB and NEW | 0 | 1000 sqft2 of floor space | Cap-Tons | 15 | DEER:HVAC_Split-Package_AC | -176 | -0.0565 | 0 | SWHC013-03 | 1266.09 | 2021 | 0 | 550 | 2021 | 0 | 0 | SWHC013-03 | Unitary AC (Large) - Hot-Dry ¦ SDG&E ¦ Hot-Dry | Unitary AC (Large) - Hot-Dry | 1.8503 | 1 | 0 | CBSA 2014 | 4.5807 | 2032 | 0.5 | SWHC013-03
COM-HVAC-27.91 | Com ¦ Large Unitary AC (EER 11.5) - Hot-Dry ¦ SDG&E ¦ Hot-Dry | Com ¦ Large Unitary AC (EER 11.5) - Hot-Dry | SDG&E ¦ Hot-Dry | SDG&E | All | Electric | Large Unitary Air-Cooled, Commercial, Packaged HP EER 11.5 | Efficient | 0 | Conventional | HVAC | Com - Other | Com | ROB and NEW | 0 | 1000 sqft2 of floor space | Cap-Tons | 15 | DEER:HVAC_Split-Package_AC | -176 | -0.0565 | 0 | SWHC013-03 | 1266.09 | 2021 | 0 | 550 | 2021 | 0 | 0 | SWHC013-03 | Unitary AC (Large) - Hot-Dry ¦ SDG&E ¦ Hot-Dry | Unitary AC (Large) - Hot-Dry | 0.83142 | 1 | 0 | CBSA 2014 | 10.3194 | 2032 | 0.5 | SWHC013-03
COM-HVAC-27.93 | Com ¦ Large Unitary AC (EER 11.5) - Hot-Dry ¦ SDG&E ¦ Hot-Dry | Com ¦ Large Unitary AC (EER 11.5) - Hot-Dry | SDG&E ¦ Hot-Dry | SDG&E | All | Electric | Large Unitary Air-Cooled, Commercial, Packaged HP EER 11.5 | Efficient | 0 | Conventional | HVAC | Com - Restaurant | Com | ROB and NEW | 0 | 1000 sqft2 of floor space | Cap-Tons | 15 | DEER:HVAC_Split-Package_AC | -176 | -0.0565 | 0 | SWHC013-03 | 1266.09 | 2021 | 0 | 550 | 2021 | 0 | 0 | SWHC013-03 | Unitary AC (Large) - Hot-Dry ¦ SDG&E ¦ Hot-Dry | Unitary AC (Large) - Hot-Dry | 2.7007 | 1 | 0 | CBSA 2014 | 3.5875 | 2032 | 0.5 | SWHC013-03
COM-HVAC-27.94 | Com ¦ Large Unitary AC (EER 11.5) - Hot-Dry ¦ SDG&E ¦ Hot-Dry | Com ¦ Large Unitary AC (EER 11.5) - Hot-Dry | SDG&E ¦ Hot-Dry | SDG&E | All | Electric | Large Unitary Air-Cooled, Commercial, Packaged HP EER 11.5 | Efficient | 0 | Conventional | HVAC | Com - Retail | Com | ROB and NEW | 0 | 1000 sqft2 of floor space | Cap-Tons | 15 | DEER:HVAC_Split-Package_AC | -176 | -0.0565 | 0 | SWHC013-03 | 1266.09 | 2021 | 0 | 550 | 2021 | 0 | 0 | SWHC013-03 | Unitary AC (Large) - Hot-Dry ¦ SDG&E ¦ Hot-Dry | Unitary AC (Large) - Hot-Dry | 1.0949 | 1 | 0 | CBSA 2014 | 16.9504 | 2032 | 0.5 | SWHC013-03
COM-HVAC-27.95 | Com ¦ Large Unitary AC (EER 11.5) - Hot-Dry ¦ SDG&E ¦ Hot-Dry | Com ¦ Large Unitary AC (EER 11.5) - Hot-Dry | SDG&E ¦ Hot-Dry | SDG&E | All | Electric | Large Unitary Air-Cooled, Commercial, Packaged HP EER 11.5 | Efficient | 0 | Conventional | HVAC | Com - School | Com | ROB and NEW | 0 | 1000 sqft2 of floor space | Cap-Tons | 15 | DEER:HVAC_Split-Package_AC | -176 | -0.0565 | 0 | SWHC013-03 | 1266.09 | 2021 | 0 | 550 | 2021 | 0 | 0 | SWHC013-03 | Unitary AC (Large) - Hot-Dry ¦ SDG&E ¦ Hot-Dry | Unitary AC (Large) - Hot-Dry | 1.8411 | 1 | 0 | CBSA 2014 | 9.6678 | 2032 | 0.5 | SWHC013-03
COM-HVAC-27.96 | Com ¦ Large Unitary AC (EER 11.5) - Hot-Dry ¦ SDG&E ¦ Hot-Dry | Com ¦ Large Unitary AC (EER 11.5) - Hot-Dry | SDG&E ¦ Hot-Dry | SDG&E | All | Electric | Large Unitary Air-Cooled, Commercial, Packaged HP EER 11.5 | Efficient | 0 | Conventional | HVAC | Com - Warehouse | Com | ROB and NEW | 0 | 1000 sqft2 of floor space | Cap-Tons | 15 | DEER:HVAC_Split-Package_AC | -176 | -0.0565 | 0 | SWHC013-03 | 1266.09 | 2021 | 0 | 550 | 2021 | 0 | 0 | SWHC013-03 | Unitary AC (Large) - Hot-Dry ¦ SDG&E ¦ Hot-Dry | Unitary AC (Large) - Hot-Dry | 0.33575 | 1 | 0 | CBSA 2014 | 13.0872 | 2032 | 0.5 | SWHC013-03
COM-HVAC-30.1 | Com ¦ Ductless Mini Split Heat Pump (SEER 14) - Hot-Dry ¦ PG&E ¦ Hot-Dry | Com ¦ Ductless Mini Split Heat Pump (SEER 14) - Hot-Dry | PG&E ¦ Hot-Dry | PG&E | All | Electric | Com ¦ Ductless Mini Split Heat Pump (SEER 14) - Hot-Dry ¦ Hot-Dry | Code | 0 | Conventional | HVAC | Com - College | Com | ROB and NEW | 0 | 1000 sqft2 of floor space | Per Ton | 15 | DEER:HVAC_Split-Package_HP | 1396.8866 | 0.22202 | 0 | Work Paper SCE13HC032 Revision 2 | 834.75 | 2014 | 0 | 220.92 | 2014 | 0 | 0 | Work Paper SCE13HC032 Revision 2 | Mini Split Heat Pumps - Hot-Dry ¦ PG&E ¦ Hot-Dry | Mini Split Heat Pumps - Hot-Dry | 0.042796 | 1 | 0.74194 | CBSA 2014 | -47.4801 | 2012 | 0.85 | na
COM-HVAC-30.2 | Com ¦ Ductless Mini Split Heat Pump (SEER 14) - Hot-Dry ¦ PG&E ¦ Hot-Dry | Com ¦ Ductless Mini Split Heat Pump (SEER 14) - Hot-Dry | PG&E ¦ Hot-Dry | PG&E | All | Electric | Com ¦ Ductless Mini Split Heat Pump (SEER 14) - Hot-Dry ¦ Hot-Dry | Code | 0 | Conventional | HVAC | Com - Grocery | Com | ROB and NEW | 0 | 1000 sqft2 of floor space | Per Ton | 15 | DEER:HVAC_Split-Package_HP | 1366.9686 | 0.17897 | 0 | Work Paper SCE13HC032 Revision 2 | 834.75 | 2014 | 0 | 220.92 | 2014 | 0 | 0 | Work Paper SCE13HC032 Revision 2 | Mini Split Heat Pumps - Hot-Dry ¦ PG&E ¦ Hot-Dry | Mini Split Heat Pumps - Hot-Dry | 0.018272 | 1 | 0.74194 | CBSA 2014 | -30.0535 | 2012 | 0.85 | na
COM-HVAC-30.3 | Com ¦ Ductless Mini Split Heat Pump (SEER 14) - Hot-Dry ¦ PG&E ¦ Hot-Dry | Com ¦ Ductless Mini Split Heat Pump (SEER 14) - Hot-Dry | PG&E ¦ Hot-Dry | PG&E | All | Electric | Com ¦ Ductless Mini Split Heat Pump (SEER 14) - Hot-Dry ¦ Hot-Dry | Code | 0 | Conventional | HVAC | Com - Health | Com | ROB and NEW | 0 | 1000 sqft2 of floor space | Per Ton | 15 | DEER:HVAC_Split-Package_HP | 2078.1621 | 0.17988 | 0 | Work Paper SCE13HC032 Revision 2 | 834.75 | 2014 | 0 | 220.92 | 2014 | 0 | 0 | Work Paper SCE13HC032 Revision 2 | Mini Split Heat Pumps - Hot-Dry ¦ PG&E ¦ Hot-Dry | Mini Split Heat Pumps - Hot-Dry | 0.033998 | 1 | 0.74194 | CBSA 2014 | -30.8017 | 2012 | 0.85 | na
COM-HVAC-30.4 | Com ¦ Ductless Mini Split Heat Pump (SEER 14) - Hot-Dry ¦ PG&E ¦ Hot-Dry | Com ¦ Ductless Mini Split Heat Pump (SEER 14) - Hot-Dry | PG&E ¦ Hot-Dry | PG&E | All | Electric | Com ¦ Ductless Mini Split Heat Pump (SEER 14) - Hot-Dry ¦ Hot-Dry | Code | 0 | Conventional | HVAC | Com - Lodging | Com | ROB and NEW | 0 | 1000 sqft2 of floor space | Per Ton | 15 | DEER:HVAC_Split-Package_HP | 2306.0349 | 0.2184 | 0 | Work Paper SCE13HC032 Revision 2 | 834.75 | 2014 | 0 | 220.92 | 2014 | 0 | 0 | Work Paper SCE13HC032 Revision 2 | Mini Split Heat Pumps - Hot-Dry ¦ PG&E ¦ Hot-Dry | Mini Split Heat Pumps - Hot-Dry | 0.018626 | 1 | 0.74194 | CBSA 2014 | -126.7468 | 2012 | 0.85 | na
COM-HVAC-30.5 | Com ¦ Ductless Mini Split Heat Pump (SEER 14) - Hot-Dry ¦ PG&E ¦ Hot-Dry | Com ¦ Ductless Mini Split Heat Pump (SEER 14) - Hot-Dry | PG&E ¦ Hot-Dry | PG&E | All | Electric | Com ¦ Ductless Mini Split Heat Pump (SEER 14) - Hot-Dry ¦ Hot-Dry | Code | 0 | Conventional | HVAC | Com - Office (Large) | Com | ROB and NEW | 0 | 1000 sqft2 of floor space | Per Ton | 15 | DEER:HVAC_Split-Package_HP | 1344.133 | 0.22216 | 0 | Work Paper SCE13HC032 Revision 2 | 834.75 | 2014 | 0 | 220.92 | 2014 | 0 | 0 | Work Paper SCE13HC032 Revision 2 | Mini Split Heat Pumps - Hot-Dry ¦ PG&E ¦ Hot-Dry | Mini Split Heat Pumps - Hot-Dry | 0.0041807 | 1 | 0.74194 | CBSA 2014 | -21.0481 | 2012 | 0.85 | na
COM-HVAC-30.6 | Com ¦ Ductless Mini Split Heat Pump (SEER 14) - Hot-Dry ¦ PG&E ¦ Hot-Dry | Com ¦ Ductless Mini Split Heat Pump (SEER 14) - Hot-Dry | PG&E ¦ Hot-Dry | PG&E | All | Electric | Com ¦ Ductless Mini Split Heat Pump (SEER 14) - Hot-Dry ¦ Hot-Dry | Code | 0 | Conventional | HVAC | Com - Office (Small) | Com | ROB and NEW | 0 | 1000 sqft2 of floor space | Per Ton | 15 | DEER:HVAC_Split-Package_HP | 1374.6515 | 0.22559 | 0 | Work Paper SCE13HC032 Revision 2 | 834.75 | 2014 | 0 | 220.92 | 2014 | 0 | 0 | Work Paper SCE13HC032 Revision 2 | Mini Split Heat Pumps - Hot-Dry ¦ PG&E ¦ Hot-Dry | Mini Split Heat Pumps - Hot-Dry | 0.025672 | 1 | 0.74194 | CBSA 2014 | -35.7774 | 2012 | 0.85 | na
COM-HVAC-30.7 | Com ¦ Ductless Mini Split Heat Pump (SEER 14) - Hot-Dry ¦ PG&E ¦ Hot-Dry | Com ¦ Ductless Mini Split Heat Pump (SEER 14) - Hot-Dry | PG&E ¦ Hot-Dry | PG&E | All | Electric | Com ¦ Ductless Mini Split Heat Pump (SEER 14) - Hot-Dry ¦ Hot-Dry | Code | 0 | Conventional | HVAC | Com - Other | Com | ROB and NEW | 0 | 1000 sqft2 of floor space | Per Ton | 15 | DEER:HVAC_Split-Package_HP | 1673.4165 | 0.24604 | 0 | Work Paper SCE13HC032 Revision 2 | 834.75 | 2014 | 0 | 220.92 | 2014 | 0 | 0 | Work Paper SCE13HC032 Revision 2 | Mini Split Heat Pumps - Hot-Dry ¦ PG&E ¦ Hot-Dry | Mini Split Heat Pumps - Hot-Dry | 0.001539 | 1 | 0.74194 | CBSA 2014 | -98.1171 | 2012 | 0.85 | na
COM-HVAC-30.9 | Com ¦ Ductless Mini Split Heat Pump (SEER 14) - Hot-Dry ¦ PG&E ¦ Hot-Dry | Com ¦ Ductless Mini Split Heat Pump (SEER 14) - Hot-Dry | PG&E ¦ Hot-Dry | PG&E | All | Electric | Com ¦ Ductless Mini Split Heat Pump (SEER 14) - Hot-Dry ¦ Hot-Dry | Code | 0 | Conventional | HVAC | Com - Restaurant | Com | ROB and NEW | 0 | 1000 sqft2 of floor space | Per Ton | 15 | DEER:HVAC_Split-Package_HP | 1587.8518 | 0.26641 | 0 | Work Paper SCE13HC032 Revision 2 | 834.75 | 2014 | 0 | 220.92 | 2014 | 0 | 0 | Work Paper SCE13HC032 Revision 2 | Mini Split Heat Pumps - Hot-Dry ¦ PG&E ¦ Hot-Dry | Mini Split Heat Pumps - Hot-Dry | 0.019349 | 1 | 0.74194 | CBSA 2014 | -32.3661 | 2012 | 0.85 | na
COM-HVAC-30.10 | Com ¦ Ductless Mini Split Heat Pump (SEER 14) - Hot-Dry ¦ PG&E ¦ Hot-Dry | Com ¦ Ductless Mini Split Heat Pump (SEER 14) - Hot-Dry | PG&E ¦ Hot-Dry | PG&E | All | Electric | Com ¦ Ductless Mini Split Heat Pump (SEER 14) - Hot-Dry ¦ Hot-Dry | Code | 0 | Conventional | HVAC | Com - Retail | Com | ROB and NEW | 0 | 1000 sqft2 of floor space | Per Ton | 15 | DEER:HVAC_Split-Package_HP | 1648.0764 | 0.22941 | 0 | Work Paper SCE13HC032 Revision 2 | 834.75 | 2014 | 0 | 220.92 | 2014 | 0 | 0 | Work Paper SCE13HC032 Revision 2 | Mini Split Heat Pumps - Hot-Dry ¦ PG&E ¦ Hot-Dry | Mini Split Heat Pumps - Hot-Dry | 0.0098562 | 1 | 0.74194 | CBSA 2014 | -158.7247 | 2012 | 0.85 | na
COM-HVAC-30.11 | Com ¦ Ductless Mini Split Heat Pump (SEER 14) - Hot-Dry ¦ PG&E ¦ Hot-Dry | Com ¦ Ductless Mini Split Heat Pump (SEER 14) - Hot-Dry | PG&E ¦ Hot-Dry | PG&E | All | Electric | Com ¦ Ductless Mini Split Heat Pump (SEER 14) - Hot-Dry ¦ Hot-Dry | Code | 0 | Conventional | HVAC | Com - School | Com | ROB and NEW | 0 | 1000 sqft2 of floor space | Per Ton | 15 | DEER:HVAC_Split-Package_HP | 1159.2192 | 0.081555 | 0 | Work Paper SCE13HC032 Revision 2 | 834.75 | 2014 | 0 | 220.92 | 2014 | 0 | 0 | Work Paper SCE13HC032 Revision 2 | Mini Split Heat Pumps - Hot-Dry ¦ PG&E ¦ Hot-Dry | Mini Split Heat Pumps - Hot-Dry | 0.0052751 | 1 | 0.74194 | CBSA 2014 | -63.6768 | 2012 | 0.85 | na
COM-HVAC-30.12 | Com ¦ Ductless Mini Split Heat Pump (SEER 14) - Hot-Dry ¦ PG&E ¦ Hot-Dry | Com ¦ Ductless Mini Split Heat Pump (SEER 14) - Hot-Dry | PG&E ¦ Hot-Dry | PG&E | All | Electric | Com ¦ Ductless Mini Split Heat Pump (SEER 14) - Hot-Dry ¦ Hot-Dry | Code | 0 | Conventional | HVAC | Com - Warehouse | Com | ROB and NEW | 0 | 1000 sqft2 of floor space | Per Ton | 15 | DEER:HVAC_Split-Package_HP | 1087.5936 | 0.16685 | 0 | Work Paper SCE13HC032 Revision 2 | 834.75 | 2014 | 0 | 220.92 | 2014 | 0 | 0 | Work Paper SCE13HC032 Revision 2 | Mini Split Heat Pumps - Hot-Dry ¦ PG&E ¦ Hot-Dry | Mini Split Heat Pumps - Hot-Dry | 0.0026655 | 1 | 0.74194 | CBSA 2014 | -80.8726 | 2012 | 0.85 | na
COM-HVAC-30.13 | Com ¦ Ductless Mini Split Heat Pump (SEER 14) - Marine ¦ PG&E ¦ Marine | Com ¦ Ductless Mini Split Heat Pump (SEER 14) - Marine | PG&E ¦ Marine | PG&E | All | Electric | Com ¦ Ductless Mini Split Heat Pump (SEER 14) - Marine ¦ Marine | Code | 0 | Conventional | HVAC | Com - College | Com | ROB and NEW | 0 | 1000 sqft2 of floor space | Per Ton | 15 | DEER:HVAC_Split-Package_HP | 1396.8866 | 0.13871 | 0 | Work Paper SCE13HC032 Revision 2 | 834.75 | 2014 | 0 | 220.92 | 2014 | 0 | 0 | Work Paper SCE13HC032 Revision 2 | Mini Split Heat Pumps - Marine ¦ PG&E ¦ Marine | Mini Split Heat Pumps - Marine | 0.042796 | 1 | 0.74194 | CBSA 2014 | -47.4801 | 2012 | 0.85 | na
COM-HVAC-30.14 | Com ¦ Ductless Mini Split Heat Pump (SEER 14) - Marine ¦ PG&E ¦ Marine | Com ¦ Ductless Mini Split Heat Pump (SEER 14) - Marine | PG&E ¦ Marine | PG&E | All | Electric | Com ¦ Ductless Mini Split Heat Pump (SEER 14) - Marine ¦ Marine | Code | 0 | Conventional | HVAC | Com - Grocery | Com | ROB and NEW | 0 | 1000 sqft2 of floor space | Per Ton | 15 | DEER:HVAC_Split-Package_HP | 1366.9686 | 0.12443 | 0 | Work Paper SCE13HC032 Revision 2 | 834.75 | 2014 | 0 | 220.92 | 2014 | 0 | 0 | Work Paper SCE13HC032 Revision 2 | Mini Split Heat Pumps - Marine ¦ PG&E ¦ Marine | Mini Split Heat Pumps - Marine | 0.018272 | 1 | 0.74194 | CBSA 2014 | -30.0535 | 2012 | 0.85 | na
COM-HVAC-30.15 | Com ¦ Ductless Mini Split Heat Pump (SEER 14) - Marine ¦ PG&E ¦ Marine | Com ¦ Ductless Mini Split Heat Pump (SEER 14) - Marine | PG&E ¦ Marine | PG&E | All | Electric | Com ¦ Ductless Mini Split Heat Pump (SEER 14) - Marine ¦ Marine | Code | 0 | Conventional | HVAC | Com - Health | Com | ROB and NEW | 0 | 1000 sqft2 of floor space | Per Ton | 15 | DEER:HVAC_Split-Package_HP | 2078.1621 | 0.15714 | 0 | Work Paper SCE13HC032 Revision 2 | 834.75 | 2014 | 0 | 220.92 | 2014 | 0 | 0 | Work Paper SCE13HC032 Revision 2 | Mini Split Heat Pumps - Marine ¦ PG&E ¦ Marine | Mini Split Heat Pumps - Marine | 0.033998 | 1 | 0.74194 | CBSA 2014 | -30.8017 | 2012 | 0.85 | na
COM-HVAC-30.16 | Com ¦ Ductless Mini Split Heat Pump (SEER 14) - Marine ¦ PG&E ¦ Marine | Com ¦ Ductless Mini Split Heat Pump (SEER 14) - Marine | PG&E ¦ Marine | PG&E | All | Electric | Com ¦ Ductless Mini Split Heat Pump (SEER 14) - Marine ¦ Marine | Code | 0 | Conventional | HVAC | Com - Lodging | Com | ROB and NEW | 0 | 1000 sqft2 of floor space | Per Ton | 15 | DEER:HVAC_Split-Package_HP | 2306.0349 | 0.20043 | 0 | Work Paper SCE13HC032 Revision 2 | 834.75 | 2014 | 0 | 220.92 | 2014 | 0 | 0 | Work Paper SCE13HC032 Revision 2 | Mini Split Heat Pumps - Marine ¦ PG&E ¦ Marine | Mini Split Heat Pumps - Marine | 0.018626 | 1 | 0.74194 | CBSA 2014 | -126.7468 | 2012 | 0.85 | na
COM-HVAC-30.17 | Com ¦ Ductless Mini Split Heat Pump (SEER 14) - Marine ¦ PG&E ¦ Marine | Com ¦ Ductless Mini Split Heat Pump (SEER 14) - Marine | PG&E ¦ Marine | PG&E | All | Electric | Com ¦ Ductless Mini Split Heat Pump (SEER 14) - Marine ¦ Marine | Code | 0 | Conventional | HVAC | Com - Office (Large) | Com | ROB and NEW | 0 | 1000 sqft2 of floor space | Per Ton | 15 | DEER:HVAC_Split-Package_HP | 1344.133 | 0.16814 | 0 | Work Paper SCE13HC032 Revision 2 | 834.75 | 2014 | 0 | 220.92 | 2014 | 0 | 0 | Work Paper SCE13HC032 Revision 2 | Mini Split Heat Pumps - Marine ¦ PG&E ¦ Marine | Mini Split Heat Pumps - Marine | 0.0041807 | 1 | 0.74194 | CBSA 2014 | -21.0481 | 2012 | 0.85 | na
COM-HVAC-30.18 | Com ¦ Ductless Mini Split Heat Pump (SEER 14) - Marine ¦ PG&E ¦ Marine | Com ¦ Ductless Mini Split Heat Pump (SEER 14) - Marine | PG&E ¦ Marine | PG&E | All | Electric | Com ¦ Ductless Mini Split Heat Pump (SEER 14) - Marine ¦ Marine | Code | 0 | Conventional | HVAC | Com - Office (Small) | Com | ROB and NEW | 0 | 1000 sqft2 of floor space | Per Ton | 15 | DEER:HVAC_Split-Package_HP | 1374.6515 | 0.16094 | 0 | Work Paper SCE13HC032 Revision 2 | 834.75 | 2014 | 0 | 220.92 | 2014 | 0 | 0 | Work Paper SCE13HC032 Revision 2 | Mini Split Heat Pumps - Marine ¦ PG&E ¦ Marine | Mini Split Heat Pumps - Marine | 0.025672 | 1 | 0.74194 | CBSA 2014 | -35.7774 | 2012 | 0.85 | na
COM-HVAC-30.19 | Com ¦ Ductless Mini Split Heat Pump (SEER 14) - Marine ¦ PG&E ¦ Marine | Com ¦ Ductless Mini Split Heat Pump (SEER 14) - Marine | PG&E ¦ Marine | PG&E | All | Electric | Com ¦ Ductless Mini Split Heat Pump (SEER 14) - Marine ¦ Marine | Code | 0 | Conventional | HVAC | Com - Other | Com | ROB and NEW | 0 | 1000 sqft2 of floor space | Per Ton | 15 | DEER:HVAC_Split-Package_HP | 1673.4165 | 0.15869 | 0 | Work Paper SCE13HC032 Revision 2 | 834.75 | 2014 | 0 | 220.92 | 2014 | 0 | 0 | Work Paper SCE13HC032 Revision 2 | Mini Split Heat Pumps - Marine ¦ PG&E ¦ Marine | Mini Split Heat Pumps - Marine | 0.001539 | 1 | 0.74194 | CBSA 2014 | -98.1171 | 2012 | 0.85 | na
COM-HVAC-30.21 | Com ¦ Ductless Mini Split Heat Pump (SEER 14) - Marine ¦ PG&E ¦ Marine | Com ¦ Ductless Mini Split Heat Pump (SEER 14) - Marine | PG&E ¦ Marine | PG&E | All | Electric | Com ¦ Ductless Mini Split Heat Pump (SEER 14) - Marine ¦ Marine | Code | 0 | Conventional | HVAC | Com - Restaurant | Com | ROB and NEW | 0 | 1000 sqft2 of floor space | Per Ton | 15 | DEER:HVAC_Split-Package_HP | 1587.8518 | 0.15586 | 0 | Work Paper SCE13HC032 Revision 2 | 834.75 | 2014 | 0 | 220.92 | 2014 | 0 | 0 | Work Paper SCE13HC032 Revision 2 | Mini Split Heat Pumps - Marine ¦ PG&E ¦ Marine | Mini Split Heat Pumps - Marine | 0.019349 | 1 | 0.74194 | CBSA 2014 | -32.3661 | 2012 | 0.85 | na
COM-HVAC-30.22 | Com ¦ Ductless Mini Split Heat Pump (SEER 14) - Marine ¦ PG&E ¦ Marine | Com ¦ Ductless Mini Split Heat Pump (SEER 14) - Marine | PG&E ¦ Marine | PG&E | All | Electric | Com ¦ Ductless Mini Split Heat Pump (SEER 14) - Marine ¦ Marine | Code | 0 | Conventional | HVAC | Com - Retail | Com | ROB and NEW | 0 | 1000 sqft2 of floor space | Per Ton | 15 | DEER:HVAC_Split-Package_HP | 1648.0764 | 0.17999 | 0 | Work Paper SCE13HC032 Revision 2 | 834.75 | 2014 | 0 | 220.92 | 2014 | 0 | 0 | Work Paper SCE13HC032 Revision 2 | Mini Split Heat Pumps - Marine ¦ PG&E ¦ Marine | Mini Split Heat Pumps - Marine | 0.0098562 | 1 | 0.74194 | CBSA 2014 | -158.7247 | 2012 | 0.85 | na
COM-HVAC-30.23 | Com ¦ Ductless Mini Split Heat Pump (SEER 14) - Marine ¦ PG&E ¦ Marine | Com ¦ Ductless Mini Split Heat Pump (SEER 14) - Marine | PG&E ¦ Marine | PG&E | All | Electric | Com ¦ Ductless Mini Split Heat Pump (SEER 14) - Marine ¦ Marine | Code | 0 | Conventional | HVAC | Com - School | Com | ROB and NEW | 0 | 1000 sqft2 of floor space | Per Ton | 15 | DEER:HVAC_Split-Package_HP | 1159.2192 | 0.013138 | 0 | Work Paper SCE13HC032 Revision 2 | 834.75 | 2014 | 0 | 220.92 | 2014 | 0 | 0 | Work Paper SCE13HC032 Revision 2 | Mini Split Heat Pumps - Marine ¦ PG&E ¦ Marine | Mini Split Heat Pumps - Marine | 0.0052751 | 1 | 0.74194 | CBSA 2014 | -63.6768 | 2012 | 0.85 | na
COM-HVAC-30.24 | Com ¦ Ductless Mini Split Heat Pump (SEER 14) - Marine ¦ PG&E ¦ Marine | Com ¦ Ductless Mini Split Heat Pump (SEER 14) - Marine | PG&E ¦ Marine | PG&E | All | Electric | Com ¦ Ductless Mini Split Heat Pump (SEER 14) - Marine ¦ Marine | Code | 0 | Conventional | HVAC | Com - Warehouse | Com | ROB and NEW | 0 | 1000 sqft2 of floor space | Per Ton | 15 | DEER:HVAC_Split-Package_HP | 1087.5936 | 0.085207 | 0 | Work Paper SCE13HC032 Revision 2 | 834.75 | 2014 | 0 | 220.92 | 2014 | 0 | 0 | Work Paper SCE13HC032 Revision 2 | Mini Split Heat Pumps - Marine ¦ PG&E ¦ Marine | Mini Split Heat Pumps - Marine | 0.0026655 | 1 | 0.74194 | CBSA 2014 | -80.8726 | 2012 | 0.85 | na
COM-HVAC-30.25 | Com ¦ Ductless Mini Split Heat Pump (SEER 14) - Cold ¦ PG&E ¦ Cold | Com ¦ Ductless Mini Split Heat Pump (SEER 14) - Cold | PG&E ¦ Cold | PG&E | All | Electric | Com ¦ Ductless Mini Split Heat Pump (SEER 14) - Cold ¦ Cold | Code | 0 | Conventional | HVAC | Com - College | Com | ROB and NEW | 0 | 1000 sqft2 of floor space | Per Ton | 15 | DEER:HVAC_Split-Package_HP | 1396.8866 | 0.1816 | 0 | Work Paper SCE13HC032 Revision 2 | 834.75 | 2014 | 0 | 220.92 | 2014 | 0 | 0 | Work Paper SCE13HC032 Revision 2 | Mini Split Heat Pumps - Cold ¦ PG&E ¦ Cold | Mini Split Heat Pumps - Cold | 0.042796 | 1 | 0.74194 | CBSA 2014 | -47.4801 | 2012 | 0.85 | na
COM-HVAC-30.26 | Com ¦ Ductless Mini Split Heat Pump (SEER 14) - Cold ¦ PG&E ¦ Cold | Com ¦ Ductless Mini Split Heat Pump (SEER 14) - Cold | PG&E ¦ Cold | PG&E | All | Electric | Com ¦ Ductless Mini Split Heat Pump (SEER 14) - Cold ¦ Cold | Code | 0 | Conventional | HVAC | Com - Grocery | Com | ROB and NEW | 0 | 1000 sqft2 of floor space | Per Ton | 15 | DEER:HVAC_Split-Package_HP | 1366.9686 | 0.15461 | 0 | Work Paper SCE13HC032 Revision 2 | 834.75 | 2014 | 0 | 220.92 | 2014 | 0 | 0 | Work Paper SCE13HC032 Revision 2 | Mini Split Heat Pumps - Cold ¦ PG&E ¦ Cold | Mini Split Heat Pumps - Cold | 0.018272 | 1 | 0.74194 | CBSA 2014 | -30.0535 | 2012 | 0.85 | na
COM-HVAC-30.27 | Com ¦ Ductless Mini Split Heat Pump (SEER 14) - Cold ¦ PG&E ¦ Cold | Com ¦ Ductless Mini Split Heat Pump (SEER 14) - Cold | PG&E ¦ Cold | PG&E | All | Electric | Com ¦ Ductless Mini Split Heat Pump (SEER 14) - Cold ¦ Cold | Code | 0 | Conventional | HVAC | Com - Health | Com | ROB and NEW | 0 | 1000 sqft2 of floor space | Per Ton | 15 | DEER:HVAC_Split-Package_HP | 2078.1621 | 0.16119 | 0 | Work Paper SCE13HC032 Revision 2 | 834.75 | 2014 | 0 | 220.92 | 2014 | 0 | 0 | Work Paper SCE13HC032 Revision 2 | Mini Split Heat Pumps - Cold ¦ PG&E ¦ Cold | Mini Split Heat Pumps - Cold | 0.033998 | 1 | 0.74194 | CBSA 2014 | -30.8017 | 2012 | 0.85 | na
COM-HVAC-30.28 | Com ¦ Ductless Mini Split Heat Pump (SEER 14) - Cold ¦ PG&E ¦ Cold | Com ¦ Ductless Mini Split Heat Pump (SEER 14) - Cold | PG&E ¦ Cold | PG&E | All | Electric | Com ¦ Ductless Mini Split Heat Pump (SEER 14) - Cold ¦ Cold | Code | 0 | Conventional | HVAC | Com - Lodging | Com | ROB and NEW | 0 | 1000 sqft2 of floor space | Per Ton | 15 | DEER:HVAC_Split-Package_HP | 2306.0349 | 0.1978 | 0 | Work Paper SCE13HC032 Revision 2 | 834.75 | 2014 | 0 | 220.92 | 2014 | 0 | 0 | Work Paper SCE13HC032 Revision 2 | Mini Split Heat Pumps - Cold ¦ PG&E ¦ Cold | Mini Split Heat Pumps - Cold | 0.018626 | 1 | 0.74194 | CBSA 2014 | -126.7468 | 2012 | 0.85 | na
COM-HVAC-30.29 | Com ¦ Ductless Mini Split Heat Pump (SEER 14) - Cold ¦ PG&E ¦ Cold | Com ¦ Ductless Mini Split Heat Pump (SEER 14) - Cold | PG&E ¦ Cold | PG&E | All | Electric | Com ¦ Ductless Mini Split Heat Pump (SEER 14) - Cold ¦ Cold | Code | 0 | Conventional | HVAC | Com - Office (Large) | Com | ROB and NEW | 0 | 1000 sqft2 of floor space | Per Ton | 15 | DEER:HVAC_Split-Package_HP | 1344.133 | 0.18864 | 0 | Work Paper SCE13HC032 Revision 2 | 834.75 | 2014 | 0 | 220.92 | 2014 | 0 | 0 | Work Paper SCE13HC032 Revision 2 | Mini Split Heat Pumps - Cold ¦ PG&E ¦ Cold | Mini Split Heat Pumps - Cold | 0.0041807 | 1 | 0.74194 | CBSA 2014 | -21.0481 | 2012 | 0.85 | na
COM-HVAC-30.30 | Com ¦ Ductless Mini Split Heat Pump (SEER 14) - Cold ¦ PG&E ¦ Cold | Com ¦ Ductless Mini Split Heat Pump (SEER 14) - Cold | PG&E ¦ Cold | PG&E | All | Electric | Com ¦ Ductless Mini Split Heat Pump (SEER 14) - Cold ¦ Cold | Code | 0 | Conventional | HVAC | Com - Office (Small) | Com | ROB and NEW | 0 | 1000 sqft2 of floor space | Per Ton | 15 | DEER:HVAC_Split-Package_HP | 1374.6515 | 0.19565 | 0 | Work Paper SCE13HC032 Revision 2 | 834.75 | 2014 | 0 | 220.92 | 2014 | 0 | 0 | Work Paper SCE13HC032 Revision 2 | Mini Split Heat Pumps - Cold ¦ PG&E ¦ Cold | Mini Split Heat Pumps - Cold | 0.025672 | 1 | 0.74194 | CBSA 2014 | -35.7774 | 2012 | 0.85 | na
COM-HVAC-30.31 | Com ¦ Ductless Mini Split Heat Pump (SEER 14) - Cold ¦ PG&E ¦ Cold | Com ¦ Ductless Mini Split Heat Pump (SEER 14) - Cold | PG&E ¦ Cold | PG&E | All | Electric | Com ¦ Ductless Mini Split Heat Pump (SEER 14) - Cold ¦ Cold | Code | 0 | Conventional | HVAC | Com - Other | Com | ROB and NEW | 0 | 1000 sqft2 of floor space | Per Ton | 15 | DEER:HVAC_Split-Package_HP | 1673.4165 | 0.21119 | 0 | Work Paper SCE13HC032 Revision 2 | 834.75 | 2014 | 0 | 220.92 | 2014 | 0 | 0 | Work Paper SCE13HC032 Revision 2 | Mini Split Heat Pumps - Cold ¦ PG&E ¦ Cold | Mini Split Heat Pumps - Cold | 0.001539 | 1 | 0.74194 | CBSA 2014 | -98.1171 | 2012 | 0.85 | na
COM-HVAC-30.33 | Com ¦ Ductless Mini Split Heat Pump (SEER 14) - Cold ¦ PG&E ¦ Cold | Com ¦ Ductless Mini Split Heat Pump (SEER 14) - Cold | PG&E ¦ Cold | PG&E | All | Electric | Com ¦ Ductless Mini Split Heat Pump (SEER 14) - Cold ¦ Cold | Code | 0 | Conventional | HVAC | Com - Restaurant | Com | ROB and NEW | 0 | 1000 sqft2 of floor space | Per Ton | 15 | DEER:HVAC_Split-Package_HP | 1587.8518 | 0.21525 | 0 | Work Paper SCE13HC032 Revision 2 | 834.75 | 2014 | 0 | 220.92 | 2014 | 0 | 0 | Work Paper SCE13HC032 Revision 2 | Mini Split Heat Pumps - Cold ¦ PG&E ¦ Cold | Mini Split Heat Pumps - Cold | 0.019349 | 1 | 0.74194 | CBSA 2014 | -32.3661 | 2012 | 0.85 | na
COM-HVAC-30.34 | Com ¦ Ductless Mini Split Heat Pump (SEER 14) - Cold ¦ PG&E ¦ Cold | Com ¦ Ductless Mini Split Heat Pump (SEER 14) - Cold | PG&E ¦ Cold | PG&E | All | Electric | Com ¦ Ductless Mini Split Heat Pump (SEER 14) - Cold ¦ Cold | Code | 0 | Conventional | HVAC | Com - Retail | Com | ROB and NEW | 0 | 1000 sqft2 of floor space | Per Ton | 15 | DEER:HVAC_Split-Package_HP | 1648.0764 | 0.20345 | 0 | Work Paper SCE13HC032 Revision 2 | 834.75 | 2014 | 0 | 220.92 | 2014 | 0 | 0 | Work Paper SCE13HC032 Revision 2 | Mini Split Heat Pumps - Cold ¦ PG&E ¦ Cold | Mini Split Heat Pumps - Cold | 0.0098562 | 1 | 0.74194 | CBSA 2014 | -158.7247 | 2012 | 0.85 | na
COM-HVAC-30.35 | Com ¦ Ductless Mini Split Heat Pump (SEER 14) - Cold ¦ PG&E ¦ Cold | Com ¦ Ductless Mini Split Heat Pump (SEER 14) - Cold | PG&E ¦ Cold | PG&E | All | Electric | Com ¦ Ductless Mini Split Heat Pump (SEER 14) - Cold ¦ Cold | Code | 0 | Conventional | HVAC | Com - School | Com | ROB and NEW | 0 | 1000 sqft2 of floor space | Per Ton | 15 | DEER:HVAC_Split-Package_HP | 1159.2192 | 0.064042 | 0 | Work Paper SCE13HC032 Revision 2 | 834.75 | 2014 | 0 | 220.92 | 2014 | 0 | 0 | Work Paper SCE13HC032 Revision 2 | Mini Split Heat Pumps - Cold ¦ PG&E ¦ Cold | Mini Split Heat Pumps - Cold | 0.0052751 | 1 | 0.74194 | CBSA 2014 | -63.6768 | 2012 | 0.85 | na
COM-HVAC-30.36 | Com ¦ Ductless Mini Split Heat Pump (SEER 14) - Cold ¦ PG&E ¦ Cold | Com ¦ Ductless Mini Split Heat Pump (SEER 14) - Cold | PG&E ¦ Cold | PG&E | All | Electric | Com ¦ Ductless Mini Split Heat Pump (SEER 14) - Cold ¦ Cold | Code | 0 | Conventional | HVAC | Com - Warehouse | Com | ROB and NEW | 0 | 1000 sqft2 of floor space | Per Ton | 15 | DEER:HVAC_Split-Package_HP | 1087.5936 | 0.16063 | 0 | Work Paper SCE13HC032 Revision 2 | 834.75 | 2014 | 0 | 220.92 | 2014 | 0 | 0 | Work Paper SCE13HC032 Revision 2 | Mini Split Heat Pumps - Cold ¦ PG&E ¦ Cold | Mini Split Heat Pumps - Cold | 0.0026655 | 1 | 0.74194 | CBSA 2014 | -80.8726 | 2012 | 0.85 | na
COM-HVAC-30.37 | Com ¦ Ductless Mini Split Heat Pump (SEER 14) - Hot-Dry ¦ SCE ¦ Hot-Dry | Com ¦ Ductless Mini Split Heat Pump (SEER 14) - Hot-Dry | SCE ¦ Hot-Dry | SCE | All | Electric | Com ¦ Ductless Mini Split Heat Pump (SEER 14) - Hot-Dry ¦ Hot-Dry | Code | 0 | Conventional | HVAC | Com - College | Com | ROB and NEW | 0 | 1000 sqft2 of floor space | Per Ton | 15 | DEER:HVAC_Split-Package_HP | 1396.8866 | 0.23626 | 0 | Work Paper SCE13HC032 Revision 2 | 834.75 | 2014 | 0 | 220.92 | 2014 | 0 | 0 | Work Paper SCE13HC032 Revision 2 | Mini Split Heat Pumps - Hot-Dry ¦ SCE ¦ Hot-Dry | Mini Split Heat Pumps - Hot-Dry | 0.034904 | 1 | 0.42857 | CBSA 2014 | -47.4801 | 2012 | 0.85 | na
COM-HVAC-30.38 | Com ¦ Ductless Mini Split Heat Pump (SEER 14) - Hot-Dry ¦ SCE ¦ Hot-Dry | Com ¦ Ductless Mini Split Heat Pump (SEER 14) - Hot-Dry | SCE ¦ Hot-Dry | SCE | All | Electric | Com ¦ Ductless Mini Split Heat Pump (SEER 14) - Hot-Dry ¦ Hot-Dry | Code | 0 | Conventional | HVAC | Com - Grocery | Com | ROB and NEW | 0 | 1000 sqft2 of floor space | Per Ton | 15 | DEER:HVAC_Split-Package_HP | 1366.9686 | 0.17064 | 0 | Work Paper SCE13HC032 Revision 2 | 834.75 | 2014 | 0 | 220.92 | 2014 | 0 | 0 | Work Paper SCE13HC032 Revision 2 | Mini Split Heat Pumps - Hot-Dry ¦ SCE ¦ Hot-Dry | Mini Split Heat Pumps - Hot-Dry | 0.010841 | 1 | 0.42857 | CBSA 2014 | -30.0535 | 2012 | 0.85 | na
COM-HVAC-30.39 | Com ¦ Ductless Mini Split Heat Pump (SEER 14) - Hot-Dry ¦ SCE ¦ Hot-Dry | Com ¦ Ductless Mini Split Heat Pump (SEER 14) - Hot-Dry | SCE ¦ Hot-Dry | SCE | All | Electric | Com ¦ Ductless Mini Split Heat Pump (SEER 14) - Hot-Dry ¦ Hot-Dry | Code | 0 | Conventional | HVAC | Com - Health | Com | ROB and NEW | 0 | 1000 sqft2 of floor space | Per Ton | 15 | DEER:HVAC_Split-Package_HP | 2078.1621 | 0.18608 | 0 | Work Paper SCE13HC032 Revision 2 | 834.75 | 2014 | 0 | 220.92 | 2014 | 0 | 0 | Work Paper SCE13HC032 Revision 2 | Mini Split Heat Pumps - Hot-Dry ¦ SCE ¦ Hot-Dry | Mini Split Heat Pumps - Hot-Dry | 0.052182 | 1 | 0.42857 | CBSA 2014 | -30.8017 | 2012 | 0.85 | na
COM-HVAC-30.40 | Com ¦ Ductless Mini Split Heat Pump (SEER 14) - Hot-Dry ¦ SCE ¦ Hot-Dry | Com ¦ Ductless Mini Split Heat Pump (SEER 14) - Hot-Dry | SCE ¦ Hot-Dry | SCE | All | Electric | Com ¦ Ductless Mini Split Heat Pump (SEER 14) - Hot-Dry ¦ Hot-Dry | Code | 0 | Conventional | HVAC | Com - Lodging | Com | ROB and NEW | 0 | 1000 sqft2 of floor space | Per Ton | 15 | DEER:HVAC_Split-Package_HP | 2306.0349 | 0.21925 | 0 | Work Paper SCE13HC032 Revision 2 | 834.75 | 2014 | 0 | 220.92 | 2014 | 0 | 0 | Work Paper SCE13HC032 Revision 2 | Mini Split Heat Pumps - Hot-Dry ¦ SCE ¦ Hot-Dry | Mini Split Heat Pumps - Hot-Dry | 0.029572 | 1 | 0.42857 | CBSA 2014 | -126.7468 | 2012 | 0.85 | na
COM-HVAC-30.41 | Com ¦ Ductless Mini Split Heat Pump (SEER 14) - Hot-Dry ¦ SCE ¦ Hot-Dry | Com ¦ Ductless Mini Split Heat Pump (SEER 14) - Hot-Dry | SCE ¦ Hot-Dry | SCE | All | Electric | Com ¦ Ductless Mini Split Heat Pump (SEER 14) - Hot-Dry ¦ Hot-Dry | Code | 0 | Conventional | HVAC | Com - Office (Large) | Com | ROB and NEW | 0 | 1000 sqft2 of floor space | Per Ton | 15 | DEER:HVAC_Split-Package_HP | 1344.133 | 0.22234 | 0 | Work Paper SCE13HC032 Revision 2 | 834.75 | 2014 | 0 | 220.92 | 2014 | 0 | 0 | Work Paper SCE13HC032 Revision 2 | Mini Split Heat Pumps - Hot-Dry ¦ SCE ¦ Hot-Dry | Mini Split Heat Pumps - Hot-Dry | 0.0094388 | 1 | 0.42857 | CBSA 2014 | -21.0481 | 2012 | 0.85 | na
COM-HVAC-30.42 | Com ¦ Ductless Mini Split Heat Pump (SEER 14) - Hot-Dry ¦ SCE ¦ Hot-Dry | Com ¦ Ductless Mini Split Heat Pump (SEER 14) - Hot-Dry | SCE ¦ Hot-Dry | SCE | All | Electric | Com ¦ Ductless Mini Split Heat Pump (SEER 14) - Hot-Dry ¦ Hot-Dry | Code | 0 | Conventional | HVAC | Com - Office (Small) | Com | ROB and NEW | 0 | 1000 sqft2 of floor space | Per Ton | 15 | DEER:HVAC_Split-Package_HP | 1374.6515 | 0.22269 | 0 | Work Paper SCE13HC032 Revision 2 | 834.75 | 2014 | 0 | 220.92 | 2014 | 0 | 0 | Work Paper SCE13HC032 Revision 2 | Mini Split Heat Pumps - Hot-Dry ¦ SCE ¦ Hot-Dry | Mini Split Heat Pumps - Hot-Dry | 0.02122 | 1 | 0.42857 | CBSA 2014 | -35.7774 | 2012 | 0.85 | na
COM-HVAC-30.43 | Com ¦ Ductless Mini Split Heat Pump (SEER 14) - Hot-Dry ¦ SCE ¦ Hot-Dry | Com ¦ Ductless Mini Split Heat Pump (SEER 14) - Hot-Dry | SCE ¦ Hot-Dry | SCE | All | Electric | Com ¦ Ductless Mini Split Heat Pump (SEER 14) - Hot-Dry ¦ Hot-Dry | Code | 0 | Conventional | HVAC | Com - Other | Com | ROB and NEW | 0 | 1000 sqft2 of floor space | Per Ton | 15 | DEER:HVAC_Split-Package_HP | 1673.4165 | 0.24213 | 0 | Work Paper SCE13HC032 Revision 2 | 834.75 | 2014 | 0 | 220.92 | 2014 | 0 | 0 | Work Paper SCE13HC032 Revision 2 | Mini Split Heat Pumps - Hot-Dry ¦ SCE ¦ Hot-Dry | Mini Split Heat Pumps - Hot-Dry | 0.0054863 | 1 | 0.42857 | CBSA 2014 | -98.1171 | 2012 | 0.85 | na
COM-HVAC-30.45 | Com ¦ Ductless Mini Split Heat Pump (SEER 14) - Hot-Dry ¦ SCE ¦ Hot-Dry | Com ¦ Ductless Mini Split Heat Pump (SEER 14) - Hot-Dry | SCE ¦ Hot-Dry | SCE | All | Electric | Com ¦ Ductless Mini Split Heat Pump (SEER 14) - Hot-Dry ¦ Hot-Dry | Code | 0 | Conventional | HVAC | Com - Restaurant | Com | ROB and NEW | 0 | 1000 sqft2 of floor space | Per Ton | 15 | DEER:HVAC_Split-Package_HP | 1587.8518 | 0.22515 | 0 | Work Paper SCE13HC032 Revision 2 | 834.75 | 2014 | 0 | 220.92 | 2014 | 0 | 0 | Work Paper SCE13HC032 Revision 2 | Mini Split Heat Pumps - Hot-Dry ¦ SCE ¦ Hot-Dry | Mini Split Heat Pumps - Hot-Dry | 0.014128 | 1 | 0.42857 | CBSA 2014 | -32.3661 | 2012 | 0.85 | na
COM-HVAC-30.46 | Com ¦ Ductless Mini Split Heat Pump (SEER 14) - Hot-Dry ¦ SCE ¦ Hot-Dry | Com ¦ Ductless Mini Split Heat Pump (SEER 14) - Hot-Dry | SCE ¦ Hot-Dry | SCE | All | Electric | Com ¦ Ductless Mini Split Heat Pump (SEER 14) - Hot-Dry ¦ Hot-Dry | Code | 0 | Conventional | HVAC | Com - Retail | Com | ROB and NEW | 0 | 1000 sqft2 of floor space | Per Ton | 15 | DEER:HVAC_Split-Package_HP | 1648.0764 | 0.22601 | 0 | Work Paper SCE13HC032 Revision 2 | 834.75 | 2014 | 0 | 220.92 | 2014 | 0 | 0 | Work Paper SCE13HC032 Revision 2 | Mini Split Heat Pumps - Hot-Dry ¦ SCE ¦ Hot-Dry | Mini Split Heat Pumps - Hot-Dry | 0.0057029 | 1 | 0.42857 | CBSA 2014 | -158.7247 | 2012 | 0.85 | na
COM-HVAC-30.47 | Com ¦ Ductless Mini Split Heat Pump (SEER 14) - Hot-Dry ¦ SCE ¦ Hot-Dry | Com ¦ Ductless Mini Split Heat Pump (SEER 14) - Hot-Dry | SCE ¦ Hot-Dry | SCE | All | Electric | Com ¦ Ductless Mini Split Heat Pump (SEER 14) - Hot-Dry ¦ Hot-Dry | Code | 0 | Conventional | HVAC | Com - School | Com | ROB and NEW | 0 | 1000 sqft2 of floor space | Per Ton | 15 | DEER:HVAC_Split-Package_HP | 1159.2192 | 0.21151 | 0 | Work Paper SCE13HC032 Revision 2 | 834.75 | 2014 | 0 | 220.92 | 2014 | 0 | 0 | Work Paper SCE13HC032 Revision 2 | Mini Split Heat Pumps - Hot-Dry ¦ SCE ¦ Hot-Dry | Mini Split Heat Pumps - Hot-Dry | 0.0075596 | 1 | 0.42857 | CBSA 2014 | -63.6768 | 2012 | 0.85 | na
COM-HVAC-30.48 | Com ¦ Ductless Mini Split Heat Pump (SEER 14) - Hot-Dry ¦ SCE ¦ Hot-Dry | Com ¦ Ductless Mini Split Heat Pump (SEER 14) - Hot-Dry | SCE ¦ Hot-Dry | SCE | All | Electric | Com ¦ Ductless Mini Split Heat Pump (SEER 14) - Hot-Dry ¦ Hot-Dry | Code | 0 | Conventional | HVAC | Com - Warehouse | Com | ROB and NEW | 0 | 1000 sqft2 of floor space | Per Ton | 15 | DEER:HVAC_Split-Package_HP | 1087.5936 | 0.18057 | 0 | Work Paper SCE13HC032 Revision 2 | 834.75 | 2014 | 0 | 220.92 | 2014 | 0 | 0 | Work Paper SCE13HC032 Revision 2 | Mini Split Heat Pumps - Hot-Dry ¦ SCE ¦ Hot-Dry | Mini Split Heat Pumps - Hot-Dry | 0.0017879 | 1 | 0.42857 | CBSA 2014 | -80.8726 | 2012 | 0.85 | na
COM-HVAC-30.49 | Com ¦ Ductless Mini Split Heat Pump (SEER 14) - Marine ¦ SCE ¦ Marine | Com ¦ Ductless Mini Split Heat Pump (SEER 14) - Marine | SCE ¦ Marine | SCE | All | Electric | Com ¦ Ductless Mini Split Heat Pump (SEER 14) - Marine ¦ Marine | Code | 0 | Conventional | HVAC | Com - College | Com | ROB and NEW | 0 | 1000 sqft2 of floor space | Per Ton | 15 | DEER:HVAC_Split-Package_HP | 1396.8866 | 0.17682 | 0 | Work Paper SCE13HC032 Revision 2 | 834.75 | 2014 | 0 | 220.92 | 2014 | 0 | 0 | Work Paper SCE13HC032 Revision 2 | Mini Split Heat Pumps - Marine ¦ SCE ¦ Marine | Mini Split Heat Pumps - Marine | 0.034904 | 1 | 0.42857 | CBSA 2014 | -47.4801 | 2012 | 0.85 | na
COM-HVAC-30.50 | Com ¦ Ductless Mini Split Heat Pump (SEER 14) - Marine ¦ SCE ¦ Marine | Com ¦ Ductless Mini Split Heat Pump (SEER 14) - Marine | SCE ¦ Marine | SCE | All | Electric | Com ¦ Ductless Mini Split Heat Pump (SEER 14) - Marine ¦ Marine | Code | 0 | Conventional | HVAC | Com - Grocery | Com | ROB and NEW | 0 | 1000 sqft2 of floor space | Per Ton | 15 | DEER:HVAC_Split-Package_HP | 1366.9686 | 0.14222 | 0 | Work Paper SCE13HC032 Revision 2 | 834.75 | 2014 | 0 | 220.92 | 2014 | 0 | 0 | Work Paper SCE13HC032 Revision 2 | Mini Split Heat Pumps - Marine ¦ SCE ¦ Marine | Mini Split Heat Pumps - Marine | 0.010841 | 1 | 0.42857 | CBSA 2014 | -30.0535 | 2012 | 0.85 | na
COM-HVAC-30.51 | Com ¦ Ductless Mini Split Heat Pump (SEER 14) - Marine ¦ SCE ¦ Marine | Com ¦ Ductless Mini Split Heat Pump (SEER 14) - Marine | SCE ¦ Marine | SCE | All | Electric | Com ¦ Ductless Mini Split Heat Pump (SEER 14) - Marine ¦ Marine | Code | 0 | Conventional | HVAC | Com - Health | Com | ROB and NEW | 0 | 1000 sqft2 of floor space | Per Ton | 15 | DEER:HVAC_Split-Package_HP | 2078.1621 | 0.15803 | 0 | Work Paper SCE13HC032 Revision 2 | 834.75 | 2014 | 0 | 220.92 | 2014 | 0 | 0 | Work Paper SCE13HC032 Revision 2 | Mini Split Heat Pumps - Marine ¦ SCE ¦ Marine | Mini Split Heat Pumps - Marine | 0.052182 | 1 | 0.42857 | CBSA 2014 | -30.8017 | 2012 | 0.85 | na
COM-HVAC-30.52 | Com ¦ Ductless Mini Split Heat Pump (SEER 14) - Marine ¦ SCE ¦ Marine | Com ¦ Ductless Mini Split Heat Pump (SEER 14) - Marine | SCE ¦ Marine | SCE | All | Electric | Com ¦ Ductless Mini Split Heat Pump (SEER 14) - Marine ¦ Marine | Code | 0 | Conventional | HVAC | Com - Lodging | Com | ROB and NEW | 0 | 1000 sqft2 of floor space | Per Ton | 15 | DEER:HVAC_Split-Package_HP | 2306.0349 | 0.20672 | 0 | Work Paper SCE13HC032 Revision 2 | 834.75 | 2014 | 0 | 220.92 | 2014 | 0 | 0 | Work Paper SCE13HC032 Revision 2 | Mini Split Heat Pumps - Marine ¦ SCE ¦ Marine | Mini Split Heat Pumps - Marine | 0.029572 | 1 | 0.42857 | CBSA 2014 | -126.7468 | 2012 | 0.85 | na
COM-HVAC-30.53 | Com ¦ Ductless Mini Split Heat Pump (SEER 14) - Marine ¦ SCE ¦ Marine | Com ¦ Ductless Mini Split Heat Pump (SEER 14) - Marine | SCE ¦ Marine | SCE | All | Electric | Com ¦ Ductless Mini Split Heat Pump (SEER 14) - Marine ¦ Marine | Code | 0 | Conventional | HVAC | Com - Office (Large) | Com | ROB and NEW | 0 | 1000 sqft2 of floor space | Per Ton | 15 | DEER:HVAC_Split-Package_HP | 1344.133 | 0.19498 | 0 | Work Paper SCE13HC032 Revision 2 | 834.75 | 2014 | 0 | 220.92 | 2014 | 0 | 0 | Work Paper SCE13HC032 Revision 2 | Mini Split Heat Pumps - Marine ¦ SCE ¦ Marine | Mini Split Heat Pumps - Marine | 0.0094388 | 1 | 0.42857 | CBSA 2014 | -21.0481 | 2012 | 0.85 | na
COM-HVAC-30.54 | Com ¦ Ductless Mini Split Heat Pump (SEER 14) - Marine ¦ SCE ¦ Marine | Com ¦ Ductless Mini Split Heat Pump (SEER 14) - Marine | SCE ¦ Marine | SCE | All | Electric | Com ¦ Ductless Mini Split Heat Pump (SEER 14) - Marine ¦ Marine | Code | 0 | Conventional | HVAC | Com - Office (Small) | Com | ROB and NEW | 0 | 1000 sqft2 of floor space | Per Ton | 15 | DEER:HVAC_Split-Package_HP | 1374.6515 | 0.19295 | 0 | Work Paper SCE13HC032 Revision 2 | 834.75 | 2014 | 0 | 220.92 | 2014 | 0 | 0 | Work Paper SCE13HC032 Revision 2 | Mini Split Heat Pumps - Marine ¦ SCE ¦ Marine | Mini Split Heat Pumps - Marine | 0.02122 | 1 | 0.42857 | CBSA 2014 | -35.7774 | 2012 | 0.85 | na
COM-HVAC-30.55 | Com ¦ Ductless Mini Split Heat Pump (SEER 14) - Marine ¦ SCE ¦ Marine | Com ¦ Ductless Mini Split Heat Pump (SEER 14) - Marine | SCE ¦ Marine | SCE | All | Electric | Com ¦ Ductless Mini Split Heat Pump (SEER 14) - Marine ¦ Marine | Code | 0 | Conventional | HVAC | Com - Other | Com | ROB and NEW | 0 | 1000 sqft2 of floor space | Per Ton | 15 | DEER:HVAC_Split-Package_HP | 1673.4165 | 0.17927 | 0 | Work Paper SCE13HC032 Revision 2 | 834.75 | 2014 | 0 | 220.92 | 2014 | 0 | 0 | Work Paper SCE13HC032 Revision 2 | Mini Split Heat Pumps - Marine ¦ SCE ¦ Marine | Mini Split Heat Pumps - Marine | 0.0054863 | 1 | 0.42857 | CBSA 2014 | -98.1171 | 2012 | 0.85 | na
COM-HVAC-30.57 | Com ¦ Ductless Mini Split Heat Pump (SEER 14) - Marine ¦ SCE ¦ Marine | Com ¦ Ductless Mini Split Heat Pump (SEER 14) - Marine | SCE ¦ Marine | SCE | All | Electric | Com ¦ Ductless Mini Split Heat Pump (SEER 14) - Marine ¦ Marine | Code | 0 | Conventional | HVAC | Com - Restaurant | Com | ROB and NEW | 0 | 1000 sqft2 of floor space | Per Ton | 15 | DEER:HVAC_Split-Package_HP | 1587.8518 | 0.18531 | 0 | Work Paper SCE13HC032 Revision 2 | 834.75 | 2014 | 0 | 220.92 | 2014 | 0 | 0 | Work Paper SCE13HC032 Revision 2 | Mini Split Heat Pumps - Marine ¦ SCE ¦ Marine | Mini Split Heat Pumps - Marine | 0.014128 | 1 | 0.42857 | CBSA 2014 | -32.3661 | 2012 | 0.85 | na
COM-HVAC-30.58 | Com ¦ Ductless Mini Split Heat Pump (SEER 14) - Marine ¦ SCE ¦ Marine | Com ¦ Ductless Mini Split Heat Pump (SEER 14) - Marine | SCE ¦ Marine | SCE | All | Electric | Com ¦ Ductless Mini Split Heat Pump (SEER 14) - Marine ¦ Marine | Code | 0 | Conventional | HVAC | Com - Retail | Com | ROB and NEW | 0 | 1000 sqft2 of floor space | Per Ton | 15 | DEER:HVAC_Split-Package_HP | 1648.0764 | 0.1988 | 0 | Work Paper SCE13HC032 Revision 2 | 834.75 | 2014 | 0 | 220.92 | 2014 | 0 | 0 | Work Paper SCE13HC032 Revision 2 | Mini Split Heat Pumps - Marine ¦ SCE ¦ Marine | Mini Split Heat Pumps - Marine | 0.0057029 | 1 | 0.42857 | CBSA 2014 | -158.7247 | 2012 | 0.85 | na
COM-HVAC-30.59 | Com ¦ Ductless Mini Split Heat Pump (SEER 14) - Marine ¦ SCE ¦ Marine | Com ¦ Ductless Mini Split Heat Pump (SEER 14) - Marine | SCE ¦ Marine | SCE | All | Electric | Com ¦ Ductless Mini Split Heat Pump (SEER 14) - Marine ¦ Marine | Code | 0 | Conventional | HVAC | Com - School | Com | ROB and NEW | 0 | 1000 sqft2 of floor space | Per Ton | 15 | DEER:HVAC_Split-Package_HP | 1159.2192 | 0.12371 | 0 | Work Paper SCE13HC032 Revision 2 | 834.75 | 2014 | 0 | 220.92 | 2014 | 0 | 0 | Work Paper SCE13HC032 Revision 2 | Mini Split Heat Pumps - Marine ¦ SCE ¦ Marine | Mini Split Heat Pumps - Marine | 0.0075596 | 1 | 0.42857 | CBSA 2014 | -63.6768 | 2012 | 0.85 | na
COM-HVAC-30.60 | Com ¦ Ductless Mini Split Heat Pump (SEER 14) - Marine ¦ SCE ¦ Marine | Com ¦ Ductless Mini Split Heat Pump (SEER 14) - Marine | SCE ¦ Marine | SCE | All | Electric | Com ¦ Ductless Mini Split Heat Pump (SEER 14) - Marine ¦ Marine | Code | 0 | Conventional | HVAC | Com - Warehouse | Com | ROB and NEW | 0 | 1000 sqft2 of floor space | Per Ton | 15 | DEER:HVAC_Split-Package_HP | 1087.5936 | 0.14612 | 0 | Work Paper SCE13HC032 Revision 2 | 834.75 | 2014 | 0 | 220.92 | 2014 | 0 | 0 | Work Paper SCE13HC032 Revision 2 | Mini Split Heat Pumps - Marine ¦ SCE ¦ Marine | Mini Split Heat Pumps - Marine | 0.0017879 | 1 | 0.42857 | CBSA 2014 | -80.8726 | 2012 | 0.85 | na
COM-HVAC-30.61 | Com ¦ Ductless Mini Split Heat Pump (SEER 14) - Cold ¦ SCE ¦ Cold | Com ¦ Ductless Mini Split Heat Pump (SEER 14) - Cold | SCE ¦ Cold | SCE | All | Electric | Com ¦ Ductless Mini Split Heat Pump (SEER 14) - Cold ¦ Cold | Code | 0 | Conventional | HVAC | Com - College | Com | ROB and NEW | 0 | 1000 sqft2 of floor space | Per Ton | 15 | DEER:HVAC_Split-Package_HP | 1396.8866 | 0.16662 | 0 | Work Paper SCE13HC032 Revision 2 | 834.75 | 2014 | 0 | 220.92 | 2014 | 0 | 0 | Work Paper SCE13HC032 Revision 2 | Mini Split Heat Pumps - Cold ¦ SCE ¦ Cold | Mini Split Heat Pumps - Cold | 0.034904 | 1 | 0.42857 | CBSA 2014 | -47.4801 | 2012 | 0.85 | na
COM-HVAC-30.62 | Com ¦ Ductless Mini Split Heat Pump (SEER 14) - Cold ¦ SCE ¦ Cold | Com ¦ Ductless Mini Split Heat Pump (SEER 14) - Cold | SCE ¦ Cold | SCE | All | Electric | Com ¦ Ductless Mini Split Heat Pump (SEER 14) - Cold ¦ Cold | Code | 0 | Conventional | HVAC | Com - Grocery | Com | ROB and NEW | 0 | 1000 sqft2 of floor space | Per Ton | 15 | DEER:HVAC_Split-Package_HP | 1366.9686 | 0.14888 | 0 | Work Paper SCE13HC032 Revision 2 | 834.75 | 2014 | 0 | 220.92 | 2014 | 0 | 0 | Work Paper SCE13HC032 Revision 2 | Mini Split Heat Pumps - Cold ¦ SCE ¦ Cold | Mini Split Heat Pumps - Cold | 0.010841 | 1 | 0.42857 | CBSA 2014 | -30.0535 | 2012 | 0.85 | na
COM-HVAC-30.63 | Com ¦ Ductless Mini Split Heat Pump (SEER 14) - Cold ¦ SCE ¦ Cold | Com ¦ Ductless Mini Split Heat Pump (SEER 14) - Cold | SCE ¦ Cold | SCE | All | Electric | Com ¦ Ductless Mini Split Heat Pump (SEER 14) - Cold ¦ Cold | Code | 0 | Conventional | HVAC | Com - Health | Com | ROB and NEW | 0 | 1000 sqft2 of floor space | Per Ton | 15 | DEER:HVAC_Split-Package_HP | 2078.1621 | 0.15608 | 0 | Work Paper SCE13HC032 Revision 2 | 834.75 | 2014 | 0 | 220.92 | 2014 | 0 | 0 | Work Paper SCE13HC032 Revision 2 | Mini Split Heat Pumps - Cold ¦ SCE ¦ Cold | Mini Split Heat Pumps - Cold | 0.052182 | 1 | 0.42857 | CBSA 2014 | -30.8017 | 2012 | 0.85 | na
COM-HVAC-30.64 | Com ¦ Ductless Mini Split Heat Pump (SEER 14) - Cold ¦ SCE ¦ Cold | Com ¦ Ductless Mini Split Heat Pump (SEER 14) - Cold | SCE ¦ Cold | SCE | All | Electric | Com ¦ Ductless Mini Split Heat Pump (SEER 14) - Cold ¦ Cold | Code | 0 | Conventional | HVAC | Com - Lodging | Com | ROB and NEW | 0 | 1000 sqft2 of floor space | Per Ton | 15 | DEER:HVAC_Split-Package_HP | 2306.0349 | 0.19429 | 0 | Work Paper SCE13HC032 Revision 2 | 834.75 | 2014 | 0 | 220.92 | 2014 | 0 | 0 | Work Paper SCE13HC032 Revision 2 | Mini Split Heat Pumps - Cold ¦ SCE ¦ Cold | Mini Split Heat Pumps - Cold | 0.029572 | 1 | 0.42857 | CBSA 2014 | -126.7468 | 2012 | 0.85 | na
COM-HVAC-30.65 | Com ¦ Ductless Mini Split Heat Pump (SEER 14) - Cold ¦ SCE ¦ Cold | Com ¦ Ductless Mini Split Heat Pump (SEER 14) - Cold | SCE ¦ Cold | SCE | All | Electric | Com ¦ Ductless Mini Split Heat Pump (SEER 14) - Cold ¦ Cold | Code | 0 | Conventional | HVAC | Com - Office (Large) | Com | ROB and NEW | 0 | 1000 sqft2 of floor space | Per Ton | 15 | DEER:HVAC_Split-Package_HP | 1344.133 | 0.18628 | 0 | Work Paper SCE13HC032 Revision 2 | 834.75 | 2014 | 0 | 220.92 | 2014 | 0 | 0 | Work Paper SCE13HC032 Revision 2 | Mini Split Heat Pumps - Cold ¦ SCE ¦ Cold | Mini Split Heat Pumps - Cold | 0.0094388 | 1 | 0.42857 | CBSA 2014 | -21.0481 | 2012 | 0.85 | na
COM-HVAC-30.66 | Com ¦ Ductless Mini Split Heat Pump (SEER 14) - Cold ¦ SCE ¦ Cold | Com ¦ Ductless Mini Split Heat Pump (SEER 14) - Cold | SCE ¦ Cold | SCE | All | Electric | Com ¦ Ductless Mini Split Heat Pump (SEER 14) - Cold ¦ Cold | Code | 0 | Conventional | HVAC | Com - Office (Small) | Com | ROB and NEW | 0 | 1000 sqft2 of floor space | Per Ton | 15 | DEER:HVAC_Split-Package_HP | 1374.6515 | 0.19219 | 0 | Work Paper SCE13HC032 Revision 2 | 834.75 | 2014 | 0 | 220.92 | 2014 | 0 | 0 | Work Paper SCE13HC032 Revision 2 | Mini Split Heat Pumps - Cold ¦ SCE ¦ Cold | Mini Split Heat Pumps - Cold | 0.02122 | 1 | 0.42857 | CBSA 2014 | -35.7774 | 2012 | 0.85 | na
COM-HVAC-30.67 | Com ¦ Ductless Mini Split Heat Pump (SEER 14) - Cold ¦ SCE ¦ Cold | Com ¦ Ductless Mini Split Heat Pump (SEER 14) - Cold | SCE ¦ Cold | SCE | All | Electric | Com ¦ Ductless Mini Split Heat Pump (SEER 14) - Cold ¦ Cold | Code | 0 | Conventional | HVAC | Com - Other | Com | ROB and NEW | 0 | 1000 sqft2 of floor space | Per Ton | 15 | DEER:HVAC_Split-Package_HP | 1673.4165 | 0.19329 | 0 | Work Paper SCE13HC032 Revision 2 | 834.75 | 2014 | 0 | 220.92 | 2014 | 0 | 0 | Work Paper SCE13HC032 Revision 2 | Mini Split Heat Pumps - Cold ¦ SCE ¦ Cold | Mini Split Heat Pumps - Cold | 0.0054863 | 1 | 0.42857 | CBSA 2014 | -98.1171 | 2012 | 0.85 | na
COM-HVAC-30.69 | Com ¦ Ductless Mini Split Heat Pump (SEER 14) - Cold ¦ SCE ¦ Cold | Com ¦ Ductless Mini Split Heat Pump (SEER 14) - Cold | SCE ¦ Cold | SCE | All | Electric | Com ¦ Ductless Mini Split Heat Pump (SEER 14) - Cold ¦ Cold | Code | 0 | Conventional | HVAC | Com - Restaurant | Com | ROB and NEW | 0 | 1000 sqft2 of floor space | Per Ton | 15 | DEER:HVAC_Split-Package_HP | 1587.8518 | 0.18858 | 0 | Work Paper SCE13HC032 Revision 2 | 834.75 | 2014 | 0 | 220.92 | 2014 | 0 | 0 | Work Paper SCE13HC032 Revision 2 | Mini Split Heat Pumps - Cold ¦ SCE ¦ Cold | Mini Split Heat Pumps - Cold | 0.014128 | 1 | 0.42857 | CBSA 2014 | -32.3661 | 2012 | 0.85 | na
COM-HVAC-30.70 | Com ¦ Ductless Mini Split Heat Pump (SEER 14) - Cold ¦ SCE ¦ Cold | Com ¦ Ductless Mini Split Heat Pump (SEER 14) - Cold | SCE ¦ Cold | SCE | All | Electric | Com ¦ Ductless Mini Split Heat Pump (SEER 14) - Cold ¦ Cold | Code | 0 | Conventional | HVAC | Com - Retail | Com | ROB and NEW | 0 | 1000 sqft2 of floor space | Per Ton | 15 | DEER:HVAC_Split-Package_HP | 1648.0764 | 0.18584 | 0 | Work Paper SCE13HC032 Revision 2 | 834.75 | 2014 | 0 | 220.92 | 2014 | 0 | 0 | Work Paper SCE13HC032 Revision 2 | Mini Split Heat Pumps - Cold ¦ SCE ¦ Cold | Mini Split Heat Pumps - Cold | 0.0057029 | 1 | 0.42857 | CBSA 2014 | -158.7247 | 2012 | 0.85 | na
COM-HVAC-30.71 | Com ¦ Ductless Mini Split Heat Pump (SEER 14) - Cold ¦ SCE ¦ Cold | Com ¦ Ductless Mini Split Heat Pump (SEER 14) - Cold | SCE ¦ Cold | SCE | All | Electric | Com ¦ Ductless Mini Split Heat Pump (SEER 14) - Cold ¦ Cold | Code | 0 | Conventional | HVAC | Com - School | Com | ROB and NEW | 0 | 1000 sqft2 of floor space | Per Ton | 15 | DEER:HVAC_Split-Package_HP | 1159.2192 | 0.060814 | 0 | Work Paper SCE13HC032 Revision 2 | 834.75 | 2014 | 0 | 220.92 | 2014 | 0 | 0 | Work Paper SCE13HC032 Revision 2 | Mini Split Heat Pumps - Cold ¦ SCE ¦ Cold | Mini Split Heat Pumps - Cold | 0.0075596 | 1 | 0.42857 | CBSA 2014 | -63.6768 | 2012 | 0.85 | na
COM-HVAC-30.72 | Com ¦ Ductless Mini Split Heat Pump (SEER 14) - Cold ¦ SCE ¦ Cold | Com ¦ Ductless Mini Split Heat Pump (SEER 14) - Cold | SCE ¦ Cold | SCE | All | Electric | Com ¦ Ductless Mini Split Heat Pump (SEER 14) - Cold ¦ Cold | Code | 0 | Conventional | HVAC | Com - Warehouse | Com | ROB and NEW | 0 | 1000 sqft2 of floor space | Per Ton | 15 | DEER:HVAC_Split-Package_HP | 1087.5936 | 0.13582 | 0 | Work Paper SCE13HC032 Revision 2 | 834.75 | 2014 | 0 | 220.92 | 2014 | 0 | 0 | Work Paper SCE13HC032 Revision 2 | Mini Split Heat Pumps - Cold ¦ SCE ¦ Cold | Mini Split Heat Pumps - Cold | 0.0017879 | 1 | 0.42857 | CBSA 2014 | -80.8726 | 2012 | 0.85 | na
COM-HVAC-30.73 | Com ¦ Ductless Mini Split Heat Pump (SEER 14) - Hot-Dry ¦ SDG&E ¦ Hot-Dry | Com ¦ Ductless Mini Split Heat Pump (SEER 14) - Hot-Dry | SDG&E ¦ Hot-Dry | SDG&E | All | Electric | Com ¦ Ductless Mini Split Heat Pump (SEER 14) - Hot-Dry ¦ Hot-Dry | Code | 0 | Conventional | HVAC | Com - College | Com | ROB and NEW | 0 | 1000 sqft2 of floor space | Per Ton | 15 | DEER:HVAC_Split-Package_HP | 1396.8866 | 0.18923 | 0 | Work Paper SCE13HC032 Revision 2 | 834.75 | 2014 | 0 | 220.92 | 2014 | 0 | 0 | Work Paper SCE13HC032 Revision 2 | Mini Split Heat Pumps - Hot-Dry ¦ SDG&E ¦ Hot-Dry | Mini Split Heat Pumps - Hot-Dry | 0.048642 | 1 | 0.77778 | CBSA 2014 | -47.4801 | 2012 | 0.85 | na
COM-HVAC-30.74 | Com ¦ Ductless Mini Split Heat Pump (SEER 14) - Hot-Dry ¦ SDG&E ¦ Hot-Dry | Com ¦ Ductless Mini Split Heat Pump (SEER 14) - Hot-Dry | SDG&E ¦ Hot-Dry | SDG&E | All | Electric | Com ¦ Ductless Mini Split Heat Pump (SEER 14) - Hot-Dry ¦ Hot-Dry | Code | 0 | Conventional | HVAC | Com - Grocery | Com | ROB and NEW | 0 | 1000 sqft2 of floor space | Per Ton | 15 | DEER:HVAC_Split-Package_HP | 1366.9686 | 0.1137 | 0 | Work Paper SCE13HC032 Revision 2 | 834.75 | 2014 | 0 | 220.92 | 2014 | 0 | 0 | Work Paper SCE13HC032 Revision 2 | Mini Split Heat Pumps - Hot-Dry ¦ SDG&E ¦ Hot-Dry | Mini Split Heat Pumps - Hot-Dry | 0.013387 | 1 | 0.77778 | CBSA 2014 | -30.0535 | 2012 | 0.85 | na
COM-HVAC-30.75 | Com ¦ Ductless Mini Split Heat Pump (SEER 14) - Hot-Dry ¦ SDG&E ¦ Hot-Dry | Com ¦ Ductless Mini Split Heat Pump (SEER 14) - Hot-Dry | SDG&E ¦ Hot-Dry | SDG&E | All | Electric | Com ¦ Ductless Mini Split Heat Pump (SEER 14) - Hot-Dry ¦ Hot-Dry | Code | 0 | Conventional | HVAC | Com - Health | Com | ROB and NEW | 0 | 1000 sqft2 of floor space | Per Ton | 15 | DEER:HVAC_Split-Package_HP | 2078.1621 | 0.1465 | 0 | Work Paper SCE13HC032 Revision 2 | 834.75 | 2014 | 0 | 220.92 | 2014 | 0 | 0 | Work Paper SCE13HC032 Revision 2 | Mini Split Heat Pumps - Hot-Dry ¦ SDG&E ¦ Hot-Dry | Mini Split Heat Pumps - Hot-Dry | 0.040002 | 1 | 0.77778 | CBSA 2014 | -30.8017 | 2012 | 0.85 | na
COM-HVAC-30.76 | Com ¦ Ductless Mini Split Heat Pump (SEER 14) - Hot-Dry ¦ SDG&E ¦ Hot-Dry | Com ¦ Ductless Mini Split Heat Pump (SEER 14) - Hot-Dry | SDG&E ¦ Hot-Dry | SDG&E | All | Electric | Com ¦ Ductless Mini Split Heat Pump (SEER 14) - Hot-Dry ¦ Hot-Dry | Code | 0 | Conventional | HVAC | Com - Lodging | Com | ROB and NEW | 0 | 1000 sqft2 of floor space | Per Ton | 15 | DEER:HVAC_Split-Package_HP | 2306.0349 | 0.17621 | 0 | Work Paper SCE13HC032 Revision 2 | 834.75 | 2014 | 0 | 220.92 | 2014 | 0 | 0 | Work Paper SCE13HC032 Revision 2 | Mini Split Heat Pumps - Hot-Dry ¦ SDG&E ¦ Hot-Dry | Mini Split Heat Pumps - Hot-Dry | 0.017811 | 1 | 0.77778 | CBSA 2014 | -126.7468 | 2012 | 0.85 | na
COM-HVAC-30.77 | Com ¦ Ductless Mini Split Heat Pump (SEER 14) - Hot-Dry ¦ SDG&E ¦ Hot-Dry | Com ¦ Ductless Mini Split Heat Pump (SEER 14) - Hot-Dry | SDG&E ¦ Hot-Dry | SDG&E | All | Electric | Com ¦ Ductless Mini Split Heat Pump (SEER 14) - Hot-Dry ¦ Hot-Dry | Code | 0 | Conventional | HVAC | Com - Office (Large) | Com | ROB and NEW | 0 | 1000 sqft2 of floor space | Per Ton | 15 | DEER:HVAC_Split-Package_HP | 1344.133 | 0.17029 | 0 | Work Paper SCE13HC032 Revision 2 | 834.75 | 2014 | 0 | 220.92 | 2014 | 0 | 0 | Work Paper SCE13HC032 Revision 2 | Mini Split Heat Pumps - Hot-Dry ¦ SDG&E ¦ Hot-Dry | Mini Split Heat Pumps - Hot-Dry | 0.0047331 | 1 | 0.77778 | CBSA 2014 | -21.0481 | 2012 | 0.85 | na
COM-HVAC-30.78 | Com ¦ Ductless Mini Split Heat Pump (SEER 14) - Hot-Dry ¦ SDG&E ¦ Hot-Dry | Com ¦ Ductless Mini Split Heat Pump (SEER 14) - Hot-Dry | SDG&E ¦ Hot-Dry | SDG&E | All | Electric | Com ¦ Ductless Mini Split Heat Pump (SEER 14) - Hot-Dry ¦ Hot-Dry | Code | 0 | Conventional | HVAC | Com - Office (Small) | Com | ROB and NEW | 0 | 1000 sqft2 of floor space | Per Ton | 15 | DEER:HVAC_Split-Package_HP | 1374.6515 | 0.18532 | 0 | Work Paper SCE13HC032 Revision 2 | 834.75 | 2014 | 0 | 220.92 | 2014 | 0 | 0 | Work Paper SCE13HC032 Revision 2 | Mini Split Heat Pumps - Hot-Dry ¦ SDG&E ¦ Hot-Dry | Mini Split Heat Pumps - Hot-Dry | 0.029049 | 1 | 0.77778 | CBSA 2014 | -35.7774 | 2012 | 0.85 | na
COM-HVAC-30.79 | Com ¦ Ductless Mini Split Heat Pump (SEER 14) - Hot-Dry ¦ SDG&E ¦ Hot-Dry | Com ¦ Ductless Mini Split Heat Pump (SEER 14) - Hot-Dry | SDG&E ¦ Hot-Dry | SDG&E | All | Electric | Com ¦ Ductless Mini Split Heat Pump (SEER 14) - Hot-Dry ¦ Hot-Dry | Code | 0 | Conventional | HVAC | Com - Other | Com | ROB and NEW | 0 | 1000 sqft2 of floor space | Per Ton | 15 | DEER:HVAC_Split-Package_HP | 1673.4165 | 0.15416 | 0 | Work Paper SCE13HC032 Revision 2 | 834.75 | 2014 | 0 | 220.92 | 2014 | 0 | 0 | Work Paper SCE13HC032 Revision 2 | Mini Split Heat Pumps - Hot-Dry ¦ SDG&E ¦ Hot-Dry | Mini Split Heat Pumps - Hot-Dry | 0.0021863 | 1 | 0.77778 | CBSA 2014 | -98.1171 | 2012 | 0.85 | na
COM-HVAC-30.81 | Com ¦ Ductless Mini Split Heat Pump (SEER 14) - Hot-Dry ¦ SDG&E ¦ Hot-Dry | Com ¦ Ductless Mini Split Heat Pump (SEER 14) - Hot-Dry | SDG&E ¦ Hot-Dry | SDG&E | All | Electric | Com ¦ Ductless Mini Split Heat Pump (SEER 14) - Hot-Dry ¦ Hot-Dry | Code | 0 | Conventional | HVAC | Com - Restaurant | Com | ROB and NEW | 0 | 1000 sqft2 of floor space | Per Ton | 15 | DEER:HVAC_Split-Package_HP | 1587.8518 | 0.16983 | 0 | Work Paper SCE13HC032 Revision 2 | 834.75 | 2014 | 0 | 220.92 | 2014 | 0 | 0 | Work Paper SCE13HC032 Revision 2 | Mini Split Heat Pumps - Hot-Dry ¦ SDG&E ¦ Hot-Dry | Mini Split Heat Pumps - Hot-Dry | 0.018542 | 1 | 0.77778 | CBSA 2014 | -32.3661 | 2012 | 0.85 | na
COM-HVAC-30.82 | Com ¦ Ductless Mini Split Heat Pump (SEER 14) - Hot-Dry ¦ SDG&E ¦ Hot-Dry | Com ¦ Ductless Mini Split Heat Pump (SEER 14) - Hot-Dry | SDG&E ¦ Hot-Dry | SDG&E | All | Electric | Com ¦ Ductless Mini Split Heat Pump (SEER 14) - Hot-Dry ¦ Hot-Dry | Code | 0 | Conventional | HVAC | Com - Retail | Com | ROB and NEW | 0 | 1000 sqft2 of floor space | Per Ton | 15 | DEER:HVAC_Split-Package_HP | 1648.0764 | 0.18179 | 0 | Work Paper SCE13HC032 Revision 2 | 834.75 | 2014 | 0 | 220.92 | 2014 | 0 | 0 | Work Paper SCE13HC032 Revision 2 | Mini Split Heat Pumps - Hot-Dry ¦ SDG&E ¦ Hot-Dry | Mini Split Heat Pumps - Hot-Dry | 0.0018256 | 1 | 0.77778 | CBSA 2014 | -158.7247 | 2012 | 0.85 | na
COM-HVAC-30.83 | Com ¦ Ductless Mini Split Heat Pump (SEER 14) - Hot-Dry ¦ SDG&E ¦ Hot-Dry | Com ¦ Ductless Mini Split Heat Pump (SEER 14) - Hot-Dry | SDG&E ¦ Hot-Dry | SDG&E | All | Electric | Com ¦ Ductless Mini Split Heat Pump (SEER 14) - Hot-Dry ¦ Hot-Dry | Code | 0 | Conventional | HVAC | Com - School | Com | ROB and NEW | 0 | 1000 sqft2 of floor space | Per Ton | 15 | DEER:HVAC_Split-Package_HP | 1159.2192 | 0.16674 | 0 | Work Paper SCE13HC032 Revision 2 | 834.75 | 2014 | 0 | 220.92 | 2014 | 0 | 0 | Work Paper SCE13HC032 Revision 2 | Mini Split Heat Pumps - Hot-Dry ¦ SDG&E ¦ Hot-Dry | Mini Split Heat Pumps - Hot-Dry | 0.017598 | 1 | 0.77778 | CBSA 2014 | -63.6768 | 2012 | 0.85 | na
COM-HVAC-30.84 | Com ¦ Ductless Mini Split Heat Pump (SEER 14) - Hot-Dry ¦ SDG&E ¦ Hot-Dry | Com ¦ Ductless Mini Split Heat Pump (SEER 14) - Hot-Dry | SDG&E ¦ Hot-Dry | SDG&E | All | Electric | Com ¦ Ductless Mini Split Heat Pump (SEER 14) - Hot-Dry ¦ Hot-Dry | Code | 0 | Conventional | HVAC | Com - Warehouse | Com | ROB and NEW | 0 | 1000 sqft2 of floor space | Per Ton | 15 | DEER:HVAC_Split-Package_HP | 1087.5936 | 0.11003 | 0 | Work Paper SCE13HC032 Revision 2 | 834.75 | 2014 | 0 | 220.92 | 2014 | 0 | 0 | Work Paper SCE13HC032 Revision 2 | Mini Split Heat Pumps - Hot-Dry ¦ SDG&E ¦ Hot-Dry | Mini Split Heat Pumps - Hot-Dry | 0.001425 | 1 | 0.77778 | CBSA 2014 | -80.8726 | 2012 | 0.85 | na
COM-HVAC-30.85 | Com ¦ Ductless Mini Split Heat Pump (SEER 14) - Marine ¦ SDG&E ¦ Marine | Com ¦ Ductless Mini Split Heat Pump (SEER 14) - Marine | SDG&E ¦ Marine | SDG&E | All | Electric | Com ¦ Ductless Mini Split Heat Pump (SEER 14) - Marine ¦ Marine | Code | 0 | Conventional | HVAC | Com - College | Com | ROB and NEW | 0 | 1000 sqft2 of floor space | Per Ton | 15 | DEER:HVAC_Split-Package_HP | 1396.8866 | 0.16129 | 0 | Work Paper SCE13HC032 Revision 2 | 834.75 | 2014 | 0 | 220.92 | 2014 | 0 | 0 | Work Paper SCE13HC032 Revision 2 | Mini Split Heat Pumps - Marine ¦ SDG&E ¦ Marine | Mini Split Heat Pumps - Marine | 0.048642 | 1 | 0.77778 | CBSA 2014 | -47.4801 | 2012 | 0.85 | na
COM-HVAC-30.86 | Com ¦ Ductless Mini Split Heat Pump (SEER 14) - Marine ¦ SDG&E ¦ Marine | Com ¦ Ductless Mini Split Heat Pump (SEER 14) - Marine | SDG&E ¦ Marine | SDG&E | All | Electric | Com ¦ Ductless Mini Split Heat Pump (SEER 14) - Marine ¦ Marine | Code | 0 | Conventional | HVAC | Com - Grocery | Com | ROB and NEW | 0 | 1000 sqft2 of floor space | Per Ton | 15 | DEER:HVAC_Split-Package_HP | 1366.9686 | 0.12224 | 0 | Work Paper SCE13HC032 Revision 2 | 834.75 | 2014 | 0 | 220.92 | 2014 | 0 | 0 | Work Paper SCE13HC032 Revision 2 | Mini Split Heat Pumps - Marine ¦ SDG&E ¦ Marine | Mini Split Heat Pumps - Marine | 0.013387 | 1 | 0.77778 | CBSA 2014 | -30.0535 | 2012 | 0.85 | na
COM-HVAC-30.87 | Com ¦ Ductless Mini Split Heat Pump (SEER 14) - Marine ¦ SDG&E ¦ Marine | Com ¦ Ductless Mini Split Heat Pump (SEER 14) - Marine | SDG&E ¦ Marine | SDG&E | All | Electric | Com ¦ Ductless Mini Split Heat Pump (SEER 14) - Marine ¦ Marine | Code | 0 | Conventional | HVAC | Com - Health | Com | ROB and NEW | 0 | 1000 sqft2 of floor space | Per Ton | 15 | DEER:HVAC_Split-Package_HP | 2078.1621 | 0.14812 | 0 | Work Paper SCE13HC032 Revision 2 | 834.75 | 2014 | 0 | 220.92 | 2014 | 0 | 0 | Work Paper SCE13HC032 Revision 2 | Mini Split Heat Pumps - Marine ¦ SDG&E ¦ Marine | Mini Split Heat Pumps - Marine | 0.040002 | 1 | 0.77778 | CBSA 2014 | -30.8017 | 2012 | 0.85 | na
COM-HVAC-30.88 | Com ¦ Ductless Mini Split Heat Pump (SEER 14) - Marine ¦ SDG&E ¦ Marine | Com ¦ Ductless Mini Split Heat Pump (SEER 14) - Marine | SDG&E ¦ Marine | SDG&E | All | Electric | Com ¦ Ductless Mini Split Heat Pump (SEER 14) - Marine ¦ Marine | Code | 0 | Conventional | HVAC | Com - Lodging | Com | ROB and NEW | 0 | 1000 sqft2 of floor space | Per Ton | 15 | DEER:HVAC_Split-Package_HP | 2306.0349 | 0.17563 | 0 | Work Paper SCE13HC032 Revision 2 | 834.75 | 2014 | 0 | 220.92 | 2014 | 0 | 0 | Work Paper SCE13HC032 Revision 2 | Mini Split Heat Pumps - Marine ¦ SDG&E ¦ Marine | Mini Split Heat Pumps - Marine | 0.017811 | 1 | 0.77778 | CBSA 2014 | -126.7468 | 2012 | 0.85 | na
COM-HVAC-30.89 | Com ¦ Ductless Mini Split Heat Pump (SEER 14) - Marine ¦ SDG&E ¦ Marine | Com ¦ Ductless Mini Split Heat Pump (SEER 14) - Marine | SDG&E ¦ Marine | SDG&E | All | Electric | Com ¦ Ductless Mini Split Heat Pump (SEER 14) - Marine ¦ Marine | Code | 0 | Conventional | HVAC | Com - Office (Large) | Com | ROB and NEW | 0 | 1000 sqft2 of floor space | Per Ton | 15 | DEER:HVAC_Split-Package_HP | 1344.133 | 0.17298 | 0 | Work Paper SCE13HC032 Revision 2 | 834.75 | 2014 | 0 | 220.92 | 2014 | 0 | 0 | Work Paper SCE13HC032 Revision 2 | Mini Split Heat Pumps - Marine ¦ SDG&E ¦ Marine | Mini Split Heat Pumps - Marine | 0.0047331 | 1 | 0.77778 | CBSA 2014 | -21.0481 | 2012 | 0.85 | na
COM-HVAC-30.90 | Com ¦ Ductless Mini Split Heat Pump (SEER 14) - Marine ¦ SDG&E ¦ Marine | Com ¦ Ductless Mini Split Heat Pump (SEER 14) - Marine | SDG&E ¦ Marine | SDG&E | All | Electric | Com ¦ Ductless Mini Split Heat Pump (SEER 14) - Marine ¦ Marine | Code | 0 | Conventional | HVAC | Com - Office (Small) | Com | ROB and NEW | 0 | 1000 sqft2 of floor space | Per Ton | 15 | DEER:HVAC_Split-Package_HP | 1374.6515 | 0.18538 | 0 | Work Paper SCE13HC032 Revision 2 | 834.75 | 2014 | 0 | 220.92 | 2014 | 0 | 0 | Work Paper SCE13HC032 Revision 2 | Mini Split Heat Pumps - Marine ¦ SDG&E ¦ Marine | Mini Split Heat Pumps - Marine | 0.029049 | 1 | 0.77778 | CBSA 2014 | -35.7774 | 2012 | 0.85 | na
COM-HVAC-30.91 | Com ¦ Ductless Mini Split Heat Pump (SEER 14) - Marine ¦ SDG&E ¦ Marine | Com ¦ Ductless Mini Split Heat Pump (SEER 14) - Marine | SDG&E ¦ Marine | SDG&E | All | Electric | Com ¦ Ductless Mini Split Heat Pump (SEER 14) - Marine ¦ Marine | Code | 0 | Conventional | HVAC | Com - Other | Com | ROB and NEW | 0 | 1000 sqft2 of floor space | Per Ton | 15 | DEER:HVAC_Split-Package_HP | 1673.4165 | 0.15566 | 0 | Work Paper SCE13HC032 Revision 2 | 834.75 | 2014 | 0 | 220.92 | 2014 | 0 | 0 | Work Paper SCE13HC032 Revision 2 | Mini Split Heat Pumps - Marine ¦ SDG&E ¦ Marine | Mini Split Heat Pumps - Marine | 0.0021863 | 1 | 0.77778 | CBSA 2014 | -98.1171 | 2012 | 0.85 | na
COM-HVAC-30.93 | Com ¦ Ductless Mini Split Heat Pump (SEER 14) - Marine ¦ SDG&E ¦ Marine | Com ¦ Ductless Mini Split Heat Pump (SEER 14) - Marine | SDG&E ¦ Marine | SDG&E | All | Electric | Com ¦ Ductless Mini Split Heat Pump (SEER 14) - Marine ¦ Marine | Code | 0 | Conventional | HVAC | Com - Restaurant | Com | ROB and NEW | 0 | 1000 sqft2 of floor space | Per Ton | 15 | DEER:HVAC_Split-Package_HP | 1587.8518 | 0.18527 | 0 | Work Paper SCE13HC032 Revision 2 | 834.75 | 2014 | 0 | 220.92 | 2014 | 0 | 0 | Work Paper SCE13HC032 Revision 2 | Mini Split Heat Pumps - Marine ¦ SDG&E ¦ Marine | Mini Split Heat Pumps - Marine | 0.018542 | 1 | 0.77778 | CBSA 2014 | -32.3661 | 2012 | 0.85 | na
COM-HVAC-30.94 | Com ¦ Ductless Mini Split Heat Pump (SEER 14) - Marine ¦ SDG&E ¦ Marine | Com ¦ Ductless Mini Split Heat Pump (SEER 14) - Marine | SDG&E ¦ Marine | SDG&E | All | Electric | Com ¦ Ductless Mini Split Heat Pump (SEER 14) - Marine ¦ Marine | Code | 0 | Conventional | HVAC | Com - Retail | Com | ROB and NEW | 0 | 1000 sqft2 of floor space | Per Ton | 15 | DEER:HVAC_Split-Package_HP | 1648.0764 | 0.18266 | 0 | Work Paper SCE13HC032 Revision 2 | 834.75 | 2014 | 0 | 220.92 | 2014 | 0 | 0 | Work Paper SCE13HC032 Revision 2 | Mini Split Heat Pumps - Marine ¦ SDG&E ¦ Marine | Mini Split Heat Pumps - Marine | 0.0018256 | 1 | 0.77778 | CBSA 2014 | -158.7247 | 2012 | 0.85 | na
COM-HVAC-30.95 | Com ¦ Ductless Mini Split Heat Pump (SEER 14) - Marine ¦ SDG&E ¦ Marine | Com ¦ Ductless Mini Split Heat Pump (SEER 14) - Marine | SDG&E ¦ Marine | SDG&E | All | Electric | Com ¦ Ductless Mini Split Heat Pump (SEER 14) - Marine ¦ Marine | Code | 0 | Conventional | HVAC | Com - School | Com | ROB and NEW | 0 | 1000 sqft2 of floor space | Per Ton | 15 | DEER:HVAC_Split-Package_HP | 1159.2192 | 0.11343 | 0 | Work Paper SCE13HC032 Revision 2 | 834.75 | 2014 | 0 | 220.92 | 2014 | 0 | 0 | Work Paper SCE13HC032 Revision 2 | Mini Split Heat Pumps - Marine ¦ SDG&E ¦ Marine | Mini Split Heat Pumps - Marine | 0.017598 | 1 | 0.77778 | CBSA 2014 | -63.6768 | 2012 | 0.85 | na
COM-HVAC-30.96 | Com ¦ Ductless Mini Split Heat Pump (SEER 14) - Marine ¦ SDG&E ¦ Marine | Com ¦ Ductless Mini Split Heat Pump (SEER 14) - Marine | SDG&E ¦ Marine | SDG&E | All | Electric | Com ¦ Ductless Mini Split Heat Pump (SEER 14) - Marine ¦ Marine | Code | 0 | Conventional | HVAC | Com - Warehouse | Com | ROB and NEW | 0 | 1000 sqft2 of floor space | Per Ton | 15 | DEER:HVAC_Split-Package_HP | 1087.5936 | 0.12764 | 0 | Work Paper SCE13HC032 Revision 2 | 834.75 | 2014 | 0 | 220.92 | 2014 | 0 | 0 | Work Paper SCE13HC032 Revision 2 | Mini Split Heat Pumps - Marine ¦ SDG&E ¦ Marine | Mini Split Heat Pumps - Marine | 0.001425 | 1 | 0.77778 | CBSA 2014 | -80.8726 | 2012 | 0.85 | na
COM-HVAC-32.1 | Com ¦ Ductless Mini Split Heat Pump (SEER 18) - Hot-Dry ¦ PG&E ¦ Hot-Dry | Com ¦ Ductless Mini Split Heat Pump (SEER 18) - Hot-Dry | PG&E ¦ Hot-Dry | PG&E | All | Electric | Com ¦ Ductless Mini Split Heat Pump (SEER 18) - Hot-Dry ¦ Hot-Dry | Efficient | 0 | Conventional | HVAC | Com - College | Com | ROB and NEW | 0 | 1000 sqft2 of floor space | Per Ton | 15 | DEER:HVAC_Split-Package_HP | 803.0994 | 0.11966 | 0 | Work Paper SCE13HC032 Revision 2 | 987.1579 | 2014 | 0 | 220.92 | 2014 | 0 | 0 | Work Paper SCE13HC032 Revision 2 | Mini Split Heat Pumps - Hot-Dry ¦ PG&E ¦ Hot-Dry | Mini Split Heat Pumps - Hot-Dry | 0.042796 | 1 | 0.25806 | CBSA 2014 | -27.2973 | 2032 | 0.85 | na
COM-HVAC-32.2 | Com ¦ Ductless Mini Split Heat Pump (SEER 18) - Hot-Dry ¦ PG&E ¦ Hot-Dry | Com ¦ Ductless Mini Split Heat Pump (SEER 18) - Hot-Dry | PG&E ¦ Hot-Dry | PG&E | All | Electric | Com ¦ Ductless Mini Split Heat Pump (SEER 18) - Hot-Dry ¦ Hot-Dry | Efficient | 0 | Conventional | HVAC | Com - Grocery | Com | ROB and NEW | 0 | 1000 sqft2 of floor space | Per Ton | 15 | DEER:HVAC_Split-Package_HP | 959.2426 | 0.049774 | 0 | Work Paper SCE13HC032 Revision 2 | 987.1579 | 2014 | 0 | 220.92 | 2014 | 0 | 0 | Work Paper SCE13HC032 Revision 2 | Mini Split Heat Pumps - Hot-Dry ¦ PG&E ¦ Hot-Dry | Mini Split Heat Pumps - Hot-Dry | 0.018272 | 1 | 0.25806 | CBSA 2014 | -21.0894 | 2032 | 0.85 | na
COM-HVAC-32.3 | Com ¦ Ductless Mini Split Heat Pump (SEER 18) - Hot-Dry ¦ PG&E ¦ Hot-Dry | Com ¦ Ductless Mini Split Heat Pump (SEER 18) - Hot-Dry | PG&E ¦ Hot-Dry | PG&E | All | Electric | Com ¦ Ductless Mini Split Heat Pump (SEER 18) - Hot-Dry ¦ Hot-Dry | Efficient | 0 | Conventional | HVAC | Com - Health | Com | ROB and NEW | 0 | 1000 sqft2 of floor space | Per Ton | 15 | DEER:HVAC_Split-Package_HP | 1086.2105 | 0.079952 | 0 | Work Paper SCE13HC032 Revision 2 | 987.1579 | 2014 | 0 | 220.92 | 2014 | 0 | 0 | Work Paper SCE13HC032 Revision 2 | Mini Split Heat Pumps - Hot-Dry ¦ PG&E ¦ Hot-Dry | Mini Split Heat Pumps - Hot-Dry | 0.033998 | 1 | 0.25806 | CBSA 2014 | -16.0994 | 2032 | 0.85 | na
COM-HVAC-32.4 | Com ¦ Ductless Mini Split Heat Pump (SEER 18) - Hot-Dry ¦ PG&E ¦ Hot-Dry | Com ¦ Ductless Mini Split Heat Pump (SEER 18) - Hot-Dry | PG&E ¦ Hot-Dry | PG&E | All | Electric | Com ¦ Ductless Mini Split Heat Pump (SEER 18) - Hot-Dry ¦ Hot-Dry | Efficient | 0 | Conventional | HVAC | Com - Lodging | Com | ROB and NEW | 0 | 1000 sqft2 of floor space | Per Ton | 15 | DEER:HVAC_Split-Package_HP | 1437.6362 | 0.11162 | 0 | Work Paper SCE13HC032 Revision 2 | 987.1579 | 2014 | 0 | 220.92 | 2014 | 0 | 0 | Work Paper SCE13HC032 Revision 2 | Mini Split Heat Pumps - Hot-Dry ¦ PG&E ¦ Hot-Dry | Mini Split Heat Pumps - Hot-Dry | 0.018626 | 1 | 0.25806 | CBSA 2014 | -79.0169 | 2032 | 0.85 | na
COM-HVAC-32.5 | Com ¦ Ductless Mini Split Heat Pump (SEER 18) - Hot-Dry ¦ PG&E ¦ Hot-Dry | Com ¦ Ductless Mini Split Heat Pump (SEER 18) - Hot-Dry | PG&E ¦ Hot-Dry | PG&E | All | Electric | Com ¦ Ductless Mini Split Heat Pump (SEER 18) - Hot-Dry ¦ Hot-Dry | Efficient | 0 | Conventional | HVAC | Com - Office (Large) | Com | ROB and NEW | 0 | 1000 sqft2 of floor space | Per Ton | 15 | DEER:HVAC_Split-Package_HP | 878.2362 | 0.094505 | 0 | Work Paper SCE13HC032 Revision 2 | 987.1579 | 2014 | 0 | 220.92 | 2014 | 0 | 0 | Work Paper SCE13HC032 Revision 2 | Mini Split Heat Pumps - Hot-Dry ¦ PG&E ¦ Hot-Dry | Mini Split Heat Pumps - Hot-Dry | 0.0041807 | 1 | 0.25806 | CBSA 2014 | -13.7525 | 2032 | 0.85 | na
COM-HVAC-32.6 | Com ¦ Ductless Mini Split Heat Pump (SEER 18) - Hot-Dry ¦ PG&E ¦ Hot-Dry | Com ¦ Ductless Mini Split Heat Pump (SEER 18) - Hot-Dry | PG&E ¦ Hot-Dry | PG&E | All | Electric | Com ¦ Ductless Mini Split Heat Pump (SEER 18) - Hot-Dry ¦ Hot-Dry | Efficient | 0 | Conventional | HVAC | Com - Office (Small) | Com | ROB and NEW | 0 | 1000 sqft2 of floor space | Per Ton | 15 | DEER:HVAC_Split-Package_HP | 950.8806 | 0.092111 | 0 | Work Paper SCE13HC032 Revision 2 | 987.1579 | 2014 | 0 | 220.92 | 2014 | 0 | 0 | Work Paper SCE13HC032 Revision 2 | Mini Split Heat Pumps - Hot-Dry ¦ PG&E ¦ Hot-Dry | Mini Split Heat Pumps - Hot-Dry | 0.025672 | 1 | 0.25806 | CBSA 2014 | -24.7481 | 2032 | 0.85 | na
COM-HVAC-32.7 | Com ¦ Ductless Mini Split Heat Pump (SEER 18) - Hot-Dry ¦ PG&E ¦ Hot-Dry | Com ¦ Ductless Mini Split Heat Pump (SEER 18) - Hot-Dry | PG&E ¦ Hot-Dry | PG&E | All | Electric | Com ¦ Ductless Mini Split Heat Pump (SEER 18) - Hot-Dry ¦ Hot-Dry | Efficient | 0 | Conventional | HVAC | Com - Other | Com | ROB and NEW | 0 | 1000 sqft2 of floor space | Per Ton | 15 | DEER:HVAC_Split-Package_HP | 1088.05 | 0.13087 | 0 | Work Paper SCE13HC032 Revision 2 | 987.1579 | 2014 | 0 | 220.92 | 2014 | 0 | 0 | Work Paper SCE13HC032 Revision 2 | Mini Split Heat Pumps - Hot-Dry ¦ PG&E ¦ Hot-Dry | Mini Split Heat Pumps - Hot-Dry | 0.001539 | 1 | 0.25806 | CBSA 2014 | -63.7954 | 2032 | 0.85 | na
COM-HVAC-32.9 | Com ¦ Ductless Mini Split Heat Pump (SEER 18) - Hot-Dry ¦ PG&E ¦ Hot-Dry | Com ¦ Ductless Mini Split Heat Pump (SEER 18) - Hot-Dry | PG&E ¦ Hot-Dry | PG&E | All | Electric | Com ¦ Ductless Mini Split Heat Pump (SEER 18) - Hot-Dry ¦ Hot-Dry | Efficient | 0 | Conventional | HVAC | Com - Restaurant | Com | ROB and NEW | 0 | 1000 sqft2 of floor space | Per Ton | 15 | DEER:HVAC_Split-Package_HP | 1044.9006 | 0.15302 | 0 | Work Paper SCE13HC032 Revision 2 | 987.1579 | 2014 | 0 | 220.92 | 2014 | 0 | 0 | Work Paper SCE13HC032 Revision 2 | Mini Split Heat Pumps - Hot-Dry ¦ PG&E ¦ Hot-Dry | Mini Split Heat Pumps - Hot-Dry | 0.019349 | 1 | 0.25806 | CBSA 2014 | -21.2988 | 2032 | 0.85 | na
COM-HVAC-32.10 | Com ¦ Ductless Mini Split Heat Pump (SEER 18) - Hot-Dry ¦ PG&E ¦ Hot-Dry | Com ¦ Ductless Mini Split Heat Pump (SEER 18) - Hot-Dry | PG&E ¦ Hot-Dry | PG&E | All | Electric | Com ¦ Ductless Mini Split Heat Pump (SEER 18) - Hot-Dry ¦ Hot-Dry | Efficient | 0 | Conventional | HVAC | Com - Retail | Com | ROB and NEW | 0 | 1000 sqft2 of floor space | Per Ton | 15 | DEER:HVAC_Split-Package_HP | 1062.7696 | 0.11401 | 0 | Work Paper SCE13HC032 Revision 2 | 987.1579 | 2014 | 0 | 220.92 | 2014 | 0 | 0 | Work Paper SCE13HC032 Revision 2 | Mini Split Heat Pumps - Hot-Dry ¦ PG&E ¦ Hot-Dry | Mini Split Heat Pumps - Hot-Dry | 0.0098562 | 1 | 0.25806 | CBSA 2014 | -102.3544 | 2032 | 0.85 | na
COM-HVAC-32.11 | Com ¦ Ductless Mini Split Heat Pump (SEER 18) - Hot-Dry ¦ PG&E ¦ Hot-Dry | Com ¦ Ductless Mini Split Heat Pump (SEER 18) - Hot-Dry | PG&E ¦ Hot-Dry | PG&E | All | Electric | Com ¦ Ductless Mini Split Heat Pump (SEER 18) - Hot-Dry ¦ Hot-Dry | Efficient | 0 | Conventional | HVAC | Com - School | Com | ROB and NEW | 0 | 1000 sqft2 of floor space | Per Ton | 15 | DEER:HVAC_Split-Package_HP | 794.8907 | 0.025692 | 0 | Work Paper SCE13HC032 Revision 2 | 987.1579 | 2014 | 0 | 220.92 | 2014 | 0 | 0 | Work Paper SCE13HC032 Revision 2 | Mini Split Heat Pumps - Hot-Dry ¦ PG&E ¦ Hot-Dry | Mini Split Heat Pumps - Hot-Dry | 0.0052751 | 1 | 0.25806 | CBSA 2014 | -43.6639 | 2032 | 0.85 | na
COM-HVAC-32.12 | Com ¦ Ductless Mini Split Heat Pump (SEER 18) - Hot-Dry ¦ PG&E ¦ Hot-Dry | Com ¦ Ductless Mini Split Heat Pump (SEER 18) - Hot-Dry | PG&E ¦ Hot-Dry | PG&E | All | Electric | Com ¦ Ductless Mini Split Heat Pump (SEER 18) - Hot-Dry ¦ Hot-Dry | Efficient | 0 | Conventional | HVAC | Com - Warehouse | Com | ROB and NEW | 0 | 1000 sqft2 of floor space | Per Ton | 15 | DEER:HVAC_Split-Package_HP | 804.3202 | 0.10935 | 0 | Work Paper SCE13HC032 Revision 2 | 987.1579 | 2014 | 0 | 220.92 | 2014 | 0 | 0 | Work Paper SCE13HC032 Revision 2 | Mini Split Heat Pumps - Hot-Dry ¦ PG&E ¦ Hot-Dry | Mini Split Heat Pumps - Hot-Dry | 0.0026655 | 1 | 0.25806 | CBSA 2014 | -59.8086 | 2032 | 0.85 | na
COM-HVAC-32.13 | Com ¦ Ductless Mini Split Heat Pump (SEER 18) - Marine ¦ PG&E ¦ Marine | Com ¦ Ductless Mini Split Heat Pump (SEER 18) - Marine | PG&E ¦ Marine | PG&E | All | Electric | Com ¦ Ductless Mini Split Heat Pump (SEER 18) - Marine ¦ Marine | Efficient | 0 | Conventional | HVAC | Com - College | Com | ROB and NEW | 0 | 1000 sqft2 of floor space | Per Ton | 15 | DEER:HVAC_Split-Package_HP | 875.5779 | 0.049963 | 0 | Work Paper SCE13HC032 Revision 2 | 987.1579 | 2014 | 0 | 220.92 | 2014 | 0 | 0 | Work Paper SCE13HC032 Revision 2 | Mini Split Heat Pumps - Marine ¦ PG&E ¦ Marine | Mini Split Heat Pumps - Marine | 0.042796 | 1 | 0.25806 | CBSA 2014 | -29.7608 | 2032 | 0.85 | na
COM-HVAC-32.14 | Com ¦ Ductless Mini Split Heat Pump (SEER 18) - Marine ¦ PG&E ¦ Marine | Com ¦ Ductless Mini Split Heat Pump (SEER 18) - Marine | PG&E ¦ Marine | PG&E | All | Electric | Com ¦ Ductless Mini Split Heat Pump (SEER 18) - Marine ¦ Marine | Efficient | 0 | Conventional | HVAC | Com - Grocery | Com | ROB and NEW | 0 | 1000 sqft2 of floor space | Per Ton | 15 | DEER:HVAC_Split-Package_HP | 1120.9647 | 0.028275 | 0 | Work Paper SCE13HC032 Revision 2 | 987.1579 | 2014 | 0 | 220.92 | 2014 | 0 | 0 | Work Paper SCE13HC032 Revision 2 | Mini Split Heat Pumps - Marine ¦ PG&E ¦ Marine | Mini Split Heat Pumps - Marine | 0.018272 | 1 | 0.25806 | CBSA 2014 | -24.645 | 2032 | 0.85 | na
COM-HVAC-32.15 | Com ¦ Ductless Mini Split Heat Pump (SEER 18) - Marine ¦ PG&E ¦ Marine | Com ¦ Ductless Mini Split Heat Pump (SEER 18) - Marine | PG&E ¦ Marine | PG&E | All | Electric | Com ¦ Ductless Mini Split Heat Pump (SEER 18) - Marine ¦ Marine | Efficient | 0 | Conventional | HVAC | Com - Health | Com | ROB and NEW | 0 | 1000 sqft2 of floor space | Per Ton | 15 | DEER:HVAC_Split-Package_HP | 1140.6808 | 0.067971 | 0 | Work Paper SCE13HC032 Revision 2 | 987.1579 | 2014 | 0 | 220.92 | 2014 | 0 | 0 | Work Paper SCE13HC032 Revision 2 | Mini Split Heat Pumps - Marine ¦ PG&E ¦ Marine | Mini Split Heat Pumps - Marine | 0.033998 | 1 | 0.25806 | CBSA 2014 | -16.9067 | 2032 | 0.85 | na
COM-HVAC-32.16 | Com ¦ Ductless Mini Split Heat Pump (SEER 18) - Marine ¦ PG&E ¦ Marine | Com ¦ Ductless Mini Split Heat Pump (SEER 18) - Marine | PG&E ¦ Marine | PG&E | All | Electric | Com ¦ Ductless Mini Split Heat Pump (SEER 18) - Marine ¦ Marine | Efficient | 0 | Conventional | HVAC | Com - Lodging | Com | ROB and NEW | 0 | 1000 sqft2 of floor space | Per Ton | 15 | DEER:HVAC_Split-Package_HP | 1497.0676 | 0.11327 | 0 | Work Paper SCE13HC032 Revision 2 | 987.1579 | 2014 | 0 | 220.92 | 2014 | 0 | 0 | Work Paper SCE13HC032 Revision 2 | Mini Split Heat Pumps - Marine ¦ PG&E ¦ Marine | Mini Split Heat Pumps - Marine | 0.018626 | 1 | 0.25806 | CBSA 2014 | -82.2835 | 2032 | 0.85 | na
COM-HVAC-32.17 | Com ¦ Ductless Mini Split Heat Pump (SEER 18) - Marine ¦ PG&E ¦ Marine | Com ¦ Ductless Mini Split Heat Pump (SEER 18) - Marine | PG&E ¦ Marine | PG&E | All | Electric | Com ¦ Ductless Mini Split Heat Pump (SEER 18) - Marine ¦ Marine | Efficient | 0 | Conventional | HVAC | Com - Office (Large) | Com | ROB and NEW | 0 | 1000 sqft2 of floor space | Per Ton | 15 | DEER:HVAC_Split-Package_HP | 935.1384 | 0.069263 | 0 | Work Paper SCE13HC032 Revision 2 | 987.1579 | 2014 | 0 | 220.92 | 2014 | 0 | 0 | Work Paper SCE13HC032 Revision 2 | Mini Split Heat Pumps - Marine ¦ PG&E ¦ Marine | Mini Split Heat Pumps - Marine | 0.0041807 | 1 | 0.25806 | CBSA 2014 | -14.6435 | 2032 | 0.85 | na
COM-HVAC-32.18 | Com ¦ Ductless Mini Split Heat Pump (SEER 18) - Marine ¦ PG&E ¦ Marine | Com ¦ Ductless Mini Split Heat Pump (SEER 18) - Marine | PG&E ¦ Marine | PG&E | All | Electric | Com ¦ Ductless Mini Split Heat Pump (SEER 18) - Marine ¦ Marine | Efficient | 0 | Conventional | HVAC | Com - Office (Small) | Com | ROB and NEW | 0 | 1000 sqft2 of floor space | Per Ton | 15 | DEER:HVAC_Split-Package_HP | 1004.788 | 0.053931 | 0 | Work Paper SCE13HC032 Revision 2 | 987.1579 | 2014 | 0 | 220.92 | 2014 | 0 | 0 | Work Paper SCE13HC032 Revision 2 | Mini Split Heat Pumps - Marine ¦ PG&E ¦ Marine | Mini Split Heat Pumps - Marine | 0.025672 | 1 | 0.25806 | CBSA 2014 | -26.1511 | 2032 | 0.85 | na
COM-HVAC-32.19 | Com ¦ Ductless Mini Split Heat Pump (SEER 18) - Marine ¦ PG&E ¦ Marine | Com ¦ Ductless Mini Split Heat Pump (SEER 18) - Marine | PG&E ¦ Marine | PG&E | All | Electric | Com ¦ Ductless Mini Split Heat Pump (SEER 18) - Marine ¦ Marine | Efficient | 0 | Conventional | HVAC | Com - Other | Com | ROB and NEW | 0 | 1000 sqft2 of floor space | Per Ton | 15 | DEER:HVAC_Split-Package_HP | 1275.2283 | 0.048123 | 0 | Work Paper SCE13HC032 Revision 2 | 987.1579 | 2014 | 0 | 220.92 | 2014 | 0 | 0 | Work Paper SCE13HC032 Revision 2 | Mini Split Heat Pumps - Marine ¦ PG&E ¦ Marine | Mini Split Heat Pumps - Marine | 0.001539 | 1 | 0.25806 | CBSA 2014 | -74.7702 | 2032 | 0.85 | na
COM-HVAC-32.21 | Com ¦ Ductless Mini Split Heat Pump (SEER 18) - Marine ¦ PG&E ¦ Marine | Com ¦ Ductless Mini Split Heat Pump (SEER 18) - Marine | PG&E ¦ Marine | PG&E | All | Electric | Com ¦ Ductless Mini Split Heat Pump (SEER 18) - Marine ¦ Marine | Efficient | 0 | Conventional | HVAC | Com - Restaurant | Com | ROB and NEW | 0 | 1000 sqft2 of floor space | Per Ton | 15 | DEER:HVAC_Split-Package_HP | 1179.2946 | 0.069313 | 0 | Work Paper SCE13HC032 Revision 2 | 987.1579 | 2014 | 0 | 220.92 | 2014 | 0 | 0 | Work Paper SCE13HC032 Revision 2 | Mini Split Heat Pumps - Marine ¦ PG&E ¦ Marine | Mini Split Heat Pumps - Marine | 0.019349 | 1 | 0.25806 | CBSA 2014 | -24.0383 | 2032 | 0.85 | na
COM-HVAC-32.22 | Com ¦ Ductless Mini Split Heat Pump (SEER 18) - Marine ¦ PG&E ¦ Marine | Com ¦ Ductless Mini Split Heat Pump (SEER 18) - Marine | PG&E ¦ Marine | PG&E | All | Electric | Com ¦ Ductless Mini Split Heat Pump (SEER 18) - Marine ¦ Marine | Efficient | 0 | Conventional | HVAC | Com - Retail | Com | ROB and NEW | 0 | 1000 sqft2 of floor space | Per Ton | 15 | DEER:HVAC_Split-Package_HP | 1125.4878 | 0.089221 | 0 | Work Paper SCE13HC032 Revision 2 | 987.1579 | 2014 | 0 | 220.92 | 2014 | 0 | 0 | Work Paper SCE13HC032 Revision 2 | Mini Split Heat Pumps - Marine ¦ PG&E ¦ Marine | Mini Split Heat Pumps - Marine | 0.0098562 | 1 | 0.25806 | CBSA 2014 | -108.3947 | 2032 | 0.85 | na
COM-HVAC-32.23 | Com ¦ Ductless Mini Split Heat Pump (SEER 18) - Marine ¦ PG&E ¦ Marine | Com ¦ Ductless Mini Split Heat Pump (SEER 18) - Marine | PG&E ¦ Marine | PG&E | All | Electric | Com ¦ Ductless Mini Split Heat Pump (SEER 18) - Marine ¦ Marine | Efficient | 0 | Conventional | HVAC | Com - School | Com | ROB and NEW | 0 | 1000 sqft2 of floor space | Per Ton | 15 | DEER:HVAC_Split-Package_HP | 877.5546 | -0.00020044 | 0 | Work Paper SCE13HC032 Revision 2 | 987.1579 | 2014 | 0 | 220.92 | 2014 | 0 | 0 | Work Paper SCE13HC032 Revision 2 | Mini Split Heat Pumps - Marine ¦ PG&E ¦ Marine | Mini Split Heat Pumps - Marine | 0.0052751 | 1 | 0.25806 | CBSA 2014 | -48.2047 | 2032 | 0.85 | na
COM-HVAC-32.24 | Com ¦ Ductless Mini Split Heat Pump (SEER 18) - Marine ¦ PG&E ¦ Marine | Com ¦ Ductless Mini Split Heat Pump (SEER 18) - Marine | PG&E ¦ Marine | PG&E | All | Electric | Com ¦ Ductless Mini Split Heat Pump (SEER 18) - Marine ¦ Marine | Efficient | 0 | Conventional | HVAC | Com - Warehouse | Com | ROB and NEW | 0 | 1000 sqft2 of floor space | Per Ton | 15 | DEER:HVAC_Split-Package_HP | 839.4289 | 0.034296 | 0 | Work Paper SCE13HC032 Revision 2 | 987.1579 | 2014 | 0 | 220.92 | 2014 | 0 | 0 | Work Paper SCE13HC032 Revision 2 | Mini Split Heat Pumps - Marine ¦ PG&E ¦ Marine | Mini Split Heat Pumps - Marine | 0.0026655 | 1 | 0.25806 | CBSA 2014 | -62.4193 | 2032 | 0.85 | na
COM-HVAC-32.25 | Com ¦ Ductless Mini Split Heat Pump (SEER 18) - Cold ¦ PG&E ¦ Cold | Com ¦ Ductless Mini Split Heat Pump (SEER 18) - Cold | PG&E ¦ Cold | PG&E | All | Electric | Com ¦ Ductless Mini Split Heat Pump (SEER 18) - Cold ¦ Cold | Efficient | 0 | Conventional | HVAC | Com - College | Com | ROB and NEW | 0 | 1000 sqft2 of floor space | Per Ton | 15 | DEER:HVAC_Split-Package_HP | 832.6422 | 0.080612 | 0 | Work Paper SCE13HC032 Revision 2 | 987.1579 | 2014 | 0 | 220.92 | 2014 | 0 | 0 | Work Paper SCE13HC032 Revision 2 | Mini Split Heat Pumps - Cold ¦ PG&E ¦ Cold | Mini Split Heat Pumps - Cold | 0.042796 | 1 | 0.25806 | CBSA 2014 | -28.3014 | 2032 | 0.85 | na
COM-HVAC-32.26 | Com ¦ Ductless Mini Split Heat Pump (SEER 18) - Cold ¦ PG&E ¦ Cold | Com ¦ Ductless Mini Split Heat Pump (SEER 18) - Cold | PG&E ¦ Cold | PG&E | All | Electric | Com ¦ Ductless Mini Split Heat Pump (SEER 18) - Cold ¦ Cold | Efficient | 0 | Conventional | HVAC | Com - Grocery | Com | ROB and NEW | 0 | 1000 sqft2 of floor space | Per Ton | 15 | DEER:HVAC_Split-Package_HP | 1074.5444 | 0.046382 | 0 | Work Paper SCE13HC032 Revision 2 | 987.1579 | 2014 | 0 | 220.92 | 2014 | 0 | 0 | Work Paper SCE13HC032 Revision 2 | Mini Split Heat Pumps - Cold ¦ PG&E ¦ Cold | Mini Split Heat Pumps - Cold | 0.018272 | 1 | 0.25806 | CBSA 2014 | -23.6244 | 2032 | 0.85 | na
COM-HVAC-32.27 | Com ¦ Ductless Mini Split Heat Pump (SEER 18) - Cold ¦ PG&E ¦ Cold | Com ¦ Ductless Mini Split Heat Pump (SEER 18) - Cold | PG&E ¦ Cold | PG&E | All | Electric | Com ¦ Ductless Mini Split Heat Pump (SEER 18) - Cold ¦ Cold | Efficient | 0 | Conventional | HVAC | Com - Health | Com | ROB and NEW | 0 | 1000 sqft2 of floor space | Per Ton | 15 | DEER:HVAC_Split-Package_HP | 1146.7858 | 0.061224 | 0 | Work Paper SCE13HC032 Revision 2 | 987.1579 | 2014 | 0 | 220.92 | 2014 | 0 | 0 | Work Paper SCE13HC032 Revision 2 | Mini Split Heat Pumps - Cold ¦ PG&E ¦ Cold | Mini Split Heat Pumps - Cold | 0.033998 | 1 | 0.25806 | CBSA 2014 | -16.9972 | 2032 | 0.85 | na
COM-HVAC-32.28 | Com ¦ Ductless Mini Split Heat Pump (SEER 18) - Cold ¦ PG&E ¦ Cold | Com ¦ Ductless Mini Split Heat Pump (SEER 18) - Cold | PG&E ¦ Cold | PG&E | All | Electric | Com ¦ Ductless Mini Split Heat Pump (SEER 18) - Cold ¦ Cold | Efficient | 0 | Conventional | HVAC | Com - Lodging | Com | ROB and NEW | 0 | 1000 sqft2 of floor space | Per Ton | 15 | DEER:HVAC_Split-Package_HP | 1498.4497 | 0.10018 | 0 | Work Paper SCE13HC032 Revision 2 | 987.1579 | 2014 | 0 | 220.92 | 2014 | 0 | 0 | Work Paper SCE13HC032 Revision 2 | Mini Split Heat Pumps - Cold ¦ PG&E ¦ Cold | Mini Split Heat Pumps - Cold | 0.018626 | 1 | 0.25806 | CBSA 2014 | -82.3594 | 2032 | 0.85 | na
COM-HVAC-32.29 | Com ¦ Ductless Mini Split Heat Pump (SEER 18) - Cold ¦ PG&E ¦ Cold | Com ¦ Ductless Mini Split Heat Pump (SEER 18) - Cold | PG&E ¦ Cold | PG&E | All | Electric | Com ¦ Ductless Mini Split Heat Pump (SEER 18) - Cold ¦ Cold | Efficient | 0 | Conventional | HVAC | Com - Office (Large) | Com | ROB and NEW | 0 | 1000 sqft2 of floor space | Per Ton | 15 | DEER:HVAC_Split-Package_HP | 920.1641 | 0.090037 | 0 | Work Paper SCE13HC032 Revision 2 | 987.1579 | 2014 | 0 | 220.92 | 2014 | 0 | 0 | Work Paper SCE13HC032 Revision 2 | Mini Split Heat Pumps - Cold ¦ PG&E ¦ Cold | Mini Split Heat Pumps - Cold | 0.0041807 | 1 | 0.25806 | CBSA 2014 | -14.409 | 2032 | 0.85 | na
COM-HVAC-32.30 | Com ¦ Ductless Mini Split Heat Pump (SEER 18) - Cold ¦ PG&E ¦ Cold | Com ¦ Ductless Mini Split Heat Pump (SEER 18) - Cold | PG&E ¦ Cold | PG&E | All | Electric | Com ¦ Ductless Mini Split Heat Pump (SEER 18) - Cold ¦ Cold | Efficient | 0 | Conventional | HVAC | Com - Office (Small) | Com | ROB and NEW | 0 | 1000 sqft2 of floor space | Per Ton | 15 | DEER:HVAC_Split-Package_HP | 1009.2803 | 0.089707 | 0 | Work Paper SCE13HC032 Revision 2 | 987.1579 | 2014 | 0 | 220.92 | 2014 | 0 | 0 | Work Paper SCE13HC032 Revision 2 | Mini Split Heat Pumps - Cold ¦ PG&E ¦ Cold | Mini Split Heat Pumps - Cold | 0.025672 | 1 | 0.25806 | CBSA 2014 | -26.268 | 2032 | 0.85 | na
COM-HVAC-32.31 | Com ¦ Ductless Mini Split Heat Pump (SEER 18) - Cold ¦ PG&E ¦ Cold | Com ¦ Ductless Mini Split Heat Pump (SEER 18) - Cold | PG&E ¦ Cold | PG&E | All | Electric | Com ¦ Ductless Mini Split Heat Pump (SEER 18) - Cold ¦ Cold | Efficient | 0 | Conventional | HVAC | Com - Other | Com | ROB and NEW | 0 | 1000 sqft2 of floor space | Per Ton | 15 | DEER:HVAC_Split-Package_HP | 1201.8544 | 0.088929 | 0 | Work Paper SCE13HC032 Revision 2 | 987.1579 | 2014 | 0 | 220.92 | 2014 | 0 | 0 | Work Paper SCE13HC032 Revision 2 | Mini Split Heat Pumps - Cold ¦ PG&E ¦ Cold | Mini Split Heat Pumps - Cold | 0.001539 | 1 | 0.25806 | CBSA 2014 | -70.4681 | 2032 | 0.85 | na
COM-HVAC-32.33 | Com ¦ Ductless Mini Split Heat Pump (SEER 18) - Cold ¦ PG&E ¦ Cold | Com ¦ Ductless Mini Split Heat Pump (SEER 18) - Cold | PG&E ¦ Cold | PG&E | All | Electric | Com ¦ Ductless Mini Split Heat Pump (SEER 18) - Cold ¦ Cold | Efficient | 0 | Conventional | HVAC | Com - Restaurant | Com | ROB and NEW | 0 | 1000 sqft2 of floor space | Per Ton | 15 | DEER:HVAC_Split-Package_HP | 1170.6844 | 0.11448 | 0 | Work Paper SCE13HC032 Revision 2 | 987.1579 | 2014 | 0 | 220.92 | 2014 | 0 | 0 | Work Paper SCE13HC032 Revision 2 | Mini Split Heat Pumps - Cold ¦ PG&E ¦ Cold | Mini Split Heat Pumps - Cold | 0.019349 | 1 | 0.25806 | CBSA 2014 | -23.8627 | 2032 | 0.85 | na
COM-HVAC-32.34 | Com ¦ Ductless Mini Split Heat Pump (SEER 18) - Cold ¦ PG&E ¦ Cold | Com ¦ Ductless Mini Split Heat Pump (SEER 18) - Cold | PG&E ¦ Cold | PG&E | All | Electric | Com ¦ Ductless Mini Split Heat Pump (SEER 18) - Cold ¦ Cold | Efficient | 0 | Conventional | HVAC | Com - Retail | Com | ROB and NEW | 0 | 1000 sqft2 of floor space | Per Ton | 15 | DEER:HVAC_Split-Package_HP | 1130.1478 | 0.098791 | 0 | Work Paper SCE13HC032 Revision 2 | 987.1579 | 2014 | 0 | 220.92 | 2014 | 0 | 0 | Work Paper SCE13HC032 Revision 2 | Mini Split Heat Pumps - Cold ¦ PG&E ¦ Cold | Mini Split Heat Pumps - Cold | 0.0098562 | 1 | 0.25806 | CBSA 2014 | -108.8435 | 2032 | 0.85 | na
COM-HVAC-32.35 | Com ¦ Ductless Mini Split Heat Pump (SEER 18) - Cold ¦ PG&E ¦ Cold | Com ¦ Ductless Mini Split Heat Pump (SEER 18) - Cold | PG&E ¦ Cold | PG&E | All | Electric | Com ¦ Ductless Mini Split Heat Pump (SEER 18) - Cold ¦ Cold | Efficient | 0 | Conventional | HVAC | Com - School | Com | ROB and NEW | 0 | 1000 sqft2 of floor space | Per Ton | 15 | DEER:HVAC_Split-Package_HP | 835.8138 | 0.02869 | 0 | Work Paper SCE13HC032 Revision 2 | 987.1579 | 2014 | 0 | 220.92 | 2014 | 0 | 0 | Work Paper SCE13HC032 Revision 2 | Mini Split Heat Pumps - Cold ¦ PG&E ¦ Cold | Mini Split Heat Pumps - Cold | 0.0052751 | 1 | 0.25806 | CBSA 2014 | -45.9119 | 2032 | 0.85 | na
COM-HVAC-32.36 | Com ¦ Ductless Mini Split Heat Pump (SEER 18) - Cold ¦ PG&E ¦ Cold | Com ¦ Ductless Mini Split Heat Pump (SEER 18) - Cold | PG&E ¦ Cold | PG&E | All | Electric | Com ¦ Ductless Mini Split Heat Pump (SEER 18) - Cold ¦ Cold | Efficient | 0 | Conventional | HVAC | Com - Warehouse | Com | ROB and NEW | 0 | 1000 sqft2 of floor space | Per Ton | 15 | DEER:HVAC_Split-Package_HP | 838.5049 | 0.1049 | 0 | Work Paper SCE13HC032 Revision 2 | 987.1579 | 2014 | 0 | 220.92 | 2014 | 0 | 0 | Work Paper SCE13HC032 Revision 2 | Mini Split Heat Pumps - Cold ¦ PG&E ¦ Cold | Mini Split Heat Pumps - Cold | 0.0026655 | 1 | 0.25806 | CBSA 2014 | -62.3506 | 2032 | 0.85 | na
COM-HVAC-32.37 | Com ¦ Ductless Mini Split Heat Pump (SEER 18) - Hot-Dry ¦ SCE ¦ Hot-Dry | Com ¦ Ductless Mini Split Heat Pump (SEER 18) - Hot-Dry | SCE ¦ Hot-Dry | SCE | All | Electric | Com ¦ Ductless Mini Split Heat Pump (SEER 18) - Hot-Dry ¦ Hot-Dry | Efficient | 0 | Conventional | HVAC | Com - College | Com | ROB and NEW | 0 | 1000 sqft2 of floor space | Per Ton | 15 | DEER:HVAC_Split-Package_HP | 831.257 | 0.13796 | 0 | Work Paper SCE13HC032 Revision 2 | 987.1579 | 2014 | 0 | 220.92 | 2014 | 0 | 0 | Work Paper SCE13HC032 Revision 2 | Mini Split Heat Pumps - Hot-Dry ¦ SCE ¦ Hot-Dry | Mini Split Heat Pumps - Hot-Dry | 0.034904 | 1 | 0.57143 | CBSA 2014 | -28.2544 | 2032 | 0.85 | na
COM-HVAC-32.38 | Com ¦ Ductless Mini Split Heat Pump (SEER 18) - Hot-Dry ¦ SCE ¦ Hot-Dry | Com ¦ Ductless Mini Split Heat Pump (SEER 18) - Hot-Dry | SCE ¦ Hot-Dry | SCE | All | Electric | Com ¦ Ductless Mini Split Heat Pump (SEER 18) - Hot-Dry ¦ Hot-Dry | Efficient | 0 | Conventional | HVAC | Com - Grocery | Com | ROB and NEW | 0 | 1000 sqft2 of floor space | Per Ton | 15 | DEER:HVAC_Split-Package_HP | 944.2684 | 0.045878 | 0 | Work Paper SCE13HC032 Revision 2 | 987.1579 | 2014 | 0 | 220.92 | 2014 | 0 | 0 | Work Paper SCE13HC032 Revision 2 | Mini Split Heat Pumps - Hot-Dry ¦ SCE ¦ Hot-Dry | Mini Split Heat Pumps - Hot-Dry | 0.010841 | 1 | 0.57143 | CBSA 2014 | -20.7602 | 2032 | 0.85 | na
COM-HVAC-32.39 | Com ¦ Ductless Mini Split Heat Pump (SEER 18) - Hot-Dry ¦ SCE ¦ Hot-Dry | Com ¦ Ductless Mini Split Heat Pump (SEER 18) - Hot-Dry | SCE ¦ Hot-Dry | SCE | All | Electric | Com ¦ Ductless Mini Split Heat Pump (SEER 18) - Hot-Dry ¦ Hot-Dry | Efficient | 0 | Conventional | HVAC | Com - Health | Com | ROB and NEW | 0 | 1000 sqft2 of floor space | Per Ton | 15 | DEER:HVAC_Split-Package_HP | 1076.8036 | 0.093214 | 0 | Work Paper SCE13HC032 Revision 2 | 987.1579 | 2014 | 0 | 220.92 | 2014 | 0 | 0 | Work Paper SCE13HC032 Revision 2 | Mini Split Heat Pumps - Hot-Dry ¦ SCE ¦ Hot-Dry | Mini Split Heat Pumps - Hot-Dry | 0.052182 | 1 | 0.57143 | CBSA 2014 | -15.9599 | 2032 | 0.85 | na
COM-HVAC-32.40 | Com ¦ Ductless Mini Split Heat Pump (SEER 18) - Hot-Dry ¦ SCE ¦ Hot-Dry | Com ¦ Ductless Mini Split Heat Pump (SEER 18) - Hot-Dry | SCE ¦ Hot-Dry | SCE | All | Electric | Com ¦ Ductless Mini Split Heat Pump (SEER 18) - Hot-Dry ¦ Hot-Dry | Efficient | 0 | Conventional | HVAC | Com - Lodging | Com | ROB and NEW | 0 | 1000 sqft2 of floor space | Per Ton | 15 | DEER:HVAC_Split-Package_HP | 1404.4652 | 0.12696 | 0 | Work Paper SCE13HC032 Revision 2 | 987.1579 | 2014 | 0 | 220.92 | 2014 | 0 | 0 | Work Paper SCE13HC032 Revision 2 | Mini Split Heat Pumps - Hot-Dry ¦ SCE ¦ Hot-Dry | Mini Split Heat Pumps - Hot-Dry | 0.029572 | 1 | 0.57143 | CBSA 2014 | -77.1938 | 2032 | 0.85 | na
COM-HVAC-32.41 | Com ¦ Ductless Mini Split Heat Pump (SEER 18) - Hot-Dry ¦ SCE ¦ Hot-Dry | Com ¦ Ductless Mini Split Heat Pump (SEER 18) - Hot-Dry | SCE ¦ Hot-Dry | SCE | All | Electric | Com ¦ Ductless Mini Split Heat Pump (SEER 18) - Hot-Dry ¦ Hot-Dry | Efficient | 0 | Conventional | HVAC | Com - Office (Large) | Com | ROB and NEW | 0 | 1000 sqft2 of floor space | Per Ton | 15 | DEER:HVAC_Split-Package_HP | 894.7078 | 0.10835 | 0 | Work Paper SCE13HC032 Revision 2 | 987.1579 | 2014 | 0 | 220.92 | 2014 | 0 | 0 | Work Paper SCE13HC032 Revision 2 | Mini Split Heat Pumps - Hot-Dry ¦ SCE ¦ Hot-Dry | Mini Split Heat Pumps - Hot-Dry | 0.0094388 | 1 | 0.57143 | CBSA 2014 | -14.0104 | 2032 | 0.85 | na
COM-HVAC-32.42 | Com ¦ Ductless Mini Split Heat Pump (SEER 18) - Hot-Dry ¦ SCE ¦ Hot-Dry | Com ¦ Ductless Mini Split Heat Pump (SEER 18) - Hot-Dry | SCE ¦ Hot-Dry | SCE | All | Electric | Com ¦ Ductless Mini Split Heat Pump (SEER 18) - Hot-Dry ¦ Hot-Dry | Efficient | 0 | Conventional | HVAC | Com - Office (Small) | Com | ROB and NEW | 0 | 1000 sqft2 of floor space | Per Ton | 15 | DEER:HVAC_Split-Package_HP | 946.3884 | 0.10082 | 0 | Work Paper SCE13HC032 Revision 2 | 987.1579 | 2014 | 0 | 220.92 | 2014 | 0 | 0 | Work Paper SCE13HC032 Revision 2 | Mini Split Heat Pumps - Hot-Dry ¦ SCE ¦ Hot-Dry | Mini Split Heat Pumps - Hot-Dry | 0.02122 | 1 | 0.57143 | CBSA 2014 | -24.6312 | 2032 | 0.85 | na
COM-HVAC-32.43 | Com ¦ Ductless Mini Split Heat Pump (SEER 18) - Hot-Dry ¦ SCE ¦ Hot-Dry | Com ¦ Ductless Mini Split Heat Pump (SEER 18) - Hot-Dry | SCE ¦ Hot-Dry | SCE | All | Electric | Com ¦ Ductless Mini Split Heat Pump (SEER 18) - Hot-Dry ¦ Hot-Dry | Efficient | 0 | Conventional | HVAC | Com - Other | Com | ROB and NEW | 0 | 1000 sqft2 of floor space | Per Ton | 15 | DEER:HVAC_Split-Package_HP | 1100.0294 | 0.1152 | 0 | Work Paper SCE13HC032 Revision 2 | 987.1579 | 2014 | 0 | 220.92 | 2014 | 0 | 0 | Work Paper SCE13HC032 Revision 2 | Mini Split Heat Pumps - Hot-Dry ¦ SCE ¦ Hot-Dry | Mini Split Heat Pumps - Hot-Dry | 0.0054863 | 1 | 0.57143 | CBSA 2014 | -64.4978 | 2032 | 0.85 | na
COM-HVAC-32.45 | Com ¦ Ductless Mini Split Heat Pump (SEER 18) - Hot-Dry ¦ SCE ¦ Hot-Dry | Com ¦ Ductless Mini Split Heat Pump (SEER 18) - Hot-Dry | SCE ¦ Hot-Dry | SCE | All | Electric | Com ¦ Ductless Mini Split Heat Pump (SEER 18) - Hot-Dry ¦ Hot-Dry | Efficient | 0 | Conventional | HVAC | Com - Restaurant | Com | ROB and NEW | 0 | 1000 sqft2 of floor space | Per Ton | 15 | DEER:HVAC_Split-Package_HP | 1062.121 | 0.11768 | 0 | Work Paper SCE13HC032 Revision 2 | 987.1579 | 2014 | 0 | 220.92 | 2014 | 0 | 0 | Work Paper SCE13HC032 Revision 2 | Mini Split Heat Pumps - Hot-Dry ¦ SCE ¦ Hot-Dry | Mini Split Heat Pumps - Hot-Dry | 0.014128 | 1 | 0.57143 | CBSA 2014 | -21.6498 | 2032 | 0.85 | na
COM-HVAC-32.46 | Com ¦ Ductless Mini Split Heat Pump (SEER 18) - Hot-Dry ¦ SCE ¦ Hot-Dry | Com ¦ Ductless Mini Split Heat Pump (SEER 18) - Hot-Dry | SCE ¦ Hot-Dry | SCE | All | Electric | Com ¦ Ductless Mini Split Heat Pump (SEER 18) - Hot-Dry ¦ Hot-Dry | Efficient | 0 | Conventional | HVAC | Com - Retail | Com | ROB and NEW | 0 | 1000 sqft2 of floor space | Per Ton | 15 | DEER:HVAC_Split-Package_HP | 1055.552 | 0.12458 | 0 | Work Paper SCE13HC032 Revision 2 | 987.1579 | 2014 | 0 | 220.92 | 2014 | 0 | 0 | Work Paper SCE13HC032 Revision 2 | Mini Split Heat Pumps - Hot-Dry ¦ SCE ¦ Hot-Dry | Mini Split Heat Pumps - Hot-Dry | 0.0057029 | 1 | 0.57143 | CBSA 2014 | -101.6592 | 2032 | 0.85 | na
COM-HVAC-32.47 | Com ¦ Ductless Mini Split Heat Pump (SEER 18) - Hot-Dry ¦ SCE ¦ Hot-Dry | Com ¦ Ductless Mini Split Heat Pump (SEER 18) - Hot-Dry | SCE ¦ Hot-Dry | SCE | All | Electric | Com ¦ Ductless Mini Split Heat Pump (SEER 18) - Hot-Dry ¦ Hot-Dry | Efficient | 0 | Conventional | HVAC | Com - School | Com | ROB and NEW | 0 | 1000 sqft2 of floor space | Per Ton | 15 | DEER:HVAC_Split-Package_HP | 837.753 | 0.10433 | 0 | Work Paper SCE13HC032 Revision 2 | 987.1579 | 2014 | 0 | 220.92 | 2014 | 0 | 0 | Work Paper SCE13HC032 Revision 2 | Mini Split Heat Pumps - Hot-Dry ¦ SCE ¦ Hot-Dry | Mini Split Heat Pumps - Hot-Dry | 0.0075596 | 1 | 0.57143 | CBSA 2014 | -46.0184 | 2032 | 0.85 | na
COM-HVAC-32.48 | Com ¦ Ductless Mini Split Heat Pump (SEER 18) - Hot-Dry ¦ SCE ¦ Hot-Dry | Com ¦ Ductless Mini Split Heat Pump (SEER 18) - Hot-Dry | SCE ¦ Hot-Dry | SCE | All | Electric | Com ¦ Ductless Mini Split Heat Pump (SEER 18) - Hot-Dry ¦ Hot-Dry | Efficient | 0 | Conventional | HVAC | Com - Warehouse | Com | ROB and NEW | 0 | 1000 sqft2 of floor space | Per Ton | 15 | DEER:HVAC_Split-Package_HP | 800.6246 | 0.1251 | 0 | Work Paper SCE13HC032 Revision 2 | 987.1579 | 2014 | 0 | 220.92 | 2014 | 0 | 0 | Work Paper SCE13HC032 Revision 2 | Mini Split Heat Pumps - Hot-Dry ¦ SCE ¦ Hot-Dry | Mini Split Heat Pumps - Hot-Dry | 0.0017879 | 1 | 0.57143 | CBSA 2014 | -59.5338 | 2032 | 0.85 | na
COM-HVAC-32.49 | Com ¦ Ductless Mini Split Heat Pump (SEER 18) - Marine ¦ SCE ¦ Marine | Com ¦ Ductless Mini Split Heat Pump (SEER 18) - Marine | SCE ¦ Marine | SCE | All | Electric | Com ¦ Ductless Mini Split Heat Pump (SEER 18) - Marine ¦ Marine | Efficient | 0 | Conventional | HVAC | Com - College | Com | ROB and NEW | 0 | 1000 sqft2 of floor space | Per Ton | 15 | DEER:HVAC_Split-Package_HP | 855.1739 | 0.087499 | 0 | Work Paper SCE13HC032 Revision 2 | 987.1579 | 2014 | 0 | 220.92 | 2014 | 0 | 0 | Work Paper SCE13HC032 Revision 2 | Mini Split Heat Pumps - Marine ¦ SCE ¦ Marine | Mini Split Heat Pumps - Marine | 0.034904 | 1 | 0.57143 | CBSA 2014 | -29.0673 | 2032 | 0.85 | na
COM-HVAC-32.50 | Com ¦ Ductless Mini Split Heat Pump (SEER 18) - Marine ¦ SCE ¦ Marine | Com ¦ Ductless Mini Split Heat Pump (SEER 18) - Marine | SCE ¦ Marine | SCE | All | Electric | Com ¦ Ductless Mini Split Heat Pump (SEER 18) - Marine ¦ Marine | Efficient | 0 | Conventional | HVAC | Com - Grocery | Com | ROB and NEW | 0 | 1000 sqft2 of floor space | Per Ton | 15 | DEER:HVAC_Split-Package_HP | 1004.1654 | 0.038691 | 0 | Work Paper SCE13HC032 Revision 2 | 987.1579 | 2014 | 0 | 220.92 | 2014 | 0 | 0 | Work Paper SCE13HC032 Revision 2 | Mini Split Heat Pumps - Marine ¦ SCE ¦ Marine | Mini Split Heat Pumps - Marine | 0.010841 | 1 | 0.57143 | CBSA 2014 | -22.0771 | 2032 | 0.85 | na
COM-HVAC-32.51 | Com ¦ Ductless Mini Split Heat Pump (SEER 18) - Marine ¦ SCE ¦ Marine | Com ¦ Ductless Mini Split Heat Pump (SEER 18) - Marine | SCE ¦ Marine | SCE | All | Electric | Com ¦ Ductless Mini Split Heat Pump (SEER 18) - Marine ¦ Marine | Efficient | 0 | Conventional | HVAC | Com - Health | Com | ROB and NEW | 0 | 1000 sqft2 of floor space | Per Ton | 15 | DEER:HVAC_Split-Package_HP | 1094.7727 | 0.070542 | 0 | Work Paper SCE13HC032 Revision 2 | 987.1579 | 2014 | 0 | 220.92 | 2014 | 0 | 0 | Work Paper SCE13HC032 Revision 2 | Mini Split Heat Pumps - Marine ¦ SCE ¦ Marine | Mini Split Heat Pumps - Marine | 0.052182 | 1 | 0.57143 | CBSA 2014 | -16.2263 | 2032 | 0.85 | na
COM-HVAC-32.52 | Com ¦ Ductless Mini Split Heat Pump (SEER 18) - Marine ¦ SCE ¦ Marine | Com ¦ Ductless Mini Split Heat Pump (SEER 18) - Marine | SCE ¦ Marine | SCE | All | Electric | Com ¦ Ductless Mini Split Heat Pump (SEER 18) - Marine ¦ Marine | Efficient | 0 | Conventional | HVAC | Com - Lodging | Com | ROB and NEW | 0 | 1000 sqft2 of floor space | Per Ton | 15 | DEER:HVAC_Split-Package_HP | 1422.4329 | 0.12346 | 0 | Work Paper SCE13HC032 Revision 2 | 987.1579 | 2014 | 0 | 220.92 | 2014 | 0 | 0 | Work Paper SCE13HC032 Revision 2 | Mini Split Heat Pumps - Marine ¦ SCE ¦ Marine | Mini Split Heat Pumps - Marine | 0.029572 | 1 | 0.57143 | CBSA 2014 | -78.1813 | 2032 | 0.85 | na
COM-HVAC-32.53 | Com ¦ Ductless Mini Split Heat Pump (SEER 18) - Marine ¦ SCE ¦ Marine | Com ¦ Ductless Mini Split Heat Pump (SEER 18) - Marine | SCE ¦ Marine | SCE | All | Electric | Com ¦ Ductless Mini Split Heat Pump (SEER 18) - Marine ¦ Marine | Efficient | 0 | Conventional | HVAC | Com - Office (Large) | Com | ROB and NEW | 0 | 1000 sqft2 of floor space | Per Ton | 15 | DEER:HVAC_Split-Package_HP | 912.677 | 0.093512 | 0 | Work Paper SCE13HC032 Revision 2 | 987.1579 | 2014 | 0 | 220.92 | 2014 | 0 | 0 | Work Paper SCE13HC032 Revision 2 | Mini Split Heat Pumps - Marine ¦ SCE ¦ Marine | Mini Split Heat Pumps - Marine | 0.0094388 | 1 | 0.57143 | CBSA 2014 | -14.2918 | 2032 | 0.85 | na
COM-HVAC-32.54 | Com ¦ Ductless Mini Split Heat Pump (SEER 18) - Marine ¦ SCE ¦ Marine | Com ¦ Ductless Mini Split Heat Pump (SEER 18) - Marine | SCE ¦ Marine | SCE | All | Electric | Com ¦ Ductless Mini Split Heat Pump (SEER 18) - Marine ¦ Marine | Efficient | 0 | Conventional | HVAC | Com - Office (Small) | Com | ROB and NEW | 0 | 1000 sqft2 of floor space | Per Ton | 15 | DEER:HVAC_Split-Package_HP | 965.8549 | 0.080841 | 0 | Work Paper SCE13HC032 Revision 2 | 987.1579 | 2014 | 0 | 220.92 | 2014 | 0 | 0 | Work Paper SCE13HC032 Revision 2 | Mini Split Heat Pumps - Marine ¦ SCE ¦ Marine | Mini Split Heat Pumps - Marine | 0.02122 | 1 | 0.57143 | CBSA 2014 | -25.1378 | 2032 | 0.85 | na
COM-HVAC-32.55 | Com ¦ Ductless Mini Split Heat Pump (SEER 18) - Marine ¦ SCE ¦ Marine | Com ¦ Ductless Mini Split Heat Pump (SEER 18) - Marine | SCE ¦ Marine | SCE | All | Electric | Com ¦ Ductless Mini Split Heat Pump (SEER 18) - Marine ¦ Marine | Efficient | 0 | Conventional | HVAC | Com - Other | Com | ROB and NEW | 0 | 1000 sqft2 of floor space | Per Ton | 15 | DEER:HVAC_Split-Package_HP | 1123.9883 | 0.069908 | 0 | Work Paper SCE13HC032 Revision 2 | 987.1579 | 2014 | 0 | 220.92 | 2014 | 0 | 0 | Work Paper SCE13HC032 Revision 2 | Mini Split Heat Pumps - Marine ¦ SCE ¦ Marine | Mini Split Heat Pumps - Marine | 0.0054863 | 1 | 0.57143 | CBSA 2014 | -65.9026 | 2032 | 0.85 | na
COM-HVAC-32.57 | Com ¦ Ductless Mini Split Heat Pump (SEER 18) - Marine ¦ SCE ¦ Marine | Com ¦ Ductless Mini Split Heat Pump (SEER 18) - Marine | SCE ¦ Marine | SCE | All | Electric | Com ¦ Ductless Mini Split Heat Pump (SEER 18) - Marine ¦ Marine | Efficient | 0 | Conventional | HVAC | Com - Restaurant | Com | ROB and NEW | 0 | 1000 sqft2 of floor space | Per Ton | 15 | DEER:HVAC_Split-Package_HP | 1114.9053 | 0.089661 | 0 | Work Paper SCE13HC032 Revision 2 | 987.1579 | 2014 | 0 | 220.92 | 2014 | 0 | 0 | Work Paper SCE13HC032 Revision 2 | Mini Split Heat Pumps - Marine ¦ SCE ¦ Marine | Mini Split Heat Pumps - Marine | 0.014128 | 1 | 0.57143 | CBSA 2014 | -22.7258 | 2032 | 0.85 | na
COM-HVAC-32.58 | Com ¦ Ductless Mini Split Heat Pump (SEER 18) - Marine ¦ SCE ¦ Marine | Com ¦ Ductless Mini Split Heat Pump (SEER 18) - Marine | SCE ¦ Marine | SCE | All | Electric | Com ¦ Ductless Mini Split Heat Pump (SEER 18) - Marine ¦ Marine | Efficient | 0 | Conventional | HVAC | Com - Retail | Com | ROB and NEW | 0 | 1000 sqft2 of floor space | Per Ton | 15 | DEER:HVAC_Split-Package_HP | 1082.7633 | 0.10648 | 0 | Work Paper SCE13HC032 Revision 2 | 987.1579 | 2014 | 0 | 220.92 | 2014 | 0 | 0 | Work Paper SCE13HC032 Revision 2 | Mini Split Heat Pumps - Marine ¦ SCE ¦ Marine | Mini Split Heat Pumps - Marine | 0.0057029 | 1 | 0.57143 | CBSA 2014 | -104.2799 | 2032 | 0.85 | na
COM-HVAC-32.59 | Com ¦ Ductless Mini Split Heat Pump (SEER 18) - Marine ¦ SCE ¦ Marine | Com ¦ Ductless Mini Split Heat Pump (SEER 18) - Marine | SCE ¦ Marine | SCE | All | Electric | Com ¦ Ductless Mini Split Heat Pump (SEER 18) - Marine ¦ Marine | Efficient | 0 | Conventional | HVAC | Com - School | Com | ROB and NEW | 0 | 1000 sqft2 of floor space | Per Ton | 15 | DEER:HVAC_Split-Package_HP | 863.4338 | 0.022996 | 0 | Work Paper SCE13HC032 Revision 2 | 987.1579 | 2014 | 0 | 220.92 | 2014 | 0 | 0 | Work Paper SCE13HC032 Revision 2 | Mini Split Heat Pumps - Marine ¦ SCE ¦ Marine | Mini Split Heat Pumps - Marine | 0.0075596 | 1 | 0.57143 | CBSA 2014 | -47.4291 | 2032 | 0.85 | na
COM-HVAC-32.60 | Com ¦ Ductless Mini Split Heat Pump (SEER 18) - Marine ¦ SCE ¦ Marine | Com ¦ Ductless Mini Split Heat Pump (SEER 18) - Marine | SCE ¦ Marine | SCE | All | Electric | Com ¦ Ductless Mini Split Heat Pump (SEER 18) - Marine ¦ Marine | Efficient | 0 | Conventional | HVAC | Com - Warehouse | Com | ROB and NEW | 0 | 1000 sqft2 of floor space | Per Ton | 15 | DEER:HVAC_Split-Package_HP | 810.7876 | 0.091979 | 0 | Work Paper SCE13HC032 Revision 2 | 987.1579 | 2014 | 0 | 220.92 | 2014 | 0 | 0 | Work Paper SCE13HC032 Revision 2 | Mini Split Heat Pumps - Marine ¦ SCE ¦ Marine | Mini Split Heat Pumps - Marine | 0.0017879 | 1 | 0.57143 | CBSA 2014 | -60.2896 | 2032 | 0.85 | na
COM-HVAC-32.61 | Com ¦ Ductless Mini Split Heat Pump (SEER 18) - Cold ¦ SCE ¦ Cold | Com ¦ Ductless Mini Split Heat Pump (SEER 18) - Cold | SCE ¦ Cold | SCE | All | Electric | Com ¦ Ductless Mini Split Heat Pump (SEER 18) - Cold ¦ Cold | Efficient | 0 | Conventional | HVAC | Com - College | Com | ROB and NEW | 0 | 1000 sqft2 of floor space | Per Ton | 15 | DEER:HVAC_Split-Package_HP | 832.6422 | 0.062412 | 0 | Work Paper SCE13HC032 Revision 2 | 987.1579 | 2014 | 0 | 220.92 | 2014 | 0 | 0 | Work Paper SCE13HC032 Revision 2 | Mini Split Heat Pumps - Cold ¦ SCE ¦ Cold | Mini Split Heat Pumps - Cold | 0.034904 | 1 | 0.57143 | CBSA 2014 | -28.3014 | 2032 | 0.85 | na
COM-HVAC-32.62 | Com ¦ Ductless Mini Split Heat Pump (SEER 18) - Cold ¦ SCE ¦ Cold | Com ¦ Ductless Mini Split Heat Pump (SEER 18) - Cold | SCE ¦ Cold | SCE | All | Electric | Com ¦ Ductless Mini Split Heat Pump (SEER 18) - Cold ¦ Cold | Efficient | 0 | Conventional | HVAC | Com - Grocery | Com | ROB and NEW | 0 | 1000 sqft2 of floor space | Per Ton | 15 | DEER:HVAC_Split-Package_HP | 1074.5444 | 0.03783 | 0 | Work Paper SCE13HC032 Revision 2 | 987.1579 | 2014 | 0 | 220.92 | 2014 | 0 | 0 | Work Paper SCE13HC032 Revision 2 | Mini Split Heat Pumps - Cold ¦ SCE ¦ Cold | Mini Split Heat Pumps - Cold | 0.010841 | 1 | 0.57143 | CBSA 2014 | -23.6244 | 2032 | 0.85 | na
COM-HVAC-32.63 | Com ¦ Ductless Mini Split Heat Pump (SEER 18) - Cold ¦ SCE ¦ Cold | Com ¦ Ductless Mini Split Heat Pump (SEER 18) - Cold | SCE ¦ Cold | SCE | All | Electric | Com ¦ Ductless Mini Split Heat Pump (SEER 18) - Cold ¦ Cold | Efficient | 0 | Conventional | HVAC | Com - Health | Com | ROB and NEW | 0 | 1000 sqft2 of floor space | Per Ton | 15 | DEER:HVAC_Split-Package_HP | 1146.7858 | 0.053486 | 0 | Work Paper SCE13HC032 Revision 2 | 987.1579 | 2014 | 0 | 220.92 | 2014 | 0 | 0 | Work Paper SCE13HC032 Revision 2 | Mini Split Heat Pumps - Cold ¦ SCE ¦ Cold | Mini Split Heat Pumps - Cold | 0.052182 | 1 | 0.57143 | CBSA 2014 | -16.9972 | 2032 | 0.85 | na
COM-HVAC-32.64 | Com ¦ Ductless Mini Split Heat Pump (SEER 18) - Cold ¦ SCE ¦ Cold | Com ¦ Ductless Mini Split Heat Pump (SEER 18) - Cold | SCE ¦ Cold | SCE | All | Electric | Com ¦ Ductless Mini Split Heat Pump (SEER 18) - Cold ¦ Cold | Efficient | 0 | Conventional | HVAC | Com - Lodging | Com | ROB and NEW | 0 | 1000 sqft2 of floor space | Per Ton | 15 | DEER:HVAC_Split-Package_HP | 1498.4497 | 0.09414 | 0 | Work Paper SCE13HC032 Revision 2 | 987.1579 | 2014 | 0 | 220.92 | 2014 | 0 | 0 | Work Paper SCE13HC032 Revision 2 | Mini Split Heat Pumps - Cold ¦ SCE ¦ Cold | Mini Split Heat Pumps - Cold | 0.029572 | 1 | 0.57143 | CBSA 2014 | -82.3594 | 2032 | 0.85 | na
COM-HVAC-32.65 | Com ¦ Ductless Mini Split Heat Pump (SEER 18) - Cold ¦ SCE ¦ Cold | Com ¦ Ductless Mini Split Heat Pump (SEER 18) - Cold | SCE ¦ Cold | SCE | All | Electric | Com ¦ Ductless Mini Split Heat Pump (SEER 18) - Cold ¦ Cold | Efficient | 0 | Conventional | HVAC | Com - Office (Large) | Com | ROB and NEW | 0 | 1000 sqft2 of floor space | Per Ton | 15 | DEER:HVAC_Split-Package_HP | 920.1641 | 0.085198 | 0 | Work Paper SCE13HC032 Revision 2 | 987.1579 | 2014 | 0 | 220.92 | 2014 | 0 | 0 | Work Paper SCE13HC032 Revision 2 | Mini Split Heat Pumps - Cold ¦ SCE ¦ Cold | Mini Split Heat Pumps - Cold | 0.0094388 | 1 | 0.57143 | CBSA 2014 | -14.409 | 2032 | 0.85 | na
COM-HVAC-32.66 | Com ¦ Ductless Mini Split Heat Pump (SEER 18) - Cold ¦ SCE ¦ Cold | Com ¦ Ductless Mini Split Heat Pump (SEER 18) - Cold | SCE ¦ Cold | SCE | All | Electric | Com ¦ Ductless Mini Split Heat Pump (SEER 18) - Cold ¦ Cold | Efficient | 0 | Conventional | HVAC | Com - Office (Small) | Com | ROB and NEW | 0 | 1000 sqft2 of floor space | Per Ton | 15 | DEER:HVAC_Split-Package_HP | 1009.2803 | 0.08354 | 0 | Work Paper SCE13HC032 Revision 2 | 987.1579 | 2014 | 0 | 220.92 | 2014 | 0 | 0 | Work Paper SCE13HC032 Revision 2 | Mini Split Heat Pumps - Cold ¦ SCE ¦ Cold | Mini Split Heat Pumps - Cold | 0.02122 | 1 | 0.57143 | CBSA 2014 | -26.268 | 2032 | 0.85 | na
COM-HVAC-32.67 | Com ¦ Ductless Mini Split Heat Pump (SEER 18) - Cold ¦ SCE ¦ Cold | Com ¦ Ductless Mini Split Heat Pump (SEER 18) - Cold | SCE ¦ Cold | SCE | All | Electric | Com ¦ Ductless Mini Split Heat Pump (SEER 18) - Cold ¦ Cold | Efficient | 0 | Conventional | HVAC | Com - Other | Com | ROB and NEW | 0 | 1000 sqft2 of floor space | Per Ton | 15 | DEER:HVAC_Split-Package_HP | 1201.8544 | 0.067154 | 0 | Work Paper SCE13HC032 Revision 2 | 987.1579 | 2014 | 0 | 220.92 | 2014 | 0 | 0 | Work Paper SCE13HC032 Revision 2 | Mini Split Heat Pumps - Cold ¦ SCE ¦ Cold | Mini Split Heat Pumps - Cold | 0.0054863 | 1 | 0.57143 | CBSA 2014 | -70.4681 | 2032 | 0.85 | na
COM-HVAC-32.69 | Com ¦ Ductless Mini Split Heat Pump (SEER 18) - Cold ¦ SCE ¦ Cold | Com ¦ Ductless Mini Split Heat Pump (SEER 18) - Cold | SCE ¦ Cold | SCE | All | Electric | Com ¦ Ductless Mini Split Heat Pump (SEER 18) - Cold ¦ Cold | Efficient | 0 | Conventional | HVAC | Com - Restaurant | Com | ROB and NEW | 0 | 1000 sqft2 of floor space | Per Ton | 15 | DEER:HVAC_Split-Package_HP | 1170.6844 | 0.083905 | 0 | Work Paper SCE13HC032 Revision 2 | 987.1579 | 2014 | 0 | 220.92 | 2014 | 0 | 0 | Work Paper SCE13HC032 Revision 2 | Mini Split Heat Pumps - Cold ¦ SCE ¦ Cold | Mini Split Heat Pumps - Cold | 0.014128 | 1 | 0.57143 | CBSA 2014 | -23.8627 | 2032 | 0.85 | na
COM-HVAC-32.70 | Com ¦ Ductless Mini Split Heat Pump (SEER 18) - Cold ¦ SCE ¦ Cold | Com ¦ Ductless Mini Split Heat Pump (SEER 18) - Cold | SCE ¦ Cold | SCE | All | Electric | Com ¦ Ductless Mini Split Heat Pump (SEER 18) - Cold ¦ Cold | Efficient | 0 | Conventional | HVAC | Com - Retail | Com | ROB and NEW | 0 | 1000 sqft2 of floor space | Per Ton | 15 | DEER:HVAC_Split-Package_HP | 1130.1478 | 0.077713 | 0 | Work Paper SCE13HC032 Revision 2 | 987.1579 | 2014 | 0 | 220.92 | 2014 | 0 | 0 | Work Paper SCE13HC032 Revision 2 | Mini Split Heat Pumps - Cold ¦ SCE ¦ Cold | Mini Split Heat Pumps - Cold | 0.0057029 | 1 | 0.57143 | CBSA 2014 | -108.8435 | 2032 | 0.85 | na
COM-HVAC-32.71 | Com ¦ Ductless Mini Split Heat Pump (SEER 18) - Cold ¦ SCE ¦ Cold | Com ¦ Ductless Mini Split Heat Pump (SEER 18) - Cold | SCE ¦ Cold | SCE | All | Electric | Com ¦ Ductless Mini Split Heat Pump (SEER 18) - Cold ¦ Cold | Efficient | 0 | Conventional | HVAC | Com - School | Com | ROB and NEW | 0 | 1000 sqft2 of floor space | Per Ton | 15 | DEER:HVAC_Split-Package_HP | 835.8138 | 0.024446 | 0 | Work Paper SCE13HC032 Revision 2 | 987.1579 | 2014 | 0 | 220.92 | 2014 | 0 | 0 | Work Paper SCE13HC032 Revision 2 | Mini Split Heat Pumps - Cold ¦ SCE ¦ Cold | Mini Split Heat Pumps - Cold | 0.0075596 | 1 | 0.57143 | CBSA 2014 | -45.9119 | 2032 | 0.85 | na
COM-HVAC-32.72 | Com ¦ Ductless Mini Split Heat Pump (SEER 18) - Cold ¦ SCE ¦ Cold | Com ¦ Ductless Mini Split Heat Pump (SEER 18) - Cold | SCE ¦ Cold | SCE | All | Electric | Com ¦ Ductless Mini Split Heat Pump (SEER 18) - Cold ¦ Cold | Efficient | 0 | Conventional | HVAC | Com - Warehouse | Com | ROB and NEW | 0 | 1000 sqft2 of floor space | Per Ton | 15 | DEER:HVAC_Split-Package_HP | 838.5049 | 0.077324 | 0 | Work Paper SCE13HC032 Revision 2 | 987.1579 | 2014 | 0 | 220.92 | 2014 | 0 | 0 | Work Paper SCE13HC032 Revision 2 | Mini Split Heat Pumps - Cold ¦ SCE ¦ Cold | Mini Split Heat Pumps - Cold | 0.0017879 | 1 | 0.57143 | CBSA 2014 | -62.3506 | 2032 | 0.85 | na
COM-HVAC-32.73 | Com ¦ Ductless Mini Split Heat Pump (SEER 18) - Hot-Dry ¦ SDG&E ¦ Hot-Dry | Com ¦ Ductless Mini Split Heat Pump (SEER 18) - Hot-Dry | SDG&E ¦ Hot-Dry | SDG&E | All | Electric | Com ¦ Ductless Mini Split Heat Pump (SEER 18) - Hot-Dry ¦ Hot-Dry | Efficient | 0 | Conventional | HVAC | Com - College | Com | ROB and NEW | 0 | 1000 sqft2 of floor space | Per Ton | 15 | DEER:HVAC_Split-Package_HP | 1395.4897 | 0.18904 | 0 | Work Paper SCE13HC032 Revision 2 | 987.1579 | 2014 | 0 | 220.92 | 2014 | 0 | 0 | Work Paper SCE13HC032 Revision 2 | Mini Split Heat Pumps - Hot-Dry ¦ SDG&E ¦ Hot-Dry | Mini Split Heat Pumps - Hot-Dry | 0.048642 | 1 | 0.22222 | CBSA 2014 | -47.4326 | 2032 | 0.85 | na
COM-HVAC-32.74 | Com ¦ Ductless Mini Split Heat Pump (SEER 18) - Hot-Dry ¦ SDG&E ¦ Hot-Dry | Com ¦ Ductless Mini Split Heat Pump (SEER 18) - Hot-Dry | SDG&E ¦ Hot-Dry | SDG&E | All | Electric | Com ¦ Ductless Mini Split Heat Pump (SEER 18) - Hot-Dry ¦ Hot-Dry | Efficient | 0 | Conventional | HVAC | Com - Grocery | Com | ROB and NEW | 0 | 1000 sqft2 of floor space | Per Ton | 15 | DEER:HVAC_Split-Package_HP | 1364.236 | 0.11359 | 0 | Work Paper SCE13HC032 Revision 2 | 987.1579 | 2014 | 0 | 220.92 | 2014 | 0 | 0 | Work Paper SCE13HC032 Revision 2 | Mini Split Heat Pumps - Hot-Dry ¦ SDG&E ¦ Hot-Dry | Mini Split Heat Pumps - Hot-Dry | 0.013387 | 1 | 0.22222 | CBSA 2014 | -29.9934 | 2032 | 0.85 | na
COM-HVAC-32.75 | Com ¦ Ductless Mini Split Heat Pump (SEER 18) - Hot-Dry ¦ SDG&E ¦ Hot-Dry | Com ¦ Ductless Mini Split Heat Pump (SEER 18) - Hot-Dry | SDG&E ¦ Hot-Dry | SDG&E | All | Electric | Com ¦ Ductless Mini Split Heat Pump (SEER 18) - Hot-Dry ¦ Hot-Dry | Efficient | 0 | Conventional | HVAC | Com - Health | Com | ROB and NEW | 0 | 1000 sqft2 of floor space | Per Ton | 15 | DEER:HVAC_Split-Package_HP | 2076.0839 | 0.14635 | 0 | Work Paper SCE13HC032 Revision 2 | 987.1579 | 2014 | 0 | 220.92 | 2014 | 0 | 0 | Work Paper SCE13HC032 Revision 2 | Mini Split Heat Pumps - Hot-Dry ¦ SDG&E ¦ Hot-Dry | Mini Split Heat Pumps - Hot-Dry | 0.040002 | 1 | 0.22222 | CBSA 2014 | -30.7709 | 2032 | 0.85 | na
COM-HVAC-32.76 | Com ¦ Ductless Mini Split Heat Pump (SEER 18) - Hot-Dry ¦ SDG&E ¦ Hot-Dry | Com ¦ Ductless Mini Split Heat Pump (SEER 18) - Hot-Dry | SDG&E ¦ Hot-Dry | SDG&E | All | Electric | Com ¦ Ductless Mini Split Heat Pump (SEER 18) - Hot-Dry ¦ Hot-Dry | Efficient | 0 | Conventional | HVAC | Com - Lodging | Com | ROB and NEW | 0 | 1000 sqft2 of floor space | Per Ton | 15 | DEER:HVAC_Split-Package_HP | 2303.7288 | 0.17604 | 0 | Work Paper SCE13HC032 Revision 2 | 987.1579 | 2014 | 0 | 220.92 | 2014 | 0 | 0 | Work Paper SCE13HC032 Revision 2 | Mini Split Heat Pumps - Hot-Dry ¦ SDG&E ¦ Hot-Dry | Mini Split Heat Pumps - Hot-Dry | 0.017811 | 1 | 0.22222 | CBSA 2014 | -126.6201 | 2032 | 0.85 | na
COM-HVAC-32.77 | Com ¦ Ductless Mini Split Heat Pump (SEER 18) - Hot-Dry ¦ SDG&E ¦ Hot-Dry | Com ¦ Ductless Mini Split Heat Pump (SEER 18) - Hot-Dry | SDG&E ¦ Hot-Dry | SDG&E | All | Electric | Com ¦ Ductless Mini Split Heat Pump (SEER 18) - Hot-Dry ¦ Hot-Dry | Efficient | 0 | Conventional | HVAC | Com - Office (Large) | Com | ROB and NEW | 0 | 1000 sqft2 of floor space | Per Ton | 15 | DEER:HVAC_Split-Package_HP | 1342.7888 | 0.17012 | 0 | Work Paper SCE13HC032 Revision 2 | 987.1579 | 2014 | 0 | 220.92 | 2014 | 0 | 0 | Work Paper SCE13HC032 Revision 2 | Mini Split Heat Pumps - Hot-Dry ¦ SDG&E ¦ Hot-Dry | Mini Split Heat Pumps - Hot-Dry | 0.0047331 | 1 | 0.22222 | CBSA 2014 | -21.027 | 2032 | 0.85 | na
COM-HVAC-32.78 | Com ¦ Ductless Mini Split Heat Pump (SEER 18) - Hot-Dry ¦ SDG&E ¦ Hot-Dry | Com ¦ Ductless Mini Split Heat Pump (SEER 18) - Hot-Dry | SDG&E ¦ Hot-Dry | SDG&E | All | Electric | Com ¦ Ductless Mini Split Heat Pump (SEER 18) - Hot-Dry ¦ Hot-Dry | Efficient | 0 | Conventional | HVAC | Com - Office (Small) | Com | ROB and NEW | 0 | 1000 sqft2 of floor space | Per Ton | 15 | DEER:HVAC_Split-Package_HP | 1373.2768 | 0.18513 | 0 | Work Paper SCE13HC032 Revision 2 | 987.1579 | 2014 | 0 | 220.92 | 2014 | 0 | 0 | Work Paper SCE13HC032 Revision 2 | Mini Split Heat Pumps - Hot-Dry ¦ SDG&E ¦ Hot-Dry | Mini Split Heat Pumps - Hot-Dry | 0.029049 | 1 | 0.22222 | CBSA 2014 | -35.7416 | 2032 | 0.85 | na
COM-HVAC-32.79 | Com ¦ Ductless Mini Split Heat Pump (SEER 18) - Hot-Dry ¦ SDG&E ¦ Hot-Dry | Com ¦ Ductless Mini Split Heat Pump (SEER 18) - Hot-Dry | SDG&E ¦ Hot-Dry | SDG&E | All | Electric | Com ¦ Ductless Mini Split Heat Pump (SEER 18) - Hot-Dry ¦ Hot-Dry | Efficient | 0 | Conventional | HVAC | Com - Other | Com | ROB and NEW | 0 | 1000 sqft2 of floor space | Per Ton | 15 | DEER:HVAC_Split-Package_HP | 1671.7431 | 0.15401 | 0 | Work Paper SCE13HC032 Revision 2 | 987.1579 | 2014 | 0 | 220.92 | 2014 | 0 | 0 | Work Paper SCE13HC032 Revision 2 | Mini Split Heat Pumps - Hot-Dry ¦ SDG&E ¦ Hot-Dry | Mini Split Heat Pumps - Hot-Dry | 0.0021863 | 1 | 0.22222 | CBSA 2014 | -98.019 | 2032 | 0.85 | na
COM-HVAC-32.81 | Com ¦ Ductless Mini Split Heat Pump (SEER 18) - Hot-Dry ¦ SDG&E ¦ Hot-Dry | Com ¦ Ductless Mini Split Heat Pump (SEER 18) - Hot-Dry | SDG&E ¦ Hot-Dry | SDG&E | All | Electric | Com ¦ Ductless Mini Split Heat Pump (SEER 18) - Hot-Dry ¦ Hot-Dry | Efficient | 0 | Conventional | HVAC | Com - Restaurant | Com | ROB and NEW | 0 | 1000 sqft2 of floor space | Per Ton | 15 | DEER:HVAC_Split-Package_HP | 1586.2639 | 0.16966 | 0 | Work Paper SCE13HC032 Revision 2 | 987.1579 | 2014 | 0 | 220.92 | 2014 | 0 | 0 | Work Paper SCE13HC032 Revision 2 | Mini Split Heat Pumps - Hot-Dry ¦ SDG&E ¦ Hot-Dry | Mini Split Heat Pumps - Hot-Dry | 0.018542 | 1 | 0.22222 | CBSA 2014 | -32.3337 | 2032 | 0.85 | na
COM-HVAC-32.82 | Com ¦ Ductless Mini Split Heat Pump (SEER 18) - Hot-Dry ¦ SDG&E ¦ Hot-Dry | Com ¦ Ductless Mini Split Heat Pump (SEER 18) - Hot-Dry | SDG&E ¦ Hot-Dry | SDG&E | All | Electric | Com ¦ Ductless Mini Split Heat Pump (SEER 18) - Hot-Dry ¦ Hot-Dry | Efficient | 0 | Conventional | HVAC | Com - Retail | Com | ROB and NEW | 0 | 1000 sqft2 of floor space | Per Ton | 15 | DEER:HVAC_Split-Package_HP | 1646.4283 | 0.18161 | 0 | Work Paper SCE13HC032 Revision 2 | 987.1579 | 2014 | 0 | 220.92 | 2014 | 0 | 0 | Work Paper SCE13HC032 Revision 2 | Mini Split Heat Pumps - Hot-Dry ¦ SDG&E ¦ Hot-Dry | Mini Split Heat Pumps - Hot-Dry | 0.0018256 | 1 | 0.22222 | CBSA 2014 | -158.566 | 2032 | 0.85 | na
COM-HVAC-32.83 | Com ¦ Ductless Mini Split Heat Pump (SEER 18) - Hot-Dry ¦ SDG&E ¦ Hot-Dry | Com ¦ Ductless Mini Split Heat Pump (SEER 18) - Hot-Dry | SDG&E ¦ Hot-Dry | SDG&E | All | Electric | Com ¦ Ductless Mini Split Heat Pump (SEER 18) - Hot-Dry ¦ Hot-Dry | Efficient | 0 | Conventional | HVAC | Com - School | Com | ROB and NEW | 0 | 1000 sqft2 of floor space | Per Ton | 15 | DEER:HVAC_Split-Package_HP | 1158.06 | 0.16657 | 0 | Work Paper SCE13HC032 Revision 2 | 987.1579 | 2014 | 0 | 220.92 | 2014 | 0 | 0 | Work Paper SCE13HC032 Revision 2 | Mini Split Heat Pumps - Hot-Dry ¦ SDG&E ¦ Hot-Dry | Mini Split Heat Pumps - Hot-Dry | 0.017598 | 1 | 0.22222 | CBSA 2014 | -63.6131 | 2032 | 0.85 | na
COM-HVAC-32.84 | Com ¦ Ductless Mini Split Heat Pump (SEER 18) - Hot-Dry ¦ SDG&E ¦ Hot-Dry | Com ¦ Ductless Mini Split Heat Pump (SEER 18) - Hot-Dry | SDG&E ¦ Hot-Dry | SDG&E | All | Electric | Com ¦ Ductless Mini Split Heat Pump (SEER 18) - Hot-Dry ¦ Hot-Dry | Efficient | 0 | Conventional | HVAC | Com - Warehouse | Com | ROB and NEW | 0 | 1000 sqft2 of floor space | Per Ton | 15 | DEER:HVAC_Split-Package_HP | 1086.506 | 0.10992 | 0 | Work Paper SCE13HC032 Revision 2 | 987.1579 | 2014 | 0 | 220.92 | 2014 | 0 | 0 | Work Paper SCE13HC032 Revision 2 | Mini Split Heat Pumps - Hot-Dry ¦ SDG&E ¦ Hot-Dry | Mini Split Heat Pumps - Hot-Dry | 0.001425 | 1 | 0.22222 | CBSA 2014 | -80.7918 | 2032 | 0.85 | na
COM-HVAC-32.85 | Com ¦ Ductless Mini Split Heat Pump (SEER 18) - Marine ¦ SDG&E ¦ Marine | Com ¦ Ductless Mini Split Heat Pump (SEER 18) - Marine | SDG&E ¦ Marine | SDG&E | All | Electric | Com ¦ Ductless Mini Split Heat Pump (SEER 18) - Marine ¦ Marine | Efficient | 0 | Conventional | HVAC | Com - College | Com | ROB and NEW | 0 | 1000 sqft2 of floor space | Per Ton | 15 | DEER:HVAC_Split-Package_HP | 855.1739 | 0.076311 | 0 | Work Paper SCE13HC032 Revision 2 | 987.1579 | 2014 | 0 | 220.92 | 2014 | 0 | 0 | Work Paper SCE13HC032 Revision 2 | Mini Split Heat Pumps - Marine ¦ SDG&E ¦ Marine | Mini Split Heat Pumps - Marine | 0.048642 | 1 | 0.22222 | CBSA 2014 | -29.0673 | 2032 | 0.85 | na
COM-HVAC-32.86 | Com ¦ Ductless Mini Split Heat Pump (SEER 18) - Marine ¦ SDG&E ¦ Marine | Com ¦ Ductless Mini Split Heat Pump (SEER 18) - Marine | SDG&E ¦ Marine | SDG&E | All | Electric | Com ¦ Ductless Mini Split Heat Pump (SEER 18) - Marine ¦ Marine | Efficient | 0 | Conventional | HVAC | Com - Grocery | Com | ROB and NEW | 0 | 1000 sqft2 of floor space | Per Ton | 15 | DEER:HVAC_Split-Package_HP | 1004.1654 | 0.023453 | 0 | Work Paper SCE13HC032 Revision 2 | 987.1579 | 2014 | 0 | 220.92 | 2014 | 0 | 0 | Work Paper SCE13HC032 Revision 2 | Mini Split Heat Pumps - Marine ¦ SDG&E ¦ Marine | Mini Split Heat Pumps - Marine | 0.013387 | 1 | 0.22222 | CBSA 2014 | -22.0771 | 2032 | 0.85 | na
COM-HVAC-32.87 | Com ¦ Ductless Mini Split Heat Pump (SEER 18) - Marine ¦ SDG&E ¦ Marine | Com ¦ Ductless Mini Split Heat Pump (SEER 18) - Marine | SDG&E ¦ Marine | SDG&E | All | Electric | Com ¦ Ductless Mini Split Heat Pump (SEER 18) - Marine ¦ Marine | Efficient | 0 | Conventional | HVAC | Com - Health | Com | ROB and NEW | 0 | 1000 sqft2 of floor space | Per Ton | 15 | DEER:HVAC_Split-Package_HP | 1094.7727 | 0.065131 | 0 | Work Paper SCE13HC032 Revision 2 | 987.1579 | 2014 | 0 | 220.92 | 2014 | 0 | 0 | Work Paper SCE13HC032 Revision 2 | Mini Split Heat Pumps - Marine ¦ SDG&E ¦ Marine | Mini Split Heat Pumps - Marine | 0.040002 | 1 | 0.22222 | CBSA 2014 | -16.2263 | 2032 | 0.85 | na
COM-HVAC-32.88 | Com ¦ Ductless Mini Split Heat Pump (SEER 18) - Marine ¦ SDG&E ¦ Marine | Com ¦ Ductless Mini Split Heat Pump (SEER 18) - Marine | SDG&E ¦ Marine | SDG&E | All | Electric | Com ¦ Ductless Mini Split Heat Pump (SEER 18) - Marine ¦ Marine | Efficient | 0 | Conventional | HVAC | Com - Lodging | Com | ROB and NEW | 0 | 1000 sqft2 of floor space | Per Ton | 15 | DEER:HVAC_Split-Package_HP | 1422.4329 | 0.095606 | 0 | Work Paper SCE13HC032 Revision 2 | 987.1579 | 2014 | 0 | 220.92 | 2014 | 0 | 0 | Work Paper SCE13HC032 Revision 2 | Mini Split Heat Pumps - Marine ¦ SDG&E ¦ Marine | Mini Split Heat Pumps - Marine | 0.017811 | 1 | 0.22222 | CBSA 2014 | -78.1813 | 2032 | 0.85 | na
COM-HVAC-32.89 | Com ¦ Ductless Mini Split Heat Pump (SEER 18) - Marine ¦ SDG&E ¦ Marine | Com ¦ Ductless Mini Split Heat Pump (SEER 18) - Marine | SDG&E ¦ Marine | SDG&E | All | Electric | Com ¦ Ductless Mini Split Heat Pump (SEER 18) - Marine ¦ Marine | Efficient | 0 | Conventional | HVAC | Com - Office (Large) | Com | ROB and NEW | 0 | 1000 sqft2 of floor space | Per Ton | 15 | DEER:HVAC_Split-Package_HP | 912.677 | 0.076182 | 0 | Work Paper SCE13HC032 Revision 2 | 987.1579 | 2014 | 0 | 220.92 | 2014 | 0 | 0 | Work Paper SCE13HC032 Revision 2 | Mini Split Heat Pumps - Marine ¦ SDG&E ¦ Marine | Mini Split Heat Pumps - Marine | 0.0047331 | 1 | 0.22222 | CBSA 2014 | -14.2918 | 2032 | 0.85 | na
COM-HVAC-32.90 | Com ¦ Ductless Mini Split Heat Pump (SEER 18) - Marine ¦ SDG&E ¦ Marine | Com ¦ Ductless Mini Split Heat Pump (SEER 18) - Marine | SDG&E ¦ Marine | SDG&E | All | Electric | Com ¦ Ductless Mini Split Heat Pump (SEER 18) - Marine ¦ Marine | Efficient | 0 | Conventional | HVAC | Com - Office (Small) | Com | ROB and NEW | 0 | 1000 sqft2 of floor space | Per Ton | 15 | DEER:HVAC_Split-Package_HP | 965.8549 | 0.079295 | 0 | Work Paper SCE13HC032 Revision 2 | 987.1579 | 2014 | 0 | 220.92 | 2014 | 0 | 0 | Work Paper SCE13HC032 Revision 2 | Mini Split Heat Pumps - Marine ¦ SDG&E ¦ Marine | Mini Split Heat Pumps - Marine | 0.029049 | 1 | 0.22222 | CBSA 2014 | -25.1378 | 2032 | 0.85 | na
COM-HVAC-32.91 | Com ¦ Ductless Mini Split Heat Pump (SEER 18) - Marine ¦ SDG&E ¦ Marine | Com ¦ Ductless Mini Split Heat Pump (SEER 18) - Marine | SDG&E ¦ Marine | SDG&E | All | Electric | Com ¦ Ductless Mini Split Heat Pump (SEER 18) - Marine ¦ Marine | Efficient | 0 | Conventional | HVAC | Com - Other | Com | ROB and NEW | 0 | 1000 sqft2 of floor space | Per Ton | 15 | DEER:HVAC_Split-Package_HP | 1123.9883 | 0.051242 | 0 | Work Paper SCE13HC032 Revision 2 | 987.1579 | 2014 | 0 | 220.92 | 2014 | 0 | 0 | Work Paper SCE13HC032 Revision 2 | Mini Split Heat Pumps - Marine ¦ SDG&E ¦ Marine | Mini Split Heat Pumps - Marine | 0.0021863 | 1 | 0.22222 | CBSA 2014 | -65.9026 | 2032 | 0.85 | na
COM-HVAC-32.93 | Com ¦ Ductless Mini Split Heat Pump (SEER 18) - Marine ¦ SDG&E ¦ Marine | Com ¦ Ductless Mini Split Heat Pump (SEER 18) - Marine | SDG&E ¦ Marine | SDG&E | All | Electric | Com ¦ Ductless Mini Split Heat Pump (SEER 18) - Marine ¦ Marine | Efficient | 0 | Conventional | HVAC | Com - Restaurant | Com | ROB and NEW | 0 | 1000 sqft2 of floor space | Per Ton | 15 | DEER:HVAC_Split-Package_HP | 1114.9053 | 0.095174 | 0 | Work Paper SCE13HC032 Revision 2 | 987.1579 | 2014 | 0 | 220.92 | 2014 | 0 | 0 | Work Paper SCE13HC032 Revision 2 | Mini Split Heat Pumps - Marine ¦ SDG&E ¦ Marine | Mini Split Heat Pumps - Marine | 0.018542 | 1 | 0.22222 | CBSA 2014 | -22.7258 | 2032 | 0.85 | na
COM-HVAC-32.94 | Com ¦ Ductless Mini Split Heat Pump (SEER 18) - Marine ¦ SDG&E ¦ Marine | Com ¦ Ductless Mini Split Heat Pump (SEER 18) - Marine | SDG&E ¦ Marine | SDG&E | All | Electric | Com ¦ Ductless Mini Split Heat Pump (SEER 18) - Marine ¦ Marine | Efficient | 0 | Conventional | HVAC | Com - Retail | Com | ROB and NEW | 0 | 1000 sqft2 of floor space | Per Ton | 15 | DEER:HVAC_Split-Package_HP | 1082.7633 | 0.094866 | 0 | Work Paper SCE13HC032 Revision 2 | 987.1579 | 2014 | 0 | 220.92 | 2014 | 0 | 0 | Work Paper SCE13HC032 Revision 2 | Mini Split Heat Pumps - Marine ¦ SDG&E ¦ Marine | Mini Split Heat Pumps - Marine | 0.0018256 | 1 | 0.22222 | CBSA 2014 | -104.2799 | 2032 | 0.85 | na
COM-HVAC-32.95 | Com ¦ Ductless Mini Split Heat Pump (SEER 18) - Marine ¦ SDG&E ¦ Marine | Com ¦ Ductless Mini Split Heat Pump (SEER 18) - Marine | SDG&E ¦ Marine | SDG&E | All | Electric | Com ¦ Ductless Mini Split Heat Pump (SEER 18) - Marine ¦ Marine | Efficient | 0 | Conventional | HVAC | Com - School | Com | ROB and NEW | 0 | 1000 sqft2 of floor space | Per Ton | 15 | DEER:HVAC_Split-Package_HP | 863.4338 | 0.017787 | 0 | Work Paper SCE13HC032 Revision 2 | 987.1579 | 2014 | 0 | 220.92 | 2014 | 0 | 0 | Work Paper SCE13HC032 Revision 2 | Mini Split Heat Pumps - Marine ¦ SDG&E ¦ Marine | Mini Split Heat Pumps - Marine | 0.017598 | 1 | 0.22222 | CBSA 2014 | -47.4291 | 2032 | 0.85 | na
COM-HVAC-32.96 | Com ¦ Ductless Mini Split Heat Pump (SEER 18) - Marine ¦ SDG&E ¦ Marine | Com ¦ Ductless Mini Split Heat Pump (SEER 18) - Marine | SDG&E ¦ Marine | SDG&E | All | Electric | Com ¦ Ductless Mini Split Heat Pump (SEER 18) - Marine ¦ Marine | Efficient | 0 | Conventional | HVAC | Com - Warehouse | Com | ROB and NEW | 0 | 1000 sqft2 of floor space | Per Ton | 15 | DEER:HVAC_Split-Package_HP | 810.7876 | 0.075738 | 0 | Work Paper SCE13HC032 Revision 2 | 987.1579 | 2014 | 0 | 220.92 | 2014 | 0 | 0 | Work Paper SCE13HC032 Revision 2 | Mini Split Heat Pumps - Marine ¦ SDG&E ¦ Marine | Mini Split Heat Pumps - Marine | 0.001425 | 1 | 0.22222 | CBSA 2014 | -60.2896 | 2032 | 0.85 | na
COM-HVAC-33.1 | Com ¦ Variable Refrigerant Flow (VRF) Heat Pump - Hot-Dry ¦ PG&E ¦ Hot-Dry | Com ¦ Variable Refrigerant Flow (VRF) Heat Pump - Hot-Dry | PG&E ¦ Hot-Dry | PG&E | All | Electric | Com ¦ Variable Refrigerant Flow (VRF) Heat Pump - Hot-Dry ¦ PG&E ¦ Hot-Dry | Efficient | 0 | Conventional | HVAC | Com - College | Com | ROB and NEW | 0 | 1000 sqft2 of floor space | Per Ton | 15 | DEER:HVAC_Split-Package_HP | 256.1429 | 0.19986 | 0 | READI v.2.5.1 (Current Ex Ante data); 1/1/2013 - 1/1/2021 - Measure Name: VRF_dXHP | 2711.5 | 2016 | 0 | 2763 | 2016 | 0 | 0 | https://neep.org/sites/default/files/VRF_HP.xlsx; Table 3-4 - DEER READI costs not available for VRF systems | Mini Split Heat Pumps - Hot-Dry ¦ PG&E ¦ Hot-Dry | Mini Split Heat Pumps - Hot-Dry | 0.042796 | 1 | 0 | CBSA 2014 | -8.7063 | 2032 | 0.6 | NE-HVAC-VarRefgHP-14to20ton
COM-HVAC-33.2 | Com ¦ Variable Refrigerant Flow (VRF) Heat Pump - Hot-Dry ¦ PG&E ¦ Hot-Dry | Com ¦ Variable Refrigerant Flow (VRF) Heat Pump - Hot-Dry | PG&E ¦ Hot-Dry | PG&E | All | Electric | Com ¦ Variable Refrigerant Flow (VRF) Heat Pump - Hot-Dry ¦ PG&E ¦ Hot-Dry | Efficient | 0 | Conventional | HVAC | Com - Grocery | Com | ROB and NEW | 0 | 1000 sqft2 of floor space | Per Ton | 15 | DEER:HVAC_Split-Package_HP | 265.4952 | 0.22414 | 0 | READI v.2.5.1 (Current Ex Ante data); 1/1/2013 - 1/1/2021 - Measure Name: VRF_dXHP | 2711.5 | 2016 | 0 | 2763 | 2016 | 0 | 0 | https://neep.org/sites/default/files/VRF_HP.xlsx; Table 3-4 - DEER READI costs not available for VRF systems | Mini Split Heat Pumps - Hot-Dry ¦ PG&E ¦ Hot-Dry | Mini Split Heat Pumps - Hot-Dry | 0.018272 | 1 | 0 | CBSA 2014 | -5.8371 | 2032 | 0.6 | NE-HVAC-VarRefgHP-14to20ton
COM-HVAC-33.3 | Com ¦ Variable Refrigerant Flow (VRF) Heat Pump - Hot-Dry ¦ PG&E ¦ Hot-Dry | Com ¦ Variable Refrigerant Flow (VRF) Heat Pump - Hot-Dry | PG&E ¦ Hot-Dry | PG&E | All | Electric | Com ¦ Variable Refrigerant Flow (VRF) Heat Pump - Hot-Dry ¦ PG&E ¦ Hot-Dry | Efficient | 0 | Conventional | HVAC | Com - Health | Com | ROB and NEW | 0 | 1000 sqft2 of floor space | Per Ton | 15 | DEER:HVAC_Split-Package_HP | 462.7143 | 0.23357 | 0 | READI v.2.5.1 (Current Ex Ante data); 1/1/2013 - 1/1/2021 - Measure Name: VRF_dXHP | 2711.5 | 2016 | 0 | 2763 | 2016 | 0 | 0 | https://neep.org/sites/default/files/VRF_HP.xlsx; Table 3-4 - DEER READI costs not available for VRF systems | Mini Split Heat Pumps - Hot-Dry ¦ PG&E ¦ Hot-Dry | Mini Split Heat Pumps - Hot-Dry | 0.033998 | 1 | 0 | CBSA 2014 | -6.8582 | 2032 | 0.6 | NE-HVAC-VarRefgHP-14to20ton
COM-HVAC-33.4 | Com ¦ Variable Refrigerant Flow (VRF) Heat Pump - Hot-Dry ¦ PG&E ¦ Hot-Dry | Com ¦ Variable Refrigerant Flow (VRF) Heat Pump - Hot-Dry | PG&E ¦ Hot-Dry | PG&E | All | Electric | Com ¦ Variable Refrigerant Flow (VRF) Heat Pump - Hot-Dry ¦ PG&E ¦ Hot-Dry | Efficient | 0 | Conventional | HVAC | Com - Lodging | Com | ROB and NEW | 0 | 1000 sqft2 of floor space | Per Ton | 15 | DEER:HVAC_Split-Package_HP | 431.2857 | 0.20386 | 0 | READI v.2.5.1 (Current Ex Ante data); 1/1/2013 - 1/1/2021 - Measure Name: VRF_dXHP | 2711.5 | 2016 | 0 | 2763 | 2016 | 0 | 0 | https://neep.org/sites/default/files/VRF_HP.xlsx; Table 3-4 - DEER READI costs not available for VRF systems | Mini Split Heat Pumps - Hot-Dry ¦ PG&E ¦ Hot-Dry | Mini Split Heat Pumps - Hot-Dry | 0.018626 | 1 | 0 | CBSA 2014 | -23.7048 | 2032 | 0.6 | NE-HVAC-VarRefgHP-14to20ton
COM-HVAC-33.5 | Com ¦ Variable Refrigerant Flow (VRF) Heat Pump - Hot-Dry ¦ PG&E ¦ Hot-Dry | Com ¦ Variable Refrigerant Flow (VRF) Heat Pump - Hot-Dry | PG&E ¦ Hot-Dry | PG&E | All | Electric | Com ¦ Variable Refrigerant Flow (VRF) Heat Pump - Hot-Dry ¦ PG&E ¦ Hot-Dry | Efficient | 0 | Conventional | HVAC | Com - Office (Large) | Com | ROB and NEW | 0 | 1000 sqft2 of floor space | Per Ton | 15 | DEER:HVAC_Split-Package_HP | 192.8571 | 0.17443 | 0 | READI v.2.5.1 (Current Ex Ante data); 1/1/2013 - 1/1/2021 - Measure Name: VRF_dXHP | 2711.5 | 2016 | 0 | 2763 | 2016 | 0 | 0 | https://neep.org/sites/default/files/VRF_HP.xlsx; Table 3-4 - DEER READI costs not available for VRF systems | Mini Split Heat Pumps - Hot-Dry ¦ PG&E ¦ Hot-Dry | Mini Split Heat Pumps - Hot-Dry | 0.0041807 | 1 | 0 | CBSA 2014 | -3.02 | 2032 | 0.6 | NE-HVAC-VarRefgHP-14to20ton
COM-HVAC-33.6 | Com ¦ Variable Refrigerant Flow (VRF) Heat Pump - Hot-Dry ¦ PG&E ¦ Hot-Dry | Com ¦ Variable Refrigerant Flow (VRF) Heat Pump - Hot-Dry | PG&E ¦ Hot-Dry | PG&E | All | Electric | Com ¦ Variable Refrigerant Flow (VRF) Heat Pump - Hot-Dry ¦ PG&E ¦ Hot-Dry | Efficient | 0 | Conventional | HVAC | Com - Office (Small) | Com | ROB and NEW | 0 | 1000 sqft2 of floor space | Per Ton | 15 | DEER:HVAC_Split-Package_HP | 222.8571 | 0.20771 | 0 | READI v.2.5.1 (Current Ex Ante data); 1/1/2013 - 1/1/2021 - Measure Name: VRF_dXHP | 2711.5 | 2016 | 0 | 2763 | 2016 | 0 | 0 | https://neep.org/sites/default/files/VRF_HP.xlsx; Table 3-4 - DEER READI costs not available for VRF systems | Mini Split Heat Pumps - Hot-Dry ¦ PG&E ¦ Hot-Dry | Mini Split Heat Pumps - Hot-Dry | 0.025672 | 1 | 0 | CBSA 2014 | -5.8002 | 2032 | 0.6 | NE-HVAC-VarRefgHP-14to20ton
COM-HVAC-33.7 | Com ¦ Variable Refrigerant Flow (VRF) Heat Pump - Hot-Dry ¦ PG&E ¦ Hot-Dry | Com ¦ Variable Refrigerant Flow (VRF) Heat Pump - Hot-Dry | PG&E ¦ Hot-Dry | PG&E | All | Electric | Com ¦ Variable Refrigerant Flow (VRF) Heat Pump - Hot-Dry ¦ PG&E ¦ Hot-Dry | Efficient | 0 | Conventional | HVAC | Com - Other | Com | ROB and NEW | 0 | 1000 sqft2 of floor space | Per Ton | 15 | DEER:HVAC_Split-Package_HP | 265.4952 | 0.22414 | 0 | READI v.2.5.1 (Current Ex Ante data); 1/1/2013 - 1/1/2021 - Measure Name: VRF_dXHP | 2711.5 | 2016 | 0 | 2763 | 2016 | 0 | 0 | https://neep.org/sites/default/files/VRF_HP.xlsx; Table 3-4 - DEER READI costs not available for VRF systems | Mini Split Heat Pumps - Hot-Dry ¦ PG&E ¦ Hot-Dry | Mini Split Heat Pumps - Hot-Dry | 0.001539 | 1 | 0 | CBSA 2014 | -15.5667 | 2032 | 0.6 | NE-HVAC-VarRefgHP-14to20ton
COM-HVAC-33.9 | Com ¦ Variable Refrigerant Flow (VRF) Heat Pump - Hot-Dry ¦ PG&E ¦ Hot-Dry | Com ¦ Variable Refrigerant Flow (VRF) Heat Pump - Hot-Dry | PG&E ¦ Hot-Dry | PG&E | All | Electric | Com ¦ Variable Refrigerant Flow (VRF) Heat Pump - Hot-Dry ¦ PG&E ¦ Hot-Dry | Efficient | 0 | Conventional | HVAC | Com - Restaurant | Com | ROB and NEW | 0 | 1000 sqft2 of floor space | Per Ton | 15 | DEER:HVAC_Split-Package_HP | 265.4952 | 0.22414 | 0 | READI v.2.5.1 (Current Ex Ante data); 1/1/2013 - 1/1/2021 - Measure Name: VRF_dXHP | 2711.5 | 2016 | 0 | 2763 | 2016 | 0 | 0 | https://neep.org/sites/default/files/VRF_HP.xlsx; Table 3-4 - DEER READI costs not available for VRF systems | Mini Split Heat Pumps - Hot-Dry ¦ PG&E ¦ Hot-Dry | Mini Split Heat Pumps - Hot-Dry | 0.019349 | 1 | 0 | CBSA 2014 | -5.4117 | 2032 | 0.6 | NE-HVAC-VarRefgHP-14to20ton
COM-HVAC-33.10 | Com ¦ Variable Refrigerant Flow (VRF) Heat Pump - Hot-Dry ¦ PG&E ¦ Hot-Dry | Com ¦ Variable Refrigerant Flow (VRF) Heat Pump - Hot-Dry | PG&E ¦ Hot-Dry | PG&E | All | Electric | Com ¦ Variable Refrigerant Flow (VRF) Heat Pump - Hot-Dry ¦ PG&E ¦ Hot-Dry | Efficient | 0 | Conventional | HVAC | Com - Retail | Com | ROB and NEW | 0 | 1000 sqft2 of floor space | Per Ton | 15 | DEER:HVAC_Split-Package_HP | 265.4952 | 0.22414 | 0 | READI v.2.5.1 (Current Ex Ante data); 1/1/2013 - 1/1/2021 - Measure Name: VRF_dXHP | 2711.5 | 2016 | 0 | 2763 | 2016 | 0 | 0 | https://neep.org/sites/default/files/VRF_HP.xlsx; Table 3-4 - DEER READI costs not available for VRF systems | Mini Split Heat Pumps - Hot-Dry ¦ PG&E ¦ Hot-Dry | Mini Split Heat Pumps - Hot-Dry | 0.0098562 | 1 | 0 | CBSA 2014 | -25.5696 | 2032 | 0.6 | NE-HVAC-VarRefgHP-14to20ton
COM-HVAC-33.11 | Com ¦ Variable Refrigerant Flow (VRF) Heat Pump - Hot-Dry ¦ PG&E ¦ Hot-Dry | Com ¦ Variable Refrigerant Flow (VRF) Heat Pump - Hot-Dry | PG&E ¦ Hot-Dry | PG&E | All | Electric | Com ¦ Variable Refrigerant Flow (VRF) Heat Pump - Hot-Dry ¦ PG&E ¦ Hot-Dry | Efficient | 0 | Conventional | HVAC | Com - School | Com | ROB and NEW | 0 | 1000 sqft2 of floor space | Per Ton | 15 | DEER:HVAC_Split-Package_HP | 199.4286 | 0.0366 | 0 | READI v.2.5.1 (Current Ex Ante data); 1/1/2013 - 1/1/2021 - Measure Name: VRF_dXHP | 2711.5 | 2016 | 0 | 2763 | 2016 | 0 | 0 | https://neep.org/sites/default/files/VRF_HP.xlsx; Table 3-4 - DEER READI costs not available for VRF systems | Mini Split Heat Pumps - Hot-Dry ¦ PG&E ¦ Hot-Dry | Mini Split Heat Pumps - Hot-Dry | 0.0052751 | 1 | 0 | CBSA 2014 | -10.9548 | 2032 | 0.6 | NE-HVAC-VarRefgHP-14to20ton
COM-HVAC-33.12 | Com ¦ Variable Refrigerant Flow (VRF) Heat Pump - Hot-Dry ¦ PG&E ¦ Hot-Dry | Com ¦ Variable Refrigerant Flow (VRF) Heat Pump - Hot-Dry | PG&E ¦ Hot-Dry | PG&E | All | Electric | Com ¦ Variable Refrigerant Flow (VRF) Heat Pump - Hot-Dry ¦ PG&E ¦ Hot-Dry | Efficient | 0 | Conventional | HVAC | Com - Warehouse | Com | ROB and NEW | 0 | 1000 sqft2 of floor space | Per Ton | 15 | DEER:HVAC_Split-Package_HP | 265.4952 | 0.22414 | 0 | READI v.2.5.1 (Current Ex Ante data); 1/1/2013 - 1/1/2021 - Measure Name: VRF_dXHP | 2711.5 | 2016 | 0 | 2763 | 2016 | 0 | 0 | https://neep.org/sites/default/files/VRF_HP.xlsx; Table 3-4 - DEER READI costs not available for VRF systems | Mini Split Heat Pumps - Hot-Dry ¦ PG&E ¦ Hot-Dry | Mini Split Heat Pumps - Hot-Dry | 0.0026655 | 1 | 0 | CBSA 2014 | -19.742 | 2032 | 0.6 | NE-HVAC-VarRefgHP-14to20ton
COM-HVAC-33.13 | Com ¦ Variable Refrigerant Flow (VRF) Heat Pump - Marine ¦ PG&E ¦ Marine | Com ¦ Variable Refrigerant Flow (VRF) Heat Pump - Marine | PG&E ¦ Marine | PG&E | All | Electric | Com ¦ Variable Refrigerant Flow (VRF) Heat Pump - Marine ¦ PG&E ¦ Marine | Efficient | 0 | Conventional | HVAC | Com - College | Com | ROB and NEW | 0 | 1000 sqft2 of floor space | Per Ton | 15 | DEER:HVAC_Split-Package_HP | 179.0714 | 0.11488 | 0 | READI v.2.5.1 (Current Ex Ante data); 1/1/2013 - 1/1/2021 - Measure Name: VRF_dXHP | 2711.5 | 2016 | 0 | 2763 | 2016 | 0 | 0 | https://neep.org/sites/default/files/VRF_HP.xlsx; Table 3-4 - DEER READI costs not available for VRF systems | Mini Split Heat Pumps - Marine ¦ PG&E ¦ Marine | Mini Split Heat Pumps - Marine | 0.042796 | 1 | 0 | CBSA 2014 | -6.0866 | 2032 | 0.6 | NE-HVAC-VarRefgHP-14to20ton
COM-HVAC-33.14 | Com ¦ Variable Refrigerant Flow (VRF) Heat Pump - Marine ¦ PG&E ¦ Marine | Com ¦ Variable Refrigerant Flow (VRF) Heat Pump - Marine | PG&E ¦ Marine | PG&E | All | Electric | Com ¦ Variable Refrigerant Flow (VRF) Heat Pump - Marine ¦ PG&E ¦ Marine | Efficient | 0 | Conventional | HVAC | Com - Grocery | Com | ROB and NEW | 0 | 1000 sqft2 of floor space | Per Ton | 15 | DEER:HVAC_Split-Package_HP | 160.1857 | 0.12811 | 0 | READI v.2.5.1 (Current Ex Ante data); 1/1/2013 - 1/1/2021 - Measure Name: VRF_dXHP | 2711.5 | 2016 | 0 | 2763 | 2016 | 0 | 0 | https://neep.org/sites/default/files/VRF_HP.xlsx; Table 3-4 - DEER READI costs not available for VRF systems | Mini Split Heat Pumps - Marine ¦ PG&E ¦ Marine | Mini Split Heat Pumps - Marine | 0.018272 | 1 | 0 | CBSA 2014 | -3.5218 | 2032 | 0.6 | NE-HVAC-VarRefgHP-14to20ton
COM-HVAC-33.15 | Com ¦ Variable Refrigerant Flow (VRF) Heat Pump - Marine ¦ PG&E ¦ Marine | Com ¦ Variable Refrigerant Flow (VRF) Heat Pump - Marine | PG&E ¦ Marine | PG&E | All | Electric | Com ¦ Variable Refrigerant Flow (VRF) Heat Pump - Marine ¦ PG&E ¦ Marine | Efficient | 0 | Conventional | HVAC | Com - Health | Com | ROB and NEW | 0 | 1000 sqft2 of floor space | Per Ton | 15 | DEER:HVAC_Split-Package_HP | 399.2857 | 0.14557 | 0 | READI v.2.5.1 (Current Ex Ante data); 1/1/2013 - 1/1/2021 - Measure Name: VRF_dXHP | 2711.5 | 2016 | 0 | 2763 | 2016 | 0 | 0 | https://neep.org/sites/default/files/VRF_HP.xlsx; Table 3-4 - DEER READI costs not available for VRF systems | Mini Split Heat Pumps - Marine ¦ PG&E ¦ Marine | Mini Split Heat Pumps - Marine | 0.033998 | 1 | 0 | CBSA 2014 | -5.9181 | 2032 | 0.6 | NE-HVAC-VarRefgHP-14to20ton
COM-HVAC-33.16 | Com ¦ Variable Refrigerant Flow (VRF) Heat Pump - Marine ¦ PG&E ¦ Marine | Com ¦ Variable Refrigerant Flow (VRF) Heat Pump - Marine | PG&E ¦ Marine | PG&E | All | Electric | Com ¦ Variable Refrigerant Flow (VRF) Heat Pump - Marine ¦ PG&E ¦ Marine | Efficient | 0 | Conventional | HVAC | Com - Lodging | Com | ROB and NEW | 0 | 1000 sqft2 of floor space | Per Ton | 15 | DEER:HVAC_Split-Package_HP | 356.6429 | 0.12797 | 0 | READI v.2.5.1 (Current Ex Ante data); 1/1/2013 - 1/1/2021 - Measure Name: VRF_dXHP | 2711.5 | 2016 | 0 | 2763 | 2016 | 0 | 0 | https://neep.org/sites/default/files/VRF_HP.xlsx; Table 3-4 - DEER READI costs not available for VRF systems | Mini Split Heat Pumps - Marine ¦ PG&E ¦ Marine | Mini Split Heat Pumps - Marine | 0.018626 | 1 | 0 | CBSA 2014 | -19.6022 | 2032 | 0.6 | NE-HVAC-VarRefgHP-14to20ton
COM-HVAC-33.17 | Com ¦ Variable Refrigerant Flow (VRF) Heat Pump - Marine ¦ PG&E ¦ Marine | Com ¦ Variable Refrigerant Flow (VRF) Heat Pump - Marine | PG&E ¦ Marine | PG&E | All | Electric | Com ¦ Variable Refrigerant Flow (VRF) Heat Pump - Marine ¦ PG&E ¦ Marine | Efficient | 0 | Conventional | HVAC | Com - Office (Large) | Com | ROB and NEW | 0 | 1000 sqft2 of floor space | Per Ton | 15 | DEER:HVAC_Split-Package_HP | 161.1429 | 0.12627 | 0 | READI v.2.5.1 (Current Ex Ante data); 1/1/2013 - 1/1/2021 - Measure Name: VRF_dXHP | 2711.5 | 2016 | 0 | 2763 | 2016 | 0 | 0 | https://neep.org/sites/default/files/VRF_HP.xlsx; Table 3-4 - DEER READI costs not available for VRF systems | Mini Split Heat Pumps - Marine ¦ PG&E ¦ Marine | Mini Split Heat Pumps - Marine | 0.0041807 | 1 | 0 | CBSA 2014 | -2.5234 | 2032 | 0.6 | NE-HVAC-VarRefgHP-14to20ton
COM-HVAC-33.18 | Com ¦ Variable Refrigerant Flow (VRF) Heat Pump - Marine ¦ PG&E ¦ Marine | Com ¦ Variable Refrigerant Flow (VRF) Heat Pump - Marine | PG&E ¦ Marine | PG&E | All | Electric | Com ¦ Variable Refrigerant Flow (VRF) Heat Pump - Marine ¦ PG&E ¦ Marine | Efficient | 0 | Conventional | HVAC | Com - Office (Small) | Com | ROB and NEW | 0 | 1000 sqft2 of floor space | Per Ton | 15 | DEER:HVAC_Split-Package_HP | 160.5714 | 0.13756 | 0 | READI v.2.5.1 (Current Ex Ante data); 1/1/2013 - 1/1/2021 - Measure Name: VRF_dXHP | 2711.5 | 2016 | 0 | 2763 | 2016 | 0 | 0 | https://neep.org/sites/default/files/VRF_HP.xlsx; Table 3-4 - DEER READI costs not available for VRF systems | Mini Split Heat Pumps - Marine ¦ PG&E ¦ Marine | Mini Split Heat Pumps - Marine | 0.025672 | 1 | 0 | CBSA 2014 | -4.1791 | 2032 | 0.6 | NE-HVAC-VarRefgHP-14to20ton
COM-HVAC-33.19 | Com ¦ Variable Refrigerant Flow (VRF) Heat Pump - Marine ¦ PG&E ¦ Marine | Com ¦ Variable Refrigerant Flow (VRF) Heat Pump - Marine | PG&E ¦ Marine | PG&E | All | Electric | Com ¦ Variable Refrigerant Flow (VRF) Heat Pump - Marine ¦ PG&E ¦ Marine | Efficient | 0 | Conventional | HVAC | Com - Other | Com | ROB and NEW | 0 | 1000 sqft2 of floor space | Per Ton | 15 | DEER:HVAC_Split-Package_HP | 160.1857 | 0.12811 | 0 | READI v.2.5.1 (Current Ex Ante data); 1/1/2013 - 1/1/2021 - Measure Name: VRF_dXHP | 2711.5 | 2016 | 0 | 2763 | 2016 | 0 | 0 | https://neep.org/sites/default/files/VRF_HP.xlsx; Table 3-4 - DEER READI costs not available for VRF systems | Mini Split Heat Pumps - Marine ¦ PG&E ¦ Marine | Mini Split Heat Pumps - Marine | 0.001539 | 1 | 0 | CBSA 2014 | -9.3921 | 2032 | 0.6 | NE-HVAC-VarRefgHP-14to20ton
COM-HVAC-33.21 | Com ¦ Variable Refrigerant Flow (VRF) Heat Pump - Marine ¦ PG&E ¦ Marine | Com ¦ Variable Refrigerant Flow (VRF) Heat Pump - Marine | PG&E ¦ Marine | PG&E | All | Electric | Com ¦ Variable Refrigerant Flow (VRF) Heat Pump - Marine ¦ PG&E ¦ Marine | Efficient | 0 | Conventional | HVAC | Com - Restaurant | Com | ROB and NEW | 0 | 1000 sqft2 of floor space | Per Ton | 15 | DEER:HVAC_Split-Package_HP | 160.1857 | 0.12811 | 0 | READI v.2.5.1 (Current Ex Ante data); 1/1/2013 - 1/1/2021 - Measure Name: VRF_dXHP | 2711.5 | 2016 | 0 | 2763 | 2016 | 0 | 0 | https://neep.org/sites/default/files/VRF_HP.xlsx; Table 3-4 - DEER READI costs not available for VRF systems | Mini Split Heat Pumps - Marine ¦ PG&E ¦ Marine | Mini Split Heat Pumps - Marine | 0.019349 | 1 | 0 | CBSA 2014 | -3.2652 | 2032 | 0.6 | NE-HVAC-VarRefgHP-14to20ton
COM-HVAC-33.22 | Com ¦ Variable Refrigerant Flow (VRF) Heat Pump - Marine ¦ PG&E ¦ Marine | Com ¦ Variable Refrigerant Flow (VRF) Heat Pump - Marine | PG&E ¦ Marine | PG&E | All | Electric | Com ¦ Variable Refrigerant Flow (VRF) Heat Pump - Marine ¦ PG&E ¦ Marine | Efficient | 0 | Conventional | HVAC | Com - Retail | Com | ROB and NEW | 0 | 1000 sqft2 of floor space | Per Ton | 15 | DEER:HVAC_Split-Package_HP | 160.1857 | 0.12811 | 0 | READI v.2.5.1 (Current Ex Ante data); 1/1/2013 - 1/1/2021 - Measure Name: VRF_dXHP | 2711.5 | 2016 | 0 | 2763 | 2016 | 0 | 0 | https://neep.org/sites/default/files/VRF_HP.xlsx; Table 3-4 - DEER READI costs not available for VRF systems | Mini Split Heat Pumps - Marine ¦ PG&E ¦ Marine | Mini Split Heat Pumps - Marine | 0.0098562 | 1 | 0 | CBSA 2014 | -15.4273 | 2032 | 0.6 | NE-HVAC-VarRefgHP-14to20ton
COM-HVAC-33.23 | Com ¦ Variable Refrigerant Flow (VRF) Heat Pump - Marine ¦ PG&E ¦ Marine | Com ¦ Variable Refrigerant Flow (VRF) Heat Pump - Marine | PG&E ¦ Marine | PG&E | All | Electric | Com ¦ Variable Refrigerant Flow (VRF) Heat Pump - Marine ¦ PG&E ¦ Marine | Efficient | 0 | Conventional | HVAC | Com - School | Com | ROB and NEW | 0 | 1000 sqft2 of floor space | Per Ton | 15 | DEER:HVAC_Split-Package_HP | 136.6357 | 0.0053207 | 0 | READI v.2.5.1 (Current Ex Ante data); 1/1/2013 - 1/1/2021 - Measure Name: VRF_dXHP | 2711.5 | 2016 | 0 | 2763 | 2016 | 0 | 0 | https://neep.org/sites/default/files/VRF_HP.xlsx; Table 3-4 - DEER READI costs not available for VRF systems | Mini Split Heat Pumps - Marine ¦ PG&E ¦ Marine | Mini Split Heat Pumps - Marine | 0.0052751 | 1 | 0 | CBSA 2014 | -7.5055 | 2032 | 0.6 | NE-HVAC-VarRefgHP-14to20ton
COM-HVAC-33.24 | Com ¦ Variable Refrigerant Flow (VRF) Heat Pump - Marine ¦ PG&E ¦ Marine | Com ¦ Variable Refrigerant Flow (VRF) Heat Pump - Marine | PG&E ¦ Marine | PG&E | All | Electric | Com ¦ Variable Refrigerant Flow (VRF) Heat Pump - Marine ¦ PG&E ¦ Marine | Efficient | 0 | Conventional | HVAC | Com - Warehouse | Com | ROB and NEW | 0 | 1000 sqft2 of floor space | Per Ton | 15 | DEER:HVAC_Split-Package_HP | 160.1857 | 0.12811 | 0 | READI v.2.5.1 (Current Ex Ante data); 1/1/2013 - 1/1/2021 - Measure Name: VRF_dXHP | 2711.5 | 2016 | 0 | 2763 | 2016 | 0 | 0 | https://neep.org/sites/default/files/VRF_HP.xlsx; Table 3-4 - DEER READI costs not available for VRF systems | Mini Split Heat Pumps - Marine ¦ PG&E ¦ Marine | Mini Split Heat Pumps - Marine | 0.0026655 | 1 | 0 | CBSA 2014 | -11.9113 | 2032 | 0.6 | NE-HVAC-VarRefgHP-14to20ton
COM-HVAC-33.25 | Com ¦ Variable Refrigerant Flow (VRF) Heat Pump - Cold ¦ PG&E ¦ Cold | Com ¦ Variable Refrigerant Flow (VRF) Heat Pump - Cold | PG&E ¦ Cold | PG&E | All | Electric | Com ¦ Variable Refrigerant Flow (VRF) Heat Pump - Cold ¦ PG&E ¦ Cold | Efficient | 0 | Conventional | HVAC | Com - College | Com | ROB and NEW | 0 | 1000 sqft2 of floor space | Per Ton | 15 | DEER:HVAC_Split-Package_HP | 320.3571 | 0.13952 | 0 | READI v.2.5.1 (Current Ex Ante data); 1/1/2013 - 1/1/2021 - Measure Name: VRF_dXHP | 2711.5 | 2016 | 0 | 2763 | 2016 | 0 | 0 | https://neep.org/sites/default/files/VRF_HP.xlsx; Table 3-4 - DEER READI costs not available for VRF systems | Mini Split Heat Pumps - Cold ¦ PG&E ¦ Cold | Mini Split Heat Pumps - Cold | 0.042796 | 1 | 0 | CBSA 2014 | -10.8889 | 2032 | 0.6 | NE-HVAC-VarRefgHP-14to20ton
COM-HVAC-33.26 | Com ¦ Variable Refrigerant Flow (VRF) Heat Pump - Cold ¦ PG&E ¦ Cold | Com ¦ Variable Refrigerant Flow (VRF) Heat Pump - Cold | PG&E ¦ Cold | PG&E | All | Electric | Com ¦ Variable Refrigerant Flow (VRF) Heat Pump - Cold ¦ PG&E ¦ Cold | Efficient | 0 | Conventional | HVAC | Com - Grocery | Com | ROB and NEW | 0 | 1000 sqft2 of floor space | Per Ton | 15 | DEER:HVAC_Split-Package_HP | 388.8095 | 0.13633 | 0 | READI v.2.5.1 (Current Ex Ante data); 1/1/2013 - 1/1/2021 - Measure Name: VRF_dXHP | 2711.5 | 2016 | 0 | 2763 | 2016 | 0 | 0 | https://neep.org/sites/default/files/VRF_HP.xlsx; Table 3-4 - DEER READI costs not available for VRF systems | Mini Split Heat Pumps - Cold ¦ PG&E ¦ Cold | Mini Split Heat Pumps - Cold | 0.018272 | 1 | 0 | CBSA 2014 | -8.5482 | 2032 | 0.6 | NE-HVAC-VarRefgHP-14to20ton
COM-HVAC-33.27 | Com ¦ Variable Refrigerant Flow (VRF) Heat Pump - Cold ¦ PG&E ¦ Cold | Com ¦ Variable Refrigerant Flow (VRF) Heat Pump - Cold | PG&E ¦ Cold | PG&E | All | Electric | Com ¦ Variable Refrigerant Flow (VRF) Heat Pump - Cold ¦ PG&E ¦ Cold | Efficient | 0 | Conventional | HVAC | Com - Health | Com | ROB and NEW | 0 | 1000 sqft2 of floor space | Per Ton | 15 | DEER:HVAC_Split-Package_HP | 777.7143 | 0.15513 | 0 | READI v.2.5.1 (Current Ex Ante data); 1/1/2013 - 1/1/2021 - Measure Name: VRF_dXHP | 2711.5 | 2016 | 0 | 2763 | 2016 | 0 | 0 | https://neep.org/sites/default/files/VRF_HP.xlsx; Table 3-4 - DEER READI costs not available for VRF systems | Mini Split Heat Pumps - Cold ¦ PG&E ¦ Cold | Mini Split Heat Pumps - Cold | 0.033998 | 1 | 0 | CBSA 2014 | -11.527 | 2032 | 0.6 | NE-HVAC-VarRefgHP-14to20ton
COM-HVAC-33.28 | Com ¦ Variable Refrigerant Flow (VRF) Heat Pump - Cold ¦ PG&E ¦ Cold | Com ¦ Variable Refrigerant Flow (VRF) Heat Pump - Cold | PG&E ¦ Cold | PG&E | All | Electric | Com ¦ Variable Refrigerant Flow (VRF) Heat Pump - Cold ¦ PG&E ¦ Cold | Efficient | 0 | Conventional | HVAC | Com - Lodging | Com | ROB and NEW | 0 | 1000 sqft2 of floor space | Per Ton | 15 | DEER:HVAC_Split-Package_HP | 539.1429 | 0.12967 | 0 | READI v.2.5.1 (Current Ex Ante data); 1/1/2013 - 1/1/2021 - Measure Name: VRF_dXHP | 2711.5 | 2016 | 0 | 2763 | 2016 | 0 | 0 | https://neep.org/sites/default/files/VRF_HP.xlsx; Table 3-4 - DEER READI costs not available for VRF systems | Mini Split Heat Pumps - Cold ¦ PG&E ¦ Cold | Mini Split Heat Pumps - Cold | 0.018626 | 1 | 0 | CBSA 2014 | -29.633 | 2032 | 0.6 | NE-HVAC-VarRefgHP-14to20ton
COM-HVAC-33.29 | Com ¦ Variable Refrigerant Flow (VRF) Heat Pump - Cold ¦ PG&E ¦ Cold | Com ¦ Variable Refrigerant Flow (VRF) Heat Pump - Cold | PG&E ¦ Cold | PG&E | All | Electric | Com ¦ Variable Refrigerant Flow (VRF) Heat Pump - Cold ¦ PG&E ¦ Cold | Efficient | 0 | Conventional | HVAC | Com - Office (Large) | Com | ROB and NEW | 0 | 1000 sqft2 of floor space | Per Ton | 15 | DEER:HVAC_Split-Package_HP | 177.8571 | 0.11904 | 0 | READI v.2.5.1 (Current Ex Ante data); 1/1/2013 - 1/1/2021 - Measure Name: VRF_dXHP | 2711.5 | 2016 | 0 | 2763 | 2016 | 0 | 0 | https://neep.org/sites/default/files/VRF_HP.xlsx; Table 3-4 - DEER READI costs not available for VRF systems | Mini Split Heat Pumps - Cold ¦ PG&E ¦ Cold | Mini Split Heat Pumps - Cold | 0.0041807 | 1 | 0 | CBSA 2014 | -2.7851 | 2032 | 0.6 | NE-HVAC-VarRefgHP-14to20ton
COM-HVAC-33.30 | Com ¦ Variable Refrigerant Flow (VRF) Heat Pump - Cold ¦ PG&E ¦ Cold | Com ¦ Variable Refrigerant Flow (VRF) Heat Pump - Cold | PG&E ¦ Cold | PG&E | All | Electric | Com ¦ Variable Refrigerant Flow (VRF) Heat Pump - Cold ¦ PG&E ¦ Cold | Efficient | 0 | Conventional | HVAC | Com - Office (Small) | Com | ROB and NEW | 0 | 1000 sqft2 of floor space | Per Ton | 15 | DEER:HVAC_Split-Package_HP | 217.1429 | 0.13736 | 0 | READI v.2.5.1 (Current Ex Ante data); 1/1/2013 - 1/1/2021 - Measure Name: VRF_dXHP | 2711.5 | 2016 | 0 | 2763 | 2016 | 0 | 0 | https://neep.org/sites/default/files/VRF_HP.xlsx; Table 3-4 - DEER READI costs not available for VRF systems | Mini Split Heat Pumps - Cold ¦ PG&E ¦ Cold | Mini Split Heat Pumps - Cold | 0.025672 | 1 | 0 | CBSA 2014 | -5.6515 | 2032 | 0.6 | NE-HVAC-VarRefgHP-14to20ton
COM-HVAC-33.31 | Com ¦ Variable Refrigerant Flow (VRF) Heat Pump - Cold ¦ PG&E ¦ Cold | Com ¦ Variable Refrigerant Flow (VRF) Heat Pump - Cold | PG&E ¦ Cold | PG&E | All | Electric | Com ¦ Variable Refrigerant Flow (VRF) Heat Pump - Cold ¦ PG&E ¦ Cold | Efficient | 0 | Conventional | HVAC | Com - Other | Com | ROB and NEW | 0 | 1000 sqft2 of floor space | Per Ton | 15 | DEER:HVAC_Split-Package_HP | 388.8095 | 0.13633 | 0 | READI v.2.5.1 (Current Ex Ante data); 1/1/2013 - 1/1/2021 - Measure Name: VRF_dXHP | 2711.5 | 2016 | 0 | 2763 | 2016 | 0 | 0 | https://neep.org/sites/default/files/VRF_HP.xlsx; Table 3-4 - DEER READI costs not available for VRF systems | Mini Split Heat Pumps - Cold ¦ PG&E ¦ Cold | Mini Split Heat Pumps - Cold | 0.001539 | 1 | 0 | CBSA 2014 | -22.797 | 2032 | 0.6 | NE-HVAC-VarRefgHP-14to20ton
COM-HVAC-33.33 | Com ¦ Variable Refrigerant Flow (VRF) Heat Pump - Cold ¦ PG&E ¦ Cold | Com ¦ Variable Refrigerant Flow (VRF) Heat Pump - Cold | PG&E ¦ Cold | PG&E | All | Electric | Com ¦ Variable Refrigerant Flow (VRF) Heat Pump - Cold ¦ PG&E ¦ Cold | Efficient | 0 | Conventional | HVAC | Com - Restaurant | Com | ROB and NEW | 0 | 1000 sqft2 of floor space | Per Ton | 15 | DEER:HVAC_Split-Package_HP | 388.8095 | 0.13633 | 0 | READI v.2.5.1 (Current Ex Ante data); 1/1/2013 - 1/1/2021 - Measure Name: VRF_dXHP | 2711.5 | 2016 | 0 | 2763 | 2016 | 0 | 0 | https://neep.org/sites/default/files/VRF_HP.xlsx; Table 3-4 - DEER READI costs not available for VRF systems | Mini Split Heat Pumps - Cold ¦ PG&E ¦ Cold | Mini Split Heat Pumps - Cold | 0.019349 | 1 | 0 | CBSA 2014 | -7.9253 | 2032 | 0.6 | NE-HVAC-VarRefgHP-14to20ton
COM-HVAC-33.34 | Com ¦ Variable Refrigerant Flow (VRF) Heat Pump - Cold ¦ PG&E ¦ Cold | Com ¦ Variable Refrigerant Flow (VRF) Heat Pump - Cold | PG&E ¦ Cold | PG&E | All | Electric | Com ¦ Variable Refrigerant Flow (VRF) Heat Pump - Cold ¦ PG&E ¦ Cold | Efficient | 0 | Conventional | HVAC | Com - Retail | Com | ROB and NEW | 0 | 1000 sqft2 of floor space | Per Ton | 15 | DEER:HVAC_Split-Package_HP | 388.8095 | 0.13633 | 0 | READI v.2.5.1 (Current Ex Ante data); 1/1/2013 - 1/1/2021 - Measure Name: VRF_dXHP | 2711.5 | 2016 | 0 | 2763 | 2016 | 0 | 0 | https://neep.org/sites/default/files/VRF_HP.xlsx; Table 3-4 - DEER READI costs not available for VRF systems | Mini Split Heat Pumps - Cold ¦ PG&E ¦ Cold | Mini Split Heat Pumps - Cold | 0.0098562 | 1 | 0 | CBSA 2014 | -37.4459 | 2032 | 0.6 | NE-HVAC-VarRefgHP-14to20ton
COM-HVAC-33.35 | Com ¦ Variable Refrigerant Flow (VRF) Heat Pump - Cold ¦ PG&E ¦ Cold | Com ¦ Variable Refrigerant Flow (VRF) Heat Pump - Cold | PG&E ¦ Cold | PG&E | All | Electric | Com ¦ Variable Refrigerant Flow (VRF) Heat Pump - Cold ¦ PG&E ¦ Cold | Efficient | 0 | Conventional | HVAC | Com - School | Com | ROB and NEW | 0 | 1000 sqft2 of floor space | Per Ton | 15 | DEER:HVAC_Split-Package_HP | 354.2143 | 0.021979 | 0 | READI v.2.5.1 (Current Ex Ante data); 1/1/2013 - 1/1/2021 - Measure Name: VRF_dXHP | 2711.5 | 2016 | 0 | 2763 | 2016 | 0 | 0 | https://neep.org/sites/default/files/VRF_HP.xlsx; Table 3-4 - DEER READI costs not available for VRF systems | Mini Split Heat Pumps - Cold ¦ PG&E ¦ Cold | Mini Split Heat Pumps - Cold | 0.0052751 | 1 | 0 | CBSA 2014 | -19.4573 | 2032 | 0.6 | NE-HVAC-VarRefgHP-14to20ton
COM-HVAC-33.36 | Com ¦ Variable Refrigerant Flow (VRF) Heat Pump - Cold ¦ PG&E ¦ Cold | Com ¦ Variable Refrigerant Flow (VRF) Heat Pump - Cold | PG&E ¦ Cold | PG&E | All | Electric | Com ¦ Variable Refrigerant Flow (VRF) Heat Pump - Cold ¦ PG&E ¦ Cold | Efficient | 0 | Conventional | HVAC | Com - Warehouse | Com | ROB and NEW | 0 | 1000 sqft2 of floor space | Per Ton | 15 | DEER:HVAC_Split-Package_HP | 388.8095 | 0.13633 | 0 | READI v.2.5.1 (Current Ex Ante data); 1/1/2013 - 1/1/2021 - Measure Name: VRF_dXHP | 2711.5 | 2016 | 0 | 2763 | 2016 | 0 | 0 | https://neep.org/sites/default/files/VRF_HP.xlsx; Table 3-4 - DEER READI costs not available for VRF systems | Mini Split Heat Pumps - Cold ¦ PG&E ¦ Cold | Mini Split Heat Pumps - Cold | 0.0026655 | 1 | 0 | CBSA 2014 | -28.9116 | 2032 | 0.6 | NE-HVAC-VarRefgHP-14to20ton
COM-HVAC-33.37 | Com ¦ Variable Refrigerant Flow (VRF) Heat Pump - Hot-Dry ¦ SCE ¦ Hot-Dry | Com ¦ Variable Refrigerant Flow (VRF) Heat Pump - Hot-Dry | SCE ¦ Hot-Dry | SCE | All | Electric | Com ¦ Variable Refrigerant Flow (VRF) Heat Pump - Hot-Dry ¦ SCE ¦ Hot-Dry | Efficient | 0 | Conventional | HVAC | Com - College | Com | ROB and NEW | 0 | 1000 sqft2 of floor space | Per Ton | 15 | DEER:HVAC_Split-Package_HP | 199.9286 | 0.16329 | 0 | READI v.2.5.1 (Current Ex Ante data); 1/1/2013 - 1/1/2021 - Measure Name: VRF_dXHP | 2711.5 | 2016 | 0 | 2763 | 2016 | 0 | 0 | https://neep.org/sites/default/files/VRF_HP.xlsx; Table 3-4 - DEER READI costs not available for VRF systems | Mini Split Heat Pumps - Hot-Dry ¦ SCE ¦ Hot-Dry | Mini Split Heat Pumps - Hot-Dry | 0.034904 | 1 | 0 | CBSA 2014 | -6.7956 | 2032 | 0.6 | NE-HVAC-VarRefgHP-14to20ton
COM-HVAC-33.38 | Com ¦ Variable Refrigerant Flow (VRF) Heat Pump - Hot-Dry ¦ SCE ¦ Hot-Dry | Com ¦ Variable Refrigerant Flow (VRF) Heat Pump - Hot-Dry | SCE ¦ Hot-Dry | SCE | All | Electric | Com ¦ Variable Refrigerant Flow (VRF) Heat Pump - Hot-Dry ¦ SCE ¦ Hot-Dry | Efficient | 0 | Conventional | HVAC | Com - Grocery | Com | ROB and NEW | 0 | 1000 sqft2 of floor space | Per Ton | 15 | DEER:HVAC_Split-Package_HP | 202.7952 | 0.17648 | 0 | READI v.2.5.1 (Current Ex Ante data); 1/1/2013 - 1/1/2021 - Measure Name: VRF_dXHP | 2711.5 | 2016 | 0 | 2763 | 2016 | 0 | 0 | https://neep.org/sites/default/files/VRF_HP.xlsx; Table 3-4 - DEER READI costs not available for VRF systems | Mini Split Heat Pumps - Hot-Dry ¦ SCE ¦ Hot-Dry | Mini Split Heat Pumps - Hot-Dry | 0.010841 | 1 | 0 | CBSA 2014 | -4.4586 | 2032 | 0.6 | NE-HVAC-VarRefgHP-14to20ton
COM-HVAC-33.39 | Com ¦ Variable Refrigerant Flow (VRF) Heat Pump - Hot-Dry ¦ SCE ¦ Hot-Dry | Com ¦ Variable Refrigerant Flow (VRF) Heat Pump - Hot-Dry | SCE ¦ Hot-Dry | SCE | All | Electric | Com ¦ Variable Refrigerant Flow (VRF) Heat Pump - Hot-Dry ¦ SCE ¦ Hot-Dry | Efficient | 0 | Conventional | HVAC | Com - Health | Com | ROB and NEW | 0 | 1000 sqft2 of floor space | Per Ton | 15 | DEER:HVAC_Split-Package_HP | 344.4286 | 0.18971 | 0 | READI v.2.5.1 (Current Ex Ante data); 1/1/2013 - 1/1/2021 - Measure Name: VRF_dXHP | 2711.5 | 2016 | 0 | 2763 | 2016 | 0 | 0 | https://neep.org/sites/default/files/VRF_HP.xlsx; Table 3-4 - DEER READI costs not available for VRF systems | Mini Split Heat Pumps - Hot-Dry ¦ SCE ¦ Hot-Dry | Mini Split Heat Pumps - Hot-Dry | 0.052182 | 1 | 0 | CBSA 2014 | -5.105 | 2032 | 0.6 | NE-HVAC-VarRefgHP-14to20ton
COM-HVAC-33.40 | Com ¦ Variable Refrigerant Flow (VRF) Heat Pump - Hot-Dry ¦ SCE ¦ Hot-Dry | Com ¦ Variable Refrigerant Flow (VRF) Heat Pump - Hot-Dry | SCE ¦ Hot-Dry | SCE | All | Electric | Com ¦ Variable Refrigerant Flow (VRF) Heat Pump - Hot-Dry ¦ SCE ¦ Hot-Dry | Efficient | 0 | Conventional | HVAC | Com - Lodging | Com | ROB and NEW | 0 | 1000 sqft2 of floor space | Per Ton | 15 | DEER:HVAC_Split-Package_HP | 345.6429 | 0.178 | 0 | READI v.2.5.1 (Current Ex Ante data); 1/1/2013 - 1/1/2021 - Measure Name: VRF_dXHP | 2711.5 | 2016 | 0 | 2763 | 2016 | 0 | 0 | https://neep.org/sites/default/files/VRF_HP.xlsx; Table 3-4 - DEER READI costs not available for VRF systems | Mini Split Heat Pumps - Hot-Dry ¦ SCE ¦ Hot-Dry | Mini Split Heat Pumps - Hot-Dry | 0.029572 | 1 | 0 | CBSA 2014 | -18.9976 | 2032 | 0.6 | NE-HVAC-VarRefgHP-14to20ton
COM-HVAC-33.41 | Com ¦ Variable Refrigerant Flow (VRF) Heat Pump - Hot-Dry ¦ SCE ¦ Hot-Dry | Com ¦ Variable Refrigerant Flow (VRF) Heat Pump - Hot-Dry | SCE ¦ Hot-Dry | SCE | All | Electric | Com ¦ Variable Refrigerant Flow (VRF) Heat Pump - Hot-Dry ¦ SCE ¦ Hot-Dry | Efficient | 0 | Conventional | HVAC | Com - Office (Large) | Com | ROB and NEW | 0 | 1000 sqft2 of floor space | Per Ton | 15 | DEER:HVAC_Split-Package_HP | 214.5714 | 0.15571 | 0 | READI v.2.5.1 (Current Ex Ante data); 1/1/2013 - 1/1/2021 - Measure Name: VRF_dXHP | 2711.5 | 2016 | 0 | 2763 | 2016 | 0 | 0 | https://neep.org/sites/default/files/VRF_HP.xlsx; Table 3-4 - DEER READI costs not available for VRF systems | Mini Split Heat Pumps - Hot-Dry ¦ SCE ¦ Hot-Dry | Mini Split Heat Pumps - Hot-Dry | 0.0094388 | 1 | 0 | CBSA 2014 | -3.36 | 2032 | 0.6 | NE-HVAC-VarRefgHP-14to20ton
COM-HVAC-33.42 | Com ¦ Variable Refrigerant Flow (VRF) Heat Pump - Hot-Dry ¦ SCE ¦ Hot-Dry | Com ¦ Variable Refrigerant Flow (VRF) Heat Pump - Hot-Dry | SCE ¦ Hot-Dry | SCE | All | Electric | Com ¦ Variable Refrigerant Flow (VRF) Heat Pump - Hot-Dry ¦ SCE ¦ Hot-Dry | Efficient | 0 | Conventional | HVAC | Com - Office (Small) | Com | ROB and NEW | 0 | 1000 sqft2 of floor space | Per Ton | 15 | DEER:HVAC_Split-Package_HP | 227.7143 | 0.17943 | 0 | READI v.2.5.1 (Current Ex Ante data); 1/1/2013 - 1/1/2021 - Measure Name: VRF_dXHP | 2711.5 | 2016 | 0 | 2763 | 2016 | 0 | 0 | https://neep.org/sites/default/files/VRF_HP.xlsx; Table 3-4 - DEER READI costs not available for VRF systems | Mini Split Heat Pumps - Hot-Dry ¦ SCE ¦ Hot-Dry | Mini Split Heat Pumps - Hot-Dry | 0.02122 | 1 | 0 | CBSA 2014 | -5.9266 | 2032 | 0.6 | NE-HVAC-VarRefgHP-14to20ton
COM-HVAC-33.43 | Com ¦ Variable Refrigerant Flow (VRF) Heat Pump - Hot-Dry ¦ SCE ¦ Hot-Dry | Com ¦ Variable Refrigerant Flow (VRF) Heat Pump - Hot-Dry | SCE ¦ Hot-Dry | SCE | All | Electric | Com ¦ Variable Refrigerant Flow (VRF) Heat Pump - Hot-Dry ¦ SCE ¦ Hot-Dry | Efficient | 0 | Conventional | HVAC | Com - Other | Com | ROB and NEW | 0 | 1000 sqft2 of floor space | Per Ton | 15 | DEER:HVAC_Split-Package_HP | 202.7952 | 0.17648 | 0 | READI v.2.5.1 (Current Ex Ante data); 1/1/2013 - 1/1/2021 - Measure Name: VRF_dXHP | 2711.5 | 2016 | 0 | 2763 | 2016 | 0 | 0 | https://neep.org/sites/default/files/VRF_HP.xlsx; Table 3-4 - DEER READI costs not available for VRF systems | Mini Split Heat Pumps - Hot-Dry ¦ SCE ¦ Hot-Dry | Mini Split Heat Pumps - Hot-Dry | 0.0054863 | 1 | 0 | CBSA 2014 | -11.8905 | 2032 | 0.6 | NE-HVAC-VarRefgHP-14to20ton
COM-HVAC-33.45 | Com ¦ Variable Refrigerant Flow (VRF) Heat Pump - Hot-Dry ¦ SCE ¦ Hot-Dry | Com ¦ Variable Refrigerant Flow (VRF) Heat Pump - Hot-Dry | SCE ¦ Hot-Dry | SCE | All | Electric | Com ¦ Variable Refrigerant Flow (VRF) Heat Pump - Hot-Dry ¦ SCE ¦ Hot-Dry | Efficient | 0 | Conventional | HVAC | Com - Restaurant | Com | ROB and NEW | 0 | 1000 sqft2 of floor space | Per Ton | 15 | DEER:HVAC_Split-Package_HP | 202.7952 | 0.17648 | 0 | READI v.2.5.1 (Current Ex Ante data); 1/1/2013 - 1/1/2021 - Measure Name: VRF_dXHP | 2711.5 | 2016 | 0 | 2763 | 2016 | 0 | 0 | https://neep.org/sites/default/files/VRF_HP.xlsx; Table 3-4 - DEER READI costs not available for VRF systems | Mini Split Heat Pumps - Hot-Dry ¦ SCE ¦ Hot-Dry | Mini Split Heat Pumps - Hot-Dry | 0.014128 | 1 | 0 | CBSA 2014 | -4.1337 | 2032 | 0.6 | NE-HVAC-VarRefgHP-14to20ton
COM-HVAC-33.46 | Com ¦ Variable Refrigerant Flow (VRF) Heat Pump - Hot-Dry ¦ SCE ¦ Hot-Dry | Com ¦ Variable Refrigerant Flow (VRF) Heat Pump - Hot-Dry | SCE ¦ Hot-Dry | SCE | All | Electric | Com ¦ Variable Refrigerant Flow (VRF) Heat Pump - Hot-Dry ¦ SCE ¦ Hot-Dry | Efficient | 0 | Conventional | HVAC | Com - Retail | Com | ROB and NEW | 0 | 1000 sqft2 of floor space | Per Ton | 15 | DEER:HVAC_Split-Package_HP | 202.7952 | 0.17648 | 0 | READI v.2.5.1 (Current Ex Ante data); 1/1/2013 - 1/1/2021 - Measure Name: VRF_dXHP | 2711.5 | 2016 | 0 | 2763 | 2016 | 0 | 0 | https://neep.org/sites/default/files/VRF_HP.xlsx; Table 3-4 - DEER READI costs not available for VRF systems | Mini Split Heat Pumps - Hot-Dry ¦ SCE ¦ Hot-Dry | Mini Split Heat Pumps - Hot-Dry | 0.0057029 | 1 | 0 | CBSA 2014 | -19.531 | 2032 | 0.6 | NE-HVAC-VarRefgHP-14to20ton
COM-HVAC-33.47 | Com ¦ Variable Refrigerant Flow (VRF) Heat Pump - Hot-Dry ¦ SCE ¦ Hot-Dry | Com ¦ Variable Refrigerant Flow (VRF) Heat Pump - Hot-Dry | SCE ¦ Hot-Dry | SCE | All | Electric | Com ¦ Variable Refrigerant Flow (VRF) Heat Pump - Hot-Dry ¦ SCE ¦ Hot-Dry | Efficient | 0 | Conventional | HVAC | Com - School | Com | ROB and NEW | 0 | 1000 sqft2 of floor space | Per Ton | 15 | DEER:HVAC_Split-Package_HP | 135.2714 | 0.17271 | 0 | READI v.2.5.1 (Current Ex Ante data); 1/1/2013 - 1/1/2021 - Measure Name: VRF_dXHP | 2711.5 | 2016 | 0 | 2763 | 2016 | 0 | 0 | https://neep.org/sites/default/files/VRF_HP.xlsx; Table 3-4 - DEER READI costs not available for VRF systems | Mini Split Heat Pumps - Hot-Dry ¦ SCE ¦ Hot-Dry | Mini Split Heat Pumps - Hot-Dry | 0.0075596 | 1 | 0 | CBSA 2014 | -7.4306 | 2032 | 0.6 | NE-HVAC-VarRefgHP-14to20ton
COM-HVAC-33.48 | Com ¦ Variable Refrigerant Flow (VRF) Heat Pump - Hot-Dry ¦ SCE ¦ Hot-Dry | Com ¦ Variable Refrigerant Flow (VRF) Heat Pump - Hot-Dry | SCE ¦ Hot-Dry | SCE | All | Electric | Com ¦ Variable Refrigerant Flow (VRF) Heat Pump - Hot-Dry ¦ SCE ¦ Hot-Dry | Efficient | 0 | Conventional | HVAC | Com - Warehouse | Com | ROB and NEW | 0 | 1000 sqft2 of floor space | Per Ton | 15 | DEER:HVAC_Split-Package_HP | 202.7952 | 0.17648 | 0 | READI v.2.5.1 (Current Ex Ante data); 1/1/2013 - 1/1/2021 - Measure Name: VRF_dXHP | 2711.5 | 2016 | 0 | 2763 | 2016 | 0 | 0 | https://neep.org/sites/default/files/VRF_HP.xlsx; Table 3-4 - DEER READI costs not available for VRF systems | Mini Split Heat Pumps - Hot-Dry ¦ SCE ¦ Hot-Dry | Mini Split Heat Pumps - Hot-Dry | 0.0017879 | 1 | 0 | CBSA 2014 | -15.0797 | 2032 | 0.6 | NE-HVAC-VarRefgHP-14to20ton
COM-HVAC-33.49 | Com ¦ Variable Refrigerant Flow (VRF) Heat Pump - Marine ¦ SCE ¦ Marine | Com ¦ Variable Refrigerant Flow (VRF) Heat Pump - Marine | SCE ¦ Marine | SCE | All | Electric | Com ¦ Variable Refrigerant Flow (VRF) Heat Pump - Marine ¦ SCE ¦ Marine | Efficient | 0 | Conventional | HVAC | Com - College | Com | ROB and NEW | 0 | 1000 sqft2 of floor space | Per Ton | 15 | DEER:HVAC_Split-Package_HP | 220.7143 | 0.193 | 0 | READI v.2.5.1 (Current Ex Ante data); 1/1/2013 - 1/1/2021 - Measure Name: VRF_dXHP | 2711.5 | 2016 | 0 | 2763 | 2016 | 0 | 0 | https://neep.org/sites/default/files/VRF_HP.xlsx; Table 3-4 - DEER READI costs not available for VRF systems | Mini Split Heat Pumps - Marine ¦ SCE ¦ Marine | Mini Split Heat Pumps - Marine | 0.034904 | 1 | 0 | CBSA 2014 | -7.5021 | 2032 | 0.6 | NE-HVAC-VarRefgHP-14to20ton
COM-HVAC-33.50 | Com ¦ Variable Refrigerant Flow (VRF) Heat Pump - Marine ¦ SCE ¦ Marine | Com ¦ Variable Refrigerant Flow (VRF) Heat Pump - Marine | SCE ¦ Marine | SCE | All | Electric | Com ¦ Variable Refrigerant Flow (VRF) Heat Pump - Marine ¦ SCE ¦ Marine | Efficient | 0 | Conventional | HVAC | Com - Grocery | Com | ROB and NEW | 0 | 1000 sqft2 of floor space | Per Ton | 15 | DEER:HVAC_Split-Package_HP | 180.1571 | 0.15824 | 0 | READI v.2.5.1 (Current Ex Ante data); 1/1/2013 - 1/1/2021 - Measure Name: VRF_dXHP | 2711.5 | 2016 | 0 | 2763 | 2016 | 0 | 0 | https://neep.org/sites/default/files/VRF_HP.xlsx; Table 3-4 - DEER READI costs not available for VRF systems | Mini Split Heat Pumps - Marine ¦ SCE ¦ Marine | Mini Split Heat Pumps - Marine | 0.010841 | 1 | 0 | CBSA 2014 | -3.9608 | 2032 | 0.6 | NE-HVAC-VarRefgHP-14to20ton
COM-HVAC-33.51 | Com ¦ Variable Refrigerant Flow (VRF) Heat Pump - Marine ¦ SCE ¦ Marine | Com ¦ Variable Refrigerant Flow (VRF) Heat Pump - Marine | SCE ¦ Marine | SCE | All | Electric | Com ¦ Variable Refrigerant Flow (VRF) Heat Pump - Marine ¦ SCE ¦ Marine | Efficient | 0 | Conventional | HVAC | Com - Health | Com | ROB and NEW | 0 | 1000 sqft2 of floor space | Per Ton | 15 | DEER:HVAC_Split-Package_HP | 365.7143 | 0.17457 | 0 | READI v.2.5.1 (Current Ex Ante data); 1/1/2013 - 1/1/2021 - Measure Name: VRF_dXHP | 2711.5 | 2016 | 0 | 2763 | 2016 | 0 | 0 | https://neep.org/sites/default/files/VRF_HP.xlsx; Table 3-4 - DEER READI costs not available for VRF systems | Mini Split Heat Pumps - Marine ¦ SCE ¦ Marine | Mini Split Heat Pumps - Marine | 0.052182 | 1 | 0 | CBSA 2014 | -5.4205 | 2032 | 0.6 | NE-HVAC-VarRefgHP-14to20ton
COM-HVAC-33.52 | Com ¦ Variable Refrigerant Flow (VRF) Heat Pump - Marine ¦ SCE ¦ Marine | Com ¦ Variable Refrigerant Flow (VRF) Heat Pump - Marine | SCE ¦ Marine | SCE | All | Electric | Com ¦ Variable Refrigerant Flow (VRF) Heat Pump - Marine ¦ SCE ¦ Marine | Efficient | 0 | Conventional | HVAC | Com - Lodging | Com | ROB and NEW | 0 | 1000 sqft2 of floor space | Per Ton | 15 | DEER:HVAC_Split-Package_HP | 349.2857 | 0.15293 | 0 | READI v.2.5.1 (Current Ex Ante data); 1/1/2013 - 1/1/2021 - Measure Name: VRF_dXHP | 2711.5 | 2016 | 0 | 2763 | 2016 | 0 | 0 | https://neep.org/sites/default/files/VRF_HP.xlsx; Table 3-4 - DEER READI costs not available for VRF systems | Mini Split Heat Pumps - Marine ¦ SCE ¦ Marine | Mini Split Heat Pumps - Marine | 0.029572 | 1 | 0 | CBSA 2014 | -19.1978 | 2032 | 0.6 | NE-HVAC-VarRefgHP-14to20ton
COM-HVAC-33.53 | Com ¦ Variable Refrigerant Flow (VRF) Heat Pump - Marine ¦ SCE ¦ Marine | Com ¦ Variable Refrigerant Flow (VRF) Heat Pump - Marine | SCE ¦ Marine | SCE | All | Electric | Com ¦ Variable Refrigerant Flow (VRF) Heat Pump - Marine ¦ SCE ¦ Marine | Efficient | 0 | Conventional | HVAC | Com - Office (Large) | Com | ROB and NEW | 0 | 1000 sqft2 of floor space | Per Ton | 15 | DEER:HVAC_Split-Package_HP | 205.2857 | 0.14514 | 0 | READI v.2.5.1 (Current Ex Ante data); 1/1/2013 - 1/1/2021 - Measure Name: VRF_dXHP | 2711.5 | 2016 | 0 | 2763 | 2016 | 0 | 0 | https://neep.org/sites/default/files/VRF_HP.xlsx; Table 3-4 - DEER READI costs not available for VRF systems | Mini Split Heat Pumps - Marine ¦ SCE ¦ Marine | Mini Split Heat Pumps - Marine | 0.0094388 | 1 | 0 | CBSA 2014 | -3.2146 | 2032 | 0.6 | NE-HVAC-VarRefgHP-14to20ton
COM-HVAC-33.54 | Com ¦ Variable Refrigerant Flow (VRF) Heat Pump - Marine ¦ SCE ¦ Marine | Com ¦ Variable Refrigerant Flow (VRF) Heat Pump - Marine | SCE ¦ Marine | SCE | All | Electric | Com ¦ Variable Refrigerant Flow (VRF) Heat Pump - Marine ¦ SCE ¦ Marine | Efficient | 0 | Conventional | HVAC | Com - Office (Small) | Com | ROB and NEW | 0 | 1000 sqft2 of floor space | Per Ton | 15 | DEER:HVAC_Split-Package_HP | 207.1429 | 0.16371 | 0 | READI v.2.5.1 (Current Ex Ante data); 1/1/2013 - 1/1/2021 - Measure Name: VRF_dXHP | 2711.5 | 2016 | 0 | 2763 | 2016 | 0 | 0 | https://neep.org/sites/default/files/VRF_HP.xlsx; Table 3-4 - DEER READI costs not available for VRF systems | Mini Split Heat Pumps - Marine ¦ SCE ¦ Marine | Mini Split Heat Pumps - Marine | 0.02122 | 1 | 0 | CBSA 2014 | -5.3912 | 2032 | 0.6 | NE-HVAC-VarRefgHP-14to20ton
COM-HVAC-33.55 | Com ¦ Variable Refrigerant Flow (VRF) Heat Pump - Marine ¦ SCE ¦ Marine | Com ¦ Variable Refrigerant Flow (VRF) Heat Pump - Marine | SCE ¦ Marine | SCE | All | Electric | Com ¦ Variable Refrigerant Flow (VRF) Heat Pump - Marine ¦ SCE ¦ Marine | Efficient | 0 | Conventional | HVAC | Com - Other | Com | ROB and NEW | 0 | 1000 sqft2 of floor space | Per Ton | 15 | DEER:HVAC_Split-Package_HP | 180.1571 | 0.15824 | 0 | READI v.2.5.1 (Current Ex Ante data); 1/1/2013 - 1/1/2021 - Measure Name: VRF_dXHP | 2711.5 | 2016 | 0 | 2763 | 2016 | 0 | 0 | https://neep.org/sites/default/files/VRF_HP.xlsx; Table 3-4 - DEER READI costs not available for VRF systems | Mini Split Heat Pumps - Marine ¦ SCE ¦ Marine | Mini Split Heat Pumps - Marine | 0.0054863 | 1 | 0 | CBSA 2014 | -10.5631 | 2032 | 0.6 | NE-HVAC-VarRefgHP-14to20ton
COM-HVAC-33.57 | Com ¦ Variable Refrigerant Flow (VRF) Heat Pump - Marine ¦ SCE ¦ Marine | Com ¦ Variable Refrigerant Flow (VRF) Heat Pump - Marine | SCE ¦ Marine | SCE | All | Electric | Com ¦ Variable Refrigerant Flow (VRF) Heat Pump - Marine ¦ SCE ¦ Marine | Efficient | 0 | Conventional | HVAC | Com - Restaurant | Com | ROB and NEW | 0 | 1000 sqft2 of floor space | Per Ton | 15 | DEER:HVAC_Split-Package_HP | 180.1571 | 0.15824 | 0 | READI v.2.5.1 (Current Ex Ante data); 1/1/2013 - 1/1/2021 - Measure Name: VRF_dXHP | 2711.5 | 2016 | 0 | 2763 | 2016 | 0 | 0 | https://neep.org/sites/default/files/VRF_HP.xlsx; Table 3-4 - DEER READI costs not available for VRF systems | Mini Split Heat Pumps - Marine ¦ SCE ¦ Marine | Mini Split Heat Pumps - Marine | 0.014128 | 1 | 0 | CBSA 2014 | -3.6722 | 2032 | 0.6 | NE-HVAC-VarRefgHP-14to20ton
COM-HVAC-33.58 | Com ¦ Variable Refrigerant Flow (VRF) Heat Pump - Marine ¦ SCE ¦ Marine | Com ¦ Variable Refrigerant Flow (VRF) Heat Pump - Marine | SCE ¦ Marine | SCE | All | Electric | Com ¦ Variable Refrigerant Flow (VRF) Heat Pump - Marine ¦ SCE ¦ Marine | Efficient | 0 | Conventional | HVAC | Com - Retail | Com | ROB and NEW | 0 | 1000 sqft2 of floor space | Per Ton | 15 | DEER:HVAC_Split-Package_HP | 180.1571 | 0.15824 | 0 | READI v.2.5.1 (Current Ex Ante data); 1/1/2013 - 1/1/2021 - Measure Name: VRF_dXHP | 2711.5 | 2016 | 0 | 2763 | 2016 | 0 | 0 | https://neep.org/sites/default/files/VRF_HP.xlsx; Table 3-4 - DEER READI costs not available for VRF systems | Mini Split Heat Pumps - Marine ¦ SCE ¦ Marine | Mini Split Heat Pumps - Marine | 0.0057029 | 1 | 0 | CBSA 2014 | -17.3508 | 2032 | 0.6 | NE-HVAC-VarRefgHP-14to20ton
COM-HVAC-33.59 | Com ¦ Variable Refrigerant Flow (VRF) Heat Pump - Marine ¦ SCE ¦ Marine | Com ¦ Variable Refrigerant Flow (VRF) Heat Pump - Marine | SCE ¦ Marine | SCE | All | Electric | Com ¦ Variable Refrigerant Flow (VRF) Heat Pump - Marine ¦ SCE ¦ Marine | Efficient | 0 | Conventional | HVAC | Com - School | Com | ROB and NEW | 0 | 1000 sqft2 of floor space | Per Ton | 15 | DEER:HVAC_Split-Package_HP | 139.7214 | 0.18657 | 0 | READI v.2.5.1 (Current Ex Ante data); 1/1/2013 - 1/1/2021 - Measure Name: VRF_dXHP | 2711.5 | 2016 | 0 | 2763 | 2016 | 0 | 0 | https://neep.org/sites/default/files/VRF_HP.xlsx; Table 3-4 - DEER READI costs not available for VRF systems | Mini Split Heat Pumps - Marine ¦ SCE ¦ Marine | Mini Split Heat Pumps - Marine | 0.0075596 | 1 | 0 | CBSA 2014 | -7.675 | 2032 | 0.6 | NE-HVAC-VarRefgHP-14to20ton
COM-HVAC-33.60 | Com ¦ Variable Refrigerant Flow (VRF) Heat Pump - Marine ¦ SCE ¦ Marine | Com ¦ Variable Refrigerant Flow (VRF) Heat Pump - Marine | SCE ¦ Marine | SCE | All | Electric | Com ¦ Variable Refrigerant Flow (VRF) Heat Pump - Marine ¦ SCE ¦ Marine | Efficient | 0 | Conventional | HVAC | Com - Warehouse | Com | ROB and NEW | 0 | 1000 sqft2 of floor space | Per Ton | 15 | DEER:HVAC_Split-Package_HP | 180.1571 | 0.15824 | 0 | READI v.2.5.1 (Current Ex Ante data); 1/1/2013 - 1/1/2021 - Measure Name: VRF_dXHP | 2711.5 | 2016 | 0 | 2763 | 2016 | 0 | 0 | https://neep.org/sites/default/files/VRF_HP.xlsx; Table 3-4 - DEER READI costs not available for VRF systems | Mini Split Heat Pumps - Marine ¦ SCE ¦ Marine | Mini Split Heat Pumps - Marine | 0.0017879 | 1 | 0 | CBSA 2014 | -13.3964 | 2032 | 0.6 | NE-HVAC-VarRefgHP-14to20ton
COM-HVAC-33.61 | Com ¦ Variable Refrigerant Flow (VRF) Heat Pump - Cold ¦ SCE ¦ Cold | Com ¦ Variable Refrigerant Flow (VRF) Heat Pump - Cold | SCE ¦ Cold | SCE | All | Electric | Com ¦ Variable Refrigerant Flow (VRF) Heat Pump - Cold ¦ SCE ¦ Cold | Efficient | 0 | Conventional | HVAC | Com - College | Com | ROB and NEW | 0 | 1000 sqft2 of floor space | Per Ton | 15 | DEER:HVAC_Split-Package_HP | 325.6429 | 0.14076 | 0 | READI v.2.5.1 (Current Ex Ante data); 1/1/2013 - 1/1/2021 - Measure Name: VRF_dXHP | 2711.5 | 2016 | 0 | 2763 | 2016 | 0 | 0 | https://neep.org/sites/default/files/VRF_HP.xlsx; Table 3-4 - DEER READI costs not available for VRF systems | Mini Split Heat Pumps - Cold ¦ SCE ¦ Cold | Mini Split Heat Pumps - Cold | 0.034904 | 1 | 0 | CBSA 2014 | -11.0686 | 2032 | 0.6 | NE-HVAC-VarRefgHP-14to20ton
COM-HVAC-33.62 | Com ¦ Variable Refrigerant Flow (VRF) Heat Pump - Cold ¦ SCE ¦ Cold | Com ¦ Variable Refrigerant Flow (VRF) Heat Pump - Cold | SCE ¦ Cold | SCE | All | Electric | Com ¦ Variable Refrigerant Flow (VRF) Heat Pump - Cold ¦ SCE ¦ Cold | Efficient | 0 | Conventional | HVAC | Com - Grocery | Com | ROB and NEW | 0 | 1000 sqft2 of floor space | Per Ton | 15 | DEER:HVAC_Split-Package_HP | 385.381 | 0.13771 | 0 | READI v.2.5.1 (Current Ex Ante data); 1/1/2013 - 1/1/2021 - Measure Name: VRF_dXHP | 2711.5 | 2016 | 0 | 2763 | 2016 | 0 | 0 | https://neep.org/sites/default/files/VRF_HP.xlsx; Table 3-4 - DEER READI costs not available for VRF systems | Mini Split Heat Pumps - Cold ¦ SCE ¦ Cold | Mini Split Heat Pumps - Cold | 0.010841 | 1 | 0 | CBSA 2014 | -8.4728 | 2032 | 0.6 | NE-HVAC-VarRefgHP-14to20ton
COM-HVAC-33.63 | Com ¦ Variable Refrigerant Flow (VRF) Heat Pump - Cold ¦ SCE ¦ Cold | Com ¦ Variable Refrigerant Flow (VRF) Heat Pump - Cold | SCE ¦ Cold | SCE | All | Electric | Com ¦ Variable Refrigerant Flow (VRF) Heat Pump - Cold ¦ SCE ¦ Cold | Efficient | 0 | Conventional | HVAC | Com - Health | Com | ROB and NEW | 0 | 1000 sqft2 of floor space | Per Ton | 15 | DEER:HVAC_Split-Package_HP | 784.8571 | 0.15626 | 0 | READI v.2.5.1 (Current Ex Ante data); 1/1/2013 - 1/1/2021 - Measure Name: VRF_dXHP | 2711.5 | 2016 | 0 | 2763 | 2016 | 0 | 0 | https://neep.org/sites/default/files/VRF_HP.xlsx; Table 3-4 - DEER READI costs not available for VRF systems | Mini Split Heat Pumps - Cold ¦ SCE ¦ Cold | Mini Split Heat Pumps - Cold | 0.052182 | 1 | 0 | CBSA 2014 | -11.6328 | 2032 | 0.6 | NE-HVAC-VarRefgHP-14to20ton
COM-HVAC-33.64 | Com ¦ Variable Refrigerant Flow (VRF) Heat Pump - Cold ¦ SCE ¦ Cold | Com ¦ Variable Refrigerant Flow (VRF) Heat Pump - Cold | SCE ¦ Cold | SCE | All | Electric | Com ¦ Variable Refrigerant Flow (VRF) Heat Pump - Cold ¦ SCE ¦ Cold | Efficient | 0 | Conventional | HVAC | Com - Lodging | Com | ROB and NEW | 0 | 1000 sqft2 of floor space | Per Ton | 15 | DEER:HVAC_Split-Package_HP | 535.6429 | 0.1296 | 0 | READI v.2.5.1 (Current Ex Ante data); 1/1/2013 - 1/1/2021 - Measure Name: VRF_dXHP | 2711.5 | 2016 | 0 | 2763 | 2016 | 0 | 0 | https://neep.org/sites/default/files/VRF_HP.xlsx; Table 3-4 - DEER READI costs not available for VRF systems | Mini Split Heat Pumps - Cold ¦ SCE ¦ Cold | Mini Split Heat Pumps - Cold | 0.029572 | 1 | 0 | CBSA 2014 | -29.4406 | 2032 | 0.6 | NE-HVAC-VarRefgHP-14to20ton
COM-HVAC-33.65 | Com ¦ Variable Refrigerant Flow (VRF) Heat Pump - Cold ¦ SCE ¦ Cold | Com ¦ Variable Refrigerant Flow (VRF) Heat Pump - Cold | SCE ¦ Cold | SCE | All | Electric | Com ¦ Variable Refrigerant Flow (VRF) Heat Pump - Cold ¦ SCE ¦ Cold | Efficient | 0 | Conventional | HVAC | Com - Office (Large) | Com | ROB and NEW | 0 | 1000 sqft2 of floor space | Per Ton | 15 | DEER:HVAC_Split-Package_HP | 177 | 0.11899 | 0 | READI v.2.5.1 (Current Ex Ante data); 1/1/2013 - 1/1/2021 - Measure Name: VRF_dXHP | 2711.5 | 2016 | 0 | 2763 | 2016 | 0 | 0 | https://neep.org/sites/default/files/VRF_HP.xlsx; Table 3-4 - DEER READI costs not available for VRF systems | Mini Split Heat Pumps - Cold ¦ SCE ¦ Cold | Mini Split Heat Pumps - Cold | 0.0094388 | 1 | 0 | CBSA 2014 | -2.7717 | 2032 | 0.6 | NE-HVAC-VarRefgHP-14to20ton
COM-HVAC-33.66 | Com ¦ Variable Refrigerant Flow (VRF) Heat Pump - Cold ¦ SCE ¦ Cold | Com ¦ Variable Refrigerant Flow (VRF) Heat Pump - Cold | SCE ¦ Cold | SCE | All | Electric | Com ¦ Variable Refrigerant Flow (VRF) Heat Pump - Cold ¦ SCE ¦ Cold | Efficient | 0 | Conventional | HVAC | Com - Office (Small) | Com | ROB and NEW | 0 | 1000 sqft2 of floor space | Per Ton | 15 | DEER:HVAC_Split-Package_HP | 216.1429 | 0.13803 | 0 | READI v.2.5.1 (Current Ex Ante data); 1/1/2013 - 1/1/2021 - Measure Name: VRF_dXHP | 2711.5 | 2016 | 0 | 2763 | 2016 | 0 | 0 | https://neep.org/sites/default/files/VRF_HP.xlsx; Table 3-4 - DEER READI costs not available for VRF systems | Mini Split Heat Pumps - Cold ¦ SCE ¦ Cold | Mini Split Heat Pumps - Cold | 0.02122 | 1 | 0 | CBSA 2014 | -5.6254 | 2032 | 0.6 | NE-HVAC-VarRefgHP-14to20ton
COM-HVAC-33.67 | Com ¦ Variable Refrigerant Flow (VRF) Heat Pump - Cold ¦ SCE ¦ Cold | Com ¦ Variable Refrigerant Flow (VRF) Heat Pump - Cold | SCE ¦ Cold | SCE | All | Electric | Com ¦ Variable Refrigerant Flow (VRF) Heat Pump - Cold ¦ SCE ¦ Cold | Efficient | 0 | Conventional | HVAC | Com - Other | Com | ROB and NEW | 0 | 1000 sqft2 of floor space | Per Ton | 15 | DEER:HVAC_Split-Package_HP | 385.381 | 0.13771 | 0 | READI v.2.5.1 (Current Ex Ante data); 1/1/2013 - 1/1/2021 - Measure Name: VRF_dXHP | 2711.5 | 2016 | 0 | 2763 | 2016 | 0 | 0 | https://neep.org/sites/default/files/VRF_HP.xlsx; Table 3-4 - DEER READI costs not available for VRF systems | Mini Split Heat Pumps - Cold ¦ SCE ¦ Cold | Mini Split Heat Pumps - Cold | 0.0054863 | 1 | 0 | CBSA 2014 | -22.596 | 2032 | 0.6 | NE-HVAC-VarRefgHP-14to20ton
COM-HVAC-33.69 | Com ¦ Variable Refrigerant Flow (VRF) Heat Pump - Cold ¦ SCE ¦ Cold | Com ¦ Variable Refrigerant Flow (VRF) Heat Pump - Cold | SCE ¦ Cold | SCE | All | Electric | Com ¦ Variable Refrigerant Flow (VRF) Heat Pump - Cold ¦ SCE ¦ Cold | Efficient | 0 | Conventional | HVAC | Com - Restaurant | Com | ROB and NEW | 0 | 1000 sqft2 of floor space | Per Ton | 15 | DEER:HVAC_Split-Package_HP | 385.381 | 0.13771 | 0 | READI v.2.5.1 (Current Ex Ante data); 1/1/2013 - 1/1/2021 - Measure Name: VRF_dXHP | 2711.5 | 2016 | 0 | 2763 | 2016 | 0 | 0 | https://neep.org/sites/default/files/VRF_HP.xlsx; Table 3-4 - DEER READI costs not available for VRF systems | Mini Split Heat Pumps - Cold ¦ SCE ¦ Cold | Mini Split Heat Pumps - Cold | 0.014128 | 1 | 0 | CBSA 2014 | -7.8554 | 2032 | 0.6 | NE-HVAC-VarRefgHP-14to20ton
COM-HVAC-33.70 | Com ¦ Variable Refrigerant Flow (VRF) Heat Pump - Cold ¦ SCE ¦ Cold | Com ¦ Variable Refrigerant Flow (VRF) Heat Pump - Cold | SCE ¦ Cold | SCE | All | Electric | Com ¦ Variable Refrigerant Flow (VRF) Heat Pump - Cold ¦ SCE ¦ Cold | Efficient | 0 | Conventional | HVAC | Com - Retail | Com | ROB and NEW | 0 | 1000 sqft2 of floor space | Per Ton | 15 | DEER:HVAC_Split-Package_HP | 385.381 | 0.13771 | 0 | READI v.2.5.1 (Current Ex Ante data); 1/1/2013 - 1/1/2021 - Measure Name: VRF_dXHP | 2711.5 | 2016 | 0 | 2763 | 2016 | 0 | 0 | https://neep.org/sites/default/files/VRF_HP.xlsx; Table 3-4 - DEER READI costs not available for VRF systems | Mini Split Heat Pumps - Cold ¦ SCE ¦ Cold | Mini Split Heat Pumps - Cold | 0.0057029 | 1 | 0 | CBSA 2014 | -37.1157 | 2032 | 0.6 | NE-HVAC-VarRefgHP-14to20ton
COM-HVAC-33.71 | Com ¦ Variable Refrigerant Flow (VRF) Heat Pump - Cold ¦ SCE ¦ Cold | Com ¦ Variable Refrigerant Flow (VRF) Heat Pump - Cold | SCE ¦ Cold | SCE | All | Electric | Com ¦ Variable Refrigerant Flow (VRF) Heat Pump - Cold ¦ SCE ¦ Cold | Efficient | 0 | Conventional | HVAC | Com - School | Com | ROB and NEW | 0 | 1000 sqft2 of floor space | Per Ton | 15 | DEER:HVAC_Split-Package_HP | 356.4286 | 0.020643 | 0 | READI v.2.5.1 (Current Ex Ante data); 1/1/2013 - 1/1/2021 - Measure Name: VRF_dXHP | 2711.5 | 2016 | 0 | 2763 | 2016 | 0 | 0 | https://neep.org/sites/default/files/VRF_HP.xlsx; Table 3-4 - DEER READI costs not available for VRF systems | Mini Split Heat Pumps - Cold ¦ SCE ¦ Cold | Mini Split Heat Pumps - Cold | 0.0075596 | 1 | 0 | CBSA 2014 | -19.5789 | 2032 | 0.6 | NE-HVAC-VarRefgHP-14to20ton
COM-HVAC-33.72 | Com ¦ Variable Refrigerant Flow (VRF) Heat Pump - Cold ¦ SCE ¦ Cold | Com ¦ Variable Refrigerant Flow (VRF) Heat Pump - Cold | SCE ¦ Cold | SCE | All | Electric | Com ¦ Variable Refrigerant Flow (VRF) Heat Pump - Cold ¦ SCE ¦ Cold | Efficient | 0 | Conventional | HVAC | Com - Warehouse | Com | ROB and NEW | 0 | 1000 sqft2 of floor space | Per Ton | 15 | DEER:HVAC_Split-Package_HP | 385.381 | 0.13771 | 0 | READI v.2.5.1 (Current Ex Ante data); 1/1/2013 - 1/1/2021 - Measure Name: VRF_dXHP | 2711.5 | 2016 | 0 | 2763 | 2016 | 0 | 0 | https://neep.org/sites/default/files/VRF_HP.xlsx; Table 3-4 - DEER READI costs not available for VRF systems | Mini Split Heat Pumps - Cold ¦ SCE ¦ Cold | Mini Split Heat Pumps - Cold | 0.0017879 | 1 | 0 | CBSA 2014 | -28.6566 | 2032 | 0.6 | NE-HVAC-VarRefgHP-14to20ton
COM-HVAC-33.73 | Com ¦ Variable Refrigerant Flow (VRF) Heat Pump - Hot-Dry ¦ SDG&E ¦ Hot-Dry | Com ¦ Variable Refrigerant Flow (VRF) Heat Pump - Hot-Dry | SDG&E ¦ Hot-Dry | SDG&E | All | Electric | Com ¦ Variable Refrigerant Flow (VRF) Heat Pump - Hot-Dry ¦ SDG&E ¦ Hot-Dry | Efficient | 0 | Conventional | HVAC | Com - College | Com | ROB and NEW | 0 | 1000 sqft2 of floor space | Per Ton | 15 | DEER:HVAC_Split-Package_HP | 175.1429 | 0.14007 | 0 | READI v.2.5.1 (Current Ex Ante data); 1/1/2013 - 1/1/2021 - Measure Name: VRF_dXHP | 2711.5 | 2016 | 0 | 2763 | 2016 | 0 | 0 | https://neep.org/sites/default/files/VRF_HP.xlsx; Table 3-4 - DEER READI costs not available for VRF systems | Mini Split Heat Pumps - Hot-Dry ¦ SDG&E ¦ Hot-Dry | Mini Split Heat Pumps - Hot-Dry | 0.048642 | 1 | 0 | CBSA 2014 | -5.9531 | 2032 | 0.6 | NE-HVAC-VarRefgHP-14to20ton
COM-HVAC-33.74 | Com ¦ Variable Refrigerant Flow (VRF) Heat Pump - Hot-Dry ¦ SDG&E ¦ Hot-Dry | Com ¦ Variable Refrigerant Flow (VRF) Heat Pump - Hot-Dry | SDG&E ¦ Hot-Dry | SDG&E | All | Electric | Com ¦ Variable Refrigerant Flow (VRF) Heat Pump - Hot-Dry ¦ SDG&E ¦ Hot-Dry | Efficient | 0 | Conventional | HVAC | Com - Grocery | Com | ROB and NEW | 0 | 1000 sqft2 of floor space | Per Ton | 15 | DEER:HVAC_Split-Package_HP | 156.4333 | 0.12806 | 0 | READI v.2.5.1 (Current Ex Ante data); 1/1/2013 - 1/1/2021 - Measure Name: VRF_dXHP | 2711.5 | 2016 | 0 | 2763 | 2016 | 0 | 0 | https://neep.org/sites/default/files/VRF_HP.xlsx; Table 3-4 - DEER READI costs not available for VRF systems | Mini Split Heat Pumps - Hot-Dry ¦ SDG&E ¦ Hot-Dry | Mini Split Heat Pumps - Hot-Dry | 0.013387 | 1 | 0 | CBSA 2014 | -3.4393 | 2032 | 0.6 | NE-HVAC-VarRefgHP-14to20ton
COM-HVAC-33.75 | Com ¦ Variable Refrigerant Flow (VRF) Heat Pump - Hot-Dry ¦ SDG&E ¦ Hot-Dry | Com ¦ Variable Refrigerant Flow (VRF) Heat Pump - Hot-Dry | SDG&E ¦ Hot-Dry | SDG&E | All | Electric | Com ¦ Variable Refrigerant Flow (VRF) Heat Pump - Hot-Dry ¦ SDG&E ¦ Hot-Dry | Efficient | 0 | Conventional | HVAC | Com - Health | Com | ROB and NEW | 0 | 1000 sqft2 of floor space | Per Ton | 15 | DEER:HVAC_Split-Package_HP | 276.5714 | 0.14624 | 0 | READI v.2.5.1 (Current Ex Ante data); 1/1/2013 - 1/1/2021 - Measure Name: VRF_dXHP | 2711.5 | 2016 | 0 | 2763 | 2016 | 0 | 0 | https://neep.org/sites/default/files/VRF_HP.xlsx; Table 3-4 - DEER READI costs not available for VRF systems | Mini Split Heat Pumps - Hot-Dry ¦ SDG&E ¦ Hot-Dry | Mini Split Heat Pumps - Hot-Dry | 0.040002 | 1 | 0 | CBSA 2014 | -4.0992 | 2032 | 0.6 | NE-HVAC-VarRefgHP-14to20ton
COM-HVAC-33.76 | Com ¦ Variable Refrigerant Flow (VRF) Heat Pump - Hot-Dry ¦ SDG&E ¦ Hot-Dry | Com ¦ Variable Refrigerant Flow (VRF) Heat Pump - Hot-Dry | SDG&E ¦ Hot-Dry | SDG&E | All | Electric | Com ¦ Variable Refrigerant Flow (VRF) Heat Pump - Hot-Dry ¦ SDG&E ¦ Hot-Dry | Efficient | 0 | Conventional | HVAC | Com - Lodging | Com | ROB and NEW | 0 | 1000 sqft2 of floor space | Per Ton | 15 | DEER:HVAC_Split-Package_HP | 314.5714 | 0.13227 | 0 | READI v.2.5.1 (Current Ex Ante data); 1/1/2013 - 1/1/2021 - Measure Name: VRF_dXHP | 2711.5 | 2016 | 0 | 2763 | 2016 | 0 | 0 | https://neep.org/sites/default/files/VRF_HP.xlsx; Table 3-4 - DEER READI costs not available for VRF systems | Mini Split Heat Pumps - Hot-Dry ¦ SDG&E ¦ Hot-Dry | Mini Split Heat Pumps - Hot-Dry | 0.017811 | 1 | 0 | CBSA 2014 | -17.2898 | 2032 | 0.6 | NE-HVAC-VarRefgHP-14to20ton
COM-HVAC-33.77 | Com ¦ Variable Refrigerant Flow (VRF) Heat Pump - Hot-Dry ¦ SDG&E ¦ Hot-Dry | Com ¦ Variable Refrigerant Flow (VRF) Heat Pump - Hot-Dry | SDG&E ¦ Hot-Dry | SDG&E | All | Electric | Com ¦ Variable Refrigerant Flow (VRF) Heat Pump - Hot-Dry ¦ SDG&E ¦ Hot-Dry | Efficient | 0 | Conventional | HVAC | Com - Office (Large) | Com | ROB and NEW | 0 | 1000 sqft2 of floor space | Per Ton | 15 | DEER:HVAC_Split-Package_HP | 206.5714 | 0.13449 | 0 | READI v.2.5.1 (Current Ex Ante data); 1/1/2013 - 1/1/2021 - Measure Name: VRF_dXHP | 2711.5 | 2016 | 0 | 2763 | 2016 | 0 | 0 | https://neep.org/sites/default/files/VRF_HP.xlsx; Table 3-4 - DEER READI costs not available for VRF systems | Mini Split Heat Pumps - Hot-Dry ¦ SDG&E ¦ Hot-Dry | Mini Split Heat Pumps - Hot-Dry | 0.0047331 | 1 | 0 | CBSA 2014 | -3.2347 | 2032 | 0.6 | NE-HVAC-VarRefgHP-14to20ton
COM-HVAC-33.78 | Com ¦ Variable Refrigerant Flow (VRF) Heat Pump - Hot-Dry ¦ SDG&E ¦ Hot-Dry | Com ¦ Variable Refrigerant Flow (VRF) Heat Pump - Hot-Dry | SDG&E ¦ Hot-Dry | SDG&E | All | Electric | Com ¦ Variable Refrigerant Flow (VRF) Heat Pump - Hot-Dry ¦ SDG&E ¦ Hot-Dry | Efficient | 0 | Conventional | HVAC | Com - Office (Small) | Com | ROB and NEW | 0 | 1000 sqft2 of floor space | Per Ton | 15 | DEER:HVAC_Split-Package_HP | 204.8571 | 0.13836 | 0 | READI v.2.5.1 (Current Ex Ante data); 1/1/2013 - 1/1/2021 - Measure Name: VRF_dXHP | 2711.5 | 2016 | 0 | 2763 | 2016 | 0 | 0 | https://neep.org/sites/default/files/VRF_HP.xlsx; Table 3-4 - DEER READI costs not available for VRF systems | Mini Split Heat Pumps - Hot-Dry ¦ SDG&E ¦ Hot-Dry | Mini Split Heat Pumps - Hot-Dry | 0.029049 | 1 | 0 | CBSA 2014 | -5.3317 | 2032 | 0.6 | NE-HVAC-VarRefgHP-14to20ton
COM-HVAC-33.79 | Com ¦ Variable Refrigerant Flow (VRF) Heat Pump - Hot-Dry ¦ SDG&E ¦ Hot-Dry | Com ¦ Variable Refrigerant Flow (VRF) Heat Pump - Hot-Dry | SDG&E ¦ Hot-Dry | SDG&E | All | Electric | Com ¦ Variable Refrigerant Flow (VRF) Heat Pump - Hot-Dry ¦ SDG&E ¦ Hot-Dry | Efficient | 0 | Conventional | HVAC | Com - Other | Com | ROB and NEW | 0 | 1000 sqft2 of floor space | Per Ton | 15 | DEER:HVAC_Split-Package_HP | 156.4333 | 0.12806 | 0 | READI v.2.5.1 (Current Ex Ante data); 1/1/2013 - 1/1/2021 - Measure Name: VRF_dXHP | 2711.5 | 2016 | 0 | 2763 | 2016 | 0 | 0 | https://neep.org/sites/default/files/VRF_HP.xlsx; Table 3-4 - DEER READI costs not available for VRF systems | Mini Split Heat Pumps - Hot-Dry ¦ SDG&E ¦ Hot-Dry | Mini Split Heat Pumps - Hot-Dry | 0.0021863 | 1 | 0 | CBSA 2014 | -9.1721 | 2032 | 0.6 | NE-HVAC-VarRefgHP-14to20ton
COM-HVAC-33.81 | Com ¦ Variable Refrigerant Flow (VRF) Heat Pump - Hot-Dry ¦ SDG&E ¦ Hot-Dry | Com ¦ Variable Refrigerant Flow (VRF) Heat Pump - Hot-Dry | SDG&E ¦ Hot-Dry | SDG&E | All | Electric | Com ¦ Variable Refrigerant Flow (VRF) Heat Pump - Hot-Dry ¦ SDG&E ¦ Hot-Dry | Efficient | 0 | Conventional | HVAC | Com - Restaurant | Com | ROB and NEW | 0 | 1000 sqft2 of floor space | Per Ton | 15 | DEER:HVAC_Split-Package_HP | 156.4333 | 0.12806 | 0 | READI v.2.5.1 (Current Ex Ante data); 1/1/2013 - 1/1/2021 - Measure Name: VRF_dXHP | 2711.5 | 2016 | 0 | 2763 | 2016 | 0 | 0 | https://neep.org/sites/default/files/VRF_HP.xlsx; Table 3-4 - DEER READI costs not available for VRF systems | Mini Split Heat Pumps - Hot-Dry ¦ SDG&E ¦ Hot-Dry | Mini Split Heat Pumps - Hot-Dry | 0.018542 | 1 | 0 | CBSA 2014 | -3.1887 | 2032 | 0.6 | NE-HVAC-VarRefgHP-14to20ton
COM-HVAC-33.82 | Com ¦ Variable Refrigerant Flow (VRF) Heat Pump - Hot-Dry ¦ SDG&E ¦ Hot-Dry | Com ¦ Variable Refrigerant Flow (VRF) Heat Pump - Hot-Dry | SDG&E ¦ Hot-Dry | SDG&E | All | Electric | Com ¦ Variable Refrigerant Flow (VRF) Heat Pump - Hot-Dry ¦ SDG&E ¦ Hot-Dry | Efficient | 0 | Conventional | HVAC | Com - Retail | Com | ROB and NEW | 0 | 1000 sqft2 of floor space | Per Ton | 15 | DEER:HVAC_Split-Package_HP | 156.4333 | 0.12806 | 0 | READI v.2.5.1 (Current Ex Ante data); 1/1/2013 - 1/1/2021 - Measure Name: VRF_dXHP | 2711.5 | 2016 | 0 | 2763 | 2016 | 0 | 0 | https://neep.org/sites/default/files/VRF_HP.xlsx; Table 3-4 - DEER READI costs not available for VRF systems | Mini Split Heat Pumps - Hot-Dry ¦ SDG&E ¦ Hot-Dry | Mini Split Heat Pumps - Hot-Dry | 0.0018256 | 1 | 0 | CBSA 2014 | -15.0659 | 2032 | 0.6 | NE-HVAC-VarRefgHP-14to20ton
COM-HVAC-33.83 | Com ¦ Variable Refrigerant Flow (VRF) Heat Pump - Hot-Dry ¦ SDG&E ¦ Hot-Dry | Com ¦ Variable Refrigerant Flow (VRF) Heat Pump - Hot-Dry | SDG&E ¦ Hot-Dry | SDG&E | All | Electric | Com ¦ Variable Refrigerant Flow (VRF) Heat Pump - Hot-Dry ¦ SDG&E ¦ Hot-Dry | Efficient | 0 | Conventional | HVAC | Com - School | Com | ROB and NEW | 0 | 1000 sqft2 of floor space | Per Ton | 15 | DEER:HVAC_Split-Package_HP | 99.8429 | 0.12298 | 0 | READI v.2.5.1 (Current Ex Ante data); 1/1/2013 - 1/1/2021 - Measure Name: VRF_dXHP | 2711.5 | 2016 | 0 | 2763 | 2016 | 0 | 0 | https://neep.org/sites/default/files/VRF_HP.xlsx; Table 3-4 - DEER READI costs not available for VRF systems | Mini Split Heat Pumps - Hot-Dry ¦ SDG&E ¦ Hot-Dry | Mini Split Heat Pumps - Hot-Dry | 0.017598 | 1 | 0 | CBSA 2014 | -5.4844 | 2032 | 0.6 | NE-HVAC-VarRefgHP-14to20ton
COM-HVAC-33.84 | Com ¦ Variable Refrigerant Flow (VRF) Heat Pump - Hot-Dry ¦ SDG&E ¦ Hot-Dry | Com ¦ Variable Refrigerant Flow (VRF) Heat Pump - Hot-Dry | SDG&E ¦ Hot-Dry | SDG&E | All | Electric | Com ¦ Variable Refrigerant Flow (VRF) Heat Pump - Hot-Dry ¦ SDG&E ¦ Hot-Dry | Efficient | 0 | Conventional | HVAC | Com - Warehouse | Com | ROB and NEW | 0 | 1000 sqft2 of floor space | Per Ton | 15 | DEER:HVAC_Split-Package_HP | 156.4333 | 0.12806 | 0 | READI v.2.5.1 (Current Ex Ante data); 1/1/2013 - 1/1/2021 - Measure Name: VRF_dXHP | 2711.5 | 2016 | 0 | 2763 | 2016 | 0 | 0 | https://neep.org/sites/default/files/VRF_HP.xlsx; Table 3-4 - DEER READI costs not available for VRF systems | Mini Split Heat Pumps - Hot-Dry ¦ SDG&E ¦ Hot-Dry | Mini Split Heat Pumps - Hot-Dry | 0.001425 | 1 | 0 | CBSA 2014 | -11.6323 | 2032 | 0.6 | NE-HVAC-VarRefgHP-14to20ton
COM-HVAC-33.85 | Com ¦ Variable Refrigerant Flow (VRF) Heat Pump - Marine ¦ SDG&E ¦ Marine | Com ¦ Variable Refrigerant Flow (VRF) Heat Pump - Marine | SDG&E ¦ Marine | SDG&E | All | Electric | Com ¦ Variable Refrigerant Flow (VRF) Heat Pump - Marine ¦ SDG&E ¦ Marine | Efficient | 0 | Conventional | HVAC | Com - College | Com | ROB and NEW | 0 | 1000 sqft2 of floor space | Per Ton | 15 | DEER:HVAC_Split-Package_HP | 219.6429 | 0.19421 | 0 | READI v.2.5.1 (Current Ex Ante data); 1/1/2013 - 1/1/2021 - Measure Name: VRF_dXHP | 2711.5 | 2016 | 0 | 2763 | 2016 | 0 | 0 | https://neep.org/sites/default/files/VRF_HP.xlsx; Table 3-4 - DEER READI costs not available for VRF systems | Mini Split Heat Pumps - Marine ¦ SDG&E ¦ Marine | Mini Split Heat Pumps - Marine | 0.048642 | 1 | 0 | CBSA 2014 | -7.4656 | 2032 | 0.6 | NE-HVAC-VarRefgHP-14to20ton
COM-HVAC-33.86 | Com ¦ Variable Refrigerant Flow (VRF) Heat Pump - Marine ¦ SDG&E ¦ Marine | Com ¦ Variable Refrigerant Flow (VRF) Heat Pump - Marine | SDG&E ¦ Marine | SDG&E | All | Electric | Com ¦ Variable Refrigerant Flow (VRF) Heat Pump - Marine ¦ SDG&E ¦ Marine | Efficient | 0 | Conventional | HVAC | Com - Grocery | Com | ROB and NEW | 0 | 1000 sqft2 of floor space | Per Ton | 15 | DEER:HVAC_Split-Package_HP | 181.5857 | 0.15948 | 0 | READI v.2.5.1 (Current Ex Ante data); 1/1/2013 - 1/1/2021 - Measure Name: VRF_dXHP | 2711.5 | 2016 | 0 | 2763 | 2016 | 0 | 0 | https://neep.org/sites/default/files/VRF_HP.xlsx; Table 3-4 - DEER READI costs not available for VRF systems | Mini Split Heat Pumps - Marine ¦ SDG&E ¦ Marine | Mini Split Heat Pumps - Marine | 0.013387 | 1 | 0 | CBSA 2014 | -3.9923 | 2032 | 0.6 | NE-HVAC-VarRefgHP-14to20ton
COM-HVAC-33.87 | Com ¦ Variable Refrigerant Flow (VRF) Heat Pump - Marine ¦ SDG&E ¦ Marine | Com ¦ Variable Refrigerant Flow (VRF) Heat Pump - Marine | SDG&E ¦ Marine | SDG&E | All | Electric | Com ¦ Variable Refrigerant Flow (VRF) Heat Pump - Marine ¦ SDG&E ¦ Marine | Efficient | 0 | Conventional | HVAC | Com - Health | Com | ROB and NEW | 0 | 1000 sqft2 of floor space | Per Ton | 15 | DEER:HVAC_Split-Package_HP | 365.8571 | 0.17486 | 0 | READI v.2.5.1 (Current Ex Ante data); 1/1/2013 - 1/1/2021 - Measure Name: VRF_dXHP | 2711.5 | 2016 | 0 | 2763 | 2016 | 0 | 0 | https://neep.org/sites/default/files/VRF_HP.xlsx; Table 3-4 - DEER READI costs not available for VRF systems | Mini Split Heat Pumps - Marine ¦ SDG&E ¦ Marine | Mini Split Heat Pumps - Marine | 0.040002 | 1 | 0 | CBSA 2014 | -5.4226 | 2032 | 0.6 | NE-HVAC-VarRefgHP-14to20ton
COM-HVAC-33.88 | Com ¦ Variable Refrigerant Flow (VRF) Heat Pump - Marine ¦ SDG&E ¦ Marine | Com ¦ Variable Refrigerant Flow (VRF) Heat Pump - Marine | SDG&E ¦ Marine | SDG&E | All | Electric | Com ¦ Variable Refrigerant Flow (VRF) Heat Pump - Marine ¦ SDG&E ¦ Marine | Efficient | 0 | Conventional | HVAC | Com - Lodging | Com | ROB and NEW | 0 | 1000 sqft2 of floor space | Per Ton | 15 | DEER:HVAC_Split-Package_HP | 351 | 0.15505 | 0 | READI v.2.5.1 (Current Ex Ante data); 1/1/2013 - 1/1/2021 - Measure Name: VRF_dXHP | 2711.5 | 2016 | 0 | 2763 | 2016 | 0 | 0 | https://neep.org/sites/default/files/VRF_HP.xlsx; Table 3-4 - DEER READI costs not available for VRF systems | Mini Split Heat Pumps - Marine ¦ SDG&E ¦ Marine | Mini Split Heat Pumps - Marine | 0.017811 | 1 | 0 | CBSA 2014 | -19.292 | 2032 | 0.6 | NE-HVAC-VarRefgHP-14to20ton
COM-HVAC-33.89 | Com ¦ Variable Refrigerant Flow (VRF) Heat Pump - Marine ¦ SDG&E ¦ Marine | Com ¦ Variable Refrigerant Flow (VRF) Heat Pump - Marine | SDG&E ¦ Marine | SDG&E | All | Electric | Com ¦ Variable Refrigerant Flow (VRF) Heat Pump - Marine ¦ SDG&E ¦ Marine | Efficient | 0 | Conventional | HVAC | Com - Office (Large) | Com | ROB and NEW | 0 | 1000 sqft2 of floor space | Per Ton | 15 | DEER:HVAC_Split-Package_HP | 204.4286 | 0.1459 | 0 | READI v.2.5.1 (Current Ex Ante data); 1/1/2013 - 1/1/2021 - Measure Name: VRF_dXHP | 2711.5 | 2016 | 0 | 2763 | 2016 | 0 | 0 | https://neep.org/sites/default/files/VRF_HP.xlsx; Table 3-4 - DEER READI costs not available for VRF systems | Mini Split Heat Pumps - Marine ¦ SDG&E ¦ Marine | Mini Split Heat Pumps - Marine | 0.0047331 | 1 | 0 | CBSA 2014 | -3.2012 | 2032 | 0.6 | NE-HVAC-VarRefgHP-14to20ton
COM-HVAC-33.90 | Com ¦ Variable Refrigerant Flow (VRF) Heat Pump - Marine ¦ SDG&E ¦ Marine | Com ¦ Variable Refrigerant Flow (VRF) Heat Pump - Marine | SDG&E ¦ Marine | SDG&E | All | Electric | Com ¦ Variable Refrigerant Flow (VRF) Heat Pump - Marine ¦ SDG&E ¦ Marine | Efficient | 0 | Conventional | HVAC | Com - Office (Small) | Com | ROB and NEW | 0 | 1000 sqft2 of floor space | Per Ton | 15 | DEER:HVAC_Split-Package_HP | 207 | 0.16371 | 0 | READI v.2.5.1 (Current Ex Ante data); 1/1/2013 - 1/1/2021 - Measure Name: VRF_dXHP | 2711.5 | 2016 | 0 | 2763 | 2016 | 0 | 0 | https://neep.org/sites/default/files/VRF_HP.xlsx; Table 3-4 - DEER READI costs not available for VRF systems | Mini Split Heat Pumps - Marine ¦ SDG&E ¦ Marine | Mini Split Heat Pumps - Marine | 0.029049 | 1 | 0 | CBSA 2014 | -5.3875 | 2032 | 0.6 | NE-HVAC-VarRefgHP-14to20ton
COM-HVAC-33.91 | Com ¦ Variable Refrigerant Flow (VRF) Heat Pump - Marine ¦ SDG&E ¦ Marine | Com ¦ Variable Refrigerant Flow (VRF) Heat Pump - Marine | SDG&E ¦ Marine | SDG&E | All | Electric | Com ¦ Variable Refrigerant Flow (VRF) Heat Pump - Marine ¦ SDG&E ¦ Marine | Efficient | 0 | Conventional | HVAC | Com - Other | Com | ROB and NEW | 0 | 1000 sqft2 of floor space | Per Ton | 15 | DEER:HVAC_Split-Package_HP | 181.5857 | 0.15948 | 0 | READI v.2.5.1 (Current Ex Ante data); 1/1/2013 - 1/1/2021 - Measure Name: VRF_dXHP | 2711.5 | 2016 | 0 | 2763 | 2016 | 0 | 0 | https://neep.org/sites/default/files/VRF_HP.xlsx; Table 3-4 - DEER READI costs not available for VRF systems | Mini Split Heat Pumps - Marine ¦ SDG&E ¦ Marine | Mini Split Heat Pumps - Marine | 0.0021863 | 1 | 0 | CBSA 2014 | -10.6469 | 2032 | 0.6 | NE-HVAC-VarRefgHP-14to20ton
COM-HVAC-33.93 | Com ¦ Variable Refrigerant Flow (VRF) Heat Pump - Marine ¦ SDG&E ¦ Marine | Com ¦ Variable Refrigerant Flow (VRF) Heat Pump - Marine | SDG&E ¦ Marine | SDG&E | All | Electric | Com ¦ Variable Refrigerant Flow (VRF) Heat Pump - Marine ¦ SDG&E ¦ Marine | Efficient | 0 | Conventional | HVAC | Com - Restaurant | Com | ROB and NEW | 0 | 1000 sqft2 of floor space | Per Ton | 15 | DEER:HVAC_Split-Package_HP | 181.5857 | 0.15948 | 0 | READI v.2.5.1 (Current Ex Ante data); 1/1/2013 - 1/1/2021 - Measure Name: VRF_dXHP | 2711.5 | 2016 | 0 | 2763 | 2016 | 0 | 0 | https://neep.org/sites/default/files/VRF_HP.xlsx; Table 3-4 - DEER READI costs not available for VRF systems | Mini Split Heat Pumps - Marine ¦ SDG&E ¦ Marine | Mini Split Heat Pumps - Marine | 0.018542 | 1 | 0 | CBSA 2014 | -3.7014 | 2032 | 0.6 | NE-HVAC-VarRefgHP-14to20ton
COM-HVAC-33.94 | Com ¦ Variable Refrigerant Flow (VRF) Heat Pump - Marine ¦ SDG&E ¦ Marine | Com ¦ Variable Refrigerant Flow (VRF) Heat Pump - Marine | SDG&E ¦ Marine | SDG&E | All | Electric | Com ¦ Variable Refrigerant Flow (VRF) Heat Pump - Marine ¦ SDG&E ¦ Marine | Efficient | 0 | Conventional | HVAC | Com - Retail | Com | ROB and NEW | 0 | 1000 sqft2 of floor space | Per Ton | 15 | DEER:HVAC_Split-Package_HP | 181.5857 | 0.15948 | 0 | READI v.2.5.1 (Current Ex Ante data); 1/1/2013 - 1/1/2021 - Measure Name: VRF_dXHP | 2711.5 | 2016 | 0 | 2763 | 2016 | 0 | 0 | https://neep.org/sites/default/files/VRF_HP.xlsx; Table 3-4 - DEER READI costs not available for VRF systems | Mini Split Heat Pumps - Marine ¦ SDG&E ¦ Marine | Mini Split Heat Pumps - Marine | 0.0018256 | 1 | 0 | CBSA 2014 | -17.4884 | 2032 | 0.6 | NE-HVAC-VarRefgHP-14to20ton
COM-HVAC-33.95 | Com ¦ Variable Refrigerant Flow (VRF) Heat Pump - Marine ¦ SDG&E ¦ Marine | Com ¦ Variable Refrigerant Flow (VRF) Heat Pump - Marine | SDG&E ¦ Marine | SDG&E | All | Electric | Com ¦ Variable Refrigerant Flow (VRF) Heat Pump - Marine ¦ SDG&E ¦ Marine | Efficient | 0 | Conventional | HVAC | Com - School | Com | ROB and NEW | 0 | 1000 sqft2 of floor space | Per Ton | 15 | DEER:HVAC_Split-Package_HP | 139.2571 | 0.18693 | 0 | READI v.2.5.1 (Current Ex Ante data); 1/1/2013 - 1/1/2021 - Measure Name: VRF_dXHP | 2711.5 | 2016 | 0 | 2763 | 2016 | 0 | 0 | https://neep.org/sites/default/files/VRF_HP.xlsx; Table 3-4 - DEER READI costs not available for VRF systems | Mini Split Heat Pumps - Marine ¦ SDG&E ¦ Marine | Mini Split Heat Pumps - Marine | 0.017598 | 1 | 0 | CBSA 2014 | -7.6495 | 2032 | 0.6 | NE-HVAC-VarRefgHP-14to20ton
COM-HVAC-33.96 | Com ¦ Variable Refrigerant Flow (VRF) Heat Pump - Marine ¦ SDG&E ¦ Marine | Com ¦ Variable Refrigerant Flow (VRF) Heat Pump - Marine | SDG&E ¦ Marine | SDG&E | All | Electric | Com ¦ Variable Refrigerant Flow (VRF) Heat Pump - Marine ¦ SDG&E ¦ Marine | Efficient | 0 | Conventional | HVAC | Com - Warehouse | Com | ROB and NEW | 0 | 1000 sqft2 of floor space | Per Ton | 15 | DEER:HVAC_Split-Package_HP | 181.5857 | 0.15948 | 0 | READI v.2.5.1 (Current Ex Ante data); 1/1/2013 - 1/1/2021 - Measure Name: VRF_dXHP | 2711.5 | 2016 | 0 | 2763 | 2016 | 0 | 0 | https://neep.org/sites/default/files/VRF_HP.xlsx; Table 3-4 - DEER READI costs not available for VRF systems | Mini Split Heat Pumps - Marine ¦ SDG&E ¦ Marine | Mini Split Heat Pumps - Marine | 0.001425 | 1 | 0 | CBSA 2014 | -13.5026 | 2032 | 0.6 | NE-HVAC-VarRefgHP-14to20ton
COM-HVAC-35.1 | Com ¦ Code Compliant Chiller - Marine ¦ PG&E ¦ Marine | Com ¦ Code Compliant Chiller - Marine | PG&E ¦ Marine | PG&E | All | Electric | Code Water Cooled Centrifugal Chiller, Water Cooled Screw Chiller, and Air Cooled Screw Chiller | Average Existing and Code | 0 | Conventional | HVAC | Com - College | Com | ROB and NEW | 0 | 1000 sqft2 of floor space | Cap-Tons | 20 | DEER:HVAC_Chillers | 29.973 | 0.032666 | 0 | SWHC005-03, SWHC020-03 | 854.7 | 2022 | 0 | 0 | 2022 | 0 | 0 | SWHC005-03, SWHC020-03 | Chillers - Marine ¦ PG&E ¦ Marine | Chillers - Marine | 2.0929 | 1 | 0.9356 | PGT - Navigant 2015 | -1.0188 | 2012 | 0.6 | SWHC005-03, SWHC020-03
COM-HVAC-35.3 | Com ¦ Code Compliant Chiller - Marine ¦ PG&E ¦ Marine | Com ¦ Code Compliant Chiller - Marine | PG&E ¦ Marine | PG&E | All | Electric | Code Water Cooled Centrifugal Chiller, Water Cooled Screw Chiller, and Air Cooled Screw Chiller | Average Existing and Code | 0 | Conventional | HVAC | Com - Health | Com | ROB and NEW | 0 | 1000 sqft2 of floor space | Cap-Tons | 20 | DEER:HVAC_Chillers | 30.168 | 0.024171 | 0 | SWHC005-03, SWHC020-03 | 854.7 | 2022 | 0 | 0 | 2022 | 0 | 0 | SWHC005-03, SWHC020-03 | Chillers - Marine ¦ PG&E ¦ Marine | Chillers - Marine | 1.8749 | 1 | 0.92351 | PGT - Navigant 2015 | -0.44714 | 2012 | 0.6 | SWHC005-03, SWHC020-03
COM-HVAC-35.4 | Com ¦ Code Compliant Chiller - Marine ¦ PG&E ¦ Marine | Com ¦ Code Compliant Chiller - Marine | PG&E ¦ Marine | PG&E | All | Electric | Code Water Cooled Centrifugal Chiller, Water Cooled Screw Chiller, and Air Cooled Screw Chiller | Average Existing and Code | 0 | Conventional | HVAC | Com - Lodging | Com | ROB and NEW | 0 | 1000 sqft2 of floor space | Cap-Tons | 20 | DEER:HVAC_Chillers | 52.8125 | 0.028938 | 0 | SWHC005-03, SWHC020-03 | 854.7 | 2022 | 0 | 0 | 2022 | 0 | 0 | SWHC005-03, SWHC020-03 | Chillers - Marine ¦ PG&E ¦ Marine | Chillers - Marine | 1.3156 | 1 | 0.89548 | PGT - Navigant 2015 | -2.9027 | 2012 | 0.6 | SWHC005-03, SWHC020-03
COM-HVAC-35.5 | Com ¦ Code Compliant Chiller - Marine ¦ PG&E ¦ Marine | Com ¦ Code Compliant Chiller - Marine | PG&E ¦ Marine | PG&E | All | Electric | Code Water Cooled Centrifugal Chiller, Water Cooled Screw Chiller, and Air Cooled Screw Chiller | Average Existing and Code | 0 | Conventional | HVAC | Com - Office (Large) | Com | ROB and NEW | 0 | 1000 sqft2 of floor space | Cap-Tons | 20 | DEER:HVAC_Chillers | 33.995 | 0.017163 | -3.618e-08 | SWHC005-03, SWHC020-03 | 854.7 | 2022 | 0 | 0 | 2022 | 0 | 0 | SWHC005-03, SWHC020-03 | Chillers - Marine ¦ PG&E ¦ Marine | Chillers - Marine | 2.3933 | 1 | 0.94902 | PGT - Navigant 2015 | -0.53233 | 2012 | 0.6 | SWHC005-03, SWHC020-03
COM-HVAC-35.6 | Com ¦ Code Compliant Chiller - Marine ¦ PG&E ¦ Marine | Com ¦ Code Compliant Chiller - Marine | PG&E ¦ Marine | PG&E | All | Electric | Code Water Cooled Centrifugal Chiller, Water Cooled Screw Chiller, and Air Cooled Screw Chiller | Average Existing and Code | 0 | Conventional | HVAC | Com - Office (Small) | Com | ROB and NEW | 0 | 1000 sqft2 of floor space | Cap-Tons | 20 | DEER:HVAC_Chillers | 36.1425 | 0.017962 | 0 | SWHC005-03, SWHC020-03 | 854.7 | 2022 | 0 | 0 | 2022 | 0 | 0 | SWHC005-03, SWHC020-03 | Chillers - Marine ¦ PG&E ¦ Marine | Chillers - Marine | 2.4419 | 1 | 0.94746 | PGT - Navigant 2015 | -0.94066 | 2012 | 0.6 | SWHC005-03, SWHC020-03
COM-HVAC-35.10 | Com ¦ Code Compliant Chiller - Marine ¦ PG&E ¦ Marine | Com ¦ Code Compliant Chiller - Marine | PG&E ¦ Marine | PG&E | All | Electric | Code Water Cooled Centrifugal Chiller, Water Cooled Screw Chiller, and Air Cooled Screw Chiller | Average Existing and Code | 0 | Conventional | HVAC | Com - Retail | Com | ROB and NEW | 0 | 1000 sqft2 of floor space | Cap-Tons | 20 | DEER:HVAC_Chillers | 38.3475 | 0.02963 | 7.54e-08 | SWHC005-03, SWHC020-03 | 854.7 | 2022 | 0 | 0 | 2022 | 0 | 0 | SWHC005-03, SWHC020-03 | Chillers - Marine ¦ PG&E ¦ Marine | Chillers - Marine | 1.1793 | 1 | 0.84516 | PGT - Navigant 2015 | -3.6932 | 2012 | 0.6 | SWHC005-03, SWHC020-03
COM-HVAC-35.11 | Com ¦ Code Compliant Chiller - Marine ¦ PG&E ¦ Marine | Com ¦ Code Compliant Chiller - Marine | PG&E ¦ Marine | PG&E | All | Electric | Code Water Cooled Centrifugal Chiller, Water Cooled Screw Chiller, and Air Cooled Screw Chiller | Average Existing and Code | 0 | Conventional | HVAC | Com - School | Com | ROB and NEW | 0 | 1000 sqft2 of floor space | Cap-Tons | 20 | DEER:HVAC_Chillers | 30.25 | 0.022683 | 0 | SWHC005-03, SWHC020-03 | 854.7 | 2022 | 0 | 0 | 2022 | 0 | 0 | SWHC005-03, SWHC020-03 | Chillers - Marine ¦ PG&E ¦ Marine | Chillers - Marine | 1.8734 | 1 | 0.90019 | PGT - Navigant 2015 | -1.6617 | 2012 | 0.6 | SWHC005-03, SWHC020-03
COM-HVAC-35.13 | Com ¦ Code Compliant Chiller - Hot-Dry ¦ PG&E ¦ Hot-Dry | Com ¦ Code Compliant Chiller - Hot-Dry | PG&E ¦ Hot-Dry | PG&E | All | Electric | Code Water Cooled Centrifugal Chiller, Water Cooled Screw Chiller, and Air Cooled Screw Chiller | Average Existing and Code | 0 | Conventional | HVAC | Com - College | Com | ROB and NEW | 0 | 1000 sqft2 of floor space | Cap-Tons | 20 | DEER:HVAC_Chillers | 52.0497 | 0.039409 | 0 | SWHC005-03, SWHC020-03 | 854.7 | 2022 | 0 | 0 | 2022 | 0 | 0 | SWHC005-03, SWHC020-03 | Chillers - Hot-Dry ¦ PG&E ¦ Hot-Dry | Chillers - Hot-Dry | 2.0929 | 1 | 0.9356 | PGT - Navigant 2015 | -1.7692 | 2012 | 0.6 | SWHC005-03, SWHC020-03
COM-HVAC-35.15 | Com ¦ Code Compliant Chiller - Hot-Dry ¦ PG&E ¦ Hot-Dry | Com ¦ Code Compliant Chiller - Hot-Dry | PG&E ¦ Hot-Dry | PG&E | All | Electric | Code Water Cooled Centrifugal Chiller, Water Cooled Screw Chiller, and Air Cooled Screw Chiller | Average Existing and Code | 0 | Conventional | HVAC | Com - Health | Com | ROB and NEW | 0 | 1000 sqft2 of floor space | Cap-Tons | 20 | DEER:HVAC_Chillers | 52.7567 | 0.036631 | 0 | SWHC005-03, SWHC020-03 | 854.7 | 2022 | 0 | 0 | 2022 | 0 | 0 | SWHC005-03, SWHC020-03 | Chillers - Hot-Dry ¦ PG&E ¦ Hot-Dry | Chillers - Hot-Dry | 1.8749 | 1 | 0.92351 | PGT - Navigant 2015 | -0.78194 | 2012 | 0.6 | SWHC005-03, SWHC020-03
COM-HVAC-35.16 | Com ¦ Code Compliant Chiller - Hot-Dry ¦ PG&E ¦ Hot-Dry | Com ¦ Code Compliant Chiller - Hot-Dry | PG&E ¦ Hot-Dry | PG&E | All | Electric | Code Water Cooled Centrifugal Chiller, Water Cooled Screw Chiller, and Air Cooled Screw Chiller | Average Existing and Code | 0 | Conventional | HVAC | Com - Lodging | Com | ROB and NEW | 0 | 1000 sqft2 of floor space | Cap-Tons | 20 | DEER:HVAC_Chillers | 70.7775 | 0.042813 | 0 | SWHC005-03, SWHC020-03 | 854.7 | 2022 | 0 | 0 | 2022 | 0 | 0 | SWHC005-03, SWHC020-03 | Chillers - Hot-Dry ¦ PG&E ¦ Hot-Dry | Chillers - Hot-Dry | 1.3156 | 1 | 0.89548 | PGT - Navigant 2015 | -3.8902 | 2012 | 0.6 | SWHC005-03, SWHC020-03
COM-HVAC-35.17 | Com ¦ Code Compliant Chiller - Hot-Dry ¦ PG&E ¦ Hot-Dry | Com ¦ Code Compliant Chiller - Hot-Dry | PG&E ¦ Hot-Dry | PG&E | All | Electric | Code Water Cooled Centrifugal Chiller, Water Cooled Screw Chiller, and Air Cooled Screw Chiller | Average Existing and Code | 0 | Conventional | HVAC | Com - Office (Large) | Com | ROB and NEW | 0 | 1000 sqft2 of floor space | Cap-Tons | 20 | DEER:HVAC_Chillers | 49.205 | 0.024149 | -3.841e-08 | SWHC005-03, SWHC020-03 | 854.7 | 2022 | 0 | 0 | 2022 | 0 | 0 | SWHC005-03, SWHC020-03 | Chillers - Hot-Dry ¦ PG&E ¦ Hot-Dry | Chillers - Hot-Dry | 2.3933 | 1 | 0.94902 | PGT - Navigant 2015 | -0.77051 | 2012 | 0.6 | SWHC005-03, SWHC020-03
COM-HVAC-35.18 | Com ¦ Code Compliant Chiller - Hot-Dry ¦ PG&E ¦ Hot-Dry | Com ¦ Code Compliant Chiller - Hot-Dry | PG&E ¦ Hot-Dry | PG&E | All | Electric | Code Water Cooled Centrifugal Chiller, Water Cooled Screw Chiller, and Air Cooled Screw Chiller | Average Existing and Code | 0 | Conventional | HVAC | Com - Office (Small) | Com | ROB and NEW | 0 | 1000 sqft2 of floor space | Cap-Tons | 20 | DEER:HVAC_Chillers | 55.3125 | 0.028112 | -4.5015e-08 | SWHC005-03, SWHC020-03 | 854.7 | 2022 | 0 | 0 | 2022 | 0 | 0 | SWHC005-03, SWHC020-03 | Chillers - Hot-Dry ¦ PG&E ¦ Hot-Dry | Chillers - Hot-Dry | 2.4419 | 1 | 0.94746 | PGT - Navigant 2015 | -1.4396 | 2012 | 0.6 | SWHC005-03, SWHC020-03
COM-HVAC-35.22 | Com ¦ Code Compliant Chiller - Hot-Dry ¦ PG&E ¦ Hot-Dry | Com ¦ Code Compliant Chiller - Hot-Dry | PG&E ¦ Hot-Dry | PG&E | All | Electric | Code Water Cooled Centrifugal Chiller, Water Cooled Screw Chiller, and Air Cooled Screw Chiller | Average Existing and Code | 0 | Conventional | HVAC | Com - Retail | Com | ROB and NEW | 0 | 1000 sqft2 of floor space | Cap-Tons | 20 | DEER:HVAC_Chillers | 56.19 | 0.038345 | 0 | SWHC005-03, SWHC020-03 | 854.7 | 2022 | 0 | 0 | 2022 | 0 | 0 | SWHC005-03, SWHC020-03 | Chillers - Hot-Dry ¦ PG&E ¦ Hot-Dry | Chillers - Hot-Dry | 1.1793 | 1 | 0.84516 | PGT - Navigant 2015 | -5.4116 | 2012 | 0.6 | SWHC005-03, SWHC020-03
COM-HVAC-35.23 | Com ¦ Code Compliant Chiller - Hot-Dry ¦ PG&E ¦ Hot-Dry | Com ¦ Code Compliant Chiller - Hot-Dry | PG&E ¦ Hot-Dry | PG&E | All | Electric | Code Water Cooled Centrifugal Chiller, Water Cooled Screw Chiller, and Air Cooled Screw Chiller | Average Existing and Code | 0 | Conventional | HVAC | Com - School | Com | ROB and NEW | 0 | 1000 sqft2 of floor space | Cap-Tons | 20 | DEER:HVAC_Chillers | 46.23 | 0.017385 | 0 | SWHC005-03, SWHC020-03 | 854.7 | 2022 | 0 | 0 | 2022 | 0 | 0 | SWHC005-03, SWHC020-03 | Chillers - Hot-Dry ¦ PG&E ¦ Hot-Dry | Chillers - Hot-Dry | 1.8734 | 1 | 0.90019 | PGT - Navigant 2015 | -2.5394 | 2012 | 0.6 | SWHC005-03, SWHC020-03
COM-HVAC-35.25 | Com ¦ Code Compliant Chiller - Cold ¦ PG&E ¦ Cold | Com ¦ Code Compliant Chiller - Cold | PG&E ¦ Cold | PG&E | All | Electric | Code Water Cooled Centrifugal Chiller, Water Cooled Screw Chiller, and Air Cooled Screw Chiller | Average Existing and Code | 0 | Conventional | HVAC | Com - College | Com | ROB and NEW | 0 | 1000 sqft2 of floor space | Cap-Tons | 20 | DEER:HVAC_Chillers | 37.4631 | 0.012169 | 6.08e-07 | SWHC005-03, SWHC020-03 | 854.7 | 2022 | 0 | 0 | 2022 | 0 | 0 | SWHC005-03, SWHC020-03 | Chillers - Cold ¦ PG&E ¦ Cold | Chillers - Cold | 2.0929 | 1 | 0.9356 | PGT - Navigant 2015 | -1.2734 | 2012 | 0.6 | SWHC005-03, SWHC020-03
COM-HVAC-35.27 | Com ¦ Code Compliant Chiller - Cold ¦ PG&E ¦ Cold | Com ¦ Code Compliant Chiller - Cold | PG&E ¦ Cold | PG&E | All | Electric | Code Water Cooled Centrifugal Chiller, Water Cooled Screw Chiller, and Air Cooled Screw Chiller | Average Existing and Code | 0 | Conventional | HVAC | Com - Health | Com | ROB and NEW | 0 | 1000 sqft2 of floor space | Cap-Tons | 20 | DEER:HVAC_Chillers | 37.4201 | 0.028934 | 0 | SWHC005-03, SWHC020-03 | 854.7 | 2022 | 0 | 0 | 2022 | 0 | 0 | SWHC005-03, SWHC020-03 | Chillers - Cold ¦ PG&E ¦ Cold | Chillers - Cold | 1.8749 | 1 | 0.92351 | PGT - Navigant 2015 | -0.55463 | 2012 | 0.6 | SWHC005-03, SWHC020-03
COM-HVAC-35.28 | Com ¦ Code Compliant Chiller - Cold ¦ PG&E ¦ Cold | Com ¦ Code Compliant Chiller - Cold | PG&E ¦ Cold | PG&E | All | Electric | Code Water Cooled Centrifugal Chiller, Water Cooled Screw Chiller, and Air Cooled Screw Chiller | Average Existing and Code | 0 | Conventional | HVAC | Com - Lodging | Com | ROB and NEW | 0 | 1000 sqft2 of floor space | Cap-Tons | 20 | DEER:HVAC_Chillers | 64.1225 | 0.036123 | 0 | SWHC005-03, SWHC020-03 | 854.7 | 2022 | 0 | 0 | 2022 | 0 | 0 | SWHC005-03, SWHC020-03 | Chillers - Cold ¦ PG&E ¦ Cold | Chillers - Cold | 1.3156 | 1 | 0.89548 | PGT - Navigant 2015 | -3.5244 | 2012 | 0.6 | SWHC005-03, SWHC020-03
COM-HVAC-35.29 | Com ¦ Code Compliant Chiller - Cold ¦ PG&E ¦ Cold | Com ¦ Code Compliant Chiller - Cold | PG&E ¦ Cold | PG&E | All | Electric | Code Water Cooled Centrifugal Chiller, Water Cooled Screw Chiller, and Air Cooled Screw Chiller | Average Existing and Code | 0 | Conventional | HVAC | Com - Office (Large) | Com | ROB and NEW | 0 | 1000 sqft2 of floor space | Cap-Tons | 20 | DEER:HVAC_Chillers | 34.605 | 0.019628 | 3.1895e-07 | SWHC005-03, SWHC020-03 | 854.7 | 2022 | 0 | 0 | 2022 | 0 | 0 | SWHC005-03, SWHC020-03 | Chillers - Cold ¦ PG&E ¦ Cold | Chillers - Cold | 2.3933 | 1 | 0.94902 | PGT - Navigant 2015 | -0.54189 | 2012 | 0.6 | SWHC005-03, SWHC020-03
COM-HVAC-35.30 | Com ¦ Code Compliant Chiller - Cold ¦ PG&E ¦ Cold | Com ¦ Code Compliant Chiller - Cold | PG&E ¦ Cold | PG&E | All | Electric | Code Water Cooled Centrifugal Chiller, Water Cooled Screw Chiller, and Air Cooled Screw Chiller | Average Existing and Code | 0 | Conventional | HVAC | Com - Office (Small) | Com | ROB and NEW | 0 | 1000 sqft2 of floor space | Cap-Tons | 20 | DEER:HVAC_Chillers | 38.535 | 0.022549 | 0 | SWHC005-03, SWHC020-03 | 854.7 | 2022 | 0 | 0 | 2022 | 0 | 0 | SWHC005-03, SWHC020-03 | Chillers - Cold ¦ PG&E ¦ Cold | Chillers - Cold | 2.4419 | 1 | 0.94746 | PGT - Navigant 2015 | -1.0029 | 2012 | 0.6 | SWHC005-03, SWHC020-03
COM-HVAC-35.34 | Com ¦ Code Compliant Chiller - Cold ¦ PG&E ¦ Cold | Com ¦ Code Compliant Chiller - Cold | PG&E ¦ Cold | PG&E | All | Electric | Code Water Cooled Centrifugal Chiller, Water Cooled Screw Chiller, and Air Cooled Screw Chiller | Average Existing and Code | 0 | Conventional | HVAC | Com - Retail | Com | ROB and NEW | 0 | 1000 sqft2 of floor space | Cap-Tons | 20 | DEER:HVAC_Chillers | 37.14 | 0.029872 | 0 | SWHC005-03, SWHC020-03 | 854.7 | 2022 | 0 | 0 | 2022 | 0 | 0 | SWHC005-03, SWHC020-03 | Chillers - Cold ¦ PG&E ¦ Cold | Chillers - Cold | 1.1793 | 1 | 0.84516 | PGT - Navigant 2015 | -3.5769 | 2012 | 0.6 | SWHC005-03, SWHC020-03
COM-HVAC-35.35 | Com ¦ Code Compliant Chiller - Cold ¦ PG&E ¦ Cold | Com ¦ Code Compliant Chiller - Cold | PG&E ¦ Cold | PG&E | All | Electric | Code Water Cooled Centrifugal Chiller, Water Cooled Screw Chiller, and Air Cooled Screw Chiller | Average Existing and Code | 0 | Conventional | HVAC | Com - School | Com | ROB and NEW | 0 | 1000 sqft2 of floor space | Cap-Tons | 20 | DEER:HVAC_Chillers | 32.0975 | 0.014831 | 0 | SWHC005-03, SWHC020-03 | 854.7 | 2022 | 0 | 0 | 2022 | 0 | 0 | SWHC005-03, SWHC020-03 | Chillers - Cold ¦ PG&E ¦ Cold | Chillers - Cold | 1.8734 | 1 | 0.90019 | PGT - Navigant 2015 | -1.7631 | 2012 | 0.6 | SWHC005-03, SWHC020-03
COM-HVAC-35.37 | Com ¦ Code Compliant Chiller - Marine ¦ SCE ¦ Marine | Com ¦ Code Compliant Chiller - Marine | SCE ¦ Marine | SCE | All | Electric | Code Water Cooled Centrifugal Chiller, Water Cooled Screw Chiller, and Air Cooled Screw Chiller | Average Existing and Code | 0 | Conventional | HVAC | Com - College | Com | ROB and NEW | 0 | 1000 sqft2 of floor space | Cap-Tons | 20 | DEER:HVAC_Chillers | 55.3432 | 0.03132 | -8.5847e-09 | SWHC005-03, SWHC020-03 | 854.7 | 2022 | 0 | 0 | 2022 | 0 | 0 | SWHC005-03, SWHC020-03 | Chillers - Marine ¦ SCE ¦ Marine | Chillers - Marine | 2.3225 | 1 | 0.94784 | PGT - Navigant 2015 | -1.8811 | 2012 | 0.6 | SWHC005-03, SWHC020-03
COM-HVAC-35.39 | Com ¦ Code Compliant Chiller - Marine ¦ SCE ¦ Marine | Com ¦ Code Compliant Chiller - Marine | SCE ¦ Marine | SCE | All | Electric | Code Water Cooled Centrifugal Chiller, Water Cooled Screw Chiller, and Air Cooled Screw Chiller | Average Existing and Code | 0 | Conventional | HVAC | Com - Health | Com | ROB and NEW | 0 | 1000 sqft2 of floor space | Cap-Tons | 20 | DEER:HVAC_Chillers | 67.1715 | 0.025177 | 0 | SWHC005-03, SWHC020-03 | 854.7 | 2022 | 0 | 0 | 2022 | 0 | 0 | SWHC005-03, SWHC020-03 | Chillers - Marine ¦ SCE ¦ Marine | Chillers - Marine | 2.2462 | 1 | 0.94701 | PGT - Navigant 2015 | -0.99559 | 2012 | 0.6 | SWHC005-03, SWHC020-03
COM-HVAC-35.40 | Com ¦ Code Compliant Chiller - Marine ¦ SCE ¦ Marine | Com ¦ Code Compliant Chiller - Marine | SCE ¦ Marine | SCE | All | Electric | Code Water Cooled Centrifugal Chiller, Water Cooled Screw Chiller, and Air Cooled Screw Chiller | Average Existing and Code | 0 | Conventional | HVAC | Com - Lodging | Com | ROB and NEW | 0 | 1000 sqft2 of floor space | Cap-Tons | 20 | DEER:HVAC_Chillers | 82.4225 | 0.027402 | 0 | SWHC005-03, SWHC020-03 | 854.7 | 2022 | 0 | 0 | 2022 | 0 | 0 | SWHC005-03, SWHC020-03 | Chillers - Marine ¦ SCE ¦ Marine | Chillers - Marine | 1.6088 | 1 | 0.93052 | PGT - Navigant 2015 | -4.5302 | 2012 | 0.6 | SWHC005-03, SWHC020-03
COM-HVAC-35.41 | Com ¦ Code Compliant Chiller - Marine ¦ SCE ¦ Marine | Com ¦ Code Compliant Chiller - Marine | SCE ¦ Marine | SCE | All | Electric | Code Water Cooled Centrifugal Chiller, Water Cooled Screw Chiller, and Air Cooled Screw Chiller | Average Existing and Code | 0 | Conventional | HVAC | Com - Office (Large) | Com | ROB and NEW | 0 | 1000 sqft2 of floor space | Cap-Tons | 20 | DEER:HVAC_Chillers | 60.4825 | 0.014144 | 0 | SWHC005-03, SWHC020-03 | 854.7 | 2022 | 0 | 0 | 2022 | 0 | 0 | SWHC005-03, SWHC020-03 | Chillers - Marine ¦ SCE ¦ Marine | Chillers - Marine | 2.5246 | 1 | 0.95419 | PGT - Navigant 2015 | -0.94711 | 2012 | 0.6 | SWHC005-03, SWHC020-03
COM-HVAC-35.42 | Com ¦ Code Compliant Chiller - Marine ¦ SCE ¦ Marine | Com ¦ Code Compliant Chiller - Marine | SCE ¦ Marine | SCE | All | Electric | Code Water Cooled Centrifugal Chiller, Water Cooled Screw Chiller, and Air Cooled Screw Chiller | Average Existing and Code | 0 | Conventional | HVAC | Com - Office (Small) | Com | ROB and NEW | 0 | 1000 sqft2 of floor space | Cap-Tons | 20 | DEER:HVAC_Chillers | 61.63 | 0.014965 | 0 | SWHC005-03, SWHC020-03 | 854.7 | 2022 | 0 | 0 | 2022 | 0 | 0 | SWHC005-03, SWHC020-03 | Chillers - Marine ¦ SCE ¦ Marine | Chillers - Marine | 3.014 | 1 | 0.96551 | PGT - Navigant 2015 | -1.604 | 2012 | 0.6 | SWHC005-03, SWHC020-03
COM-HVAC-35.46 | Com ¦ Code Compliant Chiller - Marine ¦ SCE ¦ Marine | Com ¦ Code Compliant Chiller - Marine | SCE ¦ Marine | SCE | All | Electric | Code Water Cooled Centrifugal Chiller, Water Cooled Screw Chiller, and Air Cooled Screw Chiller | Average Existing and Code | 0 | Conventional | HVAC | Com - Retail | Com | ROB and NEW | 0 | 1000 sqft2 of floor space | Cap-Tons | 20 | DEER:HVAC_Chillers | 68.9975 | 0.029083 | -8.94e-09 | SWHC005-03, SWHC020-03 | 854.7 | 2022 | 0 | 0 | 2022 | 0 | 0 | SWHC005-03, SWHC020-03 | Chillers - Marine ¦ SCE ¦ Marine | Chillers - Marine | 1.5548 | 1 | 0.91092 | PGT - Navigant 2015 | -6.6451 | 2012 | 0.6 | SWHC005-03, SWHC020-03
COM-HVAC-35.47 | Com ¦ Code Compliant Chiller - Marine ¦ SCE ¦ Marine | Com ¦ Code Compliant Chiller - Marine | SCE ¦ Marine | SCE | All | Electric | Code Water Cooled Centrifugal Chiller, Water Cooled Screw Chiller, and Air Cooled Screw Chiller | Average Existing and Code | 0 | Conventional | HVAC | Com - School | Com | ROB and NEW | 0 | 1000 sqft2 of floor space | Cap-Tons | 20 | DEER:HVAC_Chillers | 52.96 | 0.020919 | 1.9015e-08 | SWHC005-03, SWHC020-03 | 854.7 | 2022 | 0 | 0 | 2022 | 0 | 0 | SWHC005-03, SWHC020-03 | Chillers - Marine ¦ SCE ¦ Marine | Chillers - Marine | 2.9012 | 1 | 0.95838 | PGT - Navigant 2015 | -2.9091 | 2012 | 0.6 | SWHC005-03, SWHC020-03
COM-HVAC-35.49 | Com ¦ Code Compliant Chiller - Hot-Dry ¦ SCE ¦ Hot-Dry | Com ¦ Code Compliant Chiller - Hot-Dry | SCE ¦ Hot-Dry | SCE | All | Electric | Code Water Cooled Centrifugal Chiller, Water Cooled Screw Chiller, and Air Cooled Screw Chiller | Average Existing and Code | 0 | Conventional | HVAC | Com - College | Com | ROB and NEW | 0 | 1000 sqft2 of floor space | Cap-Tons | 20 | DEER:HVAC_Chillers | 48.0152 | 0.030477 | 1.0775e-07 | SWHC005-03, SWHC020-03 | 854.7 | 2022 | 0 | 0 | 2022 | 0 | 0 | SWHC005-03, SWHC020-03 | Chillers - Hot-Dry ¦ SCE ¦ Hot-Dry | Chillers - Hot-Dry | 2.3225 | 1 | 0.94784 | PGT - Navigant 2015 | -1.632 | 2012 | 0.6 | SWHC005-03, SWHC020-03
COM-HVAC-35.51 | Com ¦ Code Compliant Chiller - Hot-Dry ¦ SCE ¦ Hot-Dry | Com ¦ Code Compliant Chiller - Hot-Dry | SCE ¦ Hot-Dry | SCE | All | Electric | Code Water Cooled Centrifugal Chiller, Water Cooled Screw Chiller, and Air Cooled Screw Chiller | Average Existing and Code | 0 | Conventional | HVAC | Com - Health | Com | ROB and NEW | 0 | 1000 sqft2 of floor space | Cap-Tons | 20 | DEER:HVAC_Chillers | 60.894 | 0.025887 | -3.9735e-08 | SWHC005-03, SWHC020-03 | 854.7 | 2022 | 0 | 0 | 2022 | 0 | 0 | SWHC005-03, SWHC020-03 | Chillers - Hot-Dry ¦ SCE ¦ Hot-Dry | Chillers - Hot-Dry | 2.2462 | 1 | 0.94701 | PGT - Navigant 2015 | -0.90255 | 2012 | 0.6 | SWHC005-03, SWHC020-03
COM-HVAC-35.52 | Com ¦ Code Compliant Chiller - Hot-Dry ¦ SCE ¦ Hot-Dry | Com ¦ Code Compliant Chiller - Hot-Dry | SCE ¦ Hot-Dry | SCE | All | Electric | Code Water Cooled Centrifugal Chiller, Water Cooled Screw Chiller, and Air Cooled Screw Chiller | Average Existing and Code | 0 | Conventional | HVAC | Com - Lodging | Com | ROB and NEW | 0 | 1000 sqft2 of floor space | Cap-Tons | 20 | DEER:HVAC_Chillers | 70.7925 | 0.029003 | 7.745e-08 | SWHC005-03, SWHC020-03 | 854.7 | 2022 | 0 | 0 | 2022 | 0 | 0 | SWHC005-03, SWHC020-03 | Chillers - Hot-Dry ¦ SCE ¦ Hot-Dry | Chillers - Hot-Dry | 1.6088 | 1 | 0.93052 | PGT - Navigant 2015 | -3.891 | 2012 | 0.6 | SWHC005-03, SWHC020-03
COM-HVAC-35.53 | Com ¦ Code Compliant Chiller - Hot-Dry ¦ SCE ¦ Hot-Dry | Com ¦ Code Compliant Chiller - Hot-Dry | SCE ¦ Hot-Dry | SCE | All | Electric | Code Water Cooled Centrifugal Chiller, Water Cooled Screw Chiller, and Air Cooled Screw Chiller | Average Existing and Code | 0 | Conventional | HVAC | Com - Office (Large) | Com | ROB and NEW | 0 | 1000 sqft2 of floor space | Cap-Tons | 20 | DEER:HVAC_Chillers | 54.2675 | 0.017577 | 0 | SWHC005-03, SWHC020-03 | 854.7 | 2022 | 0 | 0 | 2022 | 0 | 0 | SWHC005-03, SWHC020-03 | Chillers - Hot-Dry ¦ SCE ¦ Hot-Dry | Chillers - Hot-Dry | 2.5246 | 1 | 0.95419 | PGT - Navigant 2015 | -0.84979 | 2012 | 0.6 | SWHC005-03, SWHC020-03
COM-HVAC-35.54 | Com ¦ Code Compliant Chiller - Hot-Dry ¦ SCE ¦ Hot-Dry | Com ¦ Code Compliant Chiller - Hot-Dry | SCE ¦ Hot-Dry | SCE | All | Electric | Code Water Cooled Centrifugal Chiller, Water Cooled Screw Chiller, and Air Cooled Screw Chiller | Average Existing and Code | 0 | Conventional | HVAC | Com - Office (Small) | Com | ROB and NEW | 0 | 1000 sqft2 of floor space | Cap-Tons | 20 | DEER:HVAC_Chillers | 60.1675 | 0.017803 | 0 | SWHC005-03, SWHC020-03 | 854.7 | 2022 | 0 | 0 | 2022 | 0 | 0 | SWHC005-03, SWHC020-03 | Chillers - Hot-Dry ¦ SCE ¦ Hot-Dry | Chillers - Hot-Dry | 3.014 | 1 | 0.96551 | PGT - Navigant 2015 | -1.5659 | 2012 | 0.6 | SWHC005-03, SWHC020-03
COM-HVAC-35.58 | Com ¦ Code Compliant Chiller - Hot-Dry ¦ SCE ¦ Hot-Dry | Com ¦ Code Compliant Chiller - Hot-Dry | SCE ¦ Hot-Dry | SCE | All | Electric | Code Water Cooled Centrifugal Chiller, Water Cooled Screw Chiller, and Air Cooled Screw Chiller | Average Existing and Code | 0 | Conventional | HVAC | Com - Retail | Com | ROB and NEW | 0 | 1000 sqft2 of floor space | Cap-Tons | 20 | DEER:HVAC_Chillers | 58.22 | 0.028295 | 0 | SWHC005-03, SWHC020-03 | 854.7 | 2022 | 0 | 0 | 2022 | 0 | 0 | SWHC005-03, SWHC020-03 | Chillers - Hot-Dry ¦ SCE ¦ Hot-Dry | Chillers - Hot-Dry | 1.5548 | 1 | 0.91092 | PGT - Navigant 2015 | -5.6071 | 2012 | 0.6 | SWHC005-03, SWHC020-03
COM-HVAC-35.59 | Com ¦ Code Compliant Chiller - Hot-Dry ¦ SCE ¦ Hot-Dry | Com ¦ Code Compliant Chiller - Hot-Dry | SCE ¦ Hot-Dry | SCE | All | Electric | Code Water Cooled Centrifugal Chiller, Water Cooled Screw Chiller, and Air Cooled Screw Chiller | Average Existing and Code | 0 | Conventional | HVAC | Com - School | Com | ROB and NEW | 0 | 1000 sqft2 of floor space | Cap-Tons | 20 | DEER:HVAC_Chillers | 43.915 | 0.021216 | -2.817e-08 | SWHC005-03, SWHC020-03 | 854.7 | 2022 | 0 | 0 | 2022 | 0 | 0 | SWHC005-03, SWHC020-03 | Chillers - Hot-Dry ¦ SCE ¦ Hot-Dry | Chillers - Hot-Dry | 2.9012 | 1 | 0.95838 | PGT - Navigant 2015 | -2.4123 | 2012 | 0.6 | SWHC005-03, SWHC020-03
COM-HVAC-35.61 | Com ¦ Code Compliant Chiller - Cold ¦ SCE ¦ Cold | Com ¦ Code Compliant Chiller - Cold | SCE ¦ Cold | SCE | All | Electric | Code Water Cooled Centrifugal Chiller, Water Cooled Screw Chiller, and Air Cooled Screw Chiller | Average Existing and Code | 0 | Conventional | HVAC | Com - College | Com | ROB and NEW | 0 | 1000 sqft2 of floor space | Cap-Tons | 20 | DEER:HVAC_Chillers | 37.4631 | 0.012169 | 6.08e-07 | SWHC005-03, SWHC020-03 | 854.7 | 2022 | 0 | 0 | 2022 | 0 | 0 | SWHC005-03, SWHC020-03 | Chillers - Cold ¦ SCE ¦ Cold | Chillers - Cold | 2.3225 | 1 | 0.94784 | PGT - Navigant 2015 | -1.2734 | 2012 | 0.6 | SWHC005-03, SWHC020-03
COM-HVAC-35.63 | Com ¦ Code Compliant Chiller - Cold ¦ SCE ¦ Cold | Com ¦ Code Compliant Chiller - Cold | SCE ¦ Cold | SCE | All | Electric | Code Water Cooled Centrifugal Chiller, Water Cooled Screw Chiller, and Air Cooled Screw Chiller | Average Existing and Code | 0 | Conventional | HVAC | Com - Health | Com | ROB and NEW | 0 | 1000 sqft2 of floor space | Cap-Tons | 20 | DEER:HVAC_Chillers | 37.4201 | 0.028934 | 0 | SWHC005-03, SWHC020-03 | 854.7 | 2022 | 0 | 0 | 2022 | 0 | 0 | SWHC005-03, SWHC020-03 | Chillers - Cold ¦ SCE ¦ Cold | Chillers - Cold | 2.2462 | 1 | 0.94701 | PGT - Navigant 2015 | -0.55463 | 2012 | 0.6 | SWHC005-03, SWHC020-03
COM-HVAC-35.64 | Com ¦ Code Compliant Chiller - Cold ¦ SCE ¦ Cold | Com ¦ Code Compliant Chiller - Cold | SCE ¦ Cold | SCE | All | Electric | Code Water Cooled Centrifugal Chiller, Water Cooled Screw Chiller, and Air Cooled Screw Chiller | Average Existing and Code | 0 | Conventional | HVAC | Com - Lodging | Com | ROB and NEW | 0 | 1000 sqft2 of floor space | Cap-Tons | 20 | DEER:HVAC_Chillers | 64.1225 | 0.036123 | 0 | SWHC005-03, SWHC020-03 | 854.7 | 2022 | 0 | 0 | 2022 | 0 | 0 | SWHC005-03, SWHC020-03 | Chillers - Cold ¦ SCE ¦ Cold | Chillers - Cold | 1.6088 | 1 | 0.93052 | PGT - Navigant 2015 | -3.5244 | 2012 | 0.6 | SWHC005-03, SWHC020-03
COM-HVAC-35.65 | Com ¦ Code Compliant Chiller - Cold ¦ SCE ¦ Cold | Com ¦ Code Compliant Chiller - Cold | SCE ¦ Cold | SCE | All | Electric | Code Water Cooled Centrifugal Chiller, Water Cooled Screw Chiller, and Air Cooled Screw Chiller | Average Existing and Code | 0 | Conventional | HVAC | Com - Office (Large) | Com | ROB and NEW | 0 | 1000 sqft2 of floor space | Cap-Tons | 20 | DEER:HVAC_Chillers | 34.605 | 0.019628 | 3.1895e-07 | SWHC005-03, SWHC020-03 | 854.7 | 2022 | 0 | 0 | 2022 | 0 | 0 | SWHC005-03, SWHC020-03 | Chillers - Cold ¦ SCE ¦ Cold | Chillers - Cold | 2.5246 | 1 | 0.95419 | PGT - Navigant 2015 | -0.54189 | 2012 | 0.6 | SWHC005-03, SWHC020-03
COM-HVAC-35.66 | Com ¦ Code Compliant Chiller - Cold ¦ SCE ¦ Cold | Com ¦ Code Compliant Chiller - Cold | SCE ¦ Cold | SCE | All | Electric | Code Water Cooled Centrifugal Chiller, Water Cooled Screw Chiller, and Air Cooled Screw Chiller | Average Existing and Code | 0 | Conventional | HVAC | Com - Office (Small) | Com | ROB and NEW | 0 | 1000 sqft2 of floor space | Cap-Tons | 20 | DEER:HVAC_Chillers | 38.535 | 0.022549 | 0 | SWHC005-03, SWHC020-03 | 854.7 | 2022 | 0 | 0 | 2022 | 0 | 0 | SWHC005-03, SWHC020-03 | Chillers - Cold ¦ SCE ¦ Cold | Chillers - Cold | 3.014 | 1 | 0.96551 | PGT - Navigant 2015 | -1.0029 | 2012 | 0.6 | SWHC005-03, SWHC020-03
COM-HVAC-35.70 | Com ¦ Code Compliant Chiller - Cold ¦ SCE ¦ Cold | Com ¦ Code Compliant Chiller - Cold | SCE ¦ Cold | SCE | All | Electric | Code Water Cooled Centrifugal Chiller, Water Cooled Screw Chiller, and Air Cooled Screw Chiller | Average Existing and Code | 0 | Conventional | HVAC | Com - Retail | Com | ROB and NEW | 0 | 1000 sqft2 of floor space | Cap-Tons | 20 | DEER:HVAC_Chillers | 37.14 | 0.029872 | 0 | SWHC005-03, SWHC020-03 | 854.7 | 2022 | 0 | 0 | 2022 | 0 | 0 | SWHC005-03, SWHC020-03 | Chillers - Cold ¦ SCE ¦ Cold | Chillers - Cold | 1.5548 | 1 | 0.91092 | PGT - Navigant 2015 | -3.5769 | 2012 | 0.6 | SWHC005-03, SWHC020-03
COM-HVAC-35.71 | Com ¦ Code Compliant Chiller - Cold ¦ SCE ¦ Cold | Com ¦ Code Compliant Chiller - Cold | SCE ¦ Cold | SCE | All | Electric | Code Water Cooled Centrifugal Chiller, Water Cooled Screw Chiller, and Air Cooled Screw Chiller | Average Existing and Code | 0 | Conventional | HVAC | Com - School | Com | ROB and NEW | 0 | 1000 sqft2 of floor space | Cap-Tons | 20 | DEER:HVAC_Chillers | 32.0975 | 0.014831 | 0 | SWHC005-03, SWHC020-03 | 854.7 | 2022 | 0 | 0 | 2022 | 0 | 0 | SWHC005-03, SWHC020-03 | Chillers - Cold ¦ SCE ¦ Cold | Chillers - Cold | 2.9012 | 1 | 0.95838 | PGT - Navigant 2015 | -1.7631 | 2012 | 0.6 | SWHC005-03, SWHC020-03
COM-HVAC-35.73 | Com ¦ Code Compliant Chiller - Marine ¦ SDG&E ¦ Marine | Com ¦ Code Compliant Chiller - Marine | SDG&E ¦ Marine | SDG&E | All | Electric | Code Water Cooled Centrifugal Chiller, Water Cooled Screw Chiller, and Air Cooled Screw Chiller | Average Existing and Code | 0 | Conventional | HVAC | Com - College | Com | ROB and NEW | 0 | 1000 sqft2 of floor space | Cap-Tons | 20 | DEER:HVAC_Chillers | 55.3432 | 0.03132 | -8.5847e-09 | SWHC005-03, SWHC020-03 | 854.7 | 2022 | 0 | 0 | 2022 | 0 | 0 | SWHC005-03, SWHC020-03 | Chillers - Marine ¦ SDG&E ¦ Marine | Chillers - Marine | 3.0779 | 1 | 0.97022 | PGT - Navigant 2015 | -1.8811 | 2012 | 0.6 | SWHC005-03, SWHC020-03
COM-HVAC-35.75 | Com ¦ Code Compliant Chiller - Marine ¦ SDG&E ¦ Marine | Com ¦ Code Compliant Chiller - Marine | SDG&E ¦ Marine | SDG&E | All | Electric | Code Water Cooled Centrifugal Chiller, Water Cooled Screw Chiller, and Air Cooled Screw Chiller | Average Existing and Code | 0 | Conventional | HVAC | Com - Health | Com | ROB and NEW | 0 | 1000 sqft2 of floor space | Cap-Tons | 20 | DEER:HVAC_Chillers | 67.1715 | 0.025177 | 0 | SWHC005-03, SWHC020-03 | 854.7 | 2022 | 0 | 0 | 2022 | 0 | 0 | SWHC005-03, SWHC020-03 | Chillers - Marine ¦ SDG&E ¦ Marine | Chillers - Marine | 2.8959 | 1 | 0.96832 | PGT - Navigant 2015 | -0.99559 | 2012 | 0.6 | SWHC005-03, SWHC020-03
COM-HVAC-35.76 | Com ¦ Code Compliant Chiller - Marine ¦ SDG&E ¦ Marine | Com ¦ Code Compliant Chiller - Marine | SDG&E ¦ Marine | SDG&E | All | Electric | Code Water Cooled Centrifugal Chiller, Water Cooled Screw Chiller, and Air Cooled Screw Chiller | Average Existing and Code | 0 | Conventional | HVAC | Com - Lodging | Com | ROB and NEW | 0 | 1000 sqft2 of floor space | Cap-Tons | 20 | DEER:HVAC_Chillers | 82.4225 | 0.027402 | 0 | SWHC005-03, SWHC020-03 | 854.7 | 2022 | 0 | 0 | 2022 | 0 | 0 | SWHC005-03, SWHC020-03 | Chillers - Marine ¦ SDG&E ¦ Marine | Chillers - Marine | 1.6554 | 1 | 0.93426 | PGT - Navigant 2015 | -4.5302 | 2012 | 0.6 | SWHC005-03, SWHC020-03
COM-HVAC-35.77 | Com ¦ Code Compliant Chiller - Marine ¦ SDG&E ¦ Marine | Com ¦ Code Compliant Chiller - Marine | SDG&E ¦ Marine | SDG&E | All | Electric | Code Water Cooled Centrifugal Chiller, Water Cooled Screw Chiller, and Air Cooled Screw Chiller | Average Existing and Code | 0 | Conventional | HVAC | Com - Office (Large) | Com | ROB and NEW | 0 | 1000 sqft2 of floor space | Cap-Tons | 20 | DEER:HVAC_Chillers | 60.4825 | 0.014144 | 0 | SWHC005-03, SWHC020-03 | 854.7 | 2022 | 0 | 0 | 2022 | 0 | 0 | SWHC005-03, SWHC020-03 | Chillers - Marine ¦ SDG&E ¦ Marine | Chillers - Marine | 2.9103 | 1 | 0.96553 | PGT - Navigant 2015 | -0.94711 | 2012 | 0.6 | SWHC005-03, SWHC020-03
COM-HVAC-35.78 | Com ¦ Code Compliant Chiller - Marine ¦ SDG&E ¦ Marine | Com ¦ Code Compliant Chiller - Marine | SDG&E ¦ Marine | SDG&E | All | Electric | Code Water Cooled Centrifugal Chiller, Water Cooled Screw Chiller, and Air Cooled Screw Chiller | Average Existing and Code | 0 | Conventional | HVAC | Com - Office (Small) | Com | ROB and NEW | 0 | 1000 sqft2 of floor space | Cap-Tons | 20 | DEER:HVAC_Chillers | 61.63 | 0.014965 | 0 | SWHC005-03, SWHC020-03 | 854.7 | 2022 | 0 | 0 | 2022 | 0 | 0 | SWHC005-03, SWHC020-03 | Chillers - Marine ¦ SDG&E ¦ Marine | Chillers - Marine | 3.5852 | 1 | 0.97563 | PGT - Navigant 2015 | -1.604 | 2012 | 0.6 | SWHC005-03, SWHC020-03
COM-HVAC-35.82 | Com ¦ Code Compliant Chiller - Marine ¦ SDG&E ¦ Marine | Com ¦ Code Compliant Chiller - Marine | SDG&E ¦ Marine | SDG&E | All | Electric | Code Water Cooled Centrifugal Chiller, Water Cooled Screw Chiller, and Air Cooled Screw Chiller | Average Existing and Code | 0 | Conventional | HVAC | Com - Retail | Com | ROB and NEW | 0 | 1000 sqft2 of floor space | Cap-Tons | 20 | DEER:HVAC_Chillers | 68.9975 | 0.029083 | -8.94e-09 | SWHC005-03, SWHC020-03 | 854.7 | 2022 | 0 | 0 | 2022 | 0 | 0 | SWHC005-03, SWHC020-03 | Chillers - Marine ¦ SDG&E ¦ Marine | Chillers - Marine | 2.2278 | 1 | 0.95661 | PGT - Navigant 2015 | -6.6451 | 2012 | 0.6 | SWHC005-03, SWHC020-03
COM-HVAC-35.83 | Com ¦ Code Compliant Chiller - Marine ¦ SDG&E ¦ Marine | Com ¦ Code Compliant Chiller - Marine | SDG&E ¦ Marine | SDG&E | All | Electric | Code Water Cooled Centrifugal Chiller, Water Cooled Screw Chiller, and Air Cooled Screw Chiller | Average Existing and Code | 0 | Conventional | HVAC | Com - School | Com | ROB and NEW | 0 | 1000 sqft2 of floor space | Cap-Tons | 20 | DEER:HVAC_Chillers | 52.96 | 0.020919 | 1.9015e-08 | SWHC005-03, SWHC020-03 | 854.7 | 2022 | 0 | 0 | 2022 | 0 | 0 | SWHC005-03, SWHC020-03 | Chillers - Marine ¦ SDG&E ¦ Marine | Chillers - Marine | 4.2809 | 1 | 0.98089 | PGT - Navigant 2015 | -2.9091 | 2012 | 0.6 | SWHC005-03, SWHC020-03
COM-HVAC-35.85 | Com ¦ Code Compliant Chiller - Hot-Dry ¦ SDG&E ¦ Hot-Dry | Com ¦ Code Compliant Chiller - Hot-Dry | SDG&E ¦ Hot-Dry | SDG&E | All | Electric | Code Water Cooled Centrifugal Chiller, Water Cooled Screw Chiller, and Air Cooled Screw Chiller | Average Existing and Code | 0 | Conventional | HVAC | Com - College | Com | ROB and NEW | 0 | 1000 sqft2 of floor space | Cap-Tons | 20 | DEER:HVAC_Chillers | 47.7814 | 0.02941 | 0 | SWHC005-03, SWHC020-03 | 854.7 | 2022 | 0 | 0 | 2022 | 0 | 0 | SWHC005-03, SWHC020-03 | Chillers - Hot-Dry ¦ SDG&E ¦ Hot-Dry | Chillers - Hot-Dry | 3.0779 | 1 | 0.97022 | PGT - Navigant 2015 | -1.6241 | 2012 | 0.6 | SWHC005-03, SWHC020-03
COM-HVAC-35.87 | Com ¦ Code Compliant Chiller - Hot-Dry ¦ SDG&E ¦ Hot-Dry | Com ¦ Code Compliant Chiller - Hot-Dry | SDG&E ¦ Hot-Dry | SDG&E | All | Electric | Code Water Cooled Centrifugal Chiller, Water Cooled Screw Chiller, and Air Cooled Screw Chiller | Average Existing and Code | 0 | Conventional | HVAC | Com - Health | Com | ROB and NEW | 0 | 1000 sqft2 of floor space | Cap-Tons | 20 | DEER:HVAC_Chillers | 60.9865 | 0.021101 | 7.075e-08 | SWHC005-03, SWHC020-03 | 854.7 | 2022 | 0 | 0 | 2022 | 0 | 0 | SWHC005-03, SWHC020-03 | Chillers - Hot-Dry ¦ SDG&E ¦ Hot-Dry | Chillers - Hot-Dry | 2.8959 | 1 | 0.96832 | PGT - Navigant 2015 | -0.90392 | 2012 | 0.6 | SWHC005-03, SWHC020-03
COM-HVAC-35.88 | Com ¦ Code Compliant Chiller - Hot-Dry ¦ SDG&E ¦ Hot-Dry | Com ¦ Code Compliant Chiller - Hot-Dry | SDG&E ¦ Hot-Dry | SDG&E | All | Electric | Code Water Cooled Centrifugal Chiller, Water Cooled Screw Chiller, and Air Cooled Screw Chiller | Average Existing and Code | 0 | Conventional | HVAC | Com - Lodging | Com | ROB and NEW | 0 | 1000 sqft2 of floor space | Cap-Tons | 20 | DEER:HVAC_Chillers | 78.03 | 0.02472 | 0 | SWHC005-03, SWHC020-03 | 854.7 | 2022 | 0 | 0 | 2022 | 0 | 0 | SWHC005-03, SWHC020-03 | Chillers - Hot-Dry ¦ SDG&E ¦ Hot-Dry | Chillers - Hot-Dry | 1.6554 | 1 | 0.93426 | PGT - Navigant 2015 | -4.2888 | 2012 | 0.6 | SWHC005-03, SWHC020-03
COM-HVAC-35.89 | Com ¦ Code Compliant Chiller - Hot-Dry ¦ SDG&E ¦ Hot-Dry | Com ¦ Code Compliant Chiller - Hot-Dry | SDG&E ¦ Hot-Dry | SDG&E | All | Electric | Code Water Cooled Centrifugal Chiller, Water Cooled Screw Chiller, and Air Cooled Screw Chiller | Average Existing and Code | 0 | Conventional | HVAC | Com - Office (Large) | Com | ROB and NEW | 0 | 1000 sqft2 of floor space | Cap-Tons | 20 | DEER:HVAC_Chillers | 52.52 | 0.01255 | 3.798e-09 | SWHC005-03, SWHC020-03 | 854.7 | 2022 | 0 | 0 | 2022 | 0 | 0 | SWHC005-03, SWHC020-03 | Chillers - Hot-Dry ¦ SDG&E ¦ Hot-Dry | Chillers - Hot-Dry | 2.9103 | 1 | 0.96553 | PGT - Navigant 2015 | -0.82242 | 2012 | 0.6 | SWHC005-03, SWHC020-03
COM-HVAC-35.90 | Com ¦ Code Compliant Chiller - Hot-Dry ¦ SDG&E ¦ Hot-Dry | Com ¦ Code Compliant Chiller - Hot-Dry | SDG&E ¦ Hot-Dry | SDG&E | All | Electric | Code Water Cooled Centrifugal Chiller, Water Cooled Screw Chiller, and Air Cooled Screw Chiller | Average Existing and Code | 0 | Conventional | HVAC | Com - Office (Small) | Com | ROB and NEW | 0 | 1000 sqft2 of floor space | Cap-Tons | 20 | DEER:HVAC_Chillers | 55.855 | 0.012757 | 0 | SWHC005-03, SWHC020-03 | 854.7 | 2022 | 0 | 0 | 2022 | 0 | 0 | SWHC005-03, SWHC020-03 | Chillers - Hot-Dry ¦ SDG&E ¦ Hot-Dry | Chillers - Hot-Dry | 3.5852 | 1 | 0.97563 | PGT - Navigant 2015 | -1.4537 | 2012 | 0.6 | SWHC005-03, SWHC020-03
COM-HVAC-35.94 | Com ¦ Code Compliant Chiller - Hot-Dry ¦ SDG&E ¦ Hot-Dry | Com ¦ Code Compliant Chiller - Hot-Dry | SDG&E ¦ Hot-Dry | SDG&E | All | Electric | Code Water Cooled Centrifugal Chiller, Water Cooled Screw Chiller, and Air Cooled Screw Chiller | Average Existing and Code | 0 | Conventional | HVAC | Com - Retail | Com | ROB and NEW | 0 | 1000 sqft2 of floor space | Cap-Tons | 20 | DEER:HVAC_Chillers | 61.9075 | 0.02832 | 0 | SWHC005-03, SWHC020-03 | 854.7 | 2022 | 0 | 0 | 2022 | 0 | 0 | SWHC005-03, SWHC020-03 | Chillers - Hot-Dry ¦ SDG&E ¦ Hot-Dry | Chillers - Hot-Dry | 2.2278 | 1 | 0.95661 | PGT - Navigant 2015 | -5.9623 | 2012 | 0.6 | SWHC005-03, SWHC020-03
COM-HVAC-35.95 | Com ¦ Code Compliant Chiller - Hot-Dry ¦ SDG&E ¦ Hot-Dry | Com ¦ Code Compliant Chiller - Hot-Dry | SDG&E ¦ Hot-Dry | SDG&E | All | Electric | Code Water Cooled Centrifugal Chiller, Water Cooled Screw Chiller, and Air Cooled Screw Chiller | Average Existing and Code | 0 | Conventional | HVAC | Com - School | Com | ROB and NEW | 0 | 1000 sqft2 of floor space | Cap-Tons | 20 | DEER:HVAC_Chillers | 47.9725 | 0.017912 | -3.335e-08 | SWHC005-03, SWHC020-03 | 854.7 | 2022 | 0 | 0 | 2022 | 0 | 0 | SWHC005-03, SWHC020-03 | Chillers - Hot-Dry ¦ SDG&E ¦ Hot-Dry | Chillers - Hot-Dry | 4.2809 | 1 | 0.98089 | PGT - Navigant 2015 | -2.6352 | 2012 | 0.6 | SWHC005-03, SWHC020-03
COM-HVAC-36.1 | Com ¦ Efficient Chiller - Marine ¦ PG&E ¦ Marine | Com ¦ Efficient Chiller - Marine | PG&E ¦ Marine | PG&E | All | Electric | Code Water Cooled Centrifugal Chiller, Water Cooled Screw Chiller, and Air Cooled Screw Chiller | Efficient | 0 | Conventional | HVAC | Com - College | Com | ROB and NEW | 0 | 1000 sqft2 of floor space | Cap-Tons | 20 | DEER:HVAC_Chillers | 0 | 0 | 0 | SWHC005-03, SWHC020-03 | 958.05 | 2022 | 0 | 0 | 2022 | 0 | 0 | SWHC005-03, SWHC020-03 | Chillers - Marine ¦ PG&E ¦ Marine | Chillers - Marine | 2.0929 | 1 | 0.064396 | PGT - Navigant 2015 | 0 | 2032 | 0.6 | SWHC005-03, SWHC020-03
COM-HVAC-36.3 | Com ¦ Efficient Chiller - Marine ¦ PG&E ¦ Marine | Com ¦ Efficient Chiller - Marine | PG&E ¦ Marine | PG&E | All | Electric | Code Water Cooled Centrifugal Chiller, Water Cooled Screw Chiller, and Air Cooled Screw Chiller | Efficient | 0 | Conventional | HVAC | Com - Health | Com | ROB and NEW | 0 | 1000 sqft2 of floor space | Cap-Tons | 20 | DEER:HVAC_Chillers | 0 | 0 | 0 | SWHC005-03, SWHC020-03 | 958.05 | 2022 | 0 | 0 | 2022 | 0 | 0 | SWHC005-03, SWHC020-03 | Chillers - Marine ¦ PG&E ¦ Marine | Chillers - Marine | 1.8749 | 1 | 0.076493 | PGT - Navigant 2015 | 0 | 2032 | 0.6 | SWHC005-03, SWHC020-03
COM-HVAC-36.4 | Com ¦ Efficient Chiller - Marine ¦ PG&E ¦ Marine | Com ¦ Efficient Chiller - Marine | PG&E ¦ Marine | PG&E | All | Electric | Code Water Cooled Centrifugal Chiller, Water Cooled Screw Chiller, and Air Cooled Screw Chiller | Efficient | 0 | Conventional | HVAC | Com - Lodging | Com | ROB and NEW | 0 | 1000 sqft2 of floor space | Cap-Tons | 20 | DEER:HVAC_Chillers | 0 | 0 | 0 | SWHC005-03, SWHC020-03 | 958.05 | 2022 | 0 | 0 | 2022 | 0 | 0 | SWHC005-03, SWHC020-03 | Chillers - Marine ¦ PG&E ¦ Marine | Chillers - Marine | 1.3156 | 1 | 0.10452 | PGT - Navigant 2015 | 0 | 2032 | 0.6 | SWHC005-03, SWHC020-03
COM-HVAC-36.5 | Com ¦ Efficient Chiller - Marine ¦ PG&E ¦ Marine | Com ¦ Efficient Chiller - Marine | PG&E ¦ Marine | PG&E | All | Electric | Code Water Cooled Centrifugal Chiller, Water Cooled Screw Chiller, and Air Cooled Screw Chiller | Efficient | 0 | Conventional | HVAC | Com - Office (Large) | Com | ROB and NEW | 0 | 1000 sqft2 of floor space | Cap-Tons | 20 | DEER:HVAC_Chillers | 0 | 0 | 0 | SWHC005-03, SWHC020-03 | 958.05 | 2022 | 0 | 0 | 2022 | 0 | 0 | SWHC005-03, SWHC020-03 | Chillers - Marine ¦ PG&E ¦ Marine | Chillers - Marine | 2.3933 | 1 | 0.050978 | PGT - Navigant 2015 | 0 | 2032 | 0.6 | SWHC005-03, SWHC020-03
COM-HVAC-36.6 | Com ¦ Efficient Chiller - Marine ¦ PG&E ¦ Marine | Com ¦ Efficient Chiller - Marine | PG&E ¦ Marine | PG&E | All | Electric | Code Water Cooled Centrifugal Chiller, Water Cooled Screw Chiller, and Air Cooled Screw Chiller | Efficient | 0 | Conventional | HVAC | Com - Office (Small) | Com | ROB and NEW | 0 | 1000 sqft2 of floor space | Cap-Tons | 20 | DEER:HVAC_Chillers | 0 | 0 | 0 | SWHC005-03, SWHC020-03 | 958.05 | 2022 | 0 | 0 | 2022 | 0 | 0 | SWHC005-03, SWHC020-03 | Chillers - Marine ¦ PG&E ¦ Marine | Chillers - Marine | 2.4419 | 1 | 0.052541 | PGT - Navigant 2015 | 0 | 2032 | 0.6 | SWHC005-03, SWHC020-03
COM-HVAC-36.10 | Com ¦ Efficient Chiller - Marine ¦ PG&E ¦ Marine | Com ¦ Efficient Chiller - Marine | PG&E ¦ Marine | PG&E | All | Electric | Code Water Cooled Centrifugal Chiller, Water Cooled Screw Chiller, and Air Cooled Screw Chiller | Efficient | 0 | Conventional | HVAC | Com - Retail | Com | ROB and NEW | 0 | 1000 sqft2 of floor space | Cap-Tons | 20 | DEER:HVAC_Chillers | 0 | 0 | 0 | SWHC005-03, SWHC020-03 | 958.05 | 2022 | 0 | 0 | 2022 | 0 | 0 | SWHC005-03, SWHC020-03 | Chillers - Marine ¦ PG&E ¦ Marine | Chillers - Marine | 1.1793 | 1 | 0.15484 | PGT - Navigant 2015 | 0 | 2032 | 0.6 | SWHC005-03, SWHC020-03
COM-HVAC-36.11 | Com ¦ Efficient Chiller - Marine ¦ PG&E ¦ Marine | Com ¦ Efficient Chiller - Marine | PG&E ¦ Marine | PG&E | All | Electric | Code Water Cooled Centrifugal Chiller, Water Cooled Screw Chiller, and Air Cooled Screw Chiller | Efficient | 0 | Conventional | HVAC | Com - School | Com | ROB and NEW | 0 | 1000 sqft2 of floor space | Cap-Tons | 20 | DEER:HVAC_Chillers | 0 | 0 | 0 | SWHC005-03, SWHC020-03 | 958.05 | 2022 | 0 | 0 | 2022 | 0 | 0 | SWHC005-03, SWHC020-03 | Chillers - Marine ¦ PG&E ¦ Marine | Chillers - Marine | 1.8734 | 1 | 0.099813 | PGT - Navigant 2015 | 0 | 2032 | 0.6 | SWHC005-03, SWHC020-03
COM-HVAC-36.13 | Com ¦ Efficient Chiller - Hot-Dry ¦ PG&E ¦ Hot-Dry | Com ¦ Efficient Chiller - Hot-Dry | PG&E ¦ Hot-Dry | PG&E | All | Electric | Code Water Cooled Centrifugal Chiller, Water Cooled Screw Chiller, and Air Cooled Screw Chiller | Efficient | 0 | Conventional | HVAC | Com - College | Com | ROB and NEW | 0 | 1000 sqft2 of floor space | Cap-Tons | 20 | DEER:HVAC_Chillers | 0 | 0 | 0 | SWHC005-03, SWHC020-03 | 958.05 | 2022 | 0 | 0 | 2022 | 0 | 0 | SWHC005-03, SWHC020-03 | Chillers - Hot-Dry ¦ PG&E ¦ Hot-Dry | Chillers - Hot-Dry | 2.0929 | 1 | 0.064396 | PGT - Navigant 2015 | 0 | 2032 | 0.6 | SWHC005-03, SWHC020-03
COM-HVAC-36.15 | Com ¦ Efficient Chiller - Hot-Dry ¦ PG&E ¦ Hot-Dry | Com ¦ Efficient Chiller - Hot-Dry | PG&E ¦ Hot-Dry | PG&E | All | Electric | Code Water Cooled Centrifugal Chiller, Water Cooled Screw Chiller, and Air Cooled Screw Chiller | Efficient | 0 | Conventional | HVAC | Com - Health | Com | ROB and NEW | 0 | 1000 sqft2 of floor space | Cap-Tons | 20 | DEER:HVAC_Chillers | 0 | 0 | 0 | SWHC005-03, SWHC020-03 | 958.05 | 2022 | 0 | 0 | 2022 | 0 | 0 | SWHC005-03, SWHC020-03 | Chillers - Hot-Dry ¦ PG&E ¦ Hot-Dry | Chillers - Hot-Dry | 1.8749 | 1 | 0.076493 | PGT - Navigant 2015 | 0 | 2032 | 0.6 | SWHC005-03, SWHC020-03
COM-HVAC-36.16 | Com ¦ Efficient Chiller - Hot-Dry ¦ PG&E ¦ Hot-Dry | Com ¦ Efficient Chiller - Hot-Dry | PG&E ¦ Hot-Dry | PG&E | All | Electric | Code Water Cooled Centrifugal Chiller, Water Cooled Screw Chiller, and Air Cooled Screw Chiller | Efficient | 0 | Conventional | HVAC | Com - Lodging | Com | ROB and NEW | 0 | 1000 sqft2 of floor space | Cap-Tons | 20 | DEER:HVAC_Chillers | 0 | 0 | 0 | SWHC005-03, SWHC020-03 | 958.05 | 2022 | 0 | 0 | 2022 | 0 | 0 | SWHC005-03, SWHC020-03 | Chillers - Hot-Dry ¦ PG&E ¦ Hot-Dry | Chillers - Hot-Dry | 1.3156 | 1 | 0.10452 | PGT - Navigant 2015 | 0 | 2032 | 0.6 | SWHC005-03, SWHC020-03
COM-HVAC-36.17 | Com ¦ Efficient Chiller - Hot-Dry ¦ PG&E ¦ Hot-Dry | Com ¦ Efficient Chiller - Hot-Dry | PG&E ¦ Hot-Dry | PG&E | All | Electric | Code Water Cooled Centrifugal Chiller, Water Cooled Screw Chiller, and Air Cooled Screw Chiller | Efficient | 0 | Conventional | HVAC | Com - Office (Large) | Com | ROB and NEW | 0 | 1000 sqft2 of floor space | Cap-Tons | 20 | DEER:HVAC_Chillers | 0 | 0 | 0 | SWHC005-03, SWHC020-03 | 958.05 | 2022 | 0 | 0 | 2022 | 0 | 0 | SWHC005-03, SWHC020-03 | Chillers - Hot-Dry ¦ PG&E ¦ Hot-Dry | Chillers - Hot-Dry | 2.3933 | 1 | 0.050978 | PGT - Navigant 2015 | 0 | 2032 | 0.6 | SWHC005-03, SWHC020-03
COM-HVAC-36.18 | Com ¦ Efficient Chiller - Hot-Dry ¦ PG&E ¦ Hot-Dry | Com ¦ Efficient Chiller - Hot-Dry | PG&E ¦ Hot-Dry | PG&E | All | Electric | Code Water Cooled Centrifugal Chiller, Water Cooled Screw Chiller, and Air Cooled Screw Chiller | Efficient | 0 | Conventional | HVAC | Com - Office (Small) | Com | ROB and NEW | 0 | 1000 sqft2 of floor space | Cap-Tons | 20 | DEER:HVAC_Chillers | 0 | 0 | 0 | SWHC005-03, SWHC020-03 | 958.05 | 2022 | 0 | 0 | 2022 | 0 | 0 | SWHC005-03, SWHC020-03 | Chillers - Hot-Dry ¦ PG&E ¦ Hot-Dry | Chillers - Hot-Dry | 2.4419 | 1 | 0.052541 | PGT - Navigant 2015 | 0 | 2032 | 0.6 | SWHC005-03, SWHC020-03
COM-HVAC-36.22 | Com ¦ Efficient Chiller - Hot-Dry ¦ PG&E ¦ Hot-Dry | Com ¦ Efficient Chiller - Hot-Dry | PG&E ¦ Hot-Dry | PG&E | All | Electric | Code Water Cooled Centrifugal Chiller, Water Cooled Screw Chiller, and Air Cooled Screw Chiller | Efficient | 0 | Conventional | HVAC | Com - Retail | Com | ROB and NEW | 0 | 1000 sqft2 of floor space | Cap-Tons | 20 | DEER:HVAC_Chillers | 0 | 0 | 0 | SWHC005-03, SWHC020-03 | 958.05 | 2022 | 0 | 0 | 2022 | 0 | 0 | SWHC005-03, SWHC020-03 | Chillers - Hot-Dry ¦ PG&E ¦ Hot-Dry | Chillers - Hot-Dry | 1.1793 | 1 | 0.15484 | PGT - Navigant 2015 | 0 | 2032 | 0.6 | SWHC005-03, SWHC020-03
COM-HVAC-36.23 | Com ¦ Efficient Chiller - Hot-Dry ¦ PG&E ¦ Hot-Dry | Com ¦ Efficient Chiller - Hot-Dry | PG&E ¦ Hot-Dry | PG&E | All | Electric | Code Water Cooled Centrifugal Chiller, Water Cooled Screw Chiller, and Air Cooled Screw Chiller | Efficient | 0 | Conventional | HVAC | Com - School | Com | ROB and NEW | 0 | 1000 sqft2 of floor space | Cap-Tons | 20 | DEER:HVAC_Chillers | 0 | 0 | 0 | SWHC005-03, SWHC020-03 | 958.05 | 2022 | 0 | 0 | 2022 | 0 | 0 | SWHC005-03, SWHC020-03 | Chillers - Hot-Dry ¦ PG&E ¦ Hot-Dry | Chillers - Hot-Dry | 1.8734 | 1 | 0.099813 | PGT - Navigant 2015 | 0 | 2032 | 0.6 | SWHC005-03, SWHC020-03
COM-HVAC-36.25 | Com ¦ Efficient Chiller - Cold ¦ PG&E ¦ Cold | Com ¦ Efficient Chiller - Cold | PG&E ¦ Cold | PG&E | All | Electric | Code Water Cooled Centrifugal Chiller, Water Cooled Screw Chiller, and Air Cooled Screw Chiller | Efficient | 0 | Conventional | HVAC | Com - College | Com | ROB and NEW | 0 | 1000 sqft2 of floor space | Cap-Tons | 20 | DEER:HVAC_Chillers | 0 | 0 | 0 | SWHC005-03, SWHC020-03 | 958.05 | 2022 | 0 | 0 | 2022 | 0 | 0 | SWHC005-03, SWHC020-03 | Chillers - Cold ¦ PG&E ¦ Cold | Chillers - Cold | 2.0929 | 1 | 0.064396 | PGT - Navigant 2015 | 0 | 2032 | 0.6 | SWHC005-03, SWHC020-03
COM-HVAC-36.27 | Com ¦ Efficient Chiller - Cold ¦ PG&E ¦ Cold | Com ¦ Efficient Chiller - Cold | PG&E ¦ Cold | PG&E | All | Electric | Code Water Cooled Centrifugal Chiller, Water Cooled Screw Chiller, and Air Cooled Screw Chiller | Efficient | 0 | Conventional | HVAC | Com - Health | Com | ROB and NEW | 0 | 1000 sqft2 of floor space | Cap-Tons | 20 | DEER:HVAC_Chillers | 0 | 0 | 0 | SWHC005-03, SWHC020-03 | 958.05 | 2022 | 0 | 0 | 2022 | 0 | 0 | SWHC005-03, SWHC020-03 | Chillers - Cold ¦ PG&E ¦ Cold | Chillers - Cold | 1.8749 | 1 | 0.076493 | PGT - Navigant 2015 | 0 | 2032 | 0.6 | SWHC005-03, SWHC020-03
COM-HVAC-36.28 | Com ¦ Efficient Chiller - Cold ¦ PG&E ¦ Cold | Com ¦ Efficient Chiller - Cold | PG&E ¦ Cold | PG&E | All | Electric | Code Water Cooled Centrifugal Chiller, Water Cooled Screw Chiller, and Air Cooled Screw Chiller | Efficient | 0 | Conventional | HVAC | Com - Lodging | Com | ROB and NEW | 0 | 1000 sqft2 of floor space | Cap-Tons | 20 | DEER:HVAC_Chillers | 0 | 0 | 0 | SWHC005-03, SWHC020-03 | 958.05 | 2022 | 0 | 0 | 2022 | 0 | 0 | SWHC005-03, SWHC020-03 | Chillers - Cold ¦ PG&E ¦ Cold | Chillers - Cold | 1.3156 | 1 | 0.10452 | PGT - Navigant 2015 | 0 | 2032 | 0.6 | SWHC005-03, SWHC020-03
COM-HVAC-36.29 | Com ¦ Efficient Chiller - Cold ¦ PG&E ¦ Cold | Com ¦ Efficient Chiller - Cold | PG&E ¦ Cold | PG&E | All | Electric | Code Water Cooled Centrifugal Chiller, Water Cooled Screw Chiller, and Air Cooled Screw Chiller | Efficient | 0 | Conventional | HVAC | Com - Office (Large) | Com | ROB and NEW | 0 | 1000 sqft2 of floor space | Cap-Tons | 20 | DEER:HVAC_Chillers | 0 | 0 | 0 | SWHC005-03, SWHC020-03 | 958.05 | 2022 | 0 | 0 | 2022 | 0 | 0 | SWHC005-03, SWHC020-03 | Chillers - Cold ¦ PG&E ¦ Cold | Chillers - Cold | 2.3933 | 1 | 0.050978 | PGT - Navigant 2015 | 0 | 2032 | 0.6 | SWHC005-03, SWHC020-03
COM-HVAC-36.30 | Com ¦ Efficient Chiller - Cold ¦ PG&E ¦ Cold | Com ¦ Efficient Chiller - Cold | PG&E ¦ Cold | PG&E | All | Electric | Code Water Cooled Centrifugal Chiller, Water Cooled Screw Chiller, and Air Cooled Screw Chiller | Efficient | 0 | Conventional | HVAC | Com - Office (Small) | Com | ROB and NEW | 0 | 1000 sqft2 of floor space | Cap-Tons | 20 | DEER:HVAC_Chillers | 0 | 0 | 0 | SWHC005-03, SWHC020-03 | 958.05 | 2022 | 0 | 0 | 2022 | 0 | 0 | SWHC005-03, SWHC020-03 | Chillers - Cold ¦ PG&E ¦ Cold | Chillers - Cold | 2.4419 | 1 | 0.052541 | PGT - Navigant 2015 | 0 | 2032 | 0.6 | SWHC005-03, SWHC020-03
COM-HVAC-36.34 | Com ¦ Efficient Chiller - Cold ¦ PG&E ¦ Cold | Com ¦ Efficient Chiller - Cold | PG&E ¦ Cold | PG&E | All | Electric | Code Water Cooled Centrifugal Chiller, Water Cooled Screw Chiller, and Air Cooled Screw Chiller | Efficient | 0 | Conventional | HVAC | Com - Retail | Com | ROB and NEW | 0 | 1000 sqft2 of floor space | Cap-Tons | 20 | DEER:HVAC_Chillers | 0 | 0 | 0 | SWHC005-03, SWHC020-03 | 958.05 | 2022 | 0 | 0 | 2022 | 0 | 0 | SWHC005-03, SWHC020-03 | Chillers - Cold ¦ PG&E ¦ Cold | Chillers - Cold | 1.1793 | 1 | 0.15484 | PGT - Navigant 2015 | 0 | 2032 | 0.6 | SWHC005-03, SWHC020-03
COM-HVAC-36.35 | Com ¦ Efficient Chiller - Cold ¦ PG&E ¦ Cold | Com ¦ Efficient Chiller - Cold | PG&E ¦ Cold | PG&E | All | Electric | Code Water Cooled Centrifugal Chiller, Water Cooled Screw Chiller, and Air Cooled Screw Chiller | Efficient | 0 | Conventional | HVAC | Com - School | Com | ROB and NEW | 0 | 1000 sqft2 of floor space | Cap-Tons | 20 | DEER:HVAC_Chillers | 0 | 0 | 0 | SWHC005-03, SWHC020-03 | 958.05 | 2022 | 0 | 0 | 2022 | 0 | 0 | SWHC005-03, SWHC020-03 | Chillers - Cold ¦ PG&E ¦ Cold | Chillers - Cold | 1.8734 | 1 | 0.099813 | PGT - Navigant 2015 | 0 | 2032 | 0.6 | SWHC005-03, SWHC020-03
COM-HVAC-36.37 | Com ¦ Efficient Chiller - Marine ¦ SCE ¦ Marine | Com ¦ Efficient Chiller - Marine | SCE ¦ Marine | SCE | All | Electric | Code Water Cooled Centrifugal Chiller, Water Cooled Screw Chiller, and Air Cooled Screw Chiller | Efficient | 0 | Conventional | HVAC | Com - College | Com | ROB and NEW | 0 | 1000 sqft2 of floor space | Cap-Tons | 20 | DEER:HVAC_Chillers | 0 | 0 | 0 | SWHC005-03, SWHC020-03 | 958.05 | 2022 | 0 | 0 | 2022 | 0 | 0 | SWHC005-03, SWHC020-03 | Chillers - Marine ¦ SCE ¦ Marine | Chillers - Marine | 2.3225 | 1 | 0.052162 | PGT - Navigant 2015 | 0 | 2032 | 0.6 | SWHC005-03, SWHC020-03
COM-HVAC-36.39 | Com ¦ Efficient Chiller - Marine ¦ SCE ¦ Marine | Com ¦ Efficient Chiller - Marine | SCE ¦ Marine | SCE | All | Electric | Code Water Cooled Centrifugal Chiller, Water Cooled Screw Chiller, and Air Cooled Screw Chiller | Efficient | 0 | Conventional | HVAC | Com - Health | Com | ROB and NEW | 0 | 1000 sqft2 of floor space | Cap-Tons | 20 | DEER:HVAC_Chillers | 0 | 0 | 0 | SWHC005-03, SWHC020-03 | 958.05 | 2022 | 0 | 0 | 2022 | 0 | 0 | SWHC005-03, SWHC020-03 | Chillers - Marine ¦ SCE ¦ Marine | Chillers - Marine | 2.2462 | 1 | 0.05299 | PGT - Navigant 2015 | 0 | 2032 | 0.6 | SWHC005-03, SWHC020-03
COM-HVAC-36.40 | Com ¦ Efficient Chiller - Marine ¦ SCE ¦ Marine | Com ¦ Efficient Chiller - Marine | SCE ¦ Marine | SCE | All | Electric | Code Water Cooled Centrifugal Chiller, Water Cooled Screw Chiller, and Air Cooled Screw Chiller | Efficient | 0 | Conventional | HVAC | Com - Lodging | Com | ROB and NEW | 0 | 1000 sqft2 of floor space | Cap-Tons | 20 | DEER:HVAC_Chillers | 0 | 0 | 0 | SWHC005-03, SWHC020-03 | 958.05 | 2022 | 0 | 0 | 2022 | 0 | 0 | SWHC005-03, SWHC020-03 | Chillers - Marine ¦ SCE ¦ Marine | Chillers - Marine | 1.6088 | 1 | 0.069477 | PGT - Navigant 2015 | 0 | 2032 | 0.6 | SWHC005-03, SWHC020-03
COM-HVAC-36.41 | Com ¦ Efficient Chiller - Marine ¦ SCE ¦ Marine | Com ¦ Efficient Chiller - Marine | SCE ¦ Marine | SCE | All | Electric | Code Water Cooled Centrifugal Chiller, Water Cooled Screw Chiller, and Air Cooled Screw Chiller | Efficient | 0 | Conventional | HVAC | Com - Office (Large) | Com | ROB and NEW | 0 | 1000 sqft2 of floor space | Cap-Tons | 20 | DEER:HVAC_Chillers | 0 | 0 | 0 | SWHC005-03, SWHC020-03 | 958.05 | 2022 | 0 | 0 | 2022 | 0 | 0 | SWHC005-03, SWHC020-03 | Chillers - Marine ¦ SCE ¦ Marine | Chillers - Marine | 2.5246 | 1 | 0.045813 | PGT - Navigant 2015 | 0 | 2032 | 0.6 | SWHC005-03, SWHC020-03
COM-HVAC-36.42 | Com ¦ Efficient Chiller - Marine ¦ SCE ¦ Marine | Com ¦ Efficient Chiller - Marine | SCE ¦ Marine | SCE | All | Electric | Code Water Cooled Centrifugal Chiller, Water Cooled Screw Chiller, and Air Cooled Screw Chiller | Efficient | 0 | Conventional | HVAC | Com - Office (Small) | Com | ROB and NEW | 0 | 1000 sqft2 of floor space | Cap-Tons | 20 | DEER:HVAC_Chillers | 0 | 0 | 0 | SWHC005-03, SWHC020-03 | 958.05 | 2022 | 0 | 0 | 2022 | 0 | 0 | SWHC005-03, SWHC020-03 | Chillers - Marine ¦ SCE ¦ Marine | Chillers - Marine | 3.014 | 1 | 0.034486 | PGT - Navigant 2015 | 0 | 2032 | 0.6 | SWHC005-03, SWHC020-03
COM-HVAC-36.46 | Com ¦ Efficient Chiller - Marine ¦ SCE ¦ Marine | Com ¦ Efficient Chiller - Marine | SCE ¦ Marine | SCE | All | Electric | Code Water Cooled Centrifugal Chiller, Water Cooled Screw Chiller, and Air Cooled Screw Chiller | Efficient | 0 | Conventional | HVAC | Com - Retail | Com | ROB and NEW | 0 | 1000 sqft2 of floor space | Cap-Tons | 20 | DEER:HVAC_Chillers | 0 | 0 | 0 | SWHC005-03, SWHC020-03 | 958.05 | 2022 | 0 | 0 | 2022 | 0 | 0 | SWHC005-03, SWHC020-03 | Chillers - Marine ¦ SCE ¦ Marine | Chillers - Marine | 1.5548 | 1 | 0.089077 | PGT - Navigant 2015 | 0 | 2032 | 0.6 | SWHC005-03, SWHC020-03
COM-HVAC-36.47 | Com ¦ Efficient Chiller - Marine ¦ SCE ¦ Marine | Com ¦ Efficient Chiller - Marine | SCE ¦ Marine | SCE | All | Electric | Code Water Cooled Centrifugal Chiller, Water Cooled Screw Chiller, and Air Cooled Screw Chiller | Efficient | 0 | Conventional | HVAC | Com - School | Com | ROB and NEW | 0 | 1000 sqft2 of floor space | Cap-Tons | 20 | DEER:HVAC_Chillers | 0 | 0 | 0 | SWHC005-03, SWHC020-03 | 958.05 | 2022 | 0 | 0 | 2022 | 0 | 0 | SWHC005-03, SWHC020-03 | Chillers - Marine ¦ SCE ¦ Marine | Chillers - Marine | 2.9012 | 1 | 0.041616 | PGT - Navigant 2015 | 0 | 2032 | 0.6 | SWHC005-03, SWHC020-03
COM-HVAC-36.49 | Com ¦ Efficient Chiller - Hot-Dry ¦ SCE ¦ Hot-Dry | Com ¦ Efficient Chiller - Hot-Dry | SCE ¦ Hot-Dry | SCE | All | Electric | Code Water Cooled Centrifugal Chiller, Water Cooled Screw Chiller, and Air Cooled Screw Chiller | Efficient | 0 | Conventional | HVAC | Com - College | Com | ROB and NEW | 0 | 1000 sqft2 of floor space | Cap-Tons | 20 | DEER:HVAC_Chillers | 0 | 0 | 0 | SWHC005-03, SWHC020-03 | 958.05 | 2022 | 0 | 0 | 2022 | 0 | 0 | SWHC005-03, SWHC020-03 | Chillers - Hot-Dry ¦ SCE ¦ Hot-Dry | Chillers - Hot-Dry | 2.3225 | 1 | 0.052162 | PGT - Navigant 2015 | 0 | 2032 | 0.6 | SWHC005-03, SWHC020-03
COM-HVAC-36.51 | Com ¦ Efficient Chiller - Hot-Dry ¦ SCE ¦ Hot-Dry | Com ¦ Efficient Chiller - Hot-Dry | SCE ¦ Hot-Dry | SCE | All | Electric | Code Water Cooled Centrifugal Chiller, Water Cooled Screw Chiller, and Air Cooled Screw Chiller | Efficient | 0 | Conventional | HVAC | Com - Health | Com | ROB and NEW | 0 | 1000 sqft2 of floor space | Cap-Tons | 20 | DEER:HVAC_Chillers | 0 | 0 | 0 | SWHC005-03, SWHC020-03 | 958.05 | 2022 | 0 | 0 | 2022 | 0 | 0 | SWHC005-03, SWHC020-03 | Chillers - Hot-Dry ¦ SCE ¦ Hot-Dry | Chillers - Hot-Dry | 2.2462 | 1 | 0.05299 | PGT - Navigant 2015 | 0 | 2032 | 0.6 | SWHC005-03, SWHC020-03
COM-HVAC-36.52 | Com ¦ Efficient Chiller - Hot-Dry ¦ SCE ¦ Hot-Dry | Com ¦ Efficient Chiller - Hot-Dry | SCE ¦ Hot-Dry | SCE | All | Electric | Code Water Cooled Centrifugal Chiller, Water Cooled Screw Chiller, and Air Cooled Screw Chiller | Efficient | 0 | Conventional | HVAC | Com - Lodging | Com | ROB and NEW | 0 | 1000 sqft2 of floor space | Cap-Tons | 20 | DEER:HVAC_Chillers | 0 | 0 | 0 | SWHC005-03, SWHC020-03 | 958.05 | 2022 | 0 | 0 | 2022 | 0 | 0 | SWHC005-03, SWHC020-03 | Chillers - Hot-Dry ¦ SCE ¦ Hot-Dry | Chillers - Hot-Dry | 1.6088 | 1 | 0.069477 | PGT - Navigant 2015 | 0 | 2032 | 0.6 | SWHC005-03, SWHC020-03
COM-HVAC-36.53 | Com ¦ Efficient Chiller - Hot-Dry ¦ SCE ¦ Hot-Dry | Com ¦ Efficient Chiller - Hot-Dry | SCE ¦ Hot-Dry | SCE | All | Electric | Code Water Cooled Centrifugal Chiller, Water Cooled Screw Chiller, and Air Cooled Screw Chiller | Efficient | 0 | Conventional | HVAC | Com - Office (Large) | Com | ROB and NEW | 0 | 1000 sqft2 of floor space | Cap-Tons | 20 | DEER:HVAC_Chillers | 0 | 0 | 0 | SWHC005-03, SWHC020-03 | 958.05 | 2022 | 0 | 0 | 2022 | 0 | 0 | SWHC005-03, SWHC020-03 | Chillers - Hot-Dry ¦ SCE ¦ Hot-Dry | Chillers - Hot-Dry | 2.5246 | 1 | 0.045813 | PGT - Navigant 2015 | 0 | 2032 | 0.6 | SWHC005-03, SWHC020-03
COM-HVAC-36.54 | Com ¦ Efficient Chiller - Hot-Dry ¦ SCE ¦ Hot-Dry | Com ¦ Efficient Chiller - Hot-Dry | SCE ¦ Hot-Dry | SCE | All | Electric | Code Water Cooled Centrifugal Chiller, Water Cooled Screw Chiller, and Air Cooled Screw Chiller | Efficient | 0 | Conventional | HVAC | Com - Office (Small) | Com | ROB and NEW | 0 | 1000 sqft2 of floor space | Cap-Tons | 20 | DEER:HVAC_Chillers | 0 | 0 | 0 | SWHC005-03, SWHC020-03 | 958.05 | 2022 | 0 | 0 | 2022 | 0 | 0 | SWHC005-03, SWHC020-03 | Chillers - Hot-Dry ¦ SCE ¦ Hot-Dry | Chillers - Hot-Dry | 3.014 | 1 | 0.034486 | PGT - Navigant 2015 | 0 | 2032 | 0.6 | SWHC005-03, SWHC020-03
COM-HVAC-36.58 | Com ¦ Efficient Chiller - Hot-Dry ¦ SCE ¦ Hot-Dry | Com ¦ Efficient Chiller - Hot-Dry | SCE ¦ Hot-Dry | SCE | All | Electric | Code Water Cooled Centrifugal Chiller, Water Cooled Screw Chiller, and Air Cooled Screw Chiller | Efficient | 0 | Conventional | HVAC | Com - Retail | Com | ROB and NEW | 0 | 1000 sqft2 of floor space | Cap-Tons | 20 | DEER:HVAC_Chillers | 0 | 0 | 0 | SWHC005-03, SWHC020-03 | 958.05 | 2022 | 0 | 0 | 2022 | 0 | 0 | SWHC005-03, SWHC020-03 | Chillers - Hot-Dry ¦ SCE ¦ Hot-Dry | Chillers - Hot-Dry | 1.5548 | 1 | 0.089077 | PGT - Navigant 2015 | 0 | 2032 | 0.6 | SWHC005-03, SWHC020-03
COM-HVAC-36.59 | Com ¦ Efficient Chiller - Hot-Dry ¦ SCE ¦ Hot-Dry | Com ¦ Efficient Chiller - Hot-Dry | SCE ¦ Hot-Dry | SCE | All | Electric | Code Water Cooled Centrifugal Chiller, Water Cooled Screw Chiller, and Air Cooled Screw Chiller | Efficient | 0 | Conventional | HVAC | Com - School | Com | ROB and NEW | 0 | 1000 sqft2 of floor space | Cap-Tons | 20 | DEER:HVAC_Chillers | 0 | 0 | 0 | SWHC005-03, SWHC020-03 | 958.05 | 2022 | 0 | 0 | 2022 | 0 | 0 | SWHC005-03, SWHC020-03 | Chillers - Hot-Dry ¦ SCE ¦ Hot-Dry | Chillers - Hot-Dry | 2.9012 | 1 | 0.041616 | PGT - Navigant 2015 | 0 | 2032 | 0.6 | SWHC005-03, SWHC020-03
COM-HVAC-36.61 | Com ¦ Efficient Chiller - Cold ¦ SCE ¦ Cold | Com ¦ Efficient Chiller - Cold | SCE ¦ Cold | SCE | All | Electric | Code Water Cooled Centrifugal Chiller, Water Cooled Screw Chiller, and Air Cooled Screw Chiller | Efficient | 0 | Conventional | HVAC | Com - College | Com | ROB and NEW | 0 | 1000 sqft2 of floor space | Cap-Tons | 20 | DEER:HVAC_Chillers | 0 | 0 | 0 | SWHC005-03, SWHC020-03 | 958.05 | 2022 | 0 | 0 | 2022 | 0 | 0 | SWHC005-03, SWHC020-03 | Chillers - Cold ¦ SCE ¦ Cold | Chillers - Cold | 2.3225 | 1 | 0.052162 | PGT - Navigant 2015 | 0 | 2032 | 0.6 | SWHC005-03, SWHC020-03
COM-HVAC-36.63 | Com ¦ Efficient Chiller - Cold ¦ SCE ¦ Cold | Com ¦ Efficient Chiller - Cold | SCE ¦ Cold | SCE | All | Electric | Code Water Cooled Centrifugal Chiller, Water Cooled Screw Chiller, and Air Cooled Screw Chiller | Efficient | 0 | Conventional | HVAC | Com - Health | Com | ROB and NEW | 0 | 1000 sqft2 of floor space | Cap-Tons | 20 | DEER:HVAC_Chillers | 0 | 0 | 0 | SWHC005-03, SWHC020-03 | 958.05 | 2022 | 0 | 0 | 2022 | 0 | 0 | SWHC005-03, SWHC020-03 | Chillers - Cold ¦ SCE ¦ Cold | Chillers - Cold | 2.2462 | 1 | 0.05299 | PGT - Navigant 2015 | 0 | 2032 | 0.6 | SWHC005-03, SWHC020-03
COM-HVAC-36.64 | Com ¦ Efficient Chiller - Cold ¦ SCE ¦ Cold | Com ¦ Efficient Chiller - Cold | SCE ¦ Cold | SCE | All | Electric | Code Water Cooled Centrifugal Chiller, Water Cooled Screw Chiller, and Air Cooled Screw Chiller | Efficient | 0 | Conventional | HVAC | Com - Lodging | Com | ROB and NEW | 0 | 1000 sqft2 of floor space | Cap-Tons | 20 | DEER:HVAC_Chillers | 0 | 0 | 0 | SWHC005-03, SWHC020-03 | 958.05 | 2022 | 0 | 0 | 2022 | 0 | 0 | SWHC005-03, SWHC020-03 | Chillers - Cold ¦ SCE ¦ Cold | Chillers - Cold | 1.6088 | 1 | 0.069477 | PGT - Navigant 2015 | 0 | 2032 | 0.6 | SWHC005-03, SWHC020-03
COM-HVAC-36.65 | Com ¦ Efficient Chiller - Cold ¦ SCE ¦ Cold | Com ¦ Efficient Chiller - Cold | SCE ¦ Cold | SCE | All | Electric | Code Water Cooled Centrifugal Chiller, Water Cooled Screw Chiller, and Air Cooled Screw Chiller | Efficient | 0 | Conventional | HVAC | Com - Office (Large) | Com | ROB and NEW | 0 | 1000 sqft2 of floor space | Cap-Tons | 20 | DEER:HVAC_Chillers | 0 | 0 | 0 | SWHC005-03, SWHC020-03 | 958.05 | 2022 | 0 | 0 | 2022 | 0 | 0 | SWHC005-03, SWHC020-03 | Chillers - Cold ¦ SCE ¦ Cold | Chillers - Cold | 2.5246 | 1 | 0.045813 | PGT - Navigant 2015 | 0 | 2032 | 0.6 | SWHC005-03, SWHC020-03
COM-HVAC-36.66 | Com ¦ Efficient Chiller - Cold ¦ SCE ¦ Cold | Com ¦ Efficient Chiller - Cold | SCE ¦ Cold | SCE | All | Electric | Code Water Cooled Centrifugal Chiller, Water Cooled Screw Chiller, and Air Cooled Screw Chiller | Efficient | 0 | Conventional | HVAC | Com - Office (Small) | Com | ROB and NEW | 0 | 1000 sqft2 of floor space | Cap-Tons | 20 | DEER:HVAC_Chillers | 0 | 0 | 0 | SWHC005-03, SWHC020-03 | 958.05 | 2022 | 0 | 0 | 2022 | 0 | 0 | SWHC005-03, SWHC020-03 | Chillers - Cold ¦ SCE ¦ Cold | Chillers - Cold | 3.014 | 1 | 0.034486 | PGT - Navigant 2015 | 0 | 2032 | 0.6 | SWHC005-03, SWHC020-03
COM-HVAC-36.70 | Com ¦ Efficient Chiller - Cold ¦ SCE ¦ Cold | Com ¦ Efficient Chiller - Cold | SCE ¦ Cold | SCE | All | Electric | Code Water Cooled Centrifugal Chiller, Water Cooled Screw Chiller, and Air Cooled Screw Chiller | Efficient | 0 | Conventional | HVAC | Com - Retail | Com | ROB and NEW | 0 | 1000 sqft2 of floor space | Cap-Tons | 20 | DEER:HVAC_Chillers | 0 | 0 | 0 | SWHC005-03, SWHC020-03 | 958.05 | 2022 | 0 | 0 | 2022 | 0 | 0 | SWHC005-03, SWHC020-03 | Chillers - Cold ¦ SCE ¦ Cold | Chillers - Cold | 1.5548 | 1 | 0.089077 | PGT - Navigant 2015 | 0 | 2032 | 0.6 | SWHC005-03, SWHC020-03
COM-HVAC-36.71 | Com ¦ Efficient Chiller - Cold ¦ SCE ¦ Cold | Com ¦ Efficient Chiller - Cold | SCE ¦ Cold | SCE | All | Electric | Code Water Cooled Centrifugal Chiller, Water Cooled Screw Chiller, and Air Cooled Screw Chiller | Efficient | 0 | Conventional | HVAC | Com - School | Com | ROB and NEW | 0 | 1000 sqft2 of floor space | Cap-Tons | 20 | DEER:HVAC_Chillers | 0 | 0 | 0 | SWHC005-03, SWHC020-03 | 958.05 | 2022 | 0 | 0 | 2022 | 0 | 0 | SWHC005-03, SWHC020-03 | Chillers - Cold ¦ SCE ¦ Cold | Chillers - Cold | 2.9012 | 1 | 0.041616 | PGT - Navigant 2015 | 0 | 2032 | 0.6 | SWHC005-03, SWHC020-03
COM-HVAC-36.73 | Com ¦ Efficient Chiller - Marine ¦ SDG&E ¦ Marine | Com ¦ Efficient Chiller - Marine | SDG&E ¦ Marine | SDG&E | All | Electric | Code Water Cooled Centrifugal Chiller, Water Cooled Screw Chiller, and Air Cooled Screw Chiller | Efficient | 0 | Conventional | HVAC | Com - College | Com | ROB and NEW | 0 | 1000 sqft2 of floor space | Cap-Tons | 20 | DEER:HVAC_Chillers | 0 | 0 | 0 | SWHC005-03, SWHC020-03 | 958.05 | 2022 | 0 | 0 | 2022 | 0 | 0 | SWHC005-03, SWHC020-03 | Chillers - Marine ¦ SDG&E ¦ Marine | Chillers - Marine | 3.0779 | 1 | 0.029776 | PGT - Navigant 2015 | 0 | 2032 | 0.6 | SWHC005-03, SWHC020-03
COM-HVAC-36.75 | Com ¦ Efficient Chiller - Marine ¦ SDG&E ¦ Marine | Com ¦ Efficient Chiller - Marine | SDG&E ¦ Marine | SDG&E | All | Electric | Code Water Cooled Centrifugal Chiller, Water Cooled Screw Chiller, and Air Cooled Screw Chiller | Efficient | 0 | Conventional | HVAC | Com - Health | Com | ROB and NEW | 0 | 1000 sqft2 of floor space | Cap-Tons | 20 | DEER:HVAC_Chillers | 0 | 0 | 0 | SWHC005-03, SWHC020-03 | 958.05 | 2022 | 0 | 0 | 2022 | 0 | 0 | SWHC005-03, SWHC020-03 | Chillers - Marine ¦ SDG&E ¦ Marine | Chillers - Marine | 2.8959 | 1 | 0.031682 | PGT - Navigant 2015 | 0 | 2032 | 0.6 | SWHC005-03, SWHC020-03
COM-HVAC-36.76 | Com ¦ Efficient Chiller - Marine ¦ SDG&E ¦ Marine | Com ¦ Efficient Chiller - Marine | SDG&E ¦ Marine | SDG&E | All | Electric | Code Water Cooled Centrifugal Chiller, Water Cooled Screw Chiller, and Air Cooled Screw Chiller | Efficient | 0 | Conventional | HVAC | Com - Lodging | Com | ROB and NEW | 0 | 1000 sqft2 of floor space | Cap-Tons | 20 | DEER:HVAC_Chillers | 0 | 0 | 0 | SWHC005-03, SWHC020-03 | 958.05 | 2022 | 0 | 0 | 2022 | 0 | 0 | SWHC005-03, SWHC020-03 | Chillers - Marine ¦ SDG&E ¦ Marine | Chillers - Marine | 1.6554 | 1 | 0.06574 | PGT - Navigant 2015 | 0 | 2032 | 0.6 | SWHC005-03, SWHC020-03
COM-HVAC-36.77 | Com ¦ Efficient Chiller - Marine ¦ SDG&E ¦ Marine | Com ¦ Efficient Chiller - Marine | SDG&E ¦ Marine | SDG&E | All | Electric | Code Water Cooled Centrifugal Chiller, Water Cooled Screw Chiller, and Air Cooled Screw Chiller | Efficient | 0 | Conventional | HVAC | Com - Office (Large) | Com | ROB and NEW | 0 | 1000 sqft2 of floor space | Cap-Tons | 20 | DEER:HVAC_Chillers | 0 | 0 | 0 | SWHC005-03, SWHC020-03 | 958.05 | 2022 | 0 | 0 | 2022 | 0 | 0 | SWHC005-03, SWHC020-03 | Chillers - Marine ¦ SDG&E ¦ Marine | Chillers - Marine | 2.9103 | 1 | 0.034473 | PGT - Navigant 2015 | 0 | 2032 | 0.6 | SWHC005-03, SWHC020-03
COM-HVAC-36.78 | Com ¦ Efficient Chiller - Marine ¦ SDG&E ¦ Marine | Com ¦ Efficient Chiller - Marine | SDG&E ¦ Marine | SDG&E | All | Electric | Code Water Cooled Centrifugal Chiller, Water Cooled Screw Chiller, and Air Cooled Screw Chiller | Efficient | 0 | Conventional | HVAC | Com - Office (Small) | Com | ROB and NEW | 0 | 1000 sqft2 of floor space | Cap-Tons | 20 | DEER:HVAC_Chillers | 0 | 0 | 0 | SWHC005-03, SWHC020-03 | 958.05 | 2022 | 0 | 0 | 2022 | 0 | 0 | SWHC005-03, SWHC020-03 | Chillers - Marine ¦ SDG&E ¦ Marine | Chillers - Marine | 3.5852 | 1 | 0.024373 | PGT - Navigant 2015 | 0 | 2032 | 0.6 | SWHC005-03, SWHC020-03
COM-HVAC-36.82 | Com ¦ Efficient Chiller - Marine ¦ SDG&E ¦ Marine | Com ¦ Efficient Chiller - Marine | SDG&E ¦ Marine | SDG&E | All | Electric | Code Water Cooled Centrifugal Chiller, Water Cooled Screw Chiller, and Air Cooled Screw Chiller | Efficient | 0 | Conventional | HVAC | Com - Retail | Com | ROB and NEW | 0 | 1000 sqft2 of floor space | Cap-Tons | 20 | DEER:HVAC_Chillers | 0 | 0 | 0 | SWHC005-03, SWHC020-03 | 958.05 | 2022 | 0 | 0 | 2022 | 0 | 0 | SWHC005-03, SWHC020-03 | Chillers - Marine ¦ SDG&E ¦ Marine | Chillers - Marine | 2.2278 | 1 | 0.043391 | PGT - Navigant 2015 | 0 | 2032 | 0.6 | SWHC005-03, SWHC020-03
COM-HVAC-36.83 | Com ¦ Efficient Chiller - Marine ¦ SDG&E ¦ Marine | Com ¦ Efficient Chiller - Marine | SDG&E ¦ Marine | SDG&E | All | Electric | Code Water Cooled Centrifugal Chiller, Water Cooled Screw Chiller, and Air Cooled Screw Chiller | Efficient | 0 | Conventional | HVAC | Com - School | Com | ROB and NEW | 0 | 1000 sqft2 of floor space | Cap-Tons | 20 | DEER:HVAC_Chillers | 0 | 0 | 0 | SWHC005-03, SWHC020-03 | 958.05 | 2022 | 0 | 0 | 2022 | 0 | 0 | SWHC005-03, SWHC020-03 | Chillers - Marine ¦ SDG&E ¦ Marine | Chillers - Marine | 4.2809 | 1 | 0.019114 | PGT - Navigant 2015 | 0 | 2032 | 0.6 | SWHC005-03, SWHC020-03
COM-HVAC-36.85 | Com ¦ Efficient Chiller - Hot-Dry ¦ SDG&E ¦ Hot-Dry | Com ¦ Efficient Chiller - Hot-Dry | SDG&E ¦ Hot-Dry | SDG&E | All | Electric | Code Water Cooled Centrifugal Chiller, Water Cooled Screw Chiller, and Air Cooled Screw Chiller | Efficient | 0 | Conventional | HVAC | Com - College | Com | ROB and NEW | 0 | 1000 sqft2 of floor space | Cap-Tons | 20 | DEER:HVAC_Chillers | 0 | 0 | 0 | SWHC005-03, SWHC020-03 | 958.05 | 2022 | 0 | 0 | 2022 | 0 | 0 | SWHC005-03, SWHC020-03 | Chillers - Hot-Dry ¦ SDG&E ¦ Hot-Dry | Chillers - Hot-Dry | 3.0779 | 1 | 0.029776 | PGT - Navigant 2015 | 0 | 2032 | 0.6 | SWHC005-03, SWHC020-03
COM-HVAC-36.87 | Com ¦ Efficient Chiller - Hot-Dry ¦ SDG&E ¦ Hot-Dry | Com ¦ Efficient Chiller - Hot-Dry | SDG&E ¦ Hot-Dry | SDG&E | All | Electric | Code Water Cooled Centrifugal Chiller, Water Cooled Screw Chiller, and Air Cooled Screw Chiller | Efficient | 0 | Conventional | HVAC | Com - Health | Com | ROB and NEW | 0 | 1000 sqft2 of floor space | Cap-Tons | 20 | DEER:HVAC_Chillers | 0 | 0 | 0 | SWHC005-03, SWHC020-03 | 958.05 | 2022 | 0 | 0 | 2022 | 0 | 0 | SWHC005-03, SWHC020-03 | Chillers - Hot-Dry ¦ SDG&E ¦ Hot-Dry | Chillers - Hot-Dry | 2.8959 | 1 | 0.031682 | PGT - Navigant 2015 | 0 | 2032 | 0.6 | SWHC005-03, SWHC020-03
COM-HVAC-36.88 | Com ¦ Efficient Chiller - Hot-Dry ¦ SDG&E ¦ Hot-Dry | Com ¦ Efficient Chiller - Hot-Dry | SDG&E ¦ Hot-Dry | SDG&E | All | Electric | Code Water Cooled Centrifugal Chiller, Water Cooled Screw Chiller, and Air Cooled Screw Chiller | Efficient | 0 | Conventional | HVAC | Com - Lodging | Com | ROB and NEW | 0 | 1000 sqft2 of floor space | Cap-Tons | 20 | DEER:HVAC_Chillers | 0 | 0 | 0 | SWHC005-03, SWHC020-03 | 958.05 | 2022 | 0 | 0 | 2022 | 0 | 0 | SWHC005-03, SWHC020-03 | Chillers - Hot-Dry ¦ SDG&E ¦ Hot-Dry | Chillers - Hot-Dry | 1.6554 | 1 | 0.06574 | PGT - Navigant 2015 | 0 | 2032 | 0.6 | SWHC005-03, SWHC020-03
COM-HVAC-36.89 | Com ¦ Efficient Chiller - Hot-Dry ¦ SDG&E ¦ Hot-Dry | Com ¦ Efficient Chiller - Hot-Dry | SDG&E ¦ Hot-Dry | SDG&E | All | Electric | Code Water Cooled Centrifugal Chiller, Water Cooled Screw Chiller, and Air Cooled Screw Chiller | Efficient | 0 | Conventional | HVAC | Com - Office (Large) | Com | ROB and NEW | 0 | 1000 sqft2 of floor space | Cap-Tons | 20 | DEER:HVAC_Chillers | 0 | 0 | 0 | SWHC005-03, SWHC020-03 | 958.05 | 2022 | 0 | 0 | 2022 | 0 | 0 | SWHC005-03, SWHC020-03 | Chillers - Hot-Dry ¦ SDG&E ¦ Hot-Dry | Chillers - Hot-Dry | 2.9103 | 1 | 0.034473 | PGT - Navigant 2015 | 0 | 2032 | 0.6 | SWHC005-03, SWHC020-03
COM-HVAC-36.90 | Com ¦ Efficient Chiller - Hot-Dry ¦ SDG&E ¦ Hot-Dry | Com ¦ Efficient Chiller - Hot-Dry | SDG&E ¦ Hot-Dry | SDG&E | All | Electric | Code Water Cooled Centrifugal Chiller, Water Cooled Screw Chiller, and Air Cooled Screw Chiller | Efficient | 0 | Conventional | HVAC | Com - Office (Small) | Com | ROB and NEW | 0 | 1000 sqft2 of floor space | Cap-Tons | 20 | DEER:HVAC_Chillers | 0 | 0 | 0 | SWHC005-03, SWHC020-03 | 958.05 | 2022 | 0 | 0 | 2022 | 0 | 0 | SWHC005-03, SWHC020-03 | Chillers - Hot-Dry ¦ SDG&E ¦ Hot-Dry | Chillers - Hot-Dry | 3.5852 | 1 | 0.024373 | PGT - Navigant 2015 | 0 | 2032 | 0.6 | SWHC005-03, SWHC020-03
COM-HVAC-36.94 | Com ¦ Efficient Chiller - Hot-Dry ¦ SDG&E ¦ Hot-Dry | Com ¦ Efficient Chiller - Hot-Dry | SDG&E ¦ Hot-Dry | SDG&E | All | Electric | Code Water Cooled Centrifugal Chiller, Water Cooled Screw Chiller, and Air Cooled Screw Chiller | Efficient | 0 | Conventional | HVAC | Com - Retail | Com | ROB and NEW | 0 | 1000 sqft2 of floor space | Cap-Tons | 20 | DEER:HVAC_Chillers | 0 | 0 | 0 | SWHC005-03, SWHC020-03 | 958.05 | 2022 | 0 | 0 | 2022 | 0 | 0 | SWHC005-03, SWHC020-03 | Chillers - Hot-Dry ¦ SDG&E ¦ Hot-Dry | Chillers - Hot-Dry | 2.2278 | 1 | 0.043391 | PGT - Navigant 2015 | 0 | 2032 | 0.6 | SWHC005-03, SWHC020-03
COM-HVAC-36.95 | Com ¦ Efficient Chiller - Hot-Dry ¦ SDG&E ¦ Hot-Dry | Com ¦ Efficient Chiller - Hot-Dry | SDG&E ¦ Hot-Dry | SDG&E | All | Electric | Code Water Cooled Centrifugal Chiller, Water Cooled Screw Chiller, and Air Cooled Screw Chiller | Efficient | 0 | Conventional | HVAC | Com - School | Com | ROB and NEW | 0 | 1000 sqft2 of floor space | Cap-Tons | 20 | DEER:HVAC_Chillers | 0 | 0 | 0 | SWHC005-03, SWHC020-03 | 958.05 | 2022 | 0 | 0 | 2022 | 0 | 0 | SWHC005-03, SWHC020-03 | Chillers - Hot-Dry ¦ SDG&E ¦ Hot-Dry | Chillers - Hot-Dry | 4.2809 | 1 | 0.019114 | PGT - Navigant 2015 | 0 | 2032 | 0.6 | SWHC005-03, SWHC020-03
COM-HVAC-40.1 | Com ¦ Code HVAC Boiler (81 AFUE) - Marine ¦ PG&E ¦ Marine | Com ¦ Code HVAC Boiler (81 AFUE) - Marine | PG&E ¦ Marine | PG&E | All | Gas | Code HVAC Space Heating Boiler | Average Existing and Code | 0 | Conventional | HVAC | Com - College | Com | ROB and NEW | 0 | 1000 sqft2 of floor space | Cap-kBTUh | 20 | DEER:HVAC_Eff_HP | 0.566 | 0.00016444 | 0.46897 | SWHC004-05 | 16.3578 | 2020 | 0 | 7.22 | 2020 | 0 | 0 | SWHC004-05 | HVAC Boilers - Marine ¦ PG&E ¦ Marine | HVAC Boilers - Marine | 10.3878 | 1 | 0.89024 | CBSA 2014 | -0.28993 | 2012 | 0.6 | SWHC004-05
COM-HVAC-40.3 | Com ¦ Code HVAC Boiler (81 AFUE) - Marine ¦ PG&E ¦ Marine | Com ¦ Code HVAC Boiler (81 AFUE) - Marine | PG&E ¦ Marine | PG&E | All | Gas | Code HVAC Space Heating Boiler | Average Existing and Code | 0 | Conventional | HVAC | Com - Health | Com | ROB and NEW | 0 | 1000 sqft2 of floor space | Cap-kBTUh | 20 | DEER:HVAC_Eff_HP | 0.566 | 0.00016444 | 0.46897 | SWHC004-05 | 16.3578 | 2020 | 0 | 7.22 | 2020 | 0 | 0 | SWHC004-05 | HVAC Boilers - Marine ¦ PG&E ¦ Marine | HVAC Boilers - Marine | 8.5975 | 1 | 0.89024 | CBSA 2014 | -1.1158 | 2012 | 0.6 | SWHC004-05
COM-HVAC-40.4 | Com ¦ Code HVAC Boiler (81 AFUE) - Marine ¦ PG&E ¦ Marine | Com ¦ Code HVAC Boiler (81 AFUE) - Marine | PG&E ¦ Marine | PG&E | All | Gas | Code HVAC Space Heating Boiler | Average Existing and Code | 0 | Conventional | HVAC | Com - Lodging | Com | ROB and NEW | 0 | 1000 sqft2 of floor space | Cap-kBTUh | 20 | DEER:HVAC_Eff_HP | 0.566 | 0.00016444 | 0.46897 | SWHC004-05 | 16.3578 | 2020 | 0 | 7.22 | 2020 | 0 | 0 | SWHC004-05 | HVAC Boilers - Marine ¦ PG&E ¦ Marine | HVAC Boilers - Marine | 3.4333 | 1 | 0.89024 | CBSA 2014 | -3.6028 | 2012 | 0.6 | SWHC004-05
COM-HVAC-40.5 | Com ¦ Code HVAC Boiler (81 AFUE) - Marine ¦ PG&E ¦ Marine | Com ¦ Code HVAC Boiler (81 AFUE) - Marine | PG&E ¦ Marine | PG&E | All | Gas | Code HVAC Space Heating Boiler | Average Existing and Code | 0 | Conventional | HVAC | Com - Office (Large) | Com | ROB and NEW | 0 | 1000 sqft2 of floor space | Cap-kBTUh | 20 | DEER:HVAC_Eff_HP | 0.566 | 0.00016444 | 0.46897 | SWHC004-05 | 16.3578 | 2020 | 0 | 7.22 | 2020 | 0 | 0 | SWHC004-05 | HVAC Boilers - Marine ¦ PG&E ¦ Marine | HVAC Boilers - Marine | 14.0309 | 1 | 0.89024 | CBSA 2014 | -1.6316 | 2012 | 0.6 | SWHC004-05
COM-HVAC-40.6 | Com ¦ Code HVAC Boiler (81 AFUE) - Marine ¦ PG&E ¦ Marine | Com ¦ Code HVAC Boiler (81 AFUE) - Marine | PG&E ¦ Marine | PG&E | All | Gas | Code HVAC Space Heating Boiler | Average Existing and Code | 0 | Conventional | HVAC | Com - Office (Small) | Com | ROB and NEW | 0 | 1000 sqft2 of floor space | Cap-kBTUh | 20 | DEER:HVAC_Eff_HP | 0.566 | 0.00016444 | 0.46897 | SWHC004-05 | 16.3578 | 2020 | 0 | 7.22 | 2020 | 0 | 0 | SWHC004-05 | HVAC Boilers - Marine ¦ PG&E ¦ Marine | HVAC Boilers - Marine | 25.824 | 1 | 0.89024 | CBSA 2014 | -0.47381 | 2012 | 0.6 | SWHC004-05
COM-HVAC-40.10 | Com ¦ Code HVAC Boiler (81 AFUE) - Marine ¦ PG&E ¦ Marine | Com ¦ Code HVAC Boiler (81 AFUE) - Marine | PG&E ¦ Marine | PG&E | All | Gas | Code HVAC Space Heating Boiler | Average Existing and Code | 0 | Conventional | HVAC | Com - Retail | Com | ROB and NEW | 0 | 1000 sqft2 of floor space | Cap-kBTUh | 20 | DEER:HVAC_Eff_HP | 0.566 | 0.00016444 | 0.46897 | SWHC004-05 | 16.3578 | 2020 | 0 | 7.22 | 2020 | 0 | 0 | SWHC004-05 | HVAC Boilers - Marine ¦ PG&E ¦ Marine | HVAC Boilers - Marine | 3.813 | 1 | 0.89024 | CBSA 2014 | -70.4448 | 2012 | 0.6 | SWHC004-05
COM-HVAC-40.11 | Com ¦ Code HVAC Boiler (81 AFUE) - Marine ¦ PG&E ¦ Marine | Com ¦ Code HVAC Boiler (81 AFUE) - Marine | PG&E ¦ Marine | PG&E | All | Gas | Code HVAC Space Heating Boiler | Average Existing and Code | 0 | Conventional | HVAC | Com - School | Com | ROB and NEW | 0 | 1000 sqft2 of floor space | Cap-kBTUh | 20 | DEER:HVAC_Eff_HP | 0.566 | 0.00016444 | 0.46897 | SWHC004-05 | 16.3578 | 2020 | 0 | 7.22 | 2020 | 0 | 0 | SWHC004-05 | HVAC Boilers - Marine ¦ PG&E ¦ Marine | HVAC Boilers - Marine | 12.418 | 1 | 0.89024 | CBSA 2014 | -0.4238 | 2012 | 0.6 | SWHC004-05
COM-HVAC-40.13 | Com ¦ Code HVAC Boiler (81 AFUE) - Hot-Dry ¦ PG&E ¦ Hot-Dry | Com ¦ Code HVAC Boiler (81 AFUE) - Hot-Dry | PG&E ¦ Hot-Dry | PG&E | All | Gas | Code HVAC Space Heating Boiler | Average Existing and Code | 0 | Conventional | HVAC | Com - College | Com | ROB and NEW | 0 | 1000 sqft2 of floor space | Cap-kBTUh | 20 | DEER:HVAC_Eff_HP | 0.52689 | 0.00015778 | 0.42438 | SWHC004-05 | 16.3578 | 2020 | 0 | 7.22 | 2020 | 0 | 0 | SWHC004-05 | HVAC Boilers - Hot-Dry ¦ PG&E ¦ Hot-Dry | HVAC Boilers - Hot-Dry | 10.3878 | 1 | 0.89024 | CBSA 2014 | -0.26287 | 2012 | 0.6 | SWHC004-05
COM-HVAC-40.15 | Com ¦ Code HVAC Boiler (81 AFUE) - Hot-Dry ¦ PG&E ¦ Hot-Dry | Com ¦ Code HVAC Boiler (81 AFUE) - Hot-Dry | PG&E ¦ Hot-Dry | PG&E | All | Gas | Code HVAC Space Heating Boiler | Average Existing and Code | 0 | Conventional | HVAC | Com - Health | Com | ROB and NEW | 0 | 1000 sqft2 of floor space | Cap-kBTUh | 20 | DEER:HVAC_Eff_HP | 0.52689 | 0.00015778 | 0.42438 | SWHC004-05 | 16.3578 | 2020 | 0 | 7.22 | 2020 | 0 | 0 | SWHC004-05 | HVAC Boilers - Hot-Dry ¦ PG&E ¦ Hot-Dry | HVAC Boilers - Hot-Dry | 8.5975 | 1 | 0.89024 | CBSA 2014 | -1.0099 | 2012 | 0.6 | SWHC004-05
COM-HVAC-40.16 | Com ¦ Code HVAC Boiler (81 AFUE) - Hot-Dry ¦ PG&E ¦ Hot-Dry | Com ¦ Code HVAC Boiler (81 AFUE) - Hot-Dry | PG&E ¦ Hot-Dry | PG&E | All | Gas | Code HVAC Space Heating Boiler | Average Existing and Code | 0 | Conventional | HVAC | Com - Lodging | Com | ROB and NEW | 0 | 1000 sqft2 of floor space | Cap-kBTUh | 20 | DEER:HVAC_Eff_HP | 0.52689 | 0.00015778 | 0.42438 | SWHC004-05 | 16.3578 | 2020 | 0 | 7.22 | 2020 | 0 | 0 | SWHC004-05 | HVAC Boilers - Hot-Dry ¦ PG&E ¦ Hot-Dry | HVAC Boilers - Hot-Dry | 3.4333 | 1 | 0.89024 | CBSA 2014 | -3.2611 | 2012 | 0.6 | SWHC004-05
COM-HVAC-40.17 | Com ¦ Code HVAC Boiler (81 AFUE) - Hot-Dry ¦ PG&E ¦ Hot-Dry | Com ¦ Code HVAC Boiler (81 AFUE) - Hot-Dry | PG&E ¦ Hot-Dry | PG&E | All | Gas | Code HVAC Space Heating Boiler | Average Existing and Code | 0 | Conventional | HVAC | Com - Office (Large) | Com | ROB and NEW | 0 | 1000 sqft2 of floor space | Cap-kBTUh | 20 | DEER:HVAC_Eff_HP | 0.52689 | 0.00015778 | 0.42438 | SWHC004-05 | 16.3578 | 2020 | 0 | 7.22 | 2020 | 0 | 0 | SWHC004-05 | HVAC Boilers - Hot-Dry ¦ PG&E ¦ Hot-Dry | HVAC Boilers - Hot-Dry | 14.0309 | 1 | 0.89024 | CBSA 2014 | -1.4767 | 2012 | 0.6 | SWHC004-05
COM-HVAC-40.18 | Com ¦ Code HVAC Boiler (81 AFUE) - Hot-Dry ¦ PG&E ¦ Hot-Dry | Com ¦ Code HVAC Boiler (81 AFUE) - Hot-Dry | PG&E ¦ Hot-Dry | PG&E | All | Gas | Code HVAC Space Heating Boiler | Average Existing and Code | 0 | Conventional | HVAC | Com - Office (Small) | Com | ROB and NEW | 0 | 1000 sqft2 of floor space | Cap-kBTUh | 20 | DEER:HVAC_Eff_HP | 0.52689 | 0.00015778 | 0.42438 | SWHC004-05 | 16.3578 | 2020 | 0 | 7.22 | 2020 | 0 | 0 | SWHC004-05 | HVAC Boilers - Hot-Dry ¦ PG&E ¦ Hot-Dry | HVAC Boilers - Hot-Dry | 25.824 | 1 | 0.89024 | CBSA 2014 | -0.42915 | 2012 | 0.6 | SWHC004-05
COM-HVAC-40.22 | Com ¦ Code HVAC Boiler (81 AFUE) - Hot-Dry ¦ PG&E ¦ Hot-Dry | Com ¦ Code HVAC Boiler (81 AFUE) - Hot-Dry | PG&E ¦ Hot-Dry | PG&E | All | Gas | Code HVAC Space Heating Boiler | Average Existing and Code | 0 | Conventional | HVAC | Com - Retail | Com | ROB and NEW | 0 | 1000 sqft2 of floor space | Cap-kBTUh | 20 | DEER:HVAC_Eff_HP | 0.52689 | 0.00015778 | 0.42438 | SWHC004-05 | 16.3578 | 2020 | 0 | 7.22 | 2020 | 0 | 0 | SWHC004-05 | HVAC Boilers - Hot-Dry ¦ PG&E ¦ Hot-Dry | HVAC Boilers - Hot-Dry | 3.813 | 1 | 0.89024 | CBSA 2014 | -63.7484 | 2012 | 0.6 | SWHC004-05
COM-HVAC-40.23 | Com ¦ Code HVAC Boiler (81 AFUE) - Hot-Dry ¦ PG&E ¦ Hot-Dry | Com ¦ Code HVAC Boiler (81 AFUE) - Hot-Dry | PG&E ¦ Hot-Dry | PG&E | All | Gas | Code HVAC Space Heating Boiler | Average Existing and Code | 0 | Conventional | HVAC | Com - School | Com | ROB and NEW | 0 | 1000 sqft2 of floor space | Cap-kBTUh | 20 | DEER:HVAC_Eff_HP | 0.52689 | 0.00015778 | 0.42438 | SWHC004-05 | 16.3578 | 2020 | 0 | 7.22 | 2020 | 0 | 0 | SWHC004-05 | HVAC Boilers - Hot-Dry ¦ PG&E ¦ Hot-Dry | HVAC Boilers - Hot-Dry | 12.418 | 1 | 0.89024 | CBSA 2014 | -0.38432 | 2012 | 0.6 | SWHC004-05
COM-HVAC-40.25 | Com ¦ Code HVAC Boiler (81 AFUE) - Cold ¦ PG&E ¦ Cold | Com ¦ Code HVAC Boiler (81 AFUE) - Cold | PG&E ¦ Cold | PG&E | All | Gas | Code HVAC Space Heating Boiler | Average Existing and Code | 0 | Conventional | HVAC | Com - College | Com | ROB and NEW | 0 | 1000 sqft2 of floor space | Cap-kBTUh | 20 | DEER:HVAC_Eff_HP | 0.24756 | 8e-05 | 0.55056 | SWHC004-05 | 16.3578 | 2020 | 0 | 7.22 | 2020 | 0 | 0 | SWHC004-05 | HVAC Boilers - Cold ¦ PG&E ¦ Cold | HVAC Boilers - Cold | 10.3878 | 1 | 0.89024 | CBSA 2014 | -0.3262 | 2012 | 0.6 | SWHC004-05
COM-HVAC-40.27 | Com ¦ Code HVAC Boiler (81 AFUE) - Cold ¦ PG&E ¦ Cold | Com ¦ Code HVAC Boiler (81 AFUE) - Cold | PG&E ¦ Cold | PG&E | All | Gas | Code HVAC Space Heating Boiler | Average Existing and Code | 0 | Conventional | HVAC | Com - Health | Com | ROB and NEW | 0 | 1000 sqft2 of floor space | Cap-kBTUh | 20 | DEER:HVAC_Eff_HP | 0.24756 | 8e-05 | 0.55056 | SWHC004-05 | 16.3578 | 2020 | 0 | 7.22 | 2020 | 0 | 0 | SWHC004-05 | HVAC Boilers - Cold ¦ PG&E ¦ Cold | HVAC Boilers - Cold | 8.5975 | 1 | 0.89024 | CBSA 2014 | -1.3037 | 2012 | 0.6 | SWHC004-05
COM-HVAC-40.28 | Com ¦ Code HVAC Boiler (81 AFUE) - Cold ¦ PG&E ¦ Cold | Com ¦ Code HVAC Boiler (81 AFUE) - Cold | PG&E ¦ Cold | PG&E | All | Gas | Code HVAC Space Heating Boiler | Average Existing and Code | 0 | Conventional | HVAC | Com - Lodging | Com | ROB and NEW | 0 | 1000 sqft2 of floor space | Cap-kBTUh | 20 | DEER:HVAC_Eff_HP | 0.24756 | 8e-05 | 0.55056 | SWHC004-05 | 16.3578 | 2020 | 0 | 7.22 | 2020 | 0 | 0 | SWHC004-05 | HVAC Boilers - Cold ¦ PG&E ¦ Cold | HVAC Boilers - Cold | 3.4333 | 1 | 0.89024 | CBSA 2014 | -4.2067 | 2012 | 0.6 | SWHC004-05
COM-HVAC-40.29 | Com ¦ Code HVAC Boiler (81 AFUE) - Cold ¦ PG&E ¦ Cold | Com ¦ Code HVAC Boiler (81 AFUE) - Cold | PG&E ¦ Cold | PG&E | All | Gas | Code HVAC Space Heating Boiler | Average Existing and Code | 0 | Conventional | HVAC | Com - Office (Large) | Com | ROB and NEW | 0 | 1000 sqft2 of floor space | Cap-kBTUh | 20 | DEER:HVAC_Eff_HP | 0.24756 | 8e-05 | 0.55056 | SWHC004-05 | 16.3578 | 2020 | 0 | 7.22 | 2020 | 0 | 0 | SWHC004-05 | HVAC Boilers - Cold ¦ PG&E ¦ Cold | HVAC Boilers - Cold | 14.0309 | 1 | 0.89024 | CBSA 2014 | -1.9089 | 2012 | 0.6 | SWHC004-05
COM-HVAC-40.30 | Com ¦ Code HVAC Boiler (81 AFUE) - Cold ¦ PG&E ¦ Cold | Com ¦ Code HVAC Boiler (81 AFUE) - Cold | PG&E ¦ Cold | PG&E | All | Gas | Code HVAC Space Heating Boiler | Average Existing and Code | 0 | Conventional | HVAC | Com - Office (Small) | Com | ROB and NEW | 0 | 1000 sqft2 of floor space | Cap-kBTUh | 20 | DEER:HVAC_Eff_HP | 0.24756 | 8e-05 | 0.55056 | SWHC004-05 | 16.3578 | 2020 | 0 | 7.22 | 2020 | 0 | 0 | SWHC004-05 | HVAC Boilers - Cold ¦ PG&E ¦ Cold | HVAC Boilers - Cold | 25.824 | 1 | 0.89024 | CBSA 2014 | -0.5454 | 2012 | 0.6 | SWHC004-05
COM-HVAC-40.34 | Com ¦ Code HVAC Boiler (81 AFUE) - Cold ¦ PG&E ¦ Cold | Com ¦ Code HVAC Boiler (81 AFUE) - Cold | PG&E ¦ Cold | PG&E | All | Gas | Code HVAC Space Heating Boiler | Average Existing and Code | 0 | Conventional | HVAC | Com - Retail | Com | ROB and NEW | 0 | 1000 sqft2 of floor space | Cap-kBTUh | 20 | DEER:HVAC_Eff_HP | 0.24756 | 8e-05 | 0.55056 | SWHC004-05 | 16.3578 | 2020 | 0 | 7.22 | 2020 | 0 | 0 | SWHC004-05 | HVAC Boilers - Cold ¦ PG&E ¦ Cold | HVAC Boilers - Cold | 3.813 | 1 | 0.89024 | CBSA 2014 | -82.6603 | 2012 | 0.6 | SWHC004-05
COM-HVAC-40.35 | Com ¦ Code HVAC Boiler (81 AFUE) - Cold ¦ PG&E ¦ Cold | Com ¦ Code HVAC Boiler (81 AFUE) - Cold | PG&E ¦ Cold | PG&E | All | Gas | Code HVAC Space Heating Boiler | Average Existing and Code | 0 | Conventional | HVAC | Com - School | Com | ROB and NEW | 0 | 1000 sqft2 of floor space | Cap-kBTUh | 20 | DEER:HVAC_Eff_HP | 0.24756 | 8e-05 | 0.55056 | SWHC004-05 | 16.3578 | 2020 | 0 | 7.22 | 2020 | 0 | 0 | SWHC004-05 | HVAC Boilers - Cold ¦ PG&E ¦ Cold | HVAC Boilers - Cold | 12.418 | 1 | 0.89024 | CBSA 2014 | -0.47463 | 2012 | 0.6 | SWHC004-05
COM-HVAC-40.37 | Com ¦ Code HVAC Boiler (81 AFUE) - Marine ¦ SCG ¦ Marine | Com ¦ Code HVAC Boiler (81 AFUE) - Marine | SCG ¦ Marine | SCG | All | Gas | Code HVAC Space Heating Boiler | Average Existing and Code | 0 | Conventional | HVAC | Com - College | Com | ROB and NEW | 0 | 1000 sqft2 of floor space | Cap-kBTUh | 20 | DEER:HVAC_Eff_HP | 0.80222 | 0.00012889 | 0.45024 | SWHC004-05 | 16.3578 | 2020 | 0 | 7.22 | 2020 | 0 | 0 | SWHC004-05 | HVAC Boilers - Marine ¦ SCG ¦ Marine | HVAC Boilers - Marine | 9.9134 | 1 | 0.89024 | CBSA 2014 | -0.28716 | 2012 | 0.6 | SWHC004-05
COM-HVAC-40.39 | Com ¦ Code HVAC Boiler (81 AFUE) - Marine ¦ SCG ¦ Marine | Com ¦ Code HVAC Boiler (81 AFUE) - Marine | SCG ¦ Marine | SCG | All | Gas | Code HVAC Space Heating Boiler | Average Existing and Code | 0 | Conventional | HVAC | Com - Health | Com | ROB and NEW | 0 | 1000 sqft2 of floor space | Cap-kBTUh | 20 | DEER:HVAC_Eff_HP | 0.80222 | 0.00012889 | 0.45024 | SWHC004-05 | 16.3578 | 2020 | 0 | 7.22 | 2020 | 0 | 0 | SWHC004-05 | HVAC Boilers - Marine ¦ SCG ¦ Marine | HVAC Boilers - Marine | 8.3689 | 1 | 0.89024 | CBSA 2014 | -1.0751 | 2012 | 0.6 | SWHC004-05
COM-HVAC-40.40 | Com ¦ Code HVAC Boiler (81 AFUE) - Marine ¦ SCG ¦ Marine | Com ¦ Code HVAC Boiler (81 AFUE) - Marine | SCG ¦ Marine | SCG | All | Gas | Code HVAC Space Heating Boiler | Average Existing and Code | 0 | Conventional | HVAC | Com - Lodging | Com | ROB and NEW | 0 | 1000 sqft2 of floor space | Cap-kBTUh | 20 | DEER:HVAC_Eff_HP | 0.80222 | 0.00012889 | 0.45024 | SWHC004-05 | 16.3578 | 2020 | 0 | 7.22 | 2020 | 0 | 0 | SWHC004-05 | HVAC Boilers - Marine ¦ SCG ¦ Marine | HVAC Boilers - Marine | 3.4494 | 1 | 0.89024 | CBSA 2014 | -3.4732 | 2012 | 0.6 | SWHC004-05
COM-HVAC-40.41 | Com ¦ Code HVAC Boiler (81 AFUE) - Marine ¦ SCG ¦ Marine | Com ¦ Code HVAC Boiler (81 AFUE) - Marine | SCG ¦ Marine | SCG | All | Gas | Code HVAC Space Heating Boiler | Average Existing and Code | 0 | Conventional | HVAC | Com - Office (Large) | Com | ROB and NEW | 0 | 1000 sqft2 of floor space | Cap-kBTUh | 20 | DEER:HVAC_Eff_HP | 0.80222 | 0.00012889 | 0.45024 | SWHC004-05 | 16.3578 | 2020 | 0 | 7.22 | 2020 | 0 | 0 | SWHC004-05 | HVAC Boilers - Marine ¦ SCG ¦ Marine | HVAC Boilers - Marine | 12.9615 | 1 | 0.89024 | CBSA 2014 | -1.5705 | 2012 | 0.6 | SWHC004-05
COM-HVAC-40.42 | Com ¦ Code HVAC Boiler (81 AFUE) - Marine ¦ SCG ¦ Marine | Com ¦ Code HVAC Boiler (81 AFUE) - Marine | SCG ¦ Marine | SCG | All | Gas | Code HVAC Space Heating Boiler | Average Existing and Code | 0 | Conventional | HVAC | Com - Office (Small) | Com | ROB and NEW | 0 | 1000 sqft2 of floor space | Cap-kBTUh | 20 | DEER:HVAC_Eff_HP | 0.80222 | 0.00012889 | 0.45024 | SWHC004-05 | 16.3578 | 2020 | 0 | 7.22 | 2020 | 0 | 0 | SWHC004-05 | HVAC Boilers - Marine ¦ SCG ¦ Marine | HVAC Boilers - Marine | 26.3159 | 1 | 0.89024 | CBSA 2014 | -0.46163 | 2012 | 0.6 | SWHC004-05
COM-HVAC-40.46 | Com ¦ Code HVAC Boiler (81 AFUE) - Marine ¦ SCG ¦ Marine | Com ¦ Code HVAC Boiler (81 AFUE) - Marine | SCG ¦ Marine | SCG | All | Gas | Code HVAC Space Heating Boiler | Average Existing and Code | 0 | Conventional | HVAC | Com - Retail | Com | ROB and NEW | 0 | 1000 sqft2 of floor space | Cap-kBTUh | 20 | DEER:HVAC_Eff_HP | 0.80222 | 0.00012889 | 0.45024 | SWHC004-05 | 16.3578 | 2020 | 0 | 7.22 | 2020 | 0 | 0 | SWHC004-05 | HVAC Boilers - Marine ¦ SCG ¦ Marine | HVAC Boilers - Marine | 2.9992 | 1 | 0.89024 | CBSA 2014 | -67.6574 | 2012 | 0.6 | SWHC004-05
COM-HVAC-40.47 | Com ¦ Code HVAC Boiler (81 AFUE) - Marine ¦ SCG ¦ Marine | Com ¦ Code HVAC Boiler (81 AFUE) - Marine | SCG ¦ Marine | SCG | All | Gas | Code HVAC Space Heating Boiler | Average Existing and Code | 0 | Conventional | HVAC | Com - School | Com | ROB and NEW | 0 | 1000 sqft2 of floor space | Cap-kBTUh | 20 | DEER:HVAC_Eff_HP | 0.80222 | 0.00012889 | 0.45024 | SWHC004-05 | 16.3578 | 2020 | 0 | 7.22 | 2020 | 0 | 0 | SWHC004-05 | HVAC Boilers - Marine ¦ SCG ¦ Marine | HVAC Boilers - Marine | 12.634 | 1 | 0.89024 | CBSA 2014 | -0.4211 | 2012 | 0.6 | SWHC004-05
COM-HVAC-40.49 | Com ¦ Code HVAC Boiler (81 AFUE) - Hot-Dry ¦ SCG ¦ Hot-Dry | Com ¦ Code HVAC Boiler (81 AFUE) - Hot-Dry | SCG ¦ Hot-Dry | SCG | All | Gas | Code HVAC Space Heating Boiler | Average Existing and Code | 0 | Conventional | HVAC | Com - College | Com | ROB and NEW | 0 | 1000 sqft2 of floor space | Cap-kBTUh | 20 | DEER:HVAC_Eff_HP | 0.682 | 0.00014222 | 0.41631 | SWHC004-05 | 16.3578 | 2020 | 0 | 7.22 | 2020 | 0 | 0 | SWHC004-05 | HVAC Boilers - Hot-Dry ¦ SCG ¦ Hot-Dry | HVAC Boilers - Hot-Dry | 9.9134 | 1 | 0.89024 | CBSA 2014 | -0.26348 | 2012 | 0.6 | SWHC004-05
COM-HVAC-40.51 | Com ¦ Code HVAC Boiler (81 AFUE) - Hot-Dry ¦ SCG ¦ Hot-Dry | Com ¦ Code HVAC Boiler (81 AFUE) - Hot-Dry | SCG ¦ Hot-Dry | SCG | All | Gas | Code HVAC Space Heating Boiler | Average Existing and Code | 0 | Conventional | HVAC | Com - Health | Com | ROB and NEW | 0 | 1000 sqft2 of floor space | Cap-kBTUh | 20 | DEER:HVAC_Eff_HP | 0.682 | 0.00014222 | 0.41631 | SWHC004-05 | 16.3578 | 2020 | 0 | 7.22 | 2020 | 0 | 0 | SWHC004-05 | HVAC Boilers - Hot-Dry ¦ SCG ¦ Hot-Dry | HVAC Boilers - Hot-Dry | 8.3689 | 1 | 0.89024 | CBSA 2014 | -0.99318 | 2012 | 0.6 | SWHC004-05
COM-HVAC-40.52 | Com ¦ Code HVAC Boiler (81 AFUE) - Hot-Dry ¦ SCG ¦ Hot-Dry | Com ¦ Code HVAC Boiler (81 AFUE) - Hot-Dry | SCG ¦ Hot-Dry | SCG | All | Gas | Code HVAC Space Heating Boiler | Average Existing and Code | 0 | Conventional | HVAC | Com - Lodging | Com | ROB and NEW | 0 | 1000 sqft2 of floor space | Cap-kBTUh | 20 | DEER:HVAC_Eff_HP | 0.682 | 0.00014222 | 0.41631 | SWHC004-05 | 16.3578 | 2020 | 0 | 7.22 | 2020 | 0 | 0 | SWHC004-05 | HVAC Boilers - Hot-Dry ¦ SCG ¦ Hot-Dry | HVAC Boilers - Hot-Dry | 3.4494 | 1 | 0.89024 | CBSA 2014 | -3.2081 | 2012 | 0.6 | SWHC004-05
COM-HVAC-40.53 | Com ¦ Code HVAC Boiler (81 AFUE) - Hot-Dry ¦ SCG ¦ Hot-Dry | Com ¦ Code HVAC Boiler (81 AFUE) - Hot-Dry | SCG ¦ Hot-Dry | SCG | All | Gas | Code HVAC Space Heating Boiler | Average Existing and Code | 0 | Conventional | HVAC | Com - Office (Large) | Com | ROB and NEW | 0 | 1000 sqft2 of floor space | Cap-kBTUh | 20 | DEER:HVAC_Eff_HP | 0.682 | 0.00014222 | 0.41631 | SWHC004-05 | 16.3578 | 2020 | 0 | 7.22 | 2020 | 0 | 0 | SWHC004-05 | HVAC Boilers - Hot-Dry ¦ SCG ¦ Hot-Dry | HVAC Boilers - Hot-Dry | 12.9615 | 1 | 0.89024 | CBSA 2014 | -1.4512 | 2012 | 0.6 | SWHC004-05
COM-HVAC-40.54 | Com ¦ Code HVAC Boiler (81 AFUE) - Hot-Dry ¦ SCG ¦ Hot-Dry | Com ¦ Code HVAC Boiler (81 AFUE) - Hot-Dry | SCG ¦ Hot-Dry | SCG | All | Gas | Code HVAC Space Heating Boiler | Average Existing and Code | 0 | Conventional | HVAC | Com - Office (Small) | Com | ROB and NEW | 0 | 1000 sqft2 of floor space | Cap-kBTUh | 20 | DEER:HVAC_Eff_HP | 0.682 | 0.00014222 | 0.41631 | SWHC004-05 | 16.3578 | 2020 | 0 | 7.22 | 2020 | 0 | 0 | SWHC004-05 | HVAC Boilers - Hot-Dry ¦ SCG ¦ Hot-Dry | HVAC Boilers - Hot-Dry | 26.3159 | 1 | 0.89024 | CBSA 2014 | -0.42529 | 2012 | 0.6 | SWHC004-05
COM-HVAC-40.58 | Com ¦ Code HVAC Boiler (81 AFUE) - Hot-Dry ¦ SCG ¦ Hot-Dry | Com ¦ Code HVAC Boiler (81 AFUE) - Hot-Dry | SCG ¦ Hot-Dry | SCG | All | Gas | Code HVAC Space Heating Boiler | Average Existing and Code | 0 | Conventional | HVAC | Com - Retail | Com | ROB and NEW | 0 | 1000 sqft2 of floor space | Cap-kBTUh | 20 | DEER:HVAC_Eff_HP | 0.682 | 0.00014222 | 0.41631 | SWHC004-05 | 16.3578 | 2020 | 0 | 7.22 | 2020 | 0 | 0 | SWHC004-05 | HVAC Boilers - Hot-Dry ¦ SCG ¦ Hot-Dry | HVAC Boilers - Hot-Dry | 2.9992 | 1 | 0.89024 | CBSA 2014 | -62.5525 | 2012 | 0.6 | SWHC004-05
COM-HVAC-40.59 | Com ¦ Code HVAC Boiler (81 AFUE) - Hot-Dry ¦ SCG ¦ Hot-Dry | Com ¦ Code HVAC Boiler (81 AFUE) - Hot-Dry | SCG ¦ Hot-Dry | SCG | All | Gas | Code HVAC Space Heating Boiler | Average Existing and Code | 0 | Conventional | HVAC | Com - School | Com | ROB and NEW | 0 | 1000 sqft2 of floor space | Cap-kBTUh | 20 | DEER:HVAC_Eff_HP | 0.682 | 0.00014222 | 0.41631 | SWHC004-05 | 16.3578 | 2020 | 0 | 7.22 | 2020 | 0 | 0 | SWHC004-05 | HVAC Boilers - Hot-Dry ¦ SCG ¦ Hot-Dry | HVAC Boilers - Hot-Dry | 12.634 | 1 | 0.89024 | CBSA 2014 | -0.38608 | 2012 | 0.6 | SWHC004-05
COM-HVAC-40.61 | Com ¦ Code HVAC Boiler (81 AFUE) - Cold ¦ SCG ¦ Cold | Com ¦ Code HVAC Boiler (81 AFUE) - Cold | SCG ¦ Cold | SCG | All | Gas | Code HVAC Space Heating Boiler | Average Existing and Code | 0 | Conventional | HVAC | Com - College | Com | ROB and NEW | 0 | 1000 sqft2 of floor space | Cap-kBTUh | 20 | DEER:HVAC_Eff_HP | 0.24756 | 8e-05 | 0.55056 | SWHC004-05 | 16.3578 | 2020 | 0 | 7.22 | 2020 | 0 | 0 | SWHC004-05 | HVAC Boilers - Cold ¦ SCG ¦ Cold | HVAC Boilers - Cold | 9.9134 | 1 | 0.89024 | CBSA 2014 | -0.3262 | 2012 | 0.6 | SWHC004-05
COM-HVAC-40.63 | Com ¦ Code HVAC Boiler (81 AFUE) - Cold ¦ SCG ¦ Cold | Com ¦ Code HVAC Boiler (81 AFUE) - Cold | SCG ¦ Cold | SCG | All | Gas | Code HVAC Space Heating Boiler | Average Existing and Code | 0 | Conventional | HVAC | Com - Health | Com | ROB and NEW | 0 | 1000 sqft2 of floor space | Cap-kBTUh | 20 | DEER:HVAC_Eff_HP | 0.24756 | 8e-05 | 0.55056 | SWHC004-05 | 16.3578 | 2020 | 0 | 7.22 | 2020 | 0 | 0 | SWHC004-05 | HVAC Boilers - Cold ¦ SCG ¦ Cold | HVAC Boilers - Cold | 8.3689 | 1 | 0.89024 | CBSA 2014 | -1.3037 | 2012 | 0.6 | SWHC004-05
COM-HVAC-40.64 | Com ¦ Code HVAC Boiler (81 AFUE) - Cold ¦ SCG ¦ Cold | Com ¦ Code HVAC Boiler (81 AFUE) - Cold | SCG ¦ Cold | SCG | All | Gas | Code HVAC Space Heating Boiler | Average Existing and Code | 0 | Conventional | HVAC | Com - Lodging | Com | ROB and NEW | 0 | 1000 sqft2 of floor space | Cap-kBTUh | 20 | DEER:HVAC_Eff_HP | 0.24756 | 8e-05 | 0.55056 | SWHC004-05 | 16.3578 | 2020 | 0 | 7.22 | 2020 | 0 | 0 | SWHC004-05 | HVAC Boilers - Cold ¦ SCG ¦ Cold | HVAC Boilers - Cold | 3.4494 | 1 | 0.89024 | CBSA 2014 | -4.2067 | 2012 | 0.6 | SWHC004-05
COM-HVAC-40.65 | Com ¦ Code HVAC Boiler (81 AFUE) - Cold ¦ SCG ¦ Cold | Com ¦ Code HVAC Boiler (81 AFUE) - Cold | SCG ¦ Cold | SCG | All | Gas | Code HVAC Space Heating Boiler | Average Existing and Code | 0 | Conventional | HVAC | Com - Office (Large) | Com | ROB and NEW | 0 | 1000 sqft2 of floor space | Cap-kBTUh | 20 | DEER:HVAC_Eff_HP | 0.24756 | 8e-05 | 0.55056 | SWHC004-05 | 16.3578 | 2020 | 0 | 7.22 | 2020 | 0 | 0 | SWHC004-05 | HVAC Boilers - Cold ¦ SCG ¦ Cold | HVAC Boilers - Cold | 12.9615 | 1 | 0.89024 | CBSA 2014 | -1.9089 | 2012 | 0.6 | SWHC004-05
COM-HVAC-40.66 | Com ¦ Code HVAC Boiler (81 AFUE) - Cold ¦ SCG ¦ Cold | Com ¦ Code HVAC Boiler (81 AFUE) - Cold | SCG ¦ Cold | SCG | All | Gas | Code HVAC Space Heating Boiler | Average Existing and Code | 0 | Conventional | HVAC | Com - Office (Small) | Com | ROB and NEW | 0 | 1000 sqft2 of floor space | Cap-kBTUh | 20 | DEER:HVAC_Eff_HP | 0.24756 | 8e-05 | 0.55056 | SWHC004-05 | 16.3578 | 2020 | 0 | 7.22 | 2020 | 0 | 0 | SWHC004-05 | HVAC Boilers - Cold ¦ SCG ¦ Cold | HVAC Boilers - Cold | 26.3159 | 1 | 0.89024 | CBSA 2014 | -0.5454 | 2012 | 0.6 | SWHC004-05
COM-HVAC-40.70 | Com ¦ Code HVAC Boiler (81 AFUE) - Cold ¦ SCG ¦ Cold | Com ¦ Code HVAC Boiler (81 AFUE) - Cold | SCG ¦ Cold | SCG | All | Gas | Code HVAC Space Heating Boiler | Average Existing and Code | 0 | Conventional | HVAC | Com - Retail | Com | ROB and NEW | 0 | 1000 sqft2 of floor space | Cap-kBTUh | 20 | DEER:HVAC_Eff_HP | 0.24756 | 8e-05 | 0.55056 | SWHC004-05 | 16.3578 | 2020 | 0 | 7.22 | 2020 | 0 | 0 | SWHC004-05 | HVAC Boilers - Cold ¦ SCG ¦ Cold | HVAC Boilers - Cold | 2.9992 | 1 | 0.89024 | CBSA 2014 | -82.6603 | 2012 | 0.6 | SWHC004-05
COM-HVAC-40.71 | Com ¦ Code HVAC Boiler (81 AFUE) - Cold ¦ SCG ¦ Cold | Com ¦ Code HVAC Boiler (81 AFUE) - Cold | SCG ¦ Cold | SCG | All | Gas | Code HVAC Space Heating Boiler | Average Existing and Code | 0 | Conventional | HVAC | Com - School | Com | ROB and NEW | 0 | 1000 sqft2 of floor space | Cap-kBTUh | 20 | DEER:HVAC_Eff_HP | 0.24756 | 8e-05 | 0.55056 | SWHC004-05 | 16.3578 | 2020 | 0 | 7.22 | 2020 | 0 | 0 | SWHC004-05 | HVAC Boilers - Cold ¦ SCG ¦ Cold | HVAC Boilers - Cold | 12.634 | 1 | 0.89024 | CBSA 2014 | -0.47463 | 2012 | 0.6 | SWHC004-05
COM-HVAC-40.73 | Com ¦ Code HVAC Boiler (81 AFUE) - Marine ¦ SDG&E ¦ Marine | Com ¦ Code HVAC Boiler (81 AFUE) - Marine | SDG&E ¦ Marine | SDG&E | All | Gas | Code HVAC Space Heating Boiler | Average Existing and Code | 0 | Conventional | HVAC | Com - College | Com | ROB and NEW | 0 | 1000 sqft2 of floor space | Cap-kBTUh | 20 | DEER:HVAC_Eff_HP | 0.80222 | 0.00012889 | 0.45024 | SWHC004-05 | 16.3578 | 2020 | 0 | 7.22 | 2020 | 0 | 0 | SWHC004-05 | HVAC Boilers - Marine ¦ SDG&E ¦ Marine | HVAC Boilers - Marine | 7.1283 | 1 | 0.89024 | CBSA 2014 | -0.28716 | 2012 | 0.6 | SWHC004-05
COM-HVAC-40.75 | Com ¦ Code HVAC Boiler (81 AFUE) - Marine ¦ SDG&E ¦ Marine | Com ¦ Code HVAC Boiler (81 AFUE) - Marine | SDG&E ¦ Marine | SDG&E | All | Gas | Code HVAC Space Heating Boiler | Average Existing and Code | 0 | Conventional | HVAC | Com - Health | Com | ROB and NEW | 0 | 1000 sqft2 of floor space | Cap-kBTUh | 20 | DEER:HVAC_Eff_HP | 0.80222 | 0.00012889 | 0.45024 | SWHC004-05 | 16.3578 | 2020 | 0 | 7.22 | 2020 | 0 | 0 | SWHC004-05 | HVAC Boilers - Marine ¦ SDG&E ¦ Marine | HVAC Boilers - Marine | 7.8081 | 1 | 0.89024 | CBSA 2014 | -1.0751 | 2012 | 0.6 | SWHC004-05
COM-HVAC-40.76 | Com ¦ Code HVAC Boiler (81 AFUE) - Marine ¦ SDG&E ¦ Marine | Com ¦ Code HVAC Boiler (81 AFUE) - Marine | SDG&E ¦ Marine | SDG&E | All | Gas | Code HVAC Space Heating Boiler | Average Existing and Code | 0 | Conventional | HVAC | Com - Lodging | Com | ROB and NEW | 0 | 1000 sqft2 of floor space | Cap-kBTUh | 20 | DEER:HVAC_Eff_HP | 0.80222 | 0.00012889 | 0.45024 | SWHC004-05 | 16.3578 | 2020 | 0 | 7.22 | 2020 | 0 | 0 | SWHC004-05 | HVAC Boilers - Marine ¦ SDG&E ¦ Marine | HVAC Boilers - Marine | 3.4791 | 1 | 0.89024 | CBSA 2014 | -3.4732 | 2012 | 0.6 | SWHC004-05
COM-HVAC-40.77 | Com ¦ Code HVAC Boiler (81 AFUE) - Marine ¦ SDG&E ¦ Marine | Com ¦ Code HVAC Boiler (81 AFUE) - Marine | SDG&E ¦ Marine | SDG&E | All | Gas | Code HVAC Space Heating Boiler | Average Existing and Code | 0 | Conventional | HVAC | Com - Office (Large) | Com | ROB and NEW | 0 | 1000 sqft2 of floor space | Cap-kBTUh | 20 | DEER:HVAC_Eff_HP | 0.80222 | 0.00012889 | 0.45024 | SWHC004-05 | 16.3578 | 2020 | 0 | 7.22 | 2020 | 0 | 0 | SWHC004-05 | HVAC Boilers - Marine ¦ SDG&E ¦ Marine | HVAC Boilers - Marine | 8.8573 | 1 | 0.89024 | CBSA 2014 | -1.5705 | 2012 | 0.6 | SWHC004-05
COM-HVAC-40.78 | Com ¦ Code HVAC Boiler (81 AFUE) - Marine ¦ SDG&E ¦ Marine | Com ¦ Code HVAC Boiler (81 AFUE) - Marine | SDG&E ¦ Marine | SDG&E | All | Gas | Code HVAC Space Heating Boiler | Average Existing and Code | 0 | Conventional | HVAC | Com - Office (Small) | Com | ROB and NEW | 0 | 1000 sqft2 of floor space | Cap-kBTUh | 20 | DEER:HVAC_Eff_HP | 0.80222 | 0.00012889 | 0.45024 | SWHC004-05 | 16.3578 | 2020 | 0 | 7.22 | 2020 | 0 | 0 | SWHC004-05 | HVAC Boilers - Marine ¦ SDG&E ¦ Marine | HVAC Boilers - Marine | 21.5364 | 1 | 0.89024 | CBSA 2014 | -0.46163 | 2012 | 0.6 | SWHC004-05
COM-HVAC-40.82 | Com ¦ Code HVAC Boiler (81 AFUE) - Marine ¦ SDG&E ¦ Marine | Com ¦ Code HVAC Boiler (81 AFUE) - Marine | SDG&E ¦ Marine | SDG&E | All | Gas | Code HVAC Space Heating Boiler | Average Existing and Code | 0 | Conventional | HVAC | Com - Retail | Com | ROB and NEW | 0 | 1000 sqft2 of floor space | Cap-kBTUh | 20 | DEER:HVAC_Eff_HP | 0.80222 | 0.00012889 | 0.45024 | SWHC004-05 | 16.3578 | 2020 | 0 | 7.22 | 2020 | 0 | 0 | SWHC004-05 | HVAC Boilers - Marine ¦ SDG&E ¦ Marine | HVAC Boilers - Marine | 2.3901 | 1 | 0.89024 | CBSA 2014 | -67.6574 | 2012 | 0.6 | SWHC004-05
COM-HVAC-40.83 | Com ¦ Code HVAC Boiler (81 AFUE) - Marine ¦ SDG&E ¦ Marine | Com ¦ Code HVAC Boiler (81 AFUE) - Marine | SDG&E ¦ Marine | SDG&E | All | Gas | Code HVAC Space Heating Boiler | Average Existing and Code | 0 | Conventional | HVAC | Com - School | Com | ROB and NEW | 0 | 1000 sqft2 of floor space | Cap-kBTUh | 20 | DEER:HVAC_Eff_HP | 0.80222 | 0.00012889 | 0.45024 | SWHC004-05 | 16.3578 | 2020 | 0 | 7.22 | 2020 | 0 | 0 | SWHC004-05 | HVAC Boilers - Marine ¦ SDG&E ¦ Marine | HVAC Boilers - Marine | 10.6579 | 1 | 0.89024 | CBSA 2014 | -0.4211 | 2012 | 0.6 | SWHC004-05
COM-HVAC-40.85 | Com ¦ Code HVAC Boiler (81 AFUE) - Hot-Dry ¦ SDG&E ¦ Hot-Dry | Com ¦ Code HVAC Boiler (81 AFUE) - Hot-Dry | SDG&E ¦ Hot-Dry | SDG&E | All | Gas | Code HVAC Space Heating Boiler | Average Existing and Code | 0 | Conventional | HVAC | Com - College | Com | ROB and NEW | 0 | 1000 sqft2 of floor space | Cap-kBTUh | 20 | DEER:HVAC_Eff_HP | 1.0289 | 0.00014222 | 0.55076 | SWHC004-05 | 16.3578 | 2020 | 0 | 7.22 | 2020 | 0 | 0 | SWHC004-05 | HVAC Boilers - Hot-Dry ¦ SDG&E ¦ Hot-Dry | HVAC Boilers - Hot-Dry | 7.1283 | 1 | 0.89024 | CBSA 2014 | -0.35288 | 2012 | 0.6 | SWHC004-05
COM-HVAC-40.87 | Com ¦ Code HVAC Boiler (81 AFUE) - Hot-Dry ¦ SDG&E ¦ Hot-Dry | Com ¦ Code HVAC Boiler (81 AFUE) - Hot-Dry | SDG&E ¦ Hot-Dry | SDG&E | All | Gas | Code HVAC Space Heating Boiler | Average Existing and Code | 0 | Conventional | HVAC | Com - Health | Com | ROB and NEW | 0 | 1000 sqft2 of floor space | Cap-kBTUh | 20 | DEER:HVAC_Eff_HP | 1.0289 | 0.00014222 | 0.55076 | SWHC004-05 | 16.3578 | 2020 | 0 | 7.22 | 2020 | 0 | 0 | SWHC004-05 | HVAC Boilers - Hot-Dry ¦ SDG&E ¦ Hot-Dry | HVAC Boilers - Hot-Dry | 7.8081 | 1 | 0.89024 | CBSA 2014 | -1.3158 | 2012 | 0.6 | SWHC004-05
COM-HVAC-40.88 | Com ¦ Code HVAC Boiler (81 AFUE) - Hot-Dry ¦ SDG&E ¦ Hot-Dry | Com ¦ Code HVAC Boiler (81 AFUE) - Hot-Dry | SDG&E ¦ Hot-Dry | SDG&E | All | Gas | Code HVAC Space Heating Boiler | Average Existing and Code | 0 | Conventional | HVAC | Com - Lodging | Com | ROB and NEW | 0 | 1000 sqft2 of floor space | Cap-kBTUh | 20 | DEER:HVAC_Eff_HP | 1.0289 | 0.00014222 | 0.55076 | SWHC004-05 | 16.3578 | 2020 | 0 | 7.22 | 2020 | 0 | 0 | SWHC004-05 | HVAC Boilers - Hot-Dry ¦ SDG&E ¦ Hot-Dry | HVAC Boilers - Hot-Dry | 3.4791 | 1 | 0.89024 | CBSA 2014 | -4.2511 | 2012 | 0.6 | SWHC004-05
COM-HVAC-40.89 | Com ¦ Code HVAC Boiler (81 AFUE) - Hot-Dry ¦ SDG&E ¦ Hot-Dry | Com ¦ Code HVAC Boiler (81 AFUE) - Hot-Dry | SDG&E ¦ Hot-Dry | SDG&E | All | Gas | Code HVAC Space Heating Boiler | Average Existing and Code | 0 | Conventional | HVAC | Com - Office (Large) | Com | ROB and NEW | 0 | 1000 sqft2 of floor space | Cap-kBTUh | 20 | DEER:HVAC_Eff_HP | 1.0289 | 0.00014222 | 0.55076 | SWHC004-05 | 16.3578 | 2020 | 0 | 7.22 | 2020 | 0 | 0 | SWHC004-05 | HVAC Boilers - Hot-Dry ¦ SDG&E ¦ Hot-Dry | HVAC Boilers - Hot-Dry | 8.8573 | 1 | 0.89024 | CBSA 2014 | -1.9218 | 2012 | 0.6 | SWHC004-05
COM-HVAC-40.90 | Com ¦ Code HVAC Boiler (81 AFUE) - Hot-Dry ¦ SDG&E ¦ Hot-Dry | Com ¦ Code HVAC Boiler (81 AFUE) - Hot-Dry | SDG&E ¦ Hot-Dry | SDG&E | All | Gas | Code HVAC Space Heating Boiler | Average Existing and Code | 0 | Conventional | HVAC | Com - Office (Small) | Com | ROB and NEW | 0 | 1000 sqft2 of floor space | Cap-kBTUh | 20 | DEER:HVAC_Eff_HP | 1.0289 | 0.00014222 | 0.55076 | SWHC004-05 | 16.3578 | 2020 | 0 | 7.22 | 2020 | 0 | 0 | SWHC004-05 | HVAC Boilers - Hot-Dry ¦ SDG&E ¦ Hot-Dry | HVAC Boilers - Hot-Dry | 21.5364 | 1 | 0.89024 | CBSA 2014 | -0.56593 | 2012 | 0.6 | SWHC004-05
COM-HVAC-40.94 | Com ¦ Code HVAC Boiler (81 AFUE) - Hot-Dry ¦ SDG&E ¦ Hot-Dry | Com ¦ Code HVAC Boiler (81 AFUE) - Hot-Dry | SDG&E ¦ Hot-Dry | SDG&E | All | Gas | Code HVAC Space Heating Boiler | Average Existing and Code | 0 | Conventional | HVAC | Com - Retail | Com | ROB and NEW | 0 | 1000 sqft2 of floor space | Cap-kBTUh | 20 | DEER:HVAC_Eff_HP | 1.0289 | 0.00014222 | 0.55076 | SWHC004-05 | 16.3578 | 2020 | 0 | 7.22 | 2020 | 0 | 0 | SWHC004-05 | HVAC Boilers - Hot-Dry ¦ SDG&E ¦ Hot-Dry | HVAC Boilers - Hot-Dry | 2.3901 | 1 | 0.89024 | CBSA 2014 | -82.7656 | 2012 | 0.6 | SWHC004-05
COM-HVAC-40.95 | Com ¦ Code HVAC Boiler (81 AFUE) - Hot-Dry ¦ SDG&E ¦ Hot-Dry | Com ¦ Code HVAC Boiler (81 AFUE) - Hot-Dry | SDG&E ¦ Hot-Dry | SDG&E | All | Gas | Code HVAC Space Heating Boiler | Average Existing and Code | 0 | Conventional | HVAC | Com - School | Com | ROB and NEW | 0 | 1000 sqft2 of floor space | Cap-kBTUh | 20 | DEER:HVAC_Eff_HP | 1.0289 | 0.00014222 | 0.55076 | SWHC004-05 | 16.3578 | 2020 | 0 | 7.22 | 2020 | 0 | 0 | SWHC004-05 | HVAC Boilers - Hot-Dry ¦ SDG&E ¦ Hot-Dry | HVAC Boilers - Hot-Dry | 10.6579 | 1 | 0.89024 | CBSA 2014 | -0.51772 | 2012 | 0.6 | SWHC004-05
COM-HVAC-41.1 | Com ¦ Condensing Eff. HVAC Boiler (94 AFUE) - Marine ¦ PG&E ¦ Marine | Com ¦ Condensing Eff. HVAC Boiler (94 AFUE) - Marine | PG&E ¦ Marine | PG&E | All | Gas | Efficient HVAC Space Heating Boiler | Efficient | 2030 | Conventional | HVAC | Com - College | Com | ROB and NEW | 0 | 1000 sqft2 of floor space | Cap-kBTUh | 20 | DEER:HVAC_Eff_HP | 0 | 0 | 0 | SWHC004-05 | 22.0244 | 2020 | 0 | 7.4178 | 2020 | 0 | 0 | SWHC004-05 | HVAC Boilers - Marine ¦ PG&E ¦ Marine | HVAC Boilers - Marine | 10.3878 | 1 | 0.10976 | CBSA 2014 | 0 | 2012 | 0.6 | SWHC004-05
COM-HVAC-41.3 | Com ¦ Condensing Eff. HVAC Boiler (94 AFUE) - Marine ¦ PG&E ¦ Marine | Com ¦ Condensing Eff. HVAC Boiler (94 AFUE) - Marine | PG&E ¦ Marine | PG&E | All | Gas | Efficient HVAC Space Heating Boiler | Efficient | 2030 | Conventional | HVAC | Com - Health | Com | ROB and NEW | 0 | 1000 sqft2 of floor space | Cap-kBTUh | 20 | DEER:HVAC_Eff_HP | 0 | 0 | 0 | SWHC004-05 | 22.0244 | 2020 | 0 | 7.4178 | 2020 | 0 | 0 | SWHC004-05 | HVAC Boilers - Marine ¦ PG&E ¦ Marine | HVAC Boilers - Marine | 8.5975 | 1 | 0.10976 | CBSA 2014 | 0 | 2012 | 0.6 | SWHC004-05
COM-HVAC-41.4 | Com ¦ Condensing Eff. HVAC Boiler (94 AFUE) - Marine ¦ PG&E ¦ Marine | Com ¦ Condensing Eff. HVAC Boiler (94 AFUE) - Marine | PG&E ¦ Marine | PG&E | All | Gas | Efficient HVAC Space Heating Boiler | Efficient | 2030 | Conventional | HVAC | Com - Lodging | Com | ROB and NEW | 0 | 1000 sqft2 of floor space | Cap-kBTUh | 20 | DEER:HVAC_Eff_HP | 0 | 0 | 0 | SWHC004-05 | 22.0244 | 2020 | 0 | 7.4178 | 2020 | 0 | 0 | SWHC004-05 | HVAC Boilers - Marine ¦ PG&E ¦ Marine | HVAC Boilers - Marine | 3.4333 | 1 | 0.10976 | CBSA 2014 | 0 | 2012 | 0.6 | SWHC004-05
COM-HVAC-41.5 | Com ¦ Condensing Eff. HVAC Boiler (94 AFUE) - Marine ¦ PG&E ¦ Marine | Com ¦ Condensing Eff. HVAC Boiler (94 AFUE) - Marine | PG&E ¦ Marine | PG&E | All | Gas | Efficient HVAC Space Heating Boiler | Efficient | 2030 | Conventional | HVAC | Com - Office (Large) | Com | ROB and NEW | 0 | 1000 sqft2 of floor space | Cap-kBTUh | 20 | DEER:HVAC_Eff_HP | 0 | 0 | 0 | SWHC004-05 | 22.0244 | 2020 | 0 | 7.4178 | 2020 | 0 | 0 | SWHC004-05 | HVAC Boilers - Marine ¦ PG&E ¦ Marine | HVAC Boilers - Marine | 14.0309 | 1 | 0.10976 | CBSA 2014 | 0 | 2012 | 0.6 | SWHC004-05
COM-HVAC-41.6 | Com ¦ Condensing Eff. HVAC Boiler (94 AFUE) - Marine ¦ PG&E ¦ Marine | Com ¦ Condensing Eff. HVAC Boiler (94 AFUE) - Marine | PG&E ¦ Marine | PG&E | All | Gas | Efficient HVAC Space Heating Boiler | Efficient | 2030 | Conventional | HVAC | Com - Office (Small) | Com | ROB and NEW | 0 | 1000 sqft2 of floor space | Cap-kBTUh | 20 | DEER:HVAC_Eff_HP | 0 | 0 | 0 | SWHC004-05 | 22.0244 | 2020 | 0 | 7.4178 | 2020 | 0 | 0 | SWHC004-05 | HVAC Boilers - Marine ¦ PG&E ¦ Marine | HVAC Boilers - Marine | 25.824 | 1 | 0.10976 | CBSA 2014 | 0 | 2012 | 0.6 | SWHC004-05
COM-HVAC-41.10 | Com ¦ Condensing Eff. HVAC Boiler (94 AFUE) - Marine ¦ PG&E ¦ Marine | Com ¦ Condensing Eff. HVAC Boiler (94 AFUE) - Marine | PG&E ¦ Marine | PG&E | All | Gas | Efficient HVAC Space Heating Boiler | Efficient | 2030 | Conventional | HVAC | Com - Retail | Com | ROB and NEW | 0 | 1000 sqft2 of floor space | Cap-kBTUh | 20 | DEER:HVAC_Eff_HP | 0 | 0 | 0 | SWHC004-05 | 22.0244 | 2020 | 0 | 7.4178 | 2020 | 0 | 0 | SWHC004-05 | HVAC Boilers - Marine ¦ PG&E ¦ Marine | HVAC Boilers - Marine | 3.813 | 1 | 0.10976 | CBSA 2014 | 0 | 2012 | 0.6 | SWHC004-05
COM-HVAC-41.11 | Com ¦ Condensing Eff. HVAC Boiler (94 AFUE) - Marine ¦ PG&E ¦ Marine | Com ¦ Condensing Eff. HVAC Boiler (94 AFUE) - Marine | PG&E ¦ Marine | PG&E | All | Gas | Efficient HVAC Space Heating Boiler | Efficient | 2030 | Conventional | HVAC | Com - School | Com | ROB and NEW | 0 | 1000 sqft2 of floor space | Cap-kBTUh | 20 | DEER:HVAC_Eff_HP | 0 | 0 | 0 | SWHC004-05 | 22.0244 | 2020 | 0 | 7.4178 | 2020 | 0 | 0 | SWHC004-05 | HVAC Boilers - Marine ¦ PG&E ¦ Marine | HVAC Boilers - Marine | 12.418 | 1 | 0.10976 | CBSA 2014 | 0 | 2012 | 0.6 | SWHC004-05
COM-HVAC-41.13 | Com ¦ Condensing Eff. HVAC Boiler (94 AFUE) - Hot-Dry ¦ PG&E ¦ Hot-Dry | Com ¦ Condensing Eff. HVAC Boiler (94 AFUE) - Hot-Dry | PG&E ¦ Hot-Dry | PG&E | All | Gas | Efficient HVAC Space Heating Boiler | Efficient | 2030 | Conventional | HVAC | Com - College | Com | ROB and NEW | 0 | 1000 sqft2 of floor space | Cap-kBTUh | 20 | DEER:HVAC_Eff_HP | 0 | 0 | 0 | SWHC004-05 | 22.0244 | 2020 | 0 | 7.4178 | 2020 | 0 | 0 | SWHC004-05 | HVAC Boilers - Hot-Dry ¦ PG&E ¦ Hot-Dry | HVAC Boilers - Hot-Dry | 10.3878 | 1 | 0.10976 | CBSA 2014 | 0 | 2012 | 0.6 | SWHC004-05
COM-HVAC-41.15 | Com ¦ Condensing Eff. HVAC Boiler (94 AFUE) - Hot-Dry ¦ PG&E ¦ Hot-Dry | Com ¦ Condensing Eff. HVAC Boiler (94 AFUE) - Hot-Dry | PG&E ¦ Hot-Dry | PG&E | All | Gas | Efficient HVAC Space Heating Boiler | Efficient | 2030 | Conventional | HVAC | Com - Health | Com | ROB and NEW | 0 | 1000 sqft2 of floor space | Cap-kBTUh | 20 | DEER:HVAC_Eff_HP | 0 | 0 | 0 | SWHC004-05 | 22.0244 | 2020 | 0 | 7.4178 | 2020 | 0 | 0 | SWHC004-05 | HVAC Boilers - Hot-Dry ¦ PG&E ¦ Hot-Dry | HVAC Boilers - Hot-Dry | 8.5975 | 1 | 0.10976 | CBSA 2014 | 0 | 2012 | 0.6 | SWHC004-05
COM-HVAC-41.16 | Com ¦ Condensing Eff. HVAC Boiler (94 AFUE) - Hot-Dry ¦ PG&E ¦ Hot-Dry | Com ¦ Condensing Eff. HVAC Boiler (94 AFUE) - Hot-Dry | PG&E ¦ Hot-Dry | PG&E | All | Gas | Efficient HVAC Space Heating Boiler | Efficient | 2030 | Conventional | HVAC | Com - Lodging | Com | ROB and NEW | 0 | 1000 sqft2 of floor space | Cap-kBTUh | 20 | DEER:HVAC_Eff_HP | 0 | 0 | 0 | SWHC004-05 | 22.0244 | 2020 | 0 | 7.4178 | 2020 | 0 | 0 | SWHC004-05 | HVAC Boilers - Hot-Dry ¦ PG&E ¦ Hot-Dry | HVAC Boilers - Hot-Dry | 3.4333 | 1 | 0.10976 | CBSA 2014 | 0 | 2012 | 0.6 | SWHC004-05
COM-HVAC-41.17 | Com ¦ Condensing Eff. HVAC Boiler (94 AFUE) - Hot-Dry ¦ PG&E ¦ Hot-Dry | Com ¦ Condensing Eff. HVAC Boiler (94 AFUE) - Hot-Dry | PG&E ¦ Hot-Dry | PG&E | All | Gas | Efficient HVAC Space Heating Boiler | Efficient | 2030 | Conventional | HVAC | Com - Office (Large) | Com | ROB and NEW | 0 | 1000 sqft2 of floor space | Cap-kBTUh | 20 | DEER:HVAC_Eff_HP | 0 | 0 | 0 | SWHC004-05 | 22.0244 | 2020 | 0 | 7.4178 | 2020 | 0 | 0 | SWHC004-05 | HVAC Boilers - Hot-Dry ¦ PG&E ¦ Hot-Dry | HVAC Boilers - Hot-Dry | 14.0309 | 1 | 0.10976 | CBSA 2014 | 0 | 2012 | 0.6 | SWHC004-05
COM-HVAC-41.18 | Com ¦ Condensing Eff. HVAC Boiler (94 AFUE) - Hot-Dry ¦ PG&E ¦ Hot-Dry | Com ¦ Condensing Eff. HVAC Boiler (94 AFUE) - Hot-Dry | PG&E ¦ Hot-Dry | PG&E | All | Gas | Efficient HVAC Space Heating Boiler | Efficient | 2030 | Conventional | HVAC | Com - Office (Small) | Com | ROB and NEW | 0 | 1000 sqft2 of floor space | Cap-kBTUh | 20 | DEER:HVAC_Eff_HP | 0 | 0 | 0 | SWHC004-05 | 22.0244 | 2020 | 0 | 7.4178 | 2020 | 0 | 0 | SWHC004-05 | HVAC Boilers - Hot-Dry ¦ PG&E ¦ Hot-Dry | HVAC Boilers - Hot-Dry | 25.824 | 1 | 0.10976 | CBSA 2014 | 0 | 2012 | 0.6 | SWHC004-05
COM-HVAC-41.22 | Com ¦ Condensing Eff. HVAC Boiler (94 AFUE) - Hot-Dry ¦ PG&E ¦ Hot-Dry | Com ¦ Condensing Eff. HVAC Boiler (94 AFUE) - Hot-Dry | PG&E ¦ Hot-Dry | PG&E | All | Gas | Efficient HVAC Space Heating Boiler | Efficient | 2030 | Conventional | HVAC | Com - Retail | Com | ROB and NEW | 0 | 1000 sqft2 of floor space | Cap-kBTUh | 20 | DEER:HVAC_Eff_HP | 0 | 0 | 0 | SWHC004-05 | 22.0244 | 2020 | 0 | 7.4178 | 2020 | 0 | 0 | SWHC004-05 | HVAC Boilers - Hot-Dry ¦ PG&E ¦ Hot-Dry | HVAC Boilers - Hot-Dry | 3.813 | 1 | 0.10976 | CBSA 2014 | 0 | 2012 | 0.6 | SWHC004-05
COM-HVAC-41.23 | Com ¦ Condensing Eff. HVAC Boiler (94 AFUE) - Hot-Dry ¦ PG&E ¦ Hot-Dry | Com ¦ Condensing Eff. HVAC Boiler (94 AFUE) - Hot-Dry | PG&E ¦ Hot-Dry | PG&E | All | Gas | Efficient HVAC Space Heating Boiler | Efficient | 2030 | Conventional | HVAC | Com - School | Com | ROB and NEW | 0 | 1000 sqft2 of floor space | Cap-kBTUh | 20 | DEER:HVAC_Eff_HP | 0 | 0 | 0 | SWHC004-05 | 22.0244 | 2020 | 0 | 7.4178 | 2020 | 0 | 0 | SWHC004-05 | HVAC Boilers - Hot-Dry ¦ PG&E ¦ Hot-Dry | HVAC Boilers - Hot-Dry | 12.418 | 1 | 0.10976 | CBSA 2014 | 0 | 2012 | 0.6 | SWHC004-05
COM-HVAC-41.25 | Com ¦ Condensing Eff. HVAC Boiler (94 AFUE) - Cold ¦ PG&E ¦ Cold | Com ¦ Condensing Eff. HVAC Boiler (94 AFUE) - Cold | PG&E ¦ Cold | PG&E | All | Gas | Efficient HVAC Space Heating Boiler | Efficient | 2030 | Conventional | HVAC | Com - College | Com | ROB and NEW | 0 | 1000 sqft2 of floor space | Cap-kBTUh | 20 | DEER:HVAC_Eff_HP | 0 | 0 | 0 | SWHC004-05 | 22.0244 | 2020 | 0 | 7.4178 | 2020 | 0 | 0 | SWHC004-05 | HVAC Boilers - Cold ¦ PG&E ¦ Cold | HVAC Boilers - Cold | 10.3878 | 1 | 0.10976 | CBSA 2014 | 0 | 2012 | 0.6 | SWHC004-05
COM-HVAC-41.27 | Com ¦ Condensing Eff. HVAC Boiler (94 AFUE) - Cold ¦ PG&E ¦ Cold | Com ¦ Condensing Eff. HVAC Boiler (94 AFUE) - Cold | PG&E ¦ Cold | PG&E | All | Gas | Efficient HVAC Space Heating Boiler | Efficient | 2030 | Conventional | HVAC | Com - Health | Com | ROB and NEW | 0 | 1000 sqft2 of floor space | Cap-kBTUh | 20 | DEER:HVAC_Eff_HP | 0 | 0 | 0 | SWHC004-05 | 22.0244 | 2020 | 0 | 7.4178 | 2020 | 0 | 0 | SWHC004-05 | HVAC Boilers - Cold ¦ PG&E ¦ Cold | HVAC Boilers - Cold | 8.5975 | 1 | 0.10976 | CBSA 2014 | 0 | 2012 | 0.6 | SWHC004-05
COM-HVAC-41.28 | Com ¦ Condensing Eff. HVAC Boiler (94 AFUE) - Cold ¦ PG&E ¦ Cold | Com ¦ Condensing Eff. HVAC Boiler (94 AFUE) - Cold | PG&E ¦ Cold | PG&E | All | Gas | Efficient HVAC Space Heating Boiler | Efficient | 2030 | Conventional | HVAC | Com - Lodging | Com | ROB and NEW | 0 | 1000 sqft2 of floor space | Cap-kBTUh | 20 | DEER:HVAC_Eff_HP | 0 | 0 | 0 | SWHC004-05 | 22.0244 | 2020 | 0 | 7.4178 | 2020 | 0 | 0 | SWHC004-05 | HVAC Boilers - Cold ¦ PG&E ¦ Cold | HVAC Boilers - Cold | 3.4333 | 1 | 0.10976 | CBSA 2014 | 0 | 2012 | 0.6 | SWHC004-05
COM-HVAC-41.29 | Com ¦ Condensing Eff. HVAC Boiler (94 AFUE) - Cold ¦ PG&E ¦ Cold | Com ¦ Condensing Eff. HVAC Boiler (94 AFUE) - Cold | PG&E ¦ Cold | PG&E | All | Gas | Efficient HVAC Space Heating Boiler | Efficient | 2030 | Conventional | HVAC | Com - Office (Large) | Com | ROB and NEW | 0 | 1000 sqft2 of floor space | Cap-kBTUh | 20 | DEER:HVAC_Eff_HP | 0 | 0 | 0 | SWHC004-05 | 22.0244 | 2020 | 0 | 7.4178 | 2020 | 0 | 0 | SWHC004-05 | HVAC Boilers - Cold ¦ PG&E ¦ Cold | HVAC Boilers - Cold | 14.0309 | 1 | 0.10976 | CBSA 2014 | 0 | 2012 | 0.6 | SWHC004-05
COM-HVAC-41.30 | Com ¦ Condensing Eff. HVAC Boiler (94 AFUE) - Cold ¦ PG&E ¦ Cold | Com ¦ Condensing Eff. HVAC Boiler (94 AFUE) - Cold | PG&E ¦ Cold | PG&E | All | Gas | Efficient HVAC Space Heating Boiler | Efficient | 2030 | Conventional | HVAC | Com - Office (Small) | Com | ROB and NEW | 0 | 1000 sqft2 of floor space | Cap-kBTUh | 20 | DEER:HVAC_Eff_HP | 0 | 0 | 0 | SWHC004-05 | 22.0244 | 2020 | 0 | 7.4178 | 2020 | 0 | 0 | SWHC004-05 | HVAC Boilers - Cold ¦ PG&E ¦ Cold | HVAC Boilers - Cold | 25.824 | 1 | 0.10976 | CBSA 2014 | 0 | 2012 | 0.6 | SWHC004-05
COM-HVAC-41.34 | Com ¦ Condensing Eff. HVAC Boiler (94 AFUE) - Cold ¦ PG&E ¦ Cold | Com ¦ Condensing Eff. HVAC Boiler (94 AFUE) - Cold | PG&E ¦ Cold | PG&E | All | Gas | Efficient HVAC Space Heating Boiler | Efficient | 2030 | Conventional | HVAC | Com - Retail | Com | ROB and NEW | 0 | 1000 sqft2 of floor space | Cap-kBTUh | 20 | DEER:HVAC_Eff_HP | 0 | 0 | 0 | SWHC004-05 | 22.0244 | 2020 | 0 | 7.4178 | 2020 | 0 | 0 | SWHC004-05 | HVAC Boilers - Cold ¦ PG&E ¦ Cold | HVAC Boilers - Cold | 3.813 | 1 | 0.10976 | CBSA 2014 | 0 | 2012 | 0.6 | SWHC004-05
COM-HVAC-41.35 | Com ¦ Condensing Eff. HVAC Boiler (94 AFUE) - Cold ¦ PG&E ¦ Cold | Com ¦ Condensing Eff. HVAC Boiler (94 AFUE) - Cold | PG&E ¦ Cold | PG&E | All | Gas | Efficient HVAC Space Heating Boiler | Efficient | 2030 | Conventional | HVAC | Com - School | Com | ROB and NEW | 0 | 1000 sqft2 of floor space | Cap-kBTUh | 20 | DEER:HVAC_Eff_HP | 0 | 0 | 0 | SWHC004-05 | 22.0244 | 2020 | 0 | 7.4178 | 2020 | 0 | 0 | SWHC004-05 | HVAC Boilers - Cold ¦ PG&E ¦ Cold | HVAC Boilers - Cold | 12.418 | 1 | 0.10976 | CBSA 2014 | 0 | 2012 | 0.6 | SWHC004-05
COM-HVAC-41.37 | Com ¦ Condensing Eff. HVAC Boiler (94 AFUE) - Marine ¦ SCG ¦ Marine | Com ¦ Condensing Eff. HVAC Boiler (94 AFUE) - Marine | SCG ¦ Marine | SCG | All | Gas | Efficient HVAC Space Heating Boiler | Efficient | 2030 | Conventional | HVAC | Com - College | Com | ROB and NEW | 0 | 1000 sqft2 of floor space | Cap-kBTUh | 20 | DEER:HVAC_Eff_HP | 0 | 0 | 0 | SWHC004-05 | 22.0244 | 2020 | 0 | 7.4178 | 2020 | 0 | 0 | SWHC004-05 | HVAC Boilers - Marine ¦ SCG ¦ Marine | HVAC Boilers - Marine | 9.9134 | 1 | 0.10976 | CBSA 2014 | 0 | 2012 | 0.6 | SWHC004-05
COM-HVAC-41.39 | Com ¦ Condensing Eff. HVAC Boiler (94 AFUE) - Marine ¦ SCG ¦ Marine | Com ¦ Condensing Eff. HVAC Boiler (94 AFUE) - Marine | SCG ¦ Marine | SCG | All | Gas | Efficient HVAC Space Heating Boiler | Efficient | 2030 | Conventional | HVAC | Com - Health | Com | ROB and NEW | 0 | 1000 sqft2 of floor space | Cap-kBTUh | 20 | DEER:HVAC_Eff_HP | 0 | 0 | 0 | SWHC004-05 | 22.0244 | 2020 | 0 | 7.4178 | 2020 | 0 | 0 | SWHC004-05 | HVAC Boilers - Marine ¦ SCG ¦ Marine | HVAC Boilers - Marine | 8.3689 | 1 | 0.10976 | CBSA 2014 | 0 | 2012 | 0.6 | SWHC004-05
COM-HVAC-41.40 | Com ¦ Condensing Eff. HVAC Boiler (94 AFUE) - Marine ¦ SCG ¦ Marine | Com ¦ Condensing Eff. HVAC Boiler (94 AFUE) - Marine | SCG ¦ Marine | SCG | All | Gas | Efficient HVAC Space Heating Boiler | Efficient | 2030 | Conventional | HVAC | Com - Lodging | Com | ROB and NEW | 0 | 1000 sqft2 of floor space | Cap-kBTUh | 20 | DEER:HVAC_Eff_HP | 0 | 0 | 0 | SWHC004-05 | 22.0244 | 2020 | 0 | 7.4178 | 2020 | 0 | 0 | SWHC004-05 | HVAC Boilers - Marine ¦ SCG ¦ Marine | HVAC Boilers - Marine | 3.4494 | 1 | 0.10976 | CBSA 2014 | 0 | 2012 | 0.6 | SWHC004-05
COM-HVAC-41.41 | Com ¦ Condensing Eff. HVAC Boiler (94 AFUE) - Marine ¦ SCG ¦ Marine | Com ¦ Condensing Eff. HVAC Boiler (94 AFUE) - Marine | SCG ¦ Marine | SCG | All | Gas | Efficient HVAC Space Heating Boiler | Efficient | 2030 | Conventional | HVAC | Com - Office (Large) | Com | ROB and NEW | 0 | 1000 sqft2 of floor space | Cap-kBTUh | 20 | DEER:HVAC_Eff_HP | 0 | 0 | 0 | SWHC004-05 | 22.0244 | 2020 | 0 | 7.4178 | 2020 | 0 | 0 | SWHC004-05 | HVAC Boilers - Marine ¦ SCG ¦ Marine | HVAC Boilers - Marine | 12.9615 | 1 | 0.10976 | CBSA 2014 | 0 | 2012 | 0.6 | SWHC004-05
COM-HVAC-41.42 | Com ¦ Condensing Eff. HVAC Boiler (94 AFUE) - Marine ¦ SCG ¦ Marine | Com ¦ Condensing Eff. HVAC Boiler (94 AFUE) - Marine | SCG ¦ Marine | SCG | All | Gas | Efficient HVAC Space Heating Boiler | Efficient | 2030 | Conventional | HVAC | Com - Office (Small) | Com | ROB and NEW | 0 | 1000 sqft2 of floor space | Cap-kBTUh | 20 | DEER:HVAC_Eff_HP | 0 | 0 | 0 | SWHC004-05 | 22.0244 | 2020 | 0 | 7.4178 | 2020 | 0 | 0 | SWHC004-05 | HVAC Boilers - Marine ¦ SCG ¦ Marine | HVAC Boilers - Marine | 26.3159 | 1 | 0.10976 | CBSA 2014 | 0 | 2012 | 0.6 | SWHC004-05
COM-HVAC-41.46 | Com ¦ Condensing Eff. HVAC Boiler (94 AFUE) - Marine ¦ SCG ¦ Marine | Com ¦ Condensing Eff. HVAC Boiler (94 AFUE) - Marine | SCG ¦ Marine | SCG | All | Gas | Efficient HVAC Space Heating Boiler | Efficient | 2030 | Conventional | HVAC | Com - Retail | Com | ROB and NEW | 0 | 1000 sqft2 of floor space | Cap-kBTUh | 20 | DEER:HVAC_Eff_HP | 0 | 0 | 0 | SWHC004-05 | 22.0244 | 2020 | 0 | 7.4178 | 2020 | 0 | 0 | SWHC004-05 | HVAC Boilers - Marine ¦ SCG ¦ Marine | HVAC Boilers - Marine | 2.9992 | 1 | 0.10976 | CBSA 2014 | 0 | 2012 | 0.6 | SWHC004-05
COM-HVAC-41.47 | Com ¦ Condensing Eff. HVAC Boiler (94 AFUE) - Marine ¦ SCG ¦ Marine | Com ¦ Condensing Eff. HVAC Boiler (94 AFUE) - Marine | SCG ¦ Marine | SCG | All | Gas | Efficient HVAC Space Heating Boiler | Efficient | 2030 | Conventional | HVAC | Com - School | Com | ROB and NEW | 0 | 1000 sqft2 of floor space | Cap-kBTUh | 20 | DEER:HVAC_Eff_HP | 0 | 0 | 0 | SWHC004-05 | 22.0244 | 2020 | 0 | 7.4178 | 2020 | 0 | 0 | SWHC004-05 | HVAC Boilers - Marine ¦ SCG ¦ Marine | HVAC Boilers - Marine | 12.634 | 1 | 0.10976 | CBSA 2014 | 0 | 2012 | 0.6 | SWHC004-05
COM-HVAC-41.49 | Com ¦ Condensing Eff. HVAC Boiler (94 AFUE) - Hot-Dry ¦ SCG ¦ Hot-Dry | Com ¦ Condensing Eff. HVAC Boiler (94 AFUE) - Hot-Dry | SCG ¦ Hot-Dry | SCG | All | Gas | Efficient HVAC Space Heating Boiler | Efficient | 2030 | Conventional | HVAC | Com - College | Com | ROB and NEW | 0 | 1000 sqft2 of floor space | Cap-kBTUh | 20 | DEER:HVAC_Eff_HP | 0 | 0 | 0 | SWHC004-05 | 22.0244 | 2020 | 0 | 7.4178 | 2020 | 0 | 0 | SWHC004-05 | HVAC Boilers - Hot-Dry ¦ SCG ¦ Hot-Dry | HVAC Boilers - Hot-Dry | 9.9134 | 1 | 0.10976 | CBSA 2014 | 0 | 2012 | 0.6 | SWHC004-05
COM-HVAC-41.51 | Com ¦ Condensing Eff. HVAC Boiler (94 AFUE) - Hot-Dry ¦ SCG ¦ Hot-Dry | Com ¦ Condensing Eff. HVAC Boiler (94 AFUE) - Hot-Dry | SCG ¦ Hot-Dry | SCG | All | Gas | Efficient HVAC Space Heating Boiler | Efficient | 2030 | Conventional | HVAC | Com - Health | Com | ROB and NEW | 0 | 1000 sqft2 of floor space | Cap-kBTUh | 20 | DEER:HVAC_Eff_HP | 0 | 0 | 0 | SWHC004-05 | 22.0244 | 2020 | 0 | 7.4178 | 2020 | 0 | 0 | SWHC004-05 | HVAC Boilers - Hot-Dry ¦ SCG ¦ Hot-Dry | HVAC Boilers - Hot-Dry | 8.3689 | 1 | 0.10976 | CBSA 2014 | 0 | 2012 | 0.6 | SWHC004-05
COM-HVAC-41.52 | Com ¦ Condensing Eff. HVAC Boiler (94 AFUE) - Hot-Dry ¦ SCG ¦ Hot-Dry | Com ¦ Condensing Eff. HVAC Boiler (94 AFUE) - Hot-Dry | SCG ¦ Hot-Dry | SCG | All | Gas | Efficient HVAC Space Heating Boiler | Efficient | 2030 | Conventional | HVAC | Com - Lodging | Com | ROB and NEW | 0 | 1000 sqft2 of floor space | Cap-kBTUh | 20 | DEER:HVAC_Eff_HP | 0 | 0 | 0 | SWHC004-05 | 22.0244 | 2020 | 0 | 7.4178 | 2020 | 0 | 0 | SWHC004-05 | HVAC Boilers - Hot-Dry ¦ SCG ¦ Hot-Dry | HVAC Boilers - Hot-Dry | 3.4494 | 1 | 0.10976 | CBSA 2014 | 0 | 2012 | 0.6 | SWHC004-05
COM-HVAC-41.53 | Com ¦ Condensing Eff. HVAC Boiler (94 AFUE) - Hot-Dry ¦ SCG ¦ Hot-Dry | Com ¦ Condensing Eff. HVAC Boiler (94 AFUE) - Hot-Dry | SCG ¦ Hot-Dry | SCG | All | Gas | Efficient HVAC Space Heating Boiler | Efficient | 2030 | Conventional | HVAC | Com - Office (Large) | Com | ROB and NEW | 0 | 1000 sqft2 of floor space | Cap-kBTUh | 20 | DEER:HVAC_Eff_HP | 0 | 0 | 0 | SWHC004-05 | 22.0244 | 2020 | 0 | 7.4178 | 2020 | 0 | 0 | SWHC004-05 | HVAC Boilers - Hot-Dry ¦ SCG ¦ Hot-Dry | HVAC Boilers - Hot-Dry | 12.9615 | 1 | 0.10976 | CBSA 2014 | 0 | 2012 | 0.6 | SWHC004-05
COM-HVAC-41.54 | Com ¦ Condensing Eff. HVAC Boiler (94 AFUE) - Hot-Dry ¦ SCG ¦ Hot-Dry | Com ¦ Condensing Eff. HVAC Boiler (94 AFUE) - Hot-Dry | SCG ¦ Hot-Dry | SCG | All | Gas | Efficient HVAC Space Heating Boiler | Efficient | 2030 | Conventional | HVAC | Com - Office (Small) | Com | ROB and NEW | 0 | 1000 sqft2 of floor space | Cap-kBTUh | 20 | DEER:HVAC_Eff_HP | 0 | 0 | 0 | SWHC004-05 | 22.0244 | 2020 | 0 | 7.4178 | 2020 | 0 | 0 | SWHC004-05 | HVAC Boilers - Hot-Dry ¦ SCG ¦ Hot-Dry | HVAC Boilers - Hot-Dry | 26.3159 | 1 | 0.10976 | CBSA 2014 | 0 | 2012 | 0.6 | SWHC004-05
COM-HVAC-41.58 | Com ¦ Condensing Eff. HVAC Boiler (94 AFUE) - Hot-Dry ¦ SCG ¦ Hot-Dry | Com ¦ Condensing Eff. HVAC Boiler (94 AFUE) - Hot-Dry | SCG ¦ Hot-Dry | SCG | All | Gas | Efficient HVAC Space Heating Boiler | Efficient | 2030 | Conventional | HVAC | Com - Retail | Com | ROB and NEW | 0 | 1000 sqft2 of floor space | Cap-kBTUh | 20 | DEER:HVAC_Eff_HP | 0 | 0 | 0 | SWHC004-05 | 22.0244 | 2020 | 0 | 7.4178 | 2020 | 0 | 0 | SWHC004-05 | HVAC Boilers - Hot-Dry ¦ SCG ¦ Hot-Dry | HVAC Boilers - Hot-Dry | 2.9992 | 1 | 0.10976 | CBSA 2014 | 0 | 2012 | 0.6 | SWHC004-05
COM-HVAC-41.59 | Com ¦ Condensing Eff. HVAC Boiler (94 AFUE) - Hot-Dry ¦ SCG ¦ Hot-Dry | Com ¦ Condensing Eff. HVAC Boiler (94 AFUE) - Hot-Dry | SCG ¦ Hot-Dry | SCG | All | Gas | Efficient HVAC Space Heating Boiler | Efficient | 2030 | Conventional | HVAC | Com - School | Com | ROB and NEW | 0 | 1000 sqft2 of floor space | Cap-kBTUh | 20 | DEER:HVAC_Eff_HP | 0 | 0 | 0 | SWHC004-05 | 22.0244 | 2020 | 0 | 7.4178 | 2020 | 0 | 0 | SWHC004-05 | HVAC Boilers - Hot-Dry ¦ SCG ¦ Hot-Dry | HVAC Boilers - Hot-Dry | 12.634 | 1 | 0.10976 | CBSA 2014 | 0 | 2012 | 0.6 | SWHC004-05
COM-HVAC-41.61 | Com ¦ Condensing Eff. HVAC Boiler (94 AFUE) - Cold ¦ SCG ¦ Cold | Com ¦ Condensing Eff. HVAC Boiler (94 AFUE) - Cold | SCG ¦ Cold | SCG | All | Gas | Efficient HVAC Space Heating Boiler | Efficient | 2030 | Conventional | HVAC | Com - College | Com | ROB and NEW | 0 | 1000 sqft2 of floor space | Cap-kBTUh | 20 | DEER:HVAC_Eff_HP | 0 | 0 | 0 | SWHC004-05 | 22.0244 | 2020 | 0 | 7.4178 | 2020 | 0 | 0 | SWHC004-05 | HVAC Boilers - Cold ¦ SCG ¦ Cold | HVAC Boilers - Cold | 9.9134 | 1 | 0.10976 | CBSA 2014 | 0 | 2012 | 0.6 | SWHC004-05
COM-HVAC-41.63 | Com ¦ Condensing Eff. HVAC Boiler (94 AFUE) - Cold ¦ SCG ¦ Cold | Com ¦ Condensing Eff. HVAC Boiler (94 AFUE) - Cold | SCG ¦ Cold | SCG | All | Gas | Efficient HVAC Space Heating Boiler | Efficient | 2030 | Conventional | HVAC | Com - Health | Com | ROB and NEW | 0 | 1000 sqft2 of floor space | Cap-kBTUh | 20 | DEER:HVAC_Eff_HP | 0 | 0 | 0 | SWHC004-05 | 22.0244 | 2020 | 0 | 7.4178 | 2020 | 0 | 0 | SWHC004-05 | HVAC Boilers - Cold ¦ SCG ¦ Cold | HVAC Boilers - Cold | 8.3689 | 1 | 0.10976 | CBSA 2014 | 0 | 2012 | 0.6 | SWHC004-05
COM-HVAC-41.64 | Com ¦ Condensing Eff. HVAC Boiler (94 AFUE) - Cold ¦ SCG ¦ Cold | Com ¦ Condensing Eff. HVAC Boiler (94 AFUE) - Cold | SCG ¦ Cold | SCG | All | Gas | Efficient HVAC Space Heating Boiler | Efficient | 2030 | Conventional | HVAC | Com - Lodging | Com | ROB and NEW | 0 | 1000 sqft2 of floor space | Cap-kBTUh | 20 | DEER:HVAC_Eff_HP | 0 | 0 | 0 | SWHC004-05 | 22.0244 | 2020 | 0 | 7.4178 | 2020 | 0 | 0 | SWHC004-05 | HVAC Boilers - Cold ¦ SCG ¦ Cold | HVAC Boilers - Cold | 3.4494 | 1 | 0.10976 | CBSA 2014 | 0 | 2012 | 0.6 | SWHC004-05
COM-HVAC-41.65 | Com ¦ Condensing Eff. HVAC Boiler (94 AFUE) - Cold ¦ SCG ¦ Cold | Com ¦ Condensing Eff. HVAC Boiler (94 AFUE) - Cold | SCG ¦ Cold | SCG | All | Gas | Efficient HVAC Space Heating Boiler | Efficient | 2030 | Conventional | HVAC | Com - Office (Large) | Com | ROB and NEW | 0 | 1000 sqft2 of floor space | Cap-kBTUh | 20 | DEER:HVAC_Eff_HP | 0 | 0 | 0 | SWHC004-05 | 22.0244 | 2020 | 0 | 7.4178 | 2020 | 0 | 0 | SWHC004-05 | HVAC Boilers - Cold ¦ SCG ¦ Cold | HVAC Boilers - Cold | 12.9615 | 1 | 0.10976 | CBSA 2014 | 0 | 2012 | 0.6 | SWHC004-05
COM-HVAC-41.66 | Com ¦ Condensing Eff. HVAC Boiler (94 AFUE) - Cold ¦ SCG ¦ Cold | Com ¦ Condensing Eff. HVAC Boiler (94 AFUE) - Cold | SCG ¦ Cold | SCG | All | Gas | Efficient HVAC Space Heating Boiler | Efficient | 2030 | Conventional | HVAC | Com - Office (Small) | Com | ROB and NEW | 0 | 1000 sqft2 of floor space | Cap-kBTUh | 20 | DEER:HVAC_Eff_HP | 0 | 0 | 0 | SWHC004-05 | 22.0244 | 2020 | 0 | 7.4178 | 2020 | 0 | 0 | SWHC004-05 | HVAC Boilers - Cold ¦ SCG ¦ Cold | HVAC Boilers - Cold | 26.3159 | 1 | 0.10976 | CBSA 2014 | 0 | 2012 | 0.6 | SWHC004-05
COM-HVAC-41.70 | Com ¦ Condensing Eff. HVAC Boiler (94 AFUE) - Cold ¦ SCG ¦ Cold | Com ¦ Condensing Eff. HVAC Boiler (94 AFUE) - Cold | SCG ¦ Cold | SCG | All | Gas | Efficient HVAC Space Heating Boiler | Efficient | 2030 | Conventional | HVAC | Com - Retail | Com | ROB and NEW | 0 | 1000 sqft2 of floor space | Cap-kBTUh | 20 | DEER:HVAC_Eff_HP | 0 | 0 | 0 | SWHC004-05 | 22.0244 | 2020 | 0 | 7.4178 | 2020 | 0 | 0 | SWHC004-05 | HVAC Boilers - Cold ¦ SCG ¦ Cold | HVAC Boilers - Cold | 2.9992 | 1 | 0.10976 | CBSA 2014 | 0 | 2012 | 0.6 | SWHC004-05
COM-HVAC-41.71 | Com ¦ Condensing Eff. HVAC Boiler (94 AFUE) - Cold ¦ SCG ¦ Cold | Com ¦ Condensing Eff. HVAC Boiler (94 AFUE) - Cold | SCG ¦ Cold | SCG | All | Gas | Efficient HVAC Space Heating Boiler | Efficient | 2030 | Conventional | HVAC | Com - School | Com | ROB and NEW | 0 | 1000 sqft2 of floor space | Cap-kBTUh | 20 | DEER:HVAC_Eff_HP | 0 | 0 | 0 | SWHC004-05 | 22.0244 | 2020 | 0 | 7.4178 | 2020 | 0 | 0 | SWHC004-05 | HVAC Boilers - Cold ¦ SCG ¦ Cold | HVAC Boilers - Cold | 12.634 | 1 | 0.10976 | CBSA 2014 | 0 | 2012 | 0.6 | SWHC004-05
COM-HVAC-41.73 | Com ¦ Condensing Eff. HVAC Boiler (94 AFUE) - Marine ¦ SDG&E ¦ Marine | Com ¦ Condensing Eff. HVAC Boiler (94 AFUE) - Marine | SDG&E ¦ Marine | SDG&E | All | Gas | Efficient HVAC Space Heating Boiler | Efficient | 2030 | Conventional | HVAC | Com - College | Com | ROB and NEW | 0 | 1000 sqft2 of floor space | Cap-kBTUh | 20 | DEER:HVAC_Eff_HP | 0 | 0 | 0 | SWHC004-05 | 22.0244 | 2020 | 0 | 7.4178 | 2020 | 0 | 0 | SWHC004-05 | HVAC Boilers - Marine ¦ SDG&E ¦ Marine | HVAC Boilers - Marine | 7.1283 | 1 | 0.10976 | CBSA 2014 | 0 | 2012 | 0.6 | SWHC004-05
COM-HVAC-41.75 | Com ¦ Condensing Eff. HVAC Boiler (94 AFUE) - Marine ¦ SDG&E ¦ Marine | Com ¦ Condensing Eff. HVAC Boiler (94 AFUE) - Marine | SDG&E ¦ Marine | SDG&E | All | Gas | Efficient HVAC Space Heating Boiler | Efficient | 2030 | Conventional | HVAC | Com - Health | Com | ROB and NEW | 0 | 1000 sqft2 of floor space | Cap-kBTUh | 20 | DEER:HVAC_Eff_HP | 0 | 0 | 0 | SWHC004-05 | 22.0244 | 2020 | 0 | 7.4178 | 2020 | 0 | 0 | SWHC004-05 | HVAC Boilers - Marine ¦ SDG&E ¦ Marine | HVAC Boilers - Marine | 7.8081 | 1 | 0.10976 | CBSA 2014 | 0 | 2012 | 0.6 | SWHC004-05
COM-HVAC-41.76 | Com ¦ Condensing Eff. HVAC Boiler (94 AFUE) - Marine ¦ SDG&E ¦ Marine | Com ¦ Condensing Eff. HVAC Boiler (94 AFUE) - Marine | SDG&E ¦ Marine | SDG&E | All | Gas | Efficient HVAC Space Heating Boiler | Efficient | 2030 | Conventional | HVAC | Com - Lodging | Com | ROB and NEW | 0 | 1000 sqft2 of floor space | Cap-kBTUh | 20 | DEER:HVAC_Eff_HP | 0 | 0 | 0 | SWHC004-05 | 22.0244 | 2020 | 0 | 7.4178 | 2020 | 0 | 0 | SWHC004-05 | HVAC Boilers - Marine ¦ SDG&E ¦ Marine | HVAC Boilers - Marine | 3.4791 | 1 | 0.10976 | CBSA 2014 | 0 | 2012 | 0.6 | SWHC004-05
COM-HVAC-41.77 | Com ¦ Condensing Eff. HVAC Boiler (94 AFUE) - Marine ¦ SDG&E ¦ Marine | Com ¦ Condensing Eff. HVAC Boiler (94 AFUE) - Marine | SDG&E ¦ Marine | SDG&E | All | Gas | Efficient HVAC Space Heating Boiler | Efficient | 2030 | Conventional | HVAC | Com - Office (Large) | Com | ROB and NEW | 0 | 1000 sqft2 of floor space | Cap-kBTUh | 20 | DEER:HVAC_Eff_HP | 0 | 0 | 0 | SWHC004-05 | 22.0244 | 2020 | 0 | 7.4178 | 2020 | 0 | 0 | SWHC004-05 | HVAC Boilers - Marine ¦ SDG&E ¦ Marine | HVAC Boilers - Marine | 8.8573 | 1 | 0.10976 | CBSA 2014 | 0 | 2012 | 0.6 | SWHC004-05
COM-HVAC-41.78 | Com ¦ Condensing Eff. HVAC Boiler (94 AFUE) - Marine ¦ SDG&E ¦ Marine | Com ¦ Condensing Eff. HVAC Boiler (94 AFUE) - Marine | SDG&E ¦ Marine | SDG&E | All | Gas | Efficient HVAC Space Heating Boiler | Efficient | 2030 | Conventional | HVAC | Com - Office (Small) | Com | ROB and NEW | 0 | 1000 sqft2 of floor space | Cap-kBTUh | 20 | DEER:HVAC_Eff_HP | 0 | 0 | 0 | SWHC004-05 | 22.0244 | 2020 | 0 | 7.4178 | 2020 | 0 | 0 | SWHC004-05 | HVAC Boilers - Marine ¦ SDG&E ¦ Marine | HVAC Boilers - Marine | 21.5364 | 1 | 0.10976 | CBSA 2014 | 0 | 2012 | 0.6 | SWHC004-05
COM-HVAC-41.82 | Com ¦ Condensing Eff. HVAC Boiler (94 AFUE) - Marine ¦ SDG&E ¦ Marine | Com ¦ Condensing Eff. HVAC Boiler (94 AFUE) - Marine | SDG&E ¦ Marine | SDG&E | All | Gas | Efficient HVAC Space Heating Boiler | Efficient | 2030 | Conventional | HVAC | Com - Retail | Com | ROB and NEW | 0 | 1000 sqft2 of floor space | Cap-kBTUh | 20 | DEER:HVAC_Eff_HP | 0 | 0 | 0 | SWHC004-05 | 22.0244 | 2020 | 0 | 7.4178 | 2020 | 0 | 0 | SWHC004-05 | HVAC Boilers - Marine ¦ SDG&E ¦ Marine | HVAC Boilers - Marine | 2.3901 | 1 | 0.10976 | CBSA 2014 | 0 | 2012 | 0.6 | SWHC004-05
COM-HVAC-41.83 | Com ¦ Condensing Eff. HVAC Boiler (94 AFUE) - Marine ¦ SDG&E ¦ Marine | Com ¦ Condensing Eff. HVAC Boiler (94 AFUE) - Marine | SDG&E ¦ Marine | SDG&E | All | Gas | Efficient HVAC Space Heating Boiler | Efficient | 2030 | Conventional | HVAC | Com - School | Com | ROB and NEW | 0 | 1000 sqft2 of floor space | Cap-kBTUh | 20 | DEER:HVAC_Eff_HP | 0 | 0 | 0 | SWHC004-05 | 22.0244 | 2020 | 0 | 7.4178 | 2020 | 0 | 0 | SWHC004-05 | HVAC Boilers - Marine ¦ SDG&E ¦ Marine | HVAC Boilers - Marine | 10.6579 | 1 | 0.10976 | CBSA 2014 | 0 | 2012 | 0.6 | SWHC004-05
COM-HVAC-41.85 | Com ¦ Condensing Eff. HVAC Boiler (94 AFUE) - Hot-Dry ¦ SDG&E ¦ Hot-Dry | Com ¦ Condensing Eff. HVAC Boiler (94 AFUE) - Hot-Dry | SDG&E ¦ Hot-Dry | SDG&E | All | Gas | Efficient HVAC Space Heating Boiler | Efficient | 2030 | Conventional | HVAC | Com - College | Com | ROB and NEW | 0 | 1000 sqft2 of floor space | Cap-kBTUh | 20 | DEER:HVAC_Eff_HP | 0 | 0 | 0 | SWHC004-05 | 22.0244 | 2020 | 0 | 7.4178 | 2020 | 0 | 0 | SWHC004-05 | HVAC Boilers - Hot-Dry ¦ SDG&E ¦ Hot-Dry | HVAC Boilers - Hot-Dry | 7.1283 | 1 | 0.10976 | CBSA 2014 | 0 | 2012 | 0.6 | SWHC004-05
COM-HVAC-41.87 | Com ¦ Condensing Eff. HVAC Boiler (94 AFUE) - Hot-Dry ¦ SDG&E ¦ Hot-Dry | Com ¦ Condensing Eff. HVAC Boiler (94 AFUE) - Hot-Dry | SDG&E ¦ Hot-Dry | SDG&E | All | Gas | Efficient HVAC Space Heating Boiler | Efficient | 2030 | Conventional | HVAC | Com - Health | Com | ROB and NEW | 0 | 1000 sqft2 of floor space | Cap-kBTUh | 20 | DEER:HVAC_Eff_HP | 0 | 0 | 0 | SWHC004-05 | 22.0244 | 2020 | 0 | 7.4178 | 2020 | 0 | 0 | SWHC004-05 | HVAC Boilers - Hot-Dry ¦ SDG&E ¦ Hot-Dry | HVAC Boilers - Hot-Dry | 7.8081 | 1 | 0.10976 | CBSA 2014 | 0 | 2012 | 0.6 | SWHC004-05
COM-HVAC-41.88 | Com ¦ Condensing Eff. HVAC Boiler (94 AFUE) - Hot-Dry ¦ SDG&E ¦ Hot-Dry | Com ¦ Condensing Eff. HVAC Boiler (94 AFUE) - Hot-Dry | SDG&E ¦ Hot-Dry | SDG&E | All | Gas | Efficient HVAC Space Heating Boiler | Efficient | 2030 | Conventional | HVAC | Com - Lodging | Com | ROB and NEW | 0 | 1000 sqft2 of floor space | Cap-kBTUh | 20 | DEER:HVAC_Eff_HP | 0 | 0 | 0 | SWHC004-05 | 22.0244 | 2020 | 0 | 7.4178 | 2020 | 0 | 0 | SWHC004-05 | HVAC Boilers - Hot-Dry ¦ SDG&E ¦ Hot-Dry | HVAC Boilers - Hot-Dry | 3.4791 | 1 | 0.10976 | CBSA 2014 | 0 | 2012 | 0.6 | SWHC004-05
COM-HVAC-41.89 | Com ¦ Condensing Eff. HVAC Boiler (94 AFUE) - Hot-Dry ¦ SDG&E ¦ Hot-Dry | Com ¦ Condensing Eff. HVAC Boiler (94 AFUE) - Hot-Dry | SDG&E ¦ Hot-Dry | SDG&E | All | Gas | Efficient HVAC Space Heating Boiler | Efficient | 2030 | Conventional | HVAC | Com - Office (Large) | Com | ROB and NEW | 0 | 1000 sqft2 of floor space | Cap-kBTUh | 20 | DEER:HVAC_Eff_HP | 0 | 0 | 0 | SWHC004-05 | 22.0244 | 2020 | 0 | 7.4178 | 2020 | 0 | 0 | SWHC004-05 | HVAC Boilers - Hot-Dry ¦ SDG&E ¦ Hot-Dry | HVAC Boilers - Hot-Dry | 8.8573 | 1 | 0.10976 | CBSA 2014 | 0 | 2012 | 0.6 | SWHC004-05
COM-HVAC-41.90 | Com ¦ Condensing Eff. HVAC Boiler (94 AFUE) - Hot-Dry ¦ SDG&E ¦ Hot-Dry | Com ¦ Condensing Eff. HVAC Boiler (94 AFUE) - Hot-Dry | SDG&E ¦ Hot-Dry | SDG&E | All | Gas | Efficient HVAC Space Heating Boiler | Efficient | 2030 | Conventional | HVAC | Com - Office (Small) | Com | ROB and NEW | 0 | 1000 sqft2 of floor space | Cap-kBTUh | 20 | DEER:HVAC_Eff_HP | 0 | 0 | 0 | SWHC004-05 | 22.0244 | 2020 | 0 | 7.4178 | 2020 | 0 | 0 | SWHC004-05 | HVAC Boilers - Hot-Dry ¦ SDG&E ¦ Hot-Dry | HVAC Boilers - Hot-Dry | 21.5364 | 1 | 0.10976 | CBSA 2014 | 0 | 2012 | 0.6 | SWHC004-05
COM-HVAC-41.94 | Com ¦ Condensing Eff. HVAC Boiler (94 AFUE) - Hot-Dry ¦ SDG&E ¦ Hot-Dry | Com ¦ Condensing Eff. HVAC Boiler (94 AFUE) - Hot-Dry | SDG&E ¦ Hot-Dry | SDG&E | All | Gas | Efficient HVAC Space Heating Boiler | Efficient | 2030 | Conventional | HVAC | Com - Retail | Com | ROB and NEW | 0 | 1000 sqft2 of floor space | Cap-kBTUh | 20 | DEER:HVAC_Eff_HP | 0 | 0 | 0 | SWHC004-05 | 22.0244 | 2020 | 0 | 7.4178 | 2020 | 0 | 0 | SWHC004-05 | HVAC Boilers - Hot-Dry ¦ SDG&E ¦ Hot-Dry | HVAC Boilers - Hot-Dry | 2.3901 | 1 | 0.10976 | CBSA 2014 | 0 | 2012 | 0.6 | SWHC004-05
COM-HVAC-41.95 | Com ¦ Condensing Eff. HVAC Boiler (94 AFUE) - Hot-Dry ¦ SDG&E ¦ Hot-Dry | Com ¦ Condensing Eff. HVAC Boiler (94 AFUE) - Hot-Dry | SDG&E ¦ Hot-Dry | SDG&E | All | Gas | Efficient HVAC Space Heating Boiler | Efficient | 2030 | Conventional | HVAC | Com - School | Com | ROB and NEW | 0 | 1000 sqft2 of floor space | Cap-kBTUh | 20 | DEER:HVAC_Eff_HP | 0 | 0 | 0 | SWHC004-05 | 22.0244 | 2020 | 0 | 7.4178 | 2020 | 0 | 0 | SWHC004-05 | HVAC Boilers - Hot-Dry ¦ SDG&E ¦ Hot-Dry | HVAC Boilers - Hot-Dry | 10.6579 | 1 | 0.10976 | CBSA 2014 | 0 | 2012 | 0.6 | SWHC004-05
COM-HVAC-45.1 | Com ¦ No Heat Recovery or ERV - Marine ¦ PG&E ¦ Marine | Com ¦ No Heat Recovery or ERV - Marine | PG&E ¦ Marine | PG&E | All | Gas | Rooftop AC unit without heat recovery | Average Existing and Code | 0 | Conventional | HVAC | Com - Restaurant | Com | ROB and NEW | 0 | 1000 sqft2 of floor space | Each | 15 | None | 0 | 0 | 487 | SWHC048-03 | 5900 | 2019 | 0 | 5700 | 2019 | 0 | 0 | SWHC048-03 | HVAC Heat Recovery - Marine ¦ PG&E ¦ Marine | HVAC Heat Recovery - Marine | 0.17843 | 0.85 | 1 | Guidehouse 2021 Assumption | -124.7568 | 2012 | 0.6 | SWHC048-03
COM-HVAC-45.2 | Com ¦ No Heat Recovery or ERV - Hot-Dry ¦ PG&E ¦ Hot-Dry | Com ¦ No Heat Recovery or ERV - Hot-Dry | PG&E ¦ Hot-Dry | PG&E | All | Gas | Rooftop AC unit without heat recovery | Average Existing and Code | 0 | Conventional | HVAC | Com - Restaurant | Com | ROB and NEW | 0 | 1000 sqft2 of floor space | Each | 15 | None | 0 | 0 | 557 | SWHC048-03 | 5900 | 2019 | 0 | 5700 | 2019 | 0 | 0 | SWHC048-03 | HVAC Heat Recovery - Hot-Dry ¦ PG&E ¦ Hot-Dry | HVAC Heat Recovery - Hot-Dry | 0.17843 | 0.85 | 1 | Guidehouse 2021 Assumption | -142.689 | 2012 | 0.6 | SWHC048-03
COM-HVAC-45.3 | Com ¦ No Heat Recovery or ERV - Cold ¦ PG&E ¦ Cold | Com ¦ No Heat Recovery or ERV - Cold | PG&E ¦ Cold | PG&E | All | Gas | Rooftop AC unit without heat recovery | Average Existing and Code | 0 | Conventional | HVAC | Com - Restaurant | Com | ROB and NEW | 0 | 1000 sqft2 of floor space | Each | 15 | None | 0 | 0 | 372 | SWHC048-03 | 5900 | 2019 | 0 | 5700 | 2019 | 0 | 0 | SWHC048-03 | HVAC Heat Recovery - Cold ¦ PG&E ¦ Cold | HVAC Heat Recovery - Cold | 0.17843 | 0.85 | 1 | Guidehouse 2021 Assumption | -95.2968 | 2012 | 0.6 | SWHC048-03
COM-HVAC-45.4 | Com ¦ No Heat Recovery or ERV - Marine ¦ SCG ¦ Marine | Com ¦ No Heat Recovery or ERV - Marine | SCG ¦ Marine | SCG | All | Gas | Rooftop AC unit without heat recovery | Average Existing and Code | 0 | Conventional | HVAC | Com - Restaurant | Com | ROB and NEW | 0 | 1000 sqft2 of floor space | Each | 15 | None | 0 | 0 | 655 | SWHC048-03 | 5900 | 2019 | 0 | 5700 | 2019 | 0 | 0 | SWHC048-03 | HVAC Heat Recovery - Marine ¦ SCG ¦ Marine | HVAC Heat Recovery - Marine | 0.15867 | 0.85 | 1 | Guidehouse 2021 Assumption | -167.794 | 2012 | 0.6 | SWHC048-03
COM-HVAC-45.5 | Com ¦ No Heat Recovery or ERV - Hot-Dry ¦ SCG ¦ Hot-Dry | Com ¦ No Heat Recovery or ERV - Hot-Dry | SCG ¦ Hot-Dry | SCG | All | Gas | Rooftop AC unit without heat recovery | Average Existing and Code | 0 | Conventional | HVAC | Com - Restaurant | Com | ROB and NEW | 0 | 1000 sqft2 of floor space | Each | 15 | None | 0 | 0 | 656 | SWHC048-03 | 5900 | 2019 | 0 | 5700 | 2019 | 0 | 0 | SWHC048-03 | HVAC Heat Recovery - Hot-Dry ¦ SCG ¦ Hot-Dry | HVAC Heat Recovery - Hot-Dry | 0.15867 | 0.85 | 1 | Guidehouse 2021 Assumption | -168.0502 | 2012 | 0.6 | SWHC048-03
COM-HVAC-45.6 | Com ¦ No Heat Recovery or ERV - Cold ¦ SCG ¦ Cold | Com ¦ No Heat Recovery or ERV - Cold | SCG ¦ Cold | SCG | All | Gas | Rooftop AC unit without heat recovery | Average Existing and Code | 0 | Conventional | HVAC | Com - Restaurant | Com | ROB and NEW | 0 | 1000 sqft2 of floor space | Each | 15 | None | 0 | 0 | 372 | SWHC048-03 | 5900 | 2019 | 0 | 5700 | 2019 | 0 | 0 | SWHC048-03 | HVAC Heat Recovery - Cold ¦ SCG ¦ Cold | HVAC Heat Recovery - Cold | 0.15867 | 0.85 | 1 | Guidehouse 2021 Assumption | -95.2968 | 2012 | 0.6 | SWHC048-03
COM-HVAC-45.7 | Com ¦ No Heat Recovery or ERV - Marine ¦ SDG&E ¦ Marine | Com ¦ No Heat Recovery or ERV - Marine | SDG&E ¦ Marine | SDG&E | All | Gas | Rooftop AC unit without heat recovery | Average Existing and Code | 0 | Conventional | HVAC | Com - Restaurant | Com | ROB and NEW | 0 | 1000 sqft2 of floor space | Each | 15 | None | 0 | 0 | 655 | SWHC048-03 | 5900 | 2019 | 0 | 5700 | 2019 | 0 | 0 | SWHC048-03 | HVAC Heat Recovery - Marine ¦ SDG&E ¦ Marine | HVAC Heat Recovery - Marine | 0.13846 | 0.85 | 1 | Guidehouse 2021 Assumption | -167.794 | 2012 | 0.6 | SWHC048-03
COM-HVAC-45.8 | Com ¦ No Heat Recovery or ERV - Hot-Dry ¦ SDG&E ¦ Hot-Dry | Com ¦ No Heat Recovery or ERV - Hot-Dry | SDG&E ¦ Hot-Dry | SDG&E | All | Gas | Rooftop AC unit without heat recovery | Average Existing and Code | 0 | Conventional | HVAC | Com - Restaurant | Com | ROB and NEW | 0 | 1000 sqft2 of floor space | Each | 15 | None | 0 | 0 | 664 | SWHC048-03 | 5900 | 2019 | 0 | 5700 | 2019 | 0 | 0 | SWHC048-03 | HVAC Heat Recovery - Hot-Dry ¦ SDG&E ¦ Hot-Dry | HVAC Heat Recovery - Hot-Dry | 0.13846 | 0.85 | 1 | Guidehouse 2021 Assumption | -170.0996 | 2012 | 0.6 | SWHC048-03
COM-HVAC-46.1 | Com ¦ HVAC Heat Recovery/Energy Recovery Ventilator (ERV) - Marine ¦ PG&E ¦ Marine | Com ¦ HVAC Heat Recovery/Energy Recovery Ventilator (ERV) - Marine | PG&E ¦ Marine | PG&E | All | Gas | Rooftop AC unit with heat recovery | Efficient | 0 | Conventional | HVAC | Com - Restaurant | Com | ROB and NEW | 0 | 1000 sqft2 of floor space | Each | 15 | None | 0 | 0 | 0 | SWHC048-03 | 8900 | 2019 | 0 | 8200 | 2019 | 0 | 0 | SWHC048-03 | HVAC Heat Recovery - Marine ¦ PG&E ¦ Marine | HVAC Heat Recovery - Marine | 0.17843 | 0.85 | 0 | Guidehouse 2021 Assumption | 0 | 2032 | 0.6 | SWHC048-03
COM-HVAC-46.2 | Com ¦ HVAC Heat Recovery/Energy Recovery Ventilator (ERV) - Hot-Dry ¦ PG&E ¦ Hot-Dry | Com ¦ HVAC Heat Recovery/Energy Recovery Ventilator (ERV) - Hot-Dry | PG&E ¦ Hot-Dry | PG&E | All | Gas | Rooftop AC unit with heat recovery | Efficient | 0 | Conventional | HVAC | Com - Restaurant | Com | ROB and NEW | 0 | 1000 sqft2 of floor space | Each | 15 | None | 0 | 0 | 0 | SWHC048-03 | 8900 | 2019 | 0 | 8200 | 2019 | 0 | 0 | SWHC048-03 | HVAC Heat Recovery - Hot-Dry ¦ PG&E ¦ Hot-Dry | HVAC Heat Recovery - Hot-Dry | 0.17843 | 0.85 | 0 | Guidehouse 2021 Assumption | 0 | 2032 | 0.6 | SWHC048-03
COM-HVAC-46.3 | Com ¦ HVAC Heat Recovery/Energy Recovery Ventilator (ERV) - Cold ¦ PG&E ¦ Cold | Com ¦ HVAC Heat Recovery/Energy Recovery Ventilator (ERV) - Cold | PG&E ¦ Cold | PG&E | All | Gas | Rooftop AC unit with heat recovery | Efficient | 0 | Conventional | HVAC | Com - Restaurant | Com | ROB and NEW | 0 | 1000 sqft2 of floor space | Each | 15 | None | 0 | 0 | 0 | SWHC048-03 | 8900 | 2019 | 0 | 8200 | 2019 | 0 | 0 | SWHC048-03 | HVAC Heat Recovery - Cold ¦ PG&E ¦ Cold | HVAC Heat Recovery - Cold | 0.17843 | 0.85 | 0 | Guidehouse 2021 Assumption | 0 | 2032 | 0.6 | SWHC048-03
COM-HVAC-46.4 | Com ¦ HVAC Heat Recovery/Energy Recovery Ventilator (ERV) - Marine ¦ SCG ¦ Marine | Com ¦ HVAC Heat Recovery/Energy Recovery Ventilator (ERV) - Marine | SCG ¦ Marine | SCG | All | Gas | Rooftop AC unit with heat recovery | Efficient | 0 | Conventional | HVAC | Com - Restaurant | Com | ROB and NEW | 0 | 1000 sqft2 of floor space | Each | 15 | None | 0 | 0 | 0 | SWHC048-03 | 8900 | 2019 | 0 | 8200 | 2019 | 0 | 0 | SWHC048-03 | HVAC Heat Recovery - Marine ¦ SCG ¦ Marine | HVAC Heat Recovery - Marine | 0.15867 | 0.85 | 0 | Guidehouse 2021 Assumption | 0 | 2032 | 0.6 | SWHC048-03
COM-HVAC-46.5 | Com ¦ HVAC Heat Recovery/Energy Recovery Ventilator (ERV) - Hot-Dry ¦ SCG ¦ Hot-Dry | Com ¦ HVAC Heat Recovery/Energy Recovery Ventilator (ERV) - Hot-Dry | SCG ¦ Hot-Dry | SCG | All | Gas | Rooftop AC unit with heat recovery | Efficient | 0 | Conventional | HVAC | Com - Restaurant | Com | ROB and NEW | 0 | 1000 sqft2 of floor space | Each | 15 | None | 0 | 0 | 0 | SWHC048-03 | 8900 | 2019 | 0 | 8200 | 2019 | 0 | 0 | SWHC048-03 | HVAC Heat Recovery - Hot-Dry ¦ SCG ¦ Hot-Dry | HVAC Heat Recovery - Hot-Dry | 0.15867 | 0.85 | 0 | Guidehouse 2021 Assumption | 0 | 2032 | 0.6 | SWHC048-03
COM-HVAC-46.6 | Com ¦ HVAC Heat Recovery/Energy Recovery Ventilator (ERV) - Cold ¦ SCG ¦ Cold | Com ¦ HVAC Heat Recovery/Energy Recovery Ventilator (ERV) - Cold | SCG ¦ Cold | SCG | All | Gas | Rooftop AC unit with heat recovery | Efficient | 0 | Conventional | HVAC | Com - Restaurant | Com | ROB and NEW | 0 | 1000 sqft2 of floor space | Each | 15 | None | 0 | 0 | 0 | SWHC048-03 | 8900 | 2019 | 0 | 8200 | 2019 | 0 | 0 | SWHC048-03 | HVAC Heat Recovery - Cold ¦ SCG ¦ Cold | HVAC Heat Recovery - Cold | 0.15867 | 0.85 | 0 | Guidehouse 2021 Assumption | 0 | 2032 | 0.6 | SWHC048-03
COM-HVAC-46.7 | Com ¦ HVAC Heat Recovery/Energy Recovery Ventilator (ERV) - Marine ¦ SDG&E ¦ Marine | Com ¦ HVAC Heat Recovery/Energy Recovery Ventilator (ERV) - Marine | SDG&E ¦ Marine | SDG&E | All | Gas | Rooftop AC unit with heat recovery | Efficient | 0 | Conventional | HVAC | Com - Restaurant | Com | ROB and NEW | 0 | 1000 sqft2 of floor space | Each | 15 | None | 0 | 0 | 0 | SWHC048-03 | 8900 | 2019 | 0 | 8200 | 2019 | 0 | 0 | SWHC048-03 | HVAC Heat Recovery - Marine ¦ SDG&E ¦ Marine | HVAC Heat Recovery - Marine | 0.13846 | 0.85 | 0 | Guidehouse 2021 Assumption | 0 | 2032 | 0.6 | SWHC048-03
COM-HVAC-46.8 | Com ¦ HVAC Heat Recovery/Energy Recovery Ventilator (ERV) - Hot-Dry ¦ SDG&E ¦ Hot-Dry | Com ¦ HVAC Heat Recovery/Energy Recovery Ventilator (ERV) - Hot-Dry | SDG&E ¦ Hot-Dry | SDG&E | All | Gas | Rooftop AC unit with heat recovery | Efficient | 0 | Conventional | HVAC | Com - Restaurant | Com | ROB and NEW | 0 | 1000 sqft2 of floor space | Each | 15 | None | 0 | 0 | 0 | SWHC048-03 | 8900 | 2019 | 0 | 8200 | 2019 | 0 | 0 | SWHC048-03 | HVAC Heat Recovery - Hot-Dry ¦ SDG&E ¦ Hot-Dry | HVAC Heat Recovery - Hot-Dry | 0.13846 | 0.85 | 0 | Guidehouse 2021 Assumption | 0 | 2032 | 0.6 | SWHC048-03
COM-HVAC-50.1 | Com ¦ No DOAS System - Marine ¦ PG&E ¦ Marine | Com ¦ No DOAS System - Marine | PG&E ¦ Marine | PG&E | All | Electric | Com ¦ No DOAS System - Marine | Average Existing and Code | 0 | Conventional | HVAC | Com - College | Com | RET and NEW | 0 | 1000 sqft2 of floor space | 1000 sq ft | 20 | DEER:HVAC_Split-Package_AC | 1603.7536 | 0.30308 | 0 | Sacled CEUS, ASHRAE, and Penn State DOAS System Information to 2020 | 0 | 2020 | 0 | 0 | 2020 | 0 | 0 | ASHRAE, Understanding & Designing Dedicated Outdoor Air Systems (DOAS) | DOAS - Marine ¦ PG&E ¦ Marine | DOAS - Marine | 2.1464 | 0.85 | 0.99938 | CSS-Itron 2012 | -54.5115 | 2012 | 0.8 | 0
COM-HVAC-50.2 | Com ¦ No DOAS System - Marine ¦ PG&E ¦ Marine | Com ¦ No DOAS System - Marine | PG&E ¦ Marine | PG&E | All | Electric | Com ¦ No DOAS System - Marine | Average Existing and Code | 0 | Conventional | HVAC | Com - Grocery | Com | RET and NEW | 0 | 1000 sqft2 of floor space | 1000 sq ft | 20 | DEER:HVAC_Split-Package_AC | 1902.4531 | 0.21616 | 0 | Sacled CEUS, ASHRAE, and Penn State DOAS System Information to 2020 | 0 | 2020 | 0 | 0 | 2020 | 0 | 0 | ASHRAE, Understanding & Designing Dedicated Outdoor Air Systems (DOAS) | DOAS - Marine ¦ PG&E ¦ Marine | DOAS - Marine | 3.3612 | 0.85 | 0.99938 | CSS-Itron 2012 | -41.8264 | 2012 | 0.8 | 0
COM-HVAC-50.3 | Com ¦ No DOAS System - Marine ¦ PG&E ¦ Marine | Com ¦ No DOAS System - Marine | PG&E ¦ Marine | PG&E | All | Electric | Com ¦ No DOAS System - Marine | Average Existing and Code | 0 | Conventional | HVAC | Com - Health | Com | RET and NEW | 0 | 1000 sqft2 of floor space | 1000 sq ft | 20 | DEER:HVAC_Split-Package_AC | 2550.6637 | 0.29886 | 0 | Sacled CEUS, ASHRAE, and Penn State DOAS System Information to 2020 | 0 | 2020 | 0 | 0 | 2020 | 0 | 0 | ASHRAE, Understanding & Designing Dedicated Outdoor Air Systems (DOAS) | DOAS - Marine ¦ PG&E ¦ Marine | DOAS - Marine | 3.1695 | 0.85 | 0.99938 | CSS-Itron 2012 | -37.8049 | 2012 | 0.8 | 0
COM-HVAC-50.4 | Com ¦ No DOAS System - Marine ¦ PG&E ¦ Marine | Com ¦ No DOAS System - Marine | PG&E ¦ Marine | PG&E | All | Electric | Com ¦ No DOAS System - Marine | Average Existing and Code | 0 | Conventional | HVAC | Com - Lodging | Com | RET and NEW | 0 | 1000 sqft2 of floor space | 1000 sq ft | 20 | DEER:HVAC_Split-Package_AC | 2500.0687 | 0.33178 | 0 | Sacled CEUS, ASHRAE, and Penn State DOAS System Information to 2020 | 0 | 2020 | 0 | 0 | 2020 | 0 | 0 | ASHRAE, Understanding & Designing Dedicated Outdoor Air Systems (DOAS) | DOAS - Marine ¦ PG&E ¦ Marine | DOAS - Marine | 1.6895 | 0.85 | 0.99938 | CSS-Itron 2012 | -137.4115 | 2012 | 0.8 | 0
COM-HVAC-50.5 | Com ¦ No DOAS System - Marine ¦ PG&E ¦ Marine | Com ¦ No DOAS System - Marine | PG&E ¦ Marine | PG&E | All | Electric | Com ¦ No DOAS System - Marine | Average Existing and Code | 0 | Conventional | HVAC | Com - Office (Large) | Com | RET and NEW | 0 | 1000 sqft2 of floor space | 1000 sq ft | 20 | DEER:HVAC_Split-Package_AC | 1832.5126 | 0.27157 | 0 | Sacled CEUS, ASHRAE, and Penn State DOAS System Information to 2020 | 0 | 2020 | 0 | 0 | 2020 | 0 | 0 | ASHRAE, Understanding & Designing Dedicated Outdoor Air Systems (DOAS) | DOAS - Marine ¦ PG&E ¦ Marine | DOAS - Marine | 2.2507 | 0.85 | 0.99938 | CSS-Itron 2012 | -28.6957 | 2012 | 0.8 | 0
COM-HVAC-50.6 | Com ¦ No DOAS System - Marine ¦ PG&E ¦ Marine | Com ¦ No DOAS System - Marine | PG&E ¦ Marine | PG&E | All | Electric | Com ¦ No DOAS System - Marine | Average Existing and Code | 0 | Conventional | HVAC | Com - Office (Small) | Com | RET and NEW | 0 | 1000 sqft2 of floor space | 1000 sq ft | 20 | DEER:HVAC_Split-Package_AC | 1569.375 | 0.2765 | 0 | Sacled CEUS, ASHRAE, and Penn State DOAS System Information to 2020 | 0 | 2020 | 0 | 0 | 2020 | 0 | 0 | ASHRAE, Understanding & Designing Dedicated Outdoor Air Systems (DOAS) | DOAS - Marine ¦ PG&E ¦ Marine | DOAS - Marine | 2.6323 | 0.85 | 0.99938 | CSS-Itron 2012 | -40.8453 | 2012 | 0.8 | 0
COM-HVAC-50.7 | Com ¦ No DOAS System - Marine ¦ PG&E ¦ Marine | Com ¦ No DOAS System - Marine | PG&E ¦ Marine | PG&E | All | Electric | Com ¦ No DOAS System - Marine | Average Existing and Code | 0 | Conventional | HVAC | Com - Other | Com | RET and NEW | 0 | 1000 sqft2 of floor space | 1000 sq ft | 20 | DEER:HVAC_Split-Package_AC | 1901.7969 | 0.35095 | 0 | Sacled CEUS, ASHRAE, and Penn State DOAS System Information to 2020 | 0 | 2020 | 0 | 0 | 2020 | 0 | 0 | ASHRAE, Understanding & Designing Dedicated Outdoor Air Systems (DOAS) | DOAS - Marine ¦ PG&E ¦ Marine | DOAS - Marine | 3.7267 | 0.85 | 0.99938 | CSS-Itron 2012 | -111.5077 | 2012 | 0.8 | 0
COM-HVAC-50.9 | Com ¦ No DOAS System - Marine ¦ PG&E ¦ Marine | Com ¦ No DOAS System - Marine | PG&E ¦ Marine | PG&E | All | Electric | Com ¦ No DOAS System - Marine | Average Existing and Code | 0 | Conventional | HVAC | Com - Restaurant | Com | RET and NEW | 0 | 1000 sqft2 of floor space | 1000 sq ft | 20 | DEER:HVAC_Split-Package_AC | 2842.6319 | 0.28909 | 0 | Sacled CEUS, ASHRAE, and Penn State DOAS System Information to 2020 | 0 | 2020 | 0 | 0 | 2020 | 0 | 0 | ASHRAE, Understanding & Designing Dedicated Outdoor Air Systems (DOAS) | DOAS - Marine ¦ PG&E ¦ Marine | DOAS - Marine | 3.8035 | 0.85 | 0.99938 | CSS-Itron 2012 | -57.943 | 2012 | 0.8 | 0
COM-HVAC-50.10 | Com ¦ No DOAS System - Marine ¦ PG&E ¦ Marine | Com ¦ No DOAS System - Marine | PG&E ¦ Marine | PG&E | All | Electric | Com ¦ No DOAS System - Marine | Average Existing and Code | 0 | Conventional | HVAC | Com - Retail | Com | RET and NEW | 0 | 1000 sqft2 of floor space | 1000 sq ft | 20 | DEER:HVAC_Split-Package_AC | 1934.3838 | 0.31543 | 0 | Sacled CEUS, ASHRAE, and Penn State DOAS System Information to 2020 | 0 | 2020 | 0 | 0 | 2020 | 0 | 0 | ASHRAE, Understanding & Designing Dedicated Outdoor Air Systems (DOAS) | DOAS - Marine ¦ PG&E ¦ Marine | DOAS - Marine | 1.5852 | 0.85 | 0.99938 | CSS-Itron 2012 | -186.2987 | 2012 | 0.8 | 0
COM-HVAC-50.11 | Com ¦ No DOAS System - Marine ¦ PG&E ¦ Marine | Com ¦ No DOAS System - Marine | PG&E ¦ Marine | PG&E | All | Electric | Com ¦ No DOAS System - Marine | Average Existing and Code | 0 | Conventional | HVAC | Com - School | Com | RET and NEW | 0 | 1000 sqft2 of floor space | 1000 sq ft | 20 | DEER:HVAC_Split-Package_AC | 1287.6682 | 0.039436 | 0 | Sacled CEUS, ASHRAE, and Penn State DOAS System Information to 2020 | 0 | 2020 | 0 | 0 | 2020 | 0 | 0 | ASHRAE, Understanding & Designing Dedicated Outdoor Air Systems (DOAS) | DOAS - Marine ¦ PG&E ¦ Marine | DOAS - Marine | 2.4071 | 0.85 | 0.99938 | CSS-Itron 2012 | -70.7326 | 2012 | 0.8 | 0
COM-HVAC-50.12 | Com ¦ No DOAS System - Marine ¦ PG&E ¦ Marine | Com ¦ No DOAS System - Marine | PG&E ¦ Marine | PG&E | All | Electric | Com ¦ No DOAS System - Marine | Average Existing and Code | 0 | Conventional | HVAC | Com - Warehouse | Com | RET and NEW | 0 | 1000 sqft2 of floor space | 1000 sq ft | 20 | DEER:HVAC_Split-Package_AC | 1441.6562 | 0.27782 | 0 | Sacled CEUS, ASHRAE, and Penn State DOAS System Information to 2020 | 0 | 2020 | 0 | 0 | 2020 | 0 | 0 | ASHRAE, Understanding & Designing Dedicated Outdoor Air Systems (DOAS) | DOAS - Marine ¦ PG&E ¦ Marine | DOAS - Marine | 0.49332 | 0.85 | 0.99938 | CSS-Itron 2012 | -107.2005 | 2012 | 0.8 | 0
COM-HVAC-50.13 | Com ¦ No DOAS System - Hot-Dry ¦ PG&E ¦ Hot-Dry | Com ¦ No DOAS System - Hot-Dry | PG&E ¦ Hot-Dry | PG&E | All | Electric | Com ¦ No DOAS System - Hot-Dry | Average Existing and Code | 0 | Conventional | HVAC | Com - College | Com | RET and NEW | 0 | 1000 sqft2 of floor space | 1000 sq ft | 20 | DEER:HVAC_Split-Package_AC | 1603.7536 | 0.39247 | 0 | Sacled CEUS, ASHRAE, and Penn State DOAS System Information to 2020 | 0 | 2020 | 0 | 0 | 2020 | 0 | 0 | ASHRAE, Understanding & Designing Dedicated Outdoor Air Systems (DOAS) | DOAS - Hot-Dry ¦ PG&E ¦ Hot-Dry | DOAS - Hot-Dry | 2.1464 | 0.85 | 0.99938 | CSS-Itron 2012 | -54.5115 | 2012 | 0.8 | 0
COM-HVAC-50.14 | Com ¦ No DOAS System - Hot-Dry ¦ PG&E ¦ Hot-Dry | Com ¦ No DOAS System - Hot-Dry | PG&E ¦ Hot-Dry | PG&E | All | Electric | Com ¦ No DOAS System - Hot-Dry | Average Existing and Code | 0 | Conventional | HVAC | Com - Grocery | Com | RET and NEW | 0 | 1000 sqft2 of floor space | 1000 sq ft | 20 | DEER:HVAC_Split-Package_AC | 1902.4531 | 0.3113 | 0 | Sacled CEUS, ASHRAE, and Penn State DOAS System Information to 2020 | 0 | 2020 | 0 | 0 | 2020 | 0 | 0 | ASHRAE, Understanding & Designing Dedicated Outdoor Air Systems (DOAS) | DOAS - Hot-Dry ¦ PG&E ¦ Hot-Dry | DOAS - Hot-Dry | 3.3612 | 0.85 | 0.99938 | CSS-Itron 2012 | -41.8264 | 2012 | 0.8 | 0
COM-HVAC-50.15 | Com ¦ No DOAS System - Hot-Dry ¦ PG&E ¦ Hot-Dry | Com ¦ No DOAS System - Hot-Dry | PG&E ¦ Hot-Dry | PG&E | All | Electric | Com ¦ No DOAS System - Hot-Dry | Average Existing and Code | 0 | Conventional | HVAC | Com - Health | Com | RET and NEW | 0 | 1000 sqft2 of floor space | 1000 sq ft | 20 | DEER:HVAC_Split-Package_AC | 2550.6637 | 0.34934 | 0 | Sacled CEUS, ASHRAE, and Penn State DOAS System Information to 2020 | 0 | 2020 | 0 | 0 | 2020 | 0 | 0 | ASHRAE, Understanding & Designing Dedicated Outdoor Air Systems (DOAS) | DOAS - Hot-Dry ¦ PG&E ¦ Hot-Dry | DOAS - Hot-Dry | 3.1695 | 0.85 | 0.99938 | CSS-Itron 2012 | -37.8049 | 2012 | 0.8 | 0
COM-HVAC-50.16 | Com ¦ No DOAS System - Hot-Dry ¦ PG&E ¦ Hot-Dry | Com ¦ No DOAS System - Hot-Dry | PG&E ¦ Hot-Dry | PG&E | All | Electric | Com ¦ No DOAS System - Hot-Dry | Average Existing and Code | 0 | Conventional | HVAC | Com - Lodging | Com | RET and NEW | 0 | 1000 sqft2 of floor space | 1000 sq ft | 20 | DEER:HVAC_Split-Package_AC | 2500.0687 | 0.40182 | 0 | Sacled CEUS, ASHRAE, and Penn State DOAS System Information to 2020 | 0 | 2020 | 0 | 0 | 2020 | 0 | 0 | ASHRAE, Understanding & Designing Dedicated Outdoor Air Systems (DOAS) | DOAS - Hot-Dry ¦ PG&E ¦ Hot-Dry | DOAS - Hot-Dry | 1.6895 | 0.85 | 0.99938 | CSS-Itron 2012 | -137.4115 | 2012 | 0.8 | 0
COM-HVAC-50.17 | Com ¦ No DOAS System - Hot-Dry ¦ PG&E ¦ Hot-Dry | Com ¦ No DOAS System - Hot-Dry | PG&E ¦ Hot-Dry | PG&E | All | Electric | Com ¦ No DOAS System - Hot-Dry | Average Existing and Code | 0 | Conventional | HVAC | Com - Office (Large) | Com | RET and NEW | 0 | 1000 sqft2 of floor space | 1000 sq ft | 20 | DEER:HVAC_Split-Package_AC | 1832.5126 | 0.36257 | 0 | Sacled CEUS, ASHRAE, and Penn State DOAS System Information to 2020 | 0 | 2020 | 0 | 0 | 2020 | 0 | 0 | ASHRAE, Understanding & Designing Dedicated Outdoor Air Systems (DOAS) | DOAS - Hot-Dry ¦ PG&E ¦ Hot-Dry | DOAS - Hot-Dry | 2.2507 | 0.85 | 0.99938 | CSS-Itron 2012 | -28.6957 | 2012 | 0.8 | 0
COM-HVAC-50.18 | Com ¦ No DOAS System - Hot-Dry ¦ PG&E ¦ Hot-Dry | Com ¦ No DOAS System - Hot-Dry | PG&E ¦ Hot-Dry | PG&E | All | Electric | Com ¦ No DOAS System - Hot-Dry | Average Existing and Code | 0 | Conventional | HVAC | Com - Office (Small) | Com | RET and NEW | 0 | 1000 sqft2 of floor space | 1000 sq ft | 20 | DEER:HVAC_Split-Package_AC | 1569.375 | 0.3716 | 0 | Sacled CEUS, ASHRAE, and Penn State DOAS System Information to 2020 | 0 | 2020 | 0 | 0 | 2020 | 0 | 0 | ASHRAE, Understanding & Designing Dedicated Outdoor Air Systems (DOAS) | DOAS - Hot-Dry ¦ PG&E ¦ Hot-Dry | DOAS - Hot-Dry | 2.6323 | 0.85 | 0.99938 | CSS-Itron 2012 | -40.8453 | 2012 | 0.8 | 0
COM-HVAC-50.19 | Com ¦ No DOAS System - Hot-Dry ¦ PG&E ¦ Hot-Dry | Com ¦ No DOAS System - Hot-Dry | PG&E ¦ Hot-Dry | PG&E | All | Electric | Com ¦ No DOAS System - Hot-Dry | Average Existing and Code | 0 | Conventional | HVAC | Com - Other | Com | RET and NEW | 0 | 1000 sqft2 of floor space | 1000 sq ft | 20 | DEER:HVAC_Split-Package_AC | 1901.7969 | 0.43129 | 0 | Sacled CEUS, ASHRAE, and Penn State DOAS System Information to 2020 | 0 | 2020 | 0 | 0 | 2020 | 0 | 0 | ASHRAE, Understanding & Designing Dedicated Outdoor Air Systems (DOAS) | DOAS - Hot-Dry ¦ PG&E ¦ Hot-Dry | DOAS - Hot-Dry | 3.7267 | 0.85 | 0.99938 | CSS-Itron 2012 | -111.5077 | 2012 | 0.8 | 0
COM-HVAC-50.21 | Com ¦ No DOAS System - Hot-Dry ¦ PG&E ¦ Hot-Dry | Com ¦ No DOAS System - Hot-Dry | PG&E ¦ Hot-Dry | PG&E | All | Electric | Com ¦ No DOAS System - Hot-Dry | Average Existing and Code | 0 | Conventional | HVAC | Com - Restaurant | Com | RET and NEW | 0 | 1000 sqft2 of floor space | 1000 sq ft | 20 | DEER:HVAC_Split-Package_AC | 2842.6319 | 0.3867 | 0 | Sacled CEUS, ASHRAE, and Penn State DOAS System Information to 2020 | 0 | 2020 | 0 | 0 | 2020 | 0 | 0 | ASHRAE, Understanding & Designing Dedicated Outdoor Air Systems (DOAS) | DOAS - Hot-Dry ¦ PG&E ¦ Hot-Dry | DOAS - Hot-Dry | 3.8035 | 0.85 | 0.99938 | CSS-Itron 2012 | -57.943 | 2012 | 0.8 | 0
COM-HVAC-50.22 | Com ¦ No DOAS System - Hot-Dry ¦ PG&E ¦ Hot-Dry | Com ¦ No DOAS System - Hot-Dry | PG&E ¦ Hot-Dry | PG&E | All | Electric | Com ¦ No DOAS System - Hot-Dry | Average Existing and Code | 0 | Conventional | HVAC | Com - Retail | Com | RET and NEW | 0 | 1000 sqft2 of floor space | 1000 sq ft | 20 | DEER:HVAC_Split-Package_AC | 1934.3838 | 0.40849 | 0 | Sacled CEUS, ASHRAE, and Penn State DOAS System Information to 2020 | 0 | 2020 | 0 | 0 | 2020 | 0 | 0 | ASHRAE, Understanding & Designing Dedicated Outdoor Air Systems (DOAS) | DOAS - Hot-Dry ¦ PG&E ¦ Hot-Dry | DOAS - Hot-Dry | 1.5852 | 0.85 | 0.99938 | CSS-Itron 2012 | -186.2987 | 2012 | 0.8 | 0
COM-HVAC-50.23 | Com ¦ No DOAS System - Hot-Dry ¦ PG&E ¦ Hot-Dry | Com ¦ No DOAS System - Hot-Dry | PG&E ¦ Hot-Dry | PG&E | All | Electric | Com ¦ No DOAS System - Hot-Dry | Average Existing and Code | 0 | Conventional | HVAC | Com - School | Com | RET and NEW | 0 | 1000 sqft2 of floor space | 1000 sq ft | 20 | DEER:HVAC_Split-Package_AC | 1287.6682 | 0.18272 | 0 | Sacled CEUS, ASHRAE, and Penn State DOAS System Information to 2020 | 0 | 2020 | 0 | 0 | 2020 | 0 | 0 | ASHRAE, Understanding & Designing Dedicated Outdoor Air Systems (DOAS) | DOAS - Hot-Dry ¦ PG&E ¦ Hot-Dry | DOAS - Hot-Dry | 2.4071 | 0.85 | 0.99938 | CSS-Itron 2012 | -70.7326 | 2012 | 0.8 | 0
COM-HVAC-50.24 | Com ¦ No DOAS System - Hot-Dry ¦ PG&E ¦ Hot-Dry | Com ¦ No DOAS System - Hot-Dry | PG&E ¦ Hot-Dry | PG&E | All | Electric | Com ¦ No DOAS System - Hot-Dry | Average Existing and Code | 0 | Conventional | HVAC | Com - Warehouse | Com | RET and NEW | 0 | 1000 sqft2 of floor space | 1000 sq ft | 20 | DEER:HVAC_Split-Package_AC | 1441.6562 | 0.38719 | 0 | Sacled CEUS, ASHRAE, and Penn State DOAS System Information to 2020 | 0 | 2020 | 0 | 0 | 2020 | 0 | 0 | ASHRAE, Understanding & Designing Dedicated Outdoor Air Systems (DOAS) | DOAS - Hot-Dry ¦ PG&E ¦ Hot-Dry | DOAS - Hot-Dry | 0.49332 | 0.85 | 0.99938 | CSS-Itron 2012 | -107.2005 | 2012 | 0.8 | 0
COM-HVAC-50.25 | Com ¦ No DOAS System - Cold ¦ PG&E ¦ Cold | Com ¦ No DOAS System - Cold | PG&E ¦ Cold | PG&E | All | Electric | Com ¦ No DOAS System - Cold | Average Existing and Code | 0 | Conventional | HVAC | Com - College | Com | RET and NEW | 0 | 1000 sqft2 of floor space | 1000 sq ft | 20 | DEER:HVAC_Split-Package_AC | 1603.7536 | 0.33479 | 0 | Sacled CEUS, ASHRAE, and Penn State DOAS System Information to 2020 | 0 | 2020 | 0 | 0 | 2020 | 0 | 0 | ASHRAE, Understanding & Designing Dedicated Outdoor Air Systems (DOAS) | DOAS - Cold ¦ PG&E ¦ Cold | DOAS - Cold | 2.1464 | 0.85 | 0.99938 | CSS-Itron 2012 | -54.5115 | 2012 | 0.8 | 0
COM-HVAC-50.26 | Com ¦ No DOAS System - Cold ¦ PG&E ¦ Cold | Com ¦ No DOAS System - Cold | PG&E ¦ Cold | PG&E | All | Electric | Com ¦ No DOAS System - Cold | Average Existing and Code | 0 | Conventional | HVAC | Com - Grocery | Com | RET and NEW | 0 | 1000 sqft2 of floor space | 1000 sq ft | 20 | DEER:HVAC_Split-Package_AC | 1902.4531 | 0.234 | 0 | Sacled CEUS, ASHRAE, and Penn State DOAS System Information to 2020 | 0 | 2020 | 0 | 0 | 2020 | 0 | 0 | ASHRAE, Understanding & Designing Dedicated Outdoor Air Systems (DOAS) | DOAS - Cold ¦ PG&E ¦ Cold | DOAS - Cold | 3.3612 | 0.85 | 0.99938 | CSS-Itron 2012 | -41.8264 | 2012 | 0.8 | 0
COM-HVAC-50.27 | Com ¦ No DOAS System - Cold ¦ PG&E ¦ Cold | Com ¦ No DOAS System - Cold | PG&E ¦ Cold | PG&E | All | Electric | Com ¦ No DOAS System - Cold | Average Existing and Code | 0 | Conventional | HVAC | Com - Health | Com | RET and NEW | 0 | 1000 sqft2 of floor space | 1000 sq ft | 20 | DEER:HVAC_Split-Package_AC | 2550.6637 | 0.3003 | 0 | Sacled CEUS, ASHRAE, and Penn State DOAS System Information to 2020 | 0 | 2020 | 0 | 0 | 2020 | 0 | 0 | ASHRAE, Understanding & Designing Dedicated Outdoor Air Systems (DOAS) | DOAS - Cold ¦ PG&E ¦ Cold | DOAS - Cold | 3.1695 | 0.85 | 0.99938 | CSS-Itron 2012 | -37.8049 | 2012 | 0.8 | 0
COM-HVAC-50.28 | Com ¦ No DOAS System - Cold ¦ PG&E ¦ Cold | Com ¦ No DOAS System - Cold | PG&E ¦ Cold | PG&E | All | Electric | Com ¦ No DOAS System - Cold | Average Existing and Code | 0 | Conventional | HVAC | Com - Lodging | Com | RET and NEW | 0 | 1000 sqft2 of floor space | 1000 sq ft | 20 | DEER:HVAC_Split-Package_AC | 2500.0687 | 0.31833 | 0 | Sacled CEUS, ASHRAE, and Penn State DOAS System Information to 2020 | 0 | 2020 | 0 | 0 | 2020 | 0 | 0 | ASHRAE, Understanding & Designing Dedicated Outdoor Air Systems (DOAS) | DOAS - Cold ¦ PG&E ¦ Cold | DOAS - Cold | 1.6895 | 0.85 | 0.99938 | CSS-Itron 2012 | -137.4115 | 2012 | 0.8 | 0
COM-HVAC-50.29 | Com ¦ No DOAS System - Cold ¦ PG&E ¦ Cold | Com ¦ No DOAS System - Cold | PG&E ¦ Cold | PG&E | All | Electric | Com ¦ No DOAS System - Cold | Average Existing and Code | 0 | Conventional | HVAC | Com - Office (Large) | Com | RET and NEW | 0 | 1000 sqft2 of floor space | 1000 sq ft | 20 | DEER:HVAC_Split-Package_AC | 1832.5126 | 0.27059 | 0 | Sacled CEUS, ASHRAE, and Penn State DOAS System Information to 2020 | 0 | 2020 | 0 | 0 | 2020 | 0 | 0 | ASHRAE, Understanding & Designing Dedicated Outdoor Air Systems (DOAS) | DOAS - Cold ¦ PG&E ¦ Cold | DOAS - Cold | 2.2507 | 0.85 | 0.99938 | CSS-Itron 2012 | -28.6957 | 2012 | 0.8 | 0
COM-HVAC-50.30 | Com ¦ No DOAS System - Cold ¦ PG&E ¦ Cold | Com ¦ No DOAS System - Cold | PG&E ¦ Cold | PG&E | All | Electric | Com ¦ No DOAS System - Cold | Average Existing and Code | 0 | Conventional | HVAC | Com - Office (Small) | Com | RET and NEW | 0 | 1000 sqft2 of floor space | 1000 sq ft | 20 | DEER:HVAC_Split-Package_AC | 1569.375 | 0.27376 | 0 | Sacled CEUS, ASHRAE, and Penn State DOAS System Information to 2020 | 0 | 2020 | 0 | 0 | 2020 | 0 | 0 | ASHRAE, Understanding & Designing Dedicated Outdoor Air Systems (DOAS) | DOAS - Cold ¦ PG&E ¦ Cold | DOAS - Cold | 2.6323 | 0.85 | 0.99938 | CSS-Itron 2012 | -40.8453 | 2012 | 0.8 | 0
COM-HVAC-50.31 | Com ¦ No DOAS System - Cold ¦ PG&E ¦ Cold | Com ¦ No DOAS System - Cold | PG&E ¦ Cold | PG&E | All | Electric | Com ¦ No DOAS System - Cold | Average Existing and Code | 0 | Conventional | HVAC | Com - Other | Com | RET and NEW | 0 | 1000 sqft2 of floor space | 1000 sq ft | 20 | DEER:HVAC_Split-Package_AC | 1901.7969 | 0.37349 | 0 | Sacled CEUS, ASHRAE, and Penn State DOAS System Information to 2020 | 0 | 2020 | 0 | 0 | 2020 | 0 | 0 | ASHRAE, Understanding & Designing Dedicated Outdoor Air Systems (DOAS) | DOAS - Cold ¦ PG&E ¦ Cold | DOAS - Cold | 3.7267 | 0.85 | 0.99938 | CSS-Itron 2012 | -111.5077 | 2012 | 0.8 | 0
COM-HVAC-50.33 | Com ¦ No DOAS System - Cold ¦ PG&E ¦ Cold | Com ¦ No DOAS System - Cold | PG&E ¦ Cold | PG&E | All | Electric | Com ¦ No DOAS System - Cold | Average Existing and Code | 0 | Conventional | HVAC | Com - Restaurant | Com | RET and NEW | 0 | 1000 sqft2 of floor space | 1000 sq ft | 20 | DEER:HVAC_Split-Package_AC | 2842.6319 | 0.30876 | 0 | Sacled CEUS, ASHRAE, and Penn State DOAS System Information to 2020 | 0 | 2020 | 0 | 0 | 2020 | 0 | 0 | ASHRAE, Understanding & Designing Dedicated Outdoor Air Systems (DOAS) | DOAS - Cold ¦ PG&E ¦ Cold | DOAS - Cold | 3.8035 | 0.85 | 0.99938 | CSS-Itron 2012 | -57.943 | 2012 | 0.8 | 0
COM-HVAC-50.34 | Com ¦ No DOAS System - Cold ¦ PG&E ¦ Cold | Com ¦ No DOAS System - Cold | PG&E ¦ Cold | PG&E | All | Electric | Com ¦ No DOAS System - Cold | Average Existing and Code | 0 | Conventional | HVAC | Com - Retail | Com | RET and NEW | 0 | 1000 sqft2 of floor space | 1000 sq ft | 20 | DEER:HVAC_Split-Package_AC | 1934.3838 | 0.30734 | 0 | Sacled CEUS, ASHRAE, and Penn State DOAS System Information to 2020 | 0 | 2020 | 0 | 0 | 2020 | 0 | 0 | ASHRAE, Understanding & Designing Dedicated Outdoor Air Systems (DOAS) | DOAS - Cold ¦ PG&E ¦ Cold | DOAS - Cold | 1.5852 | 0.85 | 0.99938 | CSS-Itron 2012 | -186.2987 | 2012 | 0.8 | 0
COM-HVAC-50.35 | Com ¦ No DOAS System - Cold ¦ PG&E ¦ Cold | Com ¦ No DOAS System - Cold | PG&E ¦ Cold | PG&E | All | Electric | Com ¦ No DOAS System - Cold | Average Existing and Code | 0 | Conventional | HVAC | Com - School | Com | RET and NEW | 0 | 1000 sqft2 of floor space | 1000 sq ft | 20 | DEER:HVAC_Split-Package_AC | 1287.6682 | 0.10915 | 0 | Sacled CEUS, ASHRAE, and Penn State DOAS System Information to 2020 | 0 | 2020 | 0 | 0 | 2020 | 0 | 0 | ASHRAE, Understanding & Designing Dedicated Outdoor Air Systems (DOAS) | DOAS - Cold ¦ PG&E ¦ Cold | DOAS - Cold | 2.4071 | 0.85 | 0.99938 | CSS-Itron 2012 | -70.7326 | 2012 | 0.8 | 0
COM-HVAC-50.36 | Com ¦ No DOAS System - Cold ¦ PG&E ¦ Cold | Com ¦ No DOAS System - Cold | PG&E ¦ Cold | PG&E | All | Electric | Com ¦ No DOAS System - Cold | Average Existing and Code | 0 | Conventional | HVAC | Com - Warehouse | Com | RET and NEW | 0 | 1000 sqft2 of floor space | 1000 sq ft | 20 | DEER:HVAC_Split-Package_AC | 1441.6562 | 0.3128 | 0 | Sacled CEUS, ASHRAE, and Penn State DOAS System Information to 2020 | 0 | 2020 | 0 | 0 | 2020 | 0 | 0 | ASHRAE, Understanding & Designing Dedicated Outdoor Air Systems (DOAS) | DOAS - Cold ¦ PG&E ¦ Cold | DOAS - Cold | 0.49332 | 0.85 | 0.99938 | CSS-Itron 2012 | -107.2005 | 2012 | 0.8 | 0
COM-HVAC-50.37 | Com ¦ No DOAS System - Marine ¦ SCE ¦ Marine | Com ¦ No DOAS System - Marine | SCE ¦ Marine | SCE | All | Electric | Com ¦ No DOAS System - Marine | Average Existing and Code | 0 | Conventional | HVAC | Com - College | Com | RET and NEW | 0 | 1000 sqft2 of floor space | 1000 sq ft | 20 | DEER:HVAC_Split-Package_AC | 1603.7536 | 0.32829 | 0 | Sacled CEUS, ASHRAE, and Penn State DOAS System Information to 2020 | 0 | 2020 | 0 | 0 | 2020 | 0 | 0 | ASHRAE, Understanding & Designing Dedicated Outdoor Air Systems (DOAS) | DOAS - Marine ¦ SCE ¦ Marine | DOAS - Marine | 2.3954 | 0.85 | 0.99938 | CSS-Itron 2012 | -54.5115 | 2012 | 0.8 | 0
COM-HVAC-50.38 | Com ¦ No DOAS System - Marine ¦ SCE ¦ Marine | Com ¦ No DOAS System - Marine | SCE ¦ Marine | SCE | All | Electric | Com ¦ No DOAS System - Marine | Average Existing and Code | 0 | Conventional | HVAC | Com - Grocery | Com | RET and NEW | 0 | 1000 sqft2 of floor space | 1000 sq ft | 20 | DEER:HVAC_Split-Package_AC | 1902.4531 | 0.26081 | 0 | Sacled CEUS, ASHRAE, and Penn State DOAS System Information to 2020 | 0 | 2020 | 0 | 0 | 2020 | 0 | 0 | ASHRAE, Understanding & Designing Dedicated Outdoor Air Systems (DOAS) | DOAS - Marine ¦ SCE ¦ Marine | DOAS - Marine | 3.9989 | 0.85 | 0.99938 | CSS-Itron 2012 | -41.8264 | 2012 | 0.8 | 0
COM-HVAC-50.39 | Com ¦ No DOAS System - Marine ¦ SCE ¦ Marine | Com ¦ No DOAS System - Marine | SCE ¦ Marine | SCE | All | Electric | Com ¦ No DOAS System - Marine | Average Existing and Code | 0 | Conventional | HVAC | Com - Health | Com | RET and NEW | 0 | 1000 sqft2 of floor space | 1000 sq ft | 20 | DEER:HVAC_Split-Package_AC | 2550.6637 | 0.30388 | 0 | Sacled CEUS, ASHRAE, and Penn State DOAS System Information to 2020 | 0 | 2020 | 0 | 0 | 2020 | 0 | 0 | ASHRAE, Understanding & Designing Dedicated Outdoor Air Systems (DOAS) | DOAS - Marine ¦ SCE ¦ Marine | DOAS - Marine | 3.3971 | 0.85 | 0.99938 | CSS-Itron 2012 | -37.8049 | 2012 | 0.8 | 0
COM-HVAC-50.40 | Com ¦ No DOAS System - Marine ¦ SCE ¦ Marine | Com ¦ No DOAS System - Marine | SCE ¦ Marine | SCE | All | Electric | Com ¦ No DOAS System - Marine | Average Existing and Code | 0 | Conventional | HVAC | Com - Lodging | Com | RET and NEW | 0 | 1000 sqft2 of floor space | 1000 sq ft | 20 | DEER:HVAC_Split-Package_AC | 2500.0687 | 0.34481 | 0 | Sacled CEUS, ASHRAE, and Penn State DOAS System Information to 2020 | 0 | 2020 | 0 | 0 | 2020 | 0 | 0 | ASHRAE, Understanding & Designing Dedicated Outdoor Air Systems (DOAS) | DOAS - Marine ¦ SCE ¦ Marine | DOAS - Marine | 1.9076 | 0.85 | 0.99938 | CSS-Itron 2012 | -137.4115 | 2012 | 0.8 | 0
COM-HVAC-50.41 | Com ¦ No DOAS System - Marine ¦ SCE ¦ Marine | Com ¦ No DOAS System - Marine | SCE ¦ Marine | SCE | All | Electric | Com ¦ No DOAS System - Marine | Average Existing and Code | 0 | Conventional | HVAC | Com - Office (Large) | Com | RET and NEW | 0 | 1000 sqft2 of floor space | 1000 sq ft | 20 | DEER:HVAC_Split-Package_AC | 1832.5126 | 0.29922 | 0 | Sacled CEUS, ASHRAE, and Penn State DOAS System Information to 2020 | 0 | 2020 | 0 | 0 | 2020 | 0 | 0 | ASHRAE, Understanding & Designing Dedicated Outdoor Air Systems (DOAS) | DOAS - Marine ¦ SCE ¦ Marine | DOAS - Marine | 2.5288 | 0.85 | 0.99938 | CSS-Itron 2012 | -28.6957 | 2012 | 0.8 | 0
COM-HVAC-50.42 | Com ¦ No DOAS System - Marine ¦ SCE ¦ Marine | Com ¦ No DOAS System - Marine | SCE ¦ Marine | SCE | All | Electric | Com ¦ No DOAS System - Marine | Average Existing and Code | 0 | Conventional | HVAC | Com - Office (Small) | Com | RET and NEW | 0 | 1000 sqft2 of floor space | 1000 sq ft | 20 | DEER:HVAC_Split-Package_AC | 1569.375 | 0.29937 | 0 | Sacled CEUS, ASHRAE, and Penn State DOAS System Information to 2020 | 0 | 2020 | 0 | 0 | 2020 | 0 | 0 | ASHRAE, Understanding & Designing Dedicated Outdoor Air Systems (DOAS) | DOAS - Marine ¦ SCE ¦ Marine | DOAS - Marine | 2.8691 | 0.85 | 0.99938 | CSS-Itron 2012 | -40.8453 | 2012 | 0.8 | 0
COM-HVAC-50.43 | Com ¦ No DOAS System - Marine ¦ SCE ¦ Marine | Com ¦ No DOAS System - Marine | SCE ¦ Marine | SCE | All | Electric | Com ¦ No DOAS System - Marine | Average Existing and Code | 0 | Conventional | HVAC | Com - Other | Com | RET and NEW | 0 | 1000 sqft2 of floor space | 1000 sq ft | 20 | DEER:HVAC_Split-Package_AC | 1901.7969 | 0.32967 | 0 | Sacled CEUS, ASHRAE, and Penn State DOAS System Information to 2020 | 0 | 2020 | 0 | 0 | 2020 | 0 | 0 | ASHRAE, Understanding & Designing Dedicated Outdoor Air Systems (DOAS) | DOAS - Marine ¦ SCE ¦ Marine | DOAS - Marine | 4.1095 | 0.85 | 0.99938 | CSS-Itron 2012 | -111.5077 | 2012 | 0.8 | 0
COM-HVAC-50.45 | Com ¦ No DOAS System - Marine ¦ SCE ¦ Marine | Com ¦ No DOAS System - Marine | SCE ¦ Marine | SCE | All | Electric | Com ¦ No DOAS System - Marine | Average Existing and Code | 0 | Conventional | HVAC | Com - Restaurant | Com | RET and NEW | 0 | 1000 sqft2 of floor space | 1000 sq ft | 20 | DEER:HVAC_Split-Package_AC | 2842.6319 | 0.30112 | 0 | Sacled CEUS, ASHRAE, and Penn State DOAS System Information to 2020 | 0 | 2020 | 0 | 0 | 2020 | 0 | 0 | ASHRAE, Understanding & Designing Dedicated Outdoor Air Systems (DOAS) | DOAS - Marine ¦ SCE ¦ Marine | DOAS - Marine | 4.1867 | 0.85 | 0.99938 | CSS-Itron 2012 | -57.943 | 2012 | 0.8 | 0
COM-HVAC-50.46 | Com ¦ No DOAS System - Marine ¦ SCE ¦ Marine | Com ¦ No DOAS System - Marine | SCE ¦ Marine | SCE | All | Electric | Com ¦ No DOAS System - Marine | Average Existing and Code | 0 | Conventional | HVAC | Com - Retail | Com | RET and NEW | 0 | 1000 sqft2 of floor space | 1000 sq ft | 20 | DEER:HVAC_Split-Package_AC | 1934.3838 | 0.32698 | 0 | Sacled CEUS, ASHRAE, and Penn State DOAS System Information to 2020 | 0 | 2020 | 0 | 0 | 2020 | 0 | 0 | ASHRAE, Understanding & Designing Dedicated Outdoor Air Systems (DOAS) | DOAS - Marine ¦ SCE ¦ Marine | DOAS - Marine | 1.7713 | 0.85 | 0.99938 | CSS-Itron 2012 | -186.2987 | 2012 | 0.8 | 0
COM-HVAC-50.47 | Com ¦ No DOAS System - Marine ¦ SCE ¦ Marine | Com ¦ No DOAS System - Marine | SCE ¦ Marine | SCE | All | Electric | Com ¦ No DOAS System - Marine | Average Existing and Code | 0 | Conventional | HVAC | Com - School | Com | RET and NEW | 0 | 1000 sqft2 of floor space | 1000 sq ft | 20 | DEER:HVAC_Split-Package_AC | 1287.6682 | 0.29457 | 0 | Sacled CEUS, ASHRAE, and Penn State DOAS System Information to 2020 | 0 | 2020 | 0 | 0 | 2020 | 0 | 0 | ASHRAE, Understanding & Designing Dedicated Outdoor Air Systems (DOAS) | DOAS - Marine ¦ SCE ¦ Marine | DOAS - Marine | 2.8844 | 0.85 | 0.99938 | CSS-Itron 2012 | -70.7326 | 2012 | 0.8 | 0
COM-HVAC-50.48 | Com ¦ No DOAS System - Marine ¦ SCE ¦ Marine | Com ¦ No DOAS System - Marine | SCE ¦ Marine | SCE | All | Electric | Com ¦ No DOAS System - Marine | Average Existing and Code | 0 | Conventional | HVAC | Com - Warehouse | Com | RET and NEW | 0 | 1000 sqft2 of floor space | 1000 sq ft | 20 | DEER:HVAC_Split-Package_AC | 1441.6562 | 0.33877 | 0 | Sacled CEUS, ASHRAE, and Penn State DOAS System Information to 2020 | 0 | 2020 | 0 | 0 | 2020 | 0 | 0 | ASHRAE, Understanding & Designing Dedicated Outdoor Air Systems (DOAS) | DOAS - Marine ¦ SCE ¦ Marine | DOAS - Marine | 0.5425 | 0.85 | 0.99938 | CSS-Itron 2012 | -107.2005 | 2012 | 0.8 | 0
COM-HVAC-50.49 | Com ¦ No DOAS System - Hot-Dry ¦ SCE ¦ Hot-Dry | Com ¦ No DOAS System - Hot-Dry | SCE ¦ Hot-Dry | SCE | All | Electric | Com ¦ No DOAS System - Hot-Dry | Average Existing and Code | 0 | Conventional | HVAC | Com - College | Com | RET and NEW | 0 | 1000 sqft2 of floor space | 1000 sq ft | 20 | DEER:HVAC_Split-Package_AC | 1603.7536 | 0.36362 | 0 | Sacled CEUS, ASHRAE, and Penn State DOAS System Information to 2020 | 0 | 2020 | 0 | 0 | 2020 | 0 | 0 | ASHRAE, Understanding & Designing Dedicated Outdoor Air Systems (DOAS) | DOAS - Hot-Dry ¦ SCE ¦ Hot-Dry | DOAS - Hot-Dry | 2.3954 | 0.85 | 0.99938 | CSS-Itron 2012 | -54.5115 | 2012 | 0.8 | 0
COM-HVAC-50.50 | Com ¦ No DOAS System - Hot-Dry ¦ SCE ¦ Hot-Dry | Com ¦ No DOAS System - Hot-Dry | SCE ¦ Hot-Dry | SCE | All | Electric | Com ¦ No DOAS System - Hot-Dry | Average Existing and Code | 0 | Conventional | HVAC | Com - Grocery | Com | RET and NEW | 0 | 1000 sqft2 of floor space | 1000 sq ft | 20 | DEER:HVAC_Split-Package_AC | 1902.4531 | 0.30023 | 0 | Sacled CEUS, ASHRAE, and Penn State DOAS System Information to 2020 | 0 | 2020 | 0 | 0 | 2020 | 0 | 0 | ASHRAE, Understanding & Designing Dedicated Outdoor Air Systems (DOAS) | DOAS - Hot-Dry ¦ SCE ¦ Hot-Dry | DOAS - Hot-Dry | 3.9989 | 0.85 | 0.99938 | CSS-Itron 2012 | -41.8264 | 2012 | 0.8 | 0
COM-HVAC-50.51 | Com ¦ No DOAS System - Hot-Dry ¦ SCE ¦ Hot-Dry | Com ¦ No DOAS System - Hot-Dry | SCE ¦ Hot-Dry | SCE | All | Electric | Com ¦ No DOAS System - Hot-Dry | Average Existing and Code | 0 | Conventional | HVAC | Com - Health | Com | RET and NEW | 0 | 1000 sqft2 of floor space | 1000 sq ft | 20 | DEER:HVAC_Split-Package_AC | 2550.6637 | 0.33292 | 0 | Sacled CEUS, ASHRAE, and Penn State DOAS System Information to 2020 | 0 | 2020 | 0 | 0 | 2020 | 0 | 0 | ASHRAE, Understanding & Designing Dedicated Outdoor Air Systems (DOAS) | DOAS - Hot-Dry ¦ SCE ¦ Hot-Dry | DOAS - Hot-Dry | 3.3971 | 0.85 | 0.99938 | CSS-Itron 2012 | -37.8049 | 2012 | 0.8 | 0
COM-HVAC-50.52 | Com ¦ No DOAS System - Hot-Dry ¦ SCE ¦ Hot-Dry | Com ¦ No DOAS System - Hot-Dry | SCE ¦ Hot-Dry | SCE | All | Electric | Com ¦ No DOAS System - Hot-Dry | Average Existing and Code | 0 | Conventional | HVAC | Com - Lodging | Com | RET and NEW | 0 | 1000 sqft2 of floor space | 1000 sq ft | 20 | DEER:HVAC_Split-Package_AC | 2500.0687 | 0.37235 | 0 | Sacled CEUS, ASHRAE, and Penn State DOAS System Information to 2020 | 0 | 2020 | 0 | 0 | 2020 | 0 | 0 | ASHRAE, Understanding & Designing Dedicated Outdoor Air Systems (DOAS) | DOAS - Hot-Dry ¦ SCE ¦ Hot-Dry | DOAS - Hot-Dry | 1.9076 | 0.85 | 0.99938 | CSS-Itron 2012 | -137.4115 | 2012 | 0.8 | 0
COM-HVAC-50.53 | Com ¦ No DOAS System - Hot-Dry ¦ SCE ¦ Hot-Dry | Com ¦ No DOAS System - Hot-Dry | SCE ¦ Hot-Dry | SCE | All | Electric | Com ¦ No DOAS System - Hot-Dry | Average Existing and Code | 0 | Conventional | HVAC | Com - Office (Large) | Com | RET and NEW | 0 | 1000 sqft2 of floor space | 1000 sq ft | 20 | DEER:HVAC_Split-Package_AC | 1832.5126 | 0.3309 | 0 | Sacled CEUS, ASHRAE, and Penn State DOAS System Information to 2020 | 0 | 2020 | 0 | 0 | 2020 | 0 | 0 | ASHRAE, Understanding & Designing Dedicated Outdoor Air Systems (DOAS) | DOAS - Hot-Dry ¦ SCE ¦ Hot-Dry | DOAS - Hot-Dry | 2.5288 | 0.85 | 0.99938 | CSS-Itron 2012 | -28.6957 | 2012 | 0.8 | 0
COM-HVAC-50.54 | Com ¦ No DOAS System - Hot-Dry ¦ SCE ¦ Hot-Dry | Com ¦ No DOAS System - Hot-Dry | SCE ¦ Hot-Dry | SCE | All | Electric | Com ¦ No DOAS System - Hot-Dry | Average Existing and Code | 0 | Conventional | HVAC | Com - Office (Small) | Com | RET and NEW | 0 | 1000 sqft2 of floor space | 1000 sq ft | 20 | DEER:HVAC_Split-Package_AC | 1569.375 | 0.33561 | 0 | Sacled CEUS, ASHRAE, and Penn State DOAS System Information to 2020 | 0 | 2020 | 0 | 0 | 2020 | 0 | 0 | ASHRAE, Understanding & Designing Dedicated Outdoor Air Systems (DOAS) | DOAS - Hot-Dry ¦ SCE ¦ Hot-Dry | DOAS - Hot-Dry | 2.8691 | 0.85 | 0.99938 | CSS-Itron 2012 | -40.8453 | 2012 | 0.8 | 0
COM-HVAC-50.55 | Com ¦ No DOAS System - Hot-Dry ¦ SCE ¦ Hot-Dry | Com ¦ No DOAS System - Hot-Dry | SCE ¦ Hot-Dry | SCE | All | Electric | Com ¦ No DOAS System - Hot-Dry | Average Existing and Code | 0 | Conventional | HVAC | Com - Other | Com | RET and NEW | 0 | 1000 sqft2 of floor space | 1000 sq ft | 20 | DEER:HVAC_Split-Package_AC | 1901.7969 | 0.39163 | 0 | Sacled CEUS, ASHRAE, and Penn State DOAS System Information to 2020 | 0 | 2020 | 0 | 0 | 2020 | 0 | 0 | ASHRAE, Understanding & Designing Dedicated Outdoor Air Systems (DOAS) | DOAS - Hot-Dry ¦ SCE ¦ Hot-Dry | DOAS - Hot-Dry | 4.1095 | 0.85 | 0.99938 | CSS-Itron 2012 | -111.5077 | 2012 | 0.8 | 0
COM-HVAC-50.57 | Com ¦ No DOAS System - Hot-Dry ¦ SCE ¦ Hot-Dry | Com ¦ No DOAS System - Hot-Dry | SCE ¦ Hot-Dry | SCE | All | Electric | Com ¦ No DOAS System - Hot-Dry | Average Existing and Code | 0 | Conventional | HVAC | Com - Restaurant | Com | RET and NEW | 0 | 1000 sqft2 of floor space | 1000 sq ft | 20 | DEER:HVAC_Split-Package_AC | 2842.6319 | 0.3431 | 0 | Sacled CEUS, ASHRAE, and Penn State DOAS System Information to 2020 | 0 | 2020 | 0 | 0 | 2020 | 0 | 0 | ASHRAE, Understanding & Designing Dedicated Outdoor Air Systems (DOAS) | DOAS - Hot-Dry ¦ SCE ¦ Hot-Dry | DOAS - Hot-Dry | 4.1867 | 0.85 | 0.99938 | CSS-Itron 2012 | -57.943 | 2012 | 0.8 | 0
COM-HVAC-50.58 | Com ¦ No DOAS System - Hot-Dry ¦ SCE ¦ Hot-Dry | Com ¦ No DOAS System - Hot-Dry | SCE ¦ Hot-Dry | SCE | All | Electric | Com ¦ No DOAS System - Hot-Dry | Average Existing and Code | 0 | Conventional | HVAC | Com - Retail | Com | RET and NEW | 0 | 1000 sqft2 of floor space | 1000 sq ft | 20 | DEER:HVAC_Split-Package_AC | 1934.3838 | 0.36203 | 0 | Sacled CEUS, ASHRAE, and Penn State DOAS System Information to 2020 | 0 | 2020 | 0 | 0 | 2020 | 0 | 0 | ASHRAE, Understanding & Designing Dedicated Outdoor Air Systems (DOAS) | DOAS - Hot-Dry ¦ SCE ¦ Hot-Dry | DOAS - Hot-Dry | 1.7713 | 0.85 | 0.99938 | CSS-Itron 2012 | -186.2987 | 2012 | 0.8 | 0
COM-HVAC-50.59 | Com ¦ No DOAS System - Hot-Dry ¦ SCE ¦ Hot-Dry | Com ¦ No DOAS System - Hot-Dry | SCE ¦ Hot-Dry | SCE | All | Electric | Com ¦ No DOAS System - Hot-Dry | Average Existing and Code | 0 | Conventional | HVAC | Com - School | Com | RET and NEW | 0 | 1000 sqft2 of floor space | 1000 sq ft | 20 | DEER:HVAC_Split-Package_AC | 1287.6682 | 0.32429 | 0 | Sacled CEUS, ASHRAE, and Penn State DOAS System Information to 2020 | 0 | 2020 | 0 | 0 | 2020 | 0 | 0 | ASHRAE, Understanding & Designing Dedicated Outdoor Air Systems (DOAS) | DOAS - Hot-Dry ¦ SCE ¦ Hot-Dry | DOAS - Hot-Dry | 2.8844 | 0.85 | 0.99938 | CSS-Itron 2012 | -70.7326 | 2012 | 0.8 | 0
COM-HVAC-50.60 | Com ¦ No DOAS System - Hot-Dry ¦ SCE ¦ Hot-Dry | Com ¦ No DOAS System - Hot-Dry | SCE ¦ Hot-Dry | SCE | All | Electric | Com ¦ No DOAS System - Hot-Dry | Average Existing and Code | 0 | Conventional | HVAC | Com - Warehouse | Com | RET and NEW | 0 | 1000 sqft2 of floor space | 1000 sq ft | 20 | DEER:HVAC_Split-Package_AC | 1441.6562 | 0.37638 | 0 | Sacled CEUS, ASHRAE, and Penn State DOAS System Information to 2020 | 0 | 2020 | 0 | 0 | 2020 | 0 | 0 | ASHRAE, Understanding & Designing Dedicated Outdoor Air Systems (DOAS) | DOAS - Hot-Dry ¦ SCE ¦ Hot-Dry | DOAS - Hot-Dry | 0.5425 | 0.85 | 0.99938 | CSS-Itron 2012 | -107.2005 | 2012 | 0.8 | 0
COM-HVAC-50.61 | Com ¦ No DOAS System - Cold ¦ SCE ¦ Cold | Com ¦ No DOAS System - Cold | SCE ¦ Cold | SCE | All | Electric | Com ¦ No DOAS System - Cold | Average Existing and Code | 0 | Conventional | HVAC | Com - College | Com | RET and NEW | 0 | 1000 sqft2 of floor space | 1000 sq ft | 20 | DEER:HVAC_Split-Package_AC | 1603.7536 | 0.33081 | 0 | Sacled CEUS, ASHRAE, and Penn State DOAS System Information to 2020 | 0 | 2020 | 0 | 0 | 2020 | 0 | 0 | ASHRAE, Understanding & Designing Dedicated Outdoor Air Systems (DOAS) | DOAS - Cold ¦ SCE ¦ Cold | DOAS - Cold | 2.3954 | 0.85 | 0.99938 | CSS-Itron 2012 | -54.5115 | 2012 | 0.8 | 0
COM-HVAC-50.62 | Com ¦ No DOAS System - Cold ¦ SCE ¦ Cold | Com ¦ No DOAS System - Cold | SCE ¦ Cold | SCE | All | Electric | Com ¦ No DOAS System - Cold | Average Existing and Code | 0 | Conventional | HVAC | Com - Grocery | Com | RET and NEW | 0 | 1000 sqft2 of floor space | 1000 sq ft | 20 | DEER:HVAC_Split-Package_AC | 1902.4531 | 0.22918 | 0 | Sacled CEUS, ASHRAE, and Penn State DOAS System Information to 2020 | 0 | 2020 | 0 | 0 | 2020 | 0 | 0 | ASHRAE, Understanding & Designing Dedicated Outdoor Air Systems (DOAS) | DOAS - Cold ¦ SCE ¦ Cold | DOAS - Cold | 3.9989 | 0.85 | 0.99938 | CSS-Itron 2012 | -41.8264 | 2012 | 0.8 | 0
COM-HVAC-50.63 | Com ¦ No DOAS System - Cold ¦ SCE ¦ Cold | Com ¦ No DOAS System - Cold | SCE ¦ Cold | SCE | All | Electric | Com ¦ No DOAS System - Cold | Average Existing and Code | 0 | Conventional | HVAC | Com - Health | Com | RET and NEW | 0 | 1000 sqft2 of floor space | 1000 sq ft | 20 | DEER:HVAC_Split-Package_AC | 2550.6637 | 0.29702 | 0 | Sacled CEUS, ASHRAE, and Penn State DOAS System Information to 2020 | 0 | 2020 | 0 | 0 | 2020 | 0 | 0 | ASHRAE, Understanding & Designing Dedicated Outdoor Air Systems (DOAS) | DOAS - Cold ¦ SCE ¦ Cold | DOAS - Cold | 3.3971 | 0.85 | 0.99938 | CSS-Itron 2012 | -37.8049 | 2012 | 0.8 | 0
COM-HVAC-50.64 | Com ¦ No DOAS System - Cold ¦ SCE ¦ Cold | Com ¦ No DOAS System - Cold | SCE ¦ Cold | SCE | All | Electric | Com ¦ No DOAS System - Cold | Average Existing and Code | 0 | Conventional | HVAC | Com - Lodging | Com | RET and NEW | 0 | 1000 sqft2 of floor space | 1000 sq ft | 20 | DEER:HVAC_Split-Package_AC | 2500.0687 | 0.31586 | 0 | Sacled CEUS, ASHRAE, and Penn State DOAS System Information to 2020 | 0 | 2020 | 0 | 0 | 2020 | 0 | 0 | ASHRAE, Understanding & Designing Dedicated Outdoor Air Systems (DOAS) | DOAS - Cold ¦ SCE ¦ Cold | DOAS - Cold | 1.9076 | 0.85 | 0.99938 | CSS-Itron 2012 | -137.4115 | 2012 | 0.8 | 0
COM-HVAC-50.65 | Com ¦ No DOAS System - Cold ¦ SCE ¦ Cold | Com ¦ No DOAS System - Cold | SCE ¦ Cold | SCE | All | Electric | Com ¦ No DOAS System - Cold | Average Existing and Code | 0 | Conventional | HVAC | Com - Office (Large) | Com | RET and NEW | 0 | 1000 sqft2 of floor space | 1000 sq ft | 20 | DEER:HVAC_Split-Package_AC | 1832.5126 | 0.26912 | 0 | Sacled CEUS, ASHRAE, and Penn State DOAS System Information to 2020 | 0 | 2020 | 0 | 0 | 2020 | 0 | 0 | ASHRAE, Understanding & Designing Dedicated Outdoor Air Systems (DOAS) | DOAS - Cold ¦ SCE ¦ Cold | DOAS - Cold | 2.5288 | 0.85 | 0.99938 | CSS-Itron 2012 | -28.6957 | 2012 | 0.8 | 0
COM-HVAC-50.66 | Com ¦ No DOAS System - Cold ¦ SCE ¦ Cold | Com ¦ No DOAS System - Cold | SCE ¦ Cold | SCE | All | Electric | Com ¦ No DOAS System - Cold | Average Existing and Code | 0 | Conventional | HVAC | Com - Office (Small) | Com | RET and NEW | 0 | 1000 sqft2 of floor space | 1000 sq ft | 20 | DEER:HVAC_Split-Package_AC | 1569.375 | 0.27221 | 0 | Sacled CEUS, ASHRAE, and Penn State DOAS System Information to 2020 | 0 | 2020 | 0 | 0 | 2020 | 0 | 0 | ASHRAE, Understanding & Designing Dedicated Outdoor Air Systems (DOAS) | DOAS - Cold ¦ SCE ¦ Cold | DOAS - Cold | 2.8691 | 0.85 | 0.99938 | CSS-Itron 2012 | -40.8453 | 2012 | 0.8 | 0
COM-HVAC-50.67 | Com ¦ No DOAS System - Cold ¦ SCE ¦ Cold | Com ¦ No DOAS System - Cold | SCE ¦ Cold | SCE | All | Electric | Com ¦ No DOAS System - Cold | Average Existing and Code | 0 | Conventional | HVAC | Com - Other | Com | RET and NEW | 0 | 1000 sqft2 of floor space | 1000 sq ft | 20 | DEER:HVAC_Split-Package_AC | 1901.7969 | 0.3654 | 0 | Sacled CEUS, ASHRAE, and Penn State DOAS System Information to 2020 | 0 | 2020 | 0 | 0 | 2020 | 0 | 0 | ASHRAE, Understanding & Designing Dedicated Outdoor Air Systems (DOAS) | DOAS - Cold ¦ SCE ¦ Cold | DOAS - Cold | 4.1095 | 0.85 | 0.99938 | CSS-Itron 2012 | -111.5077 | 2012 | 0.8 | 0
COM-HVAC-50.69 | Com ¦ No DOAS System - Cold ¦ SCE ¦ Cold | Com ¦ No DOAS System - Cold | SCE ¦ Cold | SCE | All | Electric | Com ¦ No DOAS System - Cold | Average Existing and Code | 0 | Conventional | HVAC | Com - Restaurant | Com | RET and NEW | 0 | 1000 sqft2 of floor space | 1000 sq ft | 20 | DEER:HVAC_Split-Package_AC | 2842.6319 | 0.30625 | 0 | Sacled CEUS, ASHRAE, and Penn State DOAS System Information to 2020 | 0 | 2020 | 0 | 0 | 2020 | 0 | 0 | ASHRAE, Understanding & Designing Dedicated Outdoor Air Systems (DOAS) | DOAS - Cold ¦ SCE ¦ Cold | DOAS - Cold | 4.1867 | 0.85 | 0.99938 | CSS-Itron 2012 | -57.943 | 2012 | 0.8 | 0
COM-HVAC-50.70 | Com ¦ No DOAS System - Cold ¦ SCE ¦ Cold | Com ¦ No DOAS System - Cold | SCE ¦ Cold | SCE | All | Electric | Com ¦ No DOAS System - Cold | Average Existing and Code | 0 | Conventional | HVAC | Com - Retail | Com | RET and NEW | 0 | 1000 sqft2 of floor space | 1000 sq ft | 20 | DEER:HVAC_Split-Package_AC | 1934.3838 | 0.3013 | 0 | Sacled CEUS, ASHRAE, and Penn State DOAS System Information to 2020 | 0 | 2020 | 0 | 0 | 2020 | 0 | 0 | ASHRAE, Understanding & Designing Dedicated Outdoor Air Systems (DOAS) | DOAS - Cold ¦ SCE ¦ Cold | DOAS - Cold | 1.7713 | 0.85 | 0.99938 | CSS-Itron 2012 | -186.2987 | 2012 | 0.8 | 0
COM-HVAC-50.71 | Com ¦ No DOAS System - Cold ¦ SCE ¦ Cold | Com ¦ No DOAS System - Cold | SCE ¦ Cold | SCE | All | Electric | Com ¦ No DOAS System - Cold | Average Existing and Code | 0 | Conventional | HVAC | Com - School | Com | RET and NEW | 0 | 1000 sqft2 of floor space | 1000 sq ft | 20 | DEER:HVAC_Split-Package_AC | 1287.6682 | 0.10296 | 0 | Sacled CEUS, ASHRAE, and Penn State DOAS System Information to 2020 | 0 | 2020 | 0 | 0 | 2020 | 0 | 0 | ASHRAE, Understanding & Designing Dedicated Outdoor Air Systems (DOAS) | DOAS - Cold ¦ SCE ¦ Cold | DOAS - Cold | 2.8844 | 0.85 | 0.99938 | CSS-Itron 2012 | -70.7326 | 2012 | 0.8 | 0
COM-HVAC-50.72 | Com ¦ No DOAS System - Cold ¦ SCE ¦ Cold | Com ¦ No DOAS System - Cold | SCE ¦ Cold | SCE | All | Electric | Com ¦ No DOAS System - Cold | Average Existing and Code | 0 | Conventional | HVAC | Com - Warehouse | Com | RET and NEW | 0 | 1000 sqft2 of floor space | 1000 sq ft | 20 | DEER:HVAC_Split-Package_AC | 1441.6562 | 0.29122 | 0 | Sacled CEUS, ASHRAE, and Penn State DOAS System Information to 2020 | 0 | 2020 | 0 | 0 | 2020 | 0 | 0 | ASHRAE, Understanding & Designing Dedicated Outdoor Air Systems (DOAS) | DOAS - Cold ¦ SCE ¦ Cold | DOAS - Cold | 0.5425 | 0.85 | 0.99938 | CSS-Itron 2012 | -107.2005 | 2012 | 0.8 | 0
COM-HVAC-50.73 | Com ¦ No DOAS System - Marine ¦ SDG&E ¦ Marine | Com ¦ No DOAS System - Marine | SDG&E ¦ Marine | SDG&E | All | Electric | Com ¦ No DOAS System - Marine | Average Existing and Code | 0 | Conventional | HVAC | Com - College | Com | RET and NEW | 0 | 1000 sqft2 of floor space | 1000 sq ft | 20 | DEER:HVAC_Split-Package_AC | 1603.7536 | 0.32791 | 0 | Sacled CEUS, ASHRAE, and Penn State DOAS System Information to 2020 | 0 | 2020 | 0 | 0 | 2020 | 0 | 0 | ASHRAE, Understanding & Designing Dedicated Outdoor Air Systems (DOAS) | DOAS - Marine ¦ SDG&E ¦ Marine | DOAS - Marine | 2.3473 | 0.85 | 0.99938 | CSS-Itron 2012 | -54.5115 | 2012 | 0.8 | 0
COM-HVAC-50.74 | Com ¦ No DOAS System - Marine ¦ SDG&E ¦ Marine | Com ¦ No DOAS System - Marine | SDG&E ¦ Marine | SDG&E | All | Electric | Com ¦ No DOAS System - Marine | Average Existing and Code | 0 | Conventional | HVAC | Com - Grocery | Com | RET and NEW | 0 | 1000 sqft2 of floor space | 1000 sq ft | 20 | DEER:HVAC_Split-Package_AC | 1902.4531 | 0.25482 | 0 | Sacled CEUS, ASHRAE, and Penn State DOAS System Information to 2020 | 0 | 2020 | 0 | 0 | 2020 | 0 | 0 | ASHRAE, Understanding & Designing Dedicated Outdoor Air Systems (DOAS) | DOAS - Marine ¦ SDG&E ¦ Marine | DOAS - Marine | 4.0657 | 0.85 | 0.99938 | CSS-Itron 2012 | -41.8264 | 2012 | 0.8 | 0
COM-HVAC-50.75 | Com ¦ No DOAS System - Marine ¦ SDG&E ¦ Marine | Com ¦ No DOAS System - Marine | SDG&E ¦ Marine | SDG&E | All | Electric | Com ¦ No DOAS System - Marine | Average Existing and Code | 0 | Conventional | HVAC | Com - Health | Com | RET and NEW | 0 | 1000 sqft2 of floor space | 1000 sq ft | 20 | DEER:HVAC_Split-Package_AC | 2550.6637 | 0.3041 | 0 | Sacled CEUS, ASHRAE, and Penn State DOAS System Information to 2020 | 0 | 2020 | 0 | 0 | 2020 | 0 | 0 | ASHRAE, Understanding & Designing Dedicated Outdoor Air Systems (DOAS) | DOAS - Marine ¦ SDG&E ¦ Marine | DOAS - Marine | 3.3781 | 0.85 | 0.99938 | CSS-Itron 2012 | -37.8049 | 2012 | 0.8 | 0
COM-HVAC-50.76 | Com ¦ No DOAS System - Marine ¦ SDG&E ¦ Marine | Com ¦ No DOAS System - Marine | SDG&E ¦ Marine | SDG&E | All | Electric | Com ¦ No DOAS System - Marine | Average Existing and Code | 0 | Conventional | HVAC | Com - Lodging | Com | RET and NEW | 0 | 1000 sqft2 of floor space | 1000 sq ft | 20 | DEER:HVAC_Split-Package_AC | 2500.0687 | 0.33502 | 0 | Sacled CEUS, ASHRAE, and Penn State DOAS System Information to 2020 | 0 | 2020 | 0 | 0 | 2020 | 0 | 0 | ASHRAE, Understanding & Designing Dedicated Outdoor Air Systems (DOAS) | DOAS - Marine ¦ SDG&E ¦ Marine | DOAS - Marine | 1.8901 | 0.85 | 0.99938 | CSS-Itron 2012 | -137.4115 | 2012 | 0.8 | 0
COM-HVAC-50.77 | Com ¦ No DOAS System - Marine ¦ SDG&E ¦ Marine | Com ¦ No DOAS System - Marine | SDG&E ¦ Marine | SDG&E | All | Electric | Com ¦ No DOAS System - Marine | Average Existing and Code | 0 | Conventional | HVAC | Com - Office (Large) | Com | RET and NEW | 0 | 1000 sqft2 of floor space | 1000 sq ft | 20 | DEER:HVAC_Split-Package_AC | 1832.5126 | 0.29821 | 0 | Sacled CEUS, ASHRAE, and Penn State DOAS System Information to 2020 | 0 | 2020 | 0 | 0 | 2020 | 0 | 0 | ASHRAE, Understanding & Designing Dedicated Outdoor Air Systems (DOAS) | DOAS - Marine ¦ SDG&E ¦ Marine | DOAS - Marine | 2.4677 | 0.85 | 0.99938 | CSS-Itron 2012 | -28.6957 | 2012 | 0.8 | 0
COM-HVAC-50.78 | Com ¦ No DOAS System - Marine ¦ SDG&E ¦ Marine | Com ¦ No DOAS System - Marine | SDG&E ¦ Marine | SDG&E | All | Electric | Com ¦ No DOAS System - Marine | Average Existing and Code | 0 | Conventional | HVAC | Com - Office (Small) | Com | RET and NEW | 0 | 1000 sqft2 of floor space | 1000 sq ft | 20 | DEER:HVAC_Split-Package_AC | 1569.375 | 0.30018 | 0 | Sacled CEUS, ASHRAE, and Penn State DOAS System Information to 2020 | 0 | 2020 | 0 | 0 | 2020 | 0 | 0 | ASHRAE, Understanding & Designing Dedicated Outdoor Air Systems (DOAS) | DOAS - Marine ¦ SDG&E ¦ Marine | DOAS - Marine | 2.9963 | 0.85 | 0.99938 | CSS-Itron 2012 | -40.8453 | 2012 | 0.8 | 0
COM-HVAC-50.79 | Com ¦ No DOAS System - Marine ¦ SDG&E ¦ Marine | Com ¦ No DOAS System - Marine | SDG&E ¦ Marine | SDG&E | All | Electric | Com ¦ No DOAS System - Marine | Average Existing and Code | 0 | Conventional | HVAC | Com - Other | Com | RET and NEW | 0 | 1000 sqft2 of floor space | 1000 sq ft | 20 | DEER:HVAC_Split-Package_AC | 1901.7969 | 0.32881 | 0 | Sacled CEUS, ASHRAE, and Penn State DOAS System Information to 2020 | 0 | 2020 | 0 | 0 | 2020 | 0 | 0 | ASHRAE, Understanding & Designing Dedicated Outdoor Air Systems (DOAS) | DOAS - Marine ¦ SDG&E ¦ Marine | DOAS - Marine | 4.0392 | 0.85 | 0.99938 | CSS-Itron 2012 | -111.5077 | 2012 | 0.8 | 0
COM-HVAC-50.81 | Com ¦ No DOAS System - Marine ¦ SDG&E ¦ Marine | Com ¦ No DOAS System - Marine | SDG&E ¦ Marine | SDG&E | All | Electric | Com ¦ No DOAS System - Marine | Average Existing and Code | 0 | Conventional | HVAC | Com - Restaurant | Com | RET and NEW | 0 | 1000 sqft2 of floor space | 1000 sq ft | 20 | DEER:HVAC_Split-Package_AC | 2842.6319 | 0.30351 | 0 | Sacled CEUS, ASHRAE, and Penn State DOAS System Information to 2020 | 0 | 2020 | 0 | 0 | 2020 | 0 | 0 | ASHRAE, Understanding & Designing Dedicated Outdoor Air Systems (DOAS) | DOAS - Marine ¦ SDG&E ¦ Marine | DOAS - Marine | 4.3736 | 0.85 | 0.99938 | CSS-Itron 2012 | -57.943 | 2012 | 0.8 | 0
COM-HVAC-50.82 | Com ¦ No DOAS System - Marine ¦ SDG&E ¦ Marine | Com ¦ No DOAS System - Marine | SDG&E ¦ Marine | SDG&E | All | Electric | Com ¦ No DOAS System - Marine | Average Existing and Code | 0 | Conventional | HVAC | Com - Retail | Com | RET and NEW | 0 | 1000 sqft2 of floor space | 1000 sq ft | 20 | DEER:HVAC_Split-Package_AC | 1934.3838 | 0.32533 | 0 | Sacled CEUS, ASHRAE, and Penn State DOAS System Information to 2020 | 0 | 2020 | 0 | 0 | 2020 | 0 | 0 | ASHRAE, Understanding & Designing Dedicated Outdoor Air Systems (DOAS) | DOAS - Marine ¦ SDG&E ¦ Marine | DOAS - Marine | 1.773 | 0.85 | 0.99938 | CSS-Itron 2012 | -186.2987 | 2012 | 0.8 | 0
COM-HVAC-50.83 | Com ¦ No DOAS System - Marine ¦ SDG&E ¦ Marine | Com ¦ No DOAS System - Marine | SDG&E ¦ Marine | SDG&E | All | Electric | Com ¦ No DOAS System - Marine | Average Existing and Code | 0 | Conventional | HVAC | Com - School | Com | RET and NEW | 0 | 1000 sqft2 of floor space | 1000 sq ft | 20 | DEER:HVAC_Split-Package_AC | 1287.6682 | 0.29229 | 0 | Sacled CEUS, ASHRAE, and Penn State DOAS System Information to 2020 | 0 | 2020 | 0 | 0 | 2020 | 0 | 0 | ASHRAE, Understanding & Designing Dedicated Outdoor Air Systems (DOAS) | DOAS - Marine ¦ SDG&E ¦ Marine | DOAS - Marine | 2.9815 | 0.85 | 0.99938 | CSS-Itron 2012 | -70.7326 | 2012 | 0.8 | 0
COM-HVAC-50.84 | Com ¦ No DOAS System - Marine ¦ SDG&E ¦ Marine | Com ¦ No DOAS System - Marine | SDG&E ¦ Marine | SDG&E | All | Electric | Com ¦ No DOAS System - Marine | Average Existing and Code | 0 | Conventional | HVAC | Com - Warehouse | Com | RET and NEW | 0 | 1000 sqft2 of floor space | 1000 sq ft | 20 | DEER:HVAC_Split-Package_AC | 1441.6562 | 0.33118 | 0 | Sacled CEUS, ASHRAE, and Penn State DOAS System Information to 2020 | 0 | 2020 | 0 | 0 | 2020 | 0 | 0 | ASHRAE, Understanding & Designing Dedicated Outdoor Air Systems (DOAS) | DOAS - Marine ¦ SDG&E ¦ Marine | DOAS - Marine | 0.54372 | 0.85 | 0.99938 | CSS-Itron 2012 | -107.2005 | 2012 | 0.8 | 0
COM-HVAC-50.85 | Com ¦ No DOAS System - Hot-Dry ¦ SDG&E ¦ Hot-Dry | Com ¦ No DOAS System - Hot-Dry | SDG&E ¦ Hot-Dry | SDG&E | All | Electric | Com ¦ No DOAS System - Hot-Dry | Average Existing and Code | 0 | Conventional | HVAC | Com - College | Com | RET and NEW | 0 | 1000 sqft2 of floor space | 1000 sq ft | 20 | DEER:HVAC_Split-Package_AC | 1603.7536 | 0.30781 | 0 | Sacled CEUS, ASHRAE, and Penn State DOAS System Information to 2020 | 0 | 2020 | 0 | 0 | 2020 | 0 | 0 | ASHRAE, Understanding & Designing Dedicated Outdoor Air Systems (DOAS) | DOAS - Hot-Dry ¦ SDG&E ¦ Hot-Dry | DOAS - Hot-Dry | 2.3473 | 0.85 | 0.99938 | CSS-Itron 2012 | -54.5115 | 2012 | 0.8 | 0
COM-HVAC-50.86 | Com ¦ No DOAS System - Hot-Dry ¦ SDG&E ¦ Hot-Dry | Com ¦ No DOAS System - Hot-Dry | SDG&E ¦ Hot-Dry | SDG&E | All | Electric | Com ¦ No DOAS System - Hot-Dry | Average Existing and Code | 0 | Conventional | HVAC | Com - Grocery | Com | RET and NEW | 0 | 1000 sqft2 of floor space | 1000 sq ft | 20 | DEER:HVAC_Split-Package_AC | 1902.4531 | 0.2282 | 0 | Sacled CEUS, ASHRAE, and Penn State DOAS System Information to 2020 | 0 | 2020 | 0 | 0 | 2020 | 0 | 0 | ASHRAE, Understanding & Designing Dedicated Outdoor Air Systems (DOAS) | DOAS - Hot-Dry ¦ SDG&E ¦ Hot-Dry | DOAS - Hot-Dry | 4.0657 | 0.85 | 0.99938 | CSS-Itron 2012 | -41.8264 | 2012 | 0.8 | 0
COM-HVAC-50.87 | Com ¦ No DOAS System - Hot-Dry ¦ SDG&E ¦ Hot-Dry | Com ¦ No DOAS System - Hot-Dry | SDG&E ¦ Hot-Dry | SDG&E | All | Electric | Com ¦ No DOAS System - Hot-Dry | Average Existing and Code | 0 | Conventional | HVAC | Com - Health | Com | RET and NEW | 0 | 1000 sqft2 of floor space | 1000 sq ft | 20 | DEER:HVAC_Split-Package_AC | 2550.6637 | 0.29008 | 0 | Sacled CEUS, ASHRAE, and Penn State DOAS System Information to 2020 | 0 | 2020 | 0 | 0 | 2020 | 0 | 0 | ASHRAE, Understanding & Designing Dedicated Outdoor Air Systems (DOAS) | DOAS - Hot-Dry ¦ SDG&E ¦ Hot-Dry | DOAS - Hot-Dry | 3.3781 | 0.85 | 0.99938 | CSS-Itron 2012 | -37.8049 | 2012 | 0.8 | 0
COM-HVAC-50.88 | Com ¦ No DOAS System - Hot-Dry ¦ SDG&E ¦ Hot-Dry | Com ¦ No DOAS System - Hot-Dry | SDG&E ¦ Hot-Dry | SDG&E | All | Electric | Com ¦ No DOAS System - Hot-Dry | Average Existing and Code | 0 | Conventional | HVAC | Com - Lodging | Com | RET and NEW | 0 | 1000 sqft2 of floor space | 1000 sq ft | 20 | DEER:HVAC_Split-Package_AC | 2500.0687 | 0.32062 | 0 | Sacled CEUS, ASHRAE, and Penn State DOAS System Information to 2020 | 0 | 2020 | 0 | 0 | 2020 | 0 | 0 | ASHRAE, Understanding & Designing Dedicated Outdoor Air Systems (DOAS) | DOAS - Hot-Dry ¦ SDG&E ¦ Hot-Dry | DOAS - Hot-Dry | 1.8901 | 0.85 | 0.99938 | CSS-Itron 2012 | -137.4115 | 2012 | 0.8 | 0
COM-HVAC-50.89 | Com ¦ No DOAS System - Hot-Dry ¦ SDG&E ¦ Hot-Dry | Com ¦ No DOAS System - Hot-Dry | SDG&E ¦ Hot-Dry | SDG&E | All | Electric | Com ¦ No DOAS System - Hot-Dry | Average Existing and Code | 0 | Conventional | HVAC | Com - Office (Large) | Com | RET and NEW | 0 | 1000 sqft2 of floor space | 1000 sq ft | 20 | DEER:HVAC_Split-Package_AC | 1832.5126 | 0.2754 | 0 | Sacled CEUS, ASHRAE, and Penn State DOAS System Information to 2020 | 0 | 2020 | 0 | 0 | 2020 | 0 | 0 | ASHRAE, Understanding & Designing Dedicated Outdoor Air Systems (DOAS) | DOAS - Hot-Dry ¦ SDG&E ¦ Hot-Dry | DOAS - Hot-Dry | 2.4677 | 0.85 | 0.99938 | CSS-Itron 2012 | -28.6957 | 2012 | 0.8 | 0
COM-HVAC-50.90 | Com ¦ No DOAS System - Hot-Dry ¦ SDG&E ¦ Hot-Dry | Com ¦ No DOAS System - Hot-Dry | SDG&E ¦ Hot-Dry | SDG&E | All | Electric | Com ¦ No DOAS System - Hot-Dry | Average Existing and Code | 0 | Conventional | HVAC | Com - Office (Small) | Com | RET and NEW | 0 | 1000 sqft2 of floor space | 1000 sq ft | 20 | DEER:HVAC_Split-Package_AC | 1569.375 | 0.27472 | 0 | Sacled CEUS, ASHRAE, and Penn State DOAS System Information to 2020 | 0 | 2020 | 0 | 0 | 2020 | 0 | 0 | ASHRAE, Understanding & Designing Dedicated Outdoor Air Systems (DOAS) | DOAS - Hot-Dry ¦ SDG&E ¦ Hot-Dry | DOAS - Hot-Dry | 2.9963 | 0.85 | 0.99938 | CSS-Itron 2012 | -40.8453 | 2012 | 0.8 | 0
COM-HVAC-50.91 | Com ¦ No DOAS System - Hot-Dry ¦ SDG&E ¦ Hot-Dry | Com ¦ No DOAS System - Hot-Dry | SDG&E ¦ Hot-Dry | SDG&E | All | Electric | Com ¦ No DOAS System - Hot-Dry | Average Existing and Code | 0 | Conventional | HVAC | Com - Other | Com | RET and NEW | 0 | 1000 sqft2 of floor space | 1000 sq ft | 20 | DEER:HVAC_Split-Package_AC | 1901.7969 | 0.28638 | 0 | Sacled CEUS, ASHRAE, and Penn State DOAS System Information to 2020 | 0 | 2020 | 0 | 0 | 2020 | 0 | 0 | ASHRAE, Understanding & Designing Dedicated Outdoor Air Systems (DOAS) | DOAS - Hot-Dry ¦ SDG&E ¦ Hot-Dry | DOAS - Hot-Dry | 4.0392 | 0.85 | 0.99938 | CSS-Itron 2012 | -111.5077 | 2012 | 0.8 | 0
COM-HVAC-50.93 | Com ¦ No DOAS System - Hot-Dry ¦ SDG&E ¦ Hot-Dry | Com ¦ No DOAS System - Hot-Dry | SDG&E ¦ Hot-Dry | SDG&E | All | Electric | Com ¦ No DOAS System - Hot-Dry | Average Existing and Code | 0 | Conventional | HVAC | Com - Restaurant | Com | RET and NEW | 0 | 1000 sqft2 of floor space | 1000 sq ft | 20 | DEER:HVAC_Split-Package_AC | 2842.6319 | 0.26344 | 0 | Sacled CEUS, ASHRAE, and Penn State DOAS System Information to 2020 | 0 | 2020 | 0 | 0 | 2020 | 0 | 0 | ASHRAE, Understanding & Designing Dedicated Outdoor Air Systems (DOAS) | DOAS - Hot-Dry ¦ SDG&E ¦ Hot-Dry | DOAS - Hot-Dry | 4.3736 | 0.85 | 0.99938 | CSS-Itron 2012 | -57.943 | 2012 | 0.8 | 0
COM-HVAC-50.94 | Com ¦ No DOAS System - Hot-Dry ¦ SDG&E ¦ Hot-Dry | Com ¦ No DOAS System - Hot-Dry | SDG&E ¦ Hot-Dry | SDG&E | All | Electric | Com ¦ No DOAS System - Hot-Dry | Average Existing and Code | 0 | Conventional | HVAC | Com - Retail | Com | RET and NEW | 0 | 1000 sqft2 of floor space | 1000 sq ft | 20 | DEER:HVAC_Split-Package_AC | 1934.3838 | 0.29383 | 0 | Sacled CEUS, ASHRAE, and Penn State DOAS System Information to 2020 | 0 | 2020 | 0 | 0 | 2020 | 0 | 0 | ASHRAE, Understanding & Designing Dedicated Outdoor Air Systems (DOAS) | DOAS - Hot-Dry ¦ SDG&E ¦ Hot-Dry | DOAS - Hot-Dry | 1.773 | 0.85 | 0.99938 | CSS-Itron 2012 | -186.2987 | 2012 | 0.8 | 0
COM-HVAC-50.95 | Com ¦ No DOAS System - Hot-Dry ¦ SDG&E ¦ Hot-Dry | Com ¦ No DOAS System - Hot-Dry | SDG&E ¦ Hot-Dry | SDG&E | All | Electric | Com ¦ No DOAS System - Hot-Dry | Average Existing and Code | 0 | Conventional | HVAC | Com - School | Com | RET and NEW | 0 | 1000 sqft2 of floor space | 1000 sq ft | 20 | DEER:HVAC_Split-Package_AC | 1287.6682 | 0.2654 | 0 | Sacled CEUS, ASHRAE, and Penn State DOAS System Information to 2020 | 0 | 2020 | 0 | 0 | 2020 | 0 | 0 | ASHRAE, Understanding & Designing Dedicated Outdoor Air Systems (DOAS) | DOAS - Hot-Dry ¦ SDG&E ¦ Hot-Dry | DOAS - Hot-Dry | 2.9815 | 0.85 | 0.99938 | CSS-Itron 2012 | -70.7326 | 2012 | 0.8 | 0
COM-HVAC-50.96 | Com ¦ No DOAS System - Hot-Dry ¦ SDG&E ¦ Hot-Dry | Com ¦ No DOAS System - Hot-Dry | SDG&E ¦ Hot-Dry | SDG&E | All | Electric | Com ¦ No DOAS System - Hot-Dry | Average Existing and Code | 0 | Conventional | HVAC | Com - Warehouse | Com | RET and NEW | 0 | 1000 sqft2 of floor space | 1000 sq ft | 20 | DEER:HVAC_Split-Package_AC | 1441.6562 | 0.29116 | 0 | Sacled CEUS, ASHRAE, and Penn State DOAS System Information to 2020 | 0 | 2020 | 0 | 0 | 2020 | 0 | 0 | ASHRAE, Understanding & Designing Dedicated Outdoor Air Systems (DOAS) | DOAS - Hot-Dry ¦ SDG&E ¦ Hot-Dry | DOAS - Hot-Dry | 0.54372 | 0.85 | 0.99938 | CSS-Itron 2012 | -107.2005 | 2012 | 0.8 | 0
COM-HVAC-51.1 | Com ¦ Dedicated Outdoor Air System (DOAS) - Marine ¦ PG&E ¦ Marine | Com ¦ Dedicated Outdoor Air System (DOAS) - Marine | PG&E ¦ Marine | PG&E | All | Electric | Com ¦ Dedicated Outdoor Air System (DOAS) - Marine | Efficient | 0 | Conventional | HVAC | Com - College | Com | RET and NEW | 0 | 1000 sqft2 of floor space | 1000 sq ft | 20 | DEER:HVAC_Split-Package_AC | 1443.3782 | 0.27277 | 0 | Sacled CEUS, ASHRAE, and Penn State DOAS System Information to 2020 | 848.0911 | 2020 | 0 | 415.9139 | 2020 | 0 | 0 | ASHRAE, Understanding & Designing Dedicated Outdoor Air Systems (DOAS) | DOAS - Marine ¦ PG&E ¦ Marine | DOAS - Marine | 2.1464 | 0.85 | 0.00062223 | CSS-Itron 2012 | -49.0603 | 2032 | 0.8 | 0
COM-HVAC-51.2 | Com ¦ Dedicated Outdoor Air System (DOAS) - Marine ¦ PG&E ¦ Marine | Com ¦ Dedicated Outdoor Air System (DOAS) - Marine | PG&E ¦ Marine | PG&E | All | Electric | Com ¦ Dedicated Outdoor Air System (DOAS) - Marine | Efficient | 0 | Conventional | HVAC | Com - Grocery | Com | RET and NEW | 0 | 1000 sqft2 of floor space | 1000 sq ft | 20 | DEER:HVAC_Split-Package_AC | 1712.2078 | 0.19454 | 0 | Sacled CEUS, ASHRAE, and Penn State DOAS System Information to 2020 | 848.0911 | 2020 | 0 | 415.9139 | 2020 | 0 | 0 | ASHRAE, Understanding & Designing Dedicated Outdoor Air Systems (DOAS) | DOAS - Marine ¦ PG&E ¦ Marine | DOAS - Marine | 3.3612 | 0.85 | 0.00062223 | CSS-Itron 2012 | -37.6438 | 2032 | 0.8 | 0
COM-HVAC-51.3 | Com ¦ Dedicated Outdoor Air System (DOAS) - Marine ¦ PG&E ¦ Marine | Com ¦ Dedicated Outdoor Air System (DOAS) - Marine | PG&E ¦ Marine | PG&E | All | Electric | Com ¦ Dedicated Outdoor Air System (DOAS) - Marine | Efficient | 0 | Conventional | HVAC | Com - Health | Com | RET and NEW | 0 | 1000 sqft2 of floor space | 1000 sq ft | 20 | DEER:HVAC_Split-Package_AC | 2295.5973 | 0.26897 | 0 | Sacled CEUS, ASHRAE, and Penn State DOAS System Information to 2020 | 848.0911 | 2020 | 0 | 415.9139 | 2020 | 0 | 0 | ASHRAE, Understanding & Designing Dedicated Outdoor Air Systems (DOAS) | DOAS - Marine ¦ PG&E ¦ Marine | DOAS - Marine | 3.1695 | 0.85 | 0.00062223 | CSS-Itron 2012 | -34.0244 | 2032 | 0.8 | 0
COM-HVAC-51.4 | Com ¦ Dedicated Outdoor Air System (DOAS) - Marine ¦ PG&E ¦ Marine | Com ¦ Dedicated Outdoor Air System (DOAS) - Marine | PG&E ¦ Marine | PG&E | All | Electric | Com ¦ Dedicated Outdoor Air System (DOAS) - Marine | Efficient | 0 | Conventional | HVAC | Com - Lodging | Com | RET and NEW | 0 | 1000 sqft2 of floor space | 1000 sq ft | 20 | DEER:HVAC_Split-Package_AC | 2250.0619 | 0.2986 | 0 | Sacled CEUS, ASHRAE, and Penn State DOAS System Information to 2020 | 848.0911 | 2020 | 0 | 415.9139 | 2020 | 0 | 0 | ASHRAE, Understanding & Designing Dedicated Outdoor Air Systems (DOAS) | DOAS - Marine ¦ PG&E ¦ Marine | DOAS - Marine | 1.6895 | 0.85 | 0.00062223 | CSS-Itron 2012 | -123.6704 | 2032 | 0.8 | 0
COM-HVAC-51.5 | Com ¦ Dedicated Outdoor Air System (DOAS) - Marine ¦ PG&E ¦ Marine | Com ¦ Dedicated Outdoor Air System (DOAS) - Marine | PG&E ¦ Marine | PG&E | All | Electric | Com ¦ Dedicated Outdoor Air System (DOAS) - Marine | Efficient | 0 | Conventional | HVAC | Com - Office (Large) | Com | RET and NEW | 0 | 1000 sqft2 of floor space | 1000 sq ft | 20 | DEER:HVAC_Split-Package_AC | 1649.2614 | 0.24442 | 0 | Sacled CEUS, ASHRAE, and Penn State DOAS System Information to 2020 | 848.0911 | 2020 | 0 | 415.9139 | 2020 | 0 | 0 | ASHRAE, Understanding & Designing Dedicated Outdoor Air Systems (DOAS) | DOAS - Marine ¦ PG&E ¦ Marine | DOAS - Marine | 2.2507 | 0.85 | 0.00062223 | CSS-Itron 2012 | -25.8261 | 2032 | 0.8 | 0
COM-HVAC-51.6 | Com ¦ Dedicated Outdoor Air System (DOAS) - Marine ¦ PG&E ¦ Marine | Com ¦ Dedicated Outdoor Air System (DOAS) - Marine | PG&E ¦ Marine | PG&E | All | Electric | Com ¦ Dedicated Outdoor Air System (DOAS) - Marine | Efficient | 0 | Conventional | HVAC | Com - Office (Small) | Com | RET and NEW | 0 | 1000 sqft2 of floor space | 1000 sq ft | 20 | DEER:HVAC_Split-Package_AC | 1412.4375 | 0.24885 | 0 | Sacled CEUS, ASHRAE, and Penn State DOAS System Information to 2020 | 848.0911 | 2020 | 0 | 415.9139 | 2020 | 0 | 0 | ASHRAE, Understanding & Designing Dedicated Outdoor Air Systems (DOAS) | DOAS - Marine ¦ PG&E ¦ Marine | DOAS - Marine | 2.6323 | 0.85 | 0.00062223 | CSS-Itron 2012 | -36.7608 | 2032 | 0.8 | 0
COM-HVAC-51.7 | Com ¦ Dedicated Outdoor Air System (DOAS) - Marine ¦ PG&E ¦ Marine | Com ¦ Dedicated Outdoor Air System (DOAS) - Marine | PG&E ¦ Marine | PG&E | All | Electric | Com ¦ Dedicated Outdoor Air System (DOAS) - Marine | Efficient | 0 | Conventional | HVAC | Com - Other | Com | RET and NEW | 0 | 1000 sqft2 of floor space | 1000 sq ft | 20 | DEER:HVAC_Split-Package_AC | 1711.6172 | 0.31585 | 0 | Sacled CEUS, ASHRAE, and Penn State DOAS System Information to 2020 | 848.0911 | 2020 | 0 | 415.9139 | 2020 | 0 | 0 | ASHRAE, Understanding & Designing Dedicated Outdoor Air Systems (DOAS) | DOAS - Marine ¦ PG&E ¦ Marine | DOAS - Marine | 3.7267 | 0.85 | 0.00062223 | CSS-Itron 2012 | -100.3569 | 2032 | 0.8 | 0
COM-HVAC-51.9 | Com ¦ Dedicated Outdoor Air System (DOAS) - Marine ¦ PG&E ¦ Marine | Com ¦ Dedicated Outdoor Air System (DOAS) - Marine | PG&E ¦ Marine | PG&E | All | Electric | Com ¦ Dedicated Outdoor Air System (DOAS) - Marine | Efficient | 0 | Conventional | HVAC | Com - Restaurant | Com | RET and NEW | 0 | 1000 sqft2 of floor space | 1000 sq ft | 20 | DEER:HVAC_Split-Package_AC | 2558.3687 | 0.26018 | 0 | Sacled CEUS, ASHRAE, and Penn State DOAS System Information to 2020 | 848.0911 | 2020 | 0 | 415.9139 | 2020 | 0 | 0 | ASHRAE, Understanding & Designing Dedicated Outdoor Air Systems (DOAS) | DOAS - Marine ¦ PG&E ¦ Marine | DOAS - Marine | 3.8035 | 0.85 | 0.00062223 | CSS-Itron 2012 | -52.1487 | 2032 | 0.8 | 0
COM-HVAC-51.10 | Com ¦ Dedicated Outdoor Air System (DOAS) - Marine ¦ PG&E ¦ Marine | Com ¦ Dedicated Outdoor Air System (DOAS) - Marine | PG&E ¦ Marine | PG&E | All | Electric | Com ¦ Dedicated Outdoor Air System (DOAS) - Marine | Efficient | 0 | Conventional | HVAC | Com - Retail | Com | RET and NEW | 0 | 1000 sqft2 of floor space | 1000 sq ft | 20 | DEER:HVAC_Split-Package_AC | 1740.9454 | 0.28389 | 0 | Sacled CEUS, ASHRAE, and Penn State DOAS System Information to 2020 | 848.0911 | 2020 | 0 | 415.9139 | 2020 | 0 | 0 | ASHRAE, Understanding & Designing Dedicated Outdoor Air Systems (DOAS) | DOAS - Marine ¦ PG&E ¦ Marine | DOAS - Marine | 1.5852 | 0.85 | 0.00062223 | CSS-Itron 2012 | -167.6688 | 2032 | 0.8 | 0
COM-HVAC-51.11 | Com ¦ Dedicated Outdoor Air System (DOAS) - Marine ¦ PG&E ¦ Marine | Com ¦ Dedicated Outdoor Air System (DOAS) - Marine | PG&E ¦ Marine | PG&E | All | Electric | Com ¦ Dedicated Outdoor Air System (DOAS) - Marine | Efficient | 0 | Conventional | HVAC | Com - School | Com | RET and NEW | 0 | 1000 sqft2 of floor space | 1000 sq ft | 20 | DEER:HVAC_Split-Package_AC | 1158.9014 | 0.035493 | 0 | Sacled CEUS, ASHRAE, and Penn State DOAS System Information to 2020 | 848.0911 | 2020 | 0 | 415.9139 | 2020 | 0 | 0 | ASHRAE, Understanding & Designing Dedicated Outdoor Air Systems (DOAS) | DOAS - Marine ¦ PG&E ¦ Marine | DOAS - Marine | 2.4071 | 0.85 | 0.00062223 | CSS-Itron 2012 | -63.6593 | 2032 | 0.8 | 0
COM-HVAC-51.12 | Com ¦ Dedicated Outdoor Air System (DOAS) - Marine ¦ PG&E ¦ Marine | Com ¦ Dedicated Outdoor Air System (DOAS) - Marine | PG&E ¦ Marine | PG&E | All | Electric | Com ¦ Dedicated Outdoor Air System (DOAS) - Marine | Efficient | 0 | Conventional | HVAC | Com - Warehouse | Com | RET and NEW | 0 | 1000 sqft2 of floor space | 1000 sq ft | 20 | DEER:HVAC_Split-Package_AC | 1297.4906 | 0.25004 | 0 | Sacled CEUS, ASHRAE, and Penn State DOAS System Information to 2020 | 848.0911 | 2020 | 0 | 415.9139 | 2020 | 0 | 0 | ASHRAE, Understanding & Designing Dedicated Outdoor Air Systems (DOAS) | DOAS - Marine ¦ PG&E ¦ Marine | DOAS - Marine | 0.49332 | 0.85 | 0.00062223 | CSS-Itron 2012 | -96.4804 | 2032 | 0.8 | 0
COM-HVAC-51.13 | Com ¦ Dedicated Outdoor Air System (DOAS) - Hot-Dry ¦ PG&E ¦ Hot-Dry | Com ¦ Dedicated Outdoor Air System (DOAS) - Hot-Dry | PG&E ¦ Hot-Dry | PG&E | All | Electric | Com ¦ Dedicated Outdoor Air System (DOAS) - Hot-Dry | Efficient | 0 | Conventional | HVAC | Com - College | Com | RET and NEW | 0 | 1000 sqft2 of floor space | 1000 sq ft | 20 | DEER:HVAC_Split-Package_AC | 1443.3782 | 0.35322 | 0 | Sacled CEUS, ASHRAE, and Penn State DOAS System Information to 2020 | 848.0911 | 2020 | 0 | 415.9139 | 2020 | 0 | 0 | ASHRAE, Understanding & Designing Dedicated Outdoor Air Systems (DOAS) | DOAS - Hot-Dry ¦ PG&E ¦ Hot-Dry | DOAS - Hot-Dry | 2.1464 | 0.85 | 0.00062223 | CSS-Itron 2012 | -49.0603 | 2032 | 0.8 | 0
COM-HVAC-51.14 | Com ¦ Dedicated Outdoor Air System (DOAS) - Hot-Dry ¦ PG&E ¦ Hot-Dry | Com ¦ Dedicated Outdoor Air System (DOAS) - Hot-Dry | PG&E ¦ Hot-Dry | PG&E | All | Electric | Com ¦ Dedicated Outdoor Air System (DOAS) - Hot-Dry | Efficient | 0 | Conventional | HVAC | Com - Grocery | Com | RET and NEW | 0 | 1000 sqft2 of floor space | 1000 sq ft | 20 | DEER:HVAC_Split-Package_AC | 1712.2078 | 0.28017 | 0 | Sacled CEUS, ASHRAE, and Penn State DOAS System Information to 2020 | 848.0911 | 2020 | 0 | 415.9139 | 2020 | 0 | 0 | ASHRAE, Understanding & Designing Dedicated Outdoor Air Systems (DOAS) | DOAS - Hot-Dry ¦ PG&E ¦ Hot-Dry | DOAS - Hot-Dry | 3.3612 | 0.85 | 0.00062223 | CSS-Itron 2012 | -37.6438 | 2032 | 0.8 | 0
COM-HVAC-51.15 | Com ¦ Dedicated Outdoor Air System (DOAS) - Hot-Dry ¦ PG&E ¦ Hot-Dry | Com ¦ Dedicated Outdoor Air System (DOAS) - Hot-Dry | PG&E ¦ Hot-Dry | PG&E | All | Electric | Com ¦ Dedicated Outdoor Air System (DOAS) - Hot-Dry | Efficient | 0 | Conventional | HVAC | Com - Health | Com | RET and NEW | 0 | 1000 sqft2 of floor space | 1000 sq ft | 20 | DEER:HVAC_Split-Package_AC | 2295.5973 | 0.3144 | 0 | Sacled CEUS, ASHRAE, and Penn State DOAS System Information to 2020 | 848.0911 | 2020 | 0 | 415.9139 | 2020 | 0 | 0 | ASHRAE, Understanding & Designing Dedicated Outdoor Air Systems (DOAS) | DOAS - Hot-Dry ¦ PG&E ¦ Hot-Dry | DOAS - Hot-Dry | 3.1695 | 0.85 | 0.00062223 | CSS-Itron 2012 | -34.0244 | 2032 | 0.8 | 0
COM-HVAC-51.16 | Com ¦ Dedicated Outdoor Air System (DOAS) - Hot-Dry ¦ PG&E ¦ Hot-Dry | Com ¦ Dedicated Outdoor Air System (DOAS) - Hot-Dry | PG&E ¦ Hot-Dry | PG&E | All | Electric | Com ¦ Dedicated Outdoor Air System (DOAS) - Hot-Dry | Efficient | 0 | Conventional | HVAC | Com - Lodging | Com | RET and NEW | 0 | 1000 sqft2 of floor space | 1000 sq ft | 20 | DEER:HVAC_Split-Package_AC | 2250.0619 | 0.36164 | 0 | Sacled CEUS, ASHRAE, and Penn State DOAS System Information to 2020 | 848.0911 | 2020 | 0 | 415.9139 | 2020 | 0 | 0 | ASHRAE, Understanding & Designing Dedicated Outdoor Air Systems (DOAS) | DOAS - Hot-Dry ¦ PG&E ¦ Hot-Dry | DOAS - Hot-Dry | 1.6895 | 0.85 | 0.00062223 | CSS-Itron 2012 | -123.6704 | 2032 | 0.8 | 0
COM-HVAC-51.17 | Com ¦ Dedicated Outdoor Air System (DOAS) - Hot-Dry ¦ PG&E ¦ Hot-Dry | Com ¦ Dedicated Outdoor Air System (DOAS) - Hot-Dry | PG&E ¦ Hot-Dry | PG&E | All | Electric | Com ¦ Dedicated Outdoor Air System (DOAS) - Hot-Dry | Efficient | 0 | Conventional | HVAC | Com - Office (Large) | Com | RET and NEW | 0 | 1000 sqft2 of floor space | 1000 sq ft | 20 | DEER:HVAC_Split-Package_AC | 1649.2614 | 0.32631 | 0 | Sacled CEUS, ASHRAE, and Penn State DOAS System Information to 2020 | 848.0911 | 2020 | 0 | 415.9139 | 2020 | 0 | 0 | ASHRAE, Understanding & Designing Dedicated Outdoor Air Systems (DOAS) | DOAS - Hot-Dry ¦ PG&E ¦ Hot-Dry | DOAS - Hot-Dry | 2.2507 | 0.85 | 0.00062223 | CSS-Itron 2012 | -25.8261 | 2032 | 0.8 | 0
COM-HVAC-51.18 | Com ¦ Dedicated Outdoor Air System (DOAS) - Hot-Dry ¦ PG&E ¦ Hot-Dry | Com ¦ Dedicated Outdoor Air System (DOAS) - Hot-Dry | PG&E ¦ Hot-Dry | PG&E | All | Electric | Com ¦ Dedicated Outdoor Air System (DOAS) - Hot-Dry | Efficient | 0 | Conventional | HVAC | Com - Office (Small) | Com | RET and NEW | 0 | 1000 sqft2 of floor space | 1000 sq ft | 20 | DEER:HVAC_Split-Package_AC | 1412.4375 | 0.33444 | 0 | Sacled CEUS, ASHRAE, and Penn State DOAS System Information to 2020 | 848.0911 | 2020 | 0 | 415.9139 | 2020 | 0 | 0 | ASHRAE, Understanding & Designing Dedicated Outdoor Air Systems (DOAS) | DOAS - Hot-Dry ¦ PG&E ¦ Hot-Dry | DOAS - Hot-Dry | 2.6323 | 0.85 | 0.00062223 | CSS-Itron 2012 | -36.7608 | 2032 | 0.8 | 0
COM-HVAC-51.19 | Com ¦ Dedicated Outdoor Air System (DOAS) - Hot-Dry ¦ PG&E ¦ Hot-Dry | Com ¦ Dedicated Outdoor Air System (DOAS) - Hot-Dry | PG&E ¦ Hot-Dry | PG&E | All | Electric | Com ¦ Dedicated Outdoor Air System (DOAS) - Hot-Dry | Efficient | 0 | Conventional | HVAC | Com - Other | Com | RET and NEW | 0 | 1000 sqft2 of floor space | 1000 sq ft | 20 | DEER:HVAC_Split-Package_AC | 1711.6172 | 0.38816 | 0 | Sacled CEUS, ASHRAE, and Penn State DOAS System Information to 2020 | 848.0911 | 2020 | 0 | 415.9139 | 2020 | 0 | 0 | ASHRAE, Understanding & Designing Dedicated Outdoor Air Systems (DOAS) | DOAS - Hot-Dry ¦ PG&E ¦ Hot-Dry | DOAS - Hot-Dry | 3.7267 | 0.85 | 0.00062223 | CSS-Itron 2012 | -100.3569 | 2032 | 0.8 | 0
COM-HVAC-51.21 | Com ¦ Dedicated Outdoor Air System (DOAS) - Hot-Dry ¦ PG&E ¦ Hot-Dry | Com ¦ Dedicated Outdoor Air System (DOAS) - Hot-Dry | PG&E ¦ Hot-Dry | PG&E | All | Electric | Com ¦ Dedicated Outdoor Air System (DOAS) - Hot-Dry | Efficient | 0 | Conventional | HVAC | Com - Restaurant | Com | RET and NEW | 0 | 1000 sqft2 of floor space | 1000 sq ft | 20 | DEER:HVAC_Split-Package_AC | 2558.3687 | 0.34803 | 0 | Sacled CEUS, ASHRAE, and Penn State DOAS System Information to 2020 | 848.0911 | 2020 | 0 | 415.9139 | 2020 | 0 | 0 | ASHRAE, Understanding & Designing Dedicated Outdoor Air Systems (DOAS) | DOAS - Hot-Dry ¦ PG&E ¦ Hot-Dry | DOAS - Hot-Dry | 3.8035 | 0.85 | 0.00062223 | CSS-Itron 2012 | -52.1487 | 2032 | 0.8 | 0
COM-HVAC-51.22 | Com ¦ Dedicated Outdoor Air System (DOAS) - Hot-Dry ¦ PG&E ¦ Hot-Dry | Com ¦ Dedicated Outdoor Air System (DOAS) - Hot-Dry | PG&E ¦ Hot-Dry | PG&E | All | Electric | Com ¦ Dedicated Outdoor Air System (DOAS) - Hot-Dry | Efficient | 0 | Conventional | HVAC | Com - Retail | Com | RET and NEW | 0 | 1000 sqft2 of floor space | 1000 sq ft | 20 | DEER:HVAC_Split-Package_AC | 1740.9454 | 0.36765 | 0 | Sacled CEUS, ASHRAE, and Penn State DOAS System Information to 2020 | 848.0911 | 2020 | 0 | 415.9139 | 2020 | 0 | 0 | ASHRAE, Understanding & Designing Dedicated Outdoor Air Systems (DOAS) | DOAS - Hot-Dry ¦ PG&E ¦ Hot-Dry | DOAS - Hot-Dry | 1.5852 | 0.85 | 0.00062223 | CSS-Itron 2012 | -167.6688 | 2032 | 0.8 | 0
COM-HVAC-51.23 | Com ¦ Dedicated Outdoor Air System (DOAS) - Hot-Dry ¦ PG&E ¦ Hot-Dry | Com ¦ Dedicated Outdoor Air System (DOAS) - Hot-Dry | PG&E ¦ Hot-Dry | PG&E | All | Electric | Com ¦ Dedicated Outdoor Air System (DOAS) - Hot-Dry | Efficient | 0 | Conventional | HVAC | Com - School | Com | RET and NEW | 0 | 1000 sqft2 of floor space | 1000 sq ft | 20 | DEER:HVAC_Split-Package_AC | 1158.9014 | 0.16445 | 0 | Sacled CEUS, ASHRAE, and Penn State DOAS System Information to 2020 | 848.0911 | 2020 | 0 | 415.9139 | 2020 | 0 | 0 | ASHRAE, Understanding & Designing Dedicated Outdoor Air Systems (DOAS) | DOAS - Hot-Dry ¦ PG&E ¦ Hot-Dry | DOAS - Hot-Dry | 2.4071 | 0.85 | 0.00062223 | CSS-Itron 2012 | -63.6593 | 2032 | 0.8 | 0
COM-HVAC-51.24 | Com ¦ Dedicated Outdoor Air System (DOAS) - Hot-Dry ¦ PG&E ¦ Hot-Dry | Com ¦ Dedicated Outdoor Air System (DOAS) - Hot-Dry | PG&E ¦ Hot-Dry | PG&E | All | Electric | Com ¦ Dedicated Outdoor Air System (DOAS) - Hot-Dry | Efficient | 0 | Conventional | HVAC | Com - Warehouse | Com | RET and NEW | 0 | 1000 sqft2 of floor space | 1000 sq ft | 20 | DEER:HVAC_Split-Package_AC | 1297.4906 | 0.34847 | 0 | Sacled CEUS, ASHRAE, and Penn State DOAS System Information to 2020 | 848.0911 | 2020 | 0 | 415.9139 | 2020 | 0 | 0 | ASHRAE, Understanding & Designing Dedicated Outdoor Air Systems (DOAS) | DOAS - Hot-Dry ¦ PG&E ¦ Hot-Dry | DOAS - Hot-Dry | 0.49332 | 0.85 | 0.00062223 | CSS-Itron 2012 | -96.4804 | 2032 | 0.8 | 0
COM-HVAC-51.25 | Com ¦ Dedicated Outdoor Air System (DOAS) - Cold ¦ PG&E ¦ Cold | Com ¦ Dedicated Outdoor Air System (DOAS) - Cold | PG&E ¦ Cold | PG&E | All | Electric | Com ¦ Dedicated Outdoor Air System (DOAS) - Cold | Efficient | 0 | Conventional | HVAC | Com - College | Com | RET and NEW | 0 | 1000 sqft2 of floor space | 1000 sq ft | 20 | DEER:HVAC_Split-Package_AC | 1443.3782 | 0.30131 | 0 | Sacled CEUS, ASHRAE, and Penn State DOAS System Information to 2020 | 848.0911 | 2020 | 0 | 415.9139 | 2020 | 0 | 0 | ASHRAE, Understanding & Designing Dedicated Outdoor Air Systems (DOAS) | DOAS - Cold ¦ PG&E ¦ Cold | DOAS - Cold | 2.1464 | 0.85 | 0.00062223 | CSS-Itron 2012 | -49.0603 | 2032 | 0.8 | 0
COM-HVAC-51.26 | Com ¦ Dedicated Outdoor Air System (DOAS) - Cold ¦ PG&E ¦ Cold | Com ¦ Dedicated Outdoor Air System (DOAS) - Cold | PG&E ¦ Cold | PG&E | All | Electric | Com ¦ Dedicated Outdoor Air System (DOAS) - Cold | Efficient | 0 | Conventional | HVAC | Com - Grocery | Com | RET and NEW | 0 | 1000 sqft2 of floor space | 1000 sq ft | 20 | DEER:HVAC_Split-Package_AC | 1712.2078 | 0.2106 | 0 | Sacled CEUS, ASHRAE, and Penn State DOAS System Information to 2020 | 848.0911 | 2020 | 0 | 415.9139 | 2020 | 0 | 0 | ASHRAE, Understanding & Designing Dedicated Outdoor Air Systems (DOAS) | DOAS - Cold ¦ PG&E ¦ Cold | DOAS - Cold | 3.3612 | 0.85 | 0.00062223 | CSS-Itron 2012 | -37.6438 | 2032 | 0.8 | 0
COM-HVAC-51.27 | Com ¦ Dedicated Outdoor Air System (DOAS) - Cold ¦ PG&E ¦ Cold | Com ¦ Dedicated Outdoor Air System (DOAS) - Cold | PG&E ¦ Cold | PG&E | All | Electric | Com ¦ Dedicated Outdoor Air System (DOAS) - Cold | Efficient | 0 | Conventional | HVAC | Com - Health | Com | RET and NEW | 0 | 1000 sqft2 of floor space | 1000 sq ft | 20 | DEER:HVAC_Split-Package_AC | 2295.5973 | 0.27027 | 0 | Sacled CEUS, ASHRAE, and Penn State DOAS System Information to 2020 | 848.0911 | 2020 | 0 | 415.9139 | 2020 | 0 | 0 | ASHRAE, Understanding & Designing Dedicated Outdoor Air Systems (DOAS) | DOAS - Cold ¦ PG&E ¦ Cold | DOAS - Cold | 3.1695 | 0.85 | 0.00062223 | CSS-Itron 2012 | -34.0244 | 2032 | 0.8 | 0
COM-HVAC-51.28 | Com ¦ Dedicated Outdoor Air System (DOAS) - Cold ¦ PG&E ¦ Cold | Com ¦ Dedicated Outdoor Air System (DOAS) - Cold | PG&E ¦ Cold | PG&E | All | Electric | Com ¦ Dedicated Outdoor Air System (DOAS) - Cold | Efficient | 0 | Conventional | HVAC | Com - Lodging | Com | RET and NEW | 0 | 1000 sqft2 of floor space | 1000 sq ft | 20 | DEER:HVAC_Split-Package_AC | 2250.0619 | 0.28649 | 0 | Sacled CEUS, ASHRAE, and Penn State DOAS System Information to 2020 | 848.0911 | 2020 | 0 | 415.9139 | 2020 | 0 | 0 | ASHRAE, Understanding & Designing Dedicated Outdoor Air Systems (DOAS) | DOAS - Cold ¦ PG&E ¦ Cold | DOAS - Cold | 1.6895 | 0.85 | 0.00062223 | CSS-Itron 2012 | -123.6704 | 2032 | 0.8 | 0
COM-HVAC-51.29 | Com ¦ Dedicated Outdoor Air System (DOAS) - Cold ¦ PG&E ¦ Cold | Com ¦ Dedicated Outdoor Air System (DOAS) - Cold | PG&E ¦ Cold | PG&E | All | Electric | Com ¦ Dedicated Outdoor Air System (DOAS) - Cold | Efficient | 0 | Conventional | HVAC | Com - Office (Large) | Com | RET and NEW | 0 | 1000 sqft2 of floor space | 1000 sq ft | 20 | DEER:HVAC_Split-Package_AC | 1649.2614 | 0.24353 | 0 | Sacled CEUS, ASHRAE, and Penn State DOAS System Information to 2020 | 848.0911 | 2020 | 0 | 415.9139 | 2020 | 0 | 0 | ASHRAE, Understanding & Designing Dedicated Outdoor Air Systems (DOAS) | DOAS - Cold ¦ PG&E ¦ Cold | DOAS - Cold | 2.2507 | 0.85 | 0.00062223 | CSS-Itron 2012 | -25.8261 | 2032 | 0.8 | 0
COM-HVAC-51.30 | Com ¦ Dedicated Outdoor Air System (DOAS) - Cold ¦ PG&E ¦ Cold | Com ¦ Dedicated Outdoor Air System (DOAS) - Cold | PG&E ¦ Cold | PG&E | All | Electric | Com ¦ Dedicated Outdoor Air System (DOAS) - Cold | Efficient | 0 | Conventional | HVAC | Com - Office (Small) | Com | RET and NEW | 0 | 1000 sqft2 of floor space | 1000 sq ft | 20 | DEER:HVAC_Split-Package_AC | 1412.4375 | 0.24639 | 0 | Sacled CEUS, ASHRAE, and Penn State DOAS System Information to 2020 | 848.0911 | 2020 | 0 | 415.9139 | 2020 | 0 | 0 | ASHRAE, Understanding & Designing Dedicated Outdoor Air Systems (DOAS) | DOAS - Cold ¦ PG&E ¦ Cold | DOAS - Cold | 2.6323 | 0.85 | 0.00062223 | CSS-Itron 2012 | -36.7608 | 2032 | 0.8 | 0
COM-HVAC-51.31 | Com ¦ Dedicated Outdoor Air System (DOAS) - Cold ¦ PG&E ¦ Cold | Com ¦ Dedicated Outdoor Air System (DOAS) - Cold | PG&E ¦ Cold | PG&E | All | Electric | Com ¦ Dedicated Outdoor Air System (DOAS) - Cold | Efficient | 0 | Conventional | HVAC | Com - Other | Com | RET and NEW | 0 | 1000 sqft2 of floor space | 1000 sq ft | 20 | DEER:HVAC_Split-Package_AC | 1711.6172 | 0.33614 | 0 | Sacled CEUS, ASHRAE, and Penn State DOAS System Information to 2020 | 848.0911 | 2020 | 0 | 415.9139 | 2020 | 0 | 0 | ASHRAE, Understanding & Designing Dedicated Outdoor Air Systems (DOAS) | DOAS - Cold ¦ PG&E ¦ Cold | DOAS - Cold | 3.7267 | 0.85 | 0.00062223 | CSS-Itron 2012 | -100.3569 | 2032 | 0.8 | 0
COM-HVAC-51.33 | Com ¦ Dedicated Outdoor Air System (DOAS) - Cold ¦ PG&E ¦ Cold | Com ¦ Dedicated Outdoor Air System (DOAS) - Cold | PG&E ¦ Cold | PG&E | All | Electric | Com ¦ Dedicated Outdoor Air System (DOAS) - Cold | Efficient | 0 | Conventional | HVAC | Com - Restaurant | Com | RET and NEW | 0 | 1000 sqft2 of floor space | 1000 sq ft | 20 | DEER:HVAC_Split-Package_AC | 2558.3687 | 0.27788 | 0 | Sacled CEUS, ASHRAE, and Penn State DOAS System Information to 2020 | 848.0911 | 2020 | 0 | 415.9139 | 2020 | 0 | 0 | ASHRAE, Understanding & Designing Dedicated Outdoor Air Systems (DOAS) | DOAS - Cold ¦ PG&E ¦ Cold | DOAS - Cold | 3.8035 | 0.85 | 0.00062223 | CSS-Itron 2012 | -52.1487 | 2032 | 0.8 | 0
COM-HVAC-51.34 | Com ¦ Dedicated Outdoor Air System (DOAS) - Cold ¦ PG&E ¦ Cold | Com ¦ Dedicated Outdoor Air System (DOAS) - Cold | PG&E ¦ Cold | PG&E | All | Electric | Com ¦ Dedicated Outdoor Air System (DOAS) - Cold | Efficient | 0 | Conventional | HVAC | Com - Retail | Com | RET and NEW | 0 | 1000 sqft2 of floor space | 1000 sq ft | 20 | DEER:HVAC_Split-Package_AC | 1740.9454 | 0.27661 | 0 | Sacled CEUS, ASHRAE, and Penn State DOAS System Information to 2020 | 848.0911 | 2020 | 0 | 415.9139 | 2020 | 0 | 0 | ASHRAE, Understanding & Designing Dedicated Outdoor Air Systems (DOAS) | DOAS - Cold ¦ PG&E ¦ Cold | DOAS - Cold | 1.5852 | 0.85 | 0.00062223 | CSS-Itron 2012 | -167.6688 | 2032 | 0.8 | 0
COM-HVAC-51.35 | Com ¦ Dedicated Outdoor Air System (DOAS) - Cold ¦ PG&E ¦ Cold | Com ¦ Dedicated Outdoor Air System (DOAS) - Cold | PG&E ¦ Cold | PG&E | All | Electric | Com ¦ Dedicated Outdoor Air System (DOAS) - Cold | Efficient | 0 | Conventional | HVAC | Com - School | Com | RET and NEW | 0 | 1000 sqft2 of floor space | 1000 sq ft | 20 | DEER:HVAC_Split-Package_AC | 1158.9014 | 0.098233 | 0 | Sacled CEUS, ASHRAE, and Penn State DOAS System Information to 2020 | 848.0911 | 2020 | 0 | 415.9139 | 2020 | 0 | 0 | ASHRAE, Understanding & Designing Dedicated Outdoor Air Systems (DOAS) | DOAS - Cold ¦ PG&E ¦ Cold | DOAS - Cold | 2.4071 | 0.85 | 0.00062223 | CSS-Itron 2012 | -63.6593 | 2032 | 0.8 | 0
COM-HVAC-51.36 | Com ¦ Dedicated Outdoor Air System (DOAS) - Cold ¦ PG&E ¦ Cold | Com ¦ Dedicated Outdoor Air System (DOAS) - Cold | PG&E ¦ Cold | PG&E | All | Electric | Com ¦ Dedicated Outdoor Air System (DOAS) - Cold | Efficient | 0 | Conventional | HVAC | Com - Warehouse | Com | RET and NEW | 0 | 1000 sqft2 of floor space | 1000 sq ft | 20 | DEER:HVAC_Split-Package_AC | 1297.4906 | 0.28152 | 0 | Sacled CEUS, ASHRAE, and Penn State DOAS System Information to 2020 | 848.0911 | 2020 | 0 | 415.9139 | 2020 | 0 | 0 | ASHRAE, Understanding & Designing Dedicated Outdoor Air Systems (DOAS) | DOAS - Cold ¦ PG&E ¦ Cold | DOAS - Cold | 0.49332 | 0.85 | 0.00062223 | CSS-Itron 2012 | -96.4804 | 2032 | 0.8 | 0
COM-HVAC-51.37 | Com ¦ Dedicated Outdoor Air System (DOAS) - Marine ¦ SCE ¦ Marine | Com ¦ Dedicated Outdoor Air System (DOAS) - Marine | SCE ¦ Marine | SCE | All | Electric | Com ¦ Dedicated Outdoor Air System (DOAS) - Marine | Efficient | 0 | Conventional | HVAC | Com - College | Com | RET and NEW | 0 | 1000 sqft2 of floor space | 1000 sq ft | 20 | DEER:HVAC_Split-Package_AC | 1443.3782 | 0.29546 | 0 | Sacled CEUS, ASHRAE, and Penn State DOAS System Information to 2020 | 848.0911 | 2020 | 0 | 415.9139 | 2020 | 0 | 0 | ASHRAE, Understanding & Designing Dedicated Outdoor Air Systems (DOAS) | DOAS - Marine ¦ SCE ¦ Marine | DOAS - Marine | 2.3954 | 0.85 | 0.00062223 | CSS-Itron 2012 | -49.0603 | 2032 | 0.8 | 0
COM-HVAC-51.38 | Com ¦ Dedicated Outdoor Air System (DOAS) - Marine ¦ SCE ¦ Marine | Com ¦ Dedicated Outdoor Air System (DOAS) - Marine | SCE ¦ Marine | SCE | All | Electric | Com ¦ Dedicated Outdoor Air System (DOAS) - Marine | Efficient | 0 | Conventional | HVAC | Com - Grocery | Com | RET and NEW | 0 | 1000 sqft2 of floor space | 1000 sq ft | 20 | DEER:HVAC_Split-Package_AC | 1712.2078 | 0.23473 | 0 | Sacled CEUS, ASHRAE, and Penn State DOAS System Information to 2020 | 848.0911 | 2020 | 0 | 415.9139 | 2020 | 0 | 0 | ASHRAE, Understanding & Designing Dedicated Outdoor Air Systems (DOAS) | DOAS - Marine ¦ SCE ¦ Marine | DOAS - Marine | 3.9989 | 0.85 | 0.00062223 | CSS-Itron 2012 | -37.6438 | 2032 | 0.8 | 0
COM-HVAC-51.39 | Com ¦ Dedicated Outdoor Air System (DOAS) - Marine ¦ SCE ¦ Marine | Com ¦ Dedicated Outdoor Air System (DOAS) - Marine | SCE ¦ Marine | SCE | All | Electric | Com ¦ Dedicated Outdoor Air System (DOAS) - Marine | Efficient | 0 | Conventional | HVAC | Com - Health | Com | RET and NEW | 0 | 1000 sqft2 of floor space | 1000 sq ft | 20 | DEER:HVAC_Split-Package_AC | 2295.5973 | 0.27349 | 0 | Sacled CEUS, ASHRAE, and Penn State DOAS System Information to 2020 | 848.0911 | 2020 | 0 | 415.9139 | 2020 | 0 | 0 | ASHRAE, Understanding & Designing Dedicated Outdoor Air Systems (DOAS) | DOAS - Marine ¦ SCE ¦ Marine | DOAS - Marine | 3.3971 | 0.85 | 0.00062223 | CSS-Itron 2012 | -34.0244 | 2032 | 0.8 | 0
COM-HVAC-51.40 | Com ¦ Dedicated Outdoor Air System (DOAS) - Marine ¦ SCE ¦ Marine | Com ¦ Dedicated Outdoor Air System (DOAS) - Marine | SCE ¦ Marine | SCE | All | Electric | Com ¦ Dedicated Outdoor Air System (DOAS) - Marine | Efficient | 0 | Conventional | HVAC | Com - Lodging | Com | RET and NEW | 0 | 1000 sqft2 of floor space | 1000 sq ft | 20 | DEER:HVAC_Split-Package_AC | 2250.0619 | 0.31033 | 0 | Sacled CEUS, ASHRAE, and Penn State DOAS System Information to 2020 | 848.0911 | 2020 | 0 | 415.9139 | 2020 | 0 | 0 | ASHRAE, Understanding & Designing Dedicated Outdoor Air Systems (DOAS) | DOAS - Marine ¦ SCE ¦ Marine | DOAS - Marine | 1.9076 | 0.85 | 0.00062223 | CSS-Itron 2012 | -123.6704 | 2032 | 0.8 | 0
COM-HVAC-51.41 | Com ¦ Dedicated Outdoor Air System (DOAS) - Marine ¦ SCE ¦ Marine | Com ¦ Dedicated Outdoor Air System (DOAS) - Marine | SCE ¦ Marine | SCE | All | Electric | Com ¦ Dedicated Outdoor Air System (DOAS) - Marine | Efficient | 0 | Conventional | HVAC | Com - Office (Large) | Com | RET and NEW | 0 | 1000 sqft2 of floor space | 1000 sq ft | 20 | DEER:HVAC_Split-Package_AC | 1649.2614 | 0.26929 | 0 | Sacled CEUS, ASHRAE, and Penn State DOAS System Information to 2020 | 848.0911 | 2020 | 0 | 415.9139 | 2020 | 0 | 0 | ASHRAE, Understanding & Designing Dedicated Outdoor Air Systems (DOAS) | DOAS - Marine ¦ SCE ¦ Marine | DOAS - Marine | 2.5288 | 0.85 | 0.00062223 | CSS-Itron 2012 | -25.8261 | 2032 | 0.8 | 0
COM-HVAC-51.42 | Com ¦ Dedicated Outdoor Air System (DOAS) - Marine ¦ SCE ¦ Marine | Com ¦ Dedicated Outdoor Air System (DOAS) - Marine | SCE ¦ Marine | SCE | All | Electric | Com ¦ Dedicated Outdoor Air System (DOAS) - Marine | Efficient | 0 | Conventional | HVAC | Com - Office (Small) | Com | RET and NEW | 0 | 1000 sqft2 of floor space | 1000 sq ft | 20 | DEER:HVAC_Split-Package_AC | 1412.4375 | 0.26943 | 0 | Sacled CEUS, ASHRAE, and Penn State DOAS System Information to 2020 | 848.0911 | 2020 | 0 | 415.9139 | 2020 | 0 | 0 | ASHRAE, Understanding & Designing Dedicated Outdoor Air Systems (DOAS) | DOAS - Marine ¦ SCE ¦ Marine | DOAS - Marine | 2.8691 | 0.85 | 0.00062223 | CSS-Itron 2012 | -36.7608 | 2032 | 0.8 | 0
COM-HVAC-51.43 | Com ¦ Dedicated Outdoor Air System (DOAS) - Marine ¦ SCE ¦ Marine | Com ¦ Dedicated Outdoor Air System (DOAS) - Marine | SCE ¦ Marine | SCE | All | Electric | Com ¦ Dedicated Outdoor Air System (DOAS) - Marine | Efficient | 0 | Conventional | HVAC | Com - Other | Com | RET and NEW | 0 | 1000 sqft2 of floor space | 1000 sq ft | 20 | DEER:HVAC_Split-Package_AC | 1711.6172 | 0.2967 | 0 | Sacled CEUS, ASHRAE, and Penn State DOAS System Information to 2020 | 848.0911 | 2020 | 0 | 415.9139 | 2020 | 0 | 0 | ASHRAE, Understanding & Designing Dedicated Outdoor Air Systems (DOAS) | DOAS - Marine ¦ SCE ¦ Marine | DOAS - Marine | 4.1095 | 0.85 | 0.00062223 | CSS-Itron 2012 | -100.3569 | 2032 | 0.8 | 0
COM-HVAC-51.45 | Com ¦ Dedicated Outdoor Air System (DOAS) - Marine ¦ SCE ¦ Marine | Com ¦ Dedicated Outdoor Air System (DOAS) - Marine | SCE ¦ Marine | SCE | All | Electric | Com ¦ Dedicated Outdoor Air System (DOAS) - Marine | Efficient | 0 | Conventional | HVAC | Com - Restaurant | Com | RET and NEW | 0 | 1000 sqft2 of floor space | 1000 sq ft | 20 | DEER:HVAC_Split-Package_AC | 2558.3687 | 0.271 | 0 | Sacled CEUS, ASHRAE, and Penn State DOAS System Information to 2020 | 848.0911 | 2020 | 0 | 415.9139 | 2020 | 0 | 0 | ASHRAE, Understanding & Designing Dedicated Outdoor Air Systems (DOAS) | DOAS - Marine ¦ SCE ¦ Marine | DOAS - Marine | 4.1867 | 0.85 | 0.00062223 | CSS-Itron 2012 | -52.1487 | 2032 | 0.8 | 0
COM-HVAC-51.46 | Com ¦ Dedicated Outdoor Air System (DOAS) - Marine ¦ SCE ¦ Marine | Com ¦ Dedicated Outdoor Air System (DOAS) - Marine | SCE ¦ Marine | SCE | All | Electric | Com ¦ Dedicated Outdoor Air System (DOAS) - Marine | Efficient | 0 | Conventional | HVAC | Com - Retail | Com | RET and NEW | 0 | 1000 sqft2 of floor space | 1000 sq ft | 20 | DEER:HVAC_Split-Package_AC | 1740.9454 | 0.29429 | 0 | Sacled CEUS, ASHRAE, and Penn State DOAS System Information to 2020 | 848.0911 | 2020 | 0 | 415.9139 | 2020 | 0 | 0 | ASHRAE, Understanding & Designing Dedicated Outdoor Air Systems (DOAS) | DOAS - Marine ¦ SCE ¦ Marine | DOAS - Marine | 1.7713 | 0.85 | 0.00062223 | CSS-Itron 2012 | -167.6688 | 2032 | 0.8 | 0
COM-HVAC-51.47 | Com ¦ Dedicated Outdoor Air System (DOAS) - Marine ¦ SCE ¦ Marine | Com ¦ Dedicated Outdoor Air System (DOAS) - Marine | SCE ¦ Marine | SCE | All | Electric | Com ¦ Dedicated Outdoor Air System (DOAS) - Marine | Efficient | 0 | Conventional | HVAC | Com - School | Com | RET and NEW | 0 | 1000 sqft2 of floor space | 1000 sq ft | 20 | DEER:HVAC_Split-Package_AC | 1158.9014 | 0.26511 | 0 | Sacled CEUS, ASHRAE, and Penn State DOAS System Information to 2020 | 848.0911 | 2020 | 0 | 415.9139 | 2020 | 0 | 0 | ASHRAE, Understanding & Designing Dedicated Outdoor Air Systems (DOAS) | DOAS - Marine ¦ SCE ¦ Marine | DOAS - Marine | 2.8844 | 0.85 | 0.00062223 | CSS-Itron 2012 | -63.6593 | 2032 | 0.8 | 0
COM-HVAC-51.48 | Com ¦ Dedicated Outdoor Air System (DOAS) - Marine ¦ SCE ¦ Marine | Com ¦ Dedicated Outdoor Air System (DOAS) - Marine | SCE ¦ Marine | SCE | All | Electric | Com ¦ Dedicated Outdoor Air System (DOAS) - Marine | Efficient | 0 | Conventional | HVAC | Com - Warehouse | Com | RET and NEW | 0 | 1000 sqft2 of floor space | 1000 sq ft | 20 | DEER:HVAC_Split-Package_AC | 1297.4906 | 0.30489 | 0 | Sacled CEUS, ASHRAE, and Penn State DOAS System Information to 2020 | 848.0911 | 2020 | 0 | 415.9139 | 2020 | 0 | 0 | ASHRAE, Understanding & Designing Dedicated Outdoor Air Systems (DOAS) | DOAS - Marine ¦ SCE ¦ Marine | DOAS - Marine | 0.5425 | 0.85 | 0.00062223 | CSS-Itron 2012 | -96.4804 | 2032 | 0.8 | 0
COM-HVAC-51.49 | Com ¦ Dedicated Outdoor Air System (DOAS) - Hot-Dry ¦ SCE ¦ Hot-Dry | Com ¦ Dedicated Outdoor Air System (DOAS) - Hot-Dry | SCE ¦ Hot-Dry | SCE | All | Electric | Com ¦ Dedicated Outdoor Air System (DOAS) - Hot-Dry | Efficient | 0 | Conventional | HVAC | Com - College | Com | RET and NEW | 0 | 1000 sqft2 of floor space | 1000 sq ft | 20 | DEER:HVAC_Split-Package_AC | 1443.3782 | 0.32726 | 0 | Sacled CEUS, ASHRAE, and Penn State DOAS System Information to 2020 | 848.0911 | 2020 | 0 | 415.9139 | 2020 | 0 | 0 | ASHRAE, Understanding & Designing Dedicated Outdoor Air Systems (DOAS) | DOAS - Hot-Dry ¦ SCE ¦ Hot-Dry | DOAS - Hot-Dry | 2.3954 | 0.85 | 0.00062223 | CSS-Itron 2012 | -49.0603 | 2032 | 0.8 | 0
COM-HVAC-51.50 | Com ¦ Dedicated Outdoor Air System (DOAS) - Hot-Dry ¦ SCE ¦ Hot-Dry | Com ¦ Dedicated Outdoor Air System (DOAS) - Hot-Dry | SCE ¦ Hot-Dry | SCE | All | Electric | Com ¦ Dedicated Outdoor Air System (DOAS) - Hot-Dry | Efficient | 0 | Conventional | HVAC | Com - Grocery | Com | RET and NEW | 0 | 1000 sqft2 of floor space | 1000 sq ft | 20 | DEER:HVAC_Split-Package_AC | 1712.2078 | 0.27021 | 0 | Sacled CEUS, ASHRAE, and Penn State DOAS System Information to 2020 | 848.0911 | 2020 | 0 | 415.9139 | 2020 | 0 | 0 | ASHRAE, Understanding & Designing Dedicated Outdoor Air Systems (DOAS) | DOAS - Hot-Dry ¦ SCE ¦ Hot-Dry | DOAS - Hot-Dry | 3.9989 | 0.85 | 0.00062223 | CSS-Itron 2012 | -37.6438 | 2032 | 0.8 | 0
COM-HVAC-51.51 | Com ¦ Dedicated Outdoor Air System (DOAS) - Hot-Dry ¦ SCE ¦ Hot-Dry | Com ¦ Dedicated Outdoor Air System (DOAS) - Hot-Dry | SCE ¦ Hot-Dry | SCE | All | Electric | Com ¦ Dedicated Outdoor Air System (DOAS) - Hot-Dry | Efficient | 0 | Conventional | HVAC | Com - Health | Com | RET and NEW | 0 | 1000 sqft2 of floor space | 1000 sq ft | 20 | DEER:HVAC_Split-Package_AC | 2295.5973 | 0.29963 | 0 | Sacled CEUS, ASHRAE, and Penn State DOAS System Information to 2020 | 848.0911 | 2020 | 0 | 415.9139 | 2020 | 0 | 0 | ASHRAE, Understanding & Designing Dedicated Outdoor Air Systems (DOAS) | DOAS - Hot-Dry ¦ SCE ¦ Hot-Dry | DOAS - Hot-Dry | 3.3971 | 0.85 | 0.00062223 | CSS-Itron 2012 | -34.0244 | 2032 | 0.8 | 0
COM-HVAC-51.52 | Com ¦ Dedicated Outdoor Air System (DOAS) - Hot-Dry ¦ SCE ¦ Hot-Dry | Com ¦ Dedicated Outdoor Air System (DOAS) - Hot-Dry | SCE ¦ Hot-Dry | SCE | All | Electric | Com ¦ Dedicated Outdoor Air System (DOAS) - Hot-Dry | Efficient | 0 | Conventional | HVAC | Com - Lodging | Com | RET and NEW | 0 | 1000 sqft2 of floor space | 1000 sq ft | 20 | DEER:HVAC_Split-Package_AC | 2250.0619 | 0.33511 | 0 | Sacled CEUS, ASHRAE, and Penn State DOAS System Information to 2020 | 848.0911 | 2020 | 0 | 415.9139 | 2020 | 0 | 0 | ASHRAE, Understanding & Designing Dedicated Outdoor Air Systems (DOAS) | DOAS - Hot-Dry ¦ SCE ¦ Hot-Dry | DOAS - Hot-Dry | 1.9076 | 0.85 | 0.00062223 | CSS-Itron 2012 | -123.6704 | 2032 | 0.8 | 0
COM-HVAC-51.53 | Com ¦ Dedicated Outdoor Air System (DOAS) - Hot-Dry ¦ SCE ¦ Hot-Dry | Com ¦ Dedicated Outdoor Air System (DOAS) - Hot-Dry | SCE ¦ Hot-Dry | SCE | All | Electric | Com ¦ Dedicated Outdoor Air System (DOAS) - Hot-Dry | Efficient | 0 | Conventional | HVAC | Com - Office (Large) | Com | RET and NEW | 0 | 1000 sqft2 of floor space | 1000 sq ft | 20 | DEER:HVAC_Split-Package_AC | 1649.2614 | 0.29781 | 0 | Sacled CEUS, ASHRAE, and Penn State DOAS System Information to 2020 | 848.0911 | 2020 | 0 | 415.9139 | 2020 | 0 | 0 | ASHRAE, Understanding & Designing Dedicated Outdoor Air Systems (DOAS) | DOAS - Hot-Dry ¦ SCE ¦ Hot-Dry | DOAS - Hot-Dry | 2.5288 | 0.85 | 0.00062223 | CSS-Itron 2012 | -25.8261 | 2032 | 0.8 | 0
COM-HVAC-51.54 | Com ¦ Dedicated Outdoor Air System (DOAS) - Hot-Dry ¦ SCE ¦ Hot-Dry | Com ¦ Dedicated Outdoor Air System (DOAS) - Hot-Dry | SCE ¦ Hot-Dry | SCE | All | Electric | Com ¦ Dedicated Outdoor Air System (DOAS) - Hot-Dry | Efficient | 0 | Conventional | HVAC | Com - Office (Small) | Com | RET and NEW | 0 | 1000 sqft2 of floor space | 1000 sq ft | 20 | DEER:HVAC_Split-Package_AC | 1412.4375 | 0.30205 | 0 | Sacled CEUS, ASHRAE, and Penn State DOAS System Information to 2020 | 848.0911 | 2020 | 0 | 415.9139 | 2020 | 0 | 0 | ASHRAE, Understanding & Designing Dedicated Outdoor Air Systems (DOAS) | DOAS - Hot-Dry ¦ SCE ¦ Hot-Dry | DOAS - Hot-Dry | 2.8691 | 0.85 | 0.00062223 | CSS-Itron 2012 | -36.7608 | 2032 | 0.8 | 0
COM-HVAC-51.55 | Com ¦ Dedicated Outdoor Air System (DOAS) - Hot-Dry ¦ SCE ¦ Hot-Dry | Com ¦ Dedicated Outdoor Air System (DOAS) - Hot-Dry | SCE ¦ Hot-Dry | SCE | All | Electric | Com ¦ Dedicated Outdoor Air System (DOAS) - Hot-Dry | Efficient | 0 | Conventional | HVAC | Com - Other | Com | RET and NEW | 0 | 1000 sqft2 of floor space | 1000 sq ft | 20 | DEER:HVAC_Split-Package_AC | 1711.6172 | 0.35247 | 0 | Sacled CEUS, ASHRAE, and Penn State DOAS System Information to 2020 | 848.0911 | 2020 | 0 | 415.9139 | 2020 | 0 | 0 | ASHRAE, Understanding & Designing Dedicated Outdoor Air Systems (DOAS) | DOAS - Hot-Dry ¦ SCE ¦ Hot-Dry | DOAS - Hot-Dry | 4.1095 | 0.85 | 0.00062223 | CSS-Itron 2012 | -100.3569 | 2032 | 0.8 | 0
COM-HVAC-51.57 | Com ¦ Dedicated Outdoor Air System (DOAS) - Hot-Dry ¦ SCE ¦ Hot-Dry | Com ¦ Dedicated Outdoor Air System (DOAS) - Hot-Dry | SCE ¦ Hot-Dry | SCE | All | Electric | Com ¦ Dedicated Outdoor Air System (DOAS) - Hot-Dry | Efficient | 0 | Conventional | HVAC | Com - Restaurant | Com | RET and NEW | 0 | 1000 sqft2 of floor space | 1000 sq ft | 20 | DEER:HVAC_Split-Package_AC | 2558.3687 | 0.30879 | 0 | Sacled CEUS, ASHRAE, and Penn State DOAS System Information to 2020 | 848.0911 | 2020 | 0 | 415.9139 | 2020 | 0 | 0 | ASHRAE, Understanding & Designing Dedicated Outdoor Air Systems (DOAS) | DOAS - Hot-Dry ¦ SCE ¦ Hot-Dry | DOAS - Hot-Dry | 4.1867 | 0.85 | 0.00062223 | CSS-Itron 2012 | -52.1487 | 2032 | 0.8 | 0
COM-HVAC-51.58 | Com ¦ Dedicated Outdoor Air System (DOAS) - Hot-Dry ¦ SCE ¦ Hot-Dry | Com ¦ Dedicated Outdoor Air System (DOAS) - Hot-Dry | SCE ¦ Hot-Dry | SCE | All | Electric | Com ¦ Dedicated Outdoor Air System (DOAS) - Hot-Dry | Efficient | 0 | Conventional | HVAC | Com - Retail | Com | RET and NEW | 0 | 1000 sqft2 of floor space | 1000 sq ft | 20 | DEER:HVAC_Split-Package_AC | 1740.9454 | 0.32582 | 0 | Sacled CEUS, ASHRAE, and Penn State DOAS System Information to 2020 | 848.0911 | 2020 | 0 | 415.9139 | 2020 | 0 | 0 | ASHRAE, Understanding & Designing Dedicated Outdoor Air Systems (DOAS) | DOAS - Hot-Dry ¦ SCE ¦ Hot-Dry | DOAS - Hot-Dry | 1.7713 | 0.85 | 0.00062223 | CSS-Itron 2012 | -167.6688 | 2032 | 0.8 | 0
COM-HVAC-51.59 | Com ¦ Dedicated Outdoor Air System (DOAS) - Hot-Dry ¦ SCE ¦ Hot-Dry | Com ¦ Dedicated Outdoor Air System (DOAS) - Hot-Dry | SCE ¦ Hot-Dry | SCE | All | Electric | Com ¦ Dedicated Outdoor Air System (DOAS) - Hot-Dry | Efficient | 0 | Conventional | HVAC | Com - School | Com | RET and NEW | 0 | 1000 sqft2 of floor space | 1000 sq ft | 20 | DEER:HVAC_Split-Package_AC | 1158.9014 | 0.29186 | 0 | Sacled CEUS, ASHRAE, and Penn State DOAS System Information to 2020 | 848.0911 | 2020 | 0 | 415.9139 | 2020 | 0 | 0 | ASHRAE, Understanding & Designing Dedicated Outdoor Air Systems (DOAS) | DOAS - Hot-Dry ¦ SCE ¦ Hot-Dry | DOAS - Hot-Dry | 2.8844 | 0.85 | 0.00062223 | CSS-Itron 2012 | -63.6593 | 2032 | 0.8 | 0
COM-HVAC-51.60 | Com ¦ Dedicated Outdoor Air System (DOAS) - Hot-Dry ¦ SCE ¦ Hot-Dry | Com ¦ Dedicated Outdoor Air System (DOAS) - Hot-Dry | SCE ¦ Hot-Dry | SCE | All | Electric | Com ¦ Dedicated Outdoor Air System (DOAS) - Hot-Dry | Efficient | 0 | Conventional | HVAC | Com - Warehouse | Com | RET and NEW | 0 | 1000 sqft2 of floor space | 1000 sq ft | 20 | DEER:HVAC_Split-Package_AC | 1297.4906 | 0.33874 | 0 | Sacled CEUS, ASHRAE, and Penn State DOAS System Information to 2020 | 848.0911 | 2020 | 0 | 415.9139 | 2020 | 0 | 0 | ASHRAE, Understanding & Designing Dedicated Outdoor Air Systems (DOAS) | DOAS - Hot-Dry ¦ SCE ¦ Hot-Dry | DOAS - Hot-Dry | 0.5425 | 0.85 | 0.00062223 | CSS-Itron 2012 | -96.4804 | 2032 | 0.8 | 0
COM-HVAC-51.61 | Com ¦ Dedicated Outdoor Air System (DOAS) - Cold ¦ SCE ¦ Cold | Com ¦ Dedicated Outdoor Air System (DOAS) - Cold | SCE ¦ Cold | SCE | All | Electric | Com ¦ Dedicated Outdoor Air System (DOAS) - Cold | Efficient | 0 | Conventional | HVAC | Com - College | Com | RET and NEW | 0 | 1000 sqft2 of floor space | 1000 sq ft | 20 | DEER:HVAC_Split-Package_AC | 1443.3782 | 0.29773 | 0 | Sacled CEUS, ASHRAE, and Penn State DOAS System Information to 2020 | 848.0911 | 2020 | 0 | 415.9139 | 2020 | 0 | 0 | ASHRAE, Understanding & Designing Dedicated Outdoor Air Systems (DOAS) | DOAS - Cold ¦ SCE ¦ Cold | DOAS - Cold | 2.3954 | 0.85 | 0.00062223 | CSS-Itron 2012 | -49.0603 | 2032 | 0.8 | 0
COM-HVAC-51.62 | Com ¦ Dedicated Outdoor Air System (DOAS) - Cold ¦ SCE ¦ Cold | Com ¦ Dedicated Outdoor Air System (DOAS) - Cold | SCE ¦ Cold | SCE | All | Electric | Com ¦ Dedicated Outdoor Air System (DOAS) - Cold | Efficient | 0 | Conventional | HVAC | Com - Grocery | Com | RET and NEW | 0 | 1000 sqft2 of floor space | 1000 sq ft | 20 | DEER:HVAC_Split-Package_AC | 1712.2078 | 0.20626 | 0 | Sacled CEUS, ASHRAE, and Penn State DOAS System Information to 2020 | 848.0911 | 2020 | 0 | 415.9139 | 2020 | 0 | 0 | ASHRAE, Understanding & Designing Dedicated Outdoor Air Systems (DOAS) | DOAS - Cold ¦ SCE ¦ Cold | DOAS - Cold | 3.9989 | 0.85 | 0.00062223 | CSS-Itron 2012 | -37.6438 | 2032 | 0.8 | 0
COM-HVAC-51.63 | Com ¦ Dedicated Outdoor Air System (DOAS) - Cold ¦ SCE ¦ Cold | Com ¦ Dedicated Outdoor Air System (DOAS) - Cold | SCE ¦ Cold | SCE | All | Electric | Com ¦ Dedicated Outdoor Air System (DOAS) - Cold | Efficient | 0 | Conventional | HVAC | Com - Health | Com | RET and NEW | 0 | 1000 sqft2 of floor space | 1000 sq ft | 20 | DEER:HVAC_Split-Package_AC | 2295.5973 | 0.26732 | 0 | Sacled CEUS, ASHRAE, and Penn State DOAS System Information to 2020 | 848.0911 | 2020 | 0 | 415.9139 | 2020 | 0 | 0 | ASHRAE, Understanding & Designing Dedicated Outdoor Air Systems (DOAS) | DOAS - Cold ¦ SCE ¦ Cold | DOAS - Cold | 3.3971 | 0.85 | 0.00062223 | CSS-Itron 2012 | -34.0244 | 2032 | 0.8 | 0
COM-HVAC-51.64 | Com ¦ Dedicated Outdoor Air System (DOAS) - Cold ¦ SCE ¦ Cold | Com ¦ Dedicated Outdoor Air System (DOAS) - Cold | SCE ¦ Cold | SCE | All | Electric | Com ¦ Dedicated Outdoor Air System (DOAS) - Cold | Efficient | 0 | Conventional | HVAC | Com - Lodging | Com | RET and NEW | 0 | 1000 sqft2 of floor space | 1000 sq ft | 20 | DEER:HVAC_Split-Package_AC | 2250.0619 | 0.28428 | 0 | Sacled CEUS, ASHRAE, and Penn State DOAS System Information to 2020 | 848.0911 | 2020 | 0 | 415.9139 | 2020 | 0 | 0 | ASHRAE, Understanding & Designing Dedicated Outdoor Air Systems (DOAS) | DOAS - Cold ¦ SCE ¦ Cold | DOAS - Cold | 1.9076 | 0.85 | 0.00062223 | CSS-Itron 2012 | -123.6704 | 2032 | 0.8 | 0
COM-HVAC-51.65 | Com ¦ Dedicated Outdoor Air System (DOAS) - Cold ¦ SCE ¦ Cold | Com ¦ Dedicated Outdoor Air System (DOAS) - Cold | SCE ¦ Cold | SCE | All | Electric | Com ¦ Dedicated Outdoor Air System (DOAS) - Cold | Efficient | 0 | Conventional | HVAC | Com - Office (Large) | Com | RET and NEW | 0 | 1000 sqft2 of floor space | 1000 sq ft | 20 | DEER:HVAC_Split-Package_AC | 1649.2614 | 0.24221 | 0 | Sacled CEUS, ASHRAE, and Penn State DOAS System Information to 2020 | 848.0911 | 2020 | 0 | 415.9139 | 2020 | 0 | 0 | ASHRAE, Understanding & Designing Dedicated Outdoor Air Systems (DOAS) | DOAS - Cold ¦ SCE ¦ Cold | DOAS - Cold | 2.5288 | 0.85 | 0.00062223 | CSS-Itron 2012 | -25.8261 | 2032 | 0.8 | 0
COM-HVAC-51.66 | Com ¦ Dedicated Outdoor Air System (DOAS) - Cold ¦ SCE ¦ Cold | Com ¦ Dedicated Outdoor Air System (DOAS) - Cold | SCE ¦ Cold | SCE | All | Electric | Com ¦ Dedicated Outdoor Air System (DOAS) - Cold | Efficient | 0 | Conventional | HVAC | Com - Office (Small) | Com | RET and NEW | 0 | 1000 sqft2 of floor space | 1000 sq ft | 20 | DEER:HVAC_Split-Package_AC | 1412.4375 | 0.24499 | 0 | Sacled CEUS, ASHRAE, and Penn State DOAS System Information to 2020 | 848.0911 | 2020 | 0 | 415.9139 | 2020 | 0 | 0 | ASHRAE, Understanding & Designing Dedicated Outdoor Air Systems (DOAS) | DOAS - Cold ¦ SCE ¦ Cold | DOAS - Cold | 2.8691 | 0.85 | 0.00062223 | CSS-Itron 2012 | -36.7608 | 2032 | 0.8 | 0
COM-HVAC-51.67 | Com ¦ Dedicated Outdoor Air System (DOAS) - Cold ¦ SCE ¦ Cold | Com ¦ Dedicated Outdoor Air System (DOAS) - Cold | SCE ¦ Cold | SCE | All | Electric | Com ¦ Dedicated Outdoor Air System (DOAS) - Cold | Efficient | 0 | Conventional | HVAC | Com - Other | Com | RET and NEW | 0 | 1000 sqft2 of floor space | 1000 sq ft | 20 | DEER:HVAC_Split-Package_AC | 1711.6172 | 0.32886 | 0 | Sacled CEUS, ASHRAE, and Penn State DOAS System Information to 2020 | 848.0911 | 2020 | 0 | 415.9139 | 2020 | 0 | 0 | ASHRAE, Understanding & Designing Dedicated Outdoor Air Systems (DOAS) | DOAS - Cold ¦ SCE ¦ Cold | DOAS - Cold | 4.1095 | 0.85 | 0.00062223 | CSS-Itron 2012 | -100.3569 | 2032 | 0.8 | 0
COM-HVAC-51.69 | Com ¦ Dedicated Outdoor Air System (DOAS) - Cold ¦ SCE ¦ Cold | Com ¦ Dedicated Outdoor Air System (DOAS) - Cold | SCE ¦ Cold | SCE | All | Electric | Com ¦ Dedicated Outdoor Air System (DOAS) - Cold | Efficient | 0 | Conventional | HVAC | Com - Restaurant | Com | RET and NEW | 0 | 1000 sqft2 of floor space | 1000 sq ft | 20 | DEER:HVAC_Split-Package_AC | 2558.3687 | 0.27563 | 0 | Sacled CEUS, ASHRAE, and Penn State DOAS System Information to 2020 | 848.0911 | 2020 | 0 | 415.9139 | 2020 | 0 | 0 | ASHRAE, Understanding & Designing Dedicated Outdoor Air Systems (DOAS) | DOAS - Cold ¦ SCE ¦ Cold | DOAS - Cold | 4.1867 | 0.85 | 0.00062223 | CSS-Itron 2012 | -52.1487 | 2032 | 0.8 | 0
COM-HVAC-51.70 | Com ¦ Dedicated Outdoor Air System (DOAS) - Cold ¦ SCE ¦ Cold | Com ¦ Dedicated Outdoor Air System (DOAS) - Cold | SCE ¦ Cold | SCE | All | Electric | Com ¦ Dedicated Outdoor Air System (DOAS) - Cold | Efficient | 0 | Conventional | HVAC | Com - Retail | Com | RET and NEW | 0 | 1000 sqft2 of floor space | 1000 sq ft | 20 | DEER:HVAC_Split-Package_AC | 1740.9454 | 0.27117 | 0 | Sacled CEUS, ASHRAE, and Penn State DOAS System Information to 2020 | 848.0911 | 2020 | 0 | 415.9139 | 2020 | 0 | 0 | ASHRAE, Understanding & Designing Dedicated Outdoor Air Systems (DOAS) | DOAS - Cold ¦ SCE ¦ Cold | DOAS - Cold | 1.7713 | 0.85 | 0.00062223 | CSS-Itron 2012 | -167.6688 | 2032 | 0.8 | 0
COM-HVAC-51.71 | Com ¦ Dedicated Outdoor Air System (DOAS) - Cold ¦ SCE ¦ Cold | Com ¦ Dedicated Outdoor Air System (DOAS) - Cold | SCE ¦ Cold | SCE | All | Electric | Com ¦ Dedicated Outdoor Air System (DOAS) - Cold | Efficient | 0 | Conventional | HVAC | Com - School | Com | RET and NEW | 0 | 1000 sqft2 of floor space | 1000 sq ft | 20 | DEER:HVAC_Split-Package_AC | 1158.9014 | 0.092663 | 0 | Sacled CEUS, ASHRAE, and Penn State DOAS System Information to 2020 | 848.0911 | 2020 | 0 | 415.9139 | 2020 | 0 | 0 | ASHRAE, Understanding & Designing Dedicated Outdoor Air Systems (DOAS) | DOAS - Cold ¦ SCE ¦ Cold | DOAS - Cold | 2.8844 | 0.85 | 0.00062223 | CSS-Itron 2012 | -63.6593 | 2032 | 0.8 | 0
COM-HVAC-51.72 | Com ¦ Dedicated Outdoor Air System (DOAS) - Cold ¦ SCE ¦ Cold | Com ¦ Dedicated Outdoor Air System (DOAS) - Cold | SCE ¦ Cold | SCE | All | Electric | Com ¦ Dedicated Outdoor Air System (DOAS) - Cold | Efficient | 0 | Conventional | HVAC | Com - Warehouse | Com | RET and NEW | 0 | 1000 sqft2 of floor space | 1000 sq ft | 20 | DEER:HVAC_Split-Package_AC | 1297.4906 | 0.2621 | 0 | Sacled CEUS, ASHRAE, and Penn State DOAS System Information to 2020 | 848.0911 | 2020 | 0 | 415.9139 | 2020 | 0 | 0 | ASHRAE, Understanding & Designing Dedicated Outdoor Air Systems (DOAS) | DOAS - Cold ¦ SCE ¦ Cold | DOAS - Cold | 0.5425 | 0.85 | 0.00062223 | CSS-Itron 2012 | -96.4804 | 2032 | 0.8 | 0
COM-HVAC-51.73 | Com ¦ Dedicated Outdoor Air System (DOAS) - Marine ¦ SDG&E ¦ Marine | Com ¦ Dedicated Outdoor Air System (DOAS) - Marine | SDG&E ¦ Marine | SDG&E | All | Electric | Com ¦ Dedicated Outdoor Air System (DOAS) - Marine | Efficient | 0 | Conventional | HVAC | Com - College | Com | RET and NEW | 0 | 1000 sqft2 of floor space | 1000 sq ft | 20 | DEER:HVAC_Split-Package_AC | 1443.3782 | 0.29512 | 0 | Sacled CEUS, ASHRAE, and Penn State DOAS System Information to 2020 | 848.0911 | 2020 | 0 | 415.9139 | 2020 | 0 | 0 | ASHRAE, Understanding & Designing Dedicated Outdoor Air Systems (DOAS) | DOAS - Marine ¦ SDG&E ¦ Marine | DOAS - Marine | 2.3473 | 0.85 | 0.00062223 | CSS-Itron 2012 | -49.0603 | 2032 | 0.8 | 0
COM-HVAC-51.74 | Com ¦ Dedicated Outdoor Air System (DOAS) - Marine ¦ SDG&E ¦ Marine | Com ¦ Dedicated Outdoor Air System (DOAS) - Marine | SDG&E ¦ Marine | SDG&E | All | Electric | Com ¦ Dedicated Outdoor Air System (DOAS) - Marine | Efficient | 0 | Conventional | HVAC | Com - Grocery | Com | RET and NEW | 0 | 1000 sqft2 of floor space | 1000 sq ft | 20 | DEER:HVAC_Split-Package_AC | 1712.2078 | 0.22934 | 0 | Sacled CEUS, ASHRAE, and Penn State DOAS System Information to 2020 | 848.0911 | 2020 | 0 | 415.9139 | 2020 | 0 | 0 | ASHRAE, Understanding & Designing Dedicated Outdoor Air Systems (DOAS) | DOAS - Marine ¦ SDG&E ¦ Marine | DOAS - Marine | 4.0657 | 0.85 | 0.00062223 | CSS-Itron 2012 | -37.6438 | 2032 | 0.8 | 0
COM-HVAC-51.75 | Com ¦ Dedicated Outdoor Air System (DOAS) - Marine ¦ SDG&E ¦ Marine | Com ¦ Dedicated Outdoor Air System (DOAS) - Marine | SDG&E ¦ Marine | SDG&E | All | Electric | Com ¦ Dedicated Outdoor Air System (DOAS) - Marine | Efficient | 0 | Conventional | HVAC | Com - Health | Com | RET and NEW | 0 | 1000 sqft2 of floor space | 1000 sq ft | 20 | DEER:HVAC_Split-Package_AC | 2295.5973 | 0.27369 | 0 | Sacled CEUS, ASHRAE, and Penn State DOAS System Information to 2020 | 848.0911 | 2020 | 0 | 415.9139 | 2020 | 0 | 0 | ASHRAE, Understanding & Designing Dedicated Outdoor Air Systems (DOAS) | DOAS - Marine ¦ SDG&E ¦ Marine | DOAS - Marine | 3.3781 | 0.85 | 0.00062223 | CSS-Itron 2012 | -34.0244 | 2032 | 0.8 | 0
COM-HVAC-51.76 | Com ¦ Dedicated Outdoor Air System (DOAS) - Marine ¦ SDG&E ¦ Marine | Com ¦ Dedicated Outdoor Air System (DOAS) - Marine | SDG&E ¦ Marine | SDG&E | All | Electric | Com ¦ Dedicated Outdoor Air System (DOAS) - Marine | Efficient | 0 | Conventional | HVAC | Com - Lodging | Com | RET and NEW | 0 | 1000 sqft2 of floor space | 1000 sq ft | 20 | DEER:HVAC_Split-Package_AC | 2250.0619 | 0.30151 | 0 | Sacled CEUS, ASHRAE, and Penn State DOAS System Information to 2020 | 848.0911 | 2020 | 0 | 415.9139 | 2020 | 0 | 0 | ASHRAE, Understanding & Designing Dedicated Outdoor Air Systems (DOAS) | DOAS - Marine ¦ SDG&E ¦ Marine | DOAS - Marine | 1.8901 | 0.85 | 0.00062223 | CSS-Itron 2012 | -123.6704 | 2032 | 0.8 | 0
COM-HVAC-51.77 | Com ¦ Dedicated Outdoor Air System (DOAS) - Marine ¦ SDG&E ¦ Marine | Com ¦ Dedicated Outdoor Air System (DOAS) - Marine | SDG&E ¦ Marine | SDG&E | All | Electric | Com ¦ Dedicated Outdoor Air System (DOAS) - Marine | Efficient | 0 | Conventional | HVAC | Com - Office (Large) | Com | RET and NEW | 0 | 1000 sqft2 of floor space | 1000 sq ft | 20 | DEER:HVAC_Split-Package_AC | 1649.2614 | 0.26839 | 0 | Sacled CEUS, ASHRAE, and Penn State DOAS System Information to 2020 | 848.0911 | 2020 | 0 | 415.9139 | 2020 | 0 | 0 | ASHRAE, Understanding & Designing Dedicated Outdoor Air Systems (DOAS) | DOAS - Marine ¦ SDG&E ¦ Marine | DOAS - Marine | 2.4677 | 0.85 | 0.00062223 | CSS-Itron 2012 | -25.8261 | 2032 | 0.8 | 0
COM-HVAC-51.78 | Com ¦ Dedicated Outdoor Air System (DOAS) - Marine ¦ SDG&E ¦ Marine | Com ¦ Dedicated Outdoor Air System (DOAS) - Marine | SDG&E ¦ Marine | SDG&E | All | Electric | Com ¦ Dedicated Outdoor Air System (DOAS) - Marine | Efficient | 0 | Conventional | HVAC | Com - Office (Small) | Com | RET and NEW | 0 | 1000 sqft2 of floor space | 1000 sq ft | 20 | DEER:HVAC_Split-Package_AC | 1412.4375 | 0.27017 | 0 | Sacled CEUS, ASHRAE, and Penn State DOAS System Information to 2020 | 848.0911 | 2020 | 0 | 415.9139 | 2020 | 0 | 0 | ASHRAE, Understanding & Designing Dedicated Outdoor Air Systems (DOAS) | DOAS - Marine ¦ SDG&E ¦ Marine | DOAS - Marine | 2.9963 | 0.85 | 0.00062223 | CSS-Itron 2012 | -36.7608 | 2032 | 0.8 | 0
COM-HVAC-51.79 | Com ¦ Dedicated Outdoor Air System (DOAS) - Marine ¦ SDG&E ¦ Marine | Com ¦ Dedicated Outdoor Air System (DOAS) - Marine | SDG&E ¦ Marine | SDG&E | All | Electric | Com ¦ Dedicated Outdoor Air System (DOAS) - Marine | Efficient | 0 | Conventional | HVAC | Com - Other | Com | RET and NEW | 0 | 1000 sqft2 of floor space | 1000 sq ft | 20 | DEER:HVAC_Split-Package_AC | 1711.6172 | 0.29593 | 0 | Sacled CEUS, ASHRAE, and Penn State DOAS System Information to 2020 | 848.0911 | 2020 | 0 | 415.9139 | 2020 | 0 | 0 | ASHRAE, Understanding & Designing Dedicated Outdoor Air Systems (DOAS) | DOAS - Marine ¦ SDG&E ¦ Marine | DOAS - Marine | 4.0392 | 0.85 | 0.00062223 | CSS-Itron 2012 | -100.3569 | 2032 | 0.8 | 0
COM-HVAC-51.81 | Com ¦ Dedicated Outdoor Air System (DOAS) - Marine ¦ SDG&E ¦ Marine | Com ¦ Dedicated Outdoor Air System (DOAS) - Marine | SDG&E ¦ Marine | SDG&E | All | Electric | Com ¦ Dedicated Outdoor Air System (DOAS) - Marine | Efficient | 0 | Conventional | HVAC | Com - Restaurant | Com | RET and NEW | 0 | 1000 sqft2 of floor space | 1000 sq ft | 20 | DEER:HVAC_Split-Package_AC | 2558.3687 | 0.27316 | 0 | Sacled CEUS, ASHRAE, and Penn State DOAS System Information to 2020 | 848.0911 | 2020 | 0 | 415.9139 | 2020 | 0 | 0 | ASHRAE, Understanding & Designing Dedicated Outdoor Air Systems (DOAS) | DOAS - Marine ¦ SDG&E ¦ Marine | DOAS - Marine | 4.3736 | 0.85 | 0.00062223 | CSS-Itron 2012 | -52.1487 | 2032 | 0.8 | 0
COM-HVAC-51.82 | Com ¦ Dedicated Outdoor Air System (DOAS) - Marine ¦ SDG&E ¦ Marine | Com ¦ Dedicated Outdoor Air System (DOAS) - Marine | SDG&E ¦ Marine | SDG&E | All | Electric | Com ¦ Dedicated Outdoor Air System (DOAS) - Marine | Efficient | 0 | Conventional | HVAC | Com - Retail | Com | RET and NEW | 0 | 1000 sqft2 of floor space | 1000 sq ft | 20 | DEER:HVAC_Split-Package_AC | 1740.9454 | 0.2928 | 0 | Sacled CEUS, ASHRAE, and Penn State DOAS System Information to 2020 | 848.0911 | 2020 | 0 | 415.9139 | 2020 | 0 | 0 | ASHRAE, Understanding & Designing Dedicated Outdoor Air Systems (DOAS) | DOAS - Marine ¦ SDG&E ¦ Marine | DOAS - Marine | 1.773 | 0.85 | 0.00062223 | CSS-Itron 2012 | -167.6688 | 2032 | 0.8 | 0
COM-HVAC-51.83 | Com ¦ Dedicated Outdoor Air System (DOAS) - Marine ¦ SDG&E ¦ Marine | Com ¦ Dedicated Outdoor Air System (DOAS) - Marine | SDG&E ¦ Marine | SDG&E | All | Electric | Com ¦ Dedicated Outdoor Air System (DOAS) - Marine | Efficient | 0 | Conventional | HVAC | Com - School | Com | RET and NEW | 0 | 1000 sqft2 of floor space | 1000 sq ft | 20 | DEER:HVAC_Split-Package_AC | 1158.9014 | 0.26306 | 0 | Sacled CEUS, ASHRAE, and Penn State DOAS System Information to 2020 | 848.0911 | 2020 | 0 | 415.9139 | 2020 | 0 | 0 | ASHRAE, Understanding & Designing Dedicated Outdoor Air Systems (DOAS) | DOAS - Marine ¦ SDG&E ¦ Marine | DOAS - Marine | 2.9815 | 0.85 | 0.00062223 | CSS-Itron 2012 | -63.6593 | 2032 | 0.8 | 0
COM-HVAC-51.84 | Com ¦ Dedicated Outdoor Air System (DOAS) - Marine ¦ SDG&E ¦ Marine | Com ¦ Dedicated Outdoor Air System (DOAS) - Marine | SDG&E ¦ Marine | SDG&E | All | Electric | Com ¦ Dedicated Outdoor Air System (DOAS) - Marine | Efficient | 0 | Conventional | HVAC | Com - Warehouse | Com | RET and NEW | 0 | 1000 sqft2 of floor space | 1000 sq ft | 20 | DEER:HVAC_Split-Package_AC | 1297.4906 | 0.29807 | 0 | Sacled CEUS, ASHRAE, and Penn State DOAS System Information to 2020 | 848.0911 | 2020 | 0 | 415.9139 | 2020 | 0 | 0 | ASHRAE, Understanding & Designing Dedicated Outdoor Air Systems (DOAS) | DOAS - Marine ¦ SDG&E ¦ Marine | DOAS - Marine | 0.54372 | 0.85 | 0.00062223 | CSS-Itron 2012 | -96.4804 | 2032 | 0.8 | 0
COM-HVAC-51.85 | Com ¦ Dedicated Outdoor Air System (DOAS) - Hot-Dry ¦ SDG&E ¦ Hot-Dry | Com ¦ Dedicated Outdoor Air System (DOAS) - Hot-Dry | SDG&E ¦ Hot-Dry | SDG&E | All | Electric | Com ¦ Dedicated Outdoor Air System (DOAS) - Hot-Dry | Efficient | 0 | Conventional | HVAC | Com - College | Com | RET and NEW | 0 | 1000 sqft2 of floor space | 1000 sq ft | 20 | DEER:HVAC_Split-Package_AC | 1443.3782 | 0.27703 | 0 | Sacled CEUS, ASHRAE, and Penn State DOAS System Information to 2020 | 848.0911 | 2020 | 0 | 415.9139 | 2020 | 0 | 0 | ASHRAE, Understanding & Designing Dedicated Outdoor Air Systems (DOAS) | DOAS - Hot-Dry ¦ SDG&E ¦ Hot-Dry | DOAS - Hot-Dry | 2.3473 | 0.85 | 0.00062223 | CSS-Itron 2012 | -49.0603 | 2032 | 0.8 | 0
COM-HVAC-51.86 | Com ¦ Dedicated Outdoor Air System (DOAS) - Hot-Dry ¦ SDG&E ¦ Hot-Dry | Com ¦ Dedicated Outdoor Air System (DOAS) - Hot-Dry | SDG&E ¦ Hot-Dry | SDG&E | All | Electric | Com ¦ Dedicated Outdoor Air System (DOAS) - Hot-Dry | Efficient | 0 | Conventional | HVAC | Com - Grocery | Com | RET and NEW | 0 | 1000 sqft2 of floor space | 1000 sq ft | 20 | DEER:HVAC_Split-Package_AC | 1712.2078 | 0.20538 | 0 | Sacled CEUS, ASHRAE, and Penn State DOAS System Information to 2020 | 848.0911 | 2020 | 0 | 415.9139 | 2020 | 0 | 0 | ASHRAE, Understanding & Designing Dedicated Outdoor Air Systems (DOAS) | DOAS - Hot-Dry ¦ SDG&E ¦ Hot-Dry | DOAS - Hot-Dry | 4.0657 | 0.85 | 0.00062223 | CSS-Itron 2012 | -37.6438 | 2032 | 0.8 | 0
COM-HVAC-51.87 | Com ¦ Dedicated Outdoor Air System (DOAS) - Hot-Dry ¦ SDG&E ¦ Hot-Dry | Com ¦ Dedicated Outdoor Air System (DOAS) - Hot-Dry | SDG&E ¦ Hot-Dry | SDG&E | All | Electric | Com ¦ Dedicated Outdoor Air System (DOAS) - Hot-Dry | Efficient | 0 | Conventional | HVAC | Com - Health | Com | RET and NEW | 0 | 1000 sqft2 of floor space | 1000 sq ft | 20 | DEER:HVAC_Split-Package_AC | 2295.5973 | 0.26107 | 0 | Sacled CEUS, ASHRAE, and Penn State DOAS System Information to 2020 | 848.0911 | 2020 | 0 | 415.9139 | 2020 | 0 | 0 | ASHRAE, Understanding & Designing Dedicated Outdoor Air Systems (DOAS) | DOAS - Hot-Dry ¦ SDG&E ¦ Hot-Dry | DOAS - Hot-Dry | 3.3781 | 0.85 | 0.00062223 | CSS-Itron 2012 | -34.0244 | 2032 | 0.8 | 0
COM-HVAC-51.88 | Com ¦ Dedicated Outdoor Air System (DOAS) - Hot-Dry ¦ SDG&E ¦ Hot-Dry | Com ¦ Dedicated Outdoor Air System (DOAS) - Hot-Dry | SDG&E ¦ Hot-Dry | SDG&E | All | Electric | Com ¦ Dedicated Outdoor Air System (DOAS) - Hot-Dry | Efficient | 0 | Conventional | HVAC | Com - Lodging | Com | RET and NEW | 0 | 1000 sqft2 of floor space | 1000 sq ft | 20 | DEER:HVAC_Split-Package_AC | 2250.0619 | 0.28856 | 0 | Sacled CEUS, ASHRAE, and Penn State DOAS System Information to 2020 | 848.0911 | 2020 | 0 | 415.9139 | 2020 | 0 | 0 | ASHRAE, Understanding & Designing Dedicated Outdoor Air Systems (DOAS) | DOAS - Hot-Dry ¦ SDG&E ¦ Hot-Dry | DOAS - Hot-Dry | 1.8901 | 0.85 | 0.00062223 | CSS-Itron 2012 | -123.6704 | 2032 | 0.8 | 0
COM-HVAC-51.89 | Com ¦ Dedicated Outdoor Air System (DOAS) - Hot-Dry ¦ SDG&E ¦ Hot-Dry | Com ¦ Dedicated Outdoor Air System (DOAS) - Hot-Dry | SDG&E ¦ Hot-Dry | SDG&E | All | Electric | Com ¦ Dedicated Outdoor Air System (DOAS) - Hot-Dry | Efficient | 0 | Conventional | HVAC | Com - Office (Large) | Com | RET and NEW | 0 | 1000 sqft2 of floor space | 1000 sq ft | 20 | DEER:HVAC_Split-Package_AC | 1649.2614 | 0.24786 | 0 | Sacled CEUS, ASHRAE, and Penn State DOAS System Information to 2020 | 848.0911 | 2020 | 0 | 415.9139 | 2020 | 0 | 0 | ASHRAE, Understanding & Designing Dedicated Outdoor Air Systems (DOAS) | DOAS - Hot-Dry ¦ SDG&E ¦ Hot-Dry | DOAS - Hot-Dry | 2.4677 | 0.85 | 0.00062223 | CSS-Itron 2012 | -25.8261 | 2032 | 0.8 | 0
COM-HVAC-51.90 | Com ¦ Dedicated Outdoor Air System (DOAS) - Hot-Dry ¦ SDG&E ¦ Hot-Dry | Com ¦ Dedicated Outdoor Air System (DOAS) - Hot-Dry | SDG&E ¦ Hot-Dry | SDG&E | All | Electric | Com ¦ Dedicated Outdoor Air System (DOAS) - Hot-Dry | Efficient | 0 | Conventional | HVAC | Com - Office (Small) | Com | RET and NEW | 0 | 1000 sqft2 of floor space | 1000 sq ft | 20 | DEER:HVAC_Split-Package_AC | 1412.4375 | 0.24725 | 0 | Sacled CEUS, ASHRAE, and Penn State DOAS System Information to 2020 | 848.0911 | 2020 | 0 | 415.9139 | 2020 | 0 | 0 | ASHRAE, Understanding & Designing Dedicated Outdoor Air Systems (DOAS) | DOAS - Hot-Dry ¦ SDG&E ¦ Hot-Dry | DOAS - Hot-Dry | 2.9963 | 0.85 | 0.00062223 | CSS-Itron 2012 | -36.7608 | 2032 | 0.8 | 0
COM-HVAC-51.91 | Com ¦ Dedicated Outdoor Air System (DOAS) - Hot-Dry ¦ SDG&E ¦ Hot-Dry | Com ¦ Dedicated Outdoor Air System (DOAS) - Hot-Dry | SDG&E ¦ Hot-Dry | SDG&E | All | Electric | Com ¦ Dedicated Outdoor Air System (DOAS) - Hot-Dry | Efficient | 0 | Conventional | HVAC | Com - Other | Com | RET and NEW | 0 | 1000 sqft2 of floor space | 1000 sq ft | 20 | DEER:HVAC_Split-Package_AC | 1711.6172 | 0.25774 | 0 | Sacled CEUS, ASHRAE, and Penn State DOAS System Information to 2020 | 848.0911 | 2020 | 0 | 415.9139 | 2020 | 0 | 0 | ASHRAE, Understanding & Designing Dedicated Outdoor Air Systems (DOAS) | DOAS - Hot-Dry ¦ SDG&E ¦ Hot-Dry | DOAS - Hot-Dry | 4.0392 | 0.85 | 0.00062223 | CSS-Itron 2012 | -100.3569 | 2032 | 0.8 | 0
COM-HVAC-51.93 | Com ¦ Dedicated Outdoor Air System (DOAS) - Hot-Dry ¦ SDG&E ¦ Hot-Dry | Com ¦ Dedicated Outdoor Air System (DOAS) - Hot-Dry | SDG&E ¦ Hot-Dry | SDG&E | All | Electric | Com ¦ Dedicated Outdoor Air System (DOAS) - Hot-Dry | Efficient | 0 | Conventional | HVAC | Com - Restaurant | Com | RET and NEW | 0 | 1000 sqft2 of floor space | 1000 sq ft | 20 | DEER:HVAC_Split-Package_AC | 2558.3687 | 0.2371 | 0 | Sacled CEUS, ASHRAE, and Penn State DOAS System Information to 2020 | 848.0911 | 2020 | 0 | 415.9139 | 2020 | 0 | 0 | ASHRAE, Understanding & Designing Dedicated Outdoor Air Systems (DOAS) | DOAS - Hot-Dry ¦ SDG&E ¦ Hot-Dry | DOAS - Hot-Dry | 4.3736 | 0.85 | 0.00062223 | CSS-Itron 2012 | -52.1487 | 2032 | 0.8 | 0
COM-HVAC-51.94 | Com ¦ Dedicated Outdoor Air System (DOAS) - Hot-Dry ¦ SDG&E ¦ Hot-Dry | Com ¦ Dedicated Outdoor Air System (DOAS) - Hot-Dry | SDG&E ¦ Hot-Dry | SDG&E | All | Electric | Com ¦ Dedicated Outdoor Air System (DOAS) - Hot-Dry | Efficient | 0 | Conventional | HVAC | Com - Retail | Com | RET and NEW | 0 | 1000 sqft2 of floor space | 1000 sq ft | 20 | DEER:HVAC_Split-Package_AC | 1740.9454 | 0.26445 | 0 | Sacled CEUS, ASHRAE, and Penn State DOAS System Information to 2020 | 848.0911 | 2020 | 0 | 415.9139 | 2020 | 0 | 0 | ASHRAE, Understanding & Designing Dedicated Outdoor Air Systems (DOAS) | DOAS - Hot-Dry ¦ SDG&E ¦ Hot-Dry | DOAS - Hot-Dry | 1.773 | 0.85 | 0.00062223 | CSS-Itron 2012 | -167.6688 | 2032 | 0.8 | 0
COM-HVAC-51.95 | Com ¦ Dedicated Outdoor Air System (DOAS) - Hot-Dry ¦ SDG&E ¦ Hot-Dry | Com ¦ Dedicated Outdoor Air System (DOAS) - Hot-Dry | SDG&E ¦ Hot-Dry | SDG&E | All | Electric | Com ¦ Dedicated Outdoor Air System (DOAS) - Hot-Dry | Efficient | 0 | Conventional | HVAC | Com - School | Com | RET and NEW | 0 | 1000 sqft2 of floor space | 1000 sq ft | 20 | DEER:HVAC_Split-Package_AC | 1158.9014 | 0.23886 | 0 | Sacled CEUS, ASHRAE, and Penn State DOAS System Information to 2020 | 848.0911 | 2020 | 0 | 415.9139 | 2020 | 0 | 0 | ASHRAE, Understanding & Designing Dedicated Outdoor Air Systems (DOAS) | DOAS - Hot-Dry ¦ SDG&E ¦ Hot-Dry | DOAS - Hot-Dry | 2.9815 | 0.85 | 0.00062223 | CSS-Itron 2012 | -63.6593 | 2032 | 0.8 | 0
COM-HVAC-51.96 | Com ¦ Dedicated Outdoor Air System (DOAS) - Hot-Dry ¦ SDG&E ¦ Hot-Dry | Com ¦ Dedicated Outdoor Air System (DOAS) - Hot-Dry | SDG&E ¦ Hot-Dry | SDG&E | All | Electric | Com ¦ Dedicated Outdoor Air System (DOAS) - Hot-Dry | Efficient | 0 | Conventional | HVAC | Com - Warehouse | Com | RET and NEW | 0 | 1000 sqft2 of floor space | 1000 sq ft | 20 | DEER:HVAC_Split-Package_AC | 1297.4906 | 0.26205 | 0 | Sacled CEUS, ASHRAE, and Penn State DOAS System Information to 2020 | 848.0911 | 2020 | 0 | 415.9139 | 2020 | 0 | 0 | ASHRAE, Understanding & Designing Dedicated Outdoor Air Systems (DOAS) | DOAS - Hot-Dry ¦ SDG&E ¦ Hot-Dry | DOAS - Hot-Dry | 0.54372 | 0.85 | 0.00062223 | CSS-Itron 2012 | -96.4804 | 2032 | 0.8 | 0
COM-HVAC-55.1 | Com ¦ No HVAC DCV - Marine ¦ PG&E ¦ Marine | Com ¦ No HVAC DCV - Marine | PG&E ¦ Marine | PG&E | All | Electric & Gas | No ADEC or CO2 sensor and ADEC only | Average Existing and Code | 0 | Conventional | HVAC | Com - College | Com | RET and NEW | 0 | 1000 sqft2 of floor space | Cap-Tons | 15 | DEER:HVAC_Split-Package_AC | 41.36 | 0.0078467 | 6.9 | SWHC006-02 | 57.865 | 2022 | 0 | 26.475 | 2022 | 0 | 0 | SWHC006-02 | HVAC DCV - Marine ¦ PG&E ¦ Marine | HVAC DCV - Marine | 2.1464 | 0.85 | 0.72918 | CSS-Itron 2012 | -5.3886 | 2012 | 0.6 | SWHC006-02
COM-HVAC-55.2 | Com ¦ No HVAC DCV - Marine ¦ PG&E ¦ Marine | Com ¦ No HVAC DCV - Marine | PG&E ¦ Marine | PG&E | All | Electric & Gas | No ADEC or CO2 sensor and ADEC only | Average Existing and Code | 0 | Conventional | HVAC | Com - Grocery | Com | RET and NEW | 0 | 1000 sqft2 of floor space | Cap-Tons | 15 | DEER:HVAC_Split-Package_AC | 0 | 0 | 0 | SWHC006-02 | 57.865 | 2022 | 0 | 26.475 | 2022 | 0 | 0 | SWHC006-02 | HVAC DCV - Marine ¦ PG&E ¦ Marine | HVAC DCV - Marine | 3.3612 | 0.85 | 0.72918 | CSS-Itron 2012 | 0 | 2012 | 0.6 | SWHC006-02
COM-HVAC-55.3 | Com ¦ No HVAC DCV - Marine ¦ PG&E ¦ Marine | Com ¦ No HVAC DCV - Marine | PG&E ¦ Marine | PG&E | All | Electric & Gas | No ADEC or CO2 sensor and ADEC only | Average Existing and Code | 0 | Conventional | HVAC | Com - Health | Com | RET and NEW | 0 | 1000 sqft2 of floor space | Cap-Tons | 15 | DEER:HVAC_Split-Package_AC | 0 | 0 | 0 | SWHC006-02 | 57.865 | 2022 | 0 | 26.475 | 2022 | 0 | 0 | SWHC006-02 | HVAC DCV - Marine ¦ PG&E ¦ Marine | HVAC DCV - Marine | 3.1695 | 0.85 | 0.72918 | CSS-Itron 2012 | 0 | 2012 | 0.6 | SWHC006-02
COM-HVAC-55.4 | Com ¦ No HVAC DCV - Marine ¦ PG&E ¦ Marine | Com ¦ No HVAC DCV - Marine | PG&E ¦ Marine | PG&E | All | Electric & Gas | No ADEC or CO2 sensor and ADEC only | Average Existing and Code | 0 | Conventional | HVAC | Com - Lodging | Com | RET and NEW | 0 | 1000 sqft2 of floor space | Cap-Tons | 15 | DEER:HVAC_Split-Package_AC | 0 | 0 | 0 | SWHC006-02 | 57.865 | 2022 | 0 | 26.475 | 2022 | 0 | 0 | SWHC006-02 | HVAC DCV - Marine ¦ PG&E ¦ Marine | HVAC DCV - Marine | 1.6895 | 0.85 | 0.72918 | CSS-Itron 2012 | 0 | 2012 | 0.6 | SWHC006-02
COM-HVAC-55.5 | Com ¦ No HVAC DCV - Marine ¦ PG&E ¦ Marine | Com ¦ No HVAC DCV - Marine | PG&E ¦ Marine | PG&E | All | Electric & Gas | No ADEC or CO2 sensor and ADEC only | Average Existing and Code | 0 | Conventional | HVAC | Com - Office (Large) | Com | RET and NEW | 0 | 1000 sqft2 of floor space | Cap-Tons | 15 | DEER:HVAC_Split-Package_AC | 0 | 0 | 0 | SWHC006-02 | 57.865 | 2022 | 0 | 26.475 | 2022 | 0 | 0 | SWHC006-02 | HVAC DCV - Marine ¦ PG&E ¦ Marine | HVAC DCV - Marine | 2.2507 | 0.85 | 0.72918 | CSS-Itron 2012 | 0 | 2012 | 0.6 | SWHC006-02
COM-HVAC-55.6 | Com ¦ No HVAC DCV - Marine ¦ PG&E ¦ Marine | Com ¦ No HVAC DCV - Marine | PG&E ¦ Marine | PG&E | All | Electric & Gas | No ADEC or CO2 sensor and ADEC only | Average Existing and Code | 0 | Conventional | HVAC | Com - Office (Small) | Com | RET and NEW | 0 | 1000 sqft2 of floor space | Cap-Tons | 15 | DEER:HVAC_Split-Package_AC | 18.96 | 0.0037133 | 2.7167 | SWHC006-02 | 57.865 | 2022 | 0 | 26.475 | 2022 | 0 | 0 | SWHC006-02 | HVAC DCV - Marine ¦ PG&E ¦ Marine | HVAC DCV - Marine | 2.6323 | 0.85 | 0.72918 | CSS-Itron 2012 | -3.1529 | 2012 | 0.6 | SWHC006-02
COM-HVAC-55.7 | Com ¦ No HVAC DCV - Marine ¦ PG&E ¦ Marine | Com ¦ No HVAC DCV - Marine | PG&E ¦ Marine | PG&E | All | Electric & Gas | No ADEC or CO2 sensor and ADEC only | Average Existing and Code | 0 | Conventional | HVAC | Com - Other | Com | RET and NEW | 0 | 1000 sqft2 of floor space | Cap-Tons | 15 | DEER:HVAC_Split-Package_AC | 110.0667 | 0.023767 | 17.3 | SWHC006-02 | 57.865 | 2022 | 0 | 26.475 | 2022 | 0 | 0 | SWHC006-02 | HVAC DCV - Marine ¦ PG&E ¦ Marine | HVAC DCV - Marine | 3.7267 | 0.85 | 0.72918 | CSS-Itron 2012 | -49.6879 | 2012 | 0.6 | SWHC006-02
COM-HVAC-55.9 | Com ¦ No HVAC DCV - Marine ¦ PG&E ¦ Marine | Com ¦ No HVAC DCV - Marine | PG&E ¦ Marine | PG&E | All | Electric & Gas | No ADEC or CO2 sensor and ADEC only | Average Existing and Code | 0 | Conventional | HVAC | Com - Restaurant | Com | RET and NEW | 0 | 1000 sqft2 of floor space | Cap-Tons | 15 | DEER:HVAC_Split-Package_AC | 41.4453 | 0.0030427 | 6.5587 | SWHC006-02 | 57.865 | 2022 | 0 | 26.475 | 2022 | 0 | 0 | SWHC006-02 | HVAC DCV - Marine ¦ PG&E ¦ Marine | HVAC DCV - Marine | 3.8035 | 0.85 | 0.72918 | CSS-Itron 2012 | -2.525 | 2012 | 0.6 | SWHC006-02
COM-HVAC-55.10 | Com ¦ No HVAC DCV - Marine ¦ PG&E ¦ Marine | Com ¦ No HVAC DCV - Marine | PG&E ¦ Marine | PG&E | All | Electric & Gas | No ADEC or CO2 sensor and ADEC only | Average Existing and Code | 0 | Conventional | HVAC | Com - Retail | Com | RET and NEW | 0 | 1000 sqft2 of floor space | Cap-Tons | 15 | DEER:HVAC_Split-Package_AC | 18.1429 | 0.0076191 | 2.4579 | SWHC006-02 | 57.865 | 2022 | 0 | 26.475 | 2022 | 0 | 0 | SWHC006-02 | HVAC DCV - Marine ¦ PG&E ¦ Marine | HVAC DCV - Marine | 1.5852 | 0.85 | 0.72918 | CSS-Itron 2012 | -370.6729 | 2012 | 0.6 | SWHC006-02
COM-HVAC-55.11 | Com ¦ No HVAC DCV - Marine ¦ PG&E ¦ Marine | Com ¦ No HVAC DCV - Marine | PG&E ¦ Marine | PG&E | All | Electric & Gas | No ADEC or CO2 sensor and ADEC only | Average Existing and Code | 0 | Conventional | HVAC | Com - School | Com | RET and NEW | 0 | 1000 sqft2 of floor space | Cap-Tons | 15 | DEER:HVAC_Split-Package_AC | 27.3565 | 0.010008 | 4.3249 | SWHC006-02 | 57.865 | 2022 | 0 | 26.475 | 2022 | 0 | 0 | SWHC006-02 | HVAC DCV - Marine ¦ PG&E ¦ Marine | HVAC DCV - Marine | 2.4071 | 0.85 | 0.72918 | CSS-Itron 2012 | -5.1244 | 2012 | 0.6 | SWHC006-02
COM-HVAC-55.12 | Com ¦ No HVAC DCV - Marine ¦ PG&E ¦ Marine | Com ¦ No HVAC DCV - Marine | PG&E ¦ Marine | PG&E | All | Electric & Gas | No ADEC or CO2 sensor and ADEC only | Average Existing and Code | 0 | Conventional | HVAC | Com - Warehouse | Com | RET and NEW | 0 | 1000 sqft2 of floor space | Cap-Tons | 15 | DEER:HVAC_Split-Package_AC | 0 | 0 | 0 | SWHC006-02 | 57.865 | 2022 | 0 | 26.475 | 2022 | 0 | 0 | SWHC006-02 | HVAC DCV - Marine ¦ PG&E ¦ Marine | HVAC DCV - Marine | 0.49332 | 0.85 | 0.72918 | CSS-Itron 2012 | 0 | 2012 | 0.6 | SWHC006-02
COM-HVAC-55.13 | Com ¦ No HVAC DCV - Hot-Dry ¦ PG&E ¦ Hot-Dry | Com ¦ No HVAC DCV - Hot-Dry | PG&E ¦ Hot-Dry | PG&E | All | Electric & Gas | No ADEC or CO2 sensor and ADEC only | Average Existing and Code | 0 | Conventional | HVAC | Com - College | Com | RET and NEW | 0 | 1000 sqft2 of floor space | Cap-Tons | 15 | DEER:HVAC_Split-Package_AC | 74.6667 | 0.146 | 5.2667 | SWHC006-02 | 57.865 | 2022 | 0 | 26.475 | 2022 | 0 | 0 | SWHC006-02 | HVAC DCV - Hot-Dry ¦ PG&E ¦ Hot-Dry | HVAC DCV - Hot-Dry | 2.1464 | 0.85 | 0.72918 | CSS-Itron 2012 | -5.5779 | 2012 | 0.6 | SWHC006-02
COM-HVAC-55.14 | Com ¦ No HVAC DCV - Hot-Dry ¦ PG&E ¦ Hot-Dry | Com ¦ No HVAC DCV - Hot-Dry | PG&E ¦ Hot-Dry | PG&E | All | Electric & Gas | No ADEC or CO2 sensor and ADEC only | Average Existing and Code | 0 | Conventional | HVAC | Com - Grocery | Com | RET and NEW | 0 | 1000 sqft2 of floor space | Cap-Tons | 15 | DEER:HVAC_Split-Package_AC | 0 | 0 | 0 | SWHC006-02 | 57.865 | 2022 | 0 | 26.475 | 2022 | 0 | 0 | SWHC006-02 | HVAC DCV - Hot-Dry ¦ PG&E ¦ Hot-Dry | HVAC DCV - Hot-Dry | 3.3612 | 0.85 | 0.72918 | CSS-Itron 2012 | 0 | 2012 | 0.6 | SWHC006-02
COM-HVAC-55.15 | Com ¦ No HVAC DCV - Hot-Dry ¦ PG&E ¦ Hot-Dry | Com ¦ No HVAC DCV - Hot-Dry | PG&E ¦ Hot-Dry | PG&E | All | Electric & Gas | No ADEC or CO2 sensor and ADEC only | Average Existing and Code | 0 | Conventional | HVAC | Com - Health | Com | RET and NEW | 0 | 1000 sqft2 of floor space | Cap-Tons | 15 | DEER:HVAC_Split-Package_AC | 0 | 0 | 0 | SWHC006-02 | 57.865 | 2022 | 0 | 26.475 | 2022 | 0 | 0 | SWHC006-02 | HVAC DCV - Hot-Dry ¦ PG&E ¦ Hot-Dry | HVAC DCV - Hot-Dry | 3.1695 | 0.85 | 0.72918 | CSS-Itron 2012 | 0 | 2012 | 0.6 | SWHC006-02
COM-HVAC-55.16 | Com ¦ No HVAC DCV - Hot-Dry ¦ PG&E ¦ Hot-Dry | Com ¦ No HVAC DCV - Hot-Dry | PG&E ¦ Hot-Dry | PG&E | All | Electric & Gas | No ADEC or CO2 sensor and ADEC only | Average Existing and Code | 0 | Conventional | HVAC | Com - Lodging | Com | RET and NEW | 0 | 1000 sqft2 of floor space | Cap-Tons | 15 | DEER:HVAC_Split-Package_AC | 0 | 0 | 0 | SWHC006-02 | 57.865 | 2022 | 0 | 26.475 | 2022 | 0 | 0 | SWHC006-02 | HVAC DCV - Hot-Dry ¦ PG&E ¦ Hot-Dry | HVAC DCV - Hot-Dry | 1.6895 | 0.85 | 0.72918 | CSS-Itron 2012 | 0 | 2012 | 0.6 | SWHC006-02
COM-HVAC-55.17 | Com ¦ No HVAC DCV - Hot-Dry ¦ PG&E ¦ Hot-Dry | Com ¦ No HVAC DCV - Hot-Dry | PG&E ¦ Hot-Dry | PG&E | All | Electric & Gas | No ADEC or CO2 sensor and ADEC only | Average Existing and Code | 0 | Conventional | HVAC | Com - Office (Large) | Com | RET and NEW | 0 | 1000 sqft2 of floor space | Cap-Tons | 15 | DEER:HVAC_Split-Package_AC | 0 | 0 | 0 | SWHC006-02 | 57.865 | 2022 | 0 | 26.475 | 2022 | 0 | 0 | SWHC006-02 | HVAC DCV - Hot-Dry ¦ PG&E ¦ Hot-Dry | HVAC DCV - Hot-Dry | 2.2507 | 0.85 | 0.72918 | CSS-Itron 2012 | 0 | 2012 | 0.6 | SWHC006-02
COM-HVAC-55.18 | Com ¦ No HVAC DCV - Hot-Dry ¦ PG&E ¦ Hot-Dry | Com ¦ No HVAC DCV - Hot-Dry | PG&E ¦ Hot-Dry | PG&E | All | Electric & Gas | No ADEC or CO2 sensor and ADEC only | Average Existing and Code | 0 | Conventional | HVAC | Com - Office (Small) | Com | RET and NEW | 0 | 1000 sqft2 of floor space | Cap-Tons | 15 | DEER:HVAC_Split-Package_AC | 40.6667 | 0.046833 | 2.52 | SWHC006-02 | 57.865 | 2022 | 0 | 26.475 | 2022 | 0 | 0 | SWHC006-02 | HVAC DCV - Hot-Dry ¦ PG&E ¦ Hot-Dry | HVAC DCV - Hot-Dry | 2.6323 | 0.85 | 0.72918 | CSS-Itron 2012 | -3.5253 | 2012 | 0.6 | SWHC006-02
COM-HVAC-55.19 | Com ¦ No HVAC DCV - Hot-Dry ¦ PG&E ¦ Hot-Dry | Com ¦ No HVAC DCV - Hot-Dry | PG&E ¦ Hot-Dry | PG&E | All | Electric & Gas | No ADEC or CO2 sensor and ADEC only | Average Existing and Code | 0 | Conventional | HVAC | Com - Other | Com | RET and NEW | 0 | 1000 sqft2 of floor space | Cap-Tons | 15 | DEER:HVAC_Split-Package_AC | 166.5333 | 0.215 | 11.6 | SWHC006-02 | 57.865 | 2022 | 0 | 26.475 | 2022 | 0 | 0 | SWHC006-02 | HVAC DCV - Hot-Dry ¦ PG&E ¦ Hot-Dry | HVAC DCV - Hot-Dry | 3.7267 | 0.85 | 0.72918 | CSS-Itron 2012 | -38.7538 | 2012 | 0.6 | SWHC006-02
COM-HVAC-55.21 | Com ¦ No HVAC DCV - Hot-Dry ¦ PG&E ¦ Hot-Dry | Com ¦ No HVAC DCV - Hot-Dry | PG&E ¦ Hot-Dry | PG&E | All | Electric & Gas | No ADEC or CO2 sensor and ADEC only | Average Existing and Code | 0 | Conventional | HVAC | Com - Restaurant | Com | RET and NEW | 0 | 1000 sqft2 of floor space | Cap-Tons | 15 | DEER:HVAC_Split-Package_AC | 74.7675 | 0.1113 | 6.6835 | SWHC006-02 | 57.865 | 2022 | 0 | 26.475 | 2022 | 0 | 0 | SWHC006-02 | HVAC DCV - Hot-Dry ¦ PG&E ¦ Hot-Dry | HVAC DCV - Hot-Dry | 3.8035 | 0.85 | 0.72918 | CSS-Itron 2012 | -3.2362 | 2012 | 0.6 | SWHC006-02
COM-HVAC-55.22 | Com ¦ No HVAC DCV - Hot-Dry ¦ PG&E ¦ Hot-Dry | Com ¦ No HVAC DCV - Hot-Dry | PG&E ¦ Hot-Dry | PG&E | All | Electric & Gas | No ADEC or CO2 sensor and ADEC only | Average Existing and Code | 0 | Conventional | HVAC | Com - Retail | Com | RET and NEW | 0 | 1000 sqft2 of floor space | Cap-Tons | 15 | DEER:HVAC_Split-Package_AC | 44.2314 | 0.080786 | 2.4044 | SWHC006-02 | 57.865 | 2022 | 0 | 26.475 | 2022 | 0 | 0 | SWHC006-02 | HVAC DCV - Hot-Dry ¦ PG&E ¦ Hot-Dry | HVAC DCV - Hot-Dry | 1.5852 | 0.85 | 0.72918 | CSS-Itron 2012 | -365.1552 | 2012 | 0.6 | SWHC006-02
COM-HVAC-55.23 | Com ¦ No HVAC DCV - Hot-Dry ¦ PG&E ¦ Hot-Dry | Com ¦ No HVAC DCV - Hot-Dry | PG&E ¦ Hot-Dry | PG&E | All | Electric & Gas | No ADEC or CO2 sensor and ADEC only | Average Existing and Code | 0 | Conventional | HVAC | Com - School | Com | RET and NEW | 0 | 1000 sqft2 of floor space | Cap-Tons | 15 | DEER:HVAC_Split-Package_AC | 39.8803 | -0.0019491 | 3.7528 | SWHC006-02 | 57.865 | 2022 | 0 | 26.475 | 2022 | 0 | 0 | SWHC006-02 | HVAC DCV - Hot-Dry ¦ PG&E ¦ Hot-Dry | HVAC DCV - Hot-Dry | 2.4071 | 0.85 | 0.72918 | CSS-Itron 2012 | -5.3332 | 2012 | 0.6 | SWHC006-02
COM-HVAC-55.24 | Com ¦ No HVAC DCV - Hot-Dry ¦ PG&E ¦ Hot-Dry | Com ¦ No HVAC DCV - Hot-Dry | PG&E ¦ Hot-Dry | PG&E | All | Electric & Gas | No ADEC or CO2 sensor and ADEC only | Average Existing and Code | 0 | Conventional | HVAC | Com - Warehouse | Com | RET and NEW | 0 | 1000 sqft2 of floor space | Cap-Tons | 15 | DEER:HVAC_Split-Package_AC | 0 | 0 | 0 | SWHC006-02 | 57.865 | 2022 | 0 | 26.475 | 2022 | 0 | 0 | SWHC006-02 | HVAC DCV - Hot-Dry ¦ PG&E ¦ Hot-Dry | HVAC DCV - Hot-Dry | 0.49332 | 0.85 | 0.72918 | CSS-Itron 2012 | 0 | 2012 | 0.6 | SWHC006-02
COM-HVAC-55.25 | Com ¦ No HVAC DCV - Cold ¦ PG&E ¦ Cold | Com ¦ No HVAC DCV - Cold | PG&E ¦ Cold | PG&E | All | Electric & Gas | No ADEC or CO2 sensor and ADEC only | Average Existing and Code | 0 | Conventional | HVAC | Com - College | Com | RET and NEW | 0 | 1000 sqft2 of floor space | Cap-Tons | 15 | DEER:HVAC_Split-Package_AC | 125.9333 | 5.3533e-05 | 14.8667 | SWHC006-02 | 57.865 | 2022 | 0 | 26.475 | 2022 | 0 | 0 | SWHC006-02 | HVAC DCV - Cold ¦ PG&E ¦ Cold | HVAC DCV - Cold | 2.1464 | 0.85 | 0.72918 | CSS-Itron 2012 | -12.8618 | 2012 | 0.6 | SWHC006-02
COM-HVAC-55.26 | Com ¦ No HVAC DCV - Cold ¦ PG&E ¦ Cold | Com ¦ No HVAC DCV - Cold | PG&E ¦ Cold | PG&E | All | Electric & Gas | No ADEC or CO2 sensor and ADEC only | Average Existing and Code | 0 | Conventional | HVAC | Com - Grocery | Com | RET and NEW | 0 | 1000 sqft2 of floor space | Cap-Tons | 15 | DEER:HVAC_Split-Package_AC | 0 | 0 | 0 | SWHC006-02 | 57.865 | 2022 | 0 | 26.475 | 2022 | 0 | 0 | SWHC006-02 | HVAC DCV - Cold ¦ PG&E ¦ Cold | HVAC DCV - Cold | 3.3612 | 0.85 | 0.72918 | CSS-Itron 2012 | 0 | 2012 | 0.6 | SWHC006-02
COM-HVAC-55.27 | Com ¦ No HVAC DCV - Cold ¦ PG&E ¦ Cold | Com ¦ No HVAC DCV - Cold | PG&E ¦ Cold | PG&E | All | Electric & Gas | No ADEC or CO2 sensor and ADEC only | Average Existing and Code | 0 | Conventional | HVAC | Com - Health | Com | RET and NEW | 0 | 1000 sqft2 of floor space | Cap-Tons | 15 | DEER:HVAC_Split-Package_AC | 0 | 0 | 0 | SWHC006-02 | 57.865 | 2022 | 0 | 26.475 | 2022 | 0 | 0 | SWHC006-02 | HVAC DCV - Cold ¦ PG&E ¦ Cold | HVAC DCV - Cold | 3.1695 | 0.85 | 0.72918 | CSS-Itron 2012 | 0 | 2012 | 0.6 | SWHC006-02
COM-HVAC-55.28 | Com ¦ No HVAC DCV - Cold ¦ PG&E ¦ Cold | Com ¦ No HVAC DCV - Cold | PG&E ¦ Cold | PG&E | All | Electric & Gas | No ADEC or CO2 sensor and ADEC only | Average Existing and Code | 0 | Conventional | HVAC | Com - Lodging | Com | RET and NEW | 0 | 1000 sqft2 of floor space | Cap-Tons | 15 | DEER:HVAC_Split-Package_AC | 0 | 0 | 0 | SWHC006-02 | 57.865 | 2022 | 0 | 26.475 | 2022 | 0 | 0 | SWHC006-02 | HVAC DCV - Cold ¦ PG&E ¦ Cold | HVAC DCV - Cold | 1.6895 | 0.85 | 0.72918 | CSS-Itron 2012 | 0 | 2012 | 0.6 | SWHC006-02
COM-HVAC-55.29 | Com ¦ No HVAC DCV - Cold ¦ PG&E ¦ Cold | Com ¦ No HVAC DCV - Cold | PG&E ¦ Cold | PG&E | All | Electric & Gas | No ADEC or CO2 sensor and ADEC only | Average Existing and Code | 0 | Conventional | HVAC | Com - Office (Large) | Com | RET and NEW | 0 | 1000 sqft2 of floor space | Cap-Tons | 15 | DEER:HVAC_Split-Package_AC | 0 | 0 | 0 | SWHC006-02 | 57.865 | 2022 | 0 | 26.475 | 2022 | 0 | 0 | SWHC006-02 | HVAC DCV - Cold ¦ PG&E ¦ Cold | HVAC DCV - Cold | 2.2507 | 0.85 | 0.72918 | CSS-Itron 2012 | 0 | 2012 | 0.6 | SWHC006-02
COM-HVAC-55.30 | Com ¦ No HVAC DCV - Cold ¦ PG&E ¦ Cold | Com ¦ No HVAC DCV - Cold | PG&E ¦ Cold | PG&E | All | Electric & Gas | No ADEC or CO2 sensor and ADEC only | Average Existing and Code | 0 | Conventional | HVAC | Com - Office (Small) | Com | RET and NEW | 0 | 1000 sqft2 of floor space | Cap-Tons | 15 | DEER:HVAC_Split-Package_AC | 69.16 | -0.00070867 | 8.7 | SWHC006-02 | 57.865 | 2022 | 0 | 26.475 | 2022 | 0 | 0 | SWHC006-02 | HVAC DCV - Cold ¦ PG&E ¦ Cold | HVAC DCV - Cold | 2.6323 | 0.85 | 0.72918 | CSS-Itron 2012 | -10.3166 | 2012 | 0.6 | SWHC006-02
COM-HVAC-55.31 | Com ¦ No HVAC DCV - Cold ¦ PG&E ¦ Cold | Com ¦ No HVAC DCV - Cold | PG&E ¦ Cold | PG&E | All | Electric & Gas | No ADEC or CO2 sensor and ADEC only | Average Existing and Code | 0 | Conventional | HVAC | Com - Other | Com | RET and NEW | 0 | 1000 sqft2 of floor space | Cap-Tons | 15 | DEER:HVAC_Split-Package_AC | 324.008 | 0.021767 | 38.3333 | SWHC006-02 | 57.865 | 2022 | 0 | 26.475 | 2022 | 0 | 0 | SWHC006-02 | HVAC DCV - Cold ¦ PG&E ¦ Cold | HVAC DCV - Cold | 3.7267 | 0.85 | 0.72918 | CSS-Itron 2012 | -114.7962 | 2012 | 0.6 | SWHC006-02
COM-HVAC-55.33 | Com ¦ No HVAC DCV - Cold ¦ PG&E ¦ Cold | Com ¦ No HVAC DCV - Cold | PG&E ¦ Cold | PG&E | All | Electric & Gas | No ADEC or CO2 sensor and ADEC only | Average Existing and Code | 0 | Conventional | HVAC | Com - Restaurant | Com | RET and NEW | 0 | 1000 sqft2 of floor space | Cap-Tons | 15 | DEER:HVAC_Split-Package_AC | 176.0351 | -0.020925 | 23.0835 | SWHC006-02 | 57.865 | 2022 | 0 | 26.475 | 2022 | 0 | 0 | SWHC006-02 | HVAC DCV - Cold ¦ PG&E ¦ Cold | HVAC DCV - Cold | 3.8035 | 0.85 | 0.72918 | CSS-Itron 2012 | -9.5016 | 2012 | 0.6 | SWHC006-02
COM-HVAC-55.34 | Com ¦ No HVAC DCV - Cold ¦ PG&E ¦ Cold | Com ¦ No HVAC DCV - Cold | PG&E ¦ Cold | PG&E | All | Electric & Gas | No ADEC or CO2 sensor and ADEC only | Average Existing and Code | 0 | Conventional | HVAC | Com - Retail | Com | RET and NEW | 0 | 1000 sqft2 of floor space | Cap-Tons | 15 | DEER:HVAC_Split-Package_AC | 90.265 | -0.008265 | 10.3111 | SWHC006-02 | 57.865 | 2022 | 0 | 26.475 | 2022 | 0 | 0 | SWHC006-02 | HVAC DCV - Cold ¦ PG&E ¦ Cold | HVAC DCV - Cold | 1.5852 | 0.85 | 0.72918 | CSS-Itron 2012 | -1556.3526 | 2012 | 0.6 | SWHC006-02
COM-HVAC-55.35 | Com ¦ No HVAC DCV - Cold ¦ PG&E ¦ Cold | Com ¦ No HVAC DCV - Cold | PG&E ¦ Cold | PG&E | All | Electric & Gas | No ADEC or CO2 sensor and ADEC only | Average Existing and Code | 0 | Conventional | HVAC | Com - School | Com | RET and NEW | 0 | 1000 sqft2 of floor space | Cap-Tons | 15 | DEER:HVAC_Split-Package_AC | 83.6688 | 5.1241e-05 | 10.0184 | SWHC006-02 | 57.865 | 2022 | 0 | 26.475 | 2022 | 0 | 0 | SWHC006-02 | HVAC DCV - Cold ¦ PG&E ¦ Cold | HVAC DCV - Cold | 2.4071 | 0.85 | 0.72918 | CSS-Itron 2012 | -12.9854 | 2012 | 0.6 | SWHC006-02
COM-HVAC-55.36 | Com ¦ No HVAC DCV - Cold ¦ PG&E ¦ Cold | Com ¦ No HVAC DCV - Cold | PG&E ¦ Cold | PG&E | All | Electric & Gas | No ADEC or CO2 sensor and ADEC only | Average Existing and Code | 0 | Conventional | HVAC | Com - Warehouse | Com | RET and NEW | 0 | 1000 sqft2 of floor space | Cap-Tons | 15 | DEER:HVAC_Split-Package_AC | 0 | 0 | 0 | SWHC006-02 | 57.865 | 2022 | 0 | 26.475 | 2022 | 0 | 0 | SWHC006-02 | HVAC DCV - Cold ¦ PG&E ¦ Cold | HVAC DCV - Cold | 0.49332 | 0.85 | 0.72918 | CSS-Itron 2012 | 0 | 2012 | 0.6 | SWHC006-02
COM-HVAC-55.37 | Com ¦ No HVAC DCV - Marine ¦ SCE ¦ Marine | Com ¦ No HVAC DCV - Marine | SCE ¦ Marine | SCE | All | Electric & Gas | No ADEC or CO2 sensor and ADEC only | Average Existing and Code | 0 | Conventional | HVAC | Com - College | Com | RET and NEW | 0 | 1000 sqft2 of floor space | Cap-Tons | 15 | DEER:HVAC_Split-Package_AC | 24.8333 | 0.030467 | 2.2033 | SWHC006-02 | 57.865 | 2022 | 0 | 26.475 | 2022 | 0 | 0 | SWHC006-02 | HVAC DCV - Marine ¦ SCE ¦ Marine | HVAC DCV - Marine | 2.3954 | 0.85 | 0.72918 | CSS-Itron 2012 | -2.1159 | 2012 | 0.6 | SWHC006-02
COM-HVAC-55.38 | Com ¦ No HVAC DCV - Marine ¦ SCE ¦ Marine | Com ¦ No HVAC DCV - Marine | SCE ¦ Marine | SCE | All | Electric & Gas | No ADEC or CO2 sensor and ADEC only | Average Existing and Code | 0 | Conventional | HVAC | Com - Grocery | Com | RET and NEW | 0 | 1000 sqft2 of floor space | Cap-Tons | 15 | DEER:HVAC_Split-Package_AC | 0 | 0 | 0 | SWHC006-02 | 57.865 | 2022 | 0 | 26.475 | 2022 | 0 | 0 | SWHC006-02 | HVAC DCV - Marine ¦ SCE ¦ Marine | HVAC DCV - Marine | 3.9989 | 0.85 | 0.72918 | CSS-Itron 2012 | 0 | 2012 | 0.6 | SWHC006-02
COM-HVAC-55.39 | Com ¦ No HVAC DCV - Marine ¦ SCE ¦ Marine | Com ¦ No HVAC DCV - Marine | SCE ¦ Marine | SCE | All | Electric & Gas | No ADEC or CO2 sensor and ADEC only | Average Existing and Code | 0 | Conventional | HVAC | Com - Health | Com | RET and NEW | 0 | 1000 sqft2 of floor space | Cap-Tons | 15 | DEER:HVAC_Split-Package_AC | 0 | 0 | 0 | SWHC006-02 | 57.865 | 2022 | 0 | 26.475 | 2022 | 0 | 0 | SWHC006-02 | HVAC DCV - Marine ¦ SCE ¦ Marine | HVAC DCV - Marine | 3.3971 | 0.85 | 0.72918 | CSS-Itron 2012 | 0 | 2012 | 0.6 | SWHC006-02
COM-HVAC-55.40 | Com ¦ No HVAC DCV - Marine ¦ SCE ¦ Marine | Com ¦ No HVAC DCV - Marine | SCE ¦ Marine | SCE | All | Electric & Gas | No ADEC or CO2 sensor and ADEC only | Average Existing and Code | 0 | Conventional | HVAC | Com - Lodging | Com | RET and NEW | 0 | 1000 sqft2 of floor space | Cap-Tons | 15 | DEER:HVAC_Split-Package_AC | 0 | 0 | 0 | SWHC006-02 | 57.865 | 2022 | 0 | 26.475 | 2022 | 0 | 0 | SWHC006-02 | HVAC DCV - Marine ¦ SCE ¦ Marine | HVAC DCV - Marine | 1.9076 | 0.85 | 0.72918 | CSS-Itron 2012 | 0 | 2012 | 0.6 | SWHC006-02
COM-HVAC-55.41 | Com ¦ No HVAC DCV - Marine ¦ SCE ¦ Marine | Com ¦ No HVAC DCV - Marine | SCE ¦ Marine | SCE | All | Electric & Gas | No ADEC or CO2 sensor and ADEC only | Average Existing and Code | 0 | Conventional | HVAC | Com - Office (Large) | Com | RET and NEW | 0 | 1000 sqft2 of floor space | Cap-Tons | 15 | DEER:HVAC_Split-Package_AC | 0 | 0 | 0 | SWHC006-02 | 57.865 | 2022 | 0 | 26.475 | 2022 | 0 | 0 | SWHC006-02 | HVAC DCV - Marine ¦ SCE ¦ Marine | HVAC DCV - Marine | 2.5288 | 0.85 | 0.72918 | CSS-Itron 2012 | 0 | 2012 | 0.6 | SWHC006-02
COM-HVAC-55.42 | Com ¦ No HVAC DCV - Marine ¦ SCE ¦ Marine | Com ¦ No HVAC DCV - Marine | SCE ¦ Marine | SCE | All | Electric & Gas | No ADEC or CO2 sensor and ADEC only | Average Existing and Code | 0 | Conventional | HVAC | Com - Office (Small) | Com | RET and NEW | 0 | 1000 sqft2 of floor space | Cap-Tons | 15 | DEER:HVAC_Split-Package_AC | 19.6 | 0.0156 | 0.85667 | SWHC006-02 | 57.865 | 2022 | 0 | 26.475 | 2022 | 0 | 0 | SWHC006-02 | HVAC DCV - Marine ¦ SCE ¦ Marine | HVAC DCV - Marine | 2.8691 | 0.85 | 0.72918 | CSS-Itron 2012 | -1.3487 | 2012 | 0.6 | SWHC006-02
COM-HVAC-55.43 | Com ¦ No HVAC DCV - Marine ¦ SCE ¦ Marine | Com ¦ No HVAC DCV - Marine | SCE ¦ Marine | SCE | All | Electric & Gas | No ADEC or CO2 sensor and ADEC only | Average Existing and Code | 0 | Conventional | HVAC | Com - Other | Com | RET and NEW | 0 | 1000 sqft2 of floor space | Cap-Tons | 15 | DEER:HVAC_Split-Package_AC | 59.4 | 0.062967 | 5.7667 | SWHC006-02 | 57.865 | 2022 | 0 | 26.475 | 2022 | 0 | 0 | SWHC006-02 | HVAC DCV - Marine ¦ SCE ¦ Marine | HVAC DCV - Marine | 4.1095 | 0.85 | 0.72918 | CSS-Itron 2012 | -17.8942 | 2012 | 0.6 | SWHC006-02
COM-HVAC-55.45 | Com ¦ No HVAC DCV - Marine ¦ SCE ¦ Marine | Com ¦ No HVAC DCV - Marine | SCE ¦ Marine | SCE | All | Electric & Gas | No ADEC or CO2 sensor and ADEC only | Average Existing and Code | 0 | Conventional | HVAC | Com - Restaurant | Com | RET and NEW | 0 | 1000 sqft2 of floor space | Cap-Tons | 15 | DEER:HVAC_Split-Package_AC | 15.0304 | 0.029958 | 1.7135 | SWHC006-02 | 57.865 | 2022 | 0 | 26.475 | 2022 | 0 | 0 | SWHC006-02 | HVAC DCV - Marine ¦ SCE ¦ Marine | HVAC DCV - Marine | 4.1867 | 0.85 | 0.72918 | CSS-Itron 2012 | -0.74533 | 2012 | 0.6 | SWHC006-02
COM-HVAC-55.46 | Com ¦ No HVAC DCV - Marine ¦ SCE ¦ Marine | Com ¦ No HVAC DCV - Marine | SCE ¦ Marine | SCE | All | Electric & Gas | No ADEC or CO2 sensor and ADEC only | Average Existing and Code | 0 | Conventional | HVAC | Com - Retail | Com | RET and NEW | 0 | 1000 sqft2 of floor space | Cap-Tons | 15 | DEER:HVAC_Split-Package_AC | 35.1653 | 0.031173 | 0.67443 | SWHC006-02 | 57.865 | 2022 | 0 | 26.475 | 2022 | 0 | 0 | SWHC006-02 | HVAC DCV - Marine ¦ SCE ¦ Marine | HVAC DCV - Marine | 1.7713 | 0.85 | 0.72918 | CSS-Itron 2012 | -104.6165 | 2012 | 0.6 | SWHC006-02
COM-HVAC-55.47 | Com ¦ No HVAC DCV - Marine ¦ SCE ¦ Marine | Com ¦ No HVAC DCV - Marine | SCE ¦ Marine | SCE | All | Electric & Gas | No ADEC or CO2 sensor and ADEC only | Average Existing and Code | 0 | Conventional | HVAC | Com - School | Com | RET and NEW | 0 | 1000 sqft2 of floor space | Cap-Tons | 15 | DEER:HVAC_Split-Package_AC | 16.9633 | 0.021514 | 1.3113 | SWHC006-02 | 57.865 | 2022 | 0 | 26.475 | 2022 | 0 | 0 | SWHC006-02 | HVAC DCV - Marine ¦ SCE ¦ Marine | HVAC DCV - Marine | 2.8844 | 0.85 | 0.72918 | CSS-Itron 2012 | -2.0299 | 2012 | 0.6 | SWHC006-02
COM-HVAC-55.48 | Com ¦ No HVAC DCV - Marine ¦ SCE ¦ Marine | Com ¦ No HVAC DCV - Marine | SCE ¦ Marine | SCE | All | Electric & Gas | No ADEC or CO2 sensor and ADEC only | Average Existing and Code | 0 | Conventional | HVAC | Com - Warehouse | Com | RET and NEW | 0 | 1000 sqft2 of floor space | Cap-Tons | 15 | DEER:HVAC_Split-Package_AC | 0 | 0 | 0 | SWHC006-02 | 57.865 | 2022 | 0 | 26.475 | 2022 | 0 | 0 | SWHC006-02 | HVAC DCV - Marine ¦ SCE ¦ Marine | HVAC DCV - Marine | 0.5425 | 0.85 | 0.72918 | CSS-Itron 2012 | 0 | 2012 | 0.6 | SWHC006-02
COM-HVAC-55.49 | Com ¦ No HVAC DCV - Hot-Dry ¦ SCE ¦ Hot-Dry | Com ¦ No HVAC DCV - Hot-Dry | SCE ¦ Hot-Dry | SCE | All | Electric & Gas | No ADEC or CO2 sensor and ADEC only | Average Existing and Code | 0 | Conventional | HVAC | Com - College | Com | RET and NEW | 0 | 1000 sqft2 of floor space | Cap-Tons | 15 | DEER:HVAC_Split-Package_AC | 36.5667 | 0.029633 | 1.8633 | SWHC006-02 | 57.865 | 2022 | 0 | 26.475 | 2022 | 0 | 0 | SWHC006-02 | HVAC DCV - Hot-Dry ¦ SCE ¦ Hot-Dry | HVAC DCV - Hot-Dry | 2.3954 | 0.85 | 0.72918 | CSS-Itron 2012 | -2.3184 | 2012 | 0.6 | SWHC006-02
COM-HVAC-55.50 | Com ¦ No HVAC DCV - Hot-Dry ¦ SCE ¦ Hot-Dry | Com ¦ No HVAC DCV - Hot-Dry | SCE ¦ Hot-Dry | SCE | All | Electric & Gas | No ADEC or CO2 sensor and ADEC only | Average Existing and Code | 0 | Conventional | HVAC | Com - Grocery | Com | RET and NEW | 0 | 1000 sqft2 of floor space | Cap-Tons | 15 | DEER:HVAC_Split-Package_AC | 0 | 0 | 0 | SWHC006-02 | 57.865 | 2022 | 0 | 26.475 | 2022 | 0 | 0 | SWHC006-02 | HVAC DCV - Hot-Dry ¦ SCE ¦ Hot-Dry | HVAC DCV - Hot-Dry | 3.9989 | 0.85 | 0.72918 | CSS-Itron 2012 | 0 | 2012 | 0.6 | SWHC006-02
COM-HVAC-55.51 | Com ¦ No HVAC DCV - Hot-Dry ¦ SCE ¦ Hot-Dry | Com ¦ No HVAC DCV - Hot-Dry | SCE ¦ Hot-Dry | SCE | All | Electric & Gas | No ADEC or CO2 sensor and ADEC only | Average Existing and Code | 0 | Conventional | HVAC | Com - Health | Com | RET and NEW | 0 | 1000 sqft2 of floor space | Cap-Tons | 15 | DEER:HVAC_Split-Package_AC | 0 | 0 | 0 | SWHC006-02 | 57.865 | 2022 | 0 | 26.475 | 2022 | 0 | 0 | SWHC006-02 | HVAC DCV - Hot-Dry ¦ SCE ¦ Hot-Dry | HVAC DCV - Hot-Dry | 3.3971 | 0.85 | 0.72918 | CSS-Itron 2012 | 0 | 2012 | 0.6 | SWHC006-02
COM-HVAC-55.52 | Com ¦ No HVAC DCV - Hot-Dry ¦ SCE ¦ Hot-Dry | Com ¦ No HVAC DCV - Hot-Dry | SCE ¦ Hot-Dry | SCE | All | Electric & Gas | No ADEC or CO2 sensor and ADEC only | Average Existing and Code | 0 | Conventional | HVAC | Com - Lodging | Com | RET and NEW | 0 | 1000 sqft2 of floor space | Cap-Tons | 15 | DEER:HVAC_Split-Package_AC | 0 | 0 | 0 | SWHC006-02 | 57.865 | 2022 | 0 | 26.475 | 2022 | 0 | 0 | SWHC006-02 | HVAC DCV - Hot-Dry ¦ SCE ¦ Hot-Dry | HVAC DCV - Hot-Dry | 1.9076 | 0.85 | 0.72918 | CSS-Itron 2012 | 0 | 2012 | 0.6 | SWHC006-02
COM-HVAC-55.53 | Com ¦ No HVAC DCV - Hot-Dry ¦ SCE ¦ Hot-Dry | Com ¦ No HVAC DCV - Hot-Dry | SCE ¦ Hot-Dry | SCE | All | Electric & Gas | No ADEC or CO2 sensor and ADEC only | Average Existing and Code | 0 | Conventional | HVAC | Com - Office (Large) | Com | RET and NEW | 0 | 1000 sqft2 of floor space | Cap-Tons | 15 | DEER:HVAC_Split-Package_AC | 0 | 0 | 0 | SWHC006-02 | 57.865 | 2022 | 0 | 26.475 | 2022 | 0 | 0 | SWHC006-02 | HVAC DCV - Hot-Dry ¦ SCE ¦ Hot-Dry | HVAC DCV - Hot-Dry | 2.5288 | 0.85 | 0.72918 | CSS-Itron 2012 | 0 | 2012 | 0.6 | SWHC006-02
COM-HVAC-55.54 | Com ¦ No HVAC DCV - Hot-Dry ¦ SCE ¦ Hot-Dry | Com ¦ No HVAC DCV - Hot-Dry | SCE ¦ Hot-Dry | SCE | All | Electric & Gas | No ADEC or CO2 sensor and ADEC only | Average Existing and Code | 0 | Conventional | HVAC | Com - Office (Small) | Com | RET and NEW | 0 | 1000 sqft2 of floor space | Cap-Tons | 15 | DEER:HVAC_Split-Package_AC | 20.7667 | 0.014333 | 0.81333 | SWHC006-02 | 57.865 | 2022 | 0 | 26.475 | 2022 | 0 | 0 | SWHC006-02 | HVAC DCV - Hot-Dry ¦ SCE ¦ Hot-Dry | HVAC DCV - Hot-Dry | 2.8691 | 0.85 | 0.72918 | CSS-Itron 2012 | -1.3367 | 2012 | 0.6 | SWHC006-02
COM-HVAC-55.55 | Com ¦ No HVAC DCV - Hot-Dry ¦ SCE ¦ Hot-Dry | Com ¦ No HVAC DCV - Hot-Dry | SCE ¦ Hot-Dry | SCE | All | Electric & Gas | No ADEC or CO2 sensor and ADEC only | Average Existing and Code | 0 | Conventional | HVAC | Com - Other | Com | RET and NEW | 0 | 1000 sqft2 of floor space | Cap-Tons | 15 | DEER:HVAC_Split-Package_AC | 80.9333 | 0.054667 | 3.5333 | SWHC006-02 | 57.865 | 2022 | 0 | 26.475 | 2022 | 0 | 0 | SWHC006-02 | HVAC DCV - Hot-Dry ¦ SCE ¦ Hot-Dry | HVAC DCV - Hot-Dry | 4.1095 | 0.85 | 0.72918 | CSS-Itron 2012 | -13.5755 | 2012 | 0.6 | SWHC006-02
COM-HVAC-55.57 | Com ¦ No HVAC DCV - Hot-Dry ¦ SCE ¦ Hot-Dry | Com ¦ No HVAC DCV - Hot-Dry | SCE ¦ Hot-Dry | SCE | All | Electric & Gas | No ADEC or CO2 sensor and ADEC only | Average Existing and Code | 0 | Conventional | HVAC | Com - Restaurant | Com | RET and NEW | 0 | 1000 sqft2 of floor space | Cap-Tons | 15 | DEER:HVAC_Split-Package_AC | 15.2492 | 0.023333 | 1.5151 | SWHC006-02 | 57.865 | 2022 | 0 | 26.475 | 2022 | 0 | 0 | SWHC006-02 | HVAC DCV - Hot-Dry ¦ SCE ¦ Hot-Dry | HVAC DCV - Hot-Dry | 4.1867 | 0.85 | 0.72918 | CSS-Itron 2012 | -0.69897 | 2012 | 0.6 | SWHC006-02
COM-HVAC-55.58 | Com ¦ No HVAC DCV - Hot-Dry ¦ SCE ¦ Hot-Dry | Com ¦ No HVAC DCV - Hot-Dry | SCE ¦ Hot-Dry | SCE | All | Electric & Gas | No ADEC or CO2 sensor and ADEC only | Average Existing and Code | 0 | Conventional | HVAC | Com - Retail | Com | RET and NEW | 0 | 1000 sqft2 of floor space | Cap-Tons | 15 | DEER:HVAC_Split-Package_AC | 20.673 | 0.026484 | 0.61841 | SWHC006-02 | 57.865 | 2022 | 0 | 26.475 | 2022 | 0 | 0 | SWHC006-02 | HVAC DCV - Hot-Dry ¦ SCE ¦ Hot-Dry | HVAC DCV - Hot-Dry | 1.7713 | 0.85 | 0.72918 | CSS-Itron 2012 | -94.8117 | 2012 | 0.6 | SWHC006-02
COM-HVAC-55.59 | Com ¦ No HVAC DCV - Hot-Dry ¦ SCE ¦ Hot-Dry | Com ¦ No HVAC DCV - Hot-Dry | SCE ¦ Hot-Dry | SCE | All | Electric & Gas | No ADEC or CO2 sensor and ADEC only | Average Existing and Code | 0 | Conventional | HVAC | Com - School | Com | RET and NEW | 0 | 1000 sqft2 of floor space | Cap-Tons | 15 | DEER:HVAC_Split-Package_AC | 17.2802 | 0.022797 | 1.185 | SWHC006-02 | 57.865 | 2022 | 0 | 26.475 | 2022 | 0 | 0 | SWHC006-02 | HVAC DCV - Hot-Dry ¦ SCE ¦ Hot-Dry | HVAC DCV - Hot-Dry | 2.8844 | 0.85 | 0.72918 | CSS-Itron 2012 | -1.9415 | 2012 | 0.6 | SWHC006-02
COM-HVAC-55.60 | Com ¦ No HVAC DCV - Hot-Dry ¦ SCE ¦ Hot-Dry | Com ¦ No HVAC DCV - Hot-Dry | SCE ¦ Hot-Dry | SCE | All | Electric & Gas | No ADEC or CO2 sensor and ADEC only | Average Existing and Code | 0 | Conventional | HVAC | Com - Warehouse | Com | RET and NEW | 0 | 1000 sqft2 of floor space | Cap-Tons | 15 | DEER:HVAC_Split-Package_AC | 0 | 0 | 0 | SWHC006-02 | 57.865 | 2022 | 0 | 26.475 | 2022 | 0 | 0 | SWHC006-02 | HVAC DCV - Hot-Dry ¦ SCE ¦ Hot-Dry | HVAC DCV - Hot-Dry | 0.5425 | 0.85 | 0.72918 | CSS-Itron 2012 | 0 | 2012 | 0.6 | SWHC006-02
COM-HVAC-55.61 | Com ¦ No HVAC DCV - Cold ¦ SCE ¦ Cold | Com ¦ No HVAC DCV - Cold | SCE ¦ Cold | SCE | All | Electric & Gas | No ADEC or CO2 sensor and ADEC only | Average Existing and Code | 0 | Conventional | HVAC | Com - College | Com | RET and NEW | 0 | 1000 sqft2 of floor space | Cap-Tons | 15 | DEER:HVAC_Split-Package_AC | 125.9333 | 5.3533e-05 | 14.8667 | SWHC006-02 | 57.865 | 2022 | 0 | 26.475 | 2022 | 0 | 0 | SWHC006-02 | HVAC DCV - Cold ¦ SCE ¦ Cold | HVAC DCV - Cold | 2.3954 | 0.85 | 0.72918 | CSS-Itron 2012 | -12.8618 | 2012 | 0.6 | SWHC006-02
COM-HVAC-55.62 | Com ¦ No HVAC DCV - Cold ¦ SCE ¦ Cold | Com ¦ No HVAC DCV - Cold | SCE ¦ Cold | SCE | All | Electric & Gas | No ADEC or CO2 sensor and ADEC only | Average Existing and Code | 0 | Conventional | HVAC | Com - Grocery | Com | RET and NEW | 0 | 1000 sqft2 of floor space | Cap-Tons | 15 | DEER:HVAC_Split-Package_AC | 0 | 0 | 0 | SWHC006-02 | 57.865 | 2022 | 0 | 26.475 | 2022 | 0 | 0 | SWHC006-02 | HVAC DCV - Cold ¦ SCE ¦ Cold | HVAC DCV - Cold | 3.9989 | 0.85 | 0.72918 | CSS-Itron 2012 | 0 | 2012 | 0.6 | SWHC006-02
COM-HVAC-55.63 | Com ¦ No HVAC DCV - Cold ¦ SCE ¦ Cold | Com ¦ No HVAC DCV - Cold | SCE ¦ Cold | SCE | All | Electric & Gas | No ADEC or CO2 sensor and ADEC only | Average Existing and Code | 0 | Conventional | HVAC | Com - Health | Com | RET and NEW | 0 | 1000 sqft2 of floor space | Cap-Tons | 15 | DEER:HVAC_Split-Package_AC | 0 | 0 | 0 | SWHC006-02 | 57.865 | 2022 | 0 | 26.475 | 2022 | 0 | 0 | SWHC006-02 | HVAC DCV - Cold ¦ SCE ¦ Cold | HVAC DCV - Cold | 3.3971 | 0.85 | 0.72918 | CSS-Itron 2012 | 0 | 2012 | 0.6 | SWHC006-02
COM-HVAC-55.64 | Com ¦ No HVAC DCV - Cold ¦ SCE ¦ Cold | Com ¦ No HVAC DCV - Cold | SCE ¦ Cold | SCE | All | Electric & Gas | No ADEC or CO2 sensor and ADEC only | Average Existing and Code | 0 | Conventional | HVAC | Com - Lodging | Com | RET and NEW | 0 | 1000 sqft2 of floor space | Cap-Tons | 15 | DEER:HVAC_Split-Package_AC | 0 | 0 | 0 | SWHC006-02 | 57.865 | 2022 | 0 | 26.475 | 2022 | 0 | 0 | SWHC006-02 | HVAC DCV - Cold ¦ SCE ¦ Cold | HVAC DCV - Cold | 1.9076 | 0.85 | 0.72918 | CSS-Itron 2012 | 0 | 2012 | 0.6 | SWHC006-02
COM-HVAC-55.65 | Com ¦ No HVAC DCV - Cold ¦ SCE ¦ Cold | Com ¦ No HVAC DCV - Cold | SCE ¦ Cold | SCE | All | Electric & Gas | No ADEC or CO2 sensor and ADEC only | Average Existing and Code | 0 | Conventional | HVAC | Com - Office (Large) | Com | RET and NEW | 0 | 1000 sqft2 of floor space | Cap-Tons | 15 | DEER:HVAC_Split-Package_AC | 0 | 0 | 0 | SWHC006-02 | 57.865 | 2022 | 0 | 26.475 | 2022 | 0 | 0 | SWHC006-02 | HVAC DCV - Cold ¦ SCE ¦ Cold | HVAC DCV - Cold | 2.5288 | 0.85 | 0.72918 | CSS-Itron 2012 | 0 | 2012 | 0.6 | SWHC006-02
COM-HVAC-55.66 | Com ¦ No HVAC DCV - Cold ¦ SCE ¦ Cold | Com ¦ No HVAC DCV - Cold | SCE ¦ Cold | SCE | All | Electric & Gas | No ADEC or CO2 sensor and ADEC only | Average Existing and Code | 0 | Conventional | HVAC | Com - Office (Small) | Com | RET and NEW | 0 | 1000 sqft2 of floor space | Cap-Tons | 15 | DEER:HVAC_Split-Package_AC | 69.16 | -0.00070867 | 8.7 | SWHC006-02 | 57.865 | 2022 | 0 | 26.475 | 2022 | 0 | 0 | SWHC006-02 | HVAC DCV - Cold ¦ SCE ¦ Cold | HVAC DCV - Cold | 2.8691 | 0.85 | 0.72918 | CSS-Itron 2012 | -10.3166 | 2012 | 0.6 | SWHC006-02
COM-HVAC-55.67 | Com ¦ No HVAC DCV - Cold ¦ SCE ¦ Cold | Com ¦ No HVAC DCV - Cold | SCE ¦ Cold | SCE | All | Electric & Gas | No ADEC or CO2 sensor and ADEC only | Average Existing and Code | 0 | Conventional | HVAC | Com - Other | Com | RET and NEW | 0 | 1000 sqft2 of floor space | Cap-Tons | 15 | DEER:HVAC_Split-Package_AC | 324.008 | 0.021767 | 38.3333 | SWHC006-02 | 57.865 | 2022 | 0 | 26.475 | 2022 | 0 | 0 | SWHC006-02 | HVAC DCV - Cold ¦ SCE ¦ Cold | HVAC DCV - Cold | 4.1095 | 0.85 | 0.72918 | CSS-Itron 2012 | -114.7962 | 2012 | 0.6 | SWHC006-02
COM-HVAC-55.69 | Com ¦ No HVAC DCV - Cold ¦ SCE ¦ Cold | Com ¦ No HVAC DCV - Cold | SCE ¦ Cold | SCE | All | Electric & Gas | No ADEC or CO2 sensor and ADEC only | Average Existing and Code | 0 | Conventional | HVAC | Com - Restaurant | Com | RET and NEW | 0 | 1000 sqft2 of floor space | Cap-Tons | 15 | DEER:HVAC_Split-Package_AC | 176.0351 | -0.020925 | 23.0835 | SWHC006-02 | 57.865 | 2022 | 0 | 26.475 | 2022 | 0 | 0 | SWHC006-02 | HVAC DCV - Cold ¦ SCE ¦ Cold | HVAC DCV - Cold | 4.1867 | 0.85 | 0.72918 | CSS-Itron 2012 | -9.5016 | 2012 | 0.6 | SWHC006-02
COM-HVAC-55.70 | Com ¦ No HVAC DCV - Cold ¦ SCE ¦ Cold | Com ¦ No HVAC DCV - Cold | SCE ¦ Cold | SCE | All | Electric & Gas | No ADEC or CO2 sensor and ADEC only | Average Existing and Code | 0 | Conventional | HVAC | Com - Retail | Com | RET and NEW | 0 | 1000 sqft2 of floor space | Cap-Tons | 15 | DEER:HVAC_Split-Package_AC | 90.265 | -0.008265 | 10.3111 | SWHC006-02 | 57.865 | 2022 | 0 | 26.475 | 2022 | 0 | 0 | SWHC006-02 | HVAC DCV - Cold ¦ SCE ¦ Cold | HVAC DCV - Cold | 1.7713 | 0.85 | 0.72918 | CSS-Itron 2012 | -1556.3526 | 2012 | 0.6 | SWHC006-02
COM-HVAC-55.71 | Com ¦ No HVAC DCV - Cold ¦ SCE ¦ Cold | Com ¦ No HVAC DCV - Cold | SCE ¦ Cold | SCE | All | Electric & Gas | No ADEC or CO2 sensor and ADEC only | Average Existing and Code | 0 | Conventional | HVAC | Com - School | Com | RET and NEW | 0 | 1000 sqft2 of floor space | Cap-Tons | 15 | DEER:HVAC_Split-Package_AC | 83.6688 | 5.1241e-05 | 10.0184 | SWHC006-02 | 57.865 | 2022 | 0 | 26.475 | 2022 | 0 | 0 | SWHC006-02 | HVAC DCV - Cold ¦ SCE ¦ Cold | HVAC DCV - Cold | 2.8844 | 0.85 | 0.72918 | CSS-Itron 2012 | -12.9854 | 2012 | 0.6 | SWHC006-02
COM-HVAC-55.72 | Com ¦ No HVAC DCV - Cold ¦ SCE ¦ Cold | Com ¦ No HVAC DCV - Cold | SCE ¦ Cold | SCE | All | Electric & Gas | No ADEC or CO2 sensor and ADEC only | Average Existing and Code | 0 | Conventional | HVAC | Com - Warehouse | Com | RET and NEW | 0 | 1000 sqft2 of floor space | Cap-Tons | 15 | DEER:HVAC_Split-Package_AC | 0 | 0 | 0 | SWHC006-02 | 57.865 | 2022 | 0 | 26.475 | 2022 | 0 | 0 | SWHC006-02 | HVAC DCV - Cold ¦ SCE ¦ Cold | HVAC DCV - Cold | 0.5425 | 0.85 | 0.72918 | CSS-Itron 2012 | 0 | 2012 | 0.6 | SWHC006-02
COM-HVAC-55.73 | Com ¦ No HVAC DCV - Marine ¦ SCG ¦ Marine | Com ¦ No HVAC DCV - Marine | SCG ¦ Marine | SCG | All | Electric & Gas | No ADEC or CO2 sensor and ADEC only | Average Existing and Code | 0 | Conventional | HVAC | Com - College | Com | RET and NEW | 0 | 1000 sqft2 of floor space | Cap-Tons | 15 | DEER:HVAC_Split-Package_AC | 24.8333 | 0.030467 | 2.2033 | SWHC006-02 | 57.865 | 2022 | 0 | 26.475 | 2022 | 0 | 0 | SWHC006-02 | HVAC DCV - Marine ¦ SCG ¦ Marine | HVAC DCV - Marine | 2.3954 | 0.85 | 0.72918 | CSS-Itron 2012 | -2.1159 | 2012 | 0.6 | SWHC006-02
COM-HVAC-55.74 | Com ¦ No HVAC DCV - Marine ¦ SCG ¦ Marine | Com ¦ No HVAC DCV - Marine | SCG ¦ Marine | SCG | All | Electric & Gas | No ADEC or CO2 sensor and ADEC only | Average Existing and Code | 0 | Conventional | HVAC | Com - Grocery | Com | RET and NEW | 0 | 1000 sqft2 of floor space | Cap-Tons | 15 | DEER:HVAC_Split-Package_AC | 0 | 0 | 0 | SWHC006-02 | 57.865 | 2022 | 0 | 26.475 | 2022 | 0 | 0 | SWHC006-02 | HVAC DCV - Marine ¦ SCG ¦ Marine | HVAC DCV - Marine | 3.9989 | 0.85 | 0.72918 | CSS-Itron 2012 | 0 | 2012 | 0.6 | SWHC006-02
COM-HVAC-55.75 | Com ¦ No HVAC DCV - Marine ¦ SCG ¦ Marine | Com ¦ No HVAC DCV - Marine | SCG ¦ Marine | SCG | All | Electric & Gas | No ADEC or CO2 sensor and ADEC only | Average Existing and Code | 0 | Conventional | HVAC | Com - Health | Com | RET and NEW | 0 | 1000 sqft2 of floor space | Cap-Tons | 15 | DEER:HVAC_Split-Package_AC | 0 | 0 | 0 | SWHC006-02 | 57.865 | 2022 | 0 | 26.475 | 2022 | 0 | 0 | SWHC006-02 | HVAC DCV - Marine ¦ SCG ¦ Marine | HVAC DCV - Marine | 3.3971 | 0.85 | 0.72918 | CSS-Itron 2012 | 0 | 2012 | 0.6 | SWHC006-02
COM-HVAC-55.76 | Com ¦ No HVAC DCV - Marine ¦ SCG ¦ Marine | Com ¦ No HVAC DCV - Marine | SCG ¦ Marine | SCG | All | Electric & Gas | No ADEC or CO2 sensor and ADEC only | Average Existing and Code | 0 | Conventional | HVAC | Com - Lodging | Com | RET and NEW | 0 | 1000 sqft2 of floor space | Cap-Tons | 15 | DEER:HVAC_Split-Package_AC | 0 | 0 | 0 | SWHC006-02 | 57.865 | 2022 | 0 | 26.475 | 2022 | 0 | 0 | SWHC006-02 | HVAC DCV - Marine ¦ SCG ¦ Marine | HVAC DCV - Marine | 1.9076 | 0.85 | 0.72918 | CSS-Itron 2012 | 0 | 2012 | 0.6 | SWHC006-02
COM-HVAC-55.77 | Com ¦ No HVAC DCV - Marine ¦ SCG ¦ Marine | Com ¦ No HVAC DCV - Marine | SCG ¦ Marine | SCG | All | Electric & Gas | No ADEC or CO2 sensor and ADEC only | Average Existing and Code | 0 | Conventional | HVAC | Com - Office (Large) | Com | RET and NEW | 0 | 1000 sqft2 of floor space | Cap-Tons | 15 | DEER:HVAC_Split-Package_AC | 0 | 0 | 0 | SWHC006-02 | 57.865 | 2022 | 0 | 26.475 | 2022 | 0 | 0 | SWHC006-02 | HVAC DCV - Marine ¦ SCG ¦ Marine | HVAC DCV - Marine | 2.5288 | 0.85 | 0.72918 | CSS-Itron 2012 | 0 | 2012 | 0.6 | SWHC006-02
COM-HVAC-55.78 | Com ¦ No HVAC DCV - Marine ¦ SCG ¦ Marine | Com ¦ No HVAC DCV - Marine | SCG ¦ Marine | SCG | All | Electric & Gas | No ADEC or CO2 sensor and ADEC only | Average Existing and Code | 0 | Conventional | HVAC | Com - Office (Small) | Com | RET and NEW | 0 | 1000 sqft2 of floor space | Cap-Tons | 15 | DEER:HVAC_Split-Package_AC | 19.6 | 0.0156 | 0.85667 | SWHC006-02 | 57.865 | 2022 | 0 | 26.475 | 2022 | 0 | 0 | SWHC006-02 | HVAC DCV - Marine ¦ SCG ¦ Marine | HVAC DCV - Marine | 2.8691 | 0.85 | 0.72918 | CSS-Itron 2012 | -1.3487 | 2012 | 0.6 | SWHC006-02
COM-HVAC-55.79 | Com ¦ No HVAC DCV - Marine ¦ SCG ¦ Marine | Com ¦ No HVAC DCV - Marine | SCG ¦ Marine | SCG | All | Electric & Gas | No ADEC or CO2 sensor and ADEC only | Average Existing and Code | 0 | Conventional | HVAC | Com - Other | Com | RET and NEW | 0 | 1000 sqft2 of floor space | Cap-Tons | 15 | DEER:HVAC_Split-Package_AC | 59.4 | 0.062967 | 5.7667 | SWHC006-02 | 57.865 | 2022 | 0 | 26.475 | 2022 | 0 | 0 | SWHC006-02 | HVAC DCV - Marine ¦ SCG ¦ Marine | HVAC DCV - Marine | 4.1095 | 0.85 | 0.72918 | CSS-Itron 2012 | -17.8942 | 2012 | 0.6 | SWHC006-02
COM-HVAC-55.81 | Com ¦ No HVAC DCV - Marine ¦ SCG ¦ Marine | Com ¦ No HVAC DCV - Marine | SCG ¦ Marine | SCG | All | Electric & Gas | No ADEC or CO2 sensor and ADEC only | Average Existing and Code | 0 | Conventional | HVAC | Com - Restaurant | Com | RET and NEW | 0 | 1000 sqft2 of floor space | Cap-Tons | 15 | DEER:HVAC_Split-Package_AC | 15.0304 | 0.029958 | 1.7135 | SWHC006-02 | 57.865 | 2022 | 0 | 26.475 | 2022 | 0 | 0 | SWHC006-02 | HVAC DCV - Marine ¦ SCG ¦ Marine | HVAC DCV - Marine | 4.1867 | 0.85 | 0.72918 | CSS-Itron 2012 | -0.74533 | 2012 | 0.6 | SWHC006-02
COM-HVAC-55.82 | Com ¦ No HVAC DCV - Marine ¦ SCG ¦ Marine | Com ¦ No HVAC DCV - Marine | SCG ¦ Marine | SCG | All | Electric & Gas | No ADEC or CO2 sensor and ADEC only | Average Existing and Code | 0 | Conventional | HVAC | Com - Retail | Com | RET and NEW | 0 | 1000 sqft2 of floor space | Cap-Tons | 15 | DEER:HVAC_Split-Package_AC | 35.1653 | 0.031173 | 0.67443 | SWHC006-02 | 57.865 | 2022 | 0 | 26.475 | 2022 | 0 | 0 | SWHC006-02 | HVAC DCV - Marine ¦ SCG ¦ Marine | HVAC DCV - Marine | 1.7713 | 0.85 | 0.72918 | CSS-Itron 2012 | -104.6165 | 2012 | 0.6 | SWHC006-02
COM-HVAC-55.83 | Com ¦ No HVAC DCV - Marine ¦ SCG ¦ Marine | Com ¦ No HVAC DCV - Marine | SCG ¦ Marine | SCG | All | Electric & Gas | No ADEC or CO2 sensor and ADEC only | Average Existing and Code | 0 | Conventional | HVAC | Com - School | Com | RET and NEW | 0 | 1000 sqft2 of floor space | Cap-Tons | 15 | DEER:HVAC_Split-Package_AC | 16.9633 | 0.021514 | 1.3113 | SWHC006-02 | 57.865 | 2022 | 0 | 26.475 | 2022 | 0 | 0 | SWHC006-02 | HVAC DCV - Marine ¦ SCG ¦ Marine | HVAC DCV - Marine | 2.8844 | 0.85 | 0.72918 | CSS-Itron 2012 | -2.0299 | 2012 | 0.6 | SWHC006-02
COM-HVAC-55.84 | Com ¦ No HVAC DCV - Marine ¦ SCG ¦ Marine | Com ¦ No HVAC DCV - Marine | SCG ¦ Marine | SCG | All | Electric & Gas | No ADEC or CO2 sensor and ADEC only | Average Existing and Code | 0 | Conventional | HVAC | Com - Warehouse | Com | RET and NEW | 0 | 1000 sqft2 of floor space | Cap-Tons | 15 | DEER:HVAC_Split-Package_AC | 0 | 0 | 0 | SWHC006-02 | 57.865 | 2022 | 0 | 26.475 | 2022 | 0 | 0 | SWHC006-02 | HVAC DCV - Marine ¦ SCG ¦ Marine | HVAC DCV - Marine | 0.5425 | 0.85 | 0.72918 | CSS-Itron 2012 | 0 | 2012 | 0.6 | SWHC006-02
COM-HVAC-55.85 | Com ¦ No HVAC DCV - Hot-Dry ¦ SCG ¦ Hot-Dry | Com ¦ No HVAC DCV - Hot-Dry | SCG ¦ Hot-Dry | SCG | All | Electric & Gas | No ADEC or CO2 sensor and ADEC only | Average Existing and Code | 0 | Conventional | HVAC | Com - College | Com | RET and NEW | 0 | 1000 sqft2 of floor space | Cap-Tons | 15 | DEER:HVAC_Split-Package_AC | 36.5667 | 0.029633 | 1.8633 | SWHC006-02 | 57.865 | 2022 | 0 | 26.475 | 2022 | 0 | 0 | SWHC006-02 | HVAC DCV - Hot-Dry ¦ SCG ¦ Hot-Dry | HVAC DCV - Hot-Dry | 2.3954 | 0.85 | 0.72918 | CSS-Itron 2012 | -2.3184 | 2012 | 0.6 | SWHC006-02
COM-HVAC-55.86 | Com ¦ No HVAC DCV - Hot-Dry ¦ SCG ¦ Hot-Dry | Com ¦ No HVAC DCV - Hot-Dry | SCG ¦ Hot-Dry | SCG | All | Electric & Gas | No ADEC or CO2 sensor and ADEC only | Average Existing and Code | 0 | Conventional | HVAC | Com - Grocery | Com | RET and NEW | 0 | 1000 sqft2 of floor space | Cap-Tons | 15 | DEER:HVAC_Split-Package_AC | 0 | 0 | 0 | SWHC006-02 | 57.865 | 2022 | 0 | 26.475 | 2022 | 0 | 0 | SWHC006-02 | HVAC DCV - Hot-Dry ¦ SCG ¦ Hot-Dry | HVAC DCV - Hot-Dry | 3.9989 | 0.85 | 0.72918 | CSS-Itron 2012 | 0 | 2012 | 0.6 | SWHC006-02
COM-HVAC-55.87 | Com ¦ No HVAC DCV - Hot-Dry ¦ SCG ¦ Hot-Dry | Com ¦ No HVAC DCV - Hot-Dry | SCG ¦ Hot-Dry | SCG | All | Electric & Gas | No ADEC or CO2 sensor and ADEC only | Average Existing and Code | 0 | Conventional | HVAC | Com - Health | Com | RET and NEW | 0 | 1000 sqft2 of floor space | Cap-Tons | 15 | DEER:HVAC_Split-Package_AC | 0 | 0 | 0 | SWHC006-02 | 57.865 | 2022 | 0 | 26.475 | 2022 | 0 | 0 | SWHC006-02 | HVAC DCV - Hot-Dry ¦ SCG ¦ Hot-Dry | HVAC DCV - Hot-Dry | 3.3971 | 0.85 | 0.72918 | CSS-Itron 2012 | 0 | 2012 | 0.6 | SWHC006-02
COM-HVAC-55.88 | Com ¦ No HVAC DCV - Hot-Dry ¦ SCG ¦ Hot-Dry | Com ¦ No HVAC DCV - Hot-Dry | SCG ¦ Hot-Dry | SCG | All | Electric & Gas | No ADEC or CO2 sensor and ADEC only | Average Existing and Code | 0 | Conventional | HVAC | Com - Lodging | Com | RET and NEW | 0 | 1000 sqft2 of floor space | Cap-Tons | 15 | DEER:HVAC_Split-Package_AC | 0 | 0 | 0 | SWHC006-02 | 57.865 | 2022 | 0 | 26.475 | 2022 | 0 | 0 | SWHC006-02 | HVAC DCV - Hot-Dry ¦ SCG ¦ Hot-Dry | HVAC DCV - Hot-Dry | 1.9076 | 0.85 | 0.72918 | CSS-Itron 2012 | 0 | 2012 | 0.6 | SWHC006-02
COM-HVAC-55.89 | Com ¦ No HVAC DCV - Hot-Dry ¦ SCG ¦ Hot-Dry | Com ¦ No HVAC DCV - Hot-Dry | SCG ¦ Hot-Dry | SCG | All | Electric & Gas | No ADEC or CO2 sensor and ADEC only | Average Existing and Code | 0 | Conventional | HVAC | Com - Office (Large) | Com | RET and NEW | 0 | 1000 sqft2 of floor space | Cap-Tons | 15 | DEER:HVAC_Split-Package_AC | 0 | 0 | 0 | SWHC006-02 | 57.865 | 2022 | 0 | 26.475 | 2022 | 0 | 0 | SWHC006-02 | HVAC DCV - Hot-Dry ¦ SCG ¦ Hot-Dry | HVAC DCV - Hot-Dry | 2.5288 | 0.85 | 0.72918 | CSS-Itron 2012 | 0 | 2012 | 0.6 | SWHC006-02
COM-HVAC-55.90 | Com ¦ No HVAC DCV - Hot-Dry ¦ SCG ¦ Hot-Dry | Com ¦ No HVAC DCV - Hot-Dry | SCG ¦ Hot-Dry | SCG | All | Electric & Gas | No ADEC or CO2 sensor and ADEC only | Average Existing and Code | 0 | Conventional | HVAC | Com - Office (Small) | Com | RET and NEW | 0 | 1000 sqft2 of floor space | Cap-Tons | 15 | DEER:HVAC_Split-Package_AC | 20.7667 | 0.014333 | 0.81333 | SWHC006-02 | 57.865 | 2022 | 0 | 26.475 | 2022 | 0 | 0 | SWHC006-02 | HVAC DCV - Hot-Dry ¦ SCG ¦ Hot-Dry | HVAC DCV - Hot-Dry | 2.8691 | 0.85 | 0.72918 | CSS-Itron 2012 | -1.3367 | 2012 | 0.6 | SWHC006-02
COM-HVAC-55.91 | Com ¦ No HVAC DCV - Hot-Dry ¦ SCG ¦ Hot-Dry | Com ¦ No HVAC DCV - Hot-Dry | SCG ¦ Hot-Dry | SCG | All | Electric & Gas | No ADEC or CO2 sensor and ADEC only | Average Existing and Code | 0 | Conventional | HVAC | Com - Other | Com | RET and NEW | 0 | 1000 sqft2 of floor space | Cap-Tons | 15 | DEER:HVAC_Split-Package_AC | 80.9333 | 0.054667 | 3.5333 | SWHC006-02 | 57.865 | 2022 | 0 | 26.475 | 2022 | 0 | 0 | SWHC006-02 | HVAC DCV - Hot-Dry ¦ SCG ¦ Hot-Dry | HVAC DCV - Hot-Dry | 4.1095 | 0.85 | 0.72918 | CSS-Itron 2012 | -13.5755 | 2012 | 0.6 | SWHC006-02
COM-HVAC-55.93 | Com ¦ No HVAC DCV - Hot-Dry ¦ SCG ¦ Hot-Dry | Com ¦ No HVAC DCV - Hot-Dry | SCG ¦ Hot-Dry | SCG | All | Electric & Gas | No ADEC or CO2 sensor and ADEC only | Average Existing and Code | 0 | Conventional | HVAC | Com - Restaurant | Com | RET and NEW | 0 | 1000 sqft2 of floor space | Cap-Tons | 15 | DEER:HVAC_Split-Package_AC | 15.2492 | 0.023333 | 1.5151 | SWHC006-02 | 57.865 | 2022 | 0 | 26.475 | 2022 | 0 | 0 | SWHC006-02 | HVAC DCV - Hot-Dry ¦ SCG ¦ Hot-Dry | HVAC DCV - Hot-Dry | 4.1867 | 0.85 | 0.72918 | CSS-Itron 2012 | -0.69897 | 2012 | 0.6 | SWHC006-02
COM-HVAC-55.94 | Com ¦ No HVAC DCV - Hot-Dry ¦ SCG ¦ Hot-Dry | Com ¦ No HVAC DCV - Hot-Dry | SCG ¦ Hot-Dry | SCG | All | Electric & Gas | No ADEC or CO2 sensor and ADEC only | Average Existing and Code | 0 | Conventional | HVAC | Com - Retail | Com | RET and NEW | 0 | 1000 sqft2 of floor space | Cap-Tons | 15 | DEER:HVAC_Split-Package_AC | 20.673 | 0.026484 | 0.61841 | SWHC006-02 | 57.865 | 2022 | 0 | 26.475 | 2022 | 0 | 0 | SWHC006-02 | HVAC DCV - Hot-Dry ¦ SCG ¦ Hot-Dry | HVAC DCV - Hot-Dry | 1.7713 | 0.85 | 0.72918 | CSS-Itron 2012 | -94.8117 | 2012 | 0.6 | SWHC006-02
COM-HVAC-55.95 | Com ¦ No HVAC DCV - Hot-Dry ¦ SCG ¦ Hot-Dry | Com ¦ No HVAC DCV - Hot-Dry | SCG ¦ Hot-Dry | SCG | All | Electric & Gas | No ADEC or CO2 sensor and ADEC only | Average Existing and Code | 0 | Conventional | HVAC | Com - School | Com | RET and NEW | 0 | 1000 sqft2 of floor space | Cap-Tons | 15 | DEER:HVAC_Split-Package_AC | 17.2802 | 0.022797 | 1.185 | SWHC006-02 | 57.865 | 2022 | 0 | 26.475 | 2022 | 0 | 0 | SWHC006-02 | HVAC DCV - Hot-Dry ¦ SCG ¦ Hot-Dry | HVAC DCV - Hot-Dry | 2.8844 | 0.85 | 0.72918 | CSS-Itron 2012 | -1.9415 | 2012 | 0.6 | SWHC006-02
COM-HVAC-55.96 | Com ¦ No HVAC DCV - Hot-Dry ¦ SCG ¦ Hot-Dry | Com ¦ No HVAC DCV - Hot-Dry | SCG ¦ Hot-Dry | SCG | All | Electric & Gas | No ADEC or CO2 sensor and ADEC only | Average Existing and Code | 0 | Conventional | HVAC | Com - Warehouse | Com | RET and NEW | 0 | 1000 sqft2 of floor space | Cap-Tons | 15 | DEER:HVAC_Split-Package_AC | 0 | 0 | 0 | SWHC006-02 | 57.865 | 2022 | 0 | 26.475 | 2022 | 0 | 0 | SWHC006-02 | HVAC DCV - Hot-Dry ¦ SCG ¦ Hot-Dry | HVAC DCV - Hot-Dry | 0.5425 | 0.85 | 0.72918 | CSS-Itron 2012 | 0 | 2012 | 0.6 | SWHC006-02
COM-HVAC-55.97 | Com ¦ No HVAC DCV - Cold ¦ SCG ¦ Cold | Com ¦ No HVAC DCV - Cold | SCG ¦ Cold | SCG | All | Electric & Gas | No ADEC or CO2 sensor and ADEC only | Average Existing and Code | 0 | Conventional | HVAC | Com - College | Com | RET and NEW | 0 | 1000 sqft2 of floor space | Cap-Tons | 15 | DEER:HVAC_Split-Package_AC | 125.9333 | 5.3533e-05 | 14.8667 | SWHC006-02 | 57.865 | 2022 | 0 | 26.475 | 2022 | 0 | 0 | SWHC006-02 | HVAC DCV - Cold ¦ SCG ¦ Cold | HVAC DCV - Cold | 2.3954 | 0.85 | 0.72918 | CSS-Itron 2012 | -12.8618 | 2012 | 0.6 | SWHC006-02
COM-HVAC-55.98 | Com ¦ No HVAC DCV - Cold ¦ SCG ¦ Cold | Com ¦ No HVAC DCV - Cold | SCG ¦ Cold | SCG | All | Electric & Gas | No ADEC or CO2 sensor and ADEC only | Average Existing and Code | 0 | Conventional | HVAC | Com - Grocery | Com | RET and NEW | 0 | 1000 sqft2 of floor space | Cap-Tons | 15 | DEER:HVAC_Split-Package_AC | 0 | 0 | 0 | SWHC006-02 | 57.865 | 2022 | 0 | 26.475 | 2022 | 0 | 0 | SWHC006-02 | HVAC DCV - Cold ¦ SCG ¦ Cold | HVAC DCV - Cold | 3.9989 | 0.85 | 0.72918 | CSS-Itron 2012 | 0 | 2012 | 0.6 | SWHC006-02
COM-HVAC-55.99 | Com ¦ No HVAC DCV - Cold ¦ SCG ¦ Cold | Com ¦ No HVAC DCV - Cold | SCG ¦ Cold | SCG | All | Electric & Gas | No ADEC or CO2 sensor and ADEC only | Average Existing and Code | 0 | Conventional | HVAC | Com - Health | Com | RET and NEW | 0 | 1000 sqft2 of floor space | Cap-Tons | 15 | DEER:HVAC_Split-Package_AC | 0 | 0 | 0 | SWHC006-02 | 57.865 | 2022 | 0 | 26.475 | 2022 | 0 | 0 | SWHC006-02 | HVAC DCV - Cold ¦ SCG ¦ Cold | HVAC DCV - Cold | 3.3971 | 0.85 | 0.72918 | CSS-Itron 2012 | 0 | 2012 | 0.6 | SWHC006-02
COM-HVAC-55.100 | Com ¦ No HVAC DCV - Cold ¦ SCG ¦ Cold | Com ¦ No HVAC DCV - Cold | SCG ¦ Cold | SCG | All | Electric & Gas | No ADEC or CO2 sensor and ADEC only | Average Existing and Code | 0 | Conventional | HVAC | Com - Lodging | Com | RET and NEW | 0 | 1000 sqft2 of floor space | Cap-Tons | 15 | DEER:HVAC_Split-Package_AC | 0 | 0 | 0 | SWHC006-02 | 57.865 | 2022 | 0 | 26.475 | 2022 | 0 | 0 | SWHC006-02 | HVAC DCV - Cold ¦ SCG ¦ Cold | HVAC DCV - Cold | 1.9076 | 0.85 | 0.72918 | CSS-Itron 2012 | 0 | 2012 | 0.6 | SWHC006-02
COM-HVAC-55.101 | Com ¦ No HVAC DCV - Cold ¦ SCG ¦ Cold | Com ¦ No HVAC DCV - Cold | SCG ¦ Cold | SCG | All | Electric & Gas | No ADEC or CO2 sensor and ADEC only | Average Existing and Code | 0 | Conventional | HVAC | Com - Office (Large) | Com | RET and NEW | 0 | 1000 sqft2 of floor space | Cap-Tons | 15 | DEER:HVAC_Split-Package_AC | 0 | 0 | 0 | SWHC006-02 | 57.865 | 2022 | 0 | 26.475 | 2022 | 0 | 0 | SWHC006-02 | HVAC DCV - Cold ¦ SCG ¦ Cold | HVAC DCV - Cold | 2.5288 | 0.85 | 0.72918 | CSS-Itron 2012 | 0 | 2012 | 0.6 | SWHC006-02
COM-HVAC-55.102 | Com ¦ No HVAC DCV - Cold ¦ SCG ¦ Cold | Com ¦ No HVAC DCV - Cold | SCG ¦ Cold | SCG | All | Electric & Gas | No ADEC or CO2 sensor and ADEC only | Average Existing and Code | 0 | Conventional | HVAC | Com - Office (Small) | Com | RET and NEW | 0 | 1000 sqft2 of floor space | Cap-Tons | 15 | DEER:HVAC_Split-Package_AC | 69.16 | -0.00070867 | 8.7 | SWHC006-02 | 57.865 | 2022 | 0 | 26.475 | 2022 | 0 | 0 | SWHC006-02 | HVAC DCV - Cold ¦ SCG ¦ Cold | HVAC DCV - Cold | 2.8691 | 0.85 | 0.72918 | CSS-Itron 2012 | -10.3166 | 2012 | 0.6 | SWHC006-02
COM-HVAC-55.103 | Com ¦ No HVAC DCV - Cold ¦ SCG ¦ Cold | Com ¦ No HVAC DCV - Cold | SCG ¦ Cold | SCG | All | Electric & Gas | No ADEC or CO2 sensor and ADEC only | Average Existing and Code | 0 | Conventional | HVAC | Com - Other | Com | RET and NEW | 0 | 1000 sqft2 of floor space | Cap-Tons | 15 | DEER:HVAC_Split-Package_AC | 324.008 | 0.021767 | 38.3333 | SWHC006-02 | 57.865 | 2022 | 0 | 26.475 | 2022 | 0 | 0 | SWHC006-02 | HVAC DCV - Cold ¦ SCG ¦ Cold | HVAC DCV - Cold | 4.1095 | 0.85 | 0.72918 | CSS-Itron 2012 | -114.7962 | 2012 | 0.6 | SWHC006-02
COM-HVAC-55.105 | Com ¦ No HVAC DCV - Cold ¦ SCG ¦ Cold | Com ¦ No HVAC DCV - Cold | SCG ¦ Cold | SCG | All | Electric & Gas | No ADEC or CO2 sensor and ADEC only | Average Existing and Code | 0 | Conventional | HVAC | Com - Restaurant | Com | RET and NEW | 0 | 1000 sqft2 of floor space | Cap-Tons | 15 | DEER:HVAC_Split-Package_AC | 176.0351 | -0.020925 | 23.0835 | SWHC006-02 | 57.865 | 2022 | 0 | 26.475 | 2022 | 0 | 0 | SWHC006-02 | HVAC DCV - Cold ¦ SCG ¦ Cold | HVAC DCV - Cold | 4.1867 | 0.85 | 0.72918 | CSS-Itron 2012 | -9.5016 | 2012 | 0.6 | SWHC006-02
COM-HVAC-55.106 | Com ¦ No HVAC DCV - Cold ¦ SCG ¦ Cold | Com ¦ No HVAC DCV - Cold | SCG ¦ Cold | SCG | All | Electric & Gas | No ADEC or CO2 sensor and ADEC only | Average Existing and Code | 0 | Conventional | HVAC | Com - Retail | Com | RET and NEW | 0 | 1000 sqft2 of floor space | Cap-Tons | 15 | DEER:HVAC_Split-Package_AC | 90.265 | -0.008265 | 10.3111 | SWHC006-02 | 57.865 | 2022 | 0 | 26.475 | 2022 | 0 | 0 | SWHC006-02 | HVAC DCV - Cold ¦ SCG ¦ Cold | HVAC DCV - Cold | 1.7713 | 0.85 | 0.72918 | CSS-Itron 2012 | -1556.3526 | 2012 | 0.6 | SWHC006-02
COM-HVAC-55.107 | Com ¦ No HVAC DCV - Cold ¦ SCG ¦ Cold | Com ¦ No HVAC DCV - Cold | SCG ¦ Cold | SCG | All | Electric & Gas | No ADEC or CO2 sensor and ADEC only | Average Existing and Code | 0 | Conventional | HVAC | Com - School | Com | RET and NEW | 0 | 1000 sqft2 of floor space | Cap-Tons | 15 | DEER:HVAC_Split-Package_AC | 83.6688 | 5.1241e-05 | 10.0184 | SWHC006-02 | 57.865 | 2022 | 0 | 26.475 | 2022 | 0 | 0 | SWHC006-02 | HVAC DCV - Cold ¦ SCG ¦ Cold | HVAC DCV - Cold | 2.8844 | 0.85 | 0.72918 | CSS-Itron 2012 | -12.9854 | 2012 | 0.6 | SWHC006-02
COM-HVAC-55.108 | Com ¦ No HVAC DCV - Cold ¦ SCG ¦ Cold | Com ¦ No HVAC DCV - Cold | SCG ¦ Cold | SCG | All | Electric & Gas | No ADEC or CO2 sensor and ADEC only | Average Existing and Code | 0 | Conventional | HVAC | Com - Warehouse | Com | RET and NEW | 0 | 1000 sqft2 of floor space | Cap-Tons | 15 | DEER:HVAC_Split-Package_AC | 0 | 0 | 0 | SWHC006-02 | 57.865 | 2022 | 0 | 26.475 | 2022 | 0 | 0 | SWHC006-02 | HVAC DCV - Cold ¦ SCG ¦ Cold | HVAC DCV - Cold | 0.5425 | 0.85 | 0.72918 | CSS-Itron 2012 | 0 | 2012 | 0.6 | SWHC006-02
COM-HVAC-55.109 | Com ¦ No HVAC DCV - Marine ¦ SDG&E ¦ Marine | Com ¦ No HVAC DCV - Marine | SDG&E ¦ Marine | SDG&E | All | Electric & Gas | No ADEC or CO2 sensor and ADEC only | Average Existing and Code | 0 | Conventional | HVAC | Com - College | Com | RET and NEW | 0 | 1000 sqft2 of floor space | Cap-Tons | 15 | DEER:HVAC_Split-Package_AC | 24.8333 | 0.030467 | 2.2033 | SWHC006-02 | 57.865 | 2022 | 0 | 26.475 | 2022 | 0 | 0 | SWHC006-02 | HVAC DCV - Marine ¦ SDG&E ¦ Marine | HVAC DCV - Marine | 2.3473 | 0.85 | 0.72918 | CSS-Itron 2012 | -2.1159 | 2012 | 0.6 | SWHC006-02
COM-HVAC-55.110 | Com ¦ No HVAC DCV - Marine ¦ SDG&E ¦ Marine | Com ¦ No HVAC DCV - Marine | SDG&E ¦ Marine | SDG&E | All | Electric & Gas | No ADEC or CO2 sensor and ADEC only | Average Existing and Code | 0 | Conventional | HVAC | Com - Grocery | Com | RET and NEW | 0 | 1000 sqft2 of floor space | Cap-Tons | 15 | DEER:HVAC_Split-Package_AC | 0 | 0 | 0 | SWHC006-02 | 57.865 | 2022 | 0 | 26.475 | 2022 | 0 | 0 | SWHC006-02 | HVAC DCV - Marine ¦ SDG&E ¦ Marine | HVAC DCV - Marine | 4.0657 | 0.85 | 0.72918 | CSS-Itron 2012 | 0 | 2012 | 0.6 | SWHC006-02
COM-HVAC-55.111 | Com ¦ No HVAC DCV - Marine ¦ SDG&E ¦ Marine | Com ¦ No HVAC DCV - Marine | SDG&E ¦ Marine | SDG&E | All | Electric & Gas | No ADEC or CO2 sensor and ADEC only | Average Existing and Code | 0 | Conventional | HVAC | Com - Health | Com | RET and NEW | 0 | 1000 sqft2 of floor space | Cap-Tons | 15 | DEER:HVAC_Split-Package_AC | 0 | 0 | 0 | SWHC006-02 | 57.865 | 2022 | 0 | 26.475 | 2022 | 0 | 0 | SWHC006-02 | HVAC DCV - Marine ¦ SDG&E ¦ Marine | HVAC DCV - Marine | 3.3781 | 0.85 | 0.72918 | CSS-Itron 2012 | 0 | 2012 | 0.6 | SWHC006-02
COM-HVAC-55.112 | Com ¦ No HVAC DCV - Marine ¦ SDG&E ¦ Marine | Com ¦ No HVAC DCV - Marine | SDG&E ¦ Marine | SDG&E | All | Electric & Gas | No ADEC or CO2 sensor and ADEC only | Average Existing and Code | 0 | Conventional | HVAC | Com - Lodging | Com | RET and NEW | 0 | 1000 sqft2 of floor space | Cap-Tons | 15 | DEER:HVAC_Split-Package_AC | 0 | 0 | 0 | SWHC006-02 | 57.865 | 2022 | 0 | 26.475 | 2022 | 0 | 0 | SWHC006-02 | HVAC DCV - Marine ¦ SDG&E ¦ Marine | HVAC DCV - Marine | 1.8901 | 0.85 | 0.72918 | CSS-Itron 2012 | 0 | 2012 | 0.6 | SWHC006-02
COM-HVAC-55.113 | Com ¦ No HVAC DCV - Marine ¦ SDG&E ¦ Marine | Com ¦ No HVAC DCV - Marine | SDG&E ¦ Marine | SDG&E | All | Electric & Gas | No ADEC or CO2 sensor and ADEC only | Average Existing and Code | 0 | Conventional | HVAC | Com - Office (Large) | Com | RET and NEW | 0 | 1000 sqft2 of floor space | Cap-Tons | 15 | DEER:HVAC_Split-Package_AC | 0 | 0 | 0 | SWHC006-02 | 57.865 | 2022 | 0 | 26.475 | 2022 | 0 | 0 | SWHC006-02 | HVAC DCV - Marine ¦ SDG&E ¦ Marine | HVAC DCV - Marine | 2.4677 | 0.85 | 0.72918 | CSS-Itron 2012 | 0 | 2012 | 0.6 | SWHC006-02
COM-HVAC-55.114 | Com ¦ No HVAC DCV - Marine ¦ SDG&E ¦ Marine | Com ¦ No HVAC DCV - Marine | SDG&E ¦ Marine | SDG&E | All | Electric & Gas | No ADEC or CO2 sensor and ADEC only | Average Existing and Code | 0 | Conventional | HVAC | Com - Office (Small) | Com | RET and NEW | 0 | 1000 sqft2 of floor space | Cap-Tons | 15 | DEER:HVAC_Split-Package_AC | 19.6 | 0.0156 | 0.85667 | SWHC006-02 | 57.865 | 2022 | 0 | 26.475 | 2022 | 0 | 0 | SWHC006-02 | HVAC DCV - Marine ¦ SDG&E ¦ Marine | HVAC DCV - Marine | 2.9963 | 0.85 | 0.72918 | CSS-Itron 2012 | -1.3487 | 2012 | 0.6 | SWHC006-02
COM-HVAC-55.115 | Com ¦ No HVAC DCV - Marine ¦ SDG&E ¦ Marine | Com ¦ No HVAC DCV - Marine | SDG&E ¦ Marine | SDG&E | All | Electric & Gas | No ADEC or CO2 sensor and ADEC only | Average Existing and Code | 0 | Conventional | HVAC | Com - Other | Com | RET and NEW | 0 | 1000 sqft2 of floor space | Cap-Tons | 15 | DEER:HVAC_Split-Package_AC | 59.4 | 0.062967 | 5.7667 | SWHC006-02 | 57.865 | 2022 | 0 | 26.475 | 2022 | 0 | 0 | SWHC006-02 | HVAC DCV - Marine ¦ SDG&E ¦ Marine | HVAC DCV - Marine | 4.0392 | 0.85 | 0.72918 | CSS-Itron 2012 | -17.8942 | 2012 | 0.6 | SWHC006-02
COM-HVAC-55.117 | Com ¦ No HVAC DCV - Marine ¦ SDG&E ¦ Marine | Com ¦ No HVAC DCV - Marine | SDG&E ¦ Marine | SDG&E | All | Electric & Gas | No ADEC or CO2 sensor and ADEC only | Average Existing and Code | 0 | Conventional | HVAC | Com - Restaurant | Com | RET and NEW | 0 | 1000 sqft2 of floor space | Cap-Tons | 15 | DEER:HVAC_Split-Package_AC | 15.0304 | 0.029958 | 1.7135 | SWHC006-02 | 57.865 | 2022 | 0 | 26.475 | 2022 | 0 | 0 | SWHC006-02 | HVAC DCV - Marine ¦ SDG&E ¦ Marine | HVAC DCV - Marine | 4.3736 | 0.85 | 0.72918 | CSS-Itron 2012 | -0.74533 | 2012 | 0.6 | SWHC006-02
COM-HVAC-55.118 | Com ¦ No HVAC DCV - Marine ¦ SDG&E ¦ Marine | Com ¦ No HVAC DCV - Marine | SDG&E ¦ Marine | SDG&E | All | Electric & Gas | No ADEC or CO2 sensor and ADEC only | Average Existing and Code | 0 | Conventional | HVAC | Com - Retail | Com | RET and NEW | 0 | 1000 sqft2 of floor space | Cap-Tons | 15 | DEER:HVAC_Split-Package_AC | 35.1653 | 0.031173 | 0.67443 | SWHC006-02 | 57.865 | 2022 | 0 | 26.475 | 2022 | 0 | 0 | SWHC006-02 | HVAC DCV - Marine ¦ SDG&E ¦ Marine | HVAC DCV - Marine | 1.773 | 0.85 | 0.72918 | CSS-Itron 2012 | -104.6165 | 2012 | 0.6 | SWHC006-02
COM-HVAC-55.119 | Com ¦ No HVAC DCV - Marine ¦ SDG&E ¦ Marine | Com ¦ No HVAC DCV - Marine | SDG&E ¦ Marine | SDG&E | All | Electric & Gas | No ADEC or CO2 sensor and ADEC only | Average Existing and Code | 0 | Conventional | HVAC | Com - School | Com | RET and NEW | 0 | 1000 sqft2 of floor space | Cap-Tons | 15 | DEER:HVAC_Split-Package_AC | 16.9633 | 0.021514 | 1.3113 | SWHC006-02 | 57.865 | 2022 | 0 | 26.475 | 2022 | 0 | 0 | SWHC006-02 | HVAC DCV - Marine ¦ SDG&E ¦ Marine | HVAC DCV - Marine | 2.9815 | 0.85 | 0.72918 | CSS-Itron 2012 | -2.0299 | 2012 | 0.6 | SWHC006-02
COM-HVAC-55.120 | Com ¦ No HVAC DCV - Marine ¦ SDG&E ¦ Marine | Com ¦ No HVAC DCV - Marine | SDG&E ¦ Marine | SDG&E | All | Electric & Gas | No ADEC or CO2 sensor and ADEC only | Average Existing and Code | 0 | Conventional | HVAC | Com - Warehouse | Com | RET and NEW | 0 | 1000 sqft2 of floor space | Cap-Tons | 15 | DEER:HVAC_Split-Package_AC | 0 | 0 | 0 | SWHC006-02 | 57.865 | 2022 | 0 | 26.475 | 2022 | 0 | 0 | SWHC006-02 | HVAC DCV - Marine ¦ SDG&E ¦ Marine | HVAC DCV - Marine | 0.54372 | 0.85 | 0.72918 | CSS-Itron 2012 | 0 | 2012 | 0.6 | SWHC006-02
COM-HVAC-55.121 | Com ¦ No HVAC DCV - Hot-Dry ¦ SDG&E ¦ Hot-Dry | Com ¦ No HVAC DCV - Hot-Dry | SDG&E ¦ Hot-Dry | SDG&E | All | Electric & Gas | No ADEC or CO2 sensor and ADEC only | Average Existing and Code | 0 | Conventional | HVAC | Com - College | Com | RET and NEW | 0 | 1000 sqft2 of floor space | Cap-Tons | 15 | DEER:HVAC_Split-Package_AC | 10.76 | 0.020867 | 2.21 | SWHC006-02 | 57.865 | 2022 | 0 | 26.475 | 2022 | 0 | 0 | SWHC006-02 | HVAC DCV - Hot-Dry ¦ SDG&E ¦ Hot-Dry | HVAC DCV - Hot-Dry | 2.3473 | 0.85 | 0.72918 | CSS-Itron 2012 | -1.6414 | 2012 | 0.6 | SWHC006-02
COM-HVAC-55.122 | Com ¦ No HVAC DCV - Hot-Dry ¦ SDG&E ¦ Hot-Dry | Com ¦ No HVAC DCV - Hot-Dry | SDG&E ¦ Hot-Dry | SDG&E | All | Electric & Gas | No ADEC or CO2 sensor and ADEC only | Average Existing and Code | 0 | Conventional | HVAC | Com - Grocery | Com | RET and NEW | 0 | 1000 sqft2 of floor space | Cap-Tons | 15 | DEER:HVAC_Split-Package_AC | 0 | 0 | 0 | SWHC006-02 | 57.865 | 2022 | 0 | 26.475 | 2022 | 0 | 0 | SWHC006-02 | HVAC DCV - Hot-Dry ¦ SDG&E ¦ Hot-Dry | HVAC DCV - Hot-Dry | 4.0657 | 0.85 | 0.72918 | CSS-Itron 2012 | 0 | 2012 | 0.6 | SWHC006-02
COM-HVAC-55.123 | Com ¦ No HVAC DCV - Hot-Dry ¦ SDG&E ¦ Hot-Dry | Com ¦ No HVAC DCV - Hot-Dry | SDG&E ¦ Hot-Dry | SDG&E | All | Electric & Gas | No ADEC or CO2 sensor and ADEC only | Average Existing and Code | 0 | Conventional | HVAC | Com - Health | Com | RET and NEW | 0 | 1000 sqft2 of floor space | Cap-Tons | 15 | DEER:HVAC_Split-Package_AC | 0 | 0 | 0 | SWHC006-02 | 57.865 | 2022 | 0 | 26.475 | 2022 | 0 | 0 | SWHC006-02 | HVAC DCV - Hot-Dry ¦ SDG&E ¦ Hot-Dry | HVAC DCV - Hot-Dry | 3.3781 | 0.85 | 0.72918 | CSS-Itron 2012 | 0 | 2012 | 0.6 | SWHC006-02
COM-HVAC-55.124 | Com ¦ No HVAC DCV - Hot-Dry ¦ SDG&E ¦ Hot-Dry | Com ¦ No HVAC DCV - Hot-Dry | SDG&E ¦ Hot-Dry | SDG&E | All | Electric & Gas | No ADEC or CO2 sensor and ADEC only | Average Existing and Code | 0 | Conventional | HVAC | Com - Lodging | Com | RET and NEW | 0 | 1000 sqft2 of floor space | Cap-Tons | 15 | DEER:HVAC_Split-Package_AC | 0 | 0 | 0 | SWHC006-02 | 57.865 | 2022 | 0 | 26.475 | 2022 | 0 | 0 | SWHC006-02 | HVAC DCV - Hot-Dry ¦ SDG&E ¦ Hot-Dry | HVAC DCV - Hot-Dry | 1.8901 | 0.85 | 0.72918 | CSS-Itron 2012 | 0 | 2012 | 0.6 | SWHC006-02
COM-HVAC-55.125 | Com ¦ No HVAC DCV - Hot-Dry ¦ SDG&E ¦ Hot-Dry | Com ¦ No HVAC DCV - Hot-Dry | SDG&E ¦ Hot-Dry | SDG&E | All | Electric & Gas | No ADEC or CO2 sensor and ADEC only | Average Existing and Code | 0 | Conventional | HVAC | Com - Office (Large) | Com | RET and NEW | 0 | 1000 sqft2 of floor space | Cap-Tons | 15 | DEER:HVAC_Split-Package_AC | 0 | 0 | 0 | SWHC006-02 | 57.865 | 2022 | 0 | 26.475 | 2022 | 0 | 0 | SWHC006-02 | HVAC DCV - Hot-Dry ¦ SDG&E ¦ Hot-Dry | HVAC DCV - Hot-Dry | 2.4677 | 0.85 | 0.72918 | CSS-Itron 2012 | 0 | 2012 | 0.6 | SWHC006-02
COM-HVAC-55.126 | Com ¦ No HVAC DCV - Hot-Dry ¦ SDG&E ¦ Hot-Dry | Com ¦ No HVAC DCV - Hot-Dry | SDG&E ¦ Hot-Dry | SDG&E | All | Electric & Gas | No ADEC or CO2 sensor and ADEC only | Average Existing and Code | 0 | Conventional | HVAC | Com - Office (Small) | Com | RET and NEW | 0 | 1000 sqft2 of floor space | Cap-Tons | 15 | DEER:HVAC_Split-Package_AC | 4.3533 | 0.0109 | 0.75667 | SWHC006-02 | 57.865 | 2022 | 0 | 26.475 | 2022 | 0 | 0 | SWHC006-02 | HVAC DCV - Hot-Dry ¦ SDG&E ¦ Hot-Dry | HVAC DCV - Hot-Dry | 2.9963 | 0.85 | 0.72918 | CSS-Itron 2012 | -0.85402 | 2012 | 0.6 | SWHC006-02
COM-HVAC-55.127 | Com ¦ No HVAC DCV - Hot-Dry ¦ SDG&E ¦ Hot-Dry | Com ¦ No HVAC DCV - Hot-Dry | SDG&E ¦ Hot-Dry | SDG&E | All | Electric & Gas | No ADEC or CO2 sensor and ADEC only | Average Existing and Code | 0 | Conventional | HVAC | Com - Other | Com | RET and NEW | 0 | 1000 sqft2 of floor space | Cap-Tons | 15 | DEER:HVAC_Split-Package_AC | 28.8 | 0.0369 | 5.4667 | SWHC006-02 | 57.865 | 2022 | 0 | 26.475 | 2022 | 0 | 0 | SWHC006-02 | HVAC DCV - Hot-Dry ¦ SDG&E ¦ Hot-Dry | HVAC DCV - Hot-Dry | 4.0392 | 0.85 | 0.72918 | CSS-Itron 2012 | -15.3503 | 2012 | 0.6 | SWHC006-02
COM-HVAC-55.129 | Com ¦ No HVAC DCV - Hot-Dry ¦ SDG&E ¦ Hot-Dry | Com ¦ No HVAC DCV - Hot-Dry | SDG&E ¦ Hot-Dry | SDG&E | All | Electric & Gas | No ADEC or CO2 sensor and ADEC only | Average Existing and Code | 0 | Conventional | HVAC | Com - Restaurant | Com | RET and NEW | 0 | 1000 sqft2 of floor space | Cap-Tons | 15 | DEER:HVAC_Split-Package_AC | -9.7261 | 0.019442 | 1.165 | SWHC006-02 | 57.865 | 2022 | 0 | 26.475 | 2022 | 0 | 0 | SWHC006-02 | HVAC DCV - Hot-Dry ¦ SDG&E ¦ Hot-Dry | HVAC DCV - Hot-Dry | 4.3736 | 0.85 | 0.72918 | CSS-Itron 2012 | -0.10018 | 2012 | 0.6 | SWHC006-02
COM-HVAC-55.130 | Com ¦ No HVAC DCV - Hot-Dry ¦ SDG&E ¦ Hot-Dry | Com ¦ No HVAC DCV - Hot-Dry | SDG&E ¦ Hot-Dry | SDG&E | All | Electric & Gas | No ADEC or CO2 sensor and ADEC only | Average Existing and Code | 0 | Conventional | HVAC | Com - Retail | Com | RET and NEW | 0 | 1000 sqft2 of floor space | Cap-Tons | 15 | DEER:HVAC_Split-Package_AC | 11.7645 | 0.02582 | 0.46022 | SWHC006-02 | 57.865 | 2022 | 0 | 26.475 | 2022 | 0 | 0 | SWHC006-02 | HVAC DCV - Hot-Dry ¦ SDG&E ¦ Hot-Dry | HVAC DCV - Hot-Dry | 1.773 | 0.85 | 0.72918 | CSS-Itron 2012 | -70.2103 | 2012 | 0.6 | SWHC006-02
COM-HVAC-55.131 | Com ¦ No HVAC DCV - Hot-Dry ¦ SDG&E ¦ Hot-Dry | Com ¦ No HVAC DCV - Hot-Dry | SDG&E ¦ Hot-Dry | SDG&E | All | Electric & Gas | No ADEC or CO2 sensor and ADEC only | Average Existing and Code | 0 | Conventional | HVAC | Com - School | Com | RET and NEW | 0 | 1000 sqft2 of floor space | Cap-Tons | 15 | DEER:HVAC_Split-Package_AC | 8.4961 | 0.014796 | 1.2465 | SWHC006-02 | 57.865 | 2022 | 0 | 26.475 | 2022 | 0 | 0 | SWHC006-02 | HVAC DCV - Hot-Dry ¦ SDG&E ¦ Hot-Dry | HVAC DCV - Hot-Dry | 2.9815 | 0.85 | 0.72918 | CSS-Itron 2012 | -1.5105 | 2012 | 0.6 | SWHC006-02
COM-HVAC-55.132 | Com ¦ No HVAC DCV - Hot-Dry ¦ SDG&E ¦ Hot-Dry | Com ¦ No HVAC DCV - Hot-Dry | SDG&E ¦ Hot-Dry | SDG&E | All | Electric & Gas | No ADEC or CO2 sensor and ADEC only | Average Existing and Code | 0 | Conventional | HVAC | Com - Warehouse | Com | RET and NEW | 0 | 1000 sqft2 of floor space | Cap-Tons | 15 | DEER:HVAC_Split-Package_AC | 0 | 0 | 0 | SWHC006-02 | 57.865 | 2022 | 0 | 26.475 | 2022 | 0 | 0 | SWHC006-02 | HVAC DCV - Hot-Dry ¦ SDG&E ¦ Hot-Dry | HVAC DCV - Hot-Dry | 0.54372 | 0.85 | 0.72918 | CSS-Itron 2012 | 0 | 2012 | 0.6 | SWHC006-02
COM-HVAC-56.1 | Com ¦ Demand Controlled Ventilation (HVAC) - Marine ¦ PG&E ¦ Marine | Com ¦ Demand Controlled Ventilation (HVAC) - Marine | PG&E ¦ Marine | PG&E | All | Electric & Gas | Add DCV, ADEC and CO2 Sensor | Efficient | 0 | Conventional | HVAC | Com - College | Com | RET and NEW | 0 | 1000 sqft2 of floor space | Cap-Tons | 15 | DEER:HVAC_Split-Package_AC | 0 | 0 | 0 | SWHC006-02 | 57.865 | 2022 | 0 | 26.475 | 2022 | 0 | 0 | SWHC006-02 | HVAC DCV - Marine ¦ PG&E ¦ Marine | HVAC DCV - Marine | 2.1464 | 0.85 | 0.27082 | CSS-Itron 2012 | 0 | 2032 | 0.6 | SWHC006-02
COM-HVAC-56.2 | Com ¦ Demand Controlled Ventilation (HVAC) - Marine ¦ PG&E ¦ Marine | Com ¦ Demand Controlled Ventilation (HVAC) - Marine | PG&E ¦ Marine | PG&E | All | Electric & Gas | Add DCV, ADEC and CO2 Sensor | Efficient | 0 | Conventional | HVAC | Com - Grocery | Com | RET and NEW | 0 | 1000 sqft2 of floor space | Cap-Tons | 15 | DEER:HVAC_Split-Package_AC | 0 | 0 | 0 | SWHC006-02 | 57.865 | 2022 | 0 | 26.475 | 2022 | 0 | 0 | SWHC006-02 | HVAC DCV - Marine ¦ PG&E ¦ Marine | HVAC DCV - Marine | 3.3612 | 0.85 | 0.27082 | CSS-Itron 2012 | 0 | 2032 | 0.6 | SWHC006-02
COM-HVAC-56.3 | Com ¦ Demand Controlled Ventilation (HVAC) - Marine ¦ PG&E ¦ Marine | Com ¦ Demand Controlled Ventilation (HVAC) - Marine | PG&E ¦ Marine | PG&E | All | Electric & Gas | Add DCV, ADEC and CO2 Sensor | Efficient | 0 | Conventional | HVAC | Com - Health | Com | RET and NEW | 0 | 1000 sqft2 of floor space | Cap-Tons | 15 | DEER:HVAC_Split-Package_AC | 0 | 0 | 0 | SWHC006-02 | 57.865 | 2022 | 0 | 26.475 | 2022 | 0 | 0 | SWHC006-02 | HVAC DCV - Marine ¦ PG&E ¦ Marine | HVAC DCV - Marine | 3.1695 | 0.85 | 0.27082 | CSS-Itron 2012 | 0 | 2032 | 0.6 | SWHC006-02
COM-HVAC-56.4 | Com ¦ Demand Controlled Ventilation (HVAC) - Marine ¦ PG&E ¦ Marine | Com ¦ Demand Controlled Ventilation (HVAC) - Marine | PG&E ¦ Marine | PG&E | All | Electric & Gas | Add DCV, ADEC and CO2 Sensor | Efficient | 0 | Conventional | HVAC | Com - Lodging | Com | RET and NEW | 0 | 1000 sqft2 of floor space | Cap-Tons | 15 | DEER:HVAC_Split-Package_AC | 0 | 0 | 0 | SWHC006-02 | 57.865 | 2022 | 0 | 26.475 | 2022 | 0 | 0 | SWHC006-02 | HVAC DCV - Marine ¦ PG&E ¦ Marine | HVAC DCV - Marine | 1.6895 | 0.85 | 0.27082 | CSS-Itron 2012 | 0 | 2032 | 0.6 | SWHC006-02
COM-HVAC-56.5 | Com ¦ Demand Controlled Ventilation (HVAC) - Marine ¦ PG&E ¦ Marine | Com ¦ Demand Controlled Ventilation (HVAC) - Marine | PG&E ¦ Marine | PG&E | All | Electric & Gas | Add DCV, ADEC and CO2 Sensor | Efficient | 0 | Conventional | HVAC | Com - Office (Large) | Com | RET and NEW | 0 | 1000 sqft2 of floor space | Cap-Tons | 15 | DEER:HVAC_Split-Package_AC | 0 | 0 | 0 | SWHC006-02 | 57.865 | 2022 | 0 | 26.475 | 2022 | 0 | 0 | SWHC006-02 | HVAC DCV - Marine ¦ PG&E ¦ Marine | HVAC DCV - Marine | 2.2507 | 0.85 | 0.27082 | CSS-Itron 2012 | 0 | 2032 | 0.6 | SWHC006-02
COM-HVAC-56.6 | Com ¦ Demand Controlled Ventilation (HVAC) - Marine ¦ PG&E ¦ Marine | Com ¦ Demand Controlled Ventilation (HVAC) - Marine | PG&E ¦ Marine | PG&E | All | Electric & Gas | Add DCV, ADEC and CO2 Sensor | Efficient | 0 | Conventional | HVAC | Com - Office (Small) | Com | RET and NEW | 0 | 1000 sqft2 of floor space | Cap-Tons | 15 | DEER:HVAC_Split-Package_AC | 0 | 0 | 0 | SWHC006-02 | 57.865 | 2022 | 0 | 26.475 | 2022 | 0 | 0 | SWHC006-02 | HVAC DCV - Marine ¦ PG&E ¦ Marine | HVAC DCV - Marine | 2.6323 | 0.85 | 0.27082 | CSS-Itron 2012 | 0 | 2032 | 0.6 | SWHC006-02
COM-HVAC-56.7 | Com ¦ Demand Controlled Ventilation (HVAC) - Marine ¦ PG&E ¦ Marine | Com ¦ Demand Controlled Ventilation (HVAC) - Marine | PG&E ¦ Marine | PG&E | All | Electric & Gas | Add DCV, ADEC and CO2 Sensor | Efficient | 0 | Conventional | HVAC | Com - Other | Com | RET and NEW | 0 | 1000 sqft2 of floor space | Cap-Tons | 15 | DEER:HVAC_Split-Package_AC | 0 | 0 | 0 | SWHC006-02 | 57.865 | 2022 | 0 | 26.475 | 2022 | 0 | 0 | SWHC006-02 | HVAC DCV - Marine ¦ PG&E ¦ Marine | HVAC DCV - Marine | 3.7267 | 0.85 | 0.27082 | CSS-Itron 2012 | 0 | 2032 | 0.6 | SWHC006-02
COM-HVAC-56.9 | Com ¦ Demand Controlled Ventilation (HVAC) - Marine ¦ PG&E ¦ Marine | Com ¦ Demand Controlled Ventilation (HVAC) - Marine | PG&E ¦ Marine | PG&E | All | Electric & Gas | Add DCV, ADEC and CO2 Sensor | Efficient | 0 | Conventional | HVAC | Com - Restaurant | Com | RET and NEW | 0 | 1000 sqft2 of floor space | Cap-Tons | 15 | DEER:HVAC_Split-Package_AC | 0 | 0 | 0 | SWHC006-02 | 57.865 | 2022 | 0 | 26.475 | 2022 | 0 | 0 | SWHC006-02 | HVAC DCV - Marine ¦ PG&E ¦ Marine | HVAC DCV - Marine | 3.8035 | 0.85 | 0.27082 | CSS-Itron 2012 | 0 | 2032 | 0.6 | SWHC006-02
COM-HVAC-56.10 | Com ¦ Demand Controlled Ventilation (HVAC) - Marine ¦ PG&E ¦ Marine | Com ¦ Demand Controlled Ventilation (HVAC) - Marine | PG&E ¦ Marine | PG&E | All | Electric & Gas | Add DCV, ADEC and CO2 Sensor | Efficient | 0 | Conventional | HVAC | Com - Retail | Com | RET and NEW | 0 | 1000 sqft2 of floor space | Cap-Tons | 15 | DEER:HVAC_Split-Package_AC | 0 | 0 | 0 | SWHC006-02 | 57.865 | 2022 | 0 | 26.475 | 2022 | 0 | 0 | SWHC006-02 | HVAC DCV - Marine ¦ PG&E ¦ Marine | HVAC DCV - Marine | 1.5852 | 0.85 | 0.27082 | CSS-Itron 2012 | 0 | 2032 | 0.6 | SWHC006-02
COM-HVAC-56.11 | Com ¦ Demand Controlled Ventilation (HVAC) - Marine ¦ PG&E ¦ Marine | Com ¦ Demand Controlled Ventilation (HVAC) - Marine | PG&E ¦ Marine | PG&E | All | Electric & Gas | Add DCV, ADEC and CO2 Sensor | Efficient | 0 | Conventional | HVAC | Com - School | Com | RET and NEW | 0 | 1000 sqft2 of floor space | Cap-Tons | 15 | DEER:HVAC_Split-Package_AC | 0 | 0 | 0 | SWHC006-02 | 57.865 | 2022 | 0 | 26.475 | 2022 | 0 | 0 | SWHC006-02 | HVAC DCV - Marine ¦ PG&E ¦ Marine | HVAC DCV - Marine | 2.4071 | 0.85 | 0.27082 | CSS-Itron 2012 | 0 | 2032 | 0.6 | SWHC006-02
COM-HVAC-56.12 | Com ¦ Demand Controlled Ventilation (HVAC) - Marine ¦ PG&E ¦ Marine | Com ¦ Demand Controlled Ventilation (HVAC) - Marine | PG&E ¦ Marine | PG&E | All | Electric & Gas | Add DCV, ADEC and CO2 Sensor | Efficient | 0 | Conventional | HVAC | Com - Warehouse | Com | RET and NEW | 0 | 1000 sqft2 of floor space | Cap-Tons | 15 | DEER:HVAC_Split-Package_AC | 0 | 0 | 0 | SWHC006-02 | 57.865 | 2022 | 0 | 26.475 | 2022 | 0 | 0 | SWHC006-02 | HVAC DCV - Marine ¦ PG&E ¦ Marine | HVAC DCV - Marine | 0.49332 | 0.85 | 0.27082 | CSS-Itron 2012 | 0 | 2032 | 0.6 | SWHC006-02
COM-HVAC-56.13 | Com ¦ Demand Controlled Ventilation (HVAC) - Hot-Dry ¦ PG&E ¦ Hot-Dry | Com ¦ Demand Controlled Ventilation (HVAC) - Hot-Dry | PG&E ¦ Hot-Dry | PG&E | All | Electric & Gas | Add DCV, ADEC and CO2 Sensor | Efficient | 0 | Conventional | HVAC | Com - College | Com | RET and NEW | 0 | 1000 sqft2 of floor space | Cap-Tons | 15 | DEER:HVAC_Split-Package_AC | 0 | 0 | 0 | SWHC006-02 | 57.865 | 2022 | 0 | 26.475 | 2022 | 0 | 0 | SWHC006-02 | HVAC DCV - Hot-Dry ¦ PG&E ¦ Hot-Dry | HVAC DCV - Hot-Dry | 2.1464 | 0.85 | 0.27082 | CSS-Itron 2012 | 0 | 2032 | 0.6 | SWHC006-02
COM-HVAC-56.14 | Com ¦ Demand Controlled Ventilation (HVAC) - Hot-Dry ¦ PG&E ¦ Hot-Dry | Com ¦ Demand Controlled Ventilation (HVAC) - Hot-Dry | PG&E ¦ Hot-Dry | PG&E | All | Electric & Gas | Add DCV, ADEC and CO2 Sensor | Efficient | 0 | Conventional | HVAC | Com - Grocery | Com | RET and NEW | 0 | 1000 sqft2 of floor space | Cap-Tons | 15 | DEER:HVAC_Split-Package_AC | 0 | 0 | 0 | SWHC006-02 | 57.865 | 2022 | 0 | 26.475 | 2022 | 0 | 0 | SWHC006-02 | HVAC DCV - Hot-Dry ¦ PG&E ¦ Hot-Dry | HVAC DCV - Hot-Dry | 3.3612 | 0.85 | 0.27082 | CSS-Itron 2012 | 0 | 2032 | 0.6 | SWHC006-02
COM-HVAC-56.15 | Com ¦ Demand Controlled Ventilation (HVAC) - Hot-Dry ¦ PG&E ¦ Hot-Dry | Com ¦ Demand Controlled Ventilation (HVAC) - Hot-Dry | PG&E ¦ Hot-Dry | PG&E | All | Electric & Gas | Add DCV, ADEC and CO2 Sensor | Efficient | 0 | Conventional | HVAC | Com - Health | Com | RET and NEW | 0 | 1000 sqft2 of floor space | Cap-Tons | 15 | DEER:HVAC_Split-Package_AC | 0 | 0 | 0 | SWHC006-02 | 57.865 | 2022 | 0 | 26.475 | 2022 | 0 | 0 | SWHC006-02 | HVAC DCV - Hot-Dry ¦ PG&E ¦ Hot-Dry | HVAC DCV - Hot-Dry | 3.1695 | 0.85 | 0.27082 | CSS-Itron 2012 | 0 | 2032 | 0.6 | SWHC006-02
COM-HVAC-56.16 | Com ¦ Demand Controlled Ventilation (HVAC) - Hot-Dry ¦ PG&E ¦ Hot-Dry | Com ¦ Demand Controlled Ventilation (HVAC) - Hot-Dry | PG&E ¦ Hot-Dry | PG&E | All | Electric & Gas | Add DCV, ADEC and CO2 Sensor | Efficient | 0 | Conventional | HVAC | Com - Lodging | Com | RET and NEW | 0 | 1000 sqft2 of floor space | Cap-Tons | 15 | DEER:HVAC_Split-Package_AC | 0 | 0 | 0 | SWHC006-02 | 57.865 | 2022 | 0 | 26.475 | 2022 | 0 | 0 | SWHC006-02 | HVAC DCV - Hot-Dry ¦ PG&E ¦ Hot-Dry | HVAC DCV - Hot-Dry | 1.6895 | 0.85 | 0.27082 | CSS-Itron 2012 | 0 | 2032 | 0.6 | SWHC006-02
COM-HVAC-56.17 | Com ¦ Demand Controlled Ventilation (HVAC) - Hot-Dry ¦ PG&E ¦ Hot-Dry | Com ¦ Demand Controlled Ventilation (HVAC) - Hot-Dry | PG&E ¦ Hot-Dry | PG&E | All | Electric & Gas | Add DCV, ADEC and CO2 Sensor | Efficient | 0 | Conventional | HVAC | Com - Office (Large) | Com | RET and NEW | 0 | 1000 sqft2 of floor space | Cap-Tons | 15 | DEER:HVAC_Split-Package_AC | 0 | 0 | 0 | SWHC006-02 | 57.865 | 2022 | 0 | 26.475 | 2022 | 0 | 0 | SWHC006-02 | HVAC DCV - Hot-Dry ¦ PG&E ¦ Hot-Dry | HVAC DCV - Hot-Dry | 2.2507 | 0.85 | 0.27082 | CSS-Itron 2012 | 0 | 2032 | 0.6 | SWHC006-02
COM-HVAC-56.18 | Com ¦ Demand Controlled Ventilation (HVAC) - Hot-Dry ¦ PG&E ¦ Hot-Dry | Com ¦ Demand Controlled Ventilation (HVAC) - Hot-Dry | PG&E ¦ Hot-Dry | PG&E | All | Electric & Gas | Add DCV, ADEC and CO2 Sensor | Efficient | 0 | Conventional | HVAC | Com - Office (Small) | Com | RET and NEW | 0 | 1000 sqft2 of floor space | Cap-Tons | 15 | DEER:HVAC_Split-Package_AC | 0 | 0 | 0 | SWHC006-02 | 57.865 | 2022 | 0 | 26.475 | 2022 | 0 | 0 | SWHC006-02 | HVAC DCV - Hot-Dry ¦ PG&E ¦ Hot-Dry | HVAC DCV - Hot-Dry | 2.6323 | 0.85 | 0.27082 | CSS-Itron 2012 | 0 | 2032 | 0.6 | SWHC006-02
COM-HVAC-56.19 | Com ¦ Demand Controlled Ventilation (HVAC) - Hot-Dry ¦ PG&E ¦ Hot-Dry | Com ¦ Demand Controlled Ventilation (HVAC) - Hot-Dry | PG&E ¦ Hot-Dry | PG&E | All | Electric & Gas | Add DCV, ADEC and CO2 Sensor | Efficient | 0 | Conventional | HVAC | Com - Other | Com | RET and NEW | 0 | 1000 sqft2 of floor space | Cap-Tons | 15 | DEER:HVAC_Split-Package_AC | 0 | 0 | 0 | SWHC006-02 | 57.865 | 2022 | 0 | 26.475 | 2022 | 0 | 0 | SWHC006-02 | HVAC DCV - Hot-Dry ¦ PG&E ¦ Hot-Dry | HVAC DCV - Hot-Dry | 3.7267 | 0.85 | 0.27082 | CSS-Itron 2012 | 0 | 2032 | 0.6 | SWHC006-02
COM-HVAC-56.21 | Com ¦ Demand Controlled Ventilation (HVAC) - Hot-Dry ¦ PG&E ¦ Hot-Dry | Com ¦ Demand Controlled Ventilation (HVAC) - Hot-Dry | PG&E ¦ Hot-Dry | PG&E | All | Electric & Gas | Add DCV, ADEC and CO2 Sensor | Efficient | 0 | Conventional | HVAC | Com - Restaurant | Com | RET and NEW | 0 | 1000 sqft2 of floor space | Cap-Tons | 15 | DEER:HVAC_Split-Package_AC | 0 | 0 | 0 | SWHC006-02 | 57.865 | 2022 | 0 | 26.475 | 2022 | 0 | 0 | SWHC006-02 | HVAC DCV - Hot-Dry ¦ PG&E ¦ Hot-Dry | HVAC DCV - Hot-Dry | 3.8035 | 0.85 | 0.27082 | CSS-Itron 2012 | 0 | 2032 | 0.6 | SWHC006-02
COM-HVAC-56.22 | Com ¦ Demand Controlled Ventilation (HVAC) - Hot-Dry ¦ PG&E ¦ Hot-Dry | Com ¦ Demand Controlled Ventilation (HVAC) - Hot-Dry | PG&E ¦ Hot-Dry | PG&E | All | Electric & Gas | Add DCV, ADEC and CO2 Sensor | Efficient | 0 | Conventional | HVAC | Com - Retail | Com | RET and NEW | 0 | 1000 sqft2 of floor space | Cap-Tons | 15 | DEER:HVAC_Split-Package_AC | 0 | 0 | 0 | SWHC006-02 | 57.865 | 2022 | 0 | 26.475 | 2022 | 0 | 0 | SWHC006-02 | HVAC DCV - Hot-Dry ¦ PG&E ¦ Hot-Dry | HVAC DCV - Hot-Dry | 1.5852 | 0.85 | 0.27082 | CSS-Itron 2012 | 0 | 2032 | 0.6 | SWHC006-02
COM-HVAC-56.23 | Com ¦ Demand Controlled Ventilation (HVAC) - Hot-Dry ¦ PG&E ¦ Hot-Dry | Com ¦ Demand Controlled Ventilation (HVAC) - Hot-Dry | PG&E ¦ Hot-Dry | PG&E | All | Electric & Gas | Add DCV, ADEC and CO2 Sensor | Efficient | 0 | Conventional | HVAC | Com - School | Com | RET and NEW | 0 | 1000 sqft2 of floor space | Cap-Tons | 15 | DEER:HVAC_Split-Package_AC | 0 | 0 | 0 | SWHC006-02 | 57.865 | 2022 | 0 | 26.475 | 2022 | 0 | 0 | SWHC006-02 | HVAC DCV - Hot-Dry ¦ PG&E ¦ Hot-Dry | HVAC DCV - Hot-Dry | 2.4071 | 0.85 | 0.27082 | CSS-Itron 2012 | 0 | 2032 | 0.6 | SWHC006-02
COM-HVAC-56.24 | Com ¦ Demand Controlled Ventilation (HVAC) - Hot-Dry ¦ PG&E ¦ Hot-Dry | Com ¦ Demand Controlled Ventilation (HVAC) - Hot-Dry | PG&E ¦ Hot-Dry | PG&E | All | Electric & Gas | Add DCV, ADEC and CO2 Sensor | Efficient | 0 | Conventional | HVAC | Com - Warehouse | Com | RET and NEW | 0 | 1000 sqft2 of floor space | Cap-Tons | 15 | DEER:HVAC_Split-Package_AC | 0 | 0 | 0 | SWHC006-02 | 57.865 | 2022 | 0 | 26.475 | 2022 | 0 | 0 | SWHC006-02 | HVAC DCV - Hot-Dry ¦ PG&E ¦ Hot-Dry | HVAC DCV - Hot-Dry | 0.49332 | 0.85 | 0.27082 | CSS-Itron 2012 | 0 | 2032 | 0.6 | SWHC006-02
COM-HVAC-56.25 | Com ¦ Demand Controlled Ventilation (HVAC) - Cold ¦ PG&E ¦ Cold | Com ¦ Demand Controlled Ventilation (HVAC) - Cold | PG&E ¦ Cold | PG&E | All | Electric & Gas | Add DCV, ADEC and CO2 Sensor | Efficient | 0 | Conventional | HVAC | Com - College | Com | RET and NEW | 0 | 1000 sqft2 of floor space | Cap-Tons | 15 | DEER:HVAC_Split-Package_AC | 0 | 0 | 0 | SWHC006-02 | 57.865 | 2022 | 0 | 26.475 | 2022 | 0 | 0 | SWHC006-02 | HVAC DCV - Cold ¦ PG&E ¦ Cold | HVAC DCV - Cold | 2.1464 | 0.85 | 0.27082 | CSS-Itron 2012 | 0 | 2032 | 0.6 | SWHC006-02
COM-HVAC-56.26 | Com ¦ Demand Controlled Ventilation (HVAC) - Cold ¦ PG&E ¦ Cold | Com ¦ Demand Controlled Ventilation (HVAC) - Cold | PG&E ¦ Cold | PG&E | All | Electric & Gas | Add DCV, ADEC and CO2 Sensor | Efficient | 0 | Conventional | HVAC | Com - Grocery | Com | RET and NEW | 0 | 1000 sqft2 of floor space | Cap-Tons | 15 | DEER:HVAC_Split-Package_AC | 0 | 0 | 0 | SWHC006-02 | 57.865 | 2022 | 0 | 26.475 | 2022 | 0 | 0 | SWHC006-02 | HVAC DCV - Cold ¦ PG&E ¦ Cold | HVAC DCV - Cold | 3.3612 | 0.85 | 0.27082 | CSS-Itron 2012 | 0 | 2032 | 0.6 | SWHC006-02
COM-HVAC-56.27 | Com ¦ Demand Controlled Ventilation (HVAC) - Cold ¦ PG&E ¦ Cold | Com ¦ Demand Controlled Ventilation (HVAC) - Cold | PG&E ¦ Cold | PG&E | All | Electric & Gas | Add DCV, ADEC and CO2 Sensor | Efficient | 0 | Conventional | HVAC | Com - Health | Com | RET and NEW | 0 | 1000 sqft2 of floor space | Cap-Tons | 15 | DEER:HVAC_Split-Package_AC | 0 | 0 | 0 | SWHC006-02 | 57.865 | 2022 | 0 | 26.475 | 2022 | 0 | 0 | SWHC006-02 | HVAC DCV - Cold ¦ PG&E ¦ Cold | HVAC DCV - Cold | 3.1695 | 0.85 | 0.27082 | CSS-Itron 2012 | 0 | 2032 | 0.6 | SWHC006-02
COM-HVAC-56.28 | Com ¦ Demand Controlled Ventilation (HVAC) - Cold ¦ PG&E ¦ Cold | Com ¦ Demand Controlled Ventilation (HVAC) - Cold | PG&E ¦ Cold | PG&E | All | Electric & Gas | Add DCV, ADEC and CO2 Sensor | Efficient | 0 | Conventional | HVAC | Com - Lodging | Com | RET and NEW | 0 | 1000 sqft2 of floor space | Cap-Tons | 15 | DEER:HVAC_Split-Package_AC | 0 | 0 | 0 | SWHC006-02 | 57.865 | 2022 | 0 | 26.475 | 2022 | 0 | 0 | SWHC006-02 | HVAC DCV - Cold ¦ PG&E ¦ Cold | HVAC DCV - Cold | 1.6895 | 0.85 | 0.27082 | CSS-Itron 2012 | 0 | 2032 | 0.6 | SWHC006-02
COM-HVAC-56.29 | Com ¦ Demand Controlled Ventilation (HVAC) - Cold ¦ PG&E ¦ Cold | Com ¦ Demand Controlled Ventilation (HVAC) - Cold | PG&E ¦ Cold | PG&E | All | Electric & Gas | Add DCV, ADEC and CO2 Sensor | Efficient | 0 | Conventional | HVAC | Com - Office (Large) | Com | RET and NEW | 0 | 1000 sqft2 of floor space | Cap-Tons | 15 | DEER:HVAC_Split-Package_AC | 0 | 0 | 0 | SWHC006-02 | 57.865 | 2022 | 0 | 26.475 | 2022 | 0 | 0 | SWHC006-02 | HVAC DCV - Cold ¦ PG&E ¦ Cold | HVAC DCV - Cold | 2.2507 | 0.85 | 0.27082 | CSS-Itron 2012 | 0 | 2032 | 0.6 | SWHC006-02
COM-HVAC-56.30 | Com ¦ Demand Controlled Ventilation (HVAC) - Cold ¦ PG&E ¦ Cold | Com ¦ Demand Controlled Ventilation (HVAC) - Cold | PG&E ¦ Cold | PG&E | All | Electric & Gas | Add DCV, ADEC and CO2 Sensor | Efficient | 0 | Conventional | HVAC | Com - Office (Small) | Com | RET and NEW | 0 | 1000 sqft2 of floor space | Cap-Tons | 15 | DEER:HVAC_Split-Package_AC | 0 | 0 | 0 | SWHC006-02 | 57.865 | 2022 | 0 | 26.475 | 2022 | 0 | 0 | SWHC006-02 | HVAC DCV - Cold ¦ PG&E ¦ Cold | HVAC DCV - Cold | 2.6323 | 0.85 | 0.27082 | CSS-Itron 2012 | 0 | 2032 | 0.6 | SWHC006-02
COM-HVAC-56.31 | Com ¦ Demand Controlled Ventilation (HVAC) - Cold ¦ PG&E ¦ Cold | Com ¦ Demand Controlled Ventilation (HVAC) - Cold | PG&E ¦ Cold | PG&E | All | Electric & Gas | Add DCV, ADEC and CO2 Sensor | Efficient | 0 | Conventional | HVAC | Com - Other | Com | RET and NEW | 0 | 1000 sqft2 of floor space | Cap-Tons | 15 | DEER:HVAC_Split-Package_AC | 0 | 0 | 0 | SWHC006-02 | 57.865 | 2022 | 0 | 26.475 | 2022 | 0 | 0 | SWHC006-02 | HVAC DCV - Cold ¦ PG&E ¦ Cold | HVAC DCV - Cold | 3.7267 | 0.85 | 0.27082 | CSS-Itron 2012 | 0 | 2032 | 0.6 | SWHC006-02
COM-HVAC-56.33 | Com ¦ Demand Controlled Ventilation (HVAC) - Cold ¦ PG&E ¦ Cold | Com ¦ Demand Controlled Ventilation (HVAC) - Cold | PG&E ¦ Cold | PG&E | All | Electric & Gas | Add DCV, ADEC and CO2 Sensor | Efficient | 0 | Conventional | HVAC | Com - Restaurant | Com | RET and NEW | 0 | 1000 sqft2 of floor space | Cap-Tons | 15 | DEER:HVAC_Split-Package_AC | 0 | 0 | 0 | SWHC006-02 | 57.865 | 2022 | 0 | 26.475 | 2022 | 0 | 0 | SWHC006-02 | HVAC DCV - Cold ¦ PG&E ¦ Cold | HVAC DCV - Cold | 3.8035 | 0.85 | 0.27082 | CSS-Itron 2012 | 0 | 2032 | 0.6 | SWHC006-02
COM-HVAC-56.34 | Com ¦ Demand Controlled Ventilation (HVAC) - Cold ¦ PG&E ¦ Cold | Com ¦ Demand Controlled Ventilation (HVAC) - Cold | PG&E ¦ Cold | PG&E | All | Electric & Gas | Add DCV, ADEC and CO2 Sensor | Efficient | 0 | Conventional | HVAC | Com - Retail | Com | RET and NEW | 0 | 1000 sqft2 of floor space | Cap-Tons | 15 | DEER:HVAC_Split-Package_AC | 0 | 0 | 0 | SWHC006-02 | 57.865 | 2022 | 0 | 26.475 | 2022 | 0 | 0 | SWHC006-02 | HVAC DCV - Cold ¦ PG&E ¦ Cold | HVAC DCV - Cold | 1.5852 | 0.85 | 0.27082 | CSS-Itron 2012 | 0 | 2032 | 0.6 | SWHC006-02
COM-HVAC-56.35 | Com ¦ Demand Controlled Ventilation (HVAC) - Cold ¦ PG&E ¦ Cold | Com ¦ Demand Controlled Ventilation (HVAC) - Cold | PG&E ¦ Cold | PG&E | All | Electric & Gas | Add DCV, ADEC and CO2 Sensor | Efficient | 0 | Conventional | HVAC | Com - School | Com | RET and NEW | 0 | 1000 sqft2 of floor space | Cap-Tons | 15 | DEER:HVAC_Split-Package_AC | 0 | 0 | 0 | SWHC006-02 | 57.865 | 2022 | 0 | 26.475 | 2022 | 0 | 0 | SWHC006-02 | HVAC DCV - Cold ¦ PG&E ¦ Cold | HVAC DCV - Cold | 2.4071 | 0.85 | 0.27082 | CSS-Itron 2012 | 0 | 2032 | 0.6 | SWHC006-02
COM-HVAC-56.36 | Com ¦ Demand Controlled Ventilation (HVAC) - Cold ¦ PG&E ¦ Cold | Com ¦ Demand Controlled Ventilation (HVAC) - Cold | PG&E ¦ Cold | PG&E | All | Electric & Gas | Add DCV, ADEC and CO2 Sensor | Efficient | 0 | Conventional | HVAC | Com - Warehouse | Com | RET and NEW | 0 | 1000 sqft2 of floor space | Cap-Tons | 15 | DEER:HVAC_Split-Package_AC | 0 | 0 | 0 | SWHC006-02 | 57.865 | 2022 | 0 | 26.475 | 2022 | 0 | 0 | SWHC006-02 | HVAC DCV - Cold ¦ PG&E ¦ Cold | HVAC DCV - Cold | 0.49332 | 0.85 | 0.27082 | CSS-Itron 2012 | 0 | 2032 | 0.6 | SWHC006-02
COM-HVAC-56.37 | Com ¦ Demand Controlled Ventilation (HVAC) - Marine ¦ SCE ¦ Marine | Com ¦ Demand Controlled Ventilation (HVAC) - Marine | SCE ¦ Marine | SCE | All | Electric & Gas | Add DCV, ADEC and CO2 Sensor | Efficient | 0 | Conventional | HVAC | Com - College | Com | RET and NEW | 0 | 1000 sqft2 of floor space | Cap-Tons | 15 | DEER:HVAC_Split-Package_AC | 0 | 0 | 0 | SWHC006-02 | 57.865 | 2022 | 0 | 26.475 | 2022 | 0 | 0 | SWHC006-02 | HVAC DCV - Marine ¦ SCE ¦ Marine | HVAC DCV - Marine | 2.3954 | 0.85 | 0.27082 | CSS-Itron 2012 | 0 | 2032 | 0.6 | SWHC006-02
COM-HVAC-56.38 | Com ¦ Demand Controlled Ventilation (HVAC) - Marine ¦ SCE ¦ Marine | Com ¦ Demand Controlled Ventilation (HVAC) - Marine | SCE ¦ Marine | SCE | All | Electric & Gas | Add DCV, ADEC and CO2 Sensor | Efficient | 0 | Conventional | HVAC | Com - Grocery | Com | RET and NEW | 0 | 1000 sqft2 of floor space | Cap-Tons | 15 | DEER:HVAC_Split-Package_AC | 0 | 0 | 0 | SWHC006-02 | 57.865 | 2022 | 0 | 26.475 | 2022 | 0 | 0 | SWHC006-02 | HVAC DCV - Marine ¦ SCE ¦ Marine | HVAC DCV - Marine | 3.9989 | 0.85 | 0.27082 | CSS-Itron 2012 | 0 | 2032 | 0.6 | SWHC006-02
COM-HVAC-56.39 | Com ¦ Demand Controlled Ventilation (HVAC) - Marine ¦ SCE ¦ Marine | Com ¦ Demand Controlled Ventilation (HVAC) - Marine | SCE ¦ Marine | SCE | All | Electric & Gas | Add DCV, ADEC and CO2 Sensor | Efficient | 0 | Conventional | HVAC | Com - Health | Com | RET and NEW | 0 | 1000 sqft2 of floor space | Cap-Tons | 15 | DEER:HVAC_Split-Package_AC | 0 | 0 | 0 | SWHC006-02 | 57.865 | 2022 | 0 | 26.475 | 2022 | 0 | 0 | SWHC006-02 | HVAC DCV - Marine ¦ SCE ¦ Marine | HVAC DCV - Marine | 3.3971 | 0.85 | 0.27082 | CSS-Itron 2012 | 0 | 2032 | 0.6 | SWHC006-02
COM-HVAC-56.40 | Com ¦ Demand Controlled Ventilation (HVAC) - Marine ¦ SCE ¦ Marine | Com ¦ Demand Controlled Ventilation (HVAC) - Marine | SCE ¦ Marine | SCE | All | Electric & Gas | Add DCV, ADEC and CO2 Sensor | Efficient | 0 | Conventional | HVAC | Com - Lodging | Com | RET and NEW | 0 | 1000 sqft2 of floor space | Cap-Tons | 15 | DEER:HVAC_Split-Package_AC | 0 | 0 | 0 | SWHC006-02 | 57.865 | 2022 | 0 | 26.475 | 2022 | 0 | 0 | SWHC006-02 | HVAC DCV - Marine ¦ SCE ¦ Marine | HVAC DCV - Marine | 1.9076 | 0.85 | 0.27082 | CSS-Itron 2012 | 0 | 2032 | 0.6 | SWHC006-02
COM-HVAC-56.41 | Com ¦ Demand Controlled Ventilation (HVAC) - Marine ¦ SCE ¦ Marine | Com ¦ Demand Controlled Ventilation (HVAC) - Marine | SCE ¦ Marine | SCE | All | Electric & Gas | Add DCV, ADEC and CO2 Sensor | Efficient | 0 | Conventional | HVAC | Com - Office (Large) | Com | RET and NEW | 0 | 1000 sqft2 of floor space | Cap-Tons | 15 | DEER:HVAC_Split-Package_AC | 0 | 0 | 0 | SWHC006-02 | 57.865 | 2022 | 0 | 26.475 | 2022 | 0 | 0 | SWHC006-02 | HVAC DCV - Marine ¦ SCE ¦ Marine | HVAC DCV - Marine | 2.5288 | 0.85 | 0.27082 | CSS-Itron 2012 | 0 | 2032 | 0.6 | SWHC006-02
COM-HVAC-56.42 | Com ¦ Demand Controlled Ventilation (HVAC) - Marine ¦ SCE ¦ Marine | Com ¦ Demand Controlled Ventilation (HVAC) - Marine | SCE ¦ Marine | SCE | All | Electric & Gas | Add DCV, ADEC and CO2 Sensor | Efficient | 0 | Conventional | HVAC | Com - Office (Small) | Com | RET and NEW | 0 | 1000 sqft2 of floor space | Cap-Tons | 15 | DEER:HVAC_Split-Package_AC | 0 | 0 | 0 | SWHC006-02 | 57.865 | 2022 | 0 | 26.475 | 2022 | 0 | 0 | SWHC006-02 | HVAC DCV - Marine ¦ SCE ¦ Marine | HVAC DCV - Marine | 2.8691 | 0.85 | 0.27082 | CSS-Itron 2012 | 0 | 2032 | 0.6 | SWHC006-02
COM-HVAC-56.43 | Com ¦ Demand Controlled Ventilation (HVAC) - Marine ¦ SCE ¦ Marine | Com ¦ Demand Controlled Ventilation (HVAC) - Marine | SCE ¦ Marine | SCE | All | Electric & Gas | Add DCV, ADEC and CO2 Sensor | Efficient | 0 | Conventional | HVAC | Com - Other | Com | RET and NEW | 0 | 1000 sqft2 of floor space | Cap-Tons | 15 | DEER:HVAC_Split-Package_AC | 0 | 0 | 0 | SWHC006-02 | 57.865 | 2022 | 0 | 26.475 | 2022 | 0 | 0 | SWHC006-02 | HVAC DCV - Marine ¦ SCE ¦ Marine | HVAC DCV - Marine | 4.1095 | 0.85 | 0.27082 | CSS-Itron 2012 | 0 | 2032 | 0.6 | SWHC006-02
COM-HVAC-56.45 | Com ¦ Demand Controlled Ventilation (HVAC) - Marine ¦ SCE ¦ Marine | Com ¦ Demand Controlled Ventilation (HVAC) - Marine | SCE ¦ Marine | SCE | All | Electric & Gas | Add DCV, ADEC and CO2 Sensor | Efficient | 0 | Conventional | HVAC | Com - Restaurant | Com | RET and NEW | 0 | 1000 sqft2 of floor space | Cap-Tons | 15 | DEER:HVAC_Split-Package_AC | 0 | 0 | 0 | SWHC006-02 | 57.865 | 2022 | 0 | 26.475 | 2022 | 0 | 0 | SWHC006-02 | HVAC DCV - Marine ¦ SCE ¦ Marine | HVAC DCV - Marine | 4.1867 | 0.85 | 0.27082 | CSS-Itron 2012 | 0 | 2032 | 0.6 | SWHC006-02
COM-HVAC-56.46 | Com ¦ Demand Controlled Ventilation (HVAC) - Marine ¦ SCE ¦ Marine | Com ¦ Demand Controlled Ventilation (HVAC) - Marine | SCE ¦ Marine | SCE | All | Electric & Gas | Add DCV, ADEC and CO2 Sensor | Efficient | 0 | Conventional | HVAC | Com - Retail | Com | RET and NEW | 0 | 1000 sqft2 of floor space | Cap-Tons | 15 | DEER:HVAC_Split-Package_AC | 0 | 0 | 0 | SWHC006-02 | 57.865 | 2022 | 0 | 26.475 | 2022 | 0 | 0 | SWHC006-02 | HVAC DCV - Marine ¦ SCE ¦ Marine | HVAC DCV - Marine | 1.7713 | 0.85 | 0.27082 | CSS-Itron 2012 | 0 | 2032 | 0.6 | SWHC006-02
COM-HVAC-56.47 | Com ¦ Demand Controlled Ventilation (HVAC) - Marine ¦ SCE ¦ Marine | Com ¦ Demand Controlled Ventilation (HVAC) - Marine | SCE ¦ Marine | SCE | All | Electric & Gas | Add DCV, ADEC and CO2 Sensor | Efficient | 0 | Conventional | HVAC | Com - School | Com | RET and NEW | 0 | 1000 sqft2 of floor space | Cap-Tons | 15 | DEER:HVAC_Split-Package_AC | 0 | 0 | 0 | SWHC006-02 | 57.865 | 2022 | 0 | 26.475 | 2022 | 0 | 0 | SWHC006-02 | HVAC DCV - Marine ¦ SCE ¦ Marine | HVAC DCV - Marine | 2.8844 | 0.85 | 0.27082 | CSS-Itron 2012 | 0 | 2032 | 0.6 | SWHC006-02
COM-HVAC-56.48 | Com ¦ Demand Controlled Ventilation (HVAC) - Marine ¦ SCE ¦ Marine | Com ¦ Demand Controlled Ventilation (HVAC) - Marine | SCE ¦ Marine | SCE | All | Electric & Gas | Add DCV, ADEC and CO2 Sensor | Efficient | 0 | Conventional | HVAC | Com - Warehouse | Com | RET and NEW | 0 | 1000 sqft2 of floor space | Cap-Tons | 15 | DEER:HVAC_Split-Package_AC | 0 | 0 | 0 | SWHC006-02 | 57.865 | 2022 | 0 | 26.475 | 2022 | 0 | 0 | SWHC006-02 | HVAC DCV - Marine ¦ SCE ¦ Marine | HVAC DCV - Marine | 0.5425 | 0.85 | 0.27082 | CSS-Itron 2012 | 0 | 2032 | 0.6 | SWHC006-02
COM-HVAC-56.49 | Com ¦ Demand Controlled Ventilation (HVAC) - Hot-Dry ¦ SCE ¦ Hot-Dry | Com ¦ Demand Controlled Ventilation (HVAC) - Hot-Dry | SCE ¦ Hot-Dry | SCE | All | Electric & Gas | Add DCV, ADEC and CO2 Sensor | Efficient | 0 | Conventional | HVAC | Com - College | Com | RET and NEW | 0 | 1000 sqft2 of floor space | Cap-Tons | 15 | DEER:HVAC_Split-Package_AC | 0 | 0 | 0 | SWHC006-02 | 57.865 | 2022 | 0 | 26.475 | 2022 | 0 | 0 | SWHC006-02 | HVAC DCV - Hot-Dry ¦ SCE ¦ Hot-Dry | HVAC DCV - Hot-Dry | 2.3954 | 0.85 | 0.27082 | CSS-Itron 2012 | 0 | 2032 | 0.6 | SWHC006-02
COM-HVAC-56.50 | Com ¦ Demand Controlled Ventilation (HVAC) - Hot-Dry ¦ SCE ¦ Hot-Dry | Com ¦ Demand Controlled Ventilation (HVAC) - Hot-Dry | SCE ¦ Hot-Dry | SCE | All | Electric & Gas | Add DCV, ADEC and CO2 Sensor | Efficient | 0 | Conventional | HVAC | Com - Grocery | Com | RET and NEW | 0 | 1000 sqft2 of floor space | Cap-Tons | 15 | DEER:HVAC_Split-Package_AC | 0 | 0 | 0 | SWHC006-02 | 57.865 | 2022 | 0 | 26.475 | 2022 | 0 | 0 | SWHC006-02 | HVAC DCV - Hot-Dry ¦ SCE ¦ Hot-Dry | HVAC DCV - Hot-Dry | 3.9989 | 0.85 | 0.27082 | CSS-Itron 2012 | 0 | 2032 | 0.6 | SWHC006-02
COM-HVAC-56.51 | Com ¦ Demand Controlled Ventilation (HVAC) - Hot-Dry ¦ SCE ¦ Hot-Dry | Com ¦ Demand Controlled Ventilation (HVAC) - Hot-Dry | SCE ¦ Hot-Dry | SCE | All | Electric & Gas | Add DCV, ADEC and CO2 Sensor | Efficient | 0 | Conventional | HVAC | Com - Health | Com | RET and NEW | 0 | 1000 sqft2 of floor space | Cap-Tons | 15 | DEER:HVAC_Split-Package_AC | 0 | 0 | 0 | SWHC006-02 | 57.865 | 2022 | 0 | 26.475 | 2022 | 0 | 0 | SWHC006-02 | HVAC DCV - Hot-Dry ¦ SCE ¦ Hot-Dry | HVAC DCV - Hot-Dry | 3.3971 | 0.85 | 0.27082 | CSS-Itron 2012 | 0 | 2032 | 0.6 | SWHC006-02
COM-HVAC-56.52 | Com ¦ Demand Controlled Ventilation (HVAC) - Hot-Dry ¦ SCE ¦ Hot-Dry | Com ¦ Demand Controlled Ventilation (HVAC) - Hot-Dry | SCE ¦ Hot-Dry | SCE | All | Electric & Gas | Add DCV, ADEC and CO2 Sensor | Efficient | 0 | Conventional | HVAC | Com - Lodging | Com | RET and NEW | 0 | 1000 sqft2 of floor space | Cap-Tons | 15 | DEER:HVAC_Split-Package_AC | 0 | 0 | 0 | SWHC006-02 | 57.865 | 2022 | 0 | 26.475 | 2022 | 0 | 0 | SWHC006-02 | HVAC DCV - Hot-Dry ¦ SCE ¦ Hot-Dry | HVAC DCV - Hot-Dry | 1.9076 | 0.85 | 0.27082 | CSS-Itron 2012 | 0 | 2032 | 0.6 | SWHC006-02
COM-HVAC-56.53 | Com ¦ Demand Controlled Ventilation (HVAC) - Hot-Dry ¦ SCE ¦ Hot-Dry | Com ¦ Demand Controlled Ventilation (HVAC) - Hot-Dry | SCE ¦ Hot-Dry | SCE | All | Electric & Gas | Add DCV, ADEC and CO2 Sensor | Efficient | 0 | Conventional | HVAC | Com - Office (Large) | Com | RET and NEW | 0 | 1000 sqft2 of floor space | Cap-Tons | 15 | DEER:HVAC_Split-Package_AC | 0 | 0 | 0 | SWHC006-02 | 57.865 | 2022 | 0 | 26.475 | 2022 | 0 | 0 | SWHC006-02 | HVAC DCV - Hot-Dry ¦ SCE ¦ Hot-Dry | HVAC DCV - Hot-Dry | 2.5288 | 0.85 | 0.27082 | CSS-Itron 2012 | 0 | 2032 | 0.6 | SWHC006-02
COM-HVAC-56.54 | Com ¦ Demand Controlled Ventilation (HVAC) - Hot-Dry ¦ SCE ¦ Hot-Dry | Com ¦ Demand Controlled Ventilation (HVAC) - Hot-Dry | SCE ¦ Hot-Dry | SCE | All | Electric & Gas | Add DCV, ADEC and CO2 Sensor | Efficient | 0 | Conventional | HVAC | Com - Office (Small) | Com | RET and NEW | 0 | 1000 sqft2 of floor space | Cap-Tons | 15 | DEER:HVAC_Split-Package_AC | 0 | 0 | 0 | SWHC006-02 | 57.865 | 2022 | 0 | 26.475 | 2022 | 0 | 0 | SWHC006-02 | HVAC DCV - Hot-Dry ¦ SCE ¦ Hot-Dry | HVAC DCV - Hot-Dry | 2.8691 | 0.85 | 0.27082 | CSS-Itron 2012 | 0 | 2032 | 0.6 | SWHC006-02
COM-HVAC-56.55 | Com ¦ Demand Controlled Ventilation (HVAC) - Hot-Dry ¦ SCE ¦ Hot-Dry | Com ¦ Demand Controlled Ventilation (HVAC) - Hot-Dry | SCE ¦ Hot-Dry | SCE | All | Electric & Gas | Add DCV, ADEC and CO2 Sensor | Efficient | 0 | Conventional | HVAC | Com - Other | Com | RET and NEW | 0 | 1000 sqft2 of floor space | Cap-Tons | 15 | DEER:HVAC_Split-Package_AC | 0 | 0 | 0 | SWHC006-02 | 57.865 | 2022 | 0 | 26.475 | 2022 | 0 | 0 | SWHC006-02 | HVAC DCV - Hot-Dry ¦ SCE ¦ Hot-Dry | HVAC DCV - Hot-Dry | 4.1095 | 0.85 | 0.27082 | CSS-Itron 2012 | 0 | 2032 | 0.6 | SWHC006-02
COM-HVAC-56.57 | Com ¦ Demand Controlled Ventilation (HVAC) - Hot-Dry ¦ SCE ¦ Hot-Dry | Com ¦ Demand Controlled Ventilation (HVAC) - Hot-Dry | SCE ¦ Hot-Dry | SCE | All | Electric & Gas | Add DCV, ADEC and CO2 Sensor | Efficient | 0 | Conventional | HVAC | Com - Restaurant | Com | RET and NEW | 0 | 1000 sqft2 of floor space | Cap-Tons | 15 | DEER:HVAC_Split-Package_AC | 0 | 0 | 0 | SWHC006-02 | 57.865 | 2022 | 0 | 26.475 | 2022 | 0 | 0 | SWHC006-02 | HVAC DCV - Hot-Dry ¦ SCE ¦ Hot-Dry | HVAC DCV - Hot-Dry | 4.1867 | 0.85 | 0.27082 | CSS-Itron 2012 | 0 | 2032 | 0.6 | SWHC006-02
COM-HVAC-56.58 | Com ¦ Demand Controlled Ventilation (HVAC) - Hot-Dry ¦ SCE ¦ Hot-Dry | Com ¦ Demand Controlled Ventilation (HVAC) - Hot-Dry | SCE ¦ Hot-Dry | SCE | All | Electric & Gas | Add DCV, ADEC and CO2 Sensor | Efficient | 0 | Conventional | HVAC | Com - Retail | Com | RET and NEW | 0 | 1000 sqft2 of floor space | Cap-Tons | 15 | DEER:HVAC_Split-Package_AC | 0 | 0 | 0 | SWHC006-02 | 57.865 | 2022 | 0 | 26.475 | 2022 | 0 | 0 | SWHC006-02 | HVAC DCV - Hot-Dry ¦ SCE ¦ Hot-Dry | HVAC DCV - Hot-Dry | 1.7713 | 0.85 | 0.27082 | CSS-Itron 2012 | 0 | 2032 | 0.6 | SWHC006-02
COM-HVAC-56.59 | Com ¦ Demand Controlled Ventilation (HVAC) - Hot-Dry ¦ SCE ¦ Hot-Dry | Com ¦ Demand Controlled Ventilation (HVAC) - Hot-Dry | SCE ¦ Hot-Dry | SCE | All | Electric & Gas | Add DCV, ADEC and CO2 Sensor | Efficient | 0 | Conventional | HVAC | Com - School | Com | RET and NEW | 0 | 1000 sqft2 of floor space | Cap-Tons | 15 | DEER:HVAC_Split-Package_AC | 0 | 0 | 0 | SWHC006-02 | 57.865 | 2022 | 0 | 26.475 | 2022 | 0 | 0 | SWHC006-02 | HVAC DCV - Hot-Dry ¦ SCE ¦ Hot-Dry | HVAC DCV - Hot-Dry | 2.8844 | 0.85 | 0.27082 | CSS-Itron 2012 | 0 | 2032 | 0.6 | SWHC006-02
COM-HVAC-56.60 | Com ¦ Demand Controlled Ventilation (HVAC) - Hot-Dry ¦ SCE ¦ Hot-Dry | Com ¦ Demand Controlled Ventilation (HVAC) - Hot-Dry | SCE ¦ Hot-Dry | SCE | All | Electric & Gas | Add DCV, ADEC and CO2 Sensor | Efficient | 0 | Conventional | HVAC | Com - Warehouse | Com | RET and NEW | 0 | 1000 sqft2 of floor space | Cap-Tons | 15 | DEER:HVAC_Split-Package_AC | 0 | 0 | 0 | SWHC006-02 | 57.865 | 2022 | 0 | 26.475 | 2022 | 0 | 0 | SWHC006-02 | HVAC DCV - Hot-Dry ¦ SCE ¦ Hot-Dry | HVAC DCV - Hot-Dry | 0.5425 | 0.85 | 0.27082 | CSS-Itron 2012 | 0 | 2032 | 0.6 | SWHC006-02
COM-HVAC-56.61 | Com ¦ Demand Controlled Ventilation (HVAC) - Cold ¦ SCE ¦ Cold | Com ¦ Demand Controlled Ventilation (HVAC) - Cold | SCE ¦ Cold | SCE | All | Electric & Gas | Add DCV, ADEC and CO2 Sensor | Efficient | 0 | Conventional | HVAC | Com - College | Com | RET and NEW | 0 | 1000 sqft2 of floor space | Cap-Tons | 15 | DEER:HVAC_Split-Package_AC | 0 | 0 | 0 | SWHC006-02 | 57.865 | 2022 | 0 | 26.475 | 2022 | 0 | 0 | SWHC006-02 | HVAC DCV - Cold ¦ SCE ¦ Cold | HVAC DCV - Cold | 2.3954 | 0.85 | 0.27082 | CSS-Itron 2012 | 0 | 2032 | 0.6 | SWHC006-02
COM-HVAC-56.62 | Com ¦ Demand Controlled Ventilation (HVAC) - Cold ¦ SCE ¦ Cold | Com ¦ Demand Controlled Ventilation (HVAC) - Cold | SCE ¦ Cold | SCE | All | Electric & Gas | Add DCV, ADEC and CO2 Sensor | Efficient | 0 | Conventional | HVAC | Com - Grocery | Com | RET and NEW | 0 | 1000 sqft2 of floor space | Cap-Tons | 15 | DEER:HVAC_Split-Package_AC | 0 | 0 | 0 | SWHC006-02 | 57.865 | 2022 | 0 | 26.475 | 2022 | 0 | 0 | SWHC006-02 | HVAC DCV - Cold ¦ SCE ¦ Cold | HVAC DCV - Cold | 3.9989 | 0.85 | 0.27082 | CSS-Itron 2012 | 0 | 2032 | 0.6 | SWHC006-02
COM-HVAC-56.63 | Com ¦ Demand Controlled Ventilation (HVAC) - Cold ¦ SCE ¦ Cold | Com ¦ Demand Controlled Ventilation (HVAC) - Cold | SCE ¦ Cold | SCE | All | Electric & Gas | Add DCV, ADEC and CO2 Sensor | Efficient | 0 | Conventional | HVAC | Com - Health | Com | RET and NEW | 0 | 1000 sqft2 of floor space | Cap-Tons | 15 | DEER:HVAC_Split-Package_AC | 0 | 0 | 0 | SWHC006-02 | 57.865 | 2022 | 0 | 26.475 | 2022 | 0 | 0 | SWHC006-02 | HVAC DCV - Cold ¦ SCE ¦ Cold | HVAC DCV - Cold | 3.3971 | 0.85 | 0.27082 | CSS-Itron 2012 | 0 | 2032 | 0.6 | SWHC006-02
COM-HVAC-56.64 | Com ¦ Demand Controlled Ventilation (HVAC) - Cold ¦ SCE ¦ Cold | Com ¦ Demand Controlled Ventilation (HVAC) - Cold | SCE ¦ Cold | SCE | All | Electric & Gas | Add DCV, ADEC and CO2 Sensor | Efficient | 0 | Conventional | HVAC | Com - Lodging | Com | RET and NEW | 0 | 1000 sqft2 of floor space | Cap-Tons | 15 | DEER:HVAC_Split-Package_AC | 0 | 0 | 0 | SWHC006-02 | 57.865 | 2022 | 0 | 26.475 | 2022 | 0 | 0 | SWHC006-02 | HVAC DCV - Cold ¦ SCE ¦ Cold | HVAC DCV - Cold | 1.9076 | 0.85 | 0.27082 | CSS-Itron 2012 | 0 | 2032 | 0.6 | SWHC006-02
COM-HVAC-56.65 | Com ¦ Demand Controlled Ventilation (HVAC) - Cold ¦ SCE ¦ Cold | Com ¦ Demand Controlled Ventilation (HVAC) - Cold | SCE ¦ Cold | SCE | All | Electric & Gas | Add DCV, ADEC and CO2 Sensor | Efficient | 0 | Conventional | HVAC | Com - Office (Large) | Com | RET and NEW | 0 | 1000 sqft2 of floor space | Cap-Tons | 15 | DEER:HVAC_Split-Package_AC | 0 | 0 | 0 | SWHC006-02 | 57.865 | 2022 | 0 | 26.475 | 2022 | 0 | 0 | SWHC006-02 | HVAC DCV - Cold ¦ SCE ¦ Cold | HVAC DCV - Cold | 2.5288 | 0.85 | 0.27082 | CSS-Itron 2012 | 0 | 2032 | 0.6 | SWHC006-02
COM-HVAC-56.66 | Com ¦ Demand Controlled Ventilation (HVAC) - Cold ¦ SCE ¦ Cold | Com ¦ Demand Controlled Ventilation (HVAC) - Cold | SCE ¦ Cold | SCE | All | Electric & Gas | Add DCV, ADEC and CO2 Sensor | Efficient | 0 | Conventional | HVAC | Com - Office (Small) | Com | RET and NEW | 0 | 1000 sqft2 of floor space | Cap-Tons | 15 | DEER:HVAC_Split-Package_AC | 0 | 0 | 0 | SWHC006-02 | 57.865 | 2022 | 0 | 26.475 | 2022 | 0 | 0 | SWHC006-02 | HVAC DCV - Cold ¦ SCE ¦ Cold | HVAC DCV - Cold | 2.8691 | 0.85 | 0.27082 | CSS-Itron 2012 | 0 | 2032 | 0.6 | SWHC006-02
COM-HVAC-56.67 | Com ¦ Demand Controlled Ventilation (HVAC) - Cold ¦ SCE ¦ Cold | Com ¦ Demand Controlled Ventilation (HVAC) - Cold | SCE ¦ Cold | SCE | All | Electric & Gas | Add DCV, ADEC and CO2 Sensor | Efficient | 0 | Conventional | HVAC | Com - Other | Com | RET and NEW | 0 | 1000 sqft2 of floor space | Cap-Tons | 15 | DEER:HVAC_Split-Package_AC | 0 | 0 | 0 | SWHC006-02 | 57.865 | 2022 | 0 | 26.475 | 2022 | 0 | 0 | SWHC006-02 | HVAC DCV - Cold ¦ SCE ¦ Cold | HVAC DCV - Cold | 4.1095 | 0.85 | 0.27082 | CSS-Itron 2012 | 0 | 2032 | 0.6 | SWHC006-02
COM-HVAC-56.69 | Com ¦ Demand Controlled Ventilation (HVAC) - Cold ¦ SCE ¦ Cold | Com ¦ Demand Controlled Ventilation (HVAC) - Cold | SCE ¦ Cold | SCE | All | Electric & Gas | Add DCV, ADEC and CO2 Sensor | Efficient | 0 | Conventional | HVAC | Com - Restaurant | Com | RET and NEW | 0 | 1000 sqft2 of floor space | Cap-Tons | 15 | DEER:HVAC_Split-Package_AC | 0 | 0 | 0 | SWHC006-02 | 57.865 | 2022 | 0 | 26.475 | 2022 | 0 | 0 | SWHC006-02 | HVAC DCV - Cold ¦ SCE ¦ Cold | HVAC DCV - Cold | 4.1867 | 0.85 | 0.27082 | CSS-Itron 2012 | 0 | 2032 | 0.6 | SWHC006-02
COM-HVAC-56.70 | Com ¦ Demand Controlled Ventilation (HVAC) - Cold ¦ SCE ¦ Cold | Com ¦ Demand Controlled Ventilation (HVAC) - Cold | SCE ¦ Cold | SCE | All | Electric & Gas | Add DCV, ADEC and CO2 Sensor | Efficient | 0 | Conventional | HVAC | Com - Retail | Com | RET and NEW | 0 | 1000 sqft2 of floor space | Cap-Tons | 15 | DEER:HVAC_Split-Package_AC | 0 | 0 | 0 | SWHC006-02 | 57.865 | 2022 | 0 | 26.475 | 2022 | 0 | 0 | SWHC006-02 | HVAC DCV - Cold ¦ SCE ¦ Cold | HVAC DCV - Cold | 1.7713 | 0.85 | 0.27082 | CSS-Itron 2012 | 0 | 2032 | 0.6 | SWHC006-02
COM-HVAC-56.71 | Com ¦ Demand Controlled Ventilation (HVAC) - Cold ¦ SCE ¦ Cold | Com ¦ Demand Controlled Ventilation (HVAC) - Cold | SCE ¦ Cold | SCE | All | Electric & Gas | Add DCV, ADEC and CO2 Sensor | Efficient | 0 | Conventional | HVAC | Com - School | Com | RET and NEW | 0 | 1000 sqft2 of floor space | Cap-Tons | 15 | DEER:HVAC_Split-Package_AC | 0 | 0 | 0 | SWHC006-02 | 57.865 | 2022 | 0 | 26.475 | 2022 | 0 | 0 | SWHC006-02 | HVAC DCV - Cold ¦ SCE ¦ Cold | HVAC DCV - Cold | 2.8844 | 0.85 | 0.27082 | CSS-Itron 2012 | 0 | 2032 | 0.6 | SWHC006-02
COM-HVAC-56.72 | Com ¦ Demand Controlled Ventilation (HVAC) - Cold ¦ SCE ¦ Cold | Com ¦ Demand Controlled Ventilation (HVAC) - Cold | SCE ¦ Cold | SCE | All | Electric & Gas | Add DCV, ADEC and CO2 Sensor | Efficient | 0 | Conventional | HVAC | Com - Warehouse | Com | RET and NEW | 0 | 1000 sqft2 of floor space | Cap-Tons | 15 | DEER:HVAC_Split-Package_AC | 0 | 0 | 0 | SWHC006-02 | 57.865 | 2022 | 0 | 26.475 | 2022 | 0 | 0 | SWHC006-02 | HVAC DCV - Cold ¦ SCE ¦ Cold | HVAC DCV - Cold | 0.5425 | 0.85 | 0.27082 | CSS-Itron 2012 | 0 | 2032 | 0.6 | SWHC006-02
COM-HVAC-56.73 | Com ¦ Demand Controlled Ventilation (HVAC) - Marine ¦ SCG ¦ Marine | Com ¦ Demand Controlled Ventilation (HVAC) - Marine | SCG ¦ Marine | SCG | All | Electric & Gas | Add DCV, ADEC and CO2 Sensor | Efficient | 0 | Conventional | HVAC | Com - College | Com | RET and NEW | 0 | 1000 sqft2 of floor space | Cap-Tons | 15 | DEER:HVAC_Split-Package_AC | 0 | 0 | 0 | SWHC006-02 | 57.865 | 2022 | 0 | 26.475 | 2022 | 0 | 0 | SWHC006-02 | HVAC DCV - Marine ¦ SCG ¦ Marine | HVAC DCV - Marine | 2.3954 | 0.85 | 0.27082 | CSS-Itron 2012 | 0 | 2032 | 0.6 | SWHC006-02
COM-HVAC-56.74 | Com ¦ Demand Controlled Ventilation (HVAC) - Marine ¦ SCG ¦ Marine | Com ¦ Demand Controlled Ventilation (HVAC) - Marine | SCG ¦ Marine | SCG | All | Electric & Gas | Add DCV, ADEC and CO2 Sensor | Efficient | 0 | Conventional | HVAC | Com - Grocery | Com | RET and NEW | 0 | 1000 sqft2 of floor space | Cap-Tons | 15 | DEER:HVAC_Split-Package_AC | 0 | 0 | 0 | SWHC006-02 | 57.865 | 2022 | 0 | 26.475 | 2022 | 0 | 0 | SWHC006-02 | HVAC DCV - Marine ¦ SCG ¦ Marine | HVAC DCV - Marine | 3.9989 | 0.85 | 0.27082 | CSS-Itron 2012 | 0 | 2032 | 0.6 | SWHC006-02
COM-HVAC-56.75 | Com ¦ Demand Controlled Ventilation (HVAC) - Marine ¦ SCG ¦ Marine | Com ¦ Demand Controlled Ventilation (HVAC) - Marine | SCG ¦ Marine | SCG | All | Electric & Gas | Add DCV, ADEC and CO2 Sensor | Efficient | 0 | Conventional | HVAC | Com - Health | Com | RET and NEW | 0 | 1000 sqft2 of floor space | Cap-Tons | 15 | DEER:HVAC_Split-Package_AC | 0 | 0 | 0 | SWHC006-02 | 57.865 | 2022 | 0 | 26.475 | 2022 | 0 | 0 | SWHC006-02 | HVAC DCV - Marine ¦ SCG ¦ Marine | HVAC DCV - Marine | 3.3971 | 0.85 | 0.27082 | CSS-Itron 2012 | 0 | 2032 | 0.6 | SWHC006-02
COM-HVAC-56.76 | Com ¦ Demand Controlled Ventilation (HVAC) - Marine ¦ SCG ¦ Marine | Com ¦ Demand Controlled Ventilation (HVAC) - Marine | SCG ¦ Marine | SCG | All | Electric & Gas | Add DCV, ADEC and CO2 Sensor | Efficient | 0 | Conventional | HVAC | Com - Lodging | Com | RET and NEW | 0 | 1000 sqft2 of floor space | Cap-Tons | 15 | DEER:HVAC_Split-Package_AC | 0 | 0 | 0 | SWHC006-02 | 57.865 | 2022 | 0 | 26.475 | 2022 | 0 | 0 | SWHC006-02 | HVAC DCV - Marine ¦ SCG ¦ Marine | HVAC DCV - Marine | 1.9076 | 0.85 | 0.27082 | CSS-Itron 2012 | 0 | 2032 | 0.6 | SWHC006-02
COM-HVAC-56.77 | Com ¦ Demand Controlled Ventilation (HVAC) - Marine ¦ SCG ¦ Marine | Com ¦ Demand Controlled Ventilation (HVAC) - Marine | SCG ¦ Marine | SCG | All | Electric & Gas | Add DCV, ADEC and CO2 Sensor | Efficient | 0 | Conventional | HVAC | Com - Office (Large) | Com | RET and NEW | 0 | 1000 sqft2 of floor space | Cap-Tons | 15 | DEER:HVAC_Split-Package_AC | 0 | 0 | 0 | SWHC006-02 | 57.865 | 2022 | 0 | 26.475 | 2022 | 0 | 0 | SWHC006-02 | HVAC DCV - Marine ¦ SCG ¦ Marine | HVAC DCV - Marine | 2.5288 | 0.85 | 0.27082 | CSS-Itron 2012 | 0 | 2032 | 0.6 | SWHC006-02
COM-HVAC-56.78 | Com ¦ Demand Controlled Ventilation (HVAC) - Marine ¦ SCG ¦ Marine | Com ¦ Demand Controlled Ventilation (HVAC) - Marine | SCG ¦ Marine | SCG | All | Electric & Gas | Add DCV, ADEC and CO2 Sensor | Efficient | 0 | Conventional | HVAC | Com - Office (Small) | Com | RET and NEW | 0 | 1000 sqft2 of floor space | Cap-Tons | 15 | DEER:HVAC_Split-Package_AC | 0 | 0 | 0 | SWHC006-02 | 57.865 | 2022 | 0 | 26.475 | 2022 | 0 | 0 | SWHC006-02 | HVAC DCV - Marine ¦ SCG ¦ Marine | HVAC DCV - Marine | 2.8691 | 0.85 | 0.27082 | CSS-Itron 2012 | 0 | 2032 | 0.6 | SWHC006-02
COM-HVAC-56.79 | Com ¦ Demand Controlled Ventilation (HVAC) - Marine ¦ SCG ¦ Marine | Com ¦ Demand Controlled Ventilation (HVAC) - Marine | SCG ¦ Marine | SCG | All | Electric & Gas | Add DCV, ADEC and CO2 Sensor | Efficient | 0 | Conventional | HVAC | Com - Other | Com | RET and NEW | 0 | 1000 sqft2 of floor space | Cap-Tons | 15 | DEER:HVAC_Split-Package_AC | 0 | 0 | 0 | SWHC006-02 | 57.865 | 2022 | 0 | 26.475 | 2022 | 0 | 0 | SWHC006-02 | HVAC DCV - Marine ¦ SCG ¦ Marine | HVAC DCV - Marine | 4.1095 | 0.85 | 0.27082 | CSS-Itron 2012 | 0 | 2032 | 0.6 | SWHC006-02
COM-HVAC-56.81 | Com ¦ Demand Controlled Ventilation (HVAC) - Marine ¦ SCG ¦ Marine | Com ¦ Demand Controlled Ventilation (HVAC) - Marine | SCG ¦ Marine | SCG | All | Electric & Gas | Add DCV, ADEC and CO2 Sensor | Efficient | 0 | Conventional | HVAC | Com - Restaurant | Com | RET and NEW | 0 | 1000 sqft2 of floor space | Cap-Tons | 15 | DEER:HVAC_Split-Package_AC | 0 | 0 | 0 | SWHC006-02 | 57.865 | 2022 | 0 | 26.475 | 2022 | 0 | 0 | SWHC006-02 | HVAC DCV - Marine ¦ SCG ¦ Marine | HVAC DCV - Marine | 4.1867 | 0.85 | 0.27082 | CSS-Itron 2012 | 0 | 2032 | 0.6 | SWHC006-02
COM-HVAC-56.82 | Com ¦ Demand Controlled Ventilation (HVAC) - Marine ¦ SCG ¦ Marine | Com ¦ Demand Controlled Ventilation (HVAC) - Marine | SCG ¦ Marine | SCG | All | Electric & Gas | Add DCV, ADEC and CO2 Sensor | Efficient | 0 | Conventional | HVAC | Com - Retail | Com | RET and NEW | 0 | 1000 sqft2 of floor space | Cap-Tons | 15 | DEER:HVAC_Split-Package_AC | 0 | 0 | 0 | SWHC006-02 | 57.865 | 2022 | 0 | 26.475 | 2022 | 0 | 0 | SWHC006-02 | HVAC DCV - Marine ¦ SCG ¦ Marine | HVAC DCV - Marine | 1.7713 | 0.85 | 0.27082 | CSS-Itron 2012 | 0 | 2032 | 0.6 | SWHC006-02
COM-HVAC-56.83 | Com ¦ Demand Controlled Ventilation (HVAC) - Marine ¦ SCG ¦ Marine | Com ¦ Demand Controlled Ventilation (HVAC) - Marine | SCG ¦ Marine | SCG | All | Electric & Gas | Add DCV, ADEC and CO2 Sensor | Efficient | 0 | Conventional | HVAC | Com - School | Com | RET and NEW | 0 | 1000 sqft2 of floor space | Cap-Tons | 15 | DEER:HVAC_Split-Package_AC | 0 | 0 | 0 | SWHC006-02 | 57.865 | 2022 | 0 | 26.475 | 2022 | 0 | 0 | SWHC006-02 | HVAC DCV - Marine ¦ SCG ¦ Marine | HVAC DCV - Marine | 2.8844 | 0.85 | 0.27082 | CSS-Itron 2012 | 0 | 2032 | 0.6 | SWHC006-02
COM-HVAC-56.84 | Com ¦ Demand Controlled Ventilation (HVAC) - Marine ¦ SCG ¦ Marine | Com ¦ Demand Controlled Ventilation (HVAC) - Marine | SCG ¦ Marine | SCG | All | Electric & Gas | Add DCV, ADEC and CO2 Sensor | Efficient | 0 | Conventional | HVAC | Com - Warehouse | Com | RET and NEW | 0 | 1000 sqft2 of floor space | Cap-Tons | 15 | DEER:HVAC_Split-Package_AC | 0 | 0 | 0 | SWHC006-02 | 57.865 | 2022 | 0 | 26.475 | 2022 | 0 | 0 | SWHC006-02 | HVAC DCV - Marine ¦ SCG ¦ Marine | HVAC DCV - Marine | 0.5425 | 0.85 | 0.27082 | CSS-Itron 2012 | 0 | 2032 | 0.6 | SWHC006-02
COM-HVAC-56.85 | Com ¦ Demand Controlled Ventilation (HVAC) - Hot-Dry ¦ SCG ¦ Hot-Dry | Com ¦ Demand Controlled Ventilation (HVAC) - Hot-Dry | SCG ¦ Hot-Dry | SCG | All | Electric & Gas | Add DCV, ADEC and CO2 Sensor | Efficient | 0 | Conventional | HVAC | Com - College | Com | RET and NEW | 0 | 1000 sqft2 of floor space | Cap-Tons | 15 | DEER:HVAC_Split-Package_AC | 0 | 0 | 0 | SWHC006-02 | 57.865 | 2022 | 0 | 26.475 | 2022 | 0 | 0 | SWHC006-02 | HVAC DCV - Hot-Dry ¦ SCG ¦ Hot-Dry | HVAC DCV - Hot-Dry | 2.3954 | 0.85 | 0.27082 | CSS-Itron 2012 | 0 | 2032 | 0.6 | SWHC006-02
COM-HVAC-56.86 | Com ¦ Demand Controlled Ventilation (HVAC) - Hot-Dry ¦ SCG ¦ Hot-Dry | Com ¦ Demand Controlled Ventilation (HVAC) - Hot-Dry | SCG ¦ Hot-Dry | SCG | All | Electric & Gas | Add DCV, ADEC and CO2 Sensor | Efficient | 0 | Conventional | HVAC | Com - Grocery | Com | RET and NEW | 0 | 1000 sqft2 of floor space | Cap-Tons | 15 | DEER:HVAC_Split-Package_AC | 0 | 0 | 0 | SWHC006-02 | 57.865 | 2022 | 0 | 26.475 | 2022 | 0 | 0 | SWHC006-02 | HVAC DCV - Hot-Dry ¦ SCG ¦ Hot-Dry | HVAC DCV - Hot-Dry | 3.9989 | 0.85 | 0.27082 | CSS-Itron 2012 | 0 | 2032 | 0.6 | SWHC006-02
COM-HVAC-56.87 | Com ¦ Demand Controlled Ventilation (HVAC) - Hot-Dry ¦ SCG ¦ Hot-Dry | Com ¦ Demand Controlled Ventilation (HVAC) - Hot-Dry | SCG ¦ Hot-Dry | SCG | All | Electric & Gas | Add DCV, ADEC and CO2 Sensor | Efficient | 0 | Conventional | HVAC | Com - Health | Com | RET and NEW | 0 | 1000 sqft2 of floor space | Cap-Tons | 15 | DEER:HVAC_Split-Package_AC | 0 | 0 | 0 | SWHC006-02 | 57.865 | 2022 | 0 | 26.475 | 2022 | 0 | 0 | SWHC006-02 | HVAC DCV - Hot-Dry ¦ SCG ¦ Hot-Dry | HVAC DCV - Hot-Dry | 3.3971 | 0.85 | 0.27082 | CSS-Itron 2012 | 0 | 2032 | 0.6 | SWHC006-02
COM-HVAC-56.88 | Com ¦ Demand Controlled Ventilation (HVAC) - Hot-Dry ¦ SCG ¦ Hot-Dry | Com ¦ Demand Controlled Ventilation (HVAC) - Hot-Dry | SCG ¦ Hot-Dry | SCG | All | Electric & Gas | Add DCV, ADEC and CO2 Sensor | Efficient | 0 | Conventional | HVAC | Com - Lodging | Com | RET and NEW | 0 | 1000 sqft2 of floor space | Cap-Tons | 15 | DEER:HVAC_Split-Package_AC | 0 | 0 | 0 | SWHC006-02 | 57.865 | 2022 | 0 | 26.475 | 2022 | 0 | 0 | SWHC006-02 | HVAC DCV - Hot-Dry ¦ SCG ¦ Hot-Dry | HVAC DCV - Hot-Dry | 1.9076 | 0.85 | 0.27082 | CSS-Itron 2012 | 0 | 2032 | 0.6 | SWHC006-02
COM-HVAC-56.89 | Com ¦ Demand Controlled Ventilation (HVAC) - Hot-Dry ¦ SCG ¦ Hot-Dry | Com ¦ Demand Controlled Ventilation (HVAC) - Hot-Dry | SCG ¦ Hot-Dry | SCG | All | Electric & Gas | Add DCV, ADEC and CO2 Sensor | Efficient | 0 | Conventional | HVAC | Com - Office (Large) | Com | RET and NEW | 0 | 1000 sqft2 of floor space | Cap-Tons | 15 | DEER:HVAC_Split-Package_AC | 0 | 0 | 0 | SWHC006-02 | 57.865 | 2022 | 0 | 26.475 | 2022 | 0 | 0 | SWHC006-02 | HVAC DCV - Hot-Dry ¦ SCG ¦ Hot-Dry | HVAC DCV - Hot-Dry | 2.5288 | 0.85 | 0.27082 | CSS-Itron 2012 | 0 | 2032 | 0.6 | SWHC006-02
COM-HVAC-56.90 | Com ¦ Demand Controlled Ventilation (HVAC) - Hot-Dry ¦ SCG ¦ Hot-Dry | Com ¦ Demand Controlled Ventilation (HVAC) - Hot-Dry | SCG ¦ Hot-Dry | SCG | All | Electric & Gas | Add DCV, ADEC and CO2 Sensor | Efficient | 0 | Conventional | HVAC | Com - Office (Small) | Com | RET and NEW | 0 | 1000 sqft2 of floor space | Cap-Tons | 15 | DEER:HVAC_Split-Package_AC | 0 | 0 | 0 | SWHC006-02 | 57.865 | 2022 | 0 | 26.475 | 2022 | 0 | 0 | SWHC006-02 | HVAC DCV - Hot-Dry ¦ SCG ¦ Hot-Dry | HVAC DCV - Hot-Dry | 2.8691 | 0.85 | 0.27082 | CSS-Itron 2012 | 0 | 2032 | 0.6 | SWHC006-02
COM-HVAC-56.91 | Com ¦ Demand Controlled Ventilation (HVAC) - Hot-Dry ¦ SCG ¦ Hot-Dry | Com ¦ Demand Controlled Ventilation (HVAC) - Hot-Dry | SCG ¦ Hot-Dry | SCG | All | Electric & Gas | Add DCV, ADEC and CO2 Sensor | Efficient | 0 | Conventional | HVAC | Com - Other | Com | RET and NEW | 0 | 1000 sqft2 of floor space | Cap-Tons | 15 | DEER:HVAC_Split-Package_AC | 0 | 0 | 0 | SWHC006-02 | 57.865 | 2022 | 0 | 26.475 | 2022 | 0 | 0 | SWHC006-02 | HVAC DCV - Hot-Dry ¦ SCG ¦ Hot-Dry | HVAC DCV - Hot-Dry | 4.1095 | 0.85 | 0.27082 | CSS-Itron 2012 | 0 | 2032 | 0.6 | SWHC006-02
COM-HVAC-56.93 | Com ¦ Demand Controlled Ventilation (HVAC) - Hot-Dry ¦ SCG ¦ Hot-Dry | Com ¦ Demand Controlled Ventilation (HVAC) - Hot-Dry | SCG ¦ Hot-Dry | SCG | All | Electric & Gas | Add DCV, ADEC and CO2 Sensor | Efficient | 0 | Conventional | HVAC | Com - Restaurant | Com | RET and NEW | 0 | 1000 sqft2 of floor space | Cap-Tons | 15 | DEER:HVAC_Split-Package_AC | 0 | 0 | 0 | SWHC006-02 | 57.865 | 2022 | 0 | 26.475 | 2022 | 0 | 0 | SWHC006-02 | HVAC DCV - Hot-Dry ¦ SCG ¦ Hot-Dry | HVAC DCV - Hot-Dry | 4.1867 | 0.85 | 0.27082 | CSS-Itron 2012 | 0 | 2032 | 0.6 | SWHC006-02
COM-HVAC-56.94 | Com ¦ Demand Controlled Ventilation (HVAC) - Hot-Dry ¦ SCG ¦ Hot-Dry | Com ¦ Demand Controlled Ventilation (HVAC) - Hot-Dry | SCG ¦ Hot-Dry | SCG | All | Electric & Gas | Add DCV, ADEC and CO2 Sensor | Efficient | 0 | Conventional | HVAC | Com - Retail | Com | RET and NEW | 0 | 1000 sqft2 of floor space | Cap-Tons | 15 | DEER:HVAC_Split-Package_AC | 0 | 0 | 0 | SWHC006-02 | 57.865 | 2022 | 0 | 26.475 | 2022 | 0 | 0 | SWHC006-02 | HVAC DCV - Hot-Dry ¦ SCG ¦ Hot-Dry | HVAC DCV - Hot-Dry | 1.7713 | 0.85 | 0.27082 | CSS-Itron 2012 | 0 | 2032 | 0.6 | SWHC006-02
COM-HVAC-56.95 | Com ¦ Demand Controlled Ventilation (HVAC) - Hot-Dry ¦ SCG ¦ Hot-Dry | Com ¦ Demand Controlled Ventilation (HVAC) - Hot-Dry | SCG ¦ Hot-Dry | SCG | All | Electric & Gas | Add DCV, ADEC and CO2 Sensor | Efficient | 0 | Conventional | HVAC | Com - School | Com | RET and NEW | 0 | 1000 sqft2 of floor space | Cap-Tons | 15 | DEER:HVAC_Split-Package_AC | 0 | 0 | 0 | SWHC006-02 | 57.865 | 2022 | 0 | 26.475 | 2022 | 0 | 0 | SWHC006-02 | HVAC DCV - Hot-Dry ¦ SCG ¦ Hot-Dry | HVAC DCV - Hot-Dry | 2.8844 | 0.85 | 0.27082 | CSS-Itron 2012 | 0 | 2032 | 0.6 | SWHC006-02
COM-HVAC-56.96 | Com ¦ Demand Controlled Ventilation (HVAC) - Hot-Dry ¦ SCG ¦ Hot-Dry | Com ¦ Demand Controlled Ventilation (HVAC) - Hot-Dry | SCG ¦ Hot-Dry | SCG | All | Electric & Gas | Add DCV, ADEC and CO2 Sensor | Efficient | 0 | Conventional | HVAC | Com - Warehouse | Com | RET and NEW | 0 | 1000 sqft2 of floor space | Cap-Tons | 15 | DEER:HVAC_Split-Package_AC | 0 | 0 | 0 | SWHC006-02 | 57.865 | 2022 | 0 | 26.475 | 2022 | 0 | 0 | SWHC006-02 | HVAC DCV - Hot-Dry ¦ SCG ¦ Hot-Dry | HVAC DCV - Hot-Dry | 0.5425 | 0.85 | 0.27082 | CSS-Itron 2012 | 0 | 2032 | 0.6 | SWHC006-02
COM-HVAC-56.97 | Com ¦ Demand Controlled Ventilation (HVAC) - Cold ¦ SCG ¦ Cold | Com ¦ Demand Controlled Ventilation (HVAC) - Cold | SCG ¦ Cold | SCG | All | Electric & Gas | Add DCV, ADEC and CO2 Sensor | Efficient | 0 | Conventional | HVAC | Com - College | Com | RET and NEW | 0 | 1000 sqft2 of floor space | Cap-Tons | 15 | DEER:HVAC_Split-Package_AC | 0 | 0 | 0 | SWHC006-02 | 57.865 | 2022 | 0 | 26.475 | 2022 | 0 | 0 | SWHC006-02 | HVAC DCV - Cold ¦ SCG ¦ Cold | HVAC DCV - Cold | 2.3954 | 0.85 | 0.27082 | CSS-Itron 2012 | 0 | 2032 | 0.6 | SWHC006-02
COM-HVAC-56.98 | Com ¦ Demand Controlled Ventilation (HVAC) - Cold ¦ SCG ¦ Cold | Com ¦ Demand Controlled Ventilation (HVAC) - Cold | SCG ¦ Cold | SCG | All | Electric & Gas | Add DCV, ADEC and CO2 Sensor | Efficient | 0 | Conventional | HVAC | Com - Grocery | Com | RET and NEW | 0 | 1000 sqft2 of floor space | Cap-Tons | 15 | DEER:HVAC_Split-Package_AC | 0 | 0 | 0 | SWHC006-02 | 57.865 | 2022 | 0 | 26.475 | 2022 | 0 | 0 | SWHC006-02 | HVAC DCV - Cold ¦ SCG ¦ Cold | HVAC DCV - Cold | 3.9989 | 0.85 | 0.27082 | CSS-Itron 2012 | 0 | 2032 | 0.6 | SWHC006-02
COM-HVAC-56.99 | Com ¦ Demand Controlled Ventilation (HVAC) - Cold ¦ SCG ¦ Cold | Com ¦ Demand Controlled Ventilation (HVAC) - Cold | SCG ¦ Cold | SCG | All | Electric & Gas | Add DCV, ADEC and CO2 Sensor | Efficient | 0 | Conventional | HVAC | Com - Health | Com | RET and NEW | 0 | 1000 sqft2 of floor space | Cap-Tons | 15 | DEER:HVAC_Split-Package_AC | 0 | 0 | 0 | SWHC006-02 | 57.865 | 2022 | 0 | 26.475 | 2022 | 0 | 0 | SWHC006-02 | HVAC DCV - Cold ¦ SCG ¦ Cold | HVAC DCV - Cold | 3.3971 | 0.85 | 0.27082 | CSS-Itron 2012 | 0 | 2032 | 0.6 | SWHC006-02
COM-HVAC-56.100 | Com ¦ Demand Controlled Ventilation (HVAC) - Cold ¦ SCG ¦ Cold | Com ¦ Demand Controlled Ventilation (HVAC) - Cold | SCG ¦ Cold | SCG | All | Electric & Gas | Add DCV, ADEC and CO2 Sensor | Efficient | 0 | Conventional | HVAC | Com - Lodging | Com | RET and NEW | 0 | 1000 sqft2 of floor space | Cap-Tons | 15 | DEER:HVAC_Split-Package_AC | 0 | 0 | 0 | SWHC006-02 | 57.865 | 2022 | 0 | 26.475 | 2022 | 0 | 0 | SWHC006-02 | HVAC DCV - Cold ¦ SCG ¦ Cold | HVAC DCV - Cold | 1.9076 | 0.85 | 0.27082 | CSS-Itron 2012 | 0 | 2032 | 0.6 | SWHC006-02
COM-HVAC-56.101 | Com ¦ Demand Controlled Ventilation (HVAC) - Cold ¦ SCG ¦ Cold | Com ¦ Demand Controlled Ventilation (HVAC) - Cold | SCG ¦ Cold | SCG | All | Electric & Gas | Add DCV, ADEC and CO2 Sensor | Efficient | 0 | Conventional | HVAC | Com - Office (Large) | Com | RET and NEW | 0 | 1000 sqft2 of floor space | Cap-Tons | 15 | DEER:HVAC_Split-Package_AC | 0 | 0 | 0 | SWHC006-02 | 57.865 | 2022 | 0 | 26.475 | 2022 | 0 | 0 | SWHC006-02 | HVAC DCV - Cold ¦ SCG ¦ Cold | HVAC DCV - Cold | 2.5288 | 0.85 | 0.27082 | CSS-Itron 2012 | 0 | 2032 | 0.6 | SWHC006-02
COM-HVAC-56.102 | Com ¦ Demand Controlled Ventilation (HVAC) - Cold ¦ SCG ¦ Cold | Com ¦ Demand Controlled Ventilation (HVAC) - Cold | SCG ¦ Cold | SCG | All | Electric & Gas | Add DCV, ADEC and CO2 Sensor | Efficient | 0 | Conventional | HVAC | Com - Office (Small) | Com | RET and NEW | 0 | 1000 sqft2 of floor space | Cap-Tons | 15 | DEER:HVAC_Split-Package_AC | 0 | 0 | 0 | SWHC006-02 | 57.865 | 2022 | 0 | 26.475 | 2022 | 0 | 0 | SWHC006-02 | HVAC DCV - Cold ¦ SCG ¦ Cold | HVAC DCV - Cold | 2.8691 | 0.85 | 0.27082 | CSS-Itron 2012 | 0 | 2032 | 0.6 | SWHC006-02
COM-HVAC-56.103 | Com ¦ Demand Controlled Ventilation (HVAC) - Cold ¦ SCG ¦ Cold | Com ¦ Demand Controlled Ventilation (HVAC) - Cold | SCG ¦ Cold | SCG | All | Electric & Gas | Add DCV, ADEC and CO2 Sensor | Efficient | 0 | Conventional | HVAC | Com - Other | Com | RET and NEW | 0 | 1000 sqft2 of floor space | Cap-Tons | 15 | DEER:HVAC_Split-Package_AC | 0 | 0 | 0 | SWHC006-02 | 57.865 | 2022 | 0 | 26.475 | 2022 | 0 | 0 | SWHC006-02 | HVAC DCV - Cold ¦ SCG ¦ Cold | HVAC DCV - Cold | 4.1095 | 0.85 | 0.27082 | CSS-Itron 2012 | 0 | 2032 | 0.6 | SWHC006-02
COM-HVAC-56.105 | Com ¦ Demand Controlled Ventilation (HVAC) - Cold ¦ SCG ¦ Cold | Com ¦ Demand Controlled Ventilation (HVAC) - Cold | SCG ¦ Cold | SCG | All | Electric & Gas | Add DCV, ADEC and CO2 Sensor | Efficient | 0 | Conventional | HVAC | Com - Restaurant | Com | RET and NEW | 0 | 1000 sqft2 of floor space | Cap-Tons | 15 | DEER:HVAC_Split-Package_AC | 0 | 0 | 0 | SWHC006-02 | 57.865 | 2022 | 0 | 26.475 | 2022 | 0 | 0 | SWHC006-02 | HVAC DCV - Cold ¦ SCG ¦ Cold | HVAC DCV - Cold | 4.1867 | 0.85 | 0.27082 | CSS-Itron 2012 | 0 | 2032 | 0.6 | SWHC006-02
COM-HVAC-56.106 | Com ¦ Demand Controlled Ventilation (HVAC) - Cold ¦ SCG ¦ Cold | Com ¦ Demand Controlled Ventilation (HVAC) - Cold | SCG ¦ Cold | SCG | All | Electric & Gas | Add DCV, ADEC and CO2 Sensor | Efficient | 0 | Conventional | HVAC | Com - Retail | Com | RET and NEW | 0 | 1000 sqft2 of floor space | Cap-Tons | 15 | DEER:HVAC_Split-Package_AC | 0 | 0 | 0 | SWHC006-02 | 57.865 | 2022 | 0 | 26.475 | 2022 | 0 | 0 | SWHC006-02 | HVAC DCV - Cold ¦ SCG ¦ Cold | HVAC DCV - Cold | 1.7713 | 0.85 | 0.27082 | CSS-Itron 2012 | 0 | 2032 | 0.6 | SWHC006-02
COM-HVAC-56.107 | Com ¦ Demand Controlled Ventilation (HVAC) - Cold ¦ SCG ¦ Cold | Com ¦ Demand Controlled Ventilation (HVAC) - Cold | SCG ¦ Cold | SCG | All | Electric & Gas | Add DCV, ADEC and CO2 Sensor | Efficient | 0 | Conventional | HVAC | Com - School | Com | RET and NEW | 0 | 1000 sqft2 of floor space | Cap-Tons | 15 | DEER:HVAC_Split-Package_AC | 0 | 0 | 0 | SWHC006-02 | 57.865 | 2022 | 0 | 26.475 | 2022 | 0 | 0 | SWHC006-02 | HVAC DCV - Cold ¦ SCG ¦ Cold | HVAC DCV - Cold | 2.8844 | 0.85 | 0.27082 | CSS-Itron 2012 | 0 | 2032 | 0.6 | SWHC006-02
COM-HVAC-56.108 | Com ¦ Demand Controlled Ventilation (HVAC) - Cold ¦ SCG ¦ Cold | Com ¦ Demand Controlled Ventilation (HVAC) - Cold | SCG ¦ Cold | SCG | All | Electric & Gas | Add DCV, ADEC and CO2 Sensor | Efficient | 0 | Conventional | HVAC | Com - Warehouse | Com | RET and NEW | 0 | 1000 sqft2 of floor space | Cap-Tons | 15 | DEER:HVAC_Split-Package_AC | 0 | 0 | 0 | SWHC006-02 | 57.865 | 2022 | 0 | 26.475 | 2022 | 0 | 0 | SWHC006-02 | HVAC DCV - Cold ¦ SCG ¦ Cold | HVAC DCV - Cold | 0.5425 | 0.85 | 0.27082 | CSS-Itron 2012 | 0 | 2032 | 0.6 | SWHC006-02
COM-HVAC-56.109 | Com ¦ Demand Controlled Ventilation (HVAC) - Marine ¦ SDG&E ¦ Marine | Com ¦ Demand Controlled Ventilation (HVAC) - Marine | SDG&E ¦ Marine | SDG&E | All | Electric & Gas | Add DCV, ADEC and CO2 Sensor | Efficient | 0 | Conventional | HVAC | Com - College | Com | RET and NEW | 0 | 1000 sqft2 of floor space | Cap-Tons | 15 | DEER:HVAC_Split-Package_AC | 0 | 0 | 0 | SWHC006-02 | 57.865 | 2022 | 0 | 26.475 | 2022 | 0 | 0 | SWHC006-02 | HVAC DCV - Marine ¦ SDG&E ¦ Marine | HVAC DCV - Marine | 2.3473 | 0.85 | 0.27082 | CSS-Itron 2012 | 0 | 2032 | 0.6 | SWHC006-02
COM-HVAC-56.110 | Com ¦ Demand Controlled Ventilation (HVAC) - Marine ¦ SDG&E ¦ Marine | Com ¦ Demand Controlled Ventilation (HVAC) - Marine | SDG&E ¦ Marine | SDG&E | All | Electric & Gas | Add DCV, ADEC and CO2 Sensor | Efficient | 0 | Conventional | HVAC | Com - Grocery | Com | RET and NEW | 0 | 1000 sqft2 of floor space | Cap-Tons | 15 | DEER:HVAC_Split-Package_AC | 0 | 0 | 0 | SWHC006-02 | 57.865 | 2022 | 0 | 26.475 | 2022 | 0 | 0 | SWHC006-02 | HVAC DCV - Marine ¦ SDG&E ¦ Marine | HVAC DCV - Marine | 4.0657 | 0.85 | 0.27082 | CSS-Itron 2012 | 0 | 2032 | 0.6 | SWHC006-02
COM-HVAC-56.111 | Com ¦ Demand Controlled Ventilation (HVAC) - Marine ¦ SDG&E ¦ Marine | Com ¦ Demand Controlled Ventilation (HVAC) - Marine | SDG&E ¦ Marine | SDG&E | All | Electric & Gas | Add DCV, ADEC and CO2 Sensor | Efficient | 0 | Conventional | HVAC | Com - Health | Com | RET and NEW | 0 | 1000 sqft2 of floor space | Cap-Tons | 15 | DEER:HVAC_Split-Package_AC | 0 | 0 | 0 | SWHC006-02 | 57.865 | 2022 | 0 | 26.475 | 2022 | 0 | 0 | SWHC006-02 | HVAC DCV - Marine ¦ SDG&E ¦ Marine | HVAC DCV - Marine | 3.3781 | 0.85 | 0.27082 | CSS-Itron 2012 | 0 | 2032 | 0.6 | SWHC006-02
COM-HVAC-56.112 | Com ¦ Demand Controlled Ventilation (HVAC) - Marine ¦ SDG&E ¦ Marine | Com ¦ Demand Controlled Ventilation (HVAC) - Marine | SDG&E ¦ Marine | SDG&E | All | Electric & Gas | Add DCV, ADEC and CO2 Sensor | Efficient | 0 | Conventional | HVAC | Com - Lodging | Com | RET and NEW | 0 | 1000 sqft2 of floor space | Cap-Tons | 15 | DEER:HVAC_Split-Package_AC | 0 | 0 | 0 | SWHC006-02 | 57.865 | 2022 | 0 | 26.475 | 2022 | 0 | 0 | SWHC006-02 | HVAC DCV - Marine ¦ SDG&E ¦ Marine | HVAC DCV - Marine | 1.8901 | 0.85 | 0.27082 | CSS-Itron 2012 | 0 | 2032 | 0.6 | SWHC006-02
COM-HVAC-56.113 | Com ¦ Demand Controlled Ventilation (HVAC) - Marine ¦ SDG&E ¦ Marine | Com ¦ Demand Controlled Ventilation (HVAC) - Marine | SDG&E ¦ Marine | SDG&E | All | Electric & Gas | Add DCV, ADEC and CO2 Sensor | Efficient | 0 | Conventional | HVAC | Com - Office (Large) | Com | RET and NEW | 0 | 1000 sqft2 of floor space | Cap-Tons | 15 | DEER:HVAC_Split-Package_AC | 0 | 0 | 0 | SWHC006-02 | 57.865 | 2022 | 0 | 26.475 | 2022 | 0 | 0 | SWHC006-02 | HVAC DCV - Marine ¦ SDG&E ¦ Marine | HVAC DCV - Marine | 2.4677 | 0.85 | 0.27082 | CSS-Itron 2012 | 0 | 2032 | 0.6 | SWHC006-02
COM-HVAC-56.114 | Com ¦ Demand Controlled Ventilation (HVAC) - Marine ¦ SDG&E ¦ Marine | Com ¦ Demand Controlled Ventilation (HVAC) - Marine | SDG&E ¦ Marine | SDG&E | All | Electric & Gas | Add DCV, ADEC and CO2 Sensor | Efficient | 0 | Conventional | HVAC | Com - Office (Small) | Com | RET and NEW | 0 | 1000 sqft2 of floor space | Cap-Tons | 15 | DEER:HVAC_Split-Package_AC | 0 | 0 | 0 | SWHC006-02 | 57.865 | 2022 | 0 | 26.475 | 2022 | 0 | 0 | SWHC006-02 | HVAC DCV - Marine ¦ SDG&E ¦ Marine | HVAC DCV - Marine | 2.9963 | 0.85 | 0.27082 | CSS-Itron 2012 | 0 | 2032 | 0.6 | SWHC006-02
COM-HVAC-56.115 | Com ¦ Demand Controlled Ventilation (HVAC) - Marine ¦ SDG&E ¦ Marine | Com ¦ Demand Controlled Ventilation (HVAC) - Marine | SDG&E ¦ Marine | SDG&E | All | Electric & Gas | Add DCV, ADEC and CO2 Sensor | Efficient | 0 | Conventional | HVAC | Com - Other | Com | RET and NEW | 0 | 1000 sqft2 of floor space | Cap-Tons | 15 | DEER:HVAC_Split-Package_AC | 0 | 0 | 0 | SWHC006-02 | 57.865 | 2022 | 0 | 26.475 | 2022 | 0 | 0 | SWHC006-02 | HVAC DCV - Marine ¦ SDG&E ¦ Marine | HVAC DCV - Marine | 4.0392 | 0.85 | 0.27082 | CSS-Itron 2012 | 0 | 2032 | 0.6 | SWHC006-02
COM-HVAC-56.117 | Com ¦ Demand Controlled Ventilation (HVAC) - Marine ¦ SDG&E ¦ Marine | Com ¦ Demand Controlled Ventilation (HVAC) - Marine | SDG&E ¦ Marine | SDG&E | All | Electric & Gas | Add DCV, ADEC and CO2 Sensor | Efficient | 0 | Conventional | HVAC | Com - Restaurant | Com | RET and NEW | 0 | 1000 sqft2 of floor space | Cap-Tons | 15 | DEER:HVAC_Split-Package_AC | 0 | 0 | 0 | SWHC006-02 | 57.865 | 2022 | 0 | 26.475 | 2022 | 0 | 0 | SWHC006-02 | HVAC DCV - Marine ¦ SDG&E ¦ Marine | HVAC DCV - Marine | 4.3736 | 0.85 | 0.27082 | CSS-Itron 2012 | 0 | 2032 | 0.6 | SWHC006-02
COM-HVAC-56.118 | Com ¦ Demand Controlled Ventilation (HVAC) - Marine ¦ SDG&E ¦ Marine | Com ¦ Demand Controlled Ventilation (HVAC) - Marine | SDG&E ¦ Marine | SDG&E | All | Electric & Gas | Add DCV, ADEC and CO2 Sensor | Efficient | 0 | Conventional | HVAC | Com - Retail | Com | RET and NEW | 0 | 1000 sqft2 of floor space | Cap-Tons | 15 | DEER:HVAC_Split-Package_AC | 0 | 0 | 0 | SWHC006-02 | 57.865 | 2022 | 0 | 26.475 | 2022 | 0 | 0 | SWHC006-02 | HVAC DCV - Marine ¦ SDG&E ¦ Marine | HVAC DCV - Marine | 1.773 | 0.85 | 0.27082 | CSS-Itron 2012 | 0 | 2032 | 0.6 | SWHC006-02
COM-HVAC-56.119 | Com ¦ Demand Controlled Ventilation (HVAC) - Marine ¦ SDG&E ¦ Marine | Com ¦ Demand Controlled Ventilation (HVAC) - Marine | SDG&E ¦ Marine | SDG&E | All | Electric & Gas | Add DCV, ADEC and CO2 Sensor | Efficient | 0 | Conventional | HVAC | Com - School | Com | RET and NEW | 0 | 1000 sqft2 of floor space | Cap-Tons | 15 | DEER:HVAC_Split-Package_AC | 0 | 0 | 0 | SWHC006-02 | 57.865 | 2022 | 0 | 26.475 | 2022 | 0 | 0 | SWHC006-02 | HVAC DCV - Marine ¦ SDG&E ¦ Marine | HVAC DCV - Marine | 2.9815 | 0.85 | 0.27082 | CSS-Itron 2012 | 0 | 2032 | 0.6 | SWHC006-02
COM-HVAC-56.120 | Com ¦ Demand Controlled Ventilation (HVAC) - Marine ¦ SDG&E ¦ Marine | Com ¦ Demand Controlled Ventilation (HVAC) - Marine | SDG&E ¦ Marine | SDG&E | All | Electric & Gas | Add DCV, ADEC and CO2 Sensor | Efficient | 0 | Conventional | HVAC | Com - Warehouse | Com | RET and NEW | 0 | 1000 sqft2 of floor space | Cap-Tons | 15 | DEER:HVAC_Split-Package_AC | 0 | 0 | 0 | SWHC006-02 | 57.865 | 2022 | 0 | 26.475 | 2022 | 0 | 0 | SWHC006-02 | HVAC DCV - Marine ¦ SDG&E ¦ Marine | HVAC DCV - Marine | 0.54372 | 0.85 | 0.27082 | CSS-Itron 2012 | 0 | 2032 | 0.6 | SWHC006-02
COM-HVAC-56.121 | Com ¦ Demand Controlled Ventilation (HVAC) - Hot-Dry ¦ SDG&E ¦ Hot-Dry | Com ¦ Demand Controlled Ventilation (HVAC) - Hot-Dry | SDG&E ¦ Hot-Dry | SDG&E | All | Electric & Gas | Add DCV, ADEC and CO2 Sensor | Efficient | 0 | Conventional | HVAC | Com - College | Com | RET and NEW | 0 | 1000 sqft2 of floor space | Cap-Tons | 15 | DEER:HVAC_Split-Package_AC | 0 | 0 | 0 | SWHC006-02 | 57.865 | 2022 | 0 | 26.475 | 2022 | 0 | 0 | SWHC006-02 | HVAC DCV - Hot-Dry ¦ SDG&E ¦ Hot-Dry | HVAC DCV - Hot-Dry | 2.3473 | 0.85 | 0.27082 | CSS-Itron 2012 | 0 | 2032 | 0.6 | SWHC006-02
COM-HVAC-56.122 | Com ¦ Demand Controlled Ventilation (HVAC) - Hot-Dry ¦ SDG&E ¦ Hot-Dry | Com ¦ Demand Controlled Ventilation (HVAC) - Hot-Dry | SDG&E ¦ Hot-Dry | SDG&E | All | Electric & Gas | Add DCV, ADEC and CO2 Sensor | Efficient | 0 | Conventional | HVAC | Com - Grocery | Com | RET and NEW | 0 | 1000 sqft2 of floor space | Cap-Tons | 15 | DEER:HVAC_Split-Package_AC | 0 | 0 | 0 | SWHC006-02 | 57.865 | 2022 | 0 | 26.475 | 2022 | 0 | 0 | SWHC006-02 | HVAC DCV - Hot-Dry ¦ SDG&E ¦ Hot-Dry | HVAC DCV - Hot-Dry | 4.0657 | 0.85 | 0.27082 | CSS-Itron 2012 | 0 | 2032 | 0.6 | SWHC006-02
COM-HVAC-56.123 | Com ¦ Demand Controlled Ventilation (HVAC) - Hot-Dry ¦ SDG&E ¦ Hot-Dry | Com ¦ Demand Controlled Ventilation (HVAC) - Hot-Dry | SDG&E ¦ Hot-Dry | SDG&E | All | Electric & Gas | Add DCV, ADEC and CO2 Sensor | Efficient | 0 | Conventional | HVAC | Com - Health | Com | RET and NEW | 0 | 1000 sqft2 of floor space | Cap-Tons | 15 | DEER:HVAC_Split-Package_AC | 0 | 0 | 0 | SWHC006-02 | 57.865 | 2022 | 0 | 26.475 | 2022 | 0 | 0 | SWHC006-02 | HVAC DCV - Hot-Dry ¦ SDG&E ¦ Hot-Dry | HVAC DCV - Hot-Dry | 3.3781 | 0.85 | 0.27082 | CSS-Itron 2012 | 0 | 2032 | 0.6 | SWHC006-02
COM-HVAC-56.124 | Com ¦ Demand Controlled Ventilation (HVAC) - Hot-Dry ¦ SDG&E ¦ Hot-Dry | Com ¦ Demand Controlled Ventilation (HVAC) - Hot-Dry | SDG&E ¦ Hot-Dry | SDG&E | All | Electric & Gas | Add DCV, ADEC and CO2 Sensor | Efficient | 0 | Conventional | HVAC | Com - Lodging | Com | RET and NEW | 0 | 1000 sqft2 of floor space | Cap-Tons | 15 | DEER:HVAC_Split-Package_AC | 0 | 0 | 0 | SWHC006-02 | 57.865 | 2022 | 0 | 26.475 | 2022 | 0 | 0 | SWHC006-02 | HVAC DCV - Hot-Dry ¦ SDG&E ¦ Hot-Dry | HVAC DCV - Hot-Dry | 1.8901 | 0.85 | 0.27082 | CSS-Itron 2012 | 0 | 2032 | 0.6 | SWHC006-02
COM-HVAC-56.125 | Com ¦ Demand Controlled Ventilation (HVAC) - Hot-Dry ¦ SDG&E ¦ Hot-Dry | Com ¦ Demand Controlled Ventilation (HVAC) - Hot-Dry | SDG&E ¦ Hot-Dry | SDG&E | All | Electric & Gas | Add DCV, ADEC and CO2 Sensor | Efficient | 0 | Conventional | HVAC | Com - Office (Large) | Com | RET and NEW | 0 | 1000 sqft2 of floor space | Cap-Tons | 15 | DEER:HVAC_Split-Package_AC | 0 | 0 | 0 | SWHC006-02 | 57.865 | 2022 | 0 | 26.475 | 2022 | 0 | 0 | SWHC006-02 | HVAC DCV - Hot-Dry ¦ SDG&E ¦ Hot-Dry | HVAC DCV - Hot-Dry | 2.4677 | 0.85 | 0.27082 | CSS-Itron 2012 | 0 | 2032 | 0.6 | SWHC006-02
COM-HVAC-56.126 | Com ¦ Demand Controlled Ventilation (HVAC) - Hot-Dry ¦ SDG&E ¦ Hot-Dry | Com ¦ Demand Controlled Ventilation (HVAC) - Hot-Dry | SDG&E ¦ Hot-Dry | SDG&E | All | Electric & Gas | Add DCV, ADEC and CO2 Sensor | Efficient | 0 | Conventional | HVAC | Com - Office (Small) | Com | RET and NEW | 0 | 1000 sqft2 of floor space | Cap-Tons | 15 | DEER:HVAC_Split-Package_AC | 0 | 0 | 0 | SWHC006-02 | 57.865 | 2022 | 0 | 26.475 | 2022 | 0 | 0 | SWHC006-02 | HVAC DCV - Hot-Dry ¦ SDG&E ¦ Hot-Dry | HVAC DCV - Hot-Dry | 2.9963 | 0.85 | 0.27082 | CSS-Itron 2012 | 0 | 2032 | 0.6 | SWHC006-02
COM-HVAC-56.127 | Com ¦ Demand Controlled Ventilation (HVAC) - Hot-Dry ¦ SDG&E ¦ Hot-Dry | Com ¦ Demand Controlled Ventilation (HVAC) - Hot-Dry | SDG&E ¦ Hot-Dry | SDG&E | All | Electric & Gas | Add DCV, ADEC and CO2 Sensor | Efficient | 0 | Conventional | HVAC | Com - Other | Com | RET and NEW | 0 | 1000 sqft2 of floor space | Cap-Tons | 15 | DEER:HVAC_Split-Package_AC | 0 | 0 | 0 | SWHC006-02 | 57.865 | 2022 | 0 | 26.475 | 2022 | 0 | 0 | SWHC006-02 | HVAC DCV - Hot-Dry ¦ SDG&E ¦ Hot-Dry | HVAC DCV - Hot-Dry | 4.0392 | 0.85 | 0.27082 | CSS-Itron 2012 | 0 | 2032 | 0.6 | SWHC006-02
COM-HVAC-56.129 | Com ¦ Demand Controlled Ventilation (HVAC) - Hot-Dry ¦ SDG&E ¦ Hot-Dry | Com ¦ Demand Controlled Ventilation (HVAC) - Hot-Dry | SDG&E ¦ Hot-Dry | SDG&E | All | Electric & Gas | Add DCV, ADEC and CO2 Sensor | Efficient | 0 | Conventional | HVAC | Com - Restaurant | Com | RET and NEW | 0 | 1000 sqft2 of floor space | Cap-Tons | 15 | DEER:HVAC_Split-Package_AC | 0 | 0 | 0 | SWHC006-02 | 57.865 | 2022 | 0 | 26.475 | 2022 | 0 | 0 | SWHC006-02 | HVAC DCV - Hot-Dry ¦ SDG&E ¦ Hot-Dry | HVAC DCV - Hot-Dry | 4.3736 | 0.85 | 0.27082 | CSS-Itron 2012 | 0 | 2032 | 0.6 | SWHC006-02
COM-HVAC-56.130 | Com ¦ Demand Controlled Ventilation (HVAC) - Hot-Dry ¦ SDG&E ¦ Hot-Dry | Com ¦ Demand Controlled Ventilation (HVAC) - Hot-Dry | SDG&E ¦ Hot-Dry | SDG&E | All | Electric & Gas | Add DCV, ADEC and CO2 Sensor | Efficient | 0 | Conventional | HVAC | Com - Retail | Com | RET and NEW | 0 | 1000 sqft2 of floor space | Cap-Tons | 15 | DEER:HVAC_Split-Package_AC | 0 | 0 | 0 | SWHC006-02 | 57.865 | 2022 | 0 | 26.475 | 2022 | 0 | 0 | SWHC006-02 | HVAC DCV - Hot-Dry ¦ SDG&E ¦ Hot-Dry | HVAC DCV - Hot-Dry | 1.773 | 0.85 | 0.27082 | CSS-Itron 2012 | 0 | 2032 | 0.6 | SWHC006-02
COM-HVAC-56.131 | Com ¦ Demand Controlled Ventilation (HVAC) - Hot-Dry ¦ SDG&E ¦ Hot-Dry | Com ¦ Demand Controlled Ventilation (HVAC) - Hot-Dry | SDG&E ¦ Hot-Dry | SDG&E | All | Electric & Gas | Add DCV, ADEC and CO2 Sensor | Efficient | 0 | Conventional | HVAC | Com - School | Com | RET and NEW | 0 | 1000 sqft2 of floor space | Cap-Tons | 15 | DEER:HVAC_Split-Package_AC | 0 | 0 | 0 | SWHC006-02 | 57.865 | 2022 | 0 | 26.475 | 2022 | 0 | 0 | SWHC006-02 | HVAC DCV - Hot-Dry ¦ SDG&E ¦ Hot-Dry | HVAC DCV - Hot-Dry | 2.9815 | 0.85 | 0.27082 | CSS-Itron 2012 | 0 | 2032 | 0.6 | SWHC006-02
COM-HVAC-56.132 | Com ¦ Demand Controlled Ventilation (HVAC) - Hot-Dry ¦ SDG&E ¦ Hot-Dry | Com ¦ Demand Controlled Ventilation (HVAC) - Hot-Dry | SDG&E ¦ Hot-Dry | SDG&E | All | Electric & Gas | Add DCV, ADEC and CO2 Sensor | Efficient | 0 | Conventional | HVAC | Com - Warehouse | Com | RET and NEW | 0 | 1000 sqft2 of floor space | Cap-Tons | 15 | DEER:HVAC_Split-Package_AC | 0 | 0 | 0 | SWHC006-02 | 57.865 | 2022 | 0 | 26.475 | 2022 | 0 | 0 | SWHC006-02 | HVAC DCV - Hot-Dry ¦ SDG&E ¦ Hot-Dry | HVAC DCV - Hot-Dry | 0.54372 | 0.85 | 0.27082 | CSS-Itron 2012 | 0 | 2032 | 0.6 | SWHC006-02
COM-HVAC-60.1 | Com ¦ No HVAC EMS (Elec SC and Gas SH) - Marine ¦ PG&E ¦ Marine | Com ¦ No HVAC EMS (Elec SC and Gas SH) - Marine | PG&E ¦ Marine | PG&E | All | Electric & Gas | No EMS System | Average Existing and Code | 0 | Conventional | HVAC | Com - College | Com | RET and NEW | 0 | 1000 sqft2 of floor space | ton | 15 | DEER:HVAC_Split-Package_AC | 1304.1633 | 0.29753 | 127.5284 | Based on density weighted DEER Baseline and % savings from Monitoring Based Commissioning: Benchmarking Analysis of 24 UC/CSU/IOU Projects (Mills, Mathew) April 2009 | 0 | 2020 | 0 | 0 | 2020 | 0 | 0 | Monitoring Based Commissioning: Benchmarking Analysis of 24 UC/CSU/IOU Projects (Mills, Mathew) April 2009; Equipment to Labor Split based on HVAC Equipment from Itron MCS WO017 | EMS (Elec/Gas) - Marine ¦ PG&E ¦ Marine | EMS (Elec/Gas) - Marine | 0.61205 | 1 | 0.2 | CBSA 2014 | -117.94 | 2012 | 0.8 | N/A
COM-HVAC-60.2 | Com ¦ No HVAC EMS (Elec SC and Gas SH) - Marine ¦ PG&E ¦ Marine | Com ¦ No HVAC EMS (Elec SC and Gas SH) - Marine | PG&E ¦ Marine | PG&E | All | Electric & Gas | No EMS System | Average Existing and Code | 0 | Conventional | HVAC | Com - Grocery | Com | RET and NEW | 0 | 1000 sqft2 of floor space | ton | 15 | DEER:HVAC_Split-Package_AC | 1524.449 | 0.21027 | 299.6676 | Based on density weighted DEER Baseline and % savings from Monitoring Based Commissioning: Benchmarking Analysis of 24 UC/CSU/IOU Projects (Mills, Mathew) April 2009 | 0 | 2020 | 0 | 0 | 2020 | 0 | 0 | Monitoring Based Commissioning: Benchmarking Analysis of 24 UC/CSU/IOU Projects (Mills, Mathew) April 2009; Equipment to Labor Split based on HVAC Equipment from Itron MCS WO018 | EMS (Elec/Gas) - Marine ¦ PG&E ¦ Marine | EMS (Elec/Gas) - Marine | 0.48352 | 1 | 0.68 | CBSA 2014 | -663.8116 | 2012 | 0.8 | N/A
COM-HVAC-60.3 | Com ¦ No HVAC EMS (Elec SC and Gas SH) - Marine ¦ PG&E ¦ Marine | Com ¦ No HVAC EMS (Elec SC and Gas SH) - Marine | PG&E ¦ Marine | PG&E | All | Electric & Gas | No EMS System | Average Existing and Code | 0 | Conventional | HVAC | Com - Health | Com | RET and NEW | 0 | 1000 sqft2 of floor space | ton | 15 | DEER:HVAC_Split-Package_AC | 2108.7512 | 0.35858 | 498.7 | Based on density weighted DEER Baseline and % savings from Monitoring Based Commissioning: Benchmarking Analysis of 24 UC/CSU/IOU Projects (Mills, Mathew) April 2009 | 0 | 2020 | 0 | 0 | 2020 | 0 | 0 | Monitoring Based Commissioning: Benchmarking Analysis of 24 UC/CSU/IOU Projects (Mills, Mathew) April 2009; Equipment to Labor Split based on HVAC Equipment from Itron MCS WO019 | EMS (Elec/Gas) - Marine ¦ PG&E ¦ Marine | EMS (Elec/Gas) - Marine | 0.7273 | 1 | 0.44 | CBSA 2014 | -1208.8769 | 2012 | 0.8 | N/A
COM-HVAC-60.4 | Com ¦ No HVAC EMS (Elec SC and Gas SH) - Marine ¦ PG&E ¦ Marine | Com ¦ No HVAC EMS (Elec SC and Gas SH) - Marine | PG&E ¦ Marine | PG&E | All | Electric & Gas | No EMS System | Average Existing and Code | 0 | Conventional | HVAC | Com - Lodging | Com | RET and NEW | 0 | 1000 sqft2 of floor space | ton | 15 | DEER:HVAC_Split-Package_AC | 2542.5859 | 0.45537 | 320.3591 | Based on density weighted DEER Baseline and % savings from Monitoring Based Commissioning: Benchmarking Analysis of 24 UC/CSU/IOU Projects (Mills, Mathew) April 2009 | 0 | 2020 | 0 | 0 | 2020 | 0 | 0 | Monitoring Based Commissioning: Benchmarking Analysis of 24 UC/CSU/IOU Projects (Mills, Mathew) April 2009; Equipment to Labor Split based on HVAC Equipment from Itron MCS WO020 | EMS (Elec/Gas) - Marine ¦ PG&E ¦ Marine | EMS (Elec/Gas) - Marine | 0.45059 | 1 | 0.75 | CBSA 2014 | -2579.6273 | 2012 | 0.8 | N/A
COM-HVAC-60.5 | Com ¦ No HVAC EMS (Elec SC and Gas SH) - Marine ¦ PG&E ¦ Marine | Com ¦ No HVAC EMS (Elec SC and Gas SH) - Marine | PG&E ¦ Marine | PG&E | All | Electric & Gas | No EMS System | Average Existing and Code | 0 | Conventional | HVAC | Com - Office (Large) | Com | RET and NEW | 0 | 1000 sqft2 of floor space | ton | 15 | DEER:HVAC_Split-Package_AC | 1458.2224 | 0.44057 | 70.1428 | Based on density weighted DEER Baseline and % savings from Monitoring Based Commissioning: Benchmarking Analysis of 24 UC/CSU/IOU Projects (Mills, Mathew) April 2009 | 0 | 2020 | 0 | 0 | 2020 | 0 | 0 | Monitoring Based Commissioning: Benchmarking Analysis of 24 UC/CSU/IOU Projects (Mills, Mathew) April 2009; Equipment to Labor Split based on HVAC Equipment from Itron MCS WO021 | EMS (Elec/Gas) - Marine ¦ PG&E ¦ Marine | EMS (Elec/Gas) - Marine | 0.66503 | 1 | 0.5 | CBSA 2014 | -265.541 | 2012 | 0.8 | N/A
COM-HVAC-60.6 | Com ¦ No HVAC EMS (Elec SC and Gas SH) - Marine ¦ PG&E ¦ Marine | Com ¦ No HVAC EMS (Elec SC and Gas SH) - Marine | PG&E ¦ Marine | PG&E | All | Electric & Gas | No EMS System | Average Existing and Code | 0 | Conventional | HVAC | Com - Office (Small) | Com | RET and NEW | 0 | 1000 sqft2 of floor space | ton | 15 | DEER:HVAC_Split-Package_AC | 1221.3167 | 0.3631 | 23.3848 | Based on density weighted DEER Baseline and % savings from Monitoring Based Commissioning: Benchmarking Analysis of 24 UC/CSU/IOU Projects (Mills, Mathew) April 2009 | 0 | 2020 | 0 | 0 | 2020 | 0 | 0 | Monitoring Based Commissioning: Benchmarking Analysis of 24 UC/CSU/IOU Projects (Mills, Mathew) April 2009; Equipment to Labor Split based on HVAC Equipment from Itron MCS WO022 | EMS (Elec/Gas) - Marine ¦ PG&E ¦ Marine | EMS (Elec/Gas) - Marine | 0.73052 | 1 | 0.5 | CBSA 2014 | -54.6786 | 2012 | 0.8 | N/A
COM-HVAC-60.7 | Com ¦ No HVAC EMS (Elec SC and Gas SH) - Marine ¦ PG&E ¦ Marine | Com ¦ No HVAC EMS (Elec SC and Gas SH) - Marine | PG&E ¦ Marine | PG&E | All | Electric & Gas | No EMS System | Average Existing and Code | 0 | Conventional | HVAC | Com - Other | Com | RET and NEW | 0 | 1000 sqft2 of floor space | ton | 15 | DEER:HVAC_Split-Package_AC | 1670.6642 | 0.30902 | 254.2029 | Based on density weighted DEER Baseline and % savings from Monitoring Based Commissioning: Benchmarking Analysis of 24 UC/CSU/IOU Projects (Mills, Mathew) April 2009 | 0 | 2020 | 0 | 0 | 2020 | 0 | 0 | Monitoring Based Commissioning: Benchmarking Analysis of 24 UC/CSU/IOU Projects (Mills, Mathew) April 2009; Equipment to Labor Split based on HVAC Equipment from Itron MCS WO023 | EMS (Elec/Gas) - Marine ¦ PG&E ¦ Marine | EMS (Elec/Gas) - Marine | 0.17896 | 1 | 0.65 | CBSA 2014 | -733.2331 | 2012 | 0.8 | N/A
COM-HVAC-60.8 | Com ¦ No HVAC EMS (Elec SC and Gas SH) - Marine ¦ PG&E ¦ Marine | Com ¦ No HVAC EMS (Elec SC and Gas SH) - Marine | PG&E ¦ Marine | PG&E | All | Electric & Gas | No EMS System | Average Existing and Code | 0 | Conventional | HVAC | Com - Refrig. Warehouse | Com | RET and NEW | 0 | 1000 sqft2 of floor space | ton | 15 | DEER:HVAC_Split-Package_AC | 0 | 0 | 5.5349 | Based on density weighted DEER Baseline and % savings from Monitoring Based Commissioning: Benchmarking Analysis of 24 UC/CSU/IOU Projects (Mills, Mathew) April 2009 | 0 | 2020 | 0 | 0 | 2020 | 0 | 0 | Monitoring Based Commissioning: Benchmarking Analysis of 24 UC/CSU/IOU Projects (Mills, Mathew) April 2009; Equipment to Labor Split based on HVAC Equipment from Itron MCS WO024 | EMS (Elec/Gas) - Marine ¦ PG&E ¦ Marine | EMS (Elec/Gas) - Marine | 0.00031828 | 1 | 0.89 | CBSA 2014 | -4.0525 | 2012 | 0.8 | N/A
COM-HVAC-60.9 | Com ¦ No HVAC EMS (Elec SC and Gas SH) - Marine ¦ PG&E ¦ Marine | Com ¦ No HVAC EMS (Elec SC and Gas SH) - Marine | PG&E ¦ Marine | PG&E | All | Electric & Gas | No EMS System | Average Existing and Code | 0 | Conventional | HVAC | Com - Restaurant | Com | RET and NEW | 0 | 1000 sqft2 of floor space | ton | 15 | DEER:HVAC_Split-Package_AC | 2321.8858 | 0.28931 | 283.3718 | Based on density weighted DEER Baseline and % savings from Monitoring Based Commissioning: Benchmarking Analysis of 24 UC/CSU/IOU Projects (Mills, Mathew) April 2009 | 0 | 2020 | 0 | 0 | 2020 | 0 | 0 | Monitoring Based Commissioning: Benchmarking Analysis of 24 UC/CSU/IOU Projects (Mills, Mathew) April 2009; Equipment to Labor Split based on HVAC Equipment from Itron MCS WO025 | EMS (Elec/Gas) - Marine ¦ PG&E ¦ Marine | EMS (Elec/Gas) - Marine | 0.55066 | 1 | 0.99 | CBSA 2014 | -119.9209 | 2012 | 0.8 | N/A
COM-HVAC-60.10 | Com ¦ No HVAC EMS (Elec SC and Gas SH) - Marine ¦ PG&E ¦ Marine | Com ¦ No HVAC EMS (Elec SC and Gas SH) - Marine | PG&E ¦ Marine | PG&E | All | Electric & Gas | No EMS System | Average Existing and Code | 0 | Conventional | HVAC | Com - Retail | Com | RET and NEW | 0 | 1000 sqft2 of floor space | ton | 15 | DEER:HVAC_Split-Package_AC | 1550.72 | 0.36888 | 79.2843 | Based on density weighted DEER Baseline and % savings from Monitoring Based Commissioning: Benchmarking Analysis of 24 UC/CSU/IOU Projects (Mills, Mathew) April 2009 | 0 | 2020 | 0 | 0 | 2020 | 0 | 0 | Monitoring Based Commissioning: Benchmarking Analysis of 24 UC/CSU/IOU Projects (Mills, Mathew) April 2009; Equipment to Labor Split based on HVAC Equipment from Itron MCS WO026 | EMS (Elec/Gas) - Marine ¦ PG&E ¦ Marine | EMS (Elec/Gas) - Marine | 0.3972 | 1 | 0.76 | CBSA 2014 | -12049.6457 | 2012 | 0.8 | N/A
COM-HVAC-60.11 | Com ¦ No HVAC EMS (Elec SC and Gas SH) - Marine ¦ PG&E ¦ Marine | Com ¦ No HVAC EMS (Elec SC and Gas SH) - Marine | PG&E ¦ Marine | PG&E | All | Electric & Gas | No EMS System | Average Existing and Code | 0 | Conventional | HVAC | Com - School | Com | RET and NEW | 0 | 1000 sqft2 of floor space | ton | 15 | DEER:HVAC_Split-Package_AC | 1133.1437 | 0.1033 | 244.7145 | Based on density weighted DEER Baseline and % savings from Monitoring Based Commissioning: Benchmarking Analysis of 24 UC/CSU/IOU Projects (Mills, Mathew) April 2009 | 0 | 2020 | 0 | 0 | 2020 | 0 | 0 | Monitoring Based Commissioning: Benchmarking Analysis of 24 UC/CSU/IOU Projects (Mills, Mathew) April 2009; Equipment to Labor Split based on HVAC Equipment from Itron MCS WO027 | EMS (Elec/Gas) - Marine ¦ PG&E ¦ Marine | EMS (Elec/Gas) - Marine | 0.61287 | 1 | 0.41 | CBSA 2014 | -267.1681 | 2012 | 0.8 | N/A
COM-HVAC-60.12 | Com ¦ No HVAC EMS (Elec SC and Gas SH) - Marine ¦ PG&E ¦ Marine | Com ¦ No HVAC EMS (Elec SC and Gas SH) - Marine | PG&E ¦ Marine | PG&E | All | Electric & Gas | No EMS System | Average Existing and Code | 0 | Conventional | HVAC | Com - Warehouse | Com | RET and NEW | 0 | 1000 sqft2 of floor space | ton | 15 | DEER:HVAC_Split-Package_AC | 1285.9601 | 0.24264 | 58.3924 | Based on density weighted DEER Baseline and % savings from Monitoring Based Commissioning: Benchmarking Analysis of 24 UC/CSU/IOU Projects (Mills, Mathew) April 2009 | 0 | 2020 | 0 | 0 | 2020 | 0 | 0 | Monitoring Based Commissioning: Benchmarking Analysis of 24 UC/CSU/IOU Projects (Mills, Mathew) April 2009; Equipment to Labor Split based on HVAC Equipment from Itron MCS WO028 | EMS (Elec/Gas) - Marine ¦ PG&E ¦ Marine | EMS (Elec/Gas) - Marine | 0.070931 | 1 | 0.89 | CBSA 2014 | -542.7803 | 2012 | 0.8 | N/A
COM-HVAC-60.13 | Com ¦ No HVAC EMS (Elec SC and Gas SH) - Hot-Dry ¦ PG&E ¦ Hot-Dry | Com ¦ No HVAC EMS (Elec SC and Gas SH) - Hot-Dry | PG&E ¦ Hot-Dry | PG&E | All | Electric & Gas | No EMS System | Average Existing and Code | 0 | Conventional | HVAC | Com - College | Com | RET and NEW | 0 | 1000 sqft2 of floor space | ton | 15 | DEER:HVAC_Split-Package_AC | 1274.3477 | 0.37899 | 116.666 | Based on density weighted DEER Baseline and % savings from Monitoring Based Commissioning: Benchmarking Analysis of 24 UC/CSU/IOU Projects (Mills, Mathew) April 2009 | 0 | 2020 | 0 | 0 | 2020 | 0 | 0 | Monitoring Based Commissioning: Benchmarking Analysis of 24 UC/CSU/IOU Projects (Mills, Mathew) April 2009; Equipment to Labor Split based on HVAC Equipment from Itron MCS WO029 | EMS (Elec/Gas) - Hot-Dry ¦ PG&E ¦ Hot-Dry | EMS (Elec/Gas) - Hot-Dry | 0.61205 | 1 | 0.2 | CBSA 2014 | -110.6566 | 2012 | 0.8 | N/A
COM-HVAC-60.14 | Com ¦ No HVAC EMS (Elec SC and Gas SH) - Hot-Dry ¦ PG&E ¦ Hot-Dry | Com ¦ No HVAC EMS (Elec SC and Gas SH) - Hot-Dry | PG&E ¦ Hot-Dry | PG&E | All | Electric & Gas | No EMS System | Average Existing and Code | 0 | Conventional | HVAC | Com - Grocery | Com | RET and NEW | 0 | 1000 sqft2 of floor space | ton | 15 | DEER:HVAC_Split-Package_AC | 1542.967 | 0.27806 | 237.6615 | Based on density weighted DEER Baseline and % savings from Monitoring Based Commissioning: Benchmarking Analysis of 24 UC/CSU/IOU Projects (Mills, Mathew) April 2009 | 0 | 2020 | 0 | 0 | 2020 | 0 | 0 | Monitoring Based Commissioning: Benchmarking Analysis of 24 UC/CSU/IOU Projects (Mills, Mathew) April 2009; Equipment to Labor Split based on HVAC Equipment from Itron MCS WO030 | EMS (Elec/Gas) - Hot-Dry ¦ PG&E ¦ Hot-Dry | EMS (Elec/Gas) - Hot-Dry | 0.48352 | 1 | 0.68 | CBSA 2014 | -533.8002 | 2012 | 0.8 | N/A
COM-HVAC-60.15 | Com ¦ No HVAC EMS (Elec SC and Gas SH) - Hot-Dry ¦ PG&E ¦ Hot-Dry | Com ¦ No HVAC EMS (Elec SC and Gas SH) - Hot-Dry | PG&E ¦ Hot-Dry | PG&E | All | Electric & Gas | No EMS System | Average Existing and Code | 0 | Conventional | HVAC | Com - Health | Com | RET and NEW | 0 | 1000 sqft2 of floor space | ton | 15 | DEER:HVAC_Split-Package_AC | 2069.2163 | 0.37001 | 465.0402 | Based on density weighted DEER Baseline and % savings from Monitoring Based Commissioning: Benchmarking Analysis of 24 UC/CSU/IOU Projects (Mills, Mathew) April 2009 | 0 | 2020 | 0 | 0 | 2020 | 0 | 0 | Monitoring Based Commissioning: Benchmarking Analysis of 24 UC/CSU/IOU Projects (Mills, Mathew) April 2009; Equipment to Labor Split based on HVAC Equipment from Itron MCS WO031 | EMS (Elec/Gas) - Hot-Dry ¦ PG&E ¦ Hot-Dry | EMS (Elec/Gas) - Hot-Dry | 0.7273 | 1 | 0.44 | CBSA 2014 | -1128.8071 | 2012 | 0.8 | N/A
COM-HVAC-60.16 | Com ¦ No HVAC EMS (Elec SC and Gas SH) - Hot-Dry ¦ PG&E ¦ Hot-Dry | Com ¦ No HVAC EMS (Elec SC and Gas SH) - Hot-Dry | PG&E ¦ Hot-Dry | PG&E | All | Electric & Gas | No EMS System | Average Existing and Code | 0 | Conventional | HVAC | Com - Lodging | Com | RET and NEW | 0 | 1000 sqft2 of floor space | ton | 15 | DEER:HVAC_Split-Package_AC | 2514.7984 | 0.49251 | 291.2039 | Based on density weighted DEER Baseline and % savings from Monitoring Based Commissioning: Benchmarking Analysis of 24 UC/CSU/IOU Projects (Mills, Mathew) April 2009 | 0 | 2020 | 0 | 0 | 2020 | 0 | 0 | Monitoring Based Commissioning: Benchmarking Analysis of 24 UC/CSU/IOU Projects (Mills, Mathew) April 2009; Equipment to Labor Split based on HVAC Equipment from Itron MCS WO032 | EMS (Elec/Gas) - Hot-Dry ¦ PG&E ¦ Hot-Dry | EMS (Elec/Gas) - Hot-Dry | 0.45059 | 1 | 0.75 | CBSA 2014 | -2356.0517 | 2012 | 0.8 | N/A
COM-HVAC-60.17 | Com ¦ No HVAC EMS (Elec SC and Gas SH) - Hot-Dry ¦ PG&E ¦ Hot-Dry | Com ¦ No HVAC EMS (Elec SC and Gas SH) - Hot-Dry | PG&E ¦ Hot-Dry | PG&E | All | Electric & Gas | No EMS System | Average Existing and Code | 0 | Conventional | HVAC | Com - Office (Large) | Com | RET and NEW | 0 | 1000 sqft2 of floor space | ton | 15 | DEER:HVAC_Split-Package_AC | 1439.2622 | 0.4795 | 62.2862 | Based on density weighted DEER Baseline and % savings from Monitoring Based Commissioning: Benchmarking Analysis of 24 UC/CSU/IOU Projects (Mills, Mathew) April 2009 | 0 | 2020 | 0 | 0 | 2020 | 0 | 0 | Monitoring Based Commissioning: Benchmarking Analysis of 24 UC/CSU/IOU Projects (Mills, Mathew) April 2009; Equipment to Labor Split based on HVAC Equipment from Itron MCS WO033 | EMS (Elec/Gas) - Hot-Dry ¦ PG&E ¦ Hot-Dry | EMS (Elec/Gas) - Hot-Dry | 0.66503 | 1 | 0.5 | CBSA 2014 | -238.0586 | 2012 | 0.8 | N/A
COM-HVAC-60.18 | Com ¦ No HVAC EMS (Elec SC and Gas SH) - Hot-Dry ¦ PG&E ¦ Hot-Dry | Com ¦ No HVAC EMS (Elec SC and Gas SH) - Hot-Dry | PG&E ¦ Hot-Dry | PG&E | All | Electric & Gas | No EMS System | Average Existing and Code | 0 | Conventional | HVAC | Com - Office (Small) | Com | RET and NEW | 0 | 1000 sqft2 of floor space | ton | 15 | DEER:HVAC_Split-Package_AC | 1198.1161 | 0.42434 | 25.0946 | Based on density weighted DEER Baseline and % savings from Monitoring Based Commissioning: Benchmarking Analysis of 24 UC/CSU/IOU Projects (Mills, Mathew) April 2009 | 0 | 2020 | 0 | 0 | 2020 | 0 | 0 | Monitoring Based Commissioning: Benchmarking Analysis of 24 UC/CSU/IOU Projects (Mills, Mathew) April 2009; Equipment to Labor Split based on HVAC Equipment from Itron MCS WO034 | EMS (Elec/Gas) - Hot-Dry ¦ PG&E ¦ Hot-Dry | EMS (Elec/Gas) - Hot-Dry | 0.73052 | 1 | 0.5 | CBSA 2014 | -55.7485 | 2012 | 0.8 | N/A
COM-HVAC-60.19 | Com ¦ No HVAC EMS (Elec SC and Gas SH) - Hot-Dry ¦ PG&E ¦ Hot-Dry | Com ¦ No HVAC EMS (Elec SC and Gas SH) - Hot-Dry | PG&E ¦ Hot-Dry | PG&E | All | Electric & Gas | No EMS System | Average Existing and Code | 0 | Conventional | HVAC | Com - Other | Com | RET and NEW | 0 | 1000 sqft2 of floor space | ton | 15 | DEER:HVAC_Split-Package_AC | 1625.1765 | 0.37426 | 227.855 | Based on density weighted DEER Baseline and % savings from Monitoring Based Commissioning: Benchmarking Analysis of 24 UC/CSU/IOU Projects (Mills, Mathew) April 2009 | 0 | 2020 | 0 | 0 | 2020 | 0 | 0 | Monitoring Based Commissioning: Benchmarking Analysis of 24 UC/CSU/IOU Projects (Mills, Mathew) April 2009; Equipment to Labor Split based on HVAC Equipment from Itron MCS WO035 | EMS (Elec/Gas) - Hot-Dry ¦ PG&E ¦ Hot-Dry | EMS (Elec/Gas) - Hot-Dry | 0.17896 | 1 | 0.65 | CBSA 2014 | -664.7202 | 2012 | 0.8 | N/A
COM-HVAC-60.20 | Com ¦ No HVAC EMS (Elec SC and Gas SH) - Hot-Dry ¦ PG&E ¦ Hot-Dry | Com ¦ No HVAC EMS (Elec SC and Gas SH) - Hot-Dry | PG&E ¦ Hot-Dry | PG&E | All | Electric & Gas | No EMS System | Average Existing and Code | 0 | Conventional | HVAC | Com - Refrig. Warehouse | Com | RET and NEW | 0 | 1000 sqft2 of floor space | ton | 15 | DEER:HVAC_Split-Package_AC | 0 | 0 | 5.9913 | Based on density weighted DEER Baseline and % savings from Monitoring Based Commissioning: Benchmarking Analysis of 24 UC/CSU/IOU Projects (Mills, Mathew) April 2009 | 0 | 2020 | 0 | 0 | 2020 | 0 | 0 | Monitoring Based Commissioning: Benchmarking Analysis of 24 UC/CSU/IOU Projects (Mills, Mathew) April 2009; Equipment to Labor Split based on HVAC Equipment from Itron MCS WO036 | EMS (Elec/Gas) - Hot-Dry ¦ PG&E ¦ Hot-Dry | EMS (Elec/Gas) - Hot-Dry | 0.00031828 | 1 | 0.89 | CBSA 2014 | -4.3867 | 2012 | 0.8 | N/A
COM-HVAC-60.21 | Com ¦ No HVAC EMS (Elec SC and Gas SH) - Hot-Dry ¦ PG&E ¦ Hot-Dry | Com ¦ No HVAC EMS (Elec SC and Gas SH) - Hot-Dry | PG&E ¦ Hot-Dry | PG&E | All | Electric & Gas | No EMS System | Average Existing and Code | 0 | Conventional | HVAC | Com - Restaurant | Com | RET and NEW | 0 | 1000 sqft2 of floor space | ton | 15 | DEER:HVAC_Split-Package_AC | 2248.5938 | 0.37829 | 251.6591 | Based on density weighted DEER Baseline and % savings from Monitoring Based Commissioning: Benchmarking Analysis of 24 UC/CSU/IOU Projects (Mills, Mathew) April 2009 | 0 | 2020 | 0 | 0 | 2020 | 0 | 0 | Monitoring Based Commissioning: Benchmarking Analysis of 24 UC/CSU/IOU Projects (Mills, Mathew) April 2009; Equipment to Labor Split based on HVAC Equipment from Itron MCS WO037 | EMS (Elec/Gas) - Hot-Dry ¦ PG&E ¦ Hot-Dry | EMS (Elec/Gas) - Hot-Dry | 0.55066 | 1 | 0.99 | CBSA 2014 | -110.3029 | 2012 | 0.8 | N/A
COM-HVAC-60.22 | Com ¦ No HVAC EMS (Elec SC and Gas SH) - Hot-Dry ¦ PG&E ¦ Hot-Dry | Com ¦ No HVAC EMS (Elec SC and Gas SH) - Hot-Dry | PG&E ¦ Hot-Dry | PG&E | All | Electric & Gas | No EMS System | Average Existing and Code | 0 | Conventional | HVAC | Com - Retail | Com | RET and NEW | 0 | 1000 sqft2 of floor space | ton | 15 | DEER:HVAC_Split-Package_AC | 1504.6745 | 0.39629 | 76.6466 | Based on density weighted DEER Baseline and % savings from Monitoring Based Commissioning: Benchmarking Analysis of 24 UC/CSU/IOU Projects (Mills, Mathew) April 2009 | 0 | 2020 | 0 | 0 | 2020 | 0 | 0 | Monitoring Based Commissioning: Benchmarking Analysis of 24 UC/CSU/IOU Projects (Mills, Mathew) April 2009; Equipment to Labor Split based on HVAC Equipment from Itron MCS WO038 | EMS (Elec/Gas) - Hot-Dry ¦ PG&E ¦ Hot-Dry | EMS (Elec/Gas) - Hot-Dry | 0.3972 | 1 | 0.76 | CBSA 2014 | -11649.3087 | 2012 | 0.8 | N/A
COM-HVAC-60.23 | Com ¦ No HVAC EMS (Elec SC and Gas SH) - Hot-Dry ¦ PG&E ¦ Hot-Dry | Com ¦ No HVAC EMS (Elec SC and Gas SH) - Hot-Dry | PG&E ¦ Hot-Dry | PG&E | All | Electric & Gas | No EMS System | Average Existing and Code | 0 | Conventional | HVAC | Com - School | Com | RET and NEW | 0 | 1000 sqft2 of floor space | ton | 15 | DEER:HVAC_Split-Package_AC | 1112.7026 | 0.23782 | 224.8469 | Based on density weighted DEER Baseline and % savings from Monitoring Based Commissioning: Benchmarking Analysis of 24 UC/CSU/IOU Projects (Mills, Mathew) April 2009 | 0 | 2020 | 0 | 0 | 2020 | 0 | 0 | Monitoring Based Commissioning: Benchmarking Analysis of 24 UC/CSU/IOU Projects (Mills, Mathew) April 2009; Equipment to Labor Split based on HVAC Equipment from Itron MCS WO039 | EMS (Elec/Gas) - Hot-Dry ¦ PG&E ¦ Hot-Dry | EMS (Elec/Gas) - Hot-Dry | 0.61287 | 1 | 0.41 | CBSA 2014 | -249.4081 | 2012 | 0.8 | N/A
COM-HVAC-60.24 | Com ¦ No HVAC EMS (Elec SC and Gas SH) - Hot-Dry ¦ PG&E ¦ Hot-Dry | Com ¦ No HVAC EMS (Elec SC and Gas SH) - Hot-Dry | PG&E ¦ Hot-Dry | PG&E | All | Electric & Gas | No EMS System | Average Existing and Code | 0 | Conventional | HVAC | Com - Warehouse | Com | RET and NEW | 0 | 1000 sqft2 of floor space | ton | 15 | DEER:HVAC_Split-Package_AC | 1247.7821 | 0.3834 | 54.7009 | Based on density weighted DEER Baseline and % savings from Monitoring Based Commissioning: Benchmarking Analysis of 24 UC/CSU/IOU Projects (Mills, Mathew) April 2009 | 0 | 2020 | 0 | 0 | 2020 | 0 | 0 | Monitoring Based Commissioning: Benchmarking Analysis of 24 UC/CSU/IOU Projects (Mills, Mathew) April 2009; Equipment to Labor Split based on HVAC Equipment from Itron MCS WO040 | EMS (Elec/Gas) - Hot-Dry ¦ PG&E ¦ Hot-Dry | EMS (Elec/Gas) - Hot-Dry | 0.070931 | 1 | 0.89 | CBSA 2014 | -511.673 | 2012 | 0.8 | N/A
COM-HVAC-60.25 | Com ¦ No HVAC EMS (Elec SC and Gas SH) - Cold ¦ PG&E ¦ Cold | Com ¦ No HVAC EMS (Elec SC and Gas SH) - Cold | PG&E ¦ Cold | PG&E | All | Electric & Gas | No EMS System | Average Existing and Code | 0 | Conventional | HVAC | Com - College | Com | RET and NEW | 0 | 1000 sqft2 of floor space | ton | 15 | DEER:HVAC_Split-Package_AC | 1298.519 | 0.40906 | 193.5553 | Based on density weighted DEER Baseline and % savings from Monitoring Based Commissioning: Benchmarking Analysis of 24 UC/CSU/IOU Projects (Mills, Mathew) April 2009 | 0 | 2020 | 0 | 0 | 2020 | 0 | 0 | Monitoring Based Commissioning: Benchmarking Analysis of 24 UC/CSU/IOU Projects (Mills, Mathew) April 2009; Equipment to Labor Split based on HVAC Equipment from Itron MCS WO041 | EMS (Elec/Gas) - Cold ¦ PG&E ¦ Cold | EMS (Elec/Gas) - Cold | 0.61205 | 1 | 0.2 | CBSA 2014 | -155.8601 | 2012 | 0.8 | N/A
COM-HVAC-60.26 | Com ¦ No HVAC EMS (Elec SC and Gas SH) - Cold ¦ PG&E ¦ Cold | Com ¦ No HVAC EMS (Elec SC and Gas SH) - Cold | PG&E ¦ Cold | PG&E | All | Electric & Gas | No EMS System | Average Existing and Code | 0 | Conventional | HVAC | Com - Grocery | Com | RET and NEW | 0 | 1000 sqft2 of floor space | ton | 15 | DEER:HVAC_Split-Package_AC | 1530.0363 | 0.26053 | 328.6293 | Based on density weighted DEER Baseline and % savings from Monitoring Based Commissioning: Benchmarking Analysis of 24 UC/CSU/IOU Projects (Mills, Mathew) April 2009 | 0 | 2020 | 0 | 0 | 2020 | 0 | 0 | Monitoring Based Commissioning: Benchmarking Analysis of 24 UC/CSU/IOU Projects (Mills, Mathew) April 2009; Equipment to Labor Split based on HVAC Equipment from Itron MCS WO042 | EMS (Elec/Gas) - Cold ¦ PG&E ¦ Cold | EMS (Elec/Gas) - Cold | 0.48352 | 1 | 0.68 | CBSA 2014 | -724.85 | 2012 | 0.8 | N/A
COM-HVAC-60.27 | Com ¦ No HVAC EMS (Elec SC and Gas SH) - Cold ¦ PG&E ¦ Cold | Com ¦ No HVAC EMS (Elec SC and Gas SH) - Cold | PG&E ¦ Cold | PG&E | All | Electric & Gas | No EMS System | Average Existing and Code | 0 | Conventional | HVAC | Com - Health | Com | RET and NEW | 0 | 1000 sqft2 of floor space | ton | 15 | DEER:HVAC_Split-Package_AC | 2090.6226 | 0.40449 | 575.3316 | Based on density weighted DEER Baseline and % savings from Monitoring Based Commissioning: Benchmarking Analysis of 24 UC/CSU/IOU Projects (Mills, Mathew) April 2009 | 0 | 2020 | 0 | 0 | 2020 | 0 | 0 | Monitoring Based Commissioning: Benchmarking Analysis of 24 UC/CSU/IOU Projects (Mills, Mathew) April 2009; Equipment to Labor Split based on HVAC Equipment from Itron MCS WO043 | EMS (Elec/Gas) - Cold ¦ PG&E ¦ Cold | EMS (Elec/Gas) - Cold | 0.7273 | 1 | 0.44 | CBSA 2014 | -1389.5649 | 2012 | 0.8 | N/A
COM-HVAC-60.28 | Com ¦ No HVAC EMS (Elec SC and Gas SH) - Cold ¦ PG&E ¦ Cold | Com ¦ No HVAC EMS (Elec SC and Gas SH) - Cold | PG&E ¦ Cold | PG&E | All | Electric & Gas | No EMS System | Average Existing and Code | 0 | Conventional | HVAC | Com - Lodging | Com | RET and NEW | 0 | 1000 sqft2 of floor space | ton | 15 | DEER:HVAC_Split-Package_AC | 2529.4458 | 0.51786 | 362.4505 | Based on density weighted DEER Baseline and % savings from Monitoring Based Commissioning: Benchmarking Analysis of 24 UC/CSU/IOU Projects (Mills, Mathew) April 2009 | 0 | 2020 | 0 | 0 | 2020 | 0 | 0 | Monitoring Based Commissioning: Benchmarking Analysis of 24 UC/CSU/IOU Projects (Mills, Mathew) April 2009; Equipment to Labor Split based on HVAC Equipment from Itron MCS WO044 | EMS (Elec/Gas) - Cold ¦ PG&E ¦ Cold | EMS (Elec/Gas) - Cold | 0.45059 | 1 | 0.75 | CBSA 2014 | -2899.4766 | 2012 | 0.8 | N/A
COM-HVAC-60.29 | Com ¦ No HVAC EMS (Elec SC and Gas SH) - Cold ¦ PG&E ¦ Cold | Com ¦ No HVAC EMS (Elec SC and Gas SH) - Cold | PG&E ¦ Cold | PG&E | All | Electric & Gas | No EMS System | Average Existing and Code | 0 | Conventional | HVAC | Com - Office (Large) | Com | RET and NEW | 0 | 1000 sqft2 of floor space | ton | 15 | DEER:HVAC_Split-Package_AC | 1454.6399 | 0.53984 | 127.46 | Based on density weighted DEER Baseline and % savings from Monitoring Based Commissioning: Benchmarking Analysis of 24 UC/CSU/IOU Projects (Mills, Mathew) April 2009 | 0 | 2020 | 0 | 0 | 2020 | 0 | 0 | Monitoring Based Commissioning: Benchmarking Analysis of 24 UC/CSU/IOU Projects (Mills, Mathew) April 2009; Equipment to Labor Split based on HVAC Equipment from Itron MCS WO045 | EMS (Elec/Gas) - Cold ¦ PG&E ¦ Cold | EMS (Elec/Gas) - Cold | 0.66503 | 1 | 0.5 | CBSA 2014 | -463.8121 | 2012 | 0.8 | N/A
COM-HVAC-60.30 | Com ¦ No HVAC EMS (Elec SC and Gas SH) - Cold ¦ PG&E ¦ Cold | Com ¦ No HVAC EMS (Elec SC and Gas SH) - Cold | PG&E ¦ Cold | PG&E | All | Electric & Gas | No EMS System | Average Existing and Code | 0 | Conventional | HVAC | Com - Office (Small) | Com | RET and NEW | 0 | 1000 sqft2 of floor space | ton | 15 | DEER:HVAC_Split-Package_AC | 1212.191 | 0.46457 | 48.3164 | Based on density weighted DEER Baseline and % savings from Monitoring Based Commissioning: Benchmarking Analysis of 24 UC/CSU/IOU Projects (Mills, Mathew) April 2009 | 0 | 2020 | 0 | 0 | 2020 | 0 | 0 | Monitoring Based Commissioning: Benchmarking Analysis of 24 UC/CSU/IOU Projects (Mills, Mathew) April 2009; Equipment to Labor Split based on HVAC Equipment from Itron MCS WO046 | EMS (Elec/Gas) - Cold ¦ PG&E ¦ Cold | EMS (Elec/Gas) - Cold | 0.73052 | 1 | 0.5 | CBSA 2014 | -78.8472 | 2012 | 0.8 | N/A
COM-HVAC-60.31 | Com ¦ No HVAC EMS (Elec SC and Gas SH) - Cold ¦ PG&E ¦ Cold | Com ¦ No HVAC EMS (Elec SC and Gas SH) - Cold | PG&E ¦ Cold | PG&E | All | Electric & Gas | No EMS System | Average Existing and Code | 0 | Conventional | HVAC | Com - Other | Com | RET and NEW | 0 | 1000 sqft2 of floor space | ton | 15 | DEER:HVAC_Split-Package_AC | 1656.6835 | 0.39214 | 487.6187 | Based on density weighted DEER Baseline and % savings from Monitoring Based Commissioning: Benchmarking Analysis of 24 UC/CSU/IOU Projects (Mills, Mathew) April 2009 | 0 | 2020 | 0 | 0 | 2020 | 0 | 0 | Monitoring Based Commissioning: Benchmarking Analysis of 24 UC/CSU/IOU Projects (Mills, Mathew) April 2009; Equipment to Labor Split based on HVAC Equipment from Itron MCS WO047 | EMS (Elec/Gas) - Cold ¦ PG&E ¦ Cold | EMS (Elec/Gas) - Cold | 0.17896 | 1 | 0.65 | CBSA 2014 | -1315.7419 | 2012 | 0.8 | N/A
COM-HVAC-60.32 | Com ¦ No HVAC EMS (Elec SC and Gas SH) - Cold ¦ PG&E ¦ Cold | Com ¦ No HVAC EMS (Elec SC and Gas SH) - Cold | PG&E ¦ Cold | PG&E | All | Electric & Gas | No EMS System | Average Existing and Code | 0 | Conventional | HVAC | Com - Refrig. Warehouse | Com | RET and NEW | 0 | 1000 sqft2 of floor space | ton | 15 | DEER:HVAC_Split-Package_AC | 0 | 0 | 47.5478 | Based on density weighted DEER Baseline and % savings from Monitoring Based Commissioning: Benchmarking Analysis of 24 UC/CSU/IOU Projects (Mills, Mathew) April 2009 | 0 | 2020 | 0 | 0 | 2020 | 0 | 0 | Monitoring Based Commissioning: Benchmarking Analysis of 24 UC/CSU/IOU Projects (Mills, Mathew) April 2009; Equipment to Labor Split based on HVAC Equipment from Itron MCS WO048 | EMS (Elec/Gas) - Cold ¦ PG&E ¦ Cold | EMS (Elec/Gas) - Cold | 0.00031828 | 1 | 0.89 | CBSA 2014 | -34.813 | 2012 | 0.8 | N/A
COM-HVAC-60.33 | Com ¦ No HVAC EMS (Elec SC and Gas SH) - Cold ¦ PG&E ¦ Cold | Com ¦ No HVAC EMS (Elec SC and Gas SH) - Cold | PG&E ¦ Cold | PG&E | All | Electric & Gas | No EMS System | Average Existing and Code | 0 | Conventional | HVAC | Com - Restaurant | Com | RET and NEW | 0 | 1000 sqft2 of floor space | ton | 15 | DEER:HVAC_Split-Package_AC | 2294.0247 | 0.39325 | 487.8881 | Based on density weighted DEER Baseline and % savings from Monitoring Based Commissioning: Benchmarking Analysis of 24 UC/CSU/IOU Projects (Mills, Mathew) April 2009 | 0 | 2020 | 0 | 0 | 2020 | 0 | 0 | Monitoring Based Commissioning: Benchmarking Analysis of 24 UC/CSU/IOU Projects (Mills, Mathew) April 2009; Equipment to Labor Split based on HVAC Equipment from Itron MCS WO049 | EMS (Elec/Gas) - Cold ¦ PG&E ¦ Cold | EMS (Elec/Gas) - Cold | 0.55066 | 1 | 0.99 | CBSA 2014 | -171.7447 | 2012 | 0.8 | N/A
COM-HVAC-60.34 | Com ¦ No HVAC EMS (Elec SC and Gas SH) - Cold ¦ PG&E ¦ Cold | Com ¦ No HVAC EMS (Elec SC and Gas SH) - Cold | PG&E ¦ Cold | PG&E | All | Electric & Gas | No EMS System | Average Existing and Code | 0 | Conventional | HVAC | Com - Retail | Com | RET and NEW | 0 | 1000 sqft2 of floor space | ton | 15 | DEER:HVAC_Split-Package_AC | 1537.7778 | 0.40543 | 166.7297 | Based on density weighted DEER Baseline and % savings from Monitoring Based Commissioning: Benchmarking Analysis of 24 UC/CSU/IOU Projects (Mills, Mathew) April 2009 | 0 | 2020 | 0 | 0 | 2020 | 0 | 0 | Monitoring Based Commissioning: Benchmarking Analysis of 24 UC/CSU/IOU Projects (Mills, Mathew) April 2009; Equipment to Labor Split based on HVAC Equipment from Itron MCS WO050 | EMS (Elec/Gas) - Cold ¦ PG&E ¦ Cold | EMS (Elec/Gas) - Cold | 0.3972 | 1 | 0.76 | CBSA 2014 | -25173.6488 | 2012 | 0.8 | N/A
COM-HVAC-60.35 | Com ¦ No HVAC EMS (Elec SC and Gas SH) - Cold ¦ PG&E ¦ Cold | Com ¦ No HVAC EMS (Elec SC and Gas SH) - Cold | PG&E ¦ Cold | PG&E | All | Electric & Gas | No EMS System | Average Existing and Code | 0 | Conventional | HVAC | Com - School | Com | RET and NEW | 0 | 1000 sqft2 of floor space | ton | 15 | DEER:HVAC_Split-Package_AC | 1123.6125 | 0.21332 | 393.4607 | Based on density weighted DEER Baseline and % savings from Monitoring Based Commissioning: Benchmarking Analysis of 24 UC/CSU/IOU Projects (Mills, Mathew) April 2009 | 0 | 2020 | 0 | 0 | 2020 | 0 | 0 | Monitoring Based Commissioning: Benchmarking Analysis of 24 UC/CSU/IOU Projects (Mills, Mathew) April 2009; Equipment to Labor Split based on HVAC Equipment from Itron MCS WO051 | EMS (Elec/Gas) - Cold ¦ PG&E ¦ Cold | EMS (Elec/Gas) - Cold | 0.61287 | 1 | 0.41 | CBSA 2014 | -391.2044 | 2012 | 0.8 | N/A
COM-HVAC-60.36 | Com ¦ No HVAC EMS (Elec SC and Gas SH) - Cold ¦ PG&E ¦ Cold | Com ¦ No HVAC EMS (Elec SC and Gas SH) - Cold | PG&E ¦ Cold | PG&E | All | Electric & Gas | No EMS System | Average Existing and Code | 0 | Conventional | HVAC | Com - Warehouse | Com | RET and NEW | 0 | 1000 sqft2 of floor space | ton | 15 | DEER:HVAC_Split-Package_AC | 1257.5879 | 0.37781 | 116.5204 | Based on density weighted DEER Baseline and % savings from Monitoring Based Commissioning: Benchmarking Analysis of 24 UC/CSU/IOU Projects (Mills, Mathew) April 2009 | 0 | 2020 | 0 | 0 | 2020 | 0 | 0 | Monitoring Based Commissioning: Benchmarking Analysis of 24 UC/CSU/IOU Projects (Mills, Mathew) April 2009; Equipment to Labor Split based on HVAC Equipment from Itron MCS WO052 | EMS (Elec/Gas) - Cold ¦ PG&E ¦ Cold | EMS (Elec/Gas) - Cold | 0.070931 | 1 | 0.89 | CBSA 2014 | -985.8032 | 2012 | 0.8 | N/A
COM-HVAC-60.37 | Com ¦ No HVAC EMS (Elec SC and Gas SH) - Marine ¦ SCE ¦ Marine | Com ¦ No HVAC EMS (Elec SC and Gas SH) - Marine | SCE ¦ Marine | SCE | All | Electric & Gas | No EMS System | Average Existing and Code | 0 | Conventional | HVAC | Com - College | Com | RET and NEW | 0 | 1000 sqft2 of floor space | ton | 15 | DEER:HVAC_Split-Package_AC | 1283.2167 | 0.28331 | 0 | Based on density weighted DEER Baseline and % savings from Monitoring Based Commissioning: Benchmarking Analysis of 24 UC/CSU/IOU Projects (Mills, Mathew) April 2009 | 0 | 2020 | 0 | 0 | 2020 | 0 | 0 | Monitoring Based Commissioning: Benchmarking Analysis of 24 UC/CSU/IOU Projects (Mills, Mathew) April 2009; Equipment to Labor Split based on HVAC Equipment from Itron MCS WO053 | EMS (Elec/Gas) - Marine ¦ SCE ¦ Marine | EMS (Elec/Gas) - Marine | 0.67929 | 1 | 0.2 | CBSA 2014 | -43.6164 | 2012 | 0.8 | N/A
COM-HVAC-60.38 | Com ¦ No HVAC EMS (Elec SC and Gas SH) - Marine ¦ SCE ¦ Marine | Com ¦ No HVAC EMS (Elec SC and Gas SH) - Marine | SCE ¦ Marine | SCE | All | Electric & Gas | No EMS System | Average Existing and Code | 0 | Conventional | HVAC | Com - Grocery | Com | RET and NEW | 0 | 1000 sqft2 of floor space | ton | 15 | DEER:HVAC_Split-Package_AC | 1542.7009 | 0.25257 | 0 | Based on density weighted DEER Baseline and % savings from Monitoring Based Commissioning: Benchmarking Analysis of 24 UC/CSU/IOU Projects (Mills, Mathew) April 2009 | 0 | 2020 | 0 | 0 | 2020 | 0 | 0 | Monitoring Based Commissioning: Benchmarking Analysis of 24 UC/CSU/IOU Projects (Mills, Mathew) April 2009; Equipment to Labor Split based on HVAC Equipment from Itron MCS WO054 | EMS (Elec/Gas) - Marine ¦ SCE ¦ Marine | EMS (Elec/Gas) - Marine | 0.57341 | 1 | 0.68 | CBSA 2014 | -33.9171 | 2012 | 0.8 | N/A
COM-HVAC-60.39 | Com ¦ No HVAC EMS (Elec SC and Gas SH) - Marine ¦ SCE ¦ Marine | Com ¦ No HVAC EMS (Elec SC and Gas SH) - Marine | SCE ¦ Marine | SCE | All | Electric & Gas | No EMS System | Average Existing and Code | 0 | Conventional | HVAC | Com - Health | Com | RET and NEW | 0 | 1000 sqft2 of floor space | ton | 15 | DEER:HVAC_Split-Package_AC | 2039.1437 | 0.30531 | 0 | Based on density weighted DEER Baseline and % savings from Monitoring Based Commissioning: Benchmarking Analysis of 24 UC/CSU/IOU Projects (Mills, Mathew) April 2009 | 0 | 2020 | 0 | 0 | 2020 | 0 | 0 | Monitoring Based Commissioning: Benchmarking Analysis of 24 UC/CSU/IOU Projects (Mills, Mathew) April 2009; Equipment to Labor Split based on HVAC Equipment from Itron MCS WO055 | EMS (Elec/Gas) - Marine ¦ SCE ¦ Marine | EMS (Elec/Gas) - Marine | 0.81547 | 1 | 0.44 | CBSA 2014 | -30.2234 | 2012 | 0.8 | N/A
COM-HVAC-60.40 | Com ¦ No HVAC EMS (Elec SC and Gas SH) - Marine ¦ SCE ¦ Marine | Com ¦ No HVAC EMS (Elec SC and Gas SH) - Marine | SCE ¦ Marine | SCE | All | Electric & Gas | No EMS System | Average Existing and Code | 0 | Conventional | HVAC | Com - Lodging | Com | RET and NEW | 0 | 1000 sqft2 of floor space | ton | 15 | DEER:HVAC_Split-Package_AC | 2493.9003 | 0.41152 | 0 | Based on density weighted DEER Baseline and % savings from Monitoring Based Commissioning: Benchmarking Analysis of 24 UC/CSU/IOU Projects (Mills, Mathew) April 2009 | 0 | 2020 | 0 | 0 | 2020 | 0 | 0 | Monitoring Based Commissioning: Benchmarking Analysis of 24 UC/CSU/IOU Projects (Mills, Mathew) April 2009; Equipment to Labor Split based on HVAC Equipment from Itron MCS WO056 | EMS (Elec/Gas) - Marine ¦ SCE ¦ Marine | EMS (Elec/Gas) - Marine | 0.51041 | 1 | 0.75 | CBSA 2014 | -137.0725 | 2012 | 0.8 | N/A
COM-HVAC-60.41 | Com ¦ No HVAC EMS (Elec SC and Gas SH) - Marine ¦ SCE ¦ Marine | Com ¦ No HVAC EMS (Elec SC and Gas SH) - Marine | SCE ¦ Marine | SCE | All | Electric & Gas | No EMS System | Average Existing and Code | 0 | Conventional | HVAC | Com - Office (Large) | Com | RET and NEW | 0 | 1000 sqft2 of floor space | ton | 15 | DEER:HVAC_Split-Package_AC | 1447.3781 | 0.38819 | 0 | Based on density weighted DEER Baseline and % savings from Monitoring Based Commissioning: Benchmarking Analysis of 24 UC/CSU/IOU Projects (Mills, Mathew) April 2009 | 0 | 2020 | 0 | 0 | 2020 | 0 | 0 | Monitoring Based Commissioning: Benchmarking Analysis of 24 UC/CSU/IOU Projects (Mills, Mathew) April 2009; Equipment to Labor Split based on HVAC Equipment from Itron MCS WO057 | EMS (Elec/Gas) - Marine ¦ SCE ¦ Marine | EMS (Elec/Gas) - Marine | 0.72428 | 1 | 0.5 | CBSA 2014 | -22.6648 | 2012 | 0.8 | N/A
COM-HVAC-60.42 | Com ¦ No HVAC EMS (Elec SC and Gas SH) - Marine ¦ SCE ¦ Marine | Com ¦ No HVAC EMS (Elec SC and Gas SH) - Marine | SCE ¦ Marine | SCE | All | Electric & Gas | No EMS System | Average Existing and Code | 0 | Conventional | HVAC | Com - Office (Small) | Com | RET and NEW | 0 | 1000 sqft2 of floor space | ton | 15 | DEER:HVAC_Split-Package_AC | 1184.1541 | 0.34009 | 0 | Based on density weighted DEER Baseline and % savings from Monitoring Based Commissioning: Benchmarking Analysis of 24 UC/CSU/IOU Projects (Mills, Mathew) April 2009 | 0 | 2020 | 0 | 0 | 2020 | 0 | 0 | Monitoring Based Commissioning: Benchmarking Analysis of 24 UC/CSU/IOU Projects (Mills, Mathew) April 2009; Equipment to Labor Split based on HVAC Equipment from Itron MCS WO058 | EMS (Elec/Gas) - Marine ¦ SCE ¦ Marine | EMS (Elec/Gas) - Marine | 0.84632 | 1 | 0.5 | CBSA 2014 | -30.8194 | 2012 | 0.8 | N/A
COM-HVAC-60.43 | Com ¦ No HVAC EMS (Elec SC and Gas SH) - Marine ¦ SCE ¦ Marine | Com ¦ No HVAC EMS (Elec SC and Gas SH) - Marine | SCE ¦ Marine | SCE | All | Electric & Gas | No EMS System | Average Existing and Code | 0 | Conventional | HVAC | Com - Other | Com | RET and NEW | 0 | 1000 sqft2 of floor space | ton | 15 | DEER:HVAC_Split-Package_AC | 1663.8959 | 0.30772 | 0 | Based on density weighted DEER Baseline and % savings from Monitoring Based Commissioning: Benchmarking Analysis of 24 UC/CSU/IOU Projects (Mills, Mathew) April 2009 | 0 | 2020 | 0 | 0 | 2020 | 0 | 0 | Monitoring Based Commissioning: Benchmarking Analysis of 24 UC/CSU/IOU Projects (Mills, Mathew) April 2009; Equipment to Labor Split based on HVAC Equipment from Itron MCS WO059 | EMS (Elec/Gas) - Marine ¦ SCE ¦ Marine | EMS (Elec/Gas) - Marine | 0.197 | 1 | 0.65 | CBSA 2014 | -97.5589 | 2012 | 0.8 | N/A
COM-HVAC-60.44 | Com ¦ No HVAC EMS (Elec SC and Gas SH) - Marine ¦ SCE ¦ Marine | Com ¦ No HVAC EMS (Elec SC and Gas SH) - Marine | SCE ¦ Marine | SCE | All | Electric & Gas | No EMS System | Average Existing and Code | 0 | Conventional | HVAC | Com - Refrig. Warehouse | Com | RET and NEW | 0 | 1000 sqft2 of floor space | ton | 15 | DEER:HVAC_Split-Package_AC | 0 | 0 | 0 | Based on density weighted DEER Baseline and % savings from Monitoring Based Commissioning: Benchmarking Analysis of 24 UC/CSU/IOU Projects (Mills, Mathew) April 2009 | 0 | 2020 | 0 | 0 | 2020 | 0 | 0 | Monitoring Based Commissioning: Benchmarking Analysis of 24 UC/CSU/IOU Projects (Mills, Mathew) April 2009; Equipment to Labor Split based on HVAC Equipment from Itron MCS WO060 | EMS (Elec/Gas) - Marine ¦ SCE ¦ Marine | EMS (Elec/Gas) - Marine | 0.00037354 | 1 | 0.89 | CBSA 2014 | 0 | 2012 | 0.8 | N/A
COM-HVAC-60.45 | Com ¦ No HVAC EMS (Elec SC and Gas SH) - Marine ¦ SCE ¦ Marine | Com ¦ No HVAC EMS (Elec SC and Gas SH) - Marine | SCE ¦ Marine | SCE | All | Electric & Gas | No EMS System | Average Existing and Code | 0 | Conventional | HVAC | Com - Restaurant | Com | RET and NEW | 0 | 1000 sqft2 of floor space | ton | 15 | DEER:HVAC_Split-Package_AC | 2300.0545 | 0.30626 | 0 | Based on density weighted DEER Baseline and % savings from Monitoring Based Commissioning: Benchmarking Analysis of 24 UC/CSU/IOU Projects (Mills, Mathew) April 2009 | 0 | 2020 | 0 | 0 | 2020 | 0 | 0 | Monitoring Based Commissioning: Benchmarking Analysis of 24 UC/CSU/IOU Projects (Mills, Mathew) April 2009; Equipment to Labor Split based on HVAC Equipment from Itron MCS WO061 | EMS (Elec/Gas) - Marine ¦ SCE ¦ Marine | EMS (Elec/Gas) - Marine | 0.60466 | 1 | 0.99 | CBSA 2014 | -46.8834 | 2012 | 0.8 | N/A
COM-HVAC-60.46 | Com ¦ No HVAC EMS (Elec SC and Gas SH) - Marine ¦ SCE ¦ Marine | Com ¦ No HVAC EMS (Elec SC and Gas SH) - Marine | SCE ¦ Marine | SCE | All | Electric & Gas | No EMS System | Average Existing and Code | 0 | Conventional | HVAC | Com - Retail | Com | RET and NEW | 0 | 1000 sqft2 of floor space | ton | 15 | DEER:HVAC_Split-Package_AC | 1493.623 | 0.33883 | 0 | Based on density weighted DEER Baseline and % savings from Monitoring Based Commissioning: Benchmarking Analysis of 24 UC/CSU/IOU Projects (Mills, Mathew) April 2009 | 0 | 2020 | 0 | 0 | 2020 | 0 | 0 | Monitoring Based Commissioning: Benchmarking Analysis of 24 UC/CSU/IOU Projects (Mills, Mathew) April 2009; Equipment to Labor Split based on HVAC Equipment from Itron MCS WO062 | EMS (Elec/Gas) - Marine ¦ SCE ¦ Marine | EMS (Elec/Gas) - Marine | 0.47685 | 1 | 0.76 | CBSA 2014 | -143.8494 | 2012 | 0.8 | N/A
COM-HVAC-60.47 | Com ¦ No HVAC EMS (Elec SC and Gas SH) - Marine ¦ SCE ¦ Marine | Com ¦ No HVAC EMS (Elec SC and Gas SH) - Marine | SCE ¦ Marine | SCE | All | Electric & Gas | No EMS System | Average Existing and Code | 0 | Conventional | HVAC | Com - School | Com | RET and NEW | 0 | 1000 sqft2 of floor space | ton | 15 | DEER:HVAC_Split-Package_AC | 1104.0349 | 0.23491 | 0 | Based on density weighted DEER Baseline and % savings from Monitoring Based Commissioning: Benchmarking Analysis of 24 UC/CSU/IOU Projects (Mills, Mathew) April 2009 | 0 | 2020 | 0 | 0 | 2020 | 0 | 0 | Monitoring Based Commissioning: Benchmarking Analysis of 24 UC/CSU/IOU Projects (Mills, Mathew) April 2009; Equipment to Labor Split based on HVAC Equipment from Itron MCS WO063 | EMS (Elec/Gas) - Marine ¦ SCE ¦ Marine | EMS (Elec/Gas) - Marine | 0.82933 | 1 | 0.41 | CBSA 2014 | -60.6455 | 2012 | 0.8 | N/A
COM-HVAC-60.48 | Com ¦ No HVAC EMS (Elec SC and Gas SH) - Marine ¦ SCE ¦ Marine | Com ¦ No HVAC EMS (Elec SC and Gas SH) - Marine | SCE ¦ Marine | SCE | All | Electric & Gas | No EMS System | Average Existing and Code | 0 | Conventional | HVAC | Com - Warehouse | Com | RET and NEW | 0 | 1000 sqft2 of floor space | ton | 15 | DEER:HVAC_Split-Package_AC | 1271.7885 | 0.36673 | 0 | Based on density weighted DEER Baseline and % savings from Monitoring Based Commissioning: Benchmarking Analysis of 24 UC/CSU/IOU Projects (Mills, Mathew) April 2009 | 0 | 2020 | 0 | 0 | 2020 | 0 | 0 | Monitoring Based Commissioning: Benchmarking Analysis of 24 UC/CSU/IOU Projects (Mills, Mathew) April 2009; Equipment to Labor Split based on HVAC Equipment from Itron MCS WO064 | EMS (Elec/Gas) - Marine ¦ SCE ¦ Marine | EMS (Elec/Gas) - Marine | 0.078075 | 1 | 0.89 | CBSA 2014 | -94.5692 | 2012 | 0.8 | N/A
COM-HVAC-60.49 | Com ¦ No HVAC EMS (Elec SC and Gas SH) - Hot-Dry ¦ SCE ¦ Hot-Dry | Com ¦ No HVAC EMS (Elec SC and Gas SH) - Hot-Dry | SCE ¦ Hot-Dry | SCE | All | Electric & Gas | No EMS System | Average Existing and Code | 0 | Conventional | HVAC | Com - College | Com | RET and NEW | 0 | 1000 sqft2 of floor space | ton | 15 | DEER:HVAC_Split-Package_AC | 1274.0759 | 0.34593 | 0 | Based on density weighted DEER Baseline and % savings from Monitoring Based Commissioning: Benchmarking Analysis of 24 UC/CSU/IOU Projects (Mills, Mathew) April 2009 | 0 | 2020 | 0 | 0 | 2020 | 0 | 0 | Monitoring Based Commissioning: Benchmarking Analysis of 24 UC/CSU/IOU Projects (Mills, Mathew) April 2009; Equipment to Labor Split based on HVAC Equipment from Itron MCS WO065 | EMS (Elec/Gas) - Hot-Dry ¦ SCE ¦ Hot-Dry | EMS (Elec/Gas) - Hot-Dry | 0.67929 | 1 | 0.2 | CBSA 2014 | -43.3057 | 2012 | 0.8 | N/A
COM-HVAC-60.50 | Com ¦ No HVAC EMS (Elec SC and Gas SH) - Hot-Dry ¦ SCE ¦ Hot-Dry | Com ¦ No HVAC EMS (Elec SC and Gas SH) - Hot-Dry | SCE ¦ Hot-Dry | SCE | All | Electric & Gas | No EMS System | Average Existing and Code | 0 | Conventional | HVAC | Com - Grocery | Com | RET and NEW | 0 | 1000 sqft2 of floor space | ton | 15 | DEER:HVAC_Split-Package_AC | 1537.0212 | 0.28307 | 0 | Based on density weighted DEER Baseline and % savings from Monitoring Based Commissioning: Benchmarking Analysis of 24 UC/CSU/IOU Projects (Mills, Mathew) April 2009 | 0 | 2020 | 0 | 0 | 2020 | 0 | 0 | Monitoring Based Commissioning: Benchmarking Analysis of 24 UC/CSU/IOU Projects (Mills, Mathew) April 2009; Equipment to Labor Split based on HVAC Equipment from Itron MCS WO066 | EMS (Elec/Gas) - Hot-Dry ¦ SCE ¦ Hot-Dry | EMS (Elec/Gas) - Hot-Dry | 0.57341 | 1 | 0.68 | CBSA 2014 | -33.7922 | 2012 | 0.8 | N/A
COM-HVAC-60.51 | Com ¦ No HVAC EMS (Elec SC and Gas SH) - Hot-Dry ¦ SCE ¦ Hot-Dry | Com ¦ No HVAC EMS (Elec SC and Gas SH) - Hot-Dry | SCE ¦ Hot-Dry | SCE | All | Electric & Gas | No EMS System | Average Existing and Code | 0 | Conventional | HVAC | Com - Health | Com | RET and NEW | 0 | 1000 sqft2 of floor space | ton | 15 | DEER:HVAC_Split-Package_AC | 2028.3923 | 0.33262 | 0 | Based on density weighted DEER Baseline and % savings from Monitoring Based Commissioning: Benchmarking Analysis of 24 UC/CSU/IOU Projects (Mills, Mathew) April 2009 | 0 | 2020 | 0 | 0 | 2020 | 0 | 0 | Monitoring Based Commissioning: Benchmarking Analysis of 24 UC/CSU/IOU Projects (Mills, Mathew) April 2009; Equipment to Labor Split based on HVAC Equipment from Itron MCS WO067 | EMS (Elec/Gas) - Hot-Dry ¦ SCE ¦ Hot-Dry | EMS (Elec/Gas) - Hot-Dry | 0.81547 | 1 | 0.44 | CBSA 2014 | -30.064 | 2012 | 0.8 | N/A
COM-HVAC-60.52 | Com ¦ No HVAC EMS (Elec SC and Gas SH) - Hot-Dry ¦ SCE ¦ Hot-Dry | Com ¦ No HVAC EMS (Elec SC and Gas SH) - Hot-Dry | SCE ¦ Hot-Dry | SCE | All | Electric & Gas | No EMS System | Average Existing and Code | 0 | Conventional | HVAC | Com - Lodging | Com | RET and NEW | 0 | 1000 sqft2 of floor space | ton | 15 | DEER:HVAC_Split-Package_AC | 2478.6357 | 0.44642 | 0 | Based on density weighted DEER Baseline and % savings from Monitoring Based Commissioning: Benchmarking Analysis of 24 UC/CSU/IOU Projects (Mills, Mathew) April 2009 | 0 | 2020 | 0 | 0 | 2020 | 0 | 0 | Monitoring Based Commissioning: Benchmarking Analysis of 24 UC/CSU/IOU Projects (Mills, Mathew) April 2009; Equipment to Labor Split based on HVAC Equipment from Itron MCS WO068 | EMS (Elec/Gas) - Hot-Dry ¦ SCE ¦ Hot-Dry | EMS (Elec/Gas) - Hot-Dry | 0.51041 | 1 | 0.75 | CBSA 2014 | -136.2335 | 2012 | 0.8 | N/A
COM-HVAC-60.53 | Com ¦ No HVAC EMS (Elec SC and Gas SH) - Hot-Dry ¦ SCE ¦ Hot-Dry | Com ¦ No HVAC EMS (Elec SC and Gas SH) - Hot-Dry | SCE ¦ Hot-Dry | SCE | All | Electric & Gas | No EMS System | Average Existing and Code | 0 | Conventional | HVAC | Com - Office (Large) | Com | RET and NEW | 0 | 1000 sqft2 of floor space | ton | 15 | DEER:HVAC_Split-Package_AC | 1441.8566 | 0.40663 | 0 | Based on density weighted DEER Baseline and % savings from Monitoring Based Commissioning: Benchmarking Analysis of 24 UC/CSU/IOU Projects (Mills, Mathew) April 2009 | 0 | 2020 | 0 | 0 | 2020 | 0 | 0 | Monitoring Based Commissioning: Benchmarking Analysis of 24 UC/CSU/IOU Projects (Mills, Mathew) April 2009; Equipment to Labor Split based on HVAC Equipment from Itron MCS WO069 | EMS (Elec/Gas) - Hot-Dry ¦ SCE ¦ Hot-Dry | EMS (Elec/Gas) - Hot-Dry | 0.72428 | 1 | 0.5 | CBSA 2014 | -22.5783 | 2012 | 0.8 | N/A
COM-HVAC-60.54 | Com ¦ No HVAC EMS (Elec SC and Gas SH) - Hot-Dry ¦ SCE ¦ Hot-Dry | Com ¦ No HVAC EMS (Elec SC and Gas SH) - Hot-Dry | SCE ¦ Hot-Dry | SCE | All | Electric & Gas | No EMS System | Average Existing and Code | 0 | Conventional | HVAC | Com - Office (Small) | Com | RET and NEW | 0 | 1000 sqft2 of floor space | ton | 15 | DEER:HVAC_Split-Package_AC | 1178.3301 | 0.36821 | 0 | Based on density weighted DEER Baseline and % savings from Monitoring Based Commissioning: Benchmarking Analysis of 24 UC/CSU/IOU Projects (Mills, Mathew) April 2009 | 0 | 2020 | 0 | 0 | 2020 | 0 | 0 | Monitoring Based Commissioning: Benchmarking Analysis of 24 UC/CSU/IOU Projects (Mills, Mathew) April 2009; Equipment to Labor Split based on HVAC Equipment from Itron MCS WO070 | EMS (Elec/Gas) - Hot-Dry ¦ SCE ¦ Hot-Dry | EMS (Elec/Gas) - Hot-Dry | 0.84632 | 1 | 0.5 | CBSA 2014 | -30.6678 | 2012 | 0.8 | N/A
COM-HVAC-60.55 | Com ¦ No HVAC EMS (Elec SC and Gas SH) - Hot-Dry ¦ SCE ¦ Hot-Dry | Com ¦ No HVAC EMS (Elec SC and Gas SH) - Hot-Dry | SCE ¦ Hot-Dry | SCE | All | Electric & Gas | No EMS System | Average Existing and Code | 0 | Conventional | HVAC | Com - Other | Com | RET and NEW | 0 | 1000 sqft2 of floor space | ton | 15 | DEER:HVAC_Split-Package_AC | 1638.5555 | 0.36098 | 0 | Based on density weighted DEER Baseline and % savings from Monitoring Based Commissioning: Benchmarking Analysis of 24 UC/CSU/IOU Projects (Mills, Mathew) April 2009 | 0 | 2020 | 0 | 0 | 2020 | 0 | 0 | Monitoring Based Commissioning: Benchmarking Analysis of 24 UC/CSU/IOU Projects (Mills, Mathew) April 2009; Equipment to Labor Split based on HVAC Equipment from Itron MCS WO071 | EMS (Elec/Gas) - Hot-Dry ¦ SCE ¦ Hot-Dry | EMS (Elec/Gas) - Hot-Dry | 0.197 | 1 | 0.65 | CBSA 2014 | -96.0731 | 2012 | 0.8 | N/A
COM-HVAC-60.56 | Com ¦ No HVAC EMS (Elec SC and Gas SH) - Hot-Dry ¦ SCE ¦ Hot-Dry | Com ¦ No HVAC EMS (Elec SC and Gas SH) - Hot-Dry | SCE ¦ Hot-Dry | SCE | All | Electric & Gas | No EMS System | Average Existing and Code | 0 | Conventional | HVAC | Com - Refrig. Warehouse | Com | RET and NEW | 0 | 1000 sqft2 of floor space | ton | 15 | DEER:HVAC_Split-Package_AC | 0 | 0 | 0 | Based on density weighted DEER Baseline and % savings from Monitoring Based Commissioning: Benchmarking Analysis of 24 UC/CSU/IOU Projects (Mills, Mathew) April 2009 | 0 | 2020 | 0 | 0 | 2020 | 0 | 0 | Monitoring Based Commissioning: Benchmarking Analysis of 24 UC/CSU/IOU Projects (Mills, Mathew) April 2009; Equipment to Labor Split based on HVAC Equipment from Itron MCS WO072 | EMS (Elec/Gas) - Hot-Dry ¦ SCE ¦ Hot-Dry | EMS (Elec/Gas) - Hot-Dry | 0.00037354 | 1 | 0.89 | CBSA 2014 | 0 | 2012 | 0.8 | N/A
COM-HVAC-60.57 | Com ¦ No HVAC EMS (Elec SC and Gas SH) - Hot-Dry ¦ SCE ¦ Hot-Dry | Com ¦ No HVAC EMS (Elec SC and Gas SH) - Hot-Dry | SCE ¦ Hot-Dry | SCE | All | Electric & Gas | No EMS System | Average Existing and Code | 0 | Conventional | HVAC | Com - Restaurant | Com | RET and NEW | 0 | 1000 sqft2 of floor space | ton | 15 | DEER:HVAC_Split-Package_AC | 2275.2206 | 0.34161 | 0 | Based on density weighted DEER Baseline and % savings from Monitoring Based Commissioning: Benchmarking Analysis of 24 UC/CSU/IOU Projects (Mills, Mathew) April 2009 | 0 | 2020 | 0 | 0 | 2020 | 0 | 0 | Monitoring Based Commissioning: Benchmarking Analysis of 24 UC/CSU/IOU Projects (Mills, Mathew) April 2009; Equipment to Labor Split based on HVAC Equipment from Itron MCS WO073 | EMS (Elec/Gas) - Hot-Dry ¦ SCE ¦ Hot-Dry | EMS (Elec/Gas) - Hot-Dry | 0.60466 | 1 | 0.99 | CBSA 2014 | -46.3772 | 2012 | 0.8 | N/A
COM-HVAC-60.58 | Com ¦ No HVAC EMS (Elec SC and Gas SH) - Hot-Dry ¦ SCE ¦ Hot-Dry | Com ¦ No HVAC EMS (Elec SC and Gas SH) - Hot-Dry | SCE ¦ Hot-Dry | SCE | All | Electric & Gas | No EMS System | Average Existing and Code | 0 | Conventional | HVAC | Com - Retail | Com | RET and NEW | 0 | 1000 sqft2 of floor space | ton | 15 | DEER:HVAC_Split-Package_AC | 1479.9299 | 0.35579 | 0 | Based on density weighted DEER Baseline and % savings from Monitoring Based Commissioning: Benchmarking Analysis of 24 UC/CSU/IOU Projects (Mills, Mathew) April 2009 | 0 | 2020 | 0 | 0 | 2020 | 0 | 0 | Monitoring Based Commissioning: Benchmarking Analysis of 24 UC/CSU/IOU Projects (Mills, Mathew) April 2009; Equipment to Labor Split based on HVAC Equipment from Itron MCS WO074 | EMS (Elec/Gas) - Hot-Dry ¦ SCE ¦ Hot-Dry | EMS (Elec/Gas) - Hot-Dry | 0.47685 | 1 | 0.76 | CBSA 2014 | -142.5307 | 2012 | 0.8 | N/A
COM-HVAC-60.59 | Com ¦ No HVAC EMS (Elec SC and Gas SH) - Hot-Dry ¦ SCE ¦ Hot-Dry | Com ¦ No HVAC EMS (Elec SC and Gas SH) - Hot-Dry | SCE ¦ Hot-Dry | SCE | All | Electric & Gas | No EMS System | Average Existing and Code | 0 | Conventional | HVAC | Com - School | Com | RET and NEW | 0 | 1000 sqft2 of floor space | ton | 15 | DEER:HVAC_Split-Package_AC | 1097.4265 | 0.41867 | 0 | Based on density weighted DEER Baseline and % savings from Monitoring Based Commissioning: Benchmarking Analysis of 24 UC/CSU/IOU Projects (Mills, Mathew) April 2009 | 0 | 2020 | 0 | 0 | 2020 | 0 | 0 | Monitoring Based Commissioning: Benchmarking Analysis of 24 UC/CSU/IOU Projects (Mills, Mathew) April 2009; Equipment to Labor Split based on HVAC Equipment from Itron MCS WO075 | EMS (Elec/Gas) - Hot-Dry ¦ SCE ¦ Hot-Dry | EMS (Elec/Gas) - Hot-Dry | 0.82933 | 1 | 0.41 | CBSA 2014 | -60.2825 | 2012 | 0.8 | N/A
COM-HVAC-60.60 | Com ¦ No HVAC EMS (Elec SC and Gas SH) - Hot-Dry ¦ SCE ¦ Hot-Dry | Com ¦ No HVAC EMS (Elec SC and Gas SH) - Hot-Dry | SCE ¦ Hot-Dry | SCE | All | Electric & Gas | No EMS System | Average Existing and Code | 0 | Conventional | HVAC | Com - Warehouse | Com | RET and NEW | 0 | 1000 sqft2 of floor space | ton | 15 | DEER:HVAC_Split-Package_AC | 1257.9933 | 0.39921 | 0 | Based on density weighted DEER Baseline and % savings from Monitoring Based Commissioning: Benchmarking Analysis of 24 UC/CSU/IOU Projects (Mills, Mathew) April 2009 | 0 | 2020 | 0 | 0 | 2020 | 0 | 0 | Monitoring Based Commissioning: Benchmarking Analysis of 24 UC/CSU/IOU Projects (Mills, Mathew) April 2009; Equipment to Labor Split based on HVAC Equipment from Itron MCS WO076 | EMS (Elec/Gas) - Hot-Dry ¦ SCE ¦ Hot-Dry | EMS (Elec/Gas) - Hot-Dry | 0.078075 | 1 | 0.89 | CBSA 2014 | -93.5434 | 2012 | 0.8 | N/A
COM-HVAC-60.61 | Com ¦ No HVAC EMS (Elec SC and Gas SH) - Cold ¦ SCE ¦ Cold | Com ¦ No HVAC EMS (Elec SC and Gas SH) - Cold | SCE ¦ Cold | SCE | All | Electric & Gas | No EMS System | Average Existing and Code | 0 | Conventional | HVAC | Com - College | Com | RET and NEW | 0 | 1000 sqft2 of floor space | ton | 15 | DEER:HVAC_Split-Package_AC | 1291.2679 | 0.40376 | 0 | Based on density weighted DEER Baseline and % savings from Monitoring Based Commissioning: Benchmarking Analysis of 24 UC/CSU/IOU Projects (Mills, Mathew) April 2009 | 0 | 2020 | 0 | 0 | 2020 | 0 | 0 | Monitoring Based Commissioning: Benchmarking Analysis of 24 UC/CSU/IOU Projects (Mills, Mathew) April 2009; Equipment to Labor Split based on HVAC Equipment from Itron MCS WO077 | EMS (Elec/Gas) - Cold ¦ SCE ¦ Cold | EMS (Elec/Gas) - Cold | 0.67929 | 1 | 0.2 | CBSA 2014 | -43.8901 | 2012 | 0.8 | N/A
COM-HVAC-60.62 | Com ¦ No HVAC EMS (Elec SC and Gas SH) - Cold ¦ SCE ¦ Cold | Com ¦ No HVAC EMS (Elec SC and Gas SH) - Cold | SCE ¦ Cold | SCE | All | Electric & Gas | No EMS System | Average Existing and Code | 0 | Conventional | HVAC | Com - Grocery | Com | RET and NEW | 0 | 1000 sqft2 of floor space | ton | 15 | DEER:HVAC_Split-Package_AC | 1533.0342 | 0.25043 | 0 | Based on density weighted DEER Baseline and % savings from Monitoring Based Commissioning: Benchmarking Analysis of 24 UC/CSU/IOU Projects (Mills, Mathew) April 2009 | 0 | 2020 | 0 | 0 | 2020 | 0 | 0 | Monitoring Based Commissioning: Benchmarking Analysis of 24 UC/CSU/IOU Projects (Mills, Mathew) April 2009; Equipment to Labor Split based on HVAC Equipment from Itron MCS WO078 | EMS (Elec/Gas) - Cold ¦ SCE ¦ Cold | EMS (Elec/Gas) - Cold | 0.57341 | 1 | 0.68 | CBSA 2014 | -33.7046 | 2012 | 0.8 | N/A
COM-HVAC-60.63 | Com ¦ No HVAC EMS (Elec SC and Gas SH) - Cold ¦ SCE ¦ Cold | Com ¦ No HVAC EMS (Elec SC and Gas SH) - Cold | SCE ¦ Cold | SCE | All | Electric & Gas | No EMS System | Average Existing and Code | 0 | Conventional | HVAC | Com - Health | Com | RET and NEW | 0 | 1000 sqft2 of floor space | ton | 15 | DEER:HVAC_Split-Package_AC | 2068.7811 | 0.41142 | 0 | Based on density weighted DEER Baseline and % savings from Monitoring Based Commissioning: Benchmarking Analysis of 24 UC/CSU/IOU Projects (Mills, Mathew) April 2009 | 0 | 2020 | 0 | 0 | 2020 | 0 | 0 | Monitoring Based Commissioning: Benchmarking Analysis of 24 UC/CSU/IOU Projects (Mills, Mathew) April 2009; Equipment to Labor Split based on HVAC Equipment from Itron MCS WO079 | EMS (Elec/Gas) - Cold ¦ SCE ¦ Cold | EMS (Elec/Gas) - Cold | 0.81547 | 1 | 0.44 | CBSA 2014 | -30.6626 | 2012 | 0.8 | N/A
COM-HVAC-60.64 | Com ¦ No HVAC EMS (Elec SC and Gas SH) - Cold ¦ SCE ¦ Cold | Com ¦ No HVAC EMS (Elec SC and Gas SH) - Cold | SCE ¦ Cold | SCE | All | Electric & Gas | No EMS System | Average Existing and Code | 0 | Conventional | HVAC | Com - Lodging | Com | RET and NEW | 0 | 1000 sqft2 of floor space | ton | 15 | DEER:HVAC_Split-Package_AC | 2507.5044 | 0.52037 | 0 | Based on density weighted DEER Baseline and % savings from Monitoring Based Commissioning: Benchmarking Analysis of 24 UC/CSU/IOU Projects (Mills, Mathew) April 2009 | 0 | 2020 | 0 | 0 | 2020 | 0 | 0 | Monitoring Based Commissioning: Benchmarking Analysis of 24 UC/CSU/IOU Projects (Mills, Mathew) April 2009; Equipment to Labor Split based on HVAC Equipment from Itron MCS WO080 | EMS (Elec/Gas) - Cold ¦ SCE ¦ Cold | EMS (Elec/Gas) - Cold | 0.51041 | 1 | 0.75 | CBSA 2014 | -137.8202 | 2012 | 0.8 | N/A
COM-HVAC-60.65 | Com ¦ No HVAC EMS (Elec SC and Gas SH) - Cold ¦ SCE ¦ Cold | Com ¦ No HVAC EMS (Elec SC and Gas SH) - Cold | SCE ¦ Cold | SCE | All | Electric & Gas | No EMS System | Average Existing and Code | 0 | Conventional | HVAC | Com - Office (Large) | Com | RET and NEW | 0 | 1000 sqft2 of floor space | ton | 15 | DEER:HVAC_Split-Package_AC | 1463.2763 | 0.53644 | 0 | Based on density weighted DEER Baseline and % savings from Monitoring Based Commissioning: Benchmarking Analysis of 24 UC/CSU/IOU Projects (Mills, Mathew) April 2009 | 0 | 2020 | 0 | 0 | 2020 | 0 | 0 | Monitoring Based Commissioning: Benchmarking Analysis of 24 UC/CSU/IOU Projects (Mills, Mathew) April 2009; Equipment to Labor Split based on HVAC Equipment from Itron MCS WO081 | EMS (Elec/Gas) - Cold ¦ SCE ¦ Cold | EMS (Elec/Gas) - Cold | 0.72428 | 1 | 0.5 | CBSA 2014 | -22.9138 | 2012 | 0.8 | N/A
COM-HVAC-60.66 | Com ¦ No HVAC EMS (Elec SC and Gas SH) - Cold ¦ SCE ¦ Cold | Com ¦ No HVAC EMS (Elec SC and Gas SH) - Cold | SCE ¦ Cold | SCE | All | Electric & Gas | No EMS System | Average Existing and Code | 0 | Conventional | HVAC | Com - Office (Small) | Com | RET and NEW | 0 | 1000 sqft2 of floor space | ton | 15 | DEER:HVAC_Split-Package_AC | 1191.7068 | 0.48787 | 0 | Based on density weighted DEER Baseline and % savings from Monitoring Based Commissioning: Benchmarking Analysis of 24 UC/CSU/IOU Projects (Mills, Mathew) April 2009 | 0 | 2020 | 0 | 0 | 2020 | 0 | 0 | Monitoring Based Commissioning: Benchmarking Analysis of 24 UC/CSU/IOU Projects (Mills, Mathew) April 2009; Equipment to Labor Split based on HVAC Equipment from Itron MCS WO082 | EMS (Elec/Gas) - Cold ¦ SCE ¦ Cold | EMS (Elec/Gas) - Cold | 0.84632 | 1 | 0.5 | CBSA 2014 | -31.016 | 2012 | 0.8 | N/A
COM-HVAC-60.67 | Com ¦ No HVAC EMS (Elec SC and Gas SH) - Cold ¦ SCE ¦ Cold | Com ¦ No HVAC EMS (Elec SC and Gas SH) - Cold | SCE ¦ Cold | SCE | All | Electric & Gas | No EMS System | Average Existing and Code | 0 | Conventional | HVAC | Com - Other | Com | RET and NEW | 0 | 1000 sqft2 of floor space | ton | 15 | DEER:HVAC_Split-Package_AC | 1661.2663 | 0.37304 | 0 | Based on density weighted DEER Baseline and % savings from Monitoring Based Commissioning: Benchmarking Analysis of 24 UC/CSU/IOU Projects (Mills, Mathew) April 2009 | 0 | 2020 | 0 | 0 | 2020 | 0 | 0 | Monitoring Based Commissioning: Benchmarking Analysis of 24 UC/CSU/IOU Projects (Mills, Mathew) April 2009; Equipment to Labor Split based on HVAC Equipment from Itron MCS WO083 | EMS (Elec/Gas) - Cold ¦ SCE ¦ Cold | EMS (Elec/Gas) - Cold | 0.197 | 1 | 0.65 | CBSA 2014 | -97.4047 | 2012 | 0.8 | N/A
COM-HVAC-60.68 | Com ¦ No HVAC EMS (Elec SC and Gas SH) - Cold ¦ SCE ¦ Cold | Com ¦ No HVAC EMS (Elec SC and Gas SH) - Cold | SCE ¦ Cold | SCE | All | Electric & Gas | No EMS System | Average Existing and Code | 0 | Conventional | HVAC | Com - Refrig. Warehouse | Com | RET and NEW | 0 | 1000 sqft2 of floor space | ton | 15 | DEER:HVAC_Split-Package_AC | 0 | 0 | 0 | Based on density weighted DEER Baseline and % savings from Monitoring Based Commissioning: Benchmarking Analysis of 24 UC/CSU/IOU Projects (Mills, Mathew) April 2009 | 0 | 2020 | 0 | 0 | 2020 | 0 | 0 | Monitoring Based Commissioning: Benchmarking Analysis of 24 UC/CSU/IOU Projects (Mills, Mathew) April 2009; Equipment to Labor Split based on HVAC Equipment from Itron MCS WO084 | EMS (Elec/Gas) - Cold ¦ SCE ¦ Cold | EMS (Elec/Gas) - Cold | 0.00037354 | 1 | 0.89 | CBSA 2014 | 0 | 2012 | 0.8 | N/A
COM-HVAC-60.69 | Com ¦ No HVAC EMS (Elec SC and Gas SH) - Cold ¦ SCE ¦ Cold | Com ¦ No HVAC EMS (Elec SC and Gas SH) - Cold | SCE ¦ Cold | SCE | All | Electric & Gas | No EMS System | Average Existing and Code | 0 | Conventional | HVAC | Com - Restaurant | Com | RET and NEW | 0 | 1000 sqft2 of floor space | ton | 15 | DEER:HVAC_Split-Package_AC | 2291.2723 | 0.36461 | 0 | Based on density weighted DEER Baseline and % savings from Monitoring Based Commissioning: Benchmarking Analysis of 24 UC/CSU/IOU Projects (Mills, Mathew) April 2009 | 0 | 2020 | 0 | 0 | 2020 | 0 | 0 | Monitoring Based Commissioning: Benchmarking Analysis of 24 UC/CSU/IOU Projects (Mills, Mathew) April 2009; Equipment to Labor Split based on HVAC Equipment from Itron MCS WO085 | EMS (Elec/Gas) - Cold ¦ SCE ¦ Cold | EMS (Elec/Gas) - Cold | 0.60466 | 1 | 0.99 | CBSA 2014 | -46.7044 | 2012 | 0.8 | N/A
COM-HVAC-60.70 | Com ¦ No HVAC EMS (Elec SC and Gas SH) - Cold ¦ SCE ¦ Cold | Com ¦ No HVAC EMS (Elec SC and Gas SH) - Cold | SCE ¦ Cold | SCE | All | Electric & Gas | No EMS System | Average Existing and Code | 0 | Conventional | HVAC | Com - Retail | Com | RET and NEW | 0 | 1000 sqft2 of floor space | ton | 15 | DEER:HVAC_Split-Package_AC | 1508.0452 | 0.39144 | 0 | Based on density weighted DEER Baseline and % savings from Monitoring Based Commissioning: Benchmarking Analysis of 24 UC/CSU/IOU Projects (Mills, Mathew) April 2009 | 0 | 2020 | 0 | 0 | 2020 | 0 | 0 | Monitoring Based Commissioning: Benchmarking Analysis of 24 UC/CSU/IOU Projects (Mills, Mathew) April 2009; Equipment to Labor Split based on HVAC Equipment from Itron MCS WO086 | EMS (Elec/Gas) - Cold ¦ SCE ¦ Cold | EMS (Elec/Gas) - Cold | 0.47685 | 1 | 0.76 | CBSA 2014 | -145.2384 | 2012 | 0.8 | N/A
COM-HVAC-60.71 | Com ¦ No HVAC EMS (Elec SC and Gas SH) - Cold ¦ SCE ¦ Cold | Com ¦ No HVAC EMS (Elec SC and Gas SH) - Cold | SCE ¦ Cold | SCE | All | Electric & Gas | No EMS System | Average Existing and Code | 0 | Conventional | HVAC | Com - School | Com | RET and NEW | 0 | 1000 sqft2 of floor space | ton | 15 | DEER:HVAC_Split-Package_AC | 1102.1913 | 0.21323 | 0 | Based on density weighted DEER Baseline and % savings from Monitoring Based Commissioning: Benchmarking Analysis of 24 UC/CSU/IOU Projects (Mills, Mathew) April 2009 | 0 | 2020 | 0 | 0 | 2020 | 0 | 0 | Monitoring Based Commissioning: Benchmarking Analysis of 24 UC/CSU/IOU Projects (Mills, Mathew) April 2009; Equipment to Labor Split based on HVAC Equipment from Itron MCS WO087 | EMS (Elec/Gas) - Cold ¦ SCE ¦ Cold | EMS (Elec/Gas) - Cold | 0.82933 | 1 | 0.41 | CBSA 2014 | -60.5442 | 2012 | 0.8 | N/A
COM-HVAC-60.72 | Com ¦ No HVAC EMS (Elec SC and Gas SH) - Cold ¦ SCE ¦ Cold | Com ¦ No HVAC EMS (Elec SC and Gas SH) - Cold | SCE ¦ Cold | SCE | All | Electric & Gas | No EMS System | Average Existing and Code | 0 | Conventional | HVAC | Com - Warehouse | Com | RET and NEW | 0 | 1000 sqft2 of floor space | ton | 15 | DEER:HVAC_Split-Package_AC | 1264.8564 | 0.34468 | 0 | Based on density weighted DEER Baseline and % savings from Monitoring Based Commissioning: Benchmarking Analysis of 24 UC/CSU/IOU Projects (Mills, Mathew) April 2009 | 0 | 2020 | 0 | 0 | 2020 | 0 | 0 | Monitoring Based Commissioning: Benchmarking Analysis of 24 UC/CSU/IOU Projects (Mills, Mathew) April 2009; Equipment to Labor Split based on HVAC Equipment from Itron MCS WO088 | EMS (Elec/Gas) - Cold ¦ SCE ¦ Cold | EMS (Elec/Gas) - Cold | 0.078075 | 1 | 0.89 | CBSA 2014 | -94.0538 | 2012 | 0.8 | N/A
COM-HVAC-60.73 | Com ¦ No HVAC EMS (Elec SC and Gas SH) - Marine ¦ SCG ¦ Marine | Com ¦ No HVAC EMS (Elec SC and Gas SH) - Marine | SCG ¦ Marine | SCG | All | Electric & Gas | No EMS System | Average Existing and Code | 0 | Conventional | HVAC | Com - College | Com | RET and NEW | 0 | 1000 sqft2 of floor space | ton | 15 | DEER:HVAC_Split-Package_AC | 0 | 0 | 97.332 | Based on density weighted DEER Baseline and % savings from Monitoring Based Commissioning: Benchmarking Analysis of 24 UC/CSU/IOU Projects (Mills, Mathew) April 2009 | 0 | 2020 | 0 | 0 | 2020 | 0 | 0 | Monitoring Based Commissioning: Benchmarking Analysis of 24 UC/CSU/IOU Projects (Mills, Mathew) April 2009; Equipment to Labor Split based on HVAC Equipment from Itron MCS WO089 | EMS (Elec/Gas) - Marine ¦ SCG ¦ Marine | EMS (Elec/Gas) - Marine | 0.67929 | 1 | 0.2 | CBSA 2014 | -56.1818 | 2012 | 0.8 | N/A
COM-HVAC-60.74 | Com ¦ No HVAC EMS (Elec SC and Gas SH) - Marine ¦ SCG ¦ Marine | Com ¦ No HVAC EMS (Elec SC and Gas SH) - Marine | SCG ¦ Marine | SCG | All | Electric & Gas | No EMS System | Average Existing and Code | 0 | Conventional | HVAC | Com - Grocery | Com | RET and NEW | 0 | 1000 sqft2 of floor space | ton | 15 | DEER:HVAC_Split-Package_AC | 0 | 0 | 211.4948 | Based on density weighted DEER Baseline and % savings from Monitoring Based Commissioning: Benchmarking Analysis of 24 UC/CSU/IOU Projects (Mills, Mathew) April 2009 | 0 | 2020 | 0 | 0 | 2020 | 0 | 0 | Monitoring Based Commissioning: Benchmarking Analysis of 24 UC/CSU/IOU Projects (Mills, Mathew) April 2009; Equipment to Labor Split based on HVAC Equipment from Itron MCS WO090 | EMS (Elec/Gas) - Marine ¦ SCG ¦ Marine | EMS (Elec/Gas) - Marine | 0.57341 | 1 | 0.68 | CBSA 2014 | -444.8404 | 2012 | 0.8 | N/A
COM-HVAC-60.75 | Com ¦ No HVAC EMS (Elec SC and Gas SH) - Marine ¦ SCG ¦ Marine | Com ¦ No HVAC EMS (Elec SC and Gas SH) - Marine | SCG ¦ Marine | SCG | All | Electric & Gas | No EMS System | Average Existing and Code | 0 | Conventional | HVAC | Com - Health | Com | RET and NEW | 0 | 1000 sqft2 of floor space | ton | 15 | DEER:HVAC_Split-Package_AC | 0 | 0 | 393.1203 | Based on density weighted DEER Baseline and % savings from Monitoring Based Commissioning: Benchmarking Analysis of 24 UC/CSU/IOU Projects (Mills, Mathew) April 2009 | 0 | 2020 | 0 | 0 | 2020 | 0 | 0 | Monitoring Based Commissioning: Benchmarking Analysis of 24 UC/CSU/IOU Projects (Mills, Mathew) April 2009; Equipment to Labor Split based on HVAC Equipment from Itron MCS WO091 | EMS (Elec/Gas) - Marine ¦ SCG ¦ Marine | EMS (Elec/Gas) - Marine | 0.81547 | 1 | 0.44 | CBSA 2014 | -928.3076 | 2012 | 0.8 | N/A
COM-HVAC-60.76 | Com ¦ No HVAC EMS (Elec SC and Gas SH) - Marine ¦ SCG ¦ Marine | Com ¦ No HVAC EMS (Elec SC and Gas SH) - Marine | SCG ¦ Marine | SCG | All | Electric & Gas | No EMS System | Average Existing and Code | 0 | Conventional | HVAC | Com - Lodging | Com | RET and NEW | 0 | 1000 sqft2 of floor space | ton | 15 | DEER:HVAC_Split-Package_AC | 0 | 0 | 224.0984 | Based on density weighted DEER Baseline and % savings from Monitoring Based Commissioning: Benchmarking Analysis of 24 UC/CSU/IOU Projects (Mills, Mathew) April 2009 | 0 | 2020 | 0 | 0 | 2020 | 0 | 0 | Monitoring Based Commissioning: Benchmarking Analysis of 24 UC/CSU/IOU Projects (Mills, Mathew) April 2009; Equipment to Labor Split based on HVAC Equipment from Itron MCS WO092 | EMS (Elec/Gas) - Marine ¦ SCG ¦ Marine | EMS (Elec/Gas) - Marine | 0.51041 | 1 | 0.75 | CBSA 2014 | -1706.7502 | 2012 | 0.8 | N/A
COM-HVAC-60.77 | Com ¦ No HVAC EMS (Elec SC and Gas SH) - Marine ¦ SCG ¦ Marine | Com ¦ No HVAC EMS (Elec SC and Gas SH) - Marine | SCG ¦ Marine | SCG | All | Electric & Gas | No EMS System | Average Existing and Code | 0 | Conventional | HVAC | Com - Office (Large) | Com | RET and NEW | 0 | 1000 sqft2 of floor space | ton | 15 | DEER:HVAC_Split-Package_AC | 0 | 0 | 46.6346 | Based on density weighted DEER Baseline and % savings from Monitoring Based Commissioning: Benchmarking Analysis of 24 UC/CSU/IOU Projects (Mills, Mathew) April 2009 | 0 | 2020 | 0 | 0 | 2020 | 0 | 0 | Monitoring Based Commissioning: Benchmarking Analysis of 24 UC/CSU/IOU Projects (Mills, Mathew) April 2009; Equipment to Labor Split based on HVAC Equipment from Itron MCS WO093 | EMS (Elec/Gas) - Marine ¦ SCG ¦ Marine | EMS (Elec/Gas) - Marine | 0.72428 | 1 | 0.5 | CBSA 2014 | -161.3637 | 2012 | 0.8 | N/A
COM-HVAC-60.78 | Com ¦ No HVAC EMS (Elec SC and Gas SH) - Marine ¦ SCG ¦ Marine | Com ¦ No HVAC EMS (Elec SC and Gas SH) - Marine | SCG ¦ Marine | SCG | All | Electric & Gas | No EMS System | Average Existing and Code | 0 | Conventional | HVAC | Com - Office (Small) | Com | RET and NEW | 0 | 1000 sqft2 of floor space | ton | 15 | DEER:HVAC_Split-Package_AC | 0 | 0 | 18.0152 | Based on density weighted DEER Baseline and % savings from Monitoring Based Commissioning: Benchmarking Analysis of 24 UC/CSU/IOU Projects (Mills, Mathew) April 2009 | 0 | 2020 | 0 | 0 | 2020 | 0 | 0 | Monitoring Based Commissioning: Benchmarking Analysis of 24 UC/CSU/IOU Projects (Mills, Mathew) April 2009; Equipment to Labor Split based on HVAC Equipment from Itron MCS WO094 | EMS (Elec/Gas) - Marine ¦ SCG ¦ Marine | EMS (Elec/Gas) - Marine | 0.84632 | 1 | 0.5 | CBSA 2014 | -17.6355 | 2012 | 0.8 | N/A
COM-HVAC-60.79 | Com ¦ No HVAC EMS (Elec SC and Gas SH) - Marine ¦ SCG ¦ Marine | Com ¦ No HVAC EMS (Elec SC and Gas SH) - Marine | SCG ¦ Marine | SCG | All | Electric & Gas | No EMS System | Average Existing and Code | 0 | Conventional | HVAC | Com - Other | Com | RET and NEW | 0 | 1000 sqft2 of floor space | ton | 15 | DEER:HVAC_Split-Package_AC | 0 | 0 | 114.6619 | Based on density weighted DEER Baseline and % savings from Monitoring Based Commissioning: Benchmarking Analysis of 24 UC/CSU/IOU Projects (Mills, Mathew) April 2009 | 0 | 2020 | 0 | 0 | 2020 | 0 | 0 | Monitoring Based Commissioning: Benchmarking Analysis of 24 UC/CSU/IOU Projects (Mills, Mathew) April 2009; Equipment to Labor Split based on HVAC Equipment from Itron MCS WO095 | EMS (Elec/Gas) - Marine ¦ SCG ¦ Marine | EMS (Elec/Gas) - Marine | 0.197 | 1 | 0.65 | CBSA 2014 | -286.5511 | 2012 | 0.8 | N/A
COM-HVAC-60.80 | Com ¦ No HVAC EMS (Elec SC and Gas SH) - Marine ¦ SCG ¦ Marine | Com ¦ No HVAC EMS (Elec SC and Gas SH) - Marine | SCG ¦ Marine | SCG | All | Electric & Gas | No EMS System | Average Existing and Code | 0 | Conventional | HVAC | Com - Refrig. Warehouse | Com | RET and NEW | 0 | 1000 sqft2 of floor space | ton | 15 | DEER:HVAC_Split-Package_AC | 0 | 0 | 0.80174 | Based on density weighted DEER Baseline and % savings from Monitoring Based Commissioning: Benchmarking Analysis of 24 UC/CSU/IOU Projects (Mills, Mathew) April 2009 | 0 | 2020 | 0 | 0 | 2020 | 0 | 0 | Monitoring Based Commissioning: Benchmarking Analysis of 24 UC/CSU/IOU Projects (Mills, Mathew) April 2009; Equipment to Labor Split based on HVAC Equipment from Itron MCS WO096 | EMS (Elec/Gas) - Marine ¦ SCG ¦ Marine | EMS (Elec/Gas) - Marine | 0.00037354 | 1 | 0.89 | CBSA 2014 | -0.58701 | 2012 | 0.8 | N/A
COM-HVAC-60.81 | Com ¦ No HVAC EMS (Elec SC and Gas SH) - Marine ¦ SCG ¦ Marine | Com ¦ No HVAC EMS (Elec SC and Gas SH) - Marine | SCG ¦ Marine | SCG | All | Electric & Gas | No EMS System | Average Existing and Code | 0 | Conventional | HVAC | Com - Restaurant | Com | RET and NEW | 0 | 1000 sqft2 of floor space | ton | 15 | DEER:HVAC_Split-Package_AC | 0 | 0 | 144.1316 | Based on density weighted DEER Baseline and % savings from Monitoring Based Commissioning: Benchmarking Analysis of 24 UC/CSU/IOU Projects (Mills, Mathew) April 2009 | 0 | 2020 | 0 | 0 | 2020 | 0 | 0 | Monitoring Based Commissioning: Benchmarking Analysis of 24 UC/CSU/IOU Projects (Mills, Mathew) April 2009; Equipment to Labor Split based on HVAC Equipment from Itron MCS WO097 | EMS (Elec/Gas) - Marine ¦ SCG ¦ Marine | EMS (Elec/Gas) - Marine | 0.60466 | 1 | 0.99 | CBSA 2014 | -36.9228 | 2012 | 0.8 | N/A
COM-HVAC-60.82 | Com ¦ No HVAC EMS (Elec SC and Gas SH) - Marine ¦ SCG ¦ Marine | Com ¦ No HVAC EMS (Elec SC and Gas SH) - Marine | SCG ¦ Marine | SCG | All | Electric & Gas | No EMS System | Average Existing and Code | 0 | Conventional | HVAC | Com - Retail | Com | RET and NEW | 0 | 1000 sqft2 of floor space | ton | 15 | DEER:HVAC_Split-Package_AC | 0 | 0 | 36.3883 | Based on density weighted DEER Baseline and % savings from Monitoring Based Commissioning: Benchmarking Analysis of 24 UC/CSU/IOU Projects (Mills, Mathew) April 2009 | 0 | 2020 | 0 | 0 | 2020 | 0 | 0 | Monitoring Based Commissioning: Benchmarking Analysis of 24 UC/CSU/IOU Projects (Mills, Mathew) April 2009; Equipment to Labor Split based on HVAC Equipment from Itron MCS WO098 | EMS (Elec/Gas) - Marine ¦ SCG ¦ Marine | EMS (Elec/Gas) - Marine | 0.47685 | 1 | 0.76 | CBSA 2014 | -5461.7535 | 2012 | 0.8 | N/A
COM-HVAC-60.83 | Com ¦ No HVAC EMS (Elec SC and Gas SH) - Marine ¦ SCG ¦ Marine | Com ¦ No HVAC EMS (Elec SC and Gas SH) - Marine | SCG ¦ Marine | SCG | All | Electric & Gas | No EMS System | Average Existing and Code | 0 | Conventional | HVAC | Com - School | Com | RET and NEW | 0 | 1000 sqft2 of floor space | ton | 15 | DEER:HVAC_Split-Package_AC | 0 | 0 | 167.1207 | Based on density weighted DEER Baseline and % savings from Monitoring Based Commissioning: Benchmarking Analysis of 24 UC/CSU/IOU Projects (Mills, Mathew) April 2009 | 0 | 2020 | 0 | 0 | 2020 | 0 | 0 | Monitoring Based Commissioning: Benchmarking Analysis of 24 UC/CSU/IOU Projects (Mills, Mathew) April 2009; Equipment to Labor Split based on HVAC Equipment from Itron MCS WO099 | EMS (Elec/Gas) - Marine ¦ SCG ¦ Marine | EMS (Elec/Gas) - Marine | 0.82933 | 1 | 0.41 | CBSA 2014 | -139.9466 | 2012 | 0.8 | N/A
COM-HVAC-60.84 | Com ¦ No HVAC EMS (Elec SC and Gas SH) - Marine ¦ SCG ¦ Marine | Com ¦ No HVAC EMS (Elec SC and Gas SH) - Marine | SCG ¦ Marine | SCG | All | Electric & Gas | No EMS System | Average Existing and Code | 0 | Conventional | HVAC | Com - Warehouse | Com | RET and NEW | 0 | 1000 sqft2 of floor space | ton | 15 | DEER:HVAC_Split-Package_AC | 0 | 0 | 25.3297 | Based on density weighted DEER Baseline and % savings from Monitoring Based Commissioning: Benchmarking Analysis of 24 UC/CSU/IOU Projects (Mills, Mathew) April 2009 | 0 | 2020 | 0 | 0 | 2020 | 0 | 0 | Monitoring Based Commissioning: Benchmarking Analysis of 24 UC/CSU/IOU Projects (Mills, Mathew) April 2009; Equipment to Labor Split based on HVAC Equipment from Itron MCS WO100 | EMS (Elec/Gas) - Marine ¦ SCG ¦ Marine | EMS (Elec/Gas) - Marine | 0.078075 | 1 | 0.89 | CBSA 2014 | -193.9698 | 2012 | 0.8 | N/A
COM-HVAC-60.85 | Com ¦ No HVAC EMS (Elec SC and Gas SH) - Hot-Dry ¦ SCG ¦ Hot-Dry | Com ¦ No HVAC EMS (Elec SC and Gas SH) - Hot-Dry | SCG ¦ Hot-Dry | SCG | All | Electric & Gas | No EMS System | Average Existing and Code | 0 | Conventional | HVAC | Com - College | Com | RET and NEW | 0 | 1000 sqft2 of floor space | ton | 15 | DEER:HVAC_Split-Package_AC | 0 | 0 | 102.2121 | Based on density weighted DEER Baseline and % savings from Monitoring Based Commissioning: Benchmarking Analysis of 24 UC/CSU/IOU Projects (Mills, Mathew) April 2009 | 0 | 2020 | 0 | 0 | 2020 | 0 | 0 | Monitoring Based Commissioning: Benchmarking Analysis of 24 UC/CSU/IOU Projects (Mills, Mathew) April 2009; Equipment to Labor Split based on HVAC Equipment from Itron MCS WO101 | EMS (Elec/Gas) - Hot-Dry ¦ SCG ¦ Hot-Dry | EMS (Elec/Gas) - Hot-Dry | 0.67929 | 1 | 0.2 | CBSA 2014 | -58.9987 | 2012 | 0.8 | N/A
COM-HVAC-60.86 | Com ¦ No HVAC EMS (Elec SC and Gas SH) - Hot-Dry ¦ SCG ¦ Hot-Dry | Com ¦ No HVAC EMS (Elec SC and Gas SH) - Hot-Dry | SCG ¦ Hot-Dry | SCG | All | Electric & Gas | No EMS System | Average Existing and Code | 0 | Conventional | HVAC | Com - Grocery | Com | RET and NEW | 0 | 1000 sqft2 of floor space | ton | 15 | DEER:HVAC_Split-Package_AC | 0 | 0 | 192.6449 | Based on density weighted DEER Baseline and % savings from Monitoring Based Commissioning: Benchmarking Analysis of 24 UC/CSU/IOU Projects (Mills, Mathew) April 2009 | 0 | 2020 | 0 | 0 | 2020 | 0 | 0 | Monitoring Based Commissioning: Benchmarking Analysis of 24 UC/CSU/IOU Projects (Mills, Mathew) April 2009; Equipment to Labor Split based on HVAC Equipment from Itron MCS WO102 | EMS (Elec/Gas) - Hot-Dry ¦ SCG ¦ Hot-Dry | EMS (Elec/Gas) - Hot-Dry | 0.57341 | 1 | 0.68 | CBSA 2014 | -405.1931 | 2012 | 0.8 | N/A
COM-HVAC-60.87 | Com ¦ No HVAC EMS (Elec SC and Gas SH) - Hot-Dry ¦ SCG ¦ Hot-Dry | Com ¦ No HVAC EMS (Elec SC and Gas SH) - Hot-Dry | SCG ¦ Hot-Dry | SCG | All | Electric & Gas | No EMS System | Average Existing and Code | 0 | Conventional | HVAC | Com - Health | Com | RET and NEW | 0 | 1000 sqft2 of floor space | ton | 15 | DEER:HVAC_Split-Package_AC | 0 | 0 | 416.2202 | Based on density weighted DEER Baseline and % savings from Monitoring Based Commissioning: Benchmarking Analysis of 24 UC/CSU/IOU Projects (Mills, Mathew) April 2009 | 0 | 2020 | 0 | 0 | 2020 | 0 | 0 | Monitoring Based Commissioning: Benchmarking Analysis of 24 UC/CSU/IOU Projects (Mills, Mathew) April 2009; Equipment to Labor Split based on HVAC Equipment from Itron MCS WO103 | EMS (Elec/Gas) - Hot-Dry ¦ SCG ¦ Hot-Dry | EMS (Elec/Gas) - Hot-Dry | 0.81547 | 1 | 0.44 | CBSA 2014 | -982.8554 | 2012 | 0.8 | N/A
COM-HVAC-60.88 | Com ¦ No HVAC EMS (Elec SC and Gas SH) - Hot-Dry ¦ SCG ¦ Hot-Dry | Com ¦ No HVAC EMS (Elec SC and Gas SH) - Hot-Dry | SCG ¦ Hot-Dry | SCG | All | Electric & Gas | No EMS System | Average Existing and Code | 0 | Conventional | HVAC | Com - Lodging | Com | RET and NEW | 0 | 1000 sqft2 of floor space | ton | 15 | DEER:HVAC_Split-Package_AC | 0 | 0 | 260.0041 | Based on density weighted DEER Baseline and % savings from Monitoring Based Commissioning: Benchmarking Analysis of 24 UC/CSU/IOU Projects (Mills, Mathew) April 2009 | 0 | 2020 | 0 | 0 | 2020 | 0 | 0 | Monitoring Based Commissioning: Benchmarking Analysis of 24 UC/CSU/IOU Projects (Mills, Mathew) April 2009; Equipment to Labor Split based on HVAC Equipment from Itron MCS WO104 | EMS (Elec/Gas) - Hot-Dry ¦ SCG ¦ Hot-Dry | EMS (Elec/Gas) - Hot-Dry | 0.51041 | 1 | 0.75 | CBSA 2014 | -1980.2113 | 2012 | 0.8 | N/A
COM-HVAC-60.89 | Com ¦ No HVAC EMS (Elec SC and Gas SH) - Hot-Dry ¦ SCG ¦ Hot-Dry | Com ¦ No HVAC EMS (Elec SC and Gas SH) - Hot-Dry | SCG ¦ Hot-Dry | SCG | All | Electric & Gas | No EMS System | Average Existing and Code | 0 | Conventional | HVAC | Com - Office (Large) | Com | RET and NEW | 0 | 1000 sqft2 of floor space | ton | 15 | DEER:HVAC_Split-Package_AC | 0 | 0 | 47.8256 | Based on density weighted DEER Baseline and % savings from Monitoring Based Commissioning: Benchmarking Analysis of 24 UC/CSU/IOU Projects (Mills, Mathew) April 2009 | 0 | 2020 | 0 | 0 | 2020 | 0 | 0 | Monitoring Based Commissioning: Benchmarking Analysis of 24 UC/CSU/IOU Projects (Mills, Mathew) April 2009; Equipment to Labor Split based on HVAC Equipment from Itron MCS WO105 | EMS (Elec/Gas) - Hot-Dry ¦ SCG ¦ Hot-Dry | EMS (Elec/Gas) - Hot-Dry | 0.72428 | 1 | 0.5 | CBSA 2014 | -165.4847 | 2012 | 0.8 | N/A
COM-HVAC-60.90 | Com ¦ No HVAC EMS (Elec SC and Gas SH) - Hot-Dry ¦ SCG ¦ Hot-Dry | Com ¦ No HVAC EMS (Elec SC and Gas SH) - Hot-Dry | SCG ¦ Hot-Dry | SCG | All | Electric & Gas | No EMS System | Average Existing and Code | 0 | Conventional | HVAC | Com - Office (Small) | Com | RET and NEW | 0 | 1000 sqft2 of floor space | ton | 15 | DEER:HVAC_Split-Package_AC | 0 | 0 | 15.4749 | Based on density weighted DEER Baseline and % savings from Monitoring Based Commissioning: Benchmarking Analysis of 24 UC/CSU/IOU Projects (Mills, Mathew) April 2009 | 0 | 2020 | 0 | 0 | 2020 | 0 | 0 | Monitoring Based Commissioning: Benchmarking Analysis of 24 UC/CSU/IOU Projects (Mills, Mathew) April 2009; Equipment to Labor Split based on HVAC Equipment from Itron MCS WO106 | EMS (Elec/Gas) - Hot-Dry ¦ SCG ¦ Hot-Dry | EMS (Elec/Gas) - Hot-Dry | 0.84632 | 1 | 0.5 | CBSA 2014 | -15.1488 | 2012 | 0.8 | N/A
COM-HVAC-60.91 | Com ¦ No HVAC EMS (Elec SC and Gas SH) - Hot-Dry ¦ SCG ¦ Hot-Dry | Com ¦ No HVAC EMS (Elec SC and Gas SH) - Hot-Dry | SCG ¦ Hot-Dry | SCG | All | Electric & Gas | No EMS System | Average Existing and Code | 0 | Conventional | HVAC | Com - Other | Com | RET and NEW | 0 | 1000 sqft2 of floor space | ton | 15 | DEER:HVAC_Split-Package_AC | 0 | 0 | 118.9655 | Based on density weighted DEER Baseline and % savings from Monitoring Based Commissioning: Benchmarking Analysis of 24 UC/CSU/IOU Projects (Mills, Mathew) April 2009 | 0 | 2020 | 0 | 0 | 2020 | 0 | 0 | Monitoring Based Commissioning: Benchmarking Analysis of 24 UC/CSU/IOU Projects (Mills, Mathew) April 2009; Equipment to Labor Split based on HVAC Equipment from Itron MCS WO107 | EMS (Elec/Gas) - Hot-Dry ¦ SCG ¦ Hot-Dry | EMS (Elec/Gas) - Hot-Dry | 0.197 | 1 | 0.65 | CBSA 2014 | -297.3061 | 2012 | 0.8 | N/A
COM-HVAC-60.92 | Com ¦ No HVAC EMS (Elec SC and Gas SH) - Hot-Dry ¦ SCG ¦ Hot-Dry | Com ¦ No HVAC EMS (Elec SC and Gas SH) - Hot-Dry | SCG ¦ Hot-Dry | SCG | All | Electric & Gas | No EMS System | Average Existing and Code | 0 | Conventional | HVAC | Com - Refrig. Warehouse | Com | RET and NEW | 0 | 1000 sqft2 of floor space | ton | 15 | DEER:HVAC_Split-Package_AC | 0 | 0 | 1.6414 | Based on density weighted DEER Baseline and % savings from Monitoring Based Commissioning: Benchmarking Analysis of 24 UC/CSU/IOU Projects (Mills, Mathew) April 2009 | 0 | 2020 | 0 | 0 | 2020 | 0 | 0 | Monitoring Based Commissioning: Benchmarking Analysis of 24 UC/CSU/IOU Projects (Mills, Mathew) April 2009; Equipment to Labor Split based on HVAC Equipment from Itron MCS WO108 | EMS (Elec/Gas) - Hot-Dry ¦ SCG ¦ Hot-Dry | EMS (Elec/Gas) - Hot-Dry | 0.00037354 | 1 | 0.89 | CBSA 2014 | -1.2018 | 2012 | 0.8 | N/A
COM-HVAC-60.93 | Com ¦ No HVAC EMS (Elec SC and Gas SH) - Hot-Dry ¦ SCG ¦ Hot-Dry | Com ¦ No HVAC EMS (Elec SC and Gas SH) - Hot-Dry | SCG ¦ Hot-Dry | SCG | All | Electric & Gas | No EMS System | Average Existing and Code | 0 | Conventional | HVAC | Com - Restaurant | Com | RET and NEW | 0 | 1000 sqft2 of floor space | ton | 15 | DEER:HVAC_Split-Package_AC | 0 | 0 | 135.757 | Based on density weighted DEER Baseline and % savings from Monitoring Based Commissioning: Benchmarking Analysis of 24 UC/CSU/IOU Projects (Mills, Mathew) April 2009 | 0 | 2020 | 0 | 0 | 2020 | 0 | 0 | Monitoring Based Commissioning: Benchmarking Analysis of 24 UC/CSU/IOU Projects (Mills, Mathew) April 2009; Equipment to Labor Split based on HVAC Equipment from Itron MCS WO109 | EMS (Elec/Gas) - Hot-Dry ¦ SCG ¦ Hot-Dry | EMS (Elec/Gas) - Hot-Dry | 0.60466 | 1 | 0.99 | CBSA 2014 | -34.7774 | 2012 | 0.8 | N/A
COM-HVAC-60.94 | Com ¦ No HVAC EMS (Elec SC and Gas SH) - Hot-Dry ¦ SCG ¦ Hot-Dry | Com ¦ No HVAC EMS (Elec SC and Gas SH) - Hot-Dry | SCG ¦ Hot-Dry | SCG | All | Electric & Gas | No EMS System | Average Existing and Code | 0 | Conventional | HVAC | Com - Retail | Com | RET and NEW | 0 | 1000 sqft2 of floor space | ton | 15 | DEER:HVAC_Split-Package_AC | 0 | 0 | 37.3113 | Based on density weighted DEER Baseline and % savings from Monitoring Based Commissioning: Benchmarking Analysis of 24 UC/CSU/IOU Projects (Mills, Mathew) April 2009 | 0 | 2020 | 0 | 0 | 2020 | 0 | 0 | Monitoring Based Commissioning: Benchmarking Analysis of 24 UC/CSU/IOU Projects (Mills, Mathew) April 2009; Equipment to Labor Split based on HVAC Equipment from Itron MCS WO110 | EMS (Elec/Gas) - Hot-Dry ¦ SCG ¦ Hot-Dry | EMS (Elec/Gas) - Hot-Dry | 0.47685 | 1 | 0.76 | CBSA 2014 | -5600.2971 | 2012 | 0.8 | N/A
COM-HVAC-60.95 | Com ¦ No HVAC EMS (Elec SC and Gas SH) - Hot-Dry ¦ SCG ¦ Hot-Dry | Com ¦ No HVAC EMS (Elec SC and Gas SH) - Hot-Dry | SCG ¦ Hot-Dry | SCG | All | Electric & Gas | No EMS System | Average Existing and Code | 0 | Conventional | HVAC | Com - School | Com | RET and NEW | 0 | 1000 sqft2 of floor space | ton | 15 | DEER:HVAC_Split-Package_AC | 0 | 0 | 169.9563 | Based on density weighted DEER Baseline and % savings from Monitoring Based Commissioning: Benchmarking Analysis of 24 UC/CSU/IOU Projects (Mills, Mathew) April 2009 | 0 | 2020 | 0 | 0 | 2020 | 0 | 0 | Monitoring Based Commissioning: Benchmarking Analysis of 24 UC/CSU/IOU Projects (Mills, Mathew) April 2009; Equipment to Labor Split based on HVAC Equipment from Itron MCS WO111 | EMS (Elec/Gas) - Hot-Dry ¦ SCG ¦ Hot-Dry | EMS (Elec/Gas) - Hot-Dry | 0.82933 | 1 | 0.41 | CBSA 2014 | -142.3212 | 2012 | 0.8 | N/A
COM-HVAC-60.96 | Com ¦ No HVAC EMS (Elec SC and Gas SH) - Hot-Dry ¦ SCG ¦ Hot-Dry | Com ¦ No HVAC EMS (Elec SC and Gas SH) - Hot-Dry | SCG ¦ Hot-Dry | SCG | All | Electric & Gas | No EMS System | Average Existing and Code | 0 | Conventional | HVAC | Com - Warehouse | Com | RET and NEW | 0 | 1000 sqft2 of floor space | ton | 15 | DEER:HVAC_Split-Package_AC | 0 | 0 | 29.4282 | Based on density weighted DEER Baseline and % savings from Monitoring Based Commissioning: Benchmarking Analysis of 24 UC/CSU/IOU Projects (Mills, Mathew) April 2009 | 0 | 2020 | 0 | 0 | 2020 | 0 | 0 | Monitoring Based Commissioning: Benchmarking Analysis of 24 UC/CSU/IOU Projects (Mills, Mathew) April 2009; Equipment to Labor Split based on HVAC Equipment from Itron MCS WO112 | EMS (Elec/Gas) - Hot-Dry ¦ SCG ¦ Hot-Dry | EMS (Elec/Gas) - Hot-Dry | 0.078075 | 1 | 0.89 | CBSA 2014 | -225.3554 | 2012 | 0.8 | N/A
COM-HVAC-60.97 | Com ¦ No HVAC EMS (Elec SC and Gas SH) - Cold ¦ SCG ¦ Cold | Com ¦ No HVAC EMS (Elec SC and Gas SH) - Cold | SCG ¦ Cold | SCG | All | Electric & Gas | No EMS System | Average Existing and Code | 0 | Conventional | HVAC | Com - College | Com | RET and NEW | 0 | 1000 sqft2 of floor space | ton | 15 | DEER:HVAC_Split-Package_AC | 0 | 0 | 194.289 | Based on density weighted DEER Baseline and % savings from Monitoring Based Commissioning: Benchmarking Analysis of 24 UC/CSU/IOU Projects (Mills, Mathew) April 2009 | 0 | 2020 | 0 | 0 | 2020 | 0 | 0 | Monitoring Based Commissioning: Benchmarking Analysis of 24 UC/CSU/IOU Projects (Mills, Mathew) April 2009; Equipment to Labor Split based on HVAC Equipment from Itron MCS WO113 | EMS (Elec/Gas) - Cold ¦ SCG ¦ Cold | EMS (Elec/Gas) - Cold | 0.67929 | 1 | 0.2 | CBSA 2014 | -112.1471 | 2012 | 0.8 | N/A
COM-HVAC-60.98 | Com ¦ No HVAC EMS (Elec SC and Gas SH) - Cold ¦ SCG ¦ Cold | Com ¦ No HVAC EMS (Elec SC and Gas SH) - Cold | SCG ¦ Cold | SCG | All | Electric & Gas | No EMS System | Average Existing and Code | 0 | Conventional | HVAC | Com - Grocery | Com | RET and NEW | 0 | 1000 sqft2 of floor space | ton | 15 | DEER:HVAC_Split-Package_AC | 0 | 0 | 327.5705 | Based on density weighted DEER Baseline and % savings from Monitoring Based Commissioning: Benchmarking Analysis of 24 UC/CSU/IOU Projects (Mills, Mathew) April 2009 | 0 | 2020 | 0 | 0 | 2020 | 0 | 0 | Monitoring Based Commissioning: Benchmarking Analysis of 24 UC/CSU/IOU Projects (Mills, Mathew) April 2009; Equipment to Labor Split based on HVAC Equipment from Itron MCS WO114 | EMS (Elec/Gas) - Cold ¦ SCG ¦ Cold | EMS (Elec/Gas) - Cold | 0.57341 | 1 | 0.68 | CBSA 2014 | -688.9843 | 2012 | 0.8 | N/A
COM-HVAC-60.99 | Com ¦ No HVAC EMS (Elec SC and Gas SH) - Cold ¦ SCG ¦ Cold | Com ¦ No HVAC EMS (Elec SC and Gas SH) - Cold | SCG ¦ Cold | SCG | All | Electric & Gas | No EMS System | Average Existing and Code | 0 | Conventional | HVAC | Com - Health | Com | RET and NEW | 0 | 1000 sqft2 of floor space | ton | 15 | DEER:HVAC_Split-Package_AC | 0 | 0 | 579.9613 | Based on density weighted DEER Baseline and % savings from Monitoring Based Commissioning: Benchmarking Analysis of 24 UC/CSU/IOU Projects (Mills, Mathew) April 2009 | 0 | 2020 | 0 | 0 | 2020 | 0 | 0 | Monitoring Based Commissioning: Benchmarking Analysis of 24 UC/CSU/IOU Projects (Mills, Mathew) April 2009; Equipment to Labor Split based on HVAC Equipment from Itron MCS WO115 | EMS (Elec/Gas) - Cold ¦ SCG ¦ Cold | EMS (Elec/Gas) - Cold | 0.81547 | 1 | 0.44 | CBSA 2014 | -1369.5109 | 2012 | 0.8 | N/A
COM-HVAC-60.100 | Com ¦ No HVAC EMS (Elec SC and Gas SH) - Cold ¦ SCG ¦ Cold | Com ¦ No HVAC EMS (Elec SC and Gas SH) - Cold | SCG ¦ Cold | SCG | All | Electric & Gas | No EMS System | Average Existing and Code | 0 | Conventional | HVAC | Com - Lodging | Com | RET and NEW | 0 | 1000 sqft2 of floor space | ton | 15 | DEER:HVAC_Split-Package_AC | 0 | 0 | 372.2166 | Based on density weighted DEER Baseline and % savings from Monitoring Based Commissioning: Benchmarking Analysis of 24 UC/CSU/IOU Projects (Mills, Mathew) April 2009 | 0 | 2020 | 0 | 0 | 2020 | 0 | 0 | Monitoring Based Commissioning: Benchmarking Analysis of 24 UC/CSU/IOU Projects (Mills, Mathew) April 2009; Equipment to Labor Split based on HVAC Equipment from Itron MCS WO116 | EMS (Elec/Gas) - Cold ¦ SCG ¦ Cold | EMS (Elec/Gas) - Cold | 0.51041 | 1 | 0.75 | CBSA 2014 | -2834.8295 | 2012 | 0.8 | N/A
COM-HVAC-60.101 | Com ¦ No HVAC EMS (Elec SC and Gas SH) - Cold ¦ SCG ¦ Cold | Com ¦ No HVAC EMS (Elec SC and Gas SH) - Cold | SCG ¦ Cold | SCG | All | Electric & Gas | No EMS System | Average Existing and Code | 0 | Conventional | HVAC | Com - Office (Large) | Com | RET and NEW | 0 | 1000 sqft2 of floor space | ton | 15 | DEER:HVAC_Split-Package_AC | 0 | 0 | 124.3515 | Based on density weighted DEER Baseline and % savings from Monitoring Based Commissioning: Benchmarking Analysis of 24 UC/CSU/IOU Projects (Mills, Mathew) April 2009 | 0 | 2020 | 0 | 0 | 2020 | 0 | 0 | Monitoring Based Commissioning: Benchmarking Analysis of 24 UC/CSU/IOU Projects (Mills, Mathew) April 2009; Equipment to Labor Split based on HVAC Equipment from Itron MCS WO117 | EMS (Elec/Gas) - Cold ¦ SCG ¦ Cold | EMS (Elec/Gas) - Cold | 0.72428 | 1 | 0.5 | CBSA 2014 | -430.2776 | 2012 | 0.8 | N/A
COM-HVAC-60.102 | Com ¦ No HVAC EMS (Elec SC and Gas SH) - Cold ¦ SCG ¦ Cold | Com ¦ No HVAC EMS (Elec SC and Gas SH) - Cold | SCG ¦ Cold | SCG | All | Electric & Gas | No EMS System | Average Existing and Code | 0 | Conventional | HVAC | Com - Office (Small) | Com | RET and NEW | 0 | 1000 sqft2 of floor space | ton | 15 | DEER:HVAC_Split-Package_AC | 0 | 0 | 46.3768 | Based on density weighted DEER Baseline and % savings from Monitoring Based Commissioning: Benchmarking Analysis of 24 UC/CSU/IOU Projects (Mills, Mathew) April 2009 | 0 | 2020 | 0 | 0 | 2020 | 0 | 0 | Monitoring Based Commissioning: Benchmarking Analysis of 24 UC/CSU/IOU Projects (Mills, Mathew) April 2009; Equipment to Labor Split based on HVAC Equipment from Itron MCS WO118 | EMS (Elec/Gas) - Cold ¦ SCG ¦ Cold | EMS (Elec/Gas) - Cold | 0.84632 | 1 | 0.5 | CBSA 2014 | -45.3994 | 2012 | 0.8 | N/A
COM-HVAC-60.103 | Com ¦ No HVAC EMS (Elec SC and Gas SH) - Cold ¦ SCG ¦ Cold | Com ¦ No HVAC EMS (Elec SC and Gas SH) - Cold | SCG ¦ Cold | SCG | All | Electric & Gas | No EMS System | Average Existing and Code | 0 | Conventional | HVAC | Com - Other | Com | RET and NEW | 0 | 1000 sqft2 of floor space | ton | 15 | DEER:HVAC_Split-Package_AC | 0 | 0 | 497.5518 | Based on density weighted DEER Baseline and % savings from Monitoring Based Commissioning: Benchmarking Analysis of 24 UC/CSU/IOU Projects (Mills, Mathew) April 2009 | 0 | 2020 | 0 | 0 | 2020 | 0 | 0 | Monitoring Based Commissioning: Benchmarking Analysis of 24 UC/CSU/IOU Projects (Mills, Mathew) April 2009; Equipment to Labor Split based on HVAC Equipment from Itron MCS WO119 | EMS (Elec/Gas) - Cold ¦ SCG ¦ Cold | EMS (Elec/Gas) - Cold | 0.197 | 1 | 0.65 | CBSA 2014 | -1243.4296 | 2012 | 0.8 | N/A
COM-HVAC-60.104 | Com ¦ No HVAC EMS (Elec SC and Gas SH) - Cold ¦ SCG ¦ Cold | Com ¦ No HVAC EMS (Elec SC and Gas SH) - Cold | SCG ¦ Cold | SCG | All | Electric & Gas | No EMS System | Average Existing and Code | 0 | Conventional | HVAC | Com - Refrig. Warehouse | Com | RET and NEW | 0 | 1000 sqft2 of floor space | ton | 15 | DEER:HVAC_Split-Package_AC | 0 | 0 | 43.5899 | Based on density weighted DEER Baseline and % savings from Monitoring Based Commissioning: Benchmarking Analysis of 24 UC/CSU/IOU Projects (Mills, Mathew) April 2009 | 0 | 2020 | 0 | 0 | 2020 | 0 | 0 | Monitoring Based Commissioning: Benchmarking Analysis of 24 UC/CSU/IOU Projects (Mills, Mathew) April 2009; Equipment to Labor Split based on HVAC Equipment from Itron MCS WO120 | EMS (Elec/Gas) - Cold ¦ SCG ¦ Cold | EMS (Elec/Gas) - Cold | 0.00037354 | 1 | 0.89 | CBSA 2014 | -31.9151 | 2012 | 0.8 | N/A
COM-HVAC-60.105 | Com ¦ No HVAC EMS (Elec SC and Gas SH) - Cold ¦ SCG ¦ Cold | Com ¦ No HVAC EMS (Elec SC and Gas SH) - Cold | SCG ¦ Cold | SCG | All | Electric & Gas | No EMS System | Average Existing and Code | 0 | Conventional | HVAC | Com - Restaurant | Com | RET and NEW | 0 | 1000 sqft2 of floor space | ton | 15 | DEER:HVAC_Split-Package_AC | 0 | 0 | 481.6927 | Based on density weighted DEER Baseline and % savings from Monitoring Based Commissioning: Benchmarking Analysis of 24 UC/CSU/IOU Projects (Mills, Mathew) April 2009 | 0 | 2020 | 0 | 0 | 2020 | 0 | 0 | Monitoring Based Commissioning: Benchmarking Analysis of 24 UC/CSU/IOU Projects (Mills, Mathew) April 2009; Equipment to Labor Split based on HVAC Equipment from Itron MCS WO121 | EMS (Elec/Gas) - Cold ¦ SCG ¦ Cold | EMS (Elec/Gas) - Cold | 0.60466 | 1 | 0.99 | CBSA 2014 | -123.3972 | 2012 | 0.8 | N/A
COM-HVAC-60.106 | Com ¦ No HVAC EMS (Elec SC and Gas SH) - Cold ¦ SCG ¦ Cold | Com ¦ No HVAC EMS (Elec SC and Gas SH) - Cold | SCG ¦ Cold | SCG | All | Electric & Gas | No EMS System | Average Existing and Code | 0 | Conventional | HVAC | Com - Retail | Com | RET and NEW | 0 | 1000 sqft2 of floor space | ton | 15 | DEER:HVAC_Split-Package_AC | 0 | 0 | 165.0631 | Based on density weighted DEER Baseline and % savings from Monitoring Based Commissioning: Benchmarking Analysis of 24 UC/CSU/IOU Projects (Mills, Mathew) April 2009 | 0 | 2020 | 0 | 0 | 2020 | 0 | 0 | Monitoring Based Commissioning: Benchmarking Analysis of 24 UC/CSU/IOU Projects (Mills, Mathew) April 2009; Equipment to Labor Split based on HVAC Equipment from Itron MCS WO122 | EMS (Elec/Gas) - Cold ¦ SCG ¦ Cold | EMS (Elec/Gas) - Cold | 0.47685 | 1 | 0.76 | CBSA 2014 | -24775.4011 | 2012 | 0.8 | N/A
COM-HVAC-60.107 | Com ¦ No HVAC EMS (Elec SC and Gas SH) - Cold ¦ SCG ¦ Cold | Com ¦ No HVAC EMS (Elec SC and Gas SH) - Cold | SCG ¦ Cold | SCG | All | Electric & Gas | No EMS System | Average Existing and Code | 0 | Conventional | HVAC | Com - School | Com | RET and NEW | 0 | 1000 sqft2 of floor space | ton | 15 | DEER:HVAC_Split-Package_AC | 0 | 0 | 411.3828 | Based on density weighted DEER Baseline and % savings from Monitoring Based Commissioning: Benchmarking Analysis of 24 UC/CSU/IOU Projects (Mills, Mathew) April 2009 | 0 | 2020 | 0 | 0 | 2020 | 0 | 0 | Monitoring Based Commissioning: Benchmarking Analysis of 24 UC/CSU/IOU Projects (Mills, Mathew) April 2009; Equipment to Labor Split based on HVAC Equipment from Itron MCS WO123 | EMS (Elec/Gas) - Cold ¦ SCG ¦ Cold | EMS (Elec/Gas) - Cold | 0.82933 | 1 | 0.41 | CBSA 2014 | -344.4915 | 2012 | 0.8 | N/A
COM-HVAC-60.108 | Com ¦ No HVAC EMS (Elec SC and Gas SH) - Cold ¦ SCG ¦ Cold | Com ¦ No HVAC EMS (Elec SC and Gas SH) - Cold | SCG ¦ Cold | SCG | All | Electric & Gas | No EMS System | Average Existing and Code | 0 | Conventional | HVAC | Com - Warehouse | Com | RET and NEW | 0 | 1000 sqft2 of floor space | ton | 15 | DEER:HVAC_Split-Package_AC | 0 | 0 | 112.9381 | Based on density weighted DEER Baseline and % savings from Monitoring Based Commissioning: Benchmarking Analysis of 24 UC/CSU/IOU Projects (Mills, Mathew) April 2009 | 0 | 2020 | 0 | 0 | 2020 | 0 | 0 | Monitoring Based Commissioning: Benchmarking Analysis of 24 UC/CSU/IOU Projects (Mills, Mathew) April 2009; Equipment to Labor Split based on HVAC Equipment from Itron MCS WO124 | EMS (Elec/Gas) - Cold ¦ SCG ¦ Cold | EMS (Elec/Gas) - Cold | 0.078075 | 1 | 0.89 | CBSA 2014 | -864.8576 | 2012 | 0.8 | N/A
COM-HVAC-60.109 | Com ¦ No HVAC EMS (Elec SC and Gas SH) - Marine ¦ SDG&E ¦ Marine | Com ¦ No HVAC EMS (Elec SC and Gas SH) - Marine | SDG&E ¦ Marine | SDG&E | All | Electric & Gas | No EMS System | Average Existing and Code | 0 | Conventional | HVAC | Com - College | Com | RET and NEW | 0 | 1000 sqft2 of floor space | ton | 15 | DEER:HVAC_Split-Package_AC | 1244.8575 | 0.293 | 85.1136 | Based on density weighted DEER Baseline and % savings from Monitoring Based Commissioning: Benchmarking Analysis of 24 UC/CSU/IOU Projects (Mills, Mathew) April 2009 | 0 | 2020 | 0 | 0 | 2020 | 0 | 0 | Monitoring Based Commissioning: Benchmarking Analysis of 24 UC/CSU/IOU Projects (Mills, Mathew) April 2009; Equipment to Labor Split based on HVAC Equipment from Itron MCS WO125 | EMS (Elec/Gas) - Marine ¦ SDG&E ¦ Marine | EMS (Elec/Gas) - Marine | 0.78231 | 1 | 0.2 | CBSA 2014 | -91.4417 | 2012 | 0.8 | N/A
COM-HVAC-60.110 | Com ¦ No HVAC EMS (Elec SC and Gas SH) - Marine ¦ SDG&E ¦ Marine | Com ¦ No HVAC EMS (Elec SC and Gas SH) - Marine | SDG&E ¦ Marine | SDG&E | All | Electric & Gas | No EMS System | Average Existing and Code | 0 | Conventional | HVAC | Com - Grocery | Com | RET and NEW | 0 | 1000 sqft2 of floor space | ton | 15 | DEER:HVAC_Split-Package_AC | 1542.1506 | 0.24071 | 211.1828 | Based on density weighted DEER Baseline and % savings from Monitoring Based Commissioning: Benchmarking Analysis of 24 UC/CSU/IOU Projects (Mills, Mathew) April 2009 | 0 | 2020 | 0 | 0 | 2020 | 0 | 0 | Monitoring Based Commissioning: Benchmarking Analysis of 24 UC/CSU/IOU Projects (Mills, Mathew) April 2009; Equipment to Labor Split based on HVAC Equipment from Itron MCS WO126 | EMS (Elec/Gas) - Marine ¦ SDG&E ¦ Marine | EMS (Elec/Gas) - Marine | 0.58333 | 1 | 0.68 | CBSA 2014 | -478.0891 | 2012 | 0.8 | N/A
COM-HVAC-60.111 | Com ¦ No HVAC EMS (Elec SC and Gas SH) - Marine ¦ SDG&E ¦ Marine | Com ¦ No HVAC EMS (Elec SC and Gas SH) - Marine | SDG&E ¦ Marine | SDG&E | All | Electric & Gas | No EMS System | Average Existing and Code | 0 | Conventional | HVAC | Com - Health | Com | RET and NEW | 0 | 1000 sqft2 of floor space | ton | 15 | DEER:HVAC_Split-Package_AC | 2003.6487 | 0.31873 | 392.4235 | Based on density weighted DEER Baseline and % savings from Monitoring Based Commissioning: Benchmarking Analysis of 24 UC/CSU/IOU Projects (Mills, Mathew) April 2009 | 0 | 2020 | 0 | 0 | 2020 | 0 | 0 | Monitoring Based Commissioning: Benchmarking Analysis of 24 UC/CSU/IOU Projects (Mills, Mathew) April 2009; Equipment to Labor Split based on HVAC Equipment from Itron MCS WO127 | EMS (Elec/Gas) - Marine ¦ SDG&E ¦ Marine | EMS (Elec/Gas) - Marine | 0.90383 | 1 | 0.44 | CBSA 2014 | -956.3596 | 2012 | 0.8 | N/A
COM-HVAC-60.112 | Com ¦ No HVAC EMS (Elec SC and Gas SH) - Marine ¦ SDG&E ¦ Marine | Com ¦ No HVAC EMS (Elec SC and Gas SH) - Marine | SDG&E ¦ Marine | SDG&E | All | Electric & Gas | No EMS System | Average Existing and Code | 0 | Conventional | HVAC | Com - Lodging | Com | RET and NEW | 0 | 1000 sqft2 of floor space | ton | 15 | DEER:HVAC_Split-Package_AC | 2488.3356 | 0.40324 | 235.5043 | Based on density weighted DEER Baseline and % savings from Monitoring Based Commissioning: Benchmarking Analysis of 24 UC/CSU/IOU Projects (Mills, Mathew) April 2009 | 0 | 2020 | 0 | 0 | 2020 | 0 | 0 | Monitoring Based Commissioning: Benchmarking Analysis of 24 UC/CSU/IOU Projects (Mills, Mathew) April 2009; Equipment to Labor Split based on HVAC Equipment from Itron MCS WO128 | EMS (Elec/Gas) - Marine ¦ SDG&E ¦ Marine | EMS (Elec/Gas) - Marine | 0.51811 | 1 | 0.75 | CBSA 2014 | -1930.3851 | 2012 | 0.8 | N/A
COM-HVAC-60.113 | Com ¦ No HVAC EMS (Elec SC and Gas SH) - Marine ¦ SDG&E ¦ Marine | Com ¦ No HVAC EMS (Elec SC and Gas SH) - Marine | SDG&E ¦ Marine | SDG&E | All | Electric & Gas | No EMS System | Average Existing and Code | 0 | Conventional | HVAC | Com - Office (Large) | Com | RET and NEW | 0 | 1000 sqft2 of floor space | ton | 15 | DEER:HVAC_Split-Package_AC | 1428.9621 | 0.40354 | 41.2218 | Based on density weighted DEER Baseline and % savings from Monitoring Based Commissioning: Benchmarking Analysis of 24 UC/CSU/IOU Projects (Mills, Mathew) April 2009 | 0 | 2020 | 0 | 0 | 2020 | 0 | 0 | Monitoring Based Commissioning: Benchmarking Analysis of 24 UC/CSU/IOU Projects (Mills, Mathew) April 2009; Equipment to Labor Split based on HVAC Equipment from Itron MCS WO129 | EMS (Elec/Gas) - Marine ¦ SDG&E ¦ Marine | EMS (Elec/Gas) - Marine | 0.76998 | 1 | 0.5 | CBSA 2014 | -165.0109 | 2012 | 0.8 | N/A
COM-HVAC-60.114 | Com ¦ No HVAC EMS (Elec SC and Gas SH) - Marine ¦ SDG&E ¦ Marine | Com ¦ No HVAC EMS (Elec SC and Gas SH) - Marine | SDG&E ¦ Marine | SDG&E | All | Electric & Gas | No EMS System | Average Existing and Code | 0 | Conventional | HVAC | Com - Office (Small) | Com | RET and NEW | 0 | 1000 sqft2 of floor space | ton | 15 | DEER:HVAC_Split-Package_AC | 1166.3212 | 0.34426 | 17.7182 | Based on density weighted DEER Baseline and % savings from Monitoring Based Commissioning: Benchmarking Analysis of 24 UC/CSU/IOU Projects (Mills, Mathew) April 2009 | 0 | 2020 | 0 | 0 | 2020 | 0 | 0 | Monitoring Based Commissioning: Benchmarking Analysis of 24 UC/CSU/IOU Projects (Mills, Mathew) April 2009; Equipment to Labor Split based on HVAC Equipment from Itron MCS WO130 | EMS (Elec/Gas) - Marine ¦ SDG&E ¦ Marine | EMS (Elec/Gas) - Marine | 0.94591 | 1 | 0.5 | CBSA 2014 | -47.7001 | 2012 | 0.8 | N/A
COM-HVAC-60.115 | Com ¦ No HVAC EMS (Elec SC and Gas SH) - Marine ¦ SDG&E ¦ Marine | Com ¦ No HVAC EMS (Elec SC and Gas SH) - Marine | SDG&E ¦ Marine | SDG&E | All | Electric & Gas | No EMS System | Average Existing and Code | 0 | Conventional | HVAC | Com - Other | Com | RET and NEW | 0 | 1000 sqft2 of floor space | ton | 15 | DEER:HVAC_Split-Package_AC | 1665.4321 | 0.29908 | 119.7643 | Based on density weighted DEER Baseline and % savings from Monitoring Based Commissioning: Benchmarking Analysis of 24 UC/CSU/IOU Projects (Mills, Mathew) April 2009 | 0 | 2020 | 0 | 0 | 2020 | 0 | 0 | Monitoring Based Commissioning: Benchmarking Analysis of 24 UC/CSU/IOU Projects (Mills, Mathew) April 2009; Equipment to Labor Split based on HVAC Equipment from Itron MCS WO131 | EMS (Elec/Gas) - Marine ¦ SDG&E ¦ Marine | EMS (Elec/Gas) - Marine | 0.19335 | 1 | 0.65 | CBSA 2014 | -396.9514 | 2012 | 0.8 | N/A
COM-HVAC-60.116 | Com ¦ No HVAC EMS (Elec SC and Gas SH) - Marine ¦ SDG&E ¦ Marine | Com ¦ No HVAC EMS (Elec SC and Gas SH) - Marine | SDG&E ¦ Marine | SDG&E | All | Electric & Gas | No EMS System | Average Existing and Code | 0 | Conventional | HVAC | Com - Refrig. Warehouse | Com | RET and NEW | 0 | 1000 sqft2 of floor space | ton | 15 | DEER:HVAC_Split-Package_AC | 0 | 0 | 0.53105 | Based on density weighted DEER Baseline and % savings from Monitoring Based Commissioning: Benchmarking Analysis of 24 UC/CSU/IOU Projects (Mills, Mathew) April 2009 | 0 | 2020 | 0 | 0 | 2020 | 0 | 0 | Monitoring Based Commissioning: Benchmarking Analysis of 24 UC/CSU/IOU Projects (Mills, Mathew) April 2009; Equipment to Labor Split based on HVAC Equipment from Itron MCS WO132 | EMS (Elec/Gas) - Marine ¦ SDG&E ¦ Marine | EMS (Elec/Gas) - Marine | 0.00035588 | 1 | 0.89 | CBSA 2014 | -0.38882 | 2012 | 0.8 | N/A
COM-HVAC-60.117 | Com ¦ No HVAC EMS (Elec SC and Gas SH) - Marine ¦ SDG&E ¦ Marine | Com ¦ No HVAC EMS (Elec SC and Gas SH) - Marine | SDG&E ¦ Marine | SDG&E | All | Electric & Gas | No EMS System | Average Existing and Code | 0 | Conventional | HVAC | Com - Restaurant | Com | RET and NEW | 0 | 1000 sqft2 of floor space | ton | 15 | DEER:HVAC_Split-Package_AC | 2295.2966 | 0.31266 | 148.2381 | Based on density weighted DEER Baseline and % savings from Monitoring Based Commissioning: Benchmarking Analysis of 24 UC/CSU/IOU Projects (Mills, Mathew) April 2009 | 0 | 2020 | 0 | 0 | 2020 | 0 | 0 | Monitoring Based Commissioning: Benchmarking Analysis of 24 UC/CSU/IOU Projects (Mills, Mathew) April 2009; Equipment to Labor Split based on HVAC Equipment from Itron MCS WO133 | EMS (Elec/Gas) - Marine ¦ SDG&E ¦ Marine | EMS (Elec/Gas) - Marine | 0.63199 | 1 | 0.99 | CBSA 2014 | -84.7611 | 2012 | 0.8 | N/A
COM-HVAC-60.118 | Com ¦ No HVAC EMS (Elec SC and Gas SH) - Marine ¦ SDG&E ¦ Marine | Com ¦ No HVAC EMS (Elec SC and Gas SH) - Marine | SDG&E ¦ Marine | SDG&E | All | Electric & Gas | No EMS System | Average Existing and Code | 0 | Conventional | HVAC | Com - Retail | Com | RET and NEW | 0 | 1000 sqft2 of floor space | ton | 15 | DEER:HVAC_Split-Package_AC | 1437.6461 | 0.34298 | 33.5898 | Based on density weighted DEER Baseline and % savings from Monitoring Based Commissioning: Benchmarking Analysis of 24 UC/CSU/IOU Projects (Mills, Mathew) April 2009 | 0 | 2020 | 0 | 0 | 2020 | 0 | 0 | Monitoring Based Commissioning: Benchmarking Analysis of 24 UC/CSU/IOU Projects (Mills, Mathew) April 2009; Equipment to Labor Split based on HVAC Equipment from Itron MCS WO134 | EMS (Elec/Gas) - Marine ¦ SDG&E ¦ Marine | EMS (Elec/Gas) - Marine | 0.57267 | 1 | 0.76 | CBSA 2014 | -5180.1788 | 2012 | 0.8 | N/A
COM-HVAC-60.119 | Com ¦ No HVAC EMS (Elec SC and Gas SH) - Marine ¦ SDG&E ¦ Marine | Com ¦ No HVAC EMS (Elec SC and Gas SH) - Marine | SDG&E ¦ Marine | SDG&E | All | Electric & Gas | No EMS System | Average Existing and Code | 0 | Conventional | HVAC | Com - School | Com | RET and NEW | 0 | 1000 sqft2 of floor space | ton | 15 | DEER:HVAC_Split-Package_AC | 1074.963 | 0.23556 | 158.2569 | Based on density weighted DEER Baseline and % savings from Monitoring Based Commissioning: Benchmarking Analysis of 24 UC/CSU/IOU Projects (Mills, Mathew) April 2009 | 0 | 2020 | 0 | 0 | 2020 | 0 | 0 | Monitoring Based Commissioning: Benchmarking Analysis of 24 UC/CSU/IOU Projects (Mills, Mathew) April 2009; Equipment to Labor Split based on HVAC Equipment from Itron MCS WO135 | EMS (Elec/Gas) - Marine ¦ SDG&E ¦ Marine | EMS (Elec/Gas) - Marine | 1.0407 | 1 | 0.41 | CBSA 2014 | -191.5727 | 2012 | 0.8 | N/A
COM-HVAC-60.120 | Com ¦ No HVAC EMS (Elec SC and Gas SH) - Marine ¦ SDG&E ¦ Marine | Com ¦ No HVAC EMS (Elec SC and Gas SH) - Marine | SDG&E ¦ Marine | SDG&E | All | Electric & Gas | No EMS System | Average Existing and Code | 0 | Conventional | HVAC | Com - Warehouse | Com | RET and NEW | 0 | 1000 sqft2 of floor space | ton | 15 | DEER:HVAC_Split-Package_AC | 1272.0143 | 0.35019 | 24.5351 | Based on density weighted DEER Baseline and % savings from Monitoring Based Commissioning: Benchmarking Analysis of 24 UC/CSU/IOU Projects (Mills, Mathew) April 2009 | 0 | 2020 | 0 | 0 | 2020 | 0 | 0 | Monitoring Based Commissioning: Benchmarking Analysis of 24 UC/CSU/IOU Projects (Mills, Mathew) April 2009; Equipment to Labor Split based on HVAC Equipment from Itron MCS WO136 | EMS (Elec/Gas) - Marine ¦ SDG&E ¦ Marine | EMS (Elec/Gas) - Marine | 0.078285 | 1 | 0.89 | CBSA 2014 | -282.4713 | 2012 | 0.8 | N/A
COM-HVAC-60.121 | Com ¦ No HVAC EMS (Elec SC and Gas SH) - Hot-Dry ¦ SDG&E ¦ Hot-Dry | Com ¦ No HVAC EMS (Elec SC and Gas SH) - Hot-Dry | SDG&E ¦ Hot-Dry | SDG&E | All | Electric & Gas | No EMS System | Average Existing and Code | 0 | Conventional | HVAC | Com - College | Com | RET and NEW | 0 | 1000 sqft2 of floor space | ton | 15 | DEER:HVAC_Split-Package_AC | 1248.0442 | 0.34385 | 85.7878 | Based on density weighted DEER Baseline and % savings from Monitoring Based Commissioning: Benchmarking Analysis of 24 UC/CSU/IOU Projects (Mills, Mathew) April 2009 | 0 | 2020 | 0 | 0 | 2020 | 0 | 0 | Monitoring Based Commissioning: Benchmarking Analysis of 24 UC/CSU/IOU Projects (Mills, Mathew) April 2009; Equipment to Labor Split based on HVAC Equipment from Itron MCS WO137 | EMS (Elec/Gas) - Hot-Dry ¦ SDG&E ¦ Hot-Dry | EMS (Elec/Gas) - Hot-Dry | 0.78231 | 1 | 0.2 | CBSA 2014 | -91.9391 | 2012 | 0.8 | N/A
COM-HVAC-60.122 | Com ¦ No HVAC EMS (Elec SC and Gas SH) - Hot-Dry ¦ SDG&E ¦ Hot-Dry | Com ¦ No HVAC EMS (Elec SC and Gas SH) - Hot-Dry | SDG&E ¦ Hot-Dry | SDG&E | All | Electric & Gas | No EMS System | Average Existing and Code | 0 | Conventional | HVAC | Com - Grocery | Com | RET and NEW | 0 | 1000 sqft2 of floor space | ton | 15 | DEER:HVAC_Split-Package_AC | 1464.0539 | 0.21993 | 280.2296 | Based on density weighted DEER Baseline and % savings from Monitoring Based Commissioning: Benchmarking Analysis of 24 UC/CSU/IOU Projects (Mills, Mathew) April 2009 | 0 | 2020 | 0 | 0 | 2020 | 0 | 0 | Monitoring Based Commissioning: Benchmarking Analysis of 24 UC/CSU/IOU Projects (Mills, Mathew) April 2009; Equipment to Labor Split based on HVAC Equipment from Itron MCS WO138 | EMS (Elec/Gas) - Hot-Dry ¦ SDG&E ¦ Hot-Dry | EMS (Elec/Gas) - Hot-Dry | 0.58333 | 1 | 0.68 | CBSA 2014 | -621.5993 | 2012 | 0.8 | N/A
COM-HVAC-60.123 | Com ¦ No HVAC EMS (Elec SC and Gas SH) - Hot-Dry ¦ SDG&E ¦ Hot-Dry | Com ¦ No HVAC EMS (Elec SC and Gas SH) - Hot-Dry | SDG&E ¦ Hot-Dry | SDG&E | All | Electric & Gas | No EMS System | Average Existing and Code | 0 | Conventional | HVAC | Com - Health | Com | RET and NEW | 0 | 1000 sqft2 of floor space | ton | 15 | DEER:HVAC_Split-Package_AC | 2010.1347 | 0.31702 | 434.9824 | Based on density weighted DEER Baseline and % savings from Monitoring Based Commissioning: Benchmarking Analysis of 24 UC/CSU/IOU Projects (Mills, Mathew) April 2009 | 0 | 2020 | 0 | 0 | 2020 | 0 | 0 | Monitoring Based Commissioning: Benchmarking Analysis of 24 UC/CSU/IOU Projects (Mills, Mathew) April 2009; Equipment to Labor Split based on HVAC Equipment from Itron MCS WO139 | EMS (Elec/Gas) - Hot-Dry ¦ SDG&E ¦ Hot-Dry | EMS (Elec/Gas) - Hot-Dry | 0.90383 | 1 | 0.44 | CBSA 2014 | -1056.9537 | 2012 | 0.8 | N/A
COM-HVAC-60.124 | Com ¦ No HVAC EMS (Elec SC and Gas SH) - Hot-Dry ¦ SDG&E ¦ Hot-Dry | Com ¦ No HVAC EMS (Elec SC and Gas SH) - Hot-Dry | SDG&E ¦ Hot-Dry | SDG&E | All | Electric & Gas | No EMS System | Average Existing and Code | 0 | Conventional | HVAC | Com - Lodging | Com | RET and NEW | 0 | 1000 sqft2 of floor space | ton | 15 | DEER:HVAC_Split-Package_AC | 2494.5875 | 0.40156 | 324.4666 | Based on density weighted DEER Baseline and % savings from Monitoring Based Commissioning: Benchmarking Analysis of 24 UC/CSU/IOU Projects (Mills, Mathew) April 2009 | 0 | 2020 | 0 | 0 | 2020 | 0 | 0 | Monitoring Based Commissioning: Benchmarking Analysis of 24 UC/CSU/IOU Projects (Mills, Mathew) April 2009; Equipment to Labor Split based on HVAC Equipment from Itron MCS WO140 | EMS (Elec/Gas) - Hot-Dry ¦ SDG&E ¦ Hot-Dry | EMS (Elec/Gas) - Hot-Dry | 0.51811 | 1 | 0.75 | CBSA 2014 | -2608.2722 | 2012 | 0.8 | N/A
COM-HVAC-60.125 | Com ¦ No HVAC EMS (Elec SC and Gas SH) - Hot-Dry ¦ SDG&E ¦ Hot-Dry | Com ¦ No HVAC EMS (Elec SC and Gas SH) - Hot-Dry | SDG&E ¦ Hot-Dry | SDG&E | All | Electric & Gas | No EMS System | Average Existing and Code | 0 | Conventional | HVAC | Com - Office (Large) | Com | RET and NEW | 0 | 1000 sqft2 of floor space | ton | 15 | DEER:HVAC_Split-Package_AC | 1431.6974 | 0.39373 | 44.6072 | Based on density weighted DEER Baseline and % savings from Monitoring Based Commissioning: Benchmarking Analysis of 24 UC/CSU/IOU Projects (Mills, Mathew) April 2009 | 0 | 2020 | 0 | 0 | 2020 | 0 | 0 | Monitoring Based Commissioning: Benchmarking Analysis of 24 UC/CSU/IOU Projects (Mills, Mathew) April 2009; Equipment to Labor Split based on HVAC Equipment from Itron MCS WO141 | EMS (Elec/Gas) - Hot-Dry ¦ SDG&E ¦ Hot-Dry | EMS (Elec/Gas) - Hot-Dry | 0.76998 | 1 | 0.5 | CBSA 2014 | -176.7679 | 2012 | 0.8 | N/A
COM-HVAC-60.126 | Com ¦ No HVAC EMS (Elec SC and Gas SH) - Hot-Dry ¦ SDG&E ¦ Hot-Dry | Com ¦ No HVAC EMS (Elec SC and Gas SH) - Hot-Dry | SDG&E ¦ Hot-Dry | SDG&E | All | Electric & Gas | No EMS System | Average Existing and Code | 0 | Conventional | HVAC | Com - Office (Small) | Com | RET and NEW | 0 | 1000 sqft2 of floor space | ton | 15 | DEER:HVAC_Split-Package_AC | 1169.2096 | 0.33371 | 19.2136 | Based on density weighted DEER Baseline and % savings from Monitoring Based Commissioning: Benchmarking Analysis of 24 UC/CSU/IOU Projects (Mills, Mathew) April 2009 | 0 | 2020 | 0 | 0 | 2020 | 0 | 0 | Monitoring Based Commissioning: Benchmarking Analysis of 24 UC/CSU/IOU Projects (Mills, Mathew) April 2009; Equipment to Labor Split based on HVAC Equipment from Itron MCS WO142 | EMS (Elec/Gas) - Hot-Dry ¦ SDG&E ¦ Hot-Dry | EMS (Elec/Gas) - Hot-Dry | 0.94591 | 1 | 0.5 | CBSA 2014 | -49.2391 | 2012 | 0.8 | N/A
COM-HVAC-60.127 | Com ¦ No HVAC EMS (Elec SC and Gas SH) - Hot-Dry ¦ SDG&E ¦ Hot-Dry | Com ¦ No HVAC EMS (Elec SC and Gas SH) - Hot-Dry | SDG&E ¦ Hot-Dry | SDG&E | All | Electric & Gas | No EMS System | Average Existing and Code | 0 | Conventional | HVAC | Com - Other | Com | RET and NEW | 0 | 1000 sqft2 of floor space | ton | 15 | DEER:HVAC_Split-Package_AC | 1679.6598 | 0.30054 | 137.6663 | Based on density weighted DEER Baseline and % savings from Monitoring Based Commissioning: Benchmarking Analysis of 24 UC/CSU/IOU Projects (Mills, Mathew) April 2009 | 0 | 2020 | 0 | 0 | 2020 | 0 | 0 | Monitoring Based Commissioning: Benchmarking Analysis of 24 UC/CSU/IOU Projects (Mills, Mathew) April 2009; Equipment to Labor Split based on HVAC Equipment from Itron MCS WO143 | EMS (Elec/Gas) - Hot-Dry ¦ SDG&E ¦ Hot-Dry | EMS (Elec/Gas) - Hot-Dry | 0.19335 | 1 | 0.65 | CBSA 2014 | -442.5245 | 2012 | 0.8 | N/A
COM-HVAC-60.128 | Com ¦ No HVAC EMS (Elec SC and Gas SH) - Hot-Dry ¦ SDG&E ¦ Hot-Dry | Com ¦ No HVAC EMS (Elec SC and Gas SH) - Hot-Dry | SDG&E ¦ Hot-Dry | SDG&E | All | Electric & Gas | No EMS System | Average Existing and Code | 0 | Conventional | HVAC | Com - Refrig. Warehouse | Com | RET and NEW | 0 | 1000 sqft2 of floor space | ton | 15 | DEER:HVAC_Split-Package_AC | 0 | 0 | 0.10793 | Based on density weighted DEER Baseline and % savings from Monitoring Based Commissioning: Benchmarking Analysis of 24 UC/CSU/IOU Projects (Mills, Mathew) April 2009 | 0 | 2020 | 0 | 0 | 2020 | 0 | 0 | Monitoring Based Commissioning: Benchmarking Analysis of 24 UC/CSU/IOU Projects (Mills, Mathew) April 2009; Equipment to Labor Split based on HVAC Equipment from Itron MCS WO144 | EMS (Elec/Gas) - Hot-Dry ¦ SDG&E ¦ Hot-Dry | EMS (Elec/Gas) - Hot-Dry | 0.00035588 | 1 | 0.89 | CBSA 2014 | -0.079026 | 2012 | 0.8 | N/A
COM-HVAC-60.129 | Com ¦ No HVAC EMS (Elec SC and Gas SH) - Hot-Dry ¦ SDG&E ¦ Hot-Dry | Com ¦ No HVAC EMS (Elec SC and Gas SH) - Hot-Dry | SDG&E ¦ Hot-Dry | SDG&E | All | Electric & Gas | No EMS System | Average Existing and Code | 0 | Conventional | HVAC | Com - Restaurant | Com | RET and NEW | 0 | 1000 sqft2 of floor space | ton | 15 | DEER:HVAC_Split-Package_AC | 2310.2893 | 0.30147 | 155.5114 | Based on density weighted DEER Baseline and % savings from Monitoring Based Commissioning: Benchmarking Analysis of 24 UC/CSU/IOU Projects (Mills, Mathew) April 2009 | 0 | 2020 | 0 | 0 | 2020 | 0 | 0 | Monitoring Based Commissioning: Benchmarking Analysis of 24 UC/CSU/IOU Projects (Mills, Mathew) April 2009; Equipment to Labor Split based on HVAC Equipment from Itron MCS WO145 | EMS (Elec/Gas) - Hot-Dry ¦ SDG&E ¦ Hot-Dry | EMS (Elec/Gas) - Hot-Dry | 0.63199 | 1 | 0.99 | CBSA 2014 | -86.93 | 2012 | 0.8 | N/A
COM-HVAC-60.130 | Com ¦ No HVAC EMS (Elec SC and Gas SH) - Hot-Dry ¦ SDG&E ¦ Hot-Dry | Com ¦ No HVAC EMS (Elec SC and Gas SH) - Hot-Dry | SDG&E ¦ Hot-Dry | SDG&E | All | Electric & Gas | No EMS System | Average Existing and Code | 0 | Conventional | HVAC | Com - Retail | Com | RET and NEW | 0 | 1000 sqft2 of floor space | ton | 15 | DEER:HVAC_Split-Package_AC | 1443.4297 | 0.33183 | 32.5695 | Based on density weighted DEER Baseline and % savings from Monitoring Based Commissioning: Benchmarking Analysis of 24 UC/CSU/IOU Projects (Mills, Mathew) April 2009 | 0 | 2020 | 0 | 0 | 2020 | 0 | 0 | Monitoring Based Commissioning: Benchmarking Analysis of 24 UC/CSU/IOU Projects (Mills, Mathew) April 2009; Equipment to Labor Split based on HVAC Equipment from Itron MCS WO146 | EMS (Elec/Gas) - Hot-Dry ¦ SDG&E ¦ Hot-Dry | EMS (Elec/Gas) - Hot-Dry | 0.57267 | 1 | 0.76 | CBSA 2014 | -5027.5812 | 2012 | 0.8 | N/A
COM-HVAC-60.131 | Com ¦ No HVAC EMS (Elec SC and Gas SH) - Hot-Dry ¦ SDG&E ¦ Hot-Dry | Com ¦ No HVAC EMS (Elec SC and Gas SH) - Hot-Dry | SDG&E ¦ Hot-Dry | SDG&E | All | Electric & Gas | No EMS System | Average Existing and Code | 0 | Conventional | HVAC | Com - School | Com | RET and NEW | 0 | 1000 sqft2 of floor space | ton | 15 | DEER:HVAC_Split-Package_AC | 1078.5258 | 0.41386 | 185.9265 | Based on density weighted DEER Baseline and % savings from Monitoring Based Commissioning: Benchmarking Analysis of 24 UC/CSU/IOU Projects (Mills, Mathew) April 2009 | 0 | 2020 | 0 | 0 | 2020 | 0 | 0 | Monitoring Based Commissioning: Benchmarking Analysis of 24 UC/CSU/IOU Projects (Mills, Mathew) April 2009; Equipment to Labor Split based on HVAC Equipment from Itron MCS WO147 | EMS (Elec/Gas) - Hot-Dry ¦ SDG&E ¦ Hot-Dry | EMS (Elec/Gas) - Hot-Dry | 1.0407 | 1 | 0.41 | CBSA 2014 | -214.9388 | 2012 | 0.8 | N/A
COM-HVAC-60.132 | Com ¦ No HVAC EMS (Elec SC and Gas SH) - Hot-Dry ¦ SDG&E ¦ Hot-Dry | Com ¦ No HVAC EMS (Elec SC and Gas SH) - Hot-Dry | SDG&E ¦ Hot-Dry | SDG&E | All | Electric & Gas | No EMS System | Average Existing and Code | 0 | Conventional | HVAC | Com - Warehouse | Com | RET and NEW | 0 | 1000 sqft2 of floor space | ton | 15 | DEER:HVAC_Split-Package_AC | 1279.8227 | 0.33839 | 22.1503 | Based on density weighted DEER Baseline and % savings from Monitoring Based Commissioning: Benchmarking Analysis of 24 UC/CSU/IOU Projects (Mills, Mathew) April 2009 | 0 | 2020 | 0 | 0 | 2020 | 0 | 0 | Monitoring Based Commissioning: Benchmarking Analysis of 24 UC/CSU/IOU Projects (Mills, Mathew) April 2009; Equipment to Labor Split based on HVAC Equipment from Itron MCS WO148 | EMS (Elec/Gas) - Hot-Dry ¦ SDG&E ¦ Hot-Dry | EMS (Elec/Gas) - Hot-Dry | 0.078285 | 1 | 0.89 | CBSA 2014 | -264.7895 | 2012 | 0.8 | N/A
COM-HVAC-61.1 | Com ¦ HVAC Energy Management System (Elec SC and Gas SH) - Marine ¦ PG&E ¦ Marine | Com ¦ HVAC Energy Management System (Elec SC and Gas SH) - Marine | PG&E ¦ Marine | PG&E | All | Electric & Gas | Install and Operate an EMS System | Efficient | 0 | Conventional | HVAC | Com - College | Com | RET and NEW | 0 | 1000 sqft2 of floor space | ton | 15 | DEER:HVAC_Split-Package_AC | 1079.918 | 0.2975 | 108.3991 | Based on density weighted DEER Baseline and % savings from Monitoring Based Commissioning: Benchmarking Analysis of 24 UC/CSU/IOU Projects (Mills, Mathew) April 2009 | 284.4288 | 2020 | 0 | 158.3288 | 2020 | 0 | 0 | Monitoring Based Commissioning: Benchmarking Analysis of 24 UC/CSU/IOU Projects (Mills, Mathew) April 2009; Equipment to Labor Split based on HVAC Equipment from Itron MCS WO017 | EMS (Elec/Gas) - Marine ¦ PG&E ¦ Marine | EMS (Elec/Gas) - Marine | 0.61205 | 1 | 0.8 | CBSA 2014 | -99.2762 | 2032 | 0.8 | N/A
COM-HVAC-61.2 | Com ¦ HVAC Energy Management System (Elec SC and Gas SH) - Marine ¦ PG&E ¦ Marine | Com ¦ HVAC Energy Management System (Elec SC and Gas SH) - Marine | PG&E ¦ Marine | PG&E | All | Electric & Gas | Install and Operate an EMS System | Efficient | 0 | Conventional | HVAC | Com - Grocery | Com | RET and NEW | 0 | 1000 sqft2 of floor space | ton | 15 | DEER:HVAC_Split-Package_AC | 1262.3266 | 0.21024 | 254.7175 | Based on density weighted DEER Baseline and % savings from Monitoring Based Commissioning: Benchmarking Analysis of 24 UC/CSU/IOU Projects (Mills, Mathew) April 2009 | 284.4288 | 2020 | 0 | 158.3288 | 2020 | 0 | 0 | Monitoring Based Commissioning: Benchmarking Analysis of 24 UC/CSU/IOU Projects (Mills, Mathew) April 2009; Equipment to Labor Split based on HVAC Equipment from Itron MCS WO018 | EMS (Elec/Gas) - Marine ¦ PG&E ¦ Marine | EMS (Elec/Gas) - Marine | 0.48352 | 1 | 0.32 | CBSA 2014 | -563.5043 | 2032 | 0.8 | N/A
COM-HVAC-61.3 | Com ¦ HVAC Energy Management System (Elec SC and Gas SH) - Marine ¦ PG&E ¦ Marine | Com ¦ HVAC Energy Management System (Elec SC and Gas SH) - Marine | PG&E ¦ Marine | PG&E | All | Electric & Gas | Install and Operate an EMS System | Efficient | 0 | Conventional | HVAC | Com - Health | Com | RET and NEW | 0 | 1000 sqft2 of floor space | ton | 15 | DEER:HVAC_Split-Package_AC | 1746.1605 | 0.35855 | 423.895 | Based on density weighted DEER Baseline and % savings from Monitoring Based Commissioning: Benchmarking Analysis of 24 UC/CSU/IOU Projects (Mills, Mathew) April 2009 | 284.4288 | 2020 | 0 | 158.3288 | 2020 | 0 | 0 | Monitoring Based Commissioning: Benchmarking Analysis of 24 UC/CSU/IOU Projects (Mills, Mathew) April 2009; Equipment to Labor Split based on HVAC Equipment from Itron MCS WO019 | EMS (Elec/Gas) - Marine ¦ PG&E ¦ Marine | EMS (Elec/Gas) - Marine | 0.7273 | 1 | 0.56 | CBSA 2014 | -1026.8594 | 2032 | 0.8 | N/A
COM-HVAC-61.4 | Com ¦ HVAC Energy Management System (Elec SC and Gas SH) - Marine ¦ PG&E ¦ Marine | Com ¦ HVAC Energy Management System (Elec SC and Gas SH) - Marine | PG&E ¦ Marine | PG&E | All | Electric & Gas | Install and Operate an EMS System | Efficient | 0 | Conventional | HVAC | Com - Lodging | Com | RET and NEW | 0 | 1000 sqft2 of floor space | ton | 15 | DEER:HVAC_Split-Package_AC | 2105.3992 | 0.45533 | 272.3052 | Based on density weighted DEER Baseline and % savings from Monitoring Based Commissioning: Benchmarking Analysis of 24 UC/CSU/IOU Projects (Mills, Mathew) April 2009 | 284.4288 | 2020 | 0 | 158.3288 | 2020 | 0 | 0 | Monitoring Based Commissioning: Benchmarking Analysis of 24 UC/CSU/IOU Projects (Mills, Mathew) April 2009; Equipment to Labor Split based on HVAC Equipment from Itron MCS WO020 | EMS (Elec/Gas) - Marine ¦ PG&E ¦ Marine | EMS (Elec/Gas) - Marine | 0.45059 | 1 | 0.25 | CBSA 2014 | -2189.6163 | 2032 | 0.8 | N/A
COM-HVAC-61.5 | Com ¦ HVAC Energy Management System (Elec SC and Gas SH) - Marine ¦ PG&E ¦ Marine | Com ¦ HVAC Energy Management System (Elec SC and Gas SH) - Marine | PG&E ¦ Marine | PG&E | All | Electric & Gas | Install and Operate an EMS System | Efficient | 0 | Conventional | HVAC | Com - Office (Large) | Com | RET and NEW | 0 | 1000 sqft2 of floor space | ton | 15 | DEER:HVAC_Split-Package_AC | 1207.4873 | 0.44054 | 59.6214 | Based on density weighted DEER Baseline and % savings from Monitoring Based Commissioning: Benchmarking Analysis of 24 UC/CSU/IOU Projects (Mills, Mathew) April 2009 | 284.4288 | 2020 | 0 | 158.3288 | 2020 | 0 | 0 | Monitoring Based Commissioning: Benchmarking Analysis of 24 UC/CSU/IOU Projects (Mills, Mathew) April 2009; Equipment to Labor Split based on HVAC Equipment from Itron MCS WO021 | EMS (Elec/Gas) - Marine ¦ PG&E ¦ Marine | EMS (Elec/Gas) - Marine | 0.66503 | 1 | 0.5 | CBSA 2014 | -225.2087 | 2032 | 0.8 | N/A
COM-HVAC-61.6 | Com ¦ HVAC Energy Management System (Elec SC and Gas SH) - Marine ¦ PG&E ¦ Marine | Com ¦ HVAC Energy Management System (Elec SC and Gas SH) - Marine | PG&E ¦ Marine | PG&E | All | Electric & Gas | Install and Operate an EMS System | Efficient | 0 | Conventional | HVAC | Com - Office (Small) | Com | RET and NEW | 0 | 1000 sqft2 of floor space | ton | 15 | DEER:HVAC_Split-Package_AC | 1011.3165 | 0.36308 | 19.8771 | Based on density weighted DEER Baseline and % savings from Monitoring Based Commissioning: Benchmarking Analysis of 24 UC/CSU/IOU Projects (Mills, Mathew) April 2009 | 284.4288 | 2020 | 0 | 158.3288 | 2020 | 0 | 0 | Monitoring Based Commissioning: Benchmarking Analysis of 24 UC/CSU/IOU Projects (Mills, Mathew) April 2009; Equipment to Labor Split based on HVAC Equipment from Itron MCS WO022 | EMS (Elec/Gas) - Marine ¦ PG&E ¦ Marine | EMS (Elec/Gas) - Marine | 0.73052 | 1 | 0.5 | CBSA 2014 | -45.7792 | 2032 | 0.8 | N/A
COM-HVAC-61.7 | Com ¦ HVAC Energy Management System (Elec SC and Gas SH) - Marine ¦ PG&E ¦ Marine | Com ¦ HVAC Energy Management System (Elec SC and Gas SH) - Marine | PG&E ¦ Marine | PG&E | All | Electric & Gas | Install and Operate an EMS System | Efficient | 0 | Conventional | HVAC | Com - Other | Com | RET and NEW | 0 | 1000 sqft2 of floor space | ton | 15 | DEER:HVAC_Split-Package_AC | 1383.4007 | 0.30899 | 216.0725 | Based on density weighted DEER Baseline and % savings from Monitoring Based Commissioning: Benchmarking Analysis of 24 UC/CSU/IOU Projects (Mills, Mathew) April 2009 | 284.4288 | 2020 | 0 | 158.3288 | 2020 | 0 | 0 | Monitoring Based Commissioning: Benchmarking Analysis of 24 UC/CSU/IOU Projects (Mills, Mathew) April 2009; Equipment to Labor Split based on HVAC Equipment from Itron MCS WO023 | EMS (Elec/Gas) - Marine ¦ PG&E ¦ Marine | EMS (Elec/Gas) - Marine | 0.17896 | 1 | 0.35 | CBSA 2014 | -621.0985 | 2032 | 0.8 | N/A
COM-HVAC-61.8 | Com ¦ HVAC Energy Management System (Elec SC and Gas SH) - Marine ¦ PG&E ¦ Marine | Com ¦ HVAC Energy Management System (Elec SC and Gas SH) - Marine | PG&E ¦ Marine | PG&E | All | Electric & Gas | Install and Operate an EMS System | Efficient | 0 | Conventional | HVAC | Com - Refrig. Warehouse | Com | RET and NEW | 0 | 1000 sqft2 of floor space | ton | 15 | DEER:HVAC_Split-Package_AC | 0 | 0 | 4.7047 | Based on density weighted DEER Baseline and % savings from Monitoring Based Commissioning: Benchmarking Analysis of 24 UC/CSU/IOU Projects (Mills, Mathew) April 2009 | 284.4288 | 2020 | 0 | 158.3288 | 2020 | 0 | 0 | Monitoring Based Commissioning: Benchmarking Analysis of 24 UC/CSU/IOU Projects (Mills, Mathew) April 2009; Equipment to Labor Split based on HVAC Equipment from Itron MCS WO024 | EMS (Elec/Gas) - Marine ¦ PG&E ¦ Marine | EMS (Elec/Gas) - Marine | 0.00031828 | 1 | 0.11 | CBSA 2014 | -3.4446 | 2032 | 0.8 | N/A
COM-HVAC-61.9 | Com ¦ HVAC Energy Management System (Elec SC and Gas SH) - Marine ¦ PG&E ¦ Marine | Com ¦ HVAC Energy Management System (Elec SC and Gas SH) - Marine | PG&E ¦ Marine | PG&E | All | Electric & Gas | Install and Operate an EMS System | Efficient | 0 | Conventional | HVAC | Com - Restaurant | Com | RET and NEW | 0 | 1000 sqft2 of floor space | ton | 15 | DEER:HVAC_Split-Package_AC | 1922.6475 | 0.28927 | 240.8661 | Based on density weighted DEER Baseline and % savings from Monitoring Based Commissioning: Benchmarking Analysis of 24 UC/CSU/IOU Projects (Mills, Mathew) April 2009 | 284.4288 | 2020 | 0 | 158.3288 | 2020 | 0 | 0 | Monitoring Based Commissioning: Benchmarking Analysis of 24 UC/CSU/IOU Projects (Mills, Mathew) April 2009; Equipment to Labor Split based on HVAC Equipment from Itron MCS WO025 | EMS (Elec/Gas) - Marine ¦ PG&E ¦ Marine | EMS (Elec/Gas) - Marine | 0.55066 | 1 | 0.01 | CBSA 2014 | -100.8941 | 2032 | 0.8 | N/A
COM-HVAC-61.10 | Com ¦ HVAC Energy Management System (Elec SC and Gas SH) - Marine ¦ PG&E ¦ Marine | Com ¦ HVAC Energy Management System (Elec SC and Gas SH) - Marine | PG&E ¦ Marine | PG&E | All | Electric & Gas | Install and Operate an EMS System | Efficient | 0 | Conventional | HVAC | Com - Retail | Com | RET and NEW | 0 | 1000 sqft2 of floor space | ton | 15 | DEER:HVAC_Split-Package_AC | 1284.0803 | 0.36885 | 67.3916 | Based on density weighted DEER Baseline and % savings from Monitoring Based Commissioning: Benchmarking Analysis of 24 UC/CSU/IOU Projects (Mills, Mathew) April 2009 | 284.4288 | 2020 | 0 | 158.3288 | 2020 | 0 | 0 | Monitoring Based Commissioning: Benchmarking Analysis of 24 UC/CSU/IOU Projects (Mills, Mathew) April 2009; Equipment to Labor Split based on HVAC Equipment from Itron MCS WO026 | EMS (Elec/Gas) - Marine ¦ PG&E ¦ Marine | EMS (Elec/Gas) - Marine | 0.3972 | 1 | 0.24 | CBSA 2014 | -10238.9213 | 2032 | 0.8 | N/A
COM-HVAC-61.11 | Com ¦ HVAC Energy Management System (Elec SC and Gas SH) - Marine ¦ PG&E ¦ Marine | Com ¦ HVAC Energy Management System (Elec SC and Gas SH) - Marine | PG&E ¦ Marine | PG&E | All | Electric & Gas | Install and Operate an EMS System | Efficient | 0 | Conventional | HVAC | Com - School | Com | RET and NEW | 0 | 1000 sqft2 of floor space | ton | 15 | DEER:HVAC_Split-Package_AC | 938.3045 | 0.10328 | 208.0073 | Based on density weighted DEER Baseline and % savings from Monitoring Based Commissioning: Benchmarking Analysis of 24 UC/CSU/IOU Projects (Mills, Mathew) April 2009 | 284.4288 | 2020 | 0 | 158.3288 | 2020 | 0 | 0 | Monitoring Based Commissioning: Benchmarking Analysis of 24 UC/CSU/IOU Projects (Mills, Mathew) April 2009; Equipment to Labor Split based on HVAC Equipment from Itron MCS WO027 | EMS (Elec/Gas) - Marine ¦ PG&E ¦ Marine | EMS (Elec/Gas) - Marine | 0.61287 | 1 | 0.59 | CBSA 2014 | -225.7269 | 2032 | 0.8 | N/A
COM-HVAC-61.12 | Com ¦ HVAC Energy Management System (Elec SC and Gas SH) - Marine ¦ PG&E ¦ Marine | Com ¦ HVAC Energy Management System (Elec SC and Gas SH) - Marine | PG&E ¦ Marine | PG&E | All | Electric & Gas | Install and Operate an EMS System | Efficient | 0 | Conventional | HVAC | Com - Warehouse | Com | RET and NEW | 0 | 1000 sqft2 of floor space | ton | 15 | DEER:HVAC_Split-Package_AC | 1064.8448 | 0.24261 | 49.6335 | Based on density weighted DEER Baseline and % savings from Monitoring Based Commissioning: Benchmarking Analysis of 24 UC/CSU/IOU Projects (Mills, Mathew) April 2009 | 284.4288 | 2020 | 0 | 158.3288 | 2020 | 0 | 0 | Monitoring Based Commissioning: Benchmarking Analysis of 24 UC/CSU/IOU Projects (Mills, Mathew) April 2009; Equipment to Labor Split based on HVAC Equipment from Itron MCS WO028 | EMS (Elec/Gas) - Marine ¦ PG&E ¦ Marine | EMS (Elec/Gas) - Marine | 0.070931 | 1 | 0.11 | CBSA 2014 | -459.2648 | 2032 | 0.8 | N/A
COM-HVAC-61.13 | Com ¦ HVAC Energy Management System (Elec SC and Gas SH) - Hot-Dry ¦ PG&E ¦ Hot-Dry | Com ¦ HVAC Energy Management System (Elec SC and Gas SH) - Hot-Dry | PG&E ¦ Hot-Dry | PG&E | All | Electric & Gas | Install and Operate an EMS System | Efficient | 0 | Conventional | HVAC | Com - College | Com | RET and NEW | 0 | 1000 sqft2 of floor space | ton | 15 | DEER:HVAC_Split-Package_AC | 1055.2291 | 0.37897 | 99.1661 | Based on density weighted DEER Baseline and % savings from Monitoring Based Commissioning: Benchmarking Analysis of 24 UC/CSU/IOU Projects (Mills, Mathew) April 2009 | 284.4288 | 2020 | 0 | 158.3288 | 2020 | 0 | 0 | Monitoring Based Commissioning: Benchmarking Analysis of 24 UC/CSU/IOU Projects (Mills, Mathew) April 2009; Equipment to Labor Split based on HVAC Equipment from Itron MCS WO029 | EMS (Elec/Gas) - Hot-Dry ¦ PG&E ¦ Hot-Dry | EMS (Elec/Gas) - Hot-Dry | 0.61205 | 1 | 0.8 | CBSA 2014 | -93.1076 | 2032 | 0.8 | N/A
COM-HVAC-61.14 | Com ¦ HVAC Energy Management System (Elec SC and Gas SH) - Hot-Dry ¦ PG&E ¦ Hot-Dry | Com ¦ HVAC Energy Management System (Elec SC and Gas SH) - Hot-Dry | PG&E ¦ Hot-Dry | PG&E | All | Electric & Gas | Install and Operate an EMS System | Efficient | 0 | Conventional | HVAC | Com - Grocery | Com | RET and NEW | 0 | 1000 sqft2 of floor space | ton | 15 | DEER:HVAC_Split-Package_AC | 1277.6605 | 0.27803 | 202.0123 | Based on density weighted DEER Baseline and % savings from Monitoring Based Commissioning: Benchmarking Analysis of 24 UC/CSU/IOU Projects (Mills, Mathew) April 2009 | 284.4288 | 2020 | 0 | 158.3288 | 2020 | 0 | 0 | Monitoring Based Commissioning: Benchmarking Analysis of 24 UC/CSU/IOU Projects (Mills, Mathew) April 2009; Equipment to Labor Split based on HVAC Equipment from Itron MCS WO030 | EMS (Elec/Gas) - Hot-Dry ¦ PG&E ¦ Hot-Dry | EMS (Elec/Gas) - Hot-Dry | 0.48352 | 1 | 0.32 | CBSA 2014 | -452.9857 | 2032 | 0.8 | N/A
COM-HVAC-61.15 | Com ¦ HVAC Energy Management System (Elec SC and Gas SH) - Hot-Dry ¦ PG&E ¦ Hot-Dry | Com ¦ HVAC Energy Management System (Elec SC and Gas SH) - Hot-Dry | PG&E ¦ Hot-Dry | PG&E | All | Electric & Gas | Install and Operate an EMS System | Efficient | 0 | Conventional | HVAC | Com - Health | Com | RET and NEW | 0 | 1000 sqft2 of floor space | ton | 15 | DEER:HVAC_Split-Package_AC | 1713.4235 | 0.36997 | 395.2841 | Based on density weighted DEER Baseline and % savings from Monitoring Based Commissioning: Benchmarking Analysis of 24 UC/CSU/IOU Projects (Mills, Mathew) April 2009 | 284.4288 | 2020 | 0 | 158.3288 | 2020 | 0 | 0 | Monitoring Based Commissioning: Benchmarking Analysis of 24 UC/CSU/IOU Projects (Mills, Mathew) April 2009; Equipment to Labor Split based on HVAC Equipment from Itron MCS WO031 | EMS (Elec/Gas) - Hot-Dry ¦ PG&E ¦ Hot-Dry | EMS (Elec/Gas) - Hot-Dry | 0.7273 | 1 | 0.56 | CBSA 2014 | -958.813 | 2032 | 0.8 | N/A
COM-HVAC-61.16 | Com ¦ HVAC Energy Management System (Elec SC and Gas SH) - Hot-Dry ¦ PG&E ¦ Hot-Dry | Com ¦ HVAC Energy Management System (Elec SC and Gas SH) - Hot-Dry | PG&E ¦ Hot-Dry | PG&E | All | Electric & Gas | Install and Operate an EMS System | Efficient | 0 | Conventional | HVAC | Com - Lodging | Com | RET and NEW | 0 | 1000 sqft2 of floor space | ton | 15 | DEER:HVAC_Split-Package_AC | 2082.3896 | 0.49246 | 247.5233 | Based on density weighted DEER Baseline and % savings from Monitoring Based Commissioning: Benchmarking Analysis of 24 UC/CSU/IOU Projects (Mills, Mathew) April 2009 | 284.4288 | 2020 | 0 | 158.3288 | 2020 | 0 | 0 | Monitoring Based Commissioning: Benchmarking Analysis of 24 UC/CSU/IOU Projects (Mills, Mathew) April 2009; Equipment to Labor Split based on HVAC Equipment from Itron MCS WO032 | EMS (Elec/Gas) - Hot-Dry ¦ PG&E ¦ Hot-Dry | EMS (Elec/Gas) - Hot-Dry | 0.45059 | 1 | 0.25 | CBSA 2014 | -1999.6106 | 2032 | 0.8 | N/A
COM-HVAC-61.17 | Com ¦ HVAC Energy Management System (Elec SC and Gas SH) - Hot-Dry ¦ PG&E ¦ Hot-Dry | Com ¦ HVAC Energy Management System (Elec SC and Gas SH) - Hot-Dry | PG&E ¦ Hot-Dry | PG&E | All | Electric & Gas | Install and Operate an EMS System | Efficient | 0 | Conventional | HVAC | Com - Office (Large) | Com | RET and NEW | 0 | 1000 sqft2 of floor space | ton | 15 | DEER:HVAC_Split-Package_AC | 1191.7872 | 0.47947 | 52.9432 | Based on density weighted DEER Baseline and % savings from Monitoring Based Commissioning: Benchmarking Analysis of 24 UC/CSU/IOU Projects (Mills, Mathew) April 2009 | 284.4288 | 2020 | 0 | 158.3288 | 2020 | 0 | 0 | Monitoring Based Commissioning: Benchmarking Analysis of 24 UC/CSU/IOU Projects (Mills, Mathew) April 2009; Equipment to Labor Split based on HVAC Equipment from Itron MCS WO033 | EMS (Elec/Gas) - Hot-Dry ¦ PG&E ¦ Hot-Dry | EMS (Elec/Gas) - Hot-Dry | 0.66503 | 1 | 0.5 | CBSA 2014 | -201.8552 | 2032 | 0.8 | N/A
COM-HVAC-61.18 | Com ¦ HVAC Energy Management System (Elec SC and Gas SH) - Hot-Dry ¦ PG&E ¦ Hot-Dry | Com ¦ HVAC Energy Management System (Elec SC and Gas SH) - Hot-Dry | PG&E ¦ Hot-Dry | PG&E | All | Electric & Gas | Install and Operate an EMS System | Efficient | 0 | Conventional | HVAC | Com - Office (Small) | Com | RET and NEW | 0 | 1000 sqft2 of floor space | ton | 15 | DEER:HVAC_Split-Package_AC | 992.1052 | 0.42432 | 21.3304 | Based on density weighted DEER Baseline and % savings from Monitoring Based Commissioning: Benchmarking Analysis of 24 UC/CSU/IOU Projects (Mills, Mathew) April 2009 | 284.4288 | 2020 | 0 | 158.3288 | 2020 | 0 | 0 | Monitoring Based Commissioning: Benchmarking Analysis of 24 UC/CSU/IOU Projects (Mills, Mathew) April 2009; Equipment to Labor Split based on HVAC Equipment from Itron MCS WO034 | EMS (Elec/Gas) - Hot-Dry ¦ PG&E ¦ Hot-Dry | EMS (Elec/Gas) - Hot-Dry | 0.73052 | 1 | 0.5 | CBSA 2014 | -46.7019 | 2032 | 0.8 | N/A
COM-HVAC-61.19 | Com ¦ HVAC Energy Management System (Elec SC and Gas SH) - Hot-Dry ¦ PG&E ¦ Hot-Dry | Com ¦ HVAC Energy Management System (Elec SC and Gas SH) - Hot-Dry | PG&E ¦ Hot-Dry | PG&E | All | Electric & Gas | Install and Operate an EMS System | Efficient | 0 | Conventional | HVAC | Com - Other | Com | RET and NEW | 0 | 1000 sqft2 of floor space | ton | 15 | DEER:HVAC_Split-Package_AC | 1345.7344 | 0.37423 | 193.6768 | Based on density weighted DEER Baseline and % savings from Monitoring Based Commissioning: Benchmarking Analysis of 24 UC/CSU/IOU Projects (Mills, Mathew) April 2009 | 284.4288 | 2020 | 0 | 158.3288 | 2020 | 0 | 0 | Monitoring Based Commissioning: Benchmarking Analysis of 24 UC/CSU/IOU Projects (Mills, Mathew) April 2009; Equipment to Labor Split based on HVAC Equipment from Itron MCS WO035 | EMS (Elec/Gas) - Hot-Dry ¦ PG&E ¦ Hot-Dry | EMS (Elec/Gas) - Hot-Dry | 0.17896 | 1 | 0.35 | CBSA 2014 | -562.921 | 2032 | 0.8 | N/A
COM-HVAC-61.20 | Com ¦ HVAC Energy Management System (Elec SC and Gas SH) - Hot-Dry ¦ PG&E ¦ Hot-Dry | Com ¦ HVAC Energy Management System (Elec SC and Gas SH) - Hot-Dry | PG&E ¦ Hot-Dry | PG&E | All | Electric & Gas | Install and Operate an EMS System | Efficient | 0 | Conventional | HVAC | Com - Refrig. Warehouse | Com | RET and NEW | 0 | 1000 sqft2 of floor space | ton | 15 | DEER:HVAC_Split-Package_AC | 0 | 0 | 5.0926 | Based on density weighted DEER Baseline and % savings from Monitoring Based Commissioning: Benchmarking Analysis of 24 UC/CSU/IOU Projects (Mills, Mathew) April 2009 | 284.4288 | 2020 | 0 | 158.3288 | 2020 | 0 | 0 | Monitoring Based Commissioning: Benchmarking Analysis of 24 UC/CSU/IOU Projects (Mills, Mathew) April 2009; Equipment to Labor Split based on HVAC Equipment from Itron MCS WO036 | EMS (Elec/Gas) - Hot-Dry ¦ PG&E ¦ Hot-Dry | EMS (Elec/Gas) - Hot-Dry | 0.00031828 | 1 | 0.11 | CBSA 2014 | -3.7287 | 2032 | 0.8 | N/A
COM-HVAC-61.21 | Com ¦ HVAC Energy Management System (Elec SC and Gas SH) - Hot-Dry ¦ PG&E ¦ Hot-Dry | Com ¦ HVAC Energy Management System (Elec SC and Gas SH) - Hot-Dry | PG&E ¦ Hot-Dry | PG&E | All | Electric & Gas | Install and Operate an EMS System | Efficient | 0 | Conventional | HVAC | Com - Restaurant | Com | RET and NEW | 0 | 1000 sqft2 of floor space | ton | 15 | DEER:HVAC_Split-Package_AC | 1861.9578 | 0.37825 | 213.9102 | Based on density weighted DEER Baseline and % savings from Monitoring Based Commissioning: Benchmarking Analysis of 24 UC/CSU/IOU Projects (Mills, Mathew) April 2009 | 284.4288 | 2020 | 0 | 158.3288 | 2020 | 0 | 0 | Monitoring Based Commissioning: Benchmarking Analysis of 24 UC/CSU/IOU Projects (Mills, Mathew) April 2009; Equipment to Labor Split based on HVAC Equipment from Itron MCS WO037 | EMS (Elec/Gas) - Hot-Dry ¦ PG&E ¦ Hot-Dry | EMS (Elec/Gas) - Hot-Dry | 0.55066 | 1 | 0.01 | CBSA 2014 | -92.7516 | 2032 | 0.8 | N/A
COM-HVAC-61.22 | Com ¦ HVAC Energy Management System (Elec SC and Gas SH) - Hot-Dry ¦ PG&E ¦ Hot-Dry | Com ¦ HVAC Energy Management System (Elec SC and Gas SH) - Hot-Dry | PG&E ¦ Hot-Dry | PG&E | All | Electric & Gas | Install and Operate an EMS System | Efficient | 0 | Conventional | HVAC | Com - Retail | Com | RET and NEW | 0 | 1000 sqft2 of floor space | ton | 15 | DEER:HVAC_Split-Package_AC | 1245.9522 | 0.39626 | 65.1496 | Based on density weighted DEER Baseline and % savings from Monitoring Based Commissioning: Benchmarking Analysis of 24 UC/CSU/IOU Projects (Mills, Mathew) April 2009 | 284.4288 | 2020 | 0 | 158.3288 | 2020 | 0 | 0 | Monitoring Based Commissioning: Benchmarking Analysis of 24 UC/CSU/IOU Projects (Mills, Mathew) April 2009; Equipment to Labor Split based on HVAC Equipment from Itron MCS WO038 | EMS (Elec/Gas) - Hot-Dry ¦ PG&E ¦ Hot-Dry | EMS (Elec/Gas) - Hot-Dry | 0.3972 | 1 | 0.24 | CBSA 2014 | -9898.7322 | 2032 | 0.8 | N/A
COM-HVAC-61.23 | Com ¦ HVAC Energy Management System (Elec SC and Gas SH) - Hot-Dry ¦ PG&E ¦ Hot-Dry | Com ¦ HVAC Energy Management System (Elec SC and Gas SH) - Hot-Dry | PG&E ¦ Hot-Dry | PG&E | All | Electric & Gas | Install and Operate an EMS System | Efficient | 0 | Conventional | HVAC | Com - School | Com | RET and NEW | 0 | 1000 sqft2 of floor space | ton | 15 | DEER:HVAC_Split-Package_AC | 921.3782 | 0.2378 | 191.1199 | Based on density weighted DEER Baseline and % savings from Monitoring Based Commissioning: Benchmarking Analysis of 24 UC/CSU/IOU Projects (Mills, Mathew) April 2009 | 284.4288 | 2020 | 0 | 158.3288 | 2020 | 0 | 0 | Monitoring Based Commissioning: Benchmarking Analysis of 24 UC/CSU/IOU Projects (Mills, Mathew) April 2009; Equipment to Labor Split based on HVAC Equipment from Itron MCS WO039 | EMS (Elec/Gas) - Hot-Dry ¦ PG&E ¦ Hot-Dry | EMS (Elec/Gas) - Hot-Dry | 0.61287 | 1 | 0.59 | CBSA 2014 | -210.6555 | 2032 | 0.8 | N/A
COM-HVAC-61.24 | Com ¦ HVAC Energy Management System (Elec SC and Gas SH) - Hot-Dry ¦ PG&E ¦ Hot-Dry | Com ¦ HVAC Energy Management System (Elec SC and Gas SH) - Hot-Dry | PG&E ¦ Hot-Dry | PG&E | All | Electric & Gas | Install and Operate an EMS System | Efficient | 0 | Conventional | HVAC | Com - Warehouse | Com | RET and NEW | 0 | 1000 sqft2 of floor space | ton | 15 | DEER:HVAC_Split-Package_AC | 1033.2314 | 0.38338 | 46.4958 | Based on density weighted DEER Baseline and % savings from Monitoring Based Commissioning: Benchmarking Analysis of 24 UC/CSU/IOU Projects (Mills, Mathew) April 2009 | 284.4288 | 2020 | 0 | 158.3288 | 2020 | 0 | 0 | Monitoring Based Commissioning: Benchmarking Analysis of 24 UC/CSU/IOU Projects (Mills, Mathew) April 2009; Equipment to Labor Split based on HVAC Equipment from Itron MCS WO040 | EMS (Elec/Gas) - Hot-Dry ¦ PG&E ¦ Hot-Dry | EMS (Elec/Gas) - Hot-Dry | 0.070931 | 1 | 0.11 | CBSA 2014 | -432.8858 | 2032 | 0.8 | N/A
COM-HVAC-61.25 | Com ¦ HVAC Energy Management System (Elec SC and Gas SH) - Cold ¦ PG&E ¦ Cold | Com ¦ HVAC Energy Management System (Elec SC and Gas SH) - Cold | PG&E ¦ Cold | PG&E | All | Electric & Gas | Install and Operate an EMS System | Efficient | 0 | Conventional | HVAC | Com - College | Com | RET and NEW | 0 | 1000 sqft2 of floor space | ton | 15 | DEER:HVAC_Split-Package_AC | 1075.2442 | 0.40903 | 164.522 | Based on density weighted DEER Baseline and % savings from Monitoring Based Commissioning: Benchmarking Analysis of 24 UC/CSU/IOU Projects (Mills, Mathew) April 2009 | 284.4288 | 2020 | 0 | 158.3288 | 2020 | 0 | 0 | Monitoring Based Commissioning: Benchmarking Analysis of 24 UC/CSU/IOU Projects (Mills, Mathew) April 2009; Equipment to Labor Split based on HVAC Equipment from Itron MCS WO041 | EMS (Elec/Gas) - Cold ¦ PG&E ¦ Cold | EMS (Elec/Gas) - Cold | 0.61205 | 1 | 0.8 | CBSA 2014 | -131.5125 | 2032 | 0.8 | N/A
COM-HVAC-61.26 | Com ¦ HVAC Energy Management System (Elec SC and Gas SH) - Cold ¦ PG&E ¦ Cold | Com ¦ HVAC Energy Management System (Elec SC and Gas SH) - Cold | PG&E ¦ Cold | PG&E | All | Electric & Gas | Install and Operate an EMS System | Efficient | 0 | Conventional | HVAC | Com - Grocery | Com | RET and NEW | 0 | 1000 sqft2 of floor space | ton | 15 | DEER:HVAC_Split-Package_AC | 1266.9531 | 0.2605 | 279.3349 | Based on density weighted DEER Baseline and % savings from Monitoring Based Commissioning: Benchmarking Analysis of 24 UC/CSU/IOU Projects (Mills, Mathew) April 2009 | 284.4288 | 2020 | 0 | 158.3288 | 2020 | 0 | 0 | Monitoring Based Commissioning: Benchmarking Analysis of 24 UC/CSU/IOU Projects (Mills, Mathew) April 2009; Equipment to Labor Split based on HVAC Equipment from Itron MCS WO042 | EMS (Elec/Gas) - Cold ¦ PG&E ¦ Cold | EMS (Elec/Gas) - Cold | 0.48352 | 1 | 0.32 | CBSA 2014 | -615.3843 | 2032 | 0.8 | N/A
COM-HVAC-61.27 | Com ¦ HVAC Energy Management System (Elec SC and Gas SH) - Cold ¦ PG&E ¦ Cold | Com ¦ HVAC Energy Management System (Elec SC and Gas SH) - Cold | PG&E ¦ Cold | PG&E | All | Electric & Gas | Install and Operate an EMS System | Efficient | 0 | Conventional | HVAC | Com - Health | Com | RET and NEW | 0 | 1000 sqft2 of floor space | ton | 15 | DEER:HVAC_Split-Package_AC | 1731.1491 | 0.40445 | 489.0319 | Based on density weighted DEER Baseline and % savings from Monitoring Based Commissioning: Benchmarking Analysis of 24 UC/CSU/IOU Projects (Mills, Mathew) April 2009 | 284.4288 | 2020 | 0 | 158.3288 | 2020 | 0 | 0 | Monitoring Based Commissioning: Benchmarking Analysis of 24 UC/CSU/IOU Projects (Mills, Mathew) April 2009; Equipment to Labor Split based on HVAC Equipment from Itron MCS WO043 | EMS (Elec/Gas) - Cold ¦ PG&E ¦ Cold | EMS (Elec/Gas) - Cold | 0.7273 | 1 | 0.56 | CBSA 2014 | -1180.4501 | 2032 | 0.8 | N/A
COM-HVAC-61.28 | Com ¦ HVAC Energy Management System (Elec SC and Gas SH) - Cold ¦ PG&E ¦ Cold | Com ¦ HVAC Energy Management System (Elec SC and Gas SH) - Cold | PG&E ¦ Cold | PG&E | All | Electric & Gas | Install and Operate an EMS System | Efficient | 0 | Conventional | HVAC | Com - Lodging | Com | RET and NEW | 0 | 1000 sqft2 of floor space | ton | 15 | DEER:HVAC_Split-Package_AC | 2094.5185 | 0.51782 | 308.0829 | Based on density weighted DEER Baseline and % savings from Monitoring Based Commissioning: Benchmarking Analysis of 24 UC/CSU/IOU Projects (Mills, Mathew) April 2009 | 284.4288 | 2020 | 0 | 158.3288 | 2020 | 0 | 0 | Monitoring Based Commissioning: Benchmarking Analysis of 24 UC/CSU/IOU Projects (Mills, Mathew) April 2009; Equipment to Labor Split based on HVAC Equipment from Itron MCS WO044 | EMS (Elec/Gas) - Cold ¦ PG&E ¦ Cold | EMS (Elec/Gas) - Cold | 0.45059 | 1 | 0.25 | CBSA 2014 | -2461.504 | 2032 | 0.8 | N/A
COM-HVAC-61.29 | Com ¦ HVAC Energy Management System (Elec SC and Gas SH) - Cold ¦ PG&E ¦ Cold | Com ¦ HVAC Energy Management System (Elec SC and Gas SH) - Cold | PG&E ¦ Cold | PG&E | All | Electric & Gas | Install and Operate an EMS System | Efficient | 0 | Conventional | HVAC | Com - Office (Large) | Com | RET and NEW | 0 | 1000 sqft2 of floor space | ton | 15 | DEER:HVAC_Split-Package_AC | 1204.5209 | 0.53982 | 108.341 | Based on density weighted DEER Baseline and % savings from Monitoring Based Commissioning: Benchmarking Analysis of 24 UC/CSU/IOU Projects (Mills, Mathew) April 2009 | 284.4288 | 2020 | 0 | 158.3288 | 2020 | 0 | 0 | Monitoring Based Commissioning: Benchmarking Analysis of 24 UC/CSU/IOU Projects (Mills, Mathew) April 2009; Equipment to Labor Split based on HVAC Equipment from Itron MCS WO045 | EMS (Elec/Gas) - Cold ¦ PG&E ¦ Cold | EMS (Elec/Gas) - Cold | 0.66503 | 1 | 0.5 | CBSA 2014 | -393.7404 | 2032 | 0.8 | N/A
COM-HVAC-61.30 | Com ¦ HVAC Energy Management System (Elec SC and Gas SH) - Cold ¦ PG&E ¦ Cold | Com ¦ HVAC Energy Management System (Elec SC and Gas SH) - Cold | PG&E ¦ Cold | PG&E | All | Electric & Gas | Install and Operate an EMS System | Efficient | 0 | Conventional | HVAC | Com - Office (Small) | Com | RET and NEW | 0 | 1000 sqft2 of floor space | ton | 15 | DEER:HVAC_Split-Package_AC | 1003.7599 | 0.46454 | 41.069 | Based on density weighted DEER Baseline and % savings from Monitoring Based Commissioning: Benchmarking Analysis of 24 UC/CSU/IOU Projects (Mills, Mathew) April 2009 | 284.4288 | 2020 | 0 | 158.3288 | 2020 | 0 | 0 | Monitoring Based Commissioning: Benchmarking Analysis of 24 UC/CSU/IOU Projects (Mills, Mathew) April 2009; Equipment to Labor Split based on HVAC Equipment from Itron MCS WO046 | EMS (Elec/Gas) - Cold ¦ PG&E ¦ Cold | EMS (Elec/Gas) - Cold | 0.73052 | 1 | 0.5 | CBSA 2014 | -66.3278 | 2032 | 0.8 | N/A
COM-HVAC-61.31 | Com ¦ HVAC Energy Management System (Elec SC and Gas SH) - Cold ¦ PG&E ¦ Cold | Com ¦ HVAC Energy Management System (Elec SC and Gas SH) - Cold | PG&E ¦ Cold | PG&E | All | Electric & Gas | Install and Operate an EMS System | Efficient | 0 | Conventional | HVAC | Com - Other | Com | RET and NEW | 0 | 1000 sqft2 of floor space | ton | 15 | DEER:HVAC_Split-Package_AC | 1371.8239 | 0.39211 | 414.4759 | Based on density weighted DEER Baseline and % savings from Monitoring Based Commissioning: Benchmarking Analysis of 24 UC/CSU/IOU Projects (Mills, Mathew) April 2009 | 284.4288 | 2020 | 0 | 158.3288 | 2020 | 0 | 0 | Monitoring Based Commissioning: Benchmarking Analysis of 24 UC/CSU/IOU Projects (Mills, Mathew) April 2009; Equipment to Labor Split based on HVAC Equipment from Itron MCS WO047 | EMS (Elec/Gas) - Cold ¦ PG&E ¦ Cold | EMS (Elec/Gas) - Cold | 0.17896 | 1 | 0.35 | CBSA 2014 | -1116.2489 | 2032 | 0.8 | N/A
COM-HVAC-61.32 | Com ¦ HVAC Energy Management System (Elec SC and Gas SH) - Cold ¦ PG&E ¦ Cold | Com ¦ HVAC Energy Management System (Elec SC and Gas SH) - Cold | PG&E ¦ Cold | PG&E | All | Electric & Gas | Install and Operate an EMS System | Efficient | 0 | Conventional | HVAC | Com - Refrig. Warehouse | Com | RET and NEW | 0 | 1000 sqft2 of floor space | ton | 15 | DEER:HVAC_Split-Package_AC | 0 | 0 | 40.4157 | Based on density weighted DEER Baseline and % savings from Monitoring Based Commissioning: Benchmarking Analysis of 24 UC/CSU/IOU Projects (Mills, Mathew) April 2009 | 284.4288 | 2020 | 0 | 158.3288 | 2020 | 0 | 0 | Monitoring Based Commissioning: Benchmarking Analysis of 24 UC/CSU/IOU Projects (Mills, Mathew) April 2009; Equipment to Labor Split based on HVAC Equipment from Itron MCS WO048 | EMS (Elec/Gas) - Cold ¦ PG&E ¦ Cold | EMS (Elec/Gas) - Cold | 0.00031828 | 1 | 0.11 | CBSA 2014 | -29.5911 | 2032 | 0.8 | N/A
COM-HVAC-61.33 | Com ¦ HVAC Energy Management System (Elec SC and Gas SH) - Cold ¦ PG&E ¦ Cold | Com ¦ HVAC Energy Management System (Elec SC and Gas SH) - Cold | PG&E ¦ Cold | PG&E | All | Electric & Gas | Install and Operate an EMS System | Efficient | 0 | Conventional | HVAC | Com - Restaurant | Com | RET and NEW | 0 | 1000 sqft2 of floor space | ton | 15 | DEER:HVAC_Split-Package_AC | 1899.577 | 0.39321 | 414.7049 | Based on density weighted DEER Baseline and % savings from Monitoring Based Commissioning: Benchmarking Analysis of 24 UC/CSU/IOU Projects (Mills, Mathew) April 2009 | 284.4288 | 2020 | 0 | 158.3288 | 2020 | 0 | 0 | Monitoring Based Commissioning: Benchmarking Analysis of 24 UC/CSU/IOU Projects (Mills, Mathew) April 2009; Equipment to Labor Split based on HVAC Equipment from Itron MCS WO049 | EMS (Elec/Gas) - Cold ¦ PG&E ¦ Cold | EMS (Elec/Gas) - Cold | 0.55066 | 1 | 0.01 | CBSA 2014 | -144.9568 | 2032 | 0.8 | N/A
COM-HVAC-61.34 | Com ¦ HVAC Energy Management System (Elec SC and Gas SH) - Cold ¦ PG&E ¦ Cold | Com ¦ HVAC Energy Management System (Elec SC and Gas SH) - Cold | PG&E ¦ Cold | PG&E | All | Electric & Gas | Install and Operate an EMS System | Efficient | 0 | Conventional | HVAC | Com - Retail | Com | RET and NEW | 0 | 1000 sqft2 of floor space | ton | 15 | DEER:HVAC_Split-Package_AC | 1273.3635 | 0.4054 | 141.7202 | Based on density weighted DEER Baseline and % savings from Monitoring Based Commissioning: Benchmarking Analysis of 24 UC/CSU/IOU Projects (Mills, Mathew) April 2009 | 284.4288 | 2020 | 0 | 158.3288 | 2020 | 0 | 0 | Monitoring Based Commissioning: Benchmarking Analysis of 24 UC/CSU/IOU Projects (Mills, Mathew) April 2009; Equipment to Labor Split based on HVAC Equipment from Itron MCS WO050 | EMS (Elec/Gas) - Cold ¦ PG&E ¦ Cold | EMS (Elec/Gas) - Cold | 0.3972 | 1 | 0.24 | CBSA 2014 | -21394.3513 | 2032 | 0.8 | N/A
COM-HVAC-61.35 | Com ¦ HVAC Energy Management System (Elec SC and Gas SH) - Cold ¦ PG&E ¦ Cold | Com ¦ HVAC Energy Management System (Elec SC and Gas SH) - Cold | PG&E ¦ Cold | PG&E | All | Electric & Gas | Install and Operate an EMS System | Efficient | 0 | Conventional | HVAC | Com - School | Com | RET and NEW | 0 | 1000 sqft2 of floor space | ton | 15 | DEER:HVAC_Split-Package_AC | 930.4121 | 0.2133 | 334.4416 | Based on density weighted DEER Baseline and % savings from Monitoring Based Commissioning: Benchmarking Analysis of 24 UC/CSU/IOU Projects (Mills, Mathew) April 2009 | 284.4288 | 2020 | 0 | 158.3288 | 2020 | 0 | 0 | Monitoring Based Commissioning: Benchmarking Analysis of 24 UC/CSU/IOU Projects (Mills, Mathew) April 2009; Equipment to Labor Split based on HVAC Equipment from Itron MCS WO051 | EMS (Elec/Gas) - Cold ¦ PG&E ¦ Cold | EMS (Elec/Gas) - Cold | 0.61287 | 1 | 0.59 | CBSA 2014 | -331.1692 | 2032 | 0.8 | N/A
COM-HVAC-61.36 | Com ¦ HVAC Energy Management System (Elec SC and Gas SH) - Cold ¦ PG&E ¦ Cold | Com ¦ HVAC Energy Management System (Elec SC and Gas SH) - Cold | PG&E ¦ Cold | PG&E | All | Electric & Gas | Install and Operate an EMS System | Efficient | 0 | Conventional | HVAC | Com - Warehouse | Com | RET and NEW | 0 | 1000 sqft2 of floor space | ton | 15 | DEER:HVAC_Split-Package_AC | 1041.3511 | 0.37779 | 99.0423 | Based on density weighted DEER Baseline and % savings from Monitoring Based Commissioning: Benchmarking Analysis of 24 UC/CSU/IOU Projects (Mills, Mathew) April 2009 | 284.4288 | 2020 | 0 | 158.3288 | 2020 | 0 | 0 | Monitoring Based Commissioning: Benchmarking Analysis of 24 UC/CSU/IOU Projects (Mills, Mathew) April 2009; Equipment to Labor Split based on HVAC Equipment from Itron MCS WO052 | EMS (Elec/Gas) - Cold ¦ PG&E ¦ Cold | EMS (Elec/Gas) - Cold | 0.070931 | 1 | 0.11 | CBSA 2014 | -835.8805 | 2032 | 0.8 | N/A
COM-HVAC-61.37 | Com ¦ HVAC Energy Management System (Elec SC and Gas SH) - Marine ¦ SCE ¦ Marine | Com ¦ HVAC Energy Management System (Elec SC and Gas SH) - Marine | SCE ¦ Marine | SCE | All | Electric & Gas | Install and Operate an EMS System | Efficient | 0 | Conventional | HVAC | Com - College | Com | RET and NEW | 0 | 1000 sqft2 of floor space | ton | 15 | DEER:HVAC_Split-Package_AC | 1076.4218 | 0.28329 | 0 | Based on density weighted DEER Baseline and % savings from Monitoring Based Commissioning: Benchmarking Analysis of 24 UC/CSU/IOU Projects (Mills, Mathew) April 2009 | 284.4288 | 2020 | 0 | 158.3288 | 2020 | 0 | 0 | Monitoring Based Commissioning: Benchmarking Analysis of 24 UC/CSU/IOU Projects (Mills, Mathew) April 2009; Equipment to Labor Split based on HVAC Equipment from Itron MCS WO053 | EMS (Elec/Gas) - Marine ¦ SCE ¦ Marine | EMS (Elec/Gas) - Marine | 0.67929 | 1 | 0.8 | CBSA 2014 | -36.5875 | 2032 | 0.8 | N/A
COM-HVAC-61.38 | Com ¦ HVAC Energy Management System (Elec SC and Gas SH) - Marine ¦ SCE ¦ Marine | Com ¦ HVAC Energy Management System (Elec SC and Gas SH) - Marine | SCE ¦ Marine | SCE | All | Electric & Gas | Install and Operate an EMS System | Efficient | 0 | Conventional | HVAC | Com - Grocery | Com | RET and NEW | 0 | 1000 sqft2 of floor space | ton | 15 | DEER:HVAC_Split-Package_AC | 1294.0892 | 0.25255 | 0 | Based on density weighted DEER Baseline and % savings from Monitoring Based Commissioning: Benchmarking Analysis of 24 UC/CSU/IOU Projects (Mills, Mathew) April 2009 | 284.4288 | 2020 | 0 | 158.3288 | 2020 | 0 | 0 | Monitoring Based Commissioning: Benchmarking Analysis of 24 UC/CSU/IOU Projects (Mills, Mathew) April 2009; Equipment to Labor Split based on HVAC Equipment from Itron MCS WO054 | EMS (Elec/Gas) - Marine ¦ SCE ¦ Marine | EMS (Elec/Gas) - Marine | 0.57341 | 1 | 0.32 | CBSA 2014 | -28.4512 | 2032 | 0.8 | N/A
COM-HVAC-61.39 | Com ¦ HVAC Energy Management System (Elec SC and Gas SH) - Marine ¦ SCE ¦ Marine | Com ¦ HVAC Energy Management System (Elec SC and Gas SH) - Marine | SCE ¦ Marine | SCE | All | Electric & Gas | Install and Operate an EMS System | Efficient | 0 | Conventional | HVAC | Com - Health | Com | RET and NEW | 0 | 1000 sqft2 of floor space | ton | 15 | DEER:HVAC_Split-Package_AC | 1710.5285 | 0.30527 | 0 | Based on density weighted DEER Baseline and % savings from Monitoring Based Commissioning: Benchmarking Analysis of 24 UC/CSU/IOU Projects (Mills, Mathew) April 2009 | 284.4288 | 2020 | 0 | 158.3288 | 2020 | 0 | 0 | Monitoring Based Commissioning: Benchmarking Analysis of 24 UC/CSU/IOU Projects (Mills, Mathew) April 2009; Equipment to Labor Split based on HVAC Equipment from Itron MCS WO055 | EMS (Elec/Gas) - Marine ¦ SCE ¦ Marine | EMS (Elec/Gas) - Marine | 0.81547 | 1 | 0.56 | CBSA 2014 | -25.3528 | 2032 | 0.8 | N/A
COM-HVAC-61.40 | Com ¦ HVAC Energy Management System (Elec SC and Gas SH) - Marine ¦ SCE ¦ Marine | Com ¦ HVAC Energy Management System (Elec SC and Gas SH) - Marine | SCE ¦ Marine | SCE | All | Electric & Gas | Install and Operate an EMS System | Efficient | 0 | Conventional | HVAC | Com - Lodging | Com | RET and NEW | 0 | 1000 sqft2 of floor space | ton | 15 | DEER:HVAC_Split-Package_AC | 2091.9995 | 0.41148 | 0 | Based on density weighted DEER Baseline and % savings from Monitoring Based Commissioning: Benchmarking Analysis of 24 UC/CSU/IOU Projects (Mills, Mathew) April 2009 | 284.4288 | 2020 | 0 | 158.3288 | 2020 | 0 | 0 | Monitoring Based Commissioning: Benchmarking Analysis of 24 UC/CSU/IOU Projects (Mills, Mathew) April 2009; Equipment to Labor Split based on HVAC Equipment from Itron MCS WO056 | EMS (Elec/Gas) - Marine ¦ SCE ¦ Marine | EMS (Elec/Gas) - Marine | 0.51041 | 1 | 0.25 | CBSA 2014 | -114.9828 | 2032 | 0.8 | N/A
COM-HVAC-61.41 | Com ¦ HVAC Energy Management System (Elec SC and Gas SH) - Marine ¦ SCE ¦ Marine | Com ¦ HVAC Energy Management System (Elec SC and Gas SH) - Marine | SCE ¦ Marine | SCE | All | Electric & Gas | Install and Operate an EMS System | Efficient | 0 | Conventional | HVAC | Com - Office (Large) | Com | RET and NEW | 0 | 1000 sqft2 of floor space | ton | 15 | DEER:HVAC_Split-Package_AC | 1214.1281 | 0.38817 | 0 | Based on density weighted DEER Baseline and % savings from Monitoring Based Commissioning: Benchmarking Analysis of 24 UC/CSU/IOU Projects (Mills, Mathew) April 2009 | 284.4288 | 2020 | 0 | 158.3288 | 2020 | 0 | 0 | Monitoring Based Commissioning: Benchmarking Analysis of 24 UC/CSU/IOU Projects (Mills, Mathew) April 2009; Equipment to Labor Split based on HVAC Equipment from Itron MCS WO057 | EMS (Elec/Gas) - Marine ¦ SCE ¦ Marine | EMS (Elec/Gas) - Marine | 0.72428 | 1 | 0.5 | CBSA 2014 | -19.0123 | 2032 | 0.8 | N/A
COM-HVAC-61.42 | Com ¦ HVAC Energy Management System (Elec SC and Gas SH) - Marine ¦ SCE ¦ Marine | Com ¦ HVAC Energy Management System (Elec SC and Gas SH) - Marine | SCE ¦ Marine | SCE | All | Electric & Gas | Install and Operate an EMS System | Efficient | 0 | Conventional | HVAC | Com - Office (Small) | Com | RET and NEW | 0 | 1000 sqft2 of floor space | ton | 15 | DEER:HVAC_Split-Package_AC | 993.3235 | 0.34007 | 0 | Based on density weighted DEER Baseline and % savings from Monitoring Based Commissioning: Benchmarking Analysis of 24 UC/CSU/IOU Projects (Mills, Mathew) April 2009 | 284.4288 | 2020 | 0 | 158.3288 | 2020 | 0 | 0 | Monitoring Based Commissioning: Benchmarking Analysis of 24 UC/CSU/IOU Projects (Mills, Mathew) April 2009; Equipment to Labor Split based on HVAC Equipment from Itron MCS WO058 | EMS (Elec/Gas) - Marine ¦ SCE ¦ Marine | EMS (Elec/Gas) - Marine | 0.84632 | 1 | 0.5 | CBSA 2014 | -25.8527 | 2032 | 0.8 | N/A
COM-HVAC-61.43 | Com ¦ HVAC Energy Management System (Elec SC and Gas SH) - Marine ¦ SCE ¦ Marine | Com ¦ HVAC Energy Management System (Elec SC and Gas SH) - Marine | SCE ¦ Marine | SCE | All | Electric & Gas | Install and Operate an EMS System | Efficient | 0 | Conventional | HVAC | Com - Other | Com | RET and NEW | 0 | 1000 sqft2 of floor space | ton | 15 | DEER:HVAC_Split-Package_AC | 1395.7532 | 0.30769 | 0 | Based on density weighted DEER Baseline and % savings from Monitoring Based Commissioning: Benchmarking Analysis of 24 UC/CSU/IOU Projects (Mills, Mathew) April 2009 | 284.4288 | 2020 | 0 | 158.3288 | 2020 | 0 | 0 | Monitoring Based Commissioning: Benchmarking Analysis of 24 UC/CSU/IOU Projects (Mills, Mathew) April 2009; Equipment to Labor Split based on HVAC Equipment from Itron MCS WO059 | EMS (Elec/Gas) - Marine ¦ SCE ¦ Marine | EMS (Elec/Gas) - Marine | 0.197 | 1 | 0.35 | CBSA 2014 | -81.8369 | 2032 | 0.8 | N/A
COM-HVAC-61.44 | Com ¦ HVAC Energy Management System (Elec SC and Gas SH) - Marine ¦ SCE ¦ Marine | Com ¦ HVAC Energy Management System (Elec SC and Gas SH) - Marine | SCE ¦ Marine | SCE | All | Electric & Gas | Install and Operate an EMS System | Efficient | 0 | Conventional | HVAC | Com - Refrig. Warehouse | Com | RET and NEW | 0 | 1000 sqft2 of floor space | ton | 15 | DEER:HVAC_Split-Package_AC | 0 | 0 | 0 | Based on density weighted DEER Baseline and % savings from Monitoring Based Commissioning: Benchmarking Analysis of 24 UC/CSU/IOU Projects (Mills, Mathew) April 2009 | 284.4288 | 2020 | 0 | 158.3288 | 2020 | 0 | 0 | Monitoring Based Commissioning: Benchmarking Analysis of 24 UC/CSU/IOU Projects (Mills, Mathew) April 2009; Equipment to Labor Split based on HVAC Equipment from Itron MCS WO060 | EMS (Elec/Gas) - Marine ¦ SCE ¦ Marine | EMS (Elec/Gas) - Marine | 0.00037354 | 1 | 0.11 | CBSA 2014 | 0 | 2032 | 0.8 | N/A
COM-HVAC-61.45 | Com ¦ HVAC Energy Management System (Elec SC and Gas SH) - Marine ¦ SCE ¦ Marine | Com ¦ HVAC Energy Management System (Elec SC and Gas SH) - Marine | SCE ¦ Marine | SCE | All | Electric & Gas | Install and Operate an EMS System | Efficient | 0 | Conventional | HVAC | Com - Restaurant | Com | RET and NEW | 0 | 1000 sqft2 of floor space | ton | 15 | DEER:HVAC_Split-Package_AC | 1929.3926 | 0.30622 | 0 | Based on density weighted DEER Baseline and % savings from Monitoring Based Commissioning: Benchmarking Analysis of 24 UC/CSU/IOU Projects (Mills, Mathew) April 2009 | 284.4288 | 2020 | 0 | 158.3288 | 2020 | 0 | 0 | Monitoring Based Commissioning: Benchmarking Analysis of 24 UC/CSU/IOU Projects (Mills, Mathew) April 2009; Equipment to Labor Split based on HVAC Equipment from Itron MCS WO061 | EMS (Elec/Gas) - Marine ¦ SCE ¦ Marine | EMS (Elec/Gas) - Marine | 0.60466 | 1 | 0.01 | CBSA 2014 | -39.3279 | 2032 | 0.8 | N/A
COM-HVAC-61.46 | Com ¦ HVAC Energy Management System (Elec SC and Gas SH) - Marine ¦ SCE ¦ Marine | Com ¦ HVAC Energy Management System (Elec SC and Gas SH) - Marine | SCE ¦ Marine | SCE | All | Electric & Gas | Install and Operate an EMS System | Efficient | 0 | Conventional | HVAC | Com - Retail | Com | RET and NEW | 0 | 1000 sqft2 of floor space | ton | 15 | DEER:HVAC_Split-Package_AC | 1252.9204 | 0.3388 | 0 | Based on density weighted DEER Baseline and % savings from Monitoring Based Commissioning: Benchmarking Analysis of 24 UC/CSU/IOU Projects (Mills, Mathew) April 2009 | 284.4288 | 2020 | 0 | 158.3288 | 2020 | 0 | 0 | Monitoring Based Commissioning: Benchmarking Analysis of 24 UC/CSU/IOU Projects (Mills, Mathew) April 2009; Equipment to Labor Split based on HVAC Equipment from Itron MCS WO062 | EMS (Elec/Gas) - Marine ¦ SCE ¦ Marine | EMS (Elec/Gas) - Marine | 0.47685 | 1 | 0.24 | CBSA 2014 | -120.6676 | 2032 | 0.8 | N/A
COM-HVAC-61.47 | Com ¦ HVAC Energy Management System (Elec SC and Gas SH) - Marine ¦ SCE ¦ Marine | Com ¦ HVAC Energy Management System (Elec SC and Gas SH) - Marine | SCE ¦ Marine | SCE | All | Electric & Gas | Install and Operate an EMS System | Efficient | 0 | Conventional | HVAC | Com - School | Com | RET and NEW | 0 | 1000 sqft2 of floor space | ton | 15 | DEER:HVAC_Split-Package_AC | 926.1158 | 0.2349 | 0 | Based on density weighted DEER Baseline and % savings from Monitoring Based Commissioning: Benchmarking Analysis of 24 UC/CSU/IOU Projects (Mills, Mathew) April 2009 | 284.4288 | 2020 | 0 | 158.3288 | 2020 | 0 | 0 | Monitoring Based Commissioning: Benchmarking Analysis of 24 UC/CSU/IOU Projects (Mills, Mathew) April 2009; Equipment to Labor Split based on HVAC Equipment from Itron MCS WO063 | EMS (Elec/Gas) - Marine ¦ SCE ¦ Marine | EMS (Elec/Gas) - Marine | 0.82933 | 1 | 0.59 | CBSA 2014 | -50.8722 | 2032 | 0.8 | N/A
COM-HVAC-61.48 | Com ¦ HVAC Energy Management System (Elec SC and Gas SH) - Marine ¦ SCE ¦ Marine | Com ¦ HVAC Energy Management System (Elec SC and Gas SH) - Marine | SCE ¦ Marine | SCE | All | Electric & Gas | Install and Operate an EMS System | Efficient | 0 | Conventional | HVAC | Com - Warehouse | Com | RET and NEW | 0 | 1000 sqft2 of floor space | ton | 15 | DEER:HVAC_Split-Package_AC | 1066.8353 | 0.36671 | 0 | Based on density weighted DEER Baseline and % savings from Monitoring Based Commissioning: Benchmarking Analysis of 24 UC/CSU/IOU Projects (Mills, Mathew) April 2009 | 284.4288 | 2020 | 0 | 158.3288 | 2020 | 0 | 0 | Monitoring Based Commissioning: Benchmarking Analysis of 24 UC/CSU/IOU Projects (Mills, Mathew) April 2009; Equipment to Labor Split based on HVAC Equipment from Itron MCS WO064 | EMS (Elec/Gas) - Marine ¦ SCE ¦ Marine | EMS (Elec/Gas) - Marine | 0.078075 | 1 | 0.11 | CBSA 2014 | -79.3291 | 2032 | 0.8 | N/A
COM-HVAC-61.49 | Com ¦ HVAC Energy Management System (Elec SC and Gas SH) - Hot-Dry ¦ SCE ¦ Hot-Dry | Com ¦ HVAC Energy Management System (Elec SC and Gas SH) - Hot-Dry | SCE ¦ Hot-Dry | SCE | All | Electric & Gas | Install and Operate an EMS System | Efficient | 0 | Conventional | HVAC | Com - College | Com | RET and NEW | 0 | 1000 sqft2 of floor space | ton | 15 | DEER:HVAC_Split-Package_AC | 1068.754 | 0.34591 | 0 | Based on density weighted DEER Baseline and % savings from Monitoring Based Commissioning: Benchmarking Analysis of 24 UC/CSU/IOU Projects (Mills, Mathew) April 2009 | 284.4288 | 2020 | 0 | 158.3288 | 2020 | 0 | 0 | Monitoring Based Commissioning: Benchmarking Analysis of 24 UC/CSU/IOU Projects (Mills, Mathew) April 2009; Equipment to Labor Split based on HVAC Equipment from Itron MCS WO065 | EMS (Elec/Gas) - Hot-Dry ¦ SCE ¦ Hot-Dry | EMS (Elec/Gas) - Hot-Dry | 0.67929 | 1 | 0.8 | CBSA 2014 | -36.3269 | 2032 | 0.8 | N/A
COM-HVAC-61.50 | Com ¦ HVAC Energy Management System (Elec SC and Gas SH) - Hot-Dry ¦ SCE ¦ Hot-Dry | Com ¦ HVAC Energy Management System (Elec SC and Gas SH) - Hot-Dry | SCE ¦ Hot-Dry | SCE | All | Electric & Gas | Install and Operate an EMS System | Efficient | 0 | Conventional | HVAC | Com - Grocery | Com | RET and NEW | 0 | 1000 sqft2 of floor space | ton | 15 | DEER:HVAC_Split-Package_AC | 1289.3248 | 0.28304 | 0 | Based on density weighted DEER Baseline and % savings from Monitoring Based Commissioning: Benchmarking Analysis of 24 UC/CSU/IOU Projects (Mills, Mathew) April 2009 | 284.4288 | 2020 | 0 | 158.3288 | 2020 | 0 | 0 | Monitoring Based Commissioning: Benchmarking Analysis of 24 UC/CSU/IOU Projects (Mills, Mathew) April 2009; Equipment to Labor Split based on HVAC Equipment from Itron MCS WO066 | EMS (Elec/Gas) - Hot-Dry ¦ SCE ¦ Hot-Dry | EMS (Elec/Gas) - Hot-Dry | 0.57341 | 1 | 0.32 | CBSA 2014 | -28.3465 | 2032 | 0.8 | N/A
COM-HVAC-61.51 | Com ¦ HVAC Energy Management System (Elec SC and Gas SH) - Hot-Dry ¦ SCE ¦ Hot-Dry | Com ¦ HVAC Energy Management System (Elec SC and Gas SH) - Hot-Dry | SCE ¦ Hot-Dry | SCE | All | Electric & Gas | Install and Operate an EMS System | Efficient | 0 | Conventional | HVAC | Com - Health | Com | RET and NEW | 0 | 1000 sqft2 of floor space | ton | 15 | DEER:HVAC_Split-Package_AC | 1701.5098 | 0.33258 | 0 | Based on density weighted DEER Baseline and % savings from Monitoring Based Commissioning: Benchmarking Analysis of 24 UC/CSU/IOU Projects (Mills, Mathew) April 2009 | 284.4288 | 2020 | 0 | 158.3288 | 2020 | 0 | 0 | Monitoring Based Commissioning: Benchmarking Analysis of 24 UC/CSU/IOU Projects (Mills, Mathew) April 2009; Equipment to Labor Split based on HVAC Equipment from Itron MCS WO067 | EMS (Elec/Gas) - Hot-Dry ¦ SCE ¦ Hot-Dry | EMS (Elec/Gas) - Hot-Dry | 0.81547 | 1 | 0.56 | CBSA 2014 | -25.2191 | 2032 | 0.8 | N/A
COM-HVAC-61.52 | Com ¦ HVAC Energy Management System (Elec SC and Gas SH) - Hot-Dry ¦ SCE ¦ Hot-Dry | Com ¦ HVAC Energy Management System (Elec SC and Gas SH) - Hot-Dry | SCE ¦ Hot-Dry | SCE | All | Electric & Gas | Install and Operate an EMS System | Efficient | 0 | Conventional | HVAC | Com - Lodging | Com | RET and NEW | 0 | 1000 sqft2 of floor space | ton | 15 | DEER:HVAC_Split-Package_AC | 2079.1948 | 0.44638 | 0 | Based on density weighted DEER Baseline and % savings from Monitoring Based Commissioning: Benchmarking Analysis of 24 UC/CSU/IOU Projects (Mills, Mathew) April 2009 | 284.4288 | 2020 | 0 | 158.3288 | 2020 | 0 | 0 | Monitoring Based Commissioning: Benchmarking Analysis of 24 UC/CSU/IOU Projects (Mills, Mathew) April 2009; Equipment to Labor Split based on HVAC Equipment from Itron MCS WO068 | EMS (Elec/Gas) - Hot-Dry ¦ SCE ¦ Hot-Dry | EMS (Elec/Gas) - Hot-Dry | 0.51041 | 1 | 0.25 | CBSA 2014 | -114.279 | 2032 | 0.8 | N/A
COM-HVAC-61.53 | Com ¦ HVAC Energy Management System (Elec SC and Gas SH) - Hot-Dry ¦ SCE ¦ Hot-Dry | Com ¦ HVAC Energy Management System (Elec SC and Gas SH) - Hot-Dry | SCE ¦ Hot-Dry | SCE | All | Electric & Gas | Install and Operate an EMS System | Efficient | 0 | Conventional | HVAC | Com - Office (Large) | Com | RET and NEW | 0 | 1000 sqft2 of floor space | ton | 15 | DEER:HVAC_Split-Package_AC | 1209.4963 | 0.4066 | 0 | Based on density weighted DEER Baseline and % savings from Monitoring Based Commissioning: Benchmarking Analysis of 24 UC/CSU/IOU Projects (Mills, Mathew) April 2009 | 284.4288 | 2020 | 0 | 158.3288 | 2020 | 0 | 0 | Monitoring Based Commissioning: Benchmarking Analysis of 24 UC/CSU/IOU Projects (Mills, Mathew) April 2009; Equipment to Labor Split based on HVAC Equipment from Itron MCS WO069 | EMS (Elec/Gas) - Hot-Dry ¦ SCE ¦ Hot-Dry | EMS (Elec/Gas) - Hot-Dry | 0.72428 | 1 | 0.5 | CBSA 2014 | -18.9398 | 2032 | 0.8 | N/A
COM-HVAC-61.54 | Com ¦ HVAC Energy Management System (Elec SC and Gas SH) - Hot-Dry ¦ SCE ¦ Hot-Dry | Com ¦ HVAC Energy Management System (Elec SC and Gas SH) - Hot-Dry | SCE ¦ Hot-Dry | SCE | All | Electric & Gas | Install and Operate an EMS System | Efficient | 0 | Conventional | HVAC | Com - Office (Small) | Com | RET and NEW | 0 | 1000 sqft2 of floor space | ton | 15 | DEER:HVAC_Split-Package_AC | 988.4381 | 0.36819 | 0 | Based on density weighted DEER Baseline and % savings from Monitoring Based Commissioning: Benchmarking Analysis of 24 UC/CSU/IOU Projects (Mills, Mathew) April 2009 | 284.4288 | 2020 | 0 | 158.3288 | 2020 | 0 | 0 | Monitoring Based Commissioning: Benchmarking Analysis of 24 UC/CSU/IOU Projects (Mills, Mathew) April 2009; Equipment to Labor Split based on HVAC Equipment from Itron MCS WO070 | EMS (Elec/Gas) - Hot-Dry ¦ SCE ¦ Hot-Dry | EMS (Elec/Gas) - Hot-Dry | 0.84632 | 1 | 0.5 | CBSA 2014 | -25.7256 | 2032 | 0.8 | N/A
COM-HVAC-61.55 | Com ¦ HVAC Energy Management System (Elec SC and Gas SH) - Hot-Dry ¦ SCE ¦ Hot-Dry | Com ¦ HVAC Energy Management System (Elec SC and Gas SH) - Hot-Dry | SCE ¦ Hot-Dry | SCE | All | Electric & Gas | Install and Operate an EMS System | Efficient | 0 | Conventional | HVAC | Com - Other | Com | RET and NEW | 0 | 1000 sqft2 of floor space | ton | 15 | DEER:HVAC_Split-Package_AC | 1374.4965 | 0.36096 | 0 | Based on density weighted DEER Baseline and % savings from Monitoring Based Commissioning: Benchmarking Analysis of 24 UC/CSU/IOU Projects (Mills, Mathew) April 2009 | 284.4288 | 2020 | 0 | 158.3288 | 2020 | 0 | 0 | Monitoring Based Commissioning: Benchmarking Analysis of 24 UC/CSU/IOU Projects (Mills, Mathew) April 2009; Equipment to Labor Split based on HVAC Equipment from Itron MCS WO071 | EMS (Elec/Gas) - Hot-Dry ¦ SCE ¦ Hot-Dry | EMS (Elec/Gas) - Hot-Dry | 0.197 | 1 | 0.35 | CBSA 2014 | -80.5906 | 2032 | 0.8 | N/A
COM-HVAC-61.56 | Com ¦ HVAC Energy Management System (Elec SC and Gas SH) - Hot-Dry ¦ SCE ¦ Hot-Dry | Com ¦ HVAC Energy Management System (Elec SC and Gas SH) - Hot-Dry | SCE ¦ Hot-Dry | SCE | All | Electric & Gas | Install and Operate an EMS System | Efficient | 0 | Conventional | HVAC | Com - Refrig. Warehouse | Com | RET and NEW | 0 | 1000 sqft2 of floor space | ton | 15 | DEER:HVAC_Split-Package_AC | 0 | 0 | 0 | Based on density weighted DEER Baseline and % savings from Monitoring Based Commissioning: Benchmarking Analysis of 24 UC/CSU/IOU Projects (Mills, Mathew) April 2009 | 284.4288 | 2020 | 0 | 158.3288 | 2020 | 0 | 0 | Monitoring Based Commissioning: Benchmarking Analysis of 24 UC/CSU/IOU Projects (Mills, Mathew) April 2009; Equipment to Labor Split based on HVAC Equipment from Itron MCS WO072 | EMS (Elec/Gas) - Hot-Dry ¦ SCE ¦ Hot-Dry | EMS (Elec/Gas) - Hot-Dry | 0.00037354 | 1 | 0.11 | CBSA 2014 | 0 | 2032 | 0.8 | N/A
COM-HVAC-61.57 | Com ¦ HVAC Energy Management System (Elec SC and Gas SH) - Hot-Dry ¦ SCE ¦ Hot-Dry | Com ¦ HVAC Energy Management System (Elec SC and Gas SH) - Hot-Dry | SCE ¦ Hot-Dry | SCE | All | Electric & Gas | Install and Operate an EMS System | Efficient | 0 | Conventional | HVAC | Com - Restaurant | Com | RET and NEW | 0 | 1000 sqft2 of floor space | ton | 15 | DEER:HVAC_Split-Package_AC | 1908.5608 | 0.34157 | 0 | Based on density weighted DEER Baseline and % savings from Monitoring Based Commissioning: Benchmarking Analysis of 24 UC/CSU/IOU Projects (Mills, Mathew) April 2009 | 284.4288 | 2020 | 0 | 158.3288 | 2020 | 0 | 0 | Monitoring Based Commissioning: Benchmarking Analysis of 24 UC/CSU/IOU Projects (Mills, Mathew) April 2009; Equipment to Labor Split based on HVAC Equipment from Itron MCS WO073 | EMS (Elec/Gas) - Hot-Dry ¦ SCE ¦ Hot-Dry | EMS (Elec/Gas) - Hot-Dry | 0.60466 | 1 | 0.01 | CBSA 2014 | -38.9033 | 2032 | 0.8 | N/A
COM-HVAC-61.58 | Com ¦ HVAC Energy Management System (Elec SC and Gas SH) - Hot-Dry ¦ SCE ¦ Hot-Dry | Com ¦ HVAC Energy Management System (Elec SC and Gas SH) - Hot-Dry | SCE ¦ Hot-Dry | SCE | All | Electric & Gas | Install and Operate an EMS System | Efficient | 0 | Conventional | HVAC | Com - Retail | Com | RET and NEW | 0 | 1000 sqft2 of floor space | ton | 15 | DEER:HVAC_Split-Package_AC | 1241.434 | 0.35577 | 0 | Based on density weighted DEER Baseline and % savings from Monitoring Based Commissioning: Benchmarking Analysis of 24 UC/CSU/IOU Projects (Mills, Mathew) April 2009 | 284.4288 | 2020 | 0 | 158.3288 | 2020 | 0 | 0 | Monitoring Based Commissioning: Benchmarking Analysis of 24 UC/CSU/IOU Projects (Mills, Mathew) April 2009; Equipment to Labor Split based on HVAC Equipment from Itron MCS WO074 | EMS (Elec/Gas) - Hot-Dry ¦ SCE ¦ Hot-Dry | EMS (Elec/Gas) - Hot-Dry | 0.47685 | 1 | 0.24 | CBSA 2014 | -119.5614 | 2032 | 0.8 | N/A
COM-HVAC-61.59 | Com ¦ HVAC Energy Management System (Elec SC and Gas SH) - Hot-Dry ¦ SCE ¦ Hot-Dry | Com ¦ HVAC Energy Management System (Elec SC and Gas SH) - Hot-Dry | SCE ¦ Hot-Dry | SCE | All | Electric & Gas | Install and Operate an EMS System | Efficient | 0 | Conventional | HVAC | Com - School | Com | RET and NEW | 0 | 1000 sqft2 of floor space | ton | 15 | DEER:HVAC_Split-Package_AC | 920.5723 | 0.41865 | 0 | Based on density weighted DEER Baseline and % savings from Monitoring Based Commissioning: Benchmarking Analysis of 24 UC/CSU/IOU Projects (Mills, Mathew) April 2009 | 284.4288 | 2020 | 0 | 158.3288 | 2020 | 0 | 0 | Monitoring Based Commissioning: Benchmarking Analysis of 24 UC/CSU/IOU Projects (Mills, Mathew) April 2009; Equipment to Labor Split based on HVAC Equipment from Itron MCS WO075 | EMS (Elec/Gas) - Hot-Dry ¦ SCE ¦ Hot-Dry | EMS (Elec/Gas) - Hot-Dry | 0.82933 | 1 | 0.59 | CBSA 2014 | -50.5677 | 2032 | 0.8 | N/A
COM-HVAC-61.60 | Com ¦ HVAC Energy Management System (Elec SC and Gas SH) - Hot-Dry ¦ SCE ¦ Hot-Dry | Com ¦ HVAC Energy Management System (Elec SC and Gas SH) - Hot-Dry | SCE ¦ Hot-Dry | SCE | All | Electric & Gas | Install and Operate an EMS System | Efficient | 0 | Conventional | HVAC | Com - Warehouse | Com | RET and NEW | 0 | 1000 sqft2 of floor space | ton | 15 | DEER:HVAC_Split-Package_AC | 1055.2632 | 0.39919 | 0 | Based on density weighted DEER Baseline and % savings from Monitoring Based Commissioning: Benchmarking Analysis of 24 UC/CSU/IOU Projects (Mills, Mathew) April 2009 | 284.4288 | 2020 | 0 | 158.3288 | 2020 | 0 | 0 | Monitoring Based Commissioning: Benchmarking Analysis of 24 UC/CSU/IOU Projects (Mills, Mathew) April 2009; Equipment to Labor Split based on HVAC Equipment from Itron MCS WO076 | EMS (Elec/Gas) - Hot-Dry ¦ SCE ¦ Hot-Dry | EMS (Elec/Gas) - Hot-Dry | 0.078075 | 1 | 0.11 | CBSA 2014 | -78.4686 | 2032 | 0.8 | N/A
COM-HVAC-61.61 | Com ¦ HVAC Energy Management System (Elec SC and Gas SH) - Cold ¦ SCE ¦ Cold | Com ¦ HVAC Energy Management System (Elec SC and Gas SH) - Cold | SCE ¦ Cold | SCE | All | Electric & Gas | Install and Operate an EMS System | Efficient | 0 | Conventional | HVAC | Com - College | Com | RET and NEW | 0 | 1000 sqft2 of floor space | ton | 15 | DEER:HVAC_Split-Package_AC | 1083.1755 | 0.40373 | 0 | Based on density weighted DEER Baseline and % savings from Monitoring Based Commissioning: Benchmarking Analysis of 24 UC/CSU/IOU Projects (Mills, Mathew) April 2009 | 284.4288 | 2020 | 0 | 158.3288 | 2020 | 0 | 0 | Monitoring Based Commissioning: Benchmarking Analysis of 24 UC/CSU/IOU Projects (Mills, Mathew) April 2009; Equipment to Labor Split based on HVAC Equipment from Itron MCS WO077 | EMS (Elec/Gas) - Cold ¦ SCE ¦ Cold | EMS (Elec/Gas) - Cold | 0.67929 | 1 | 0.8 | CBSA 2014 | -36.8171 | 2032 | 0.8 | N/A
COM-HVAC-61.62 | Com ¦ HVAC Energy Management System (Elec SC and Gas SH) - Cold ¦ SCE ¦ Cold | Com ¦ HVAC Energy Management System (Elec SC and Gas SH) - Cold | SCE ¦ Cold | SCE | All | Electric & Gas | Install and Operate an EMS System | Efficient | 0 | Conventional | HVAC | Com - Grocery | Com | RET and NEW | 0 | 1000 sqft2 of floor space | ton | 15 | DEER:HVAC_Split-Package_AC | 1285.9803 | 0.25041 | 0 | Based on density weighted DEER Baseline and % savings from Monitoring Based Commissioning: Benchmarking Analysis of 24 UC/CSU/IOU Projects (Mills, Mathew) April 2009 | 284.4288 | 2020 | 0 | 158.3288 | 2020 | 0 | 0 | Monitoring Based Commissioning: Benchmarking Analysis of 24 UC/CSU/IOU Projects (Mills, Mathew) April 2009; Equipment to Labor Split based on HVAC Equipment from Itron MCS WO078 | EMS (Elec/Gas) - Cold ¦ SCE ¦ Cold | EMS (Elec/Gas) - Cold | 0.57341 | 1 | 0.32 | CBSA 2014 | -28.2729 | 2032 | 0.8 | N/A
COM-HVAC-61.63 | Com ¦ HVAC Energy Management System (Elec SC and Gas SH) - Cold ¦ SCE ¦ Cold | Com ¦ HVAC Energy Management System (Elec SC and Gas SH) - Cold | SCE ¦ Cold | SCE | All | Electric & Gas | Install and Operate an EMS System | Efficient | 0 | Conventional | HVAC | Com - Health | Com | RET and NEW | 0 | 1000 sqft2 of floor space | ton | 15 | DEER:HVAC_Split-Package_AC | 1735.3897 | 0.41138 | 0 | Based on density weighted DEER Baseline and % savings from Monitoring Based Commissioning: Benchmarking Analysis of 24 UC/CSU/IOU Projects (Mills, Mathew) April 2009 | 284.4288 | 2020 | 0 | 158.3288 | 2020 | 0 | 0 | Monitoring Based Commissioning: Benchmarking Analysis of 24 UC/CSU/IOU Projects (Mills, Mathew) April 2009; Equipment to Labor Split based on HVAC Equipment from Itron MCS WO079 | EMS (Elec/Gas) - Cold ¦ SCE ¦ Cold | EMS (Elec/Gas) - Cold | 0.81547 | 1 | 0.56 | CBSA 2014 | -25.7212 | 2032 | 0.8 | N/A
COM-HVAC-61.64 | Com ¦ HVAC Energy Management System (Elec SC and Gas SH) - Cold ¦ SCE ¦ Cold | Com ¦ HVAC Energy Management System (Elec SC and Gas SH) - Cold | SCE ¦ Cold | SCE | All | Electric & Gas | Install and Operate an EMS System | Efficient | 0 | Conventional | HVAC | Com - Lodging | Com | RET and NEW | 0 | 1000 sqft2 of floor space | ton | 15 | DEER:HVAC_Split-Package_AC | 2103.4112 | 0.52033 | 0 | Based on density weighted DEER Baseline and % savings from Monitoring Based Commissioning: Benchmarking Analysis of 24 UC/CSU/IOU Projects (Mills, Mathew) April 2009 | 284.4288 | 2020 | 0 | 158.3288 | 2020 | 0 | 0 | Monitoring Based Commissioning: Benchmarking Analysis of 24 UC/CSU/IOU Projects (Mills, Mathew) April 2009; Equipment to Labor Split based on HVAC Equipment from Itron MCS WO080 | EMS (Elec/Gas) - Cold ¦ SCE ¦ Cold | EMS (Elec/Gas) - Cold | 0.51041 | 1 | 0.25 | CBSA 2014 | -115.61 | 2032 | 0.8 | N/A
COM-HVAC-61.65 | Com ¦ HVAC Energy Management System (Elec SC and Gas SH) - Cold ¦ SCE ¦ Cold | Com ¦ HVAC Energy Management System (Elec SC and Gas SH) - Cold | SCE ¦ Cold | SCE | All | Electric & Gas | Install and Operate an EMS System | Efficient | 0 | Conventional | HVAC | Com - Office (Large) | Com | RET and NEW | 0 | 1000 sqft2 of floor space | ton | 15 | DEER:HVAC_Split-Package_AC | 1227.4642 | 0.53642 | 0 | Based on density weighted DEER Baseline and % savings from Monitoring Based Commissioning: Benchmarking Analysis of 24 UC/CSU/IOU Projects (Mills, Mathew) April 2009 | 284.4288 | 2020 | 0 | 158.3288 | 2020 | 0 | 0 | Monitoring Based Commissioning: Benchmarking Analysis of 24 UC/CSU/IOU Projects (Mills, Mathew) April 2009; Equipment to Labor Split based on HVAC Equipment from Itron MCS WO081 | EMS (Elec/Gas) - Cold ¦ SCE ¦ Cold | EMS (Elec/Gas) - Cold | 0.72428 | 1 | 0.5 | CBSA 2014 | -19.2211 | 2032 | 0.8 | N/A
COM-HVAC-61.66 | Com ¦ HVAC Energy Management System (Elec SC and Gas SH) - Cold ¦ SCE ¦ Cold | Com ¦ HVAC Energy Management System (Elec SC and Gas SH) - Cold | SCE ¦ Cold | SCE | All | Electric & Gas | Install and Operate an EMS System | Efficient | 0 | Conventional | HVAC | Com - Office (Small) | Com | RET and NEW | 0 | 1000 sqft2 of floor space | ton | 15 | DEER:HVAC_Split-Package_AC | 999.6591 | 0.48785 | 0 | Based on density weighted DEER Baseline and % savings from Monitoring Based Commissioning: Benchmarking Analysis of 24 UC/CSU/IOU Projects (Mills, Mathew) April 2009 | 284.4288 | 2020 | 0 | 158.3288 | 2020 | 0 | 0 | Monitoring Based Commissioning: Benchmarking Analysis of 24 UC/CSU/IOU Projects (Mills, Mathew) April 2009; Equipment to Labor Split based on HVAC Equipment from Itron MCS WO082 | EMS (Elec/Gas) - Cold ¦ SCE ¦ Cold | EMS (Elec/Gas) - Cold | 0.84632 | 1 | 0.5 | CBSA 2014 | -26.0176 | 2032 | 0.8 | N/A
COM-HVAC-61.67 | Com ¦ HVAC Energy Management System (Elec SC and Gas SH) - Cold ¦ SCE ¦ Cold | Com ¦ HVAC Energy Management System (Elec SC and Gas SH) - Cold | SCE ¦ Cold | SCE | All | Electric & Gas | Install and Operate an EMS System | Efficient | 0 | Conventional | HVAC | Com - Other | Com | RET and NEW | 0 | 1000 sqft2 of floor space | ton | 15 | DEER:HVAC_Split-Package_AC | 1393.5474 | 0.37301 | 0 | Based on density weighted DEER Baseline and % savings from Monitoring Based Commissioning: Benchmarking Analysis of 24 UC/CSU/IOU Projects (Mills, Mathew) April 2009 | 284.4288 | 2020 | 0 | 158.3288 | 2020 | 0 | 0 | Monitoring Based Commissioning: Benchmarking Analysis of 24 UC/CSU/IOU Projects (Mills, Mathew) April 2009; Equipment to Labor Split based on HVAC Equipment from Itron MCS WO083 | EMS (Elec/Gas) - Cold ¦ SCE ¦ Cold | EMS (Elec/Gas) - Cold | 0.197 | 1 | 0.35 | CBSA 2014 | -81.7076 | 2032 | 0.8 | N/A
COM-HVAC-61.68 | Com ¦ HVAC Energy Management System (Elec SC and Gas SH) - Cold ¦ SCE ¦ Cold | Com ¦ HVAC Energy Management System (Elec SC and Gas SH) - Cold | SCE ¦ Cold | SCE | All | Electric & Gas | Install and Operate an EMS System | Efficient | 0 | Conventional | HVAC | Com - Refrig. Warehouse | Com | RET and NEW | 0 | 1000 sqft2 of floor space | ton | 15 | DEER:HVAC_Split-Package_AC | 0 | 0 | 0 | Based on density weighted DEER Baseline and % savings from Monitoring Based Commissioning: Benchmarking Analysis of 24 UC/CSU/IOU Projects (Mills, Mathew) April 2009 | 284.4288 | 2020 | 0 | 158.3288 | 2020 | 0 | 0 | Monitoring Based Commissioning: Benchmarking Analysis of 24 UC/CSU/IOU Projects (Mills, Mathew) April 2009; Equipment to Labor Split based on HVAC Equipment from Itron MCS WO084 | EMS (Elec/Gas) - Cold ¦ SCE ¦ Cold | EMS (Elec/Gas) - Cold | 0.00037354 | 1 | 0.11 | CBSA 2014 | 0 | 2032 | 0.8 | N/A
COM-HVAC-61.69 | Com ¦ HVAC Energy Management System (Elec SC and Gas SH) - Cold ¦ SCE ¦ Cold | Com ¦ HVAC Energy Management System (Elec SC and Gas SH) - Cold | SCE ¦ Cold | SCE | All | Electric & Gas | Install and Operate an EMS System | Efficient | 0 | Conventional | HVAC | Com - Restaurant | Com | RET and NEW | 0 | 1000 sqft2 of floor space | ton | 15 | DEER:HVAC_Split-Package_AC | 1922.0257 | 0.36457 | 0 | Based on density weighted DEER Baseline and % savings from Monitoring Based Commissioning: Benchmarking Analysis of 24 UC/CSU/IOU Projects (Mills, Mathew) April 2009 | 284.4288 | 2020 | 0 | 158.3288 | 2020 | 0 | 0 | Monitoring Based Commissioning: Benchmarking Analysis of 24 UC/CSU/IOU Projects (Mills, Mathew) April 2009; Equipment to Labor Split based on HVAC Equipment from Itron MCS WO085 | EMS (Elec/Gas) - Cold ¦ SCE ¦ Cold | EMS (Elec/Gas) - Cold | 0.60466 | 1 | 0.01 | CBSA 2014 | -39.1778 | 2032 | 0.8 | N/A
COM-HVAC-61.70 | Com ¦ HVAC Energy Management System (Elec SC and Gas SH) - Cold ¦ SCE ¦ Cold | Com ¦ HVAC Energy Management System (Elec SC and Gas SH) - Cold | SCE ¦ Cold | SCE | All | Electric & Gas | Install and Operate an EMS System | Efficient | 0 | Conventional | HVAC | Com - Retail | Com | RET and NEW | 0 | 1000 sqft2 of floor space | ton | 15 | DEER:HVAC_Split-Package_AC | 1265.0184 | 0.39141 | 0 | Based on density weighted DEER Baseline and % savings from Monitoring Based Commissioning: Benchmarking Analysis of 24 UC/CSU/IOU Projects (Mills, Mathew) April 2009 | 284.4288 | 2020 | 0 | 158.3288 | 2020 | 0 | 0 | Monitoring Based Commissioning: Benchmarking Analysis of 24 UC/CSU/IOU Projects (Mills, Mathew) April 2009; Equipment to Labor Split based on HVAC Equipment from Itron MCS WO086 | EMS (Elec/Gas) - Cold ¦ SCE ¦ Cold | EMS (Elec/Gas) - Cold | 0.47685 | 1 | 0.24 | CBSA 2014 | -121.8327 | 2032 | 0.8 | N/A
COM-HVAC-61.71 | Com ¦ HVAC Energy Management System (Elec SC and Gas SH) - Cold ¦ SCE ¦ Cold | Com ¦ HVAC Energy Management System (Elec SC and Gas SH) - Cold | SCE ¦ Cold | SCE | All | Electric & Gas | Install and Operate an EMS System | Efficient | 0 | Conventional | HVAC | Com - School | Com | RET and NEW | 0 | 1000 sqft2 of floor space | ton | 15 | DEER:HVAC_Split-Package_AC | 924.5693 | 0.21321 | 0 | Based on density weighted DEER Baseline and % savings from Monitoring Based Commissioning: Benchmarking Analysis of 24 UC/CSU/IOU Projects (Mills, Mathew) April 2009 | 284.4288 | 2020 | 0 | 158.3288 | 2020 | 0 | 0 | Monitoring Based Commissioning: Benchmarking Analysis of 24 UC/CSU/IOU Projects (Mills, Mathew) April 2009; Equipment to Labor Split based on HVAC Equipment from Itron MCS WO087 | EMS (Elec/Gas) - Cold ¦ SCE ¦ Cold | EMS (Elec/Gas) - Cold | 0.82933 | 1 | 0.59 | CBSA 2014 | -50.7873 | 2032 | 0.8 | N/A
COM-HVAC-61.72 | Com ¦ HVAC Energy Management System (Elec SC and Gas SH) - Cold ¦ SCE ¦ Cold | Com ¦ HVAC Energy Management System (Elec SC and Gas SH) - Cold | SCE ¦ Cold | SCE | All | Electric & Gas | Install and Operate an EMS System | Efficient | 0 | Conventional | HVAC | Com - Warehouse | Com | RET and NEW | 0 | 1000 sqft2 of floor space | ton | 15 | DEER:HVAC_Split-Package_AC | 1061.0204 | 0.34466 | 0 | Based on density weighted DEER Baseline and % savings from Monitoring Based Commissioning: Benchmarking Analysis of 24 UC/CSU/IOU Projects (Mills, Mathew) April 2009 | 284.4288 | 2020 | 0 | 158.3288 | 2020 | 0 | 0 | Monitoring Based Commissioning: Benchmarking Analysis of 24 UC/CSU/IOU Projects (Mills, Mathew) April 2009; Equipment to Labor Split based on HVAC Equipment from Itron MCS WO088 | EMS (Elec/Gas) - Cold ¦ SCE ¦ Cold | EMS (Elec/Gas) - Cold | 0.078075 | 1 | 0.11 | CBSA 2014 | -78.8967 | 2032 | 0.8 | N/A
COM-HVAC-61.73 | Com ¦ HVAC Energy Management System (Elec SC and Gas SH) - Marine ¦ SCG ¦ Marine | Com ¦ HVAC Energy Management System (Elec SC and Gas SH) - Marine | SCG ¦ Marine | SCG | All | Electric & Gas | Install and Operate an EMS System | Efficient | 0 | Conventional | HVAC | Com - College | Com | RET and NEW | 0 | 1000 sqft2 of floor space | ton | 15 | DEER:HVAC_Split-Package_AC | 0 | 0 | 82.7322 | Based on density weighted DEER Baseline and % savings from Monitoring Based Commissioning: Benchmarking Analysis of 24 UC/CSU/IOU Projects (Mills, Mathew) April 2009 | 284.4288 | 2020 | 0 | 158.3288 | 2020 | 0 | 0 | Monitoring Based Commissioning: Benchmarking Analysis of 24 UC/CSU/IOU Projects (Mills, Mathew) April 2009; Equipment to Labor Split based on HVAC Equipment from Itron MCS WO089 | EMS (Elec/Gas) - Marine ¦ SCG ¦ Marine | EMS (Elec/Gas) - Marine | 0.67929 | 1 | 0.8 | CBSA 2014 | -47.7545 | 2032 | 0.8 | N/A
COM-HVAC-61.74 | Com ¦ HVAC Energy Management System (Elec SC and Gas SH) - Marine ¦ SCG ¦ Marine | Com ¦ HVAC Energy Management System (Elec SC and Gas SH) - Marine | SCG ¦ Marine | SCG | All | Electric & Gas | Install and Operate an EMS System | Efficient | 0 | Conventional | HVAC | Com - Grocery | Com | RET and NEW | 0 | 1000 sqft2 of floor space | ton | 15 | DEER:HVAC_Split-Package_AC | 0 | 0 | 179.7706 | Based on density weighted DEER Baseline and % savings from Monitoring Based Commissioning: Benchmarking Analysis of 24 UC/CSU/IOU Projects (Mills, Mathew) April 2009 | 284.4288 | 2020 | 0 | 158.3288 | 2020 | 0 | 0 | Monitoring Based Commissioning: Benchmarking Analysis of 24 UC/CSU/IOU Projects (Mills, Mathew) April 2009; Equipment to Labor Split based on HVAC Equipment from Itron MCS WO090 | EMS (Elec/Gas) - Marine ¦ SCG ¦ Marine | EMS (Elec/Gas) - Marine | 0.57341 | 1 | 0.32 | CBSA 2014 | -378.1143 | 2032 | 0.8 | N/A
COM-HVAC-61.75 | Com ¦ HVAC Energy Management System (Elec SC and Gas SH) - Marine ¦ SCG ¦ Marine | Com ¦ HVAC Energy Management System (Elec SC and Gas SH) - Marine | SCG ¦ Marine | SCG | All | Electric & Gas | Install and Operate an EMS System | Efficient | 0 | Conventional | HVAC | Com - Health | Com | RET and NEW | 0 | 1000 sqft2 of floor space | ton | 15 | DEER:HVAC_Split-Package_AC | 0 | 0 | 334.1522 | Based on density weighted DEER Baseline and % savings from Monitoring Based Commissioning: Benchmarking Analysis of 24 UC/CSU/IOU Projects (Mills, Mathew) April 2009 | 284.4288 | 2020 | 0 | 158.3288 | 2020 | 0 | 0 | Monitoring Based Commissioning: Benchmarking Analysis of 24 UC/CSU/IOU Projects (Mills, Mathew) April 2009; Equipment to Labor Split based on HVAC Equipment from Itron MCS WO091 | EMS (Elec/Gas) - Marine ¦ SCG ¦ Marine | EMS (Elec/Gas) - Marine | 0.81547 | 1 | 0.56 | CBSA 2014 | -789.0614 | 2032 | 0.8 | N/A
COM-HVAC-61.76 | Com ¦ HVAC Energy Management System (Elec SC and Gas SH) - Marine ¦ SCG ¦ Marine | Com ¦ HVAC Energy Management System (Elec SC and Gas SH) - Marine | SCG ¦ Marine | SCG | All | Electric & Gas | Install and Operate an EMS System | Efficient | 0 | Conventional | HVAC | Com - Lodging | Com | RET and NEW | 0 | 1000 sqft2 of floor space | ton | 15 | DEER:HVAC_Split-Package_AC | 0 | 0 | 190.4836 | Based on density weighted DEER Baseline and % savings from Monitoring Based Commissioning: Benchmarking Analysis of 24 UC/CSU/IOU Projects (Mills, Mathew) April 2009 | 284.4288 | 2020 | 0 | 158.3288 | 2020 | 0 | 0 | Monitoring Based Commissioning: Benchmarking Analysis of 24 UC/CSU/IOU Projects (Mills, Mathew) April 2009; Equipment to Labor Split based on HVAC Equipment from Itron MCS WO092 | EMS (Elec/Gas) - Marine ¦ SCG ¦ Marine | EMS (Elec/Gas) - Marine | 0.51041 | 1 | 0.25 | CBSA 2014 | -1450.7377 | 2032 | 0.8 | N/A
COM-HVAC-61.77 | Com ¦ HVAC Energy Management System (Elec SC and Gas SH) - Marine ¦ SCG ¦ Marine | Com ¦ HVAC Energy Management System (Elec SC and Gas SH) - Marine | SCG ¦ Marine | SCG | All | Electric & Gas | Install and Operate an EMS System | Efficient | 0 | Conventional | HVAC | Com - Office (Large) | Com | RET and NEW | 0 | 1000 sqft2 of floor space | ton | 15 | DEER:HVAC_Split-Package_AC | 0 | 0 | 39.6394 | Based on density weighted DEER Baseline and % savings from Monitoring Based Commissioning: Benchmarking Analysis of 24 UC/CSU/IOU Projects (Mills, Mathew) April 2009 | 284.4288 | 2020 | 0 | 158.3288 | 2020 | 0 | 0 | Monitoring Based Commissioning: Benchmarking Analysis of 24 UC/CSU/IOU Projects (Mills, Mathew) April 2009; Equipment to Labor Split based on HVAC Equipment from Itron MCS WO093 | EMS (Elec/Gas) - Marine ¦ SCG ¦ Marine | EMS (Elec/Gas) - Marine | 0.72428 | 1 | 0.5 | CBSA 2014 | -137.1591 | 2032 | 0.8 | N/A
COM-HVAC-61.78 | Com ¦ HVAC Energy Management System (Elec SC and Gas SH) - Marine ¦ SCG ¦ Marine | Com ¦ HVAC Energy Management System (Elec SC and Gas SH) - Marine | SCG ¦ Marine | SCG | All | Electric & Gas | Install and Operate an EMS System | Efficient | 0 | Conventional | HVAC | Com - Office (Small) | Com | RET and NEW | 0 | 1000 sqft2 of floor space | ton | 15 | DEER:HVAC_Split-Package_AC | 0 | 0 | 15.3129 | Based on density weighted DEER Baseline and % savings from Monitoring Based Commissioning: Benchmarking Analysis of 24 UC/CSU/IOU Projects (Mills, Mathew) April 2009 | 284.4288 | 2020 | 0 | 158.3288 | 2020 | 0 | 0 | Monitoring Based Commissioning: Benchmarking Analysis of 24 UC/CSU/IOU Projects (Mills, Mathew) April 2009; Equipment to Labor Split based on HVAC Equipment from Itron MCS WO094 | EMS (Elec/Gas) - Marine ¦ SCG ¦ Marine | EMS (Elec/Gas) - Marine | 0.84632 | 1 | 0.5 | CBSA 2014 | -14.9902 | 2032 | 0.8 | N/A
COM-HVAC-61.79 | Com ¦ HVAC Energy Management System (Elec SC and Gas SH) - Marine ¦ SCG ¦ Marine | Com ¦ HVAC Energy Management System (Elec SC and Gas SH) - Marine | SCG ¦ Marine | SCG | All | Electric & Gas | Install and Operate an EMS System | Efficient | 0 | Conventional | HVAC | Com - Other | Com | RET and NEW | 0 | 1000 sqft2 of floor space | ton | 15 | DEER:HVAC_Split-Package_AC | 0 | 0 | 97.4626 | Based on density weighted DEER Baseline and % savings from Monitoring Based Commissioning: Benchmarking Analysis of 24 UC/CSU/IOU Projects (Mills, Mathew) April 2009 | 284.4288 | 2020 | 0 | 158.3288 | 2020 | 0 | 0 | Monitoring Based Commissioning: Benchmarking Analysis of 24 UC/CSU/IOU Projects (Mills, Mathew) April 2009; Equipment to Labor Split based on HVAC Equipment from Itron MCS WO095 | EMS (Elec/Gas) - Marine ¦ SCG ¦ Marine | EMS (Elec/Gas) - Marine | 0.197 | 1 | 0.35 | CBSA 2014 | -243.5684 | 2032 | 0.8 | N/A
COM-HVAC-61.80 | Com ¦ HVAC Energy Management System (Elec SC and Gas SH) - Marine ¦ SCG ¦ Marine | Com ¦ HVAC Energy Management System (Elec SC and Gas SH) - Marine | SCG ¦ Marine | SCG | All | Electric & Gas | Install and Operate an EMS System | Efficient | 0 | Conventional | HVAC | Com - Refrig. Warehouse | Com | RET and NEW | 0 | 1000 sqft2 of floor space | ton | 15 | DEER:HVAC_Split-Package_AC | 0 | 0 | 0.68148 | Based on density weighted DEER Baseline and % savings from Monitoring Based Commissioning: Benchmarking Analysis of 24 UC/CSU/IOU Projects (Mills, Mathew) April 2009 | 284.4288 | 2020 | 0 | 158.3288 | 2020 | 0 | 0 | Monitoring Based Commissioning: Benchmarking Analysis of 24 UC/CSU/IOU Projects (Mills, Mathew) April 2009; Equipment to Labor Split based on HVAC Equipment from Itron MCS WO096 | EMS (Elec/Gas) - Marine ¦ SCG ¦ Marine | EMS (Elec/Gas) - Marine | 0.00037354 | 1 | 0.11 | CBSA 2014 | -0.49896 | 2032 | 0.8 | N/A
COM-HVAC-61.81 | Com ¦ HVAC Energy Management System (Elec SC and Gas SH) - Marine ¦ SCG ¦ Marine | Com ¦ HVAC Energy Management System (Elec SC and Gas SH) - Marine | SCG ¦ Marine | SCG | All | Electric & Gas | Install and Operate an EMS System | Efficient | 0 | Conventional | HVAC | Com - Restaurant | Com | RET and NEW | 0 | 1000 sqft2 of floor space | ton | 15 | DEER:HVAC_Split-Package_AC | 0 | 0 | 122.5119 | Based on density weighted DEER Baseline and % savings from Monitoring Based Commissioning: Benchmarking Analysis of 24 UC/CSU/IOU Projects (Mills, Mathew) April 2009 | 284.4288 | 2020 | 0 | 158.3288 | 2020 | 0 | 0 | Monitoring Based Commissioning: Benchmarking Analysis of 24 UC/CSU/IOU Projects (Mills, Mathew) April 2009; Equipment to Labor Split based on HVAC Equipment from Itron MCS WO097 | EMS (Elec/Gas) - Marine ¦ SCG ¦ Marine | EMS (Elec/Gas) - Marine | 0.60466 | 1 | 0.01 | CBSA 2014 | -31.3844 | 2032 | 0.8 | N/A
COM-HVAC-61.82 | Com ¦ HVAC Energy Management System (Elec SC and Gas SH) - Marine ¦ SCG ¦ Marine | Com ¦ HVAC Energy Management System (Elec SC and Gas SH) - Marine | SCG ¦ Marine | SCG | All | Electric & Gas | Install and Operate an EMS System | Efficient | 0 | Conventional | HVAC | Com - Retail | Com | RET and NEW | 0 | 1000 sqft2 of floor space | ton | 15 | DEER:HVAC_Split-Package_AC | 0 | 0 | 30.93 | Based on density weighted DEER Baseline and % savings from Monitoring Based Commissioning: Benchmarking Analysis of 24 UC/CSU/IOU Projects (Mills, Mathew) April 2009 | 284.4288 | 2020 | 0 | 158.3288 | 2020 | 0 | 0 | Monitoring Based Commissioning: Benchmarking Analysis of 24 UC/CSU/IOU Projects (Mills, Mathew) April 2009; Equipment to Labor Split based on HVAC Equipment from Itron MCS WO098 | EMS (Elec/Gas) - Marine ¦ SCG ¦ Marine | EMS (Elec/Gas) - Marine | 0.47685 | 1 | 0.24 | CBSA 2014 | -4642.4905 | 2032 | 0.8 | N/A
COM-HVAC-61.83 | Com ¦ HVAC Energy Management System (Elec SC and Gas SH) - Marine ¦ SCG ¦ Marine | Com ¦ HVAC Energy Management System (Elec SC and Gas SH) - Marine | SCG ¦ Marine | SCG | All | Electric & Gas | Install and Operate an EMS System | Efficient | 0 | Conventional | HVAC | Com - School | Com | RET and NEW | 0 | 1000 sqft2 of floor space | ton | 15 | DEER:HVAC_Split-Package_AC | 0 | 0 | 142.0526 | Based on density weighted DEER Baseline and % savings from Monitoring Based Commissioning: Benchmarking Analysis of 24 UC/CSU/IOU Projects (Mills, Mathew) April 2009 | 284.4288 | 2020 | 0 | 158.3288 | 2020 | 0 | 0 | Monitoring Based Commissioning: Benchmarking Analysis of 24 UC/CSU/IOU Projects (Mills, Mathew) April 2009; Equipment to Labor Split based on HVAC Equipment from Itron MCS WO099 | EMS (Elec/Gas) - Marine ¦ SCG ¦ Marine | EMS (Elec/Gas) - Marine | 0.82933 | 1 | 0.59 | CBSA 2014 | -118.9547 | 2032 | 0.8 | N/A
COM-HVAC-61.84 | Com ¦ HVAC Energy Management System (Elec SC and Gas SH) - Marine ¦ SCG ¦ Marine | Com ¦ HVAC Energy Management System (Elec SC and Gas SH) - Marine | SCG ¦ Marine | SCG | All | Electric & Gas | Install and Operate an EMS System | Efficient | 0 | Conventional | HVAC | Com - Warehouse | Com | RET and NEW | 0 | 1000 sqft2 of floor space | ton | 15 | DEER:HVAC_Split-Package_AC | 0 | 0 | 21.5302 | Based on density weighted DEER Baseline and % savings from Monitoring Based Commissioning: Benchmarking Analysis of 24 UC/CSU/IOU Projects (Mills, Mathew) April 2009 | 284.4288 | 2020 | 0 | 158.3288 | 2020 | 0 | 0 | Monitoring Based Commissioning: Benchmarking Analysis of 24 UC/CSU/IOU Projects (Mills, Mathew) April 2009; Equipment to Labor Split based on HVAC Equipment from Itron MCS WO100 | EMS (Elec/Gas) - Marine ¦ SCG ¦ Marine | EMS (Elec/Gas) - Marine | 0.078075 | 1 | 0.11 | CBSA 2014 | -164.8744 | 2032 | 0.8 | N/A
COM-HVAC-61.85 | Com ¦ HVAC Energy Management System (Elec SC and Gas SH) - Hot-Dry ¦ SCG ¦ Hot-Dry | Com ¦ HVAC Energy Management System (Elec SC and Gas SH) - Hot-Dry | SCG ¦ Hot-Dry | SCG | All | Electric & Gas | Install and Operate an EMS System | Efficient | 0 | Conventional | HVAC | Com - College | Com | RET and NEW | 0 | 1000 sqft2 of floor space | ton | 15 | DEER:HVAC_Split-Package_AC | 0 | 0 | 86.8803 | Based on density weighted DEER Baseline and % savings from Monitoring Based Commissioning: Benchmarking Analysis of 24 UC/CSU/IOU Projects (Mills, Mathew) April 2009 | 284.4288 | 2020 | 0 | 158.3288 | 2020 | 0 | 0 | Monitoring Based Commissioning: Benchmarking Analysis of 24 UC/CSU/IOU Projects (Mills, Mathew) April 2009; Equipment to Labor Split based on HVAC Equipment from Itron MCS WO101 | EMS (Elec/Gas) - Hot-Dry ¦ SCG ¦ Hot-Dry | EMS (Elec/Gas) - Hot-Dry | 0.67929 | 1 | 0.8 | CBSA 2014 | -50.1489 | 2032 | 0.8 | N/A
COM-HVAC-61.86 | Com ¦ HVAC Energy Management System (Elec SC and Gas SH) - Hot-Dry ¦ SCG ¦ Hot-Dry | Com ¦ HVAC Energy Management System (Elec SC and Gas SH) - Hot-Dry | SCG ¦ Hot-Dry | SCG | All | Electric & Gas | Install and Operate an EMS System | Efficient | 0 | Conventional | HVAC | Com - Grocery | Com | RET and NEW | 0 | 1000 sqft2 of floor space | ton | 15 | DEER:HVAC_Split-Package_AC | 0 | 0 | 163.7482 | Based on density weighted DEER Baseline and % savings from Monitoring Based Commissioning: Benchmarking Analysis of 24 UC/CSU/IOU Projects (Mills, Mathew) April 2009 | 284.4288 | 2020 | 0 | 158.3288 | 2020 | 0 | 0 | Monitoring Based Commissioning: Benchmarking Analysis of 24 UC/CSU/IOU Projects (Mills, Mathew) April 2009; Equipment to Labor Split based on HVAC Equipment from Itron MCS WO102 | EMS (Elec/Gas) - Hot-Dry ¦ SCG ¦ Hot-Dry | EMS (Elec/Gas) - Hot-Dry | 0.57341 | 1 | 0.32 | CBSA 2014 | -344.4141 | 2032 | 0.8 | N/A
COM-HVAC-61.87 | Com ¦ HVAC Energy Management System (Elec SC and Gas SH) - Hot-Dry ¦ SCG ¦ Hot-Dry | Com ¦ HVAC Energy Management System (Elec SC and Gas SH) - Hot-Dry | SCG ¦ Hot-Dry | SCG | All | Electric & Gas | Install and Operate an EMS System | Efficient | 0 | Conventional | HVAC | Com - Health | Com | RET and NEW | 0 | 1000 sqft2 of floor space | ton | 15 | DEER:HVAC_Split-Package_AC | 0 | 0 | 353.7872 | Based on density weighted DEER Baseline and % savings from Monitoring Based Commissioning: Benchmarking Analysis of 24 UC/CSU/IOU Projects (Mills, Mathew) April 2009 | 284.4288 | 2020 | 0 | 158.3288 | 2020 | 0 | 0 | Monitoring Based Commissioning: Benchmarking Analysis of 24 UC/CSU/IOU Projects (Mills, Mathew) April 2009; Equipment to Labor Split based on HVAC Equipment from Itron MCS WO103 | EMS (Elec/Gas) - Hot-Dry ¦ SCG ¦ Hot-Dry | EMS (Elec/Gas) - Hot-Dry | 0.81547 | 1 | 0.56 | CBSA 2014 | -835.4271 | 2032 | 0.8 | N/A
COM-HVAC-61.88 | Com ¦ HVAC Energy Management System (Elec SC and Gas SH) - Hot-Dry ¦ SCG ¦ Hot-Dry | Com ¦ HVAC Energy Management System (Elec SC and Gas SH) - Hot-Dry | SCG ¦ Hot-Dry | SCG | All | Electric & Gas | Install and Operate an EMS System | Efficient | 0 | Conventional | HVAC | Com - Lodging | Com | RET and NEW | 0 | 1000 sqft2 of floor space | ton | 15 | DEER:HVAC_Split-Package_AC | 0 | 0 | 221.0035 | Based on density weighted DEER Baseline and % savings from Monitoring Based Commissioning: Benchmarking Analysis of 24 UC/CSU/IOU Projects (Mills, Mathew) April 2009 | 284.4288 | 2020 | 0 | 158.3288 | 2020 | 0 | 0 | Monitoring Based Commissioning: Benchmarking Analysis of 24 UC/CSU/IOU Projects (Mills, Mathew) April 2009; Equipment to Labor Split based on HVAC Equipment from Itron MCS WO104 | EMS (Elec/Gas) - Hot-Dry ¦ SCG ¦ Hot-Dry | EMS (Elec/Gas) - Hot-Dry | 0.51041 | 1 | 0.25 | CBSA 2014 | -1683.1796 | 2032 | 0.8 | N/A
COM-HVAC-61.89 | Com ¦ HVAC Energy Management System (Elec SC and Gas SH) - Hot-Dry ¦ SCG ¦ Hot-Dry | Com ¦ HVAC Energy Management System (Elec SC and Gas SH) - Hot-Dry | SCG ¦ Hot-Dry | SCG | All | Electric & Gas | Install and Operate an EMS System | Efficient | 0 | Conventional | HVAC | Com - Office (Large) | Com | RET and NEW | 0 | 1000 sqft2 of floor space | ton | 15 | DEER:HVAC_Split-Package_AC | 0 | 0 | 40.6517 | Based on density weighted DEER Baseline and % savings from Monitoring Based Commissioning: Benchmarking Analysis of 24 UC/CSU/IOU Projects (Mills, Mathew) April 2009 | 284.4288 | 2020 | 0 | 158.3288 | 2020 | 0 | 0 | Monitoring Based Commissioning: Benchmarking Analysis of 24 UC/CSU/IOU Projects (Mills, Mathew) April 2009; Equipment to Labor Split based on HVAC Equipment from Itron MCS WO105 | EMS (Elec/Gas) - Hot-Dry ¦ SCG ¦ Hot-Dry | EMS (Elec/Gas) - Hot-Dry | 0.72428 | 1 | 0.5 | CBSA 2014 | -140.662 | 2032 | 0.8 | N/A
COM-HVAC-61.90 | Com ¦ HVAC Energy Management System (Elec SC and Gas SH) - Hot-Dry ¦ SCG ¦ Hot-Dry | Com ¦ HVAC Energy Management System (Elec SC and Gas SH) - Hot-Dry | SCG ¦ Hot-Dry | SCG | All | Electric & Gas | Install and Operate an EMS System | Efficient | 0 | Conventional | HVAC | Com - Office (Small) | Com | RET and NEW | 0 | 1000 sqft2 of floor space | ton | 15 | DEER:HVAC_Split-Package_AC | 0 | 0 | 13.1537 | Based on density weighted DEER Baseline and % savings from Monitoring Based Commissioning: Benchmarking Analysis of 24 UC/CSU/IOU Projects (Mills, Mathew) April 2009 | 284.4288 | 2020 | 0 | 158.3288 | 2020 | 0 | 0 | Monitoring Based Commissioning: Benchmarking Analysis of 24 UC/CSU/IOU Projects (Mills, Mathew) April 2009; Equipment to Labor Split based on HVAC Equipment from Itron MCS WO106 | EMS (Elec/Gas) - Hot-Dry ¦ SCG ¦ Hot-Dry | EMS (Elec/Gas) - Hot-Dry | 0.84632 | 1 | 0.5 | CBSA 2014 | -12.8764 | 2032 | 0.8 | N/A
COM-HVAC-61.91 | Com ¦ HVAC Energy Management System (Elec SC and Gas SH) - Hot-Dry ¦ SCG ¦ Hot-Dry | Com ¦ HVAC Energy Management System (Elec SC and Gas SH) - Hot-Dry | SCG ¦ Hot-Dry | SCG | All | Electric & Gas | Install and Operate an EMS System | Efficient | 0 | Conventional | HVAC | Com - Other | Com | RET and NEW | 0 | 1000 sqft2 of floor space | ton | 15 | DEER:HVAC_Split-Package_AC | 0 | 0 | 101.1207 | Based on density weighted DEER Baseline and % savings from Monitoring Based Commissioning: Benchmarking Analysis of 24 UC/CSU/IOU Projects (Mills, Mathew) April 2009 | 284.4288 | 2020 | 0 | 158.3288 | 2020 | 0 | 0 | Monitoring Based Commissioning: Benchmarking Analysis of 24 UC/CSU/IOU Projects (Mills, Mathew) April 2009; Equipment to Labor Split based on HVAC Equipment from Itron MCS WO107 | EMS (Elec/Gas) - Hot-Dry ¦ SCG ¦ Hot-Dry | EMS (Elec/Gas) - Hot-Dry | 0.197 | 1 | 0.35 | CBSA 2014 | -252.7102 | 2032 | 0.8 | N/A
COM-HVAC-61.92 | Com ¦ HVAC Energy Management System (Elec SC and Gas SH) - Hot-Dry ¦ SCG ¦ Hot-Dry | Com ¦ HVAC Energy Management System (Elec SC and Gas SH) - Hot-Dry | SCG ¦ Hot-Dry | SCG | All | Electric & Gas | Install and Operate an EMS System | Efficient | 0 | Conventional | HVAC | Com - Refrig. Warehouse | Com | RET and NEW | 0 | 1000 sqft2 of floor space | ton | 15 | DEER:HVAC_Split-Package_AC | 0 | 0 | 1.3952 | Based on density weighted DEER Baseline and % savings from Monitoring Based Commissioning: Benchmarking Analysis of 24 UC/CSU/IOU Projects (Mills, Mathew) April 2009 | 284.4288 | 2020 | 0 | 158.3288 | 2020 | 0 | 0 | Monitoring Based Commissioning: Benchmarking Analysis of 24 UC/CSU/IOU Projects (Mills, Mathew) April 2009; Equipment to Labor Split based on HVAC Equipment from Itron MCS WO108 | EMS (Elec/Gas) - Hot-Dry ¦ SCG ¦ Hot-Dry | EMS (Elec/Gas) - Hot-Dry | 0.00037354 | 1 | 0.11 | CBSA 2014 | -1.0215 | 2032 | 0.8 | N/A
COM-HVAC-61.93 | Com ¦ HVAC Energy Management System (Elec SC and Gas SH) - Hot-Dry ¦ SCG ¦ Hot-Dry | Com ¦ HVAC Energy Management System (Elec SC and Gas SH) - Hot-Dry | SCG ¦ Hot-Dry | SCG | All | Electric & Gas | Install and Operate an EMS System | Efficient | 0 | Conventional | HVAC | Com - Restaurant | Com | RET and NEW | 0 | 1000 sqft2 of floor space | ton | 15 | DEER:HVAC_Split-Package_AC | 0 | 0 | 115.3934 | Based on density weighted DEER Baseline and % savings from Monitoring Based Commissioning: Benchmarking Analysis of 24 UC/CSU/IOU Projects (Mills, Mathew) April 2009 | 284.4288 | 2020 | 0 | 158.3288 | 2020 | 0 | 0 | Monitoring Based Commissioning: Benchmarking Analysis of 24 UC/CSU/IOU Projects (Mills, Mathew) April 2009; Equipment to Labor Split based on HVAC Equipment from Itron MCS WO109 | EMS (Elec/Gas) - Hot-Dry ¦ SCG ¦ Hot-Dry | EMS (Elec/Gas) - Hot-Dry | 0.60466 | 1 | 0.01 | CBSA 2014 | -29.5608 | 2032 | 0.8 | N/A
COM-HVAC-61.94 | Com ¦ HVAC Energy Management System (Elec SC and Gas SH) - Hot-Dry ¦ SCG ¦ Hot-Dry | Com ¦ HVAC Energy Management System (Elec SC and Gas SH) - Hot-Dry | SCG ¦ Hot-Dry | SCG | All | Electric & Gas | Install and Operate an EMS System | Efficient | 0 | Conventional | HVAC | Com - Retail | Com | RET and NEW | 0 | 1000 sqft2 of floor space | ton | 15 | DEER:HVAC_Split-Package_AC | 0 | 0 | 31.7146 | Based on density weighted DEER Baseline and % savings from Monitoring Based Commissioning: Benchmarking Analysis of 24 UC/CSU/IOU Projects (Mills, Mathew) April 2009 | 284.4288 | 2020 | 0 | 158.3288 | 2020 | 0 | 0 | Monitoring Based Commissioning: Benchmarking Analysis of 24 UC/CSU/IOU Projects (Mills, Mathew) April 2009; Equipment to Labor Split based on HVAC Equipment from Itron MCS WO110 | EMS (Elec/Gas) - Hot-Dry ¦ SCG ¦ Hot-Dry | EMS (Elec/Gas) - Hot-Dry | 0.47685 | 1 | 0.24 | CBSA 2014 | -4760.2525 | 2032 | 0.8 | N/A
COM-HVAC-61.95 | Com ¦ HVAC Energy Management System (Elec SC and Gas SH) - Hot-Dry ¦ SCG ¦ Hot-Dry | Com ¦ HVAC Energy Management System (Elec SC and Gas SH) - Hot-Dry | SCG ¦ Hot-Dry | SCG | All | Electric & Gas | Install and Operate an EMS System | Efficient | 0 | Conventional | HVAC | Com - School | Com | RET and NEW | 0 | 1000 sqft2 of floor space | ton | 15 | DEER:HVAC_Split-Package_AC | 0 | 0 | 144.4628 | Based on density weighted DEER Baseline and % savings from Monitoring Based Commissioning: Benchmarking Analysis of 24 UC/CSU/IOU Projects (Mills, Mathew) April 2009 | 284.4288 | 2020 | 0 | 158.3288 | 2020 | 0 | 0 | Monitoring Based Commissioning: Benchmarking Analysis of 24 UC/CSU/IOU Projects (Mills, Mathew) April 2009; Equipment to Labor Split based on HVAC Equipment from Itron MCS WO111 | EMS (Elec/Gas) - Hot-Dry ¦ SCG ¦ Hot-Dry | EMS (Elec/Gas) - Hot-Dry | 0.82933 | 1 | 0.59 | CBSA 2014 | -120.973 | 2032 | 0.8 | N/A
COM-HVAC-61.96 | Com ¦ HVAC Energy Management System (Elec SC and Gas SH) - Hot-Dry ¦ SCG ¦ Hot-Dry | Com ¦ HVAC Energy Management System (Elec SC and Gas SH) - Hot-Dry | SCG ¦ Hot-Dry | SCG | All | Electric & Gas | Install and Operate an EMS System | Efficient | 0 | Conventional | HVAC | Com - Warehouse | Com | RET and NEW | 0 | 1000 sqft2 of floor space | ton | 15 | DEER:HVAC_Split-Package_AC | 0 | 0 | 25.014 | Based on density weighted DEER Baseline and % savings from Monitoring Based Commissioning: Benchmarking Analysis of 24 UC/CSU/IOU Projects (Mills, Mathew) April 2009 | 284.4288 | 2020 | 0 | 158.3288 | 2020 | 0 | 0 | Monitoring Based Commissioning: Benchmarking Analysis of 24 UC/CSU/IOU Projects (Mills, Mathew) April 2009; Equipment to Labor Split based on HVAC Equipment from Itron MCS WO112 | EMS (Elec/Gas) - Hot-Dry ¦ SCG ¦ Hot-Dry | EMS (Elec/Gas) - Hot-Dry | 0.078075 | 1 | 0.11 | CBSA 2014 | -191.5521 | 2032 | 0.8 | N/A
COM-HVAC-61.97 | Com ¦ HVAC Energy Management System (Elec SC and Gas SH) - Cold ¦ SCG ¦ Cold | Com ¦ HVAC Energy Management System (Elec SC and Gas SH) - Cold | SCG ¦ Cold | SCG | All | Electric & Gas | Install and Operate an EMS System | Efficient | 0 | Conventional | HVAC | Com - College | Com | RET and NEW | 0 | 1000 sqft2 of floor space | ton | 15 | DEER:HVAC_Split-Package_AC | 0 | 0 | 165.1456 | Based on density weighted DEER Baseline and % savings from Monitoring Based Commissioning: Benchmarking Analysis of 24 UC/CSU/IOU Projects (Mills, Mathew) April 2009 | 284.4288 | 2020 | 0 | 158.3288 | 2020 | 0 | 0 | Monitoring Based Commissioning: Benchmarking Analysis of 24 UC/CSU/IOU Projects (Mills, Mathew) April 2009; Equipment to Labor Split based on HVAC Equipment from Itron MCS WO113 | EMS (Elec/Gas) - Cold ¦ SCG ¦ Cold | EMS (Elec/Gas) - Cold | 0.67929 | 1 | 0.8 | CBSA 2014 | -95.325 | 2032 | 0.8 | N/A
COM-HVAC-61.98 | Com ¦ HVAC Energy Management System (Elec SC and Gas SH) - Cold ¦ SCG ¦ Cold | Com ¦ HVAC Energy Management System (Elec SC and Gas SH) - Cold | SCG ¦ Cold | SCG | All | Electric & Gas | Install and Operate an EMS System | Efficient | 0 | Conventional | HVAC | Com - Grocery | Com | RET and NEW | 0 | 1000 sqft2 of floor space | ton | 15 | DEER:HVAC_Split-Package_AC | 0 | 0 | 278.4349 | Based on density weighted DEER Baseline and % savings from Monitoring Based Commissioning: Benchmarking Analysis of 24 UC/CSU/IOU Projects (Mills, Mathew) April 2009 | 284.4288 | 2020 | 0 | 158.3288 | 2020 | 0 | 0 | Monitoring Based Commissioning: Benchmarking Analysis of 24 UC/CSU/IOU Projects (Mills, Mathew) April 2009; Equipment to Labor Split based on HVAC Equipment from Itron MCS WO114 | EMS (Elec/Gas) - Cold ¦ SCG ¦ Cold | EMS (Elec/Gas) - Cold | 0.57341 | 1 | 0.32 | CBSA 2014 | -585.6366 | 2032 | 0.8 | N/A
COM-HVAC-61.99 | Com ¦ HVAC Energy Management System (Elec SC and Gas SH) - Cold ¦ SCG ¦ Cold | Com ¦ HVAC Energy Management System (Elec SC and Gas SH) - Cold | SCG ¦ Cold | SCG | All | Electric & Gas | Install and Operate an EMS System | Efficient | 0 | Conventional | HVAC | Com - Health | Com | RET and NEW | 0 | 1000 sqft2 of floor space | ton | 15 | DEER:HVAC_Split-Package_AC | 0 | 0 | 492.9671 | Based on density weighted DEER Baseline and % savings from Monitoring Based Commissioning: Benchmarking Analysis of 24 UC/CSU/IOU Projects (Mills, Mathew) April 2009 | 284.4288 | 2020 | 0 | 158.3288 | 2020 | 0 | 0 | Monitoring Based Commissioning: Benchmarking Analysis of 24 UC/CSU/IOU Projects (Mills, Mathew) April 2009; Equipment to Labor Split based on HVAC Equipment from Itron MCS WO115 | EMS (Elec/Gas) - Cold ¦ SCG ¦ Cold | EMS (Elec/Gas) - Cold | 0.81547 | 1 | 0.56 | CBSA 2014 | -1164.0843 | 2032 | 0.8 | N/A
COM-HVAC-61.100 | Com ¦ HVAC Energy Management System (Elec SC and Gas SH) - Cold ¦ SCG ¦ Cold | Com ¦ HVAC Energy Management System (Elec SC and Gas SH) - Cold | SCG ¦ Cold | SCG | All | Electric & Gas | Install and Operate an EMS System | Efficient | 0 | Conventional | HVAC | Com - Lodging | Com | RET and NEW | 0 | 1000 sqft2 of floor space | ton | 15 | DEER:HVAC_Split-Package_AC | 0 | 0 | 316.3841 | Based on density weighted DEER Baseline and % savings from Monitoring Based Commissioning: Benchmarking Analysis of 24 UC/CSU/IOU Projects (Mills, Mathew) April 2009 | 284.4288 | 2020 | 0 | 158.3288 | 2020 | 0 | 0 | Monitoring Based Commissioning: Benchmarking Analysis of 24 UC/CSU/IOU Projects (Mills, Mathew) April 2009; Equipment to Labor Split based on HVAC Equipment from Itron MCS WO116 | EMS (Elec/Gas) - Cold ¦ SCG ¦ Cold | EMS (Elec/Gas) - Cold | 0.51041 | 1 | 0.25 | CBSA 2014 | -2409.6051 | 2032 | 0.8 | N/A
COM-HVAC-61.101 | Com ¦ HVAC Energy Management System (Elec SC and Gas SH) - Cold ¦ SCG ¦ Cold | Com ¦ HVAC Energy Management System (Elec SC and Gas SH) - Cold | SCG ¦ Cold | SCG | All | Electric & Gas | Install and Operate an EMS System | Efficient | 0 | Conventional | HVAC | Com - Office (Large) | Com | RET and NEW | 0 | 1000 sqft2 of floor space | ton | 15 | DEER:HVAC_Split-Package_AC | 0 | 0 | 105.6988 | Based on density weighted DEER Baseline and % savings from Monitoring Based Commissioning: Benchmarking Analysis of 24 UC/CSU/IOU Projects (Mills, Mathew) April 2009 | 284.4288 | 2020 | 0 | 158.3288 | 2020 | 0 | 0 | Monitoring Based Commissioning: Benchmarking Analysis of 24 UC/CSU/IOU Projects (Mills, Mathew) April 2009; Equipment to Labor Split based on HVAC Equipment from Itron MCS WO117 | EMS (Elec/Gas) - Cold ¦ SCG ¦ Cold | EMS (Elec/Gas) - Cold | 0.72428 | 1 | 0.5 | CBSA 2014 | -365.7359 | 2032 | 0.8 | N/A
COM-HVAC-61.102 | Com ¦ HVAC Energy Management System (Elec SC and Gas SH) - Cold ¦ SCG ¦ Cold | Com ¦ HVAC Energy Management System (Elec SC and Gas SH) - Cold | SCG ¦ Cold | SCG | All | Electric & Gas | Install and Operate an EMS System | Efficient | 0 | Conventional | HVAC | Com - Office (Small) | Com | RET and NEW | 0 | 1000 sqft2 of floor space | ton | 15 | DEER:HVAC_Split-Package_AC | 0 | 0 | 39.4203 | Based on density weighted DEER Baseline and % savings from Monitoring Based Commissioning: Benchmarking Analysis of 24 UC/CSU/IOU Projects (Mills, Mathew) April 2009 | 284.4288 | 2020 | 0 | 158.3288 | 2020 | 0 | 0 | Monitoring Based Commissioning: Benchmarking Analysis of 24 UC/CSU/IOU Projects (Mills, Mathew) April 2009; Equipment to Labor Split based on HVAC Equipment from Itron MCS WO118 | EMS (Elec/Gas) - Cold ¦ SCG ¦ Cold | EMS (Elec/Gas) - Cold | 0.84632 | 1 | 0.5 | CBSA 2014 | -38.5895 | 2032 | 0.8 | N/A
COM-HVAC-61.103 | Com ¦ HVAC Energy Management System (Elec SC and Gas SH) - Cold ¦ SCG ¦ Cold | Com ¦ HVAC Energy Management System (Elec SC and Gas SH) - Cold | SCG ¦ Cold | SCG | All | Electric & Gas | Install and Operate an EMS System | Efficient | 0 | Conventional | HVAC | Com - Other | Com | RET and NEW | 0 | 1000 sqft2 of floor space | ton | 15 | DEER:HVAC_Split-Package_AC | 0 | 0 | 422.919 | Based on density weighted DEER Baseline and % savings from Monitoring Based Commissioning: Benchmarking Analysis of 24 UC/CSU/IOU Projects (Mills, Mathew) April 2009 | 284.4288 | 2020 | 0 | 158.3288 | 2020 | 0 | 0 | Monitoring Based Commissioning: Benchmarking Analysis of 24 UC/CSU/IOU Projects (Mills, Mathew) April 2009; Equipment to Labor Split based on HVAC Equipment from Itron MCS WO119 | EMS (Elec/Gas) - Cold ¦ SCG ¦ Cold | EMS (Elec/Gas) - Cold | 0.197 | 1 | 0.35 | CBSA 2014 | -1056.9152 | 2032 | 0.8 | N/A
COM-HVAC-61.104 | Com ¦ HVAC Energy Management System (Elec SC and Gas SH) - Cold ¦ SCG ¦ Cold | Com ¦ HVAC Energy Management System (Elec SC and Gas SH) - Cold | SCG ¦ Cold | SCG | All | Electric & Gas | Install and Operate an EMS System | Efficient | 0 | Conventional | HVAC | Com - Refrig. Warehouse | Com | RET and NEW | 0 | 1000 sqft2 of floor space | ton | 15 | DEER:HVAC_Split-Package_AC | 0 | 0 | 37.0514 | Based on density weighted DEER Baseline and % savings from Monitoring Based Commissioning: Benchmarking Analysis of 24 UC/CSU/IOU Projects (Mills, Mathew) April 2009 | 284.4288 | 2020 | 0 | 158.3288 | 2020 | 0 | 0 | Monitoring Based Commissioning: Benchmarking Analysis of 24 UC/CSU/IOU Projects (Mills, Mathew) April 2009; Equipment to Labor Split based on HVAC Equipment from Itron MCS WO120 | EMS (Elec/Gas) - Cold ¦ SCG ¦ Cold | EMS (Elec/Gas) - Cold | 0.00037354 | 1 | 0.11 | CBSA 2014 | -27.1279 | 2032 | 0.8 | N/A
COM-HVAC-61.105 | Com ¦ HVAC Energy Management System (Elec SC and Gas SH) - Cold ¦ SCG ¦ Cold | Com ¦ HVAC Energy Management System (Elec SC and Gas SH) - Cold | SCG ¦ Cold | SCG | All | Electric & Gas | Install and Operate an EMS System | Efficient | 0 | Conventional | HVAC | Com - Restaurant | Com | RET and NEW | 0 | 1000 sqft2 of floor space | ton | 15 | DEER:HVAC_Split-Package_AC | 0 | 0 | 409.4388 | Based on density weighted DEER Baseline and % savings from Monitoring Based Commissioning: Benchmarking Analysis of 24 UC/CSU/IOU Projects (Mills, Mathew) April 2009 | 284.4288 | 2020 | 0 | 158.3288 | 2020 | 0 | 0 | Monitoring Based Commissioning: Benchmarking Analysis of 24 UC/CSU/IOU Projects (Mills, Mathew) April 2009; Equipment to Labor Split based on HVAC Equipment from Itron MCS WO121 | EMS (Elec/Gas) - Cold ¦ SCG ¦ Cold | EMS (Elec/Gas) - Cold | 0.60466 | 1 | 0.01 | CBSA 2014 | -104.8876 | 2032 | 0.8 | N/A
COM-HVAC-61.106 | Com ¦ HVAC Energy Management System (Elec SC and Gas SH) - Cold ¦ SCG ¦ Cold | Com ¦ HVAC Energy Management System (Elec SC and Gas SH) - Cold | SCG ¦ Cold | SCG | All | Electric & Gas | Install and Operate an EMS System | Efficient | 0 | Conventional | HVAC | Com - Retail | Com | RET and NEW | 0 | 1000 sqft2 of floor space | ton | 15 | DEER:HVAC_Split-Package_AC | 0 | 0 | 140.3036 | Based on density weighted DEER Baseline and % savings from Monitoring Based Commissioning: Benchmarking Analysis of 24 UC/CSU/IOU Projects (Mills, Mathew) April 2009 | 284.4288 | 2020 | 0 | 158.3288 | 2020 | 0 | 0 | Monitoring Based Commissioning: Benchmarking Analysis of 24 UC/CSU/IOU Projects (Mills, Mathew) April 2009; Equipment to Labor Split based on HVAC Equipment from Itron MCS WO122 | EMS (Elec/Gas) - Cold ¦ SCG ¦ Cold | EMS (Elec/Gas) - Cold | 0.47685 | 1 | 0.24 | CBSA 2014 | -21059.0909 | 2032 | 0.8 | N/A
COM-HVAC-61.107 | Com ¦ HVAC Energy Management System (Elec SC and Gas SH) - Cold ¦ SCG ¦ Cold | Com ¦ HVAC Energy Management System (Elec SC and Gas SH) - Cold | SCG ¦ Cold | SCG | All | Electric & Gas | Install and Operate an EMS System | Efficient | 0 | Conventional | HVAC | Com - School | Com | RET and NEW | 0 | 1000 sqft2 of floor space | ton | 15 | DEER:HVAC_Split-Package_AC | 0 | 0 | 349.6754 | Based on density weighted DEER Baseline and % savings from Monitoring Based Commissioning: Benchmarking Analysis of 24 UC/CSU/IOU Projects (Mills, Mathew) April 2009 | 284.4288 | 2020 | 0 | 158.3288 | 2020 | 0 | 0 | Monitoring Based Commissioning: Benchmarking Analysis of 24 UC/CSU/IOU Projects (Mills, Mathew) April 2009; Equipment to Labor Split based on HVAC Equipment from Itron MCS WO123 | EMS (Elec/Gas) - Cold ¦ SCG ¦ Cold | EMS (Elec/Gas) - Cold | 0.82933 | 1 | 0.59 | CBSA 2014 | -292.8177 | 2032 | 0.8 | N/A
COM-HVAC-61.108 | Com ¦ HVAC Energy Management System (Elec SC and Gas SH) - Cold ¦ SCG ¦ Cold | Com ¦ HVAC Energy Management System (Elec SC and Gas SH) - Cold | SCG ¦ Cold | SCG | All | Electric & Gas | Install and Operate an EMS System | Efficient | 0 | Conventional | HVAC | Com - Warehouse | Com | RET and NEW | 0 | 1000 sqft2 of floor space | ton | 15 | DEER:HVAC_Split-Package_AC | 0 | 0 | 95.9974 | Based on density weighted DEER Baseline and % savings from Monitoring Based Commissioning: Benchmarking Analysis of 24 UC/CSU/IOU Projects (Mills, Mathew) April 2009 | 284.4288 | 2020 | 0 | 158.3288 | 2020 | 0 | 0 | Monitoring Based Commissioning: Benchmarking Analysis of 24 UC/CSU/IOU Projects (Mills, Mathew) April 2009; Equipment to Labor Split based on HVAC Equipment from Itron MCS WO124 | EMS (Elec/Gas) - Cold ¦ SCG ¦ Cold | EMS (Elec/Gas) - Cold | 0.078075 | 1 | 0.11 | CBSA 2014 | -735.1289 | 2032 | 0.8 | N/A
COM-HVAC-61.109 | Com ¦ HVAC Energy Management System (Elec SC and Gas SH) - Marine ¦ SDG&E ¦ Marine | Com ¦ HVAC Energy Management System (Elec SC and Gas SH) - Marine | SDG&E ¦ Marine | SDG&E | All | Electric & Gas | Install and Operate an EMS System | Efficient | 0 | Conventional | HVAC | Com - College | Com | RET and NEW | 0 | 1000 sqft2 of floor space | ton | 15 | DEER:HVAC_Split-Package_AC | 1059.2037 | 0.29298 | 72.3466 | Based on density weighted DEER Baseline and % savings from Monitoring Based Commissioning: Benchmarking Analysis of 24 UC/CSU/IOU Projects (Mills, Mathew) April 2009 | 284.4288 | 2020 | 0 | 158.3288 | 2020 | 0 | 0 | Monitoring Based Commissioning: Benchmarking Analysis of 24 UC/CSU/IOU Projects (Mills, Mathew) April 2009; Equipment to Labor Split based on HVAC Equipment from Itron MCS WO125 | EMS (Elec/Gas) - Marine ¦ SDG&E ¦ Marine | EMS (Elec/Gas) - Marine | 0.78231 | 1 | 0.8 | CBSA 2014 | -77.762 | 2032 | 0.8 | N/A
COM-HVAC-61.110 | Com ¦ HVAC Energy Management System (Elec SC and Gas SH) - Marine ¦ SDG&E ¦ Marine | Com ¦ HVAC Energy Management System (Elec SC and Gas SH) - Marine | SDG&E ¦ Marine | SDG&E | All | Electric & Gas | Install and Operate an EMS System | Efficient | 0 | Conventional | HVAC | Com - Grocery | Com | RET and NEW | 0 | 1000 sqft2 of floor space | ton | 15 | DEER:HVAC_Split-Package_AC | 1312.1596 | 0.24068 | 179.5053 | Based on density weighted DEER Baseline and % savings from Monitoring Based Commissioning: Benchmarking Analysis of 24 UC/CSU/IOU Projects (Mills, Mathew) April 2009 | 284.4288 | 2020 | 0 | 158.3288 | 2020 | 0 | 0 | Monitoring Based Commissioning: Benchmarking Analysis of 24 UC/CSU/IOU Projects (Mills, Mathew) April 2009; Equipment to Labor Split based on HVAC Equipment from Itron MCS WO126 | EMS (Elec/Gas) - Marine ¦ SDG&E ¦ Marine | EMS (Elec/Gas) - Marine | 0.58333 | 1 | 0.32 | CBSA 2014 | -406.405 | 2032 | 0.8 | N/A
COM-HVAC-61.111 | Com ¦ HVAC Energy Management System (Elec SC and Gas SH) - Marine ¦ SDG&E ¦ Marine | Com ¦ HVAC Energy Management System (Elec SC and Gas SH) - Marine | SDG&E ¦ Marine | SDG&E | All | Electric & Gas | Install and Operate an EMS System | Efficient | 0 | Conventional | HVAC | Com - Health | Com | RET and NEW | 0 | 1000 sqft2 of floor space | ton | 15 | DEER:HVAC_Split-Package_AC | 1704.8314 | 0.3187 | 333.56 | Based on density weighted DEER Baseline and % savings from Monitoring Based Commissioning: Benchmarking Analysis of 24 UC/CSU/IOU Projects (Mills, Mathew) April 2009 | 284.4288 | 2020 | 0 | 158.3288 | 2020 | 0 | 0 | Monitoring Based Commissioning: Benchmarking Analysis of 24 UC/CSU/IOU Projects (Mills, Mathew) April 2009; Equipment to Labor Split based on HVAC Equipment from Itron MCS WO127 | EMS (Elec/Gas) - Marine ¦ SDG&E ¦ Marine | EMS (Elec/Gas) - Marine | 0.90383 | 1 | 0.56 | CBSA 2014 | -812.9313 | 2032 | 0.8 | N/A
COM-HVAC-61.112 | Com ¦ HVAC Energy Management System (Elec SC and Gas SH) - Marine ¦ SDG&E ¦ Marine | Com ¦ HVAC Energy Management System (Elec SC and Gas SH) - Marine | SDG&E ¦ Marine | SDG&E | All | Electric & Gas | Install and Operate an EMS System | Efficient | 0 | Conventional | HVAC | Com - Lodging | Com | RET and NEW | 0 | 1000 sqft2 of floor space | ton | 15 | DEER:HVAC_Split-Package_AC | 2117.2337 | 0.4032 | 200.1786 | Based on density weighted DEER Baseline and % savings from Monitoring Based Commissioning: Benchmarking Analysis of 24 UC/CSU/IOU Projects (Mills, Mathew) April 2009 | 284.4288 | 2020 | 0 | 158.3288 | 2020 | 0 | 0 | Monitoring Based Commissioning: Benchmarking Analysis of 24 UC/CSU/IOU Projects (Mills, Mathew) April 2009; Equipment to Labor Split based on HVAC Equipment from Itron MCS WO128 | EMS (Elec/Gas) - Marine ¦ SDG&E ¦ Marine | EMS (Elec/Gas) - Marine | 0.51811 | 1 | 0.25 | CBSA 2014 | -1640.9454 | 2032 | 0.8 | N/A
COM-HVAC-61.113 | Com ¦ HVAC Energy Management System (Elec SC and Gas SH) - Marine ¦ SDG&E ¦ Marine | Com ¦ HVAC Energy Management System (Elec SC and Gas SH) - Marine | SDG&E ¦ Marine | SDG&E | All | Electric & Gas | Install and Operate an EMS System | Efficient | 0 | Conventional | HVAC | Com - Office (Large) | Com | RET and NEW | 0 | 1000 sqft2 of floor space | ton | 15 | DEER:HVAC_Split-Package_AC | 1215.8515 | 0.40352 | 35.0385 | Based on density weighted DEER Baseline and % savings from Monitoring Based Commissioning: Benchmarking Analysis of 24 UC/CSU/IOU Projects (Mills, Mathew) April 2009 | 284.4288 | 2020 | 0 | 158.3288 | 2020 | 0 | 0 | Monitoring Based Commissioning: Benchmarking Analysis of 24 UC/CSU/IOU Projects (Mills, Mathew) April 2009; Equipment to Labor Split based on HVAC Equipment from Itron MCS WO129 | EMS (Elec/Gas) - Marine ¦ SDG&E ¦ Marine | EMS (Elec/Gas) - Marine | 0.76998 | 1 | 0.5 | CBSA 2014 | -140.2786 | 2032 | 0.8 | N/A
COM-HVAC-61.114 | Com ¦ HVAC Energy Management System (Elec SC and Gas SH) - Marine ¦ SDG&E ¦ Marine | Com ¦ HVAC Energy Management System (Elec SC and Gas SH) - Marine | SDG&E ¦ Marine | SDG&E | All | Electric & Gas | Install and Operate an EMS System | Efficient | 0 | Conventional | HVAC | Com - Office (Small) | Com | RET and NEW | 0 | 1000 sqft2 of floor space | ton | 15 | DEER:HVAC_Split-Package_AC | 992.38 | 0.34424 | 15.0605 | Based on density weighted DEER Baseline and % savings from Monitoring Based Commissioning: Benchmarking Analysis of 24 UC/CSU/IOU Projects (Mills, Mathew) April 2009 | 284.4288 | 2020 | 0 | 158.3288 | 2020 | 0 | 0 | Monitoring Based Commissioning: Benchmarking Analysis of 24 UC/CSU/IOU Projects (Mills, Mathew) April 2009; Equipment to Labor Split based on HVAC Equipment from Itron MCS WO130 | EMS (Elec/Gas) - Marine ¦ SDG&E ¦ Marine | EMS (Elec/Gas) - Marine | 0.94591 | 1 | 0.5 | CBSA 2014 | -40.5713 | 2032 | 0.8 | N/A
COM-HVAC-61.115 | Com ¦ HVAC Energy Management System (Elec SC and Gas SH) - Marine ¦ SDG&E ¦ Marine | Com ¦ HVAC Energy Management System (Elec SC and Gas SH) - Marine | SDG&E ¦ Marine | SDG&E | All | Electric & Gas | Install and Operate an EMS System | Efficient | 0 | Conventional | HVAC | Com - Other | Com | RET and NEW | 0 | 1000 sqft2 of floor space | ton | 15 | DEER:HVAC_Split-Package_AC | 1417.0552 | 0.29906 | 101.7997 | Based on density weighted DEER Baseline and % savings from Monitoring Based Commissioning: Benchmarking Analysis of 24 UC/CSU/IOU Projects (Mills, Mathew) April 2009 | 284.4288 | 2020 | 0 | 158.3288 | 2020 | 0 | 0 | Monitoring Based Commissioning: Benchmarking Analysis of 24 UC/CSU/IOU Projects (Mills, Mathew) April 2009; Equipment to Labor Split based on HVAC Equipment from Itron MCS WO131 | EMS (Elec/Gas) - Marine ¦ SDG&E ¦ Marine | EMS (Elec/Gas) - Marine | 0.19335 | 1 | 0.35 | CBSA 2014 | -337.493 | 2032 | 0.8 | N/A
COM-HVAC-61.116 | Com ¦ HVAC Energy Management System (Elec SC and Gas SH) - Marine ¦ SDG&E ¦ Marine | Com ¦ HVAC Energy Management System (Elec SC and Gas SH) - Marine | SDG&E ¦ Marine | SDG&E | All | Electric & Gas | Install and Operate an EMS System | Efficient | 0 | Conventional | HVAC | Com - Refrig. Warehouse | Com | RET and NEW | 0 | 1000 sqft2 of floor space | ton | 15 | DEER:HVAC_Split-Package_AC | 0 | 0 | 0.45139 | Based on density weighted DEER Baseline and % savings from Monitoring Based Commissioning: Benchmarking Analysis of 24 UC/CSU/IOU Projects (Mills, Mathew) April 2009 | 284.4288 | 2020 | 0 | 158.3288 | 2020 | 0 | 0 | Monitoring Based Commissioning: Benchmarking Analysis of 24 UC/CSU/IOU Projects (Mills, Mathew) April 2009; Equipment to Labor Split based on HVAC Equipment from Itron MCS WO132 | EMS (Elec/Gas) - Marine ¦ SDG&E ¦ Marine | EMS (Elec/Gas) - Marine | 0.00035588 | 1 | 0.11 | CBSA 2014 | -0.3305 | 2032 | 0.8 | N/A
COM-HVAC-61.117 | Com ¦ HVAC Energy Management System (Elec SC and Gas SH) - Marine ¦ SDG&E ¦ Marine | Com ¦ HVAC Energy Management System (Elec SC and Gas SH) - Marine | SDG&E ¦ Marine | SDG&E | All | Electric & Gas | Install and Operate an EMS System | Efficient | 0 | Conventional | HVAC | Com - Restaurant | Com | RET and NEW | 0 | 1000 sqft2 of floor space | ton | 15 | DEER:HVAC_Split-Package_AC | 1952.9839 | 0.31263 | 126.0024 | Based on density weighted DEER Baseline and % savings from Monitoring Based Commissioning: Benchmarking Analysis of 24 UC/CSU/IOU Projects (Mills, Mathew) April 2009 | 284.4288 | 2020 | 0 | 158.3288 | 2020 | 0 | 0 | Monitoring Based Commissioning: Benchmarking Analysis of 24 UC/CSU/IOU Projects (Mills, Mathew) April 2009; Equipment to Labor Split based on HVAC Equipment from Itron MCS WO133 | EMS (Elec/Gas) - Marine ¦ SDG&E ¦ Marine | EMS (Elec/Gas) - Marine | 0.63199 | 1 | 0.01 | CBSA 2014 | -72.0874 | 2032 | 0.8 | N/A
COM-HVAC-61.118 | Com ¦ HVAC Energy Management System (Elec SC and Gas SH) - Marine ¦ SDG&E ¦ Marine | Com ¦ HVAC Energy Management System (Elec SC and Gas SH) - Marine | SDG&E ¦ Marine | SDG&E | All | Electric & Gas | Install and Operate an EMS System | Efficient | 0 | Conventional | HVAC | Com - Retail | Com | RET and NEW | 0 | 1000 sqft2 of floor space | ton | 15 | DEER:HVAC_Split-Package_AC | 1223.2405 | 0.34296 | 28.5514 | Based on density weighted DEER Baseline and % savings from Monitoring Based Commissioning: Benchmarking Analysis of 24 UC/CSU/IOU Projects (Mills, Mathew) April 2009 | 284.4288 | 2020 | 0 | 158.3288 | 2020 | 0 | 0 | Monitoring Based Commissioning: Benchmarking Analysis of 24 UC/CSU/IOU Projects (Mills, Mathew) April 2009; Equipment to Labor Split based on HVAC Equipment from Itron MCS WO134 | EMS (Elec/Gas) - Marine ¦ SDG&E ¦ Marine | EMS (Elec/Gas) - Marine | 0.57267 | 1 | 0.24 | CBSA 2014 | -4403.2715 | 2032 | 0.8 | N/A
COM-HVAC-61.119 | Com ¦ HVAC Energy Management System (Elec SC and Gas SH) - Marine ¦ SDG&E ¦ Marine | Com ¦ HVAC Energy Management System (Elec SC and Gas SH) - Marine | SDG&E ¦ Marine | SDG&E | All | Electric & Gas | Install and Operate an EMS System | Efficient | 0 | Conventional | HVAC | Com - School | Com | RET and NEW | 0 | 1000 sqft2 of floor space | ton | 15 | DEER:HVAC_Split-Package_AC | 914.6467 | 0.23555 | 134.5184 | Based on density weighted DEER Baseline and % savings from Monitoring Based Commissioning: Benchmarking Analysis of 24 UC/CSU/IOU Projects (Mills, Mathew) April 2009 | 284.4288 | 2020 | 0 | 158.3288 | 2020 | 0 | 0 | Monitoring Based Commissioning: Benchmarking Analysis of 24 UC/CSU/IOU Projects (Mills, Mathew) April 2009; Equipment to Labor Split based on HVAC Equipment from Itron MCS WO135 | EMS (Elec/Gas) - Marine ¦ SDG&E ¦ Marine | EMS (Elec/Gas) - Marine | 1.0407 | 1 | 0.59 | CBSA 2014 | -162.8878 | 2032 | 0.8 | N/A
COM-HVAC-61.120 | Com ¦ HVAC Energy Management System (Elec SC and Gas SH) - Marine ¦ SDG&E ¦ Marine | Com ¦ HVAC Energy Management System (Elec SC and Gas SH) - Marine | SDG&E ¦ Marine | SDG&E | All | Electric & Gas | Install and Operate an EMS System | Efficient | 0 | Conventional | HVAC | Com - Warehouse | Com | RET and NEW | 0 | 1000 sqft2 of floor space | ton | 15 | DEER:HVAC_Split-Package_AC | 1082.3105 | 0.35017 | 20.8549 | Based on density weighted DEER Baseline and % savings from Monitoring Based Commissioning: Benchmarking Analysis of 24 UC/CSU/IOU Projects (Mills, Mathew) April 2009 | 284.4288 | 2020 | 0 | 158.3288 | 2020 | 0 | 0 | Monitoring Based Commissioning: Benchmarking Analysis of 24 UC/CSU/IOU Projects (Mills, Mathew) April 2009; Equipment to Labor Split based on HVAC Equipment from Itron MCS WO136 | EMS (Elec/Gas) - Marine ¦ SDG&E ¦ Marine | EMS (Elec/Gas) - Marine | 0.078285 | 1 | 0.11 | CBSA 2014 | -240.1822 | 2032 | 0.8 | N/A
COM-HVAC-61.121 | Com ¦ HVAC Energy Management System (Elec SC and Gas SH) - Hot-Dry ¦ SDG&E ¦ Hot-Dry | Com ¦ HVAC Energy Management System (Elec SC and Gas SH) - Hot-Dry | SDG&E ¦ Hot-Dry | SDG&E | All | Electric & Gas | Install and Operate an EMS System | Efficient | 0 | Conventional | HVAC | Com - College | Com | RET and NEW | 0 | 1000 sqft2 of floor space | ton | 15 | DEER:HVAC_Split-Package_AC | 1061.9152 | 0.34384 | 72.9196 | Based on density weighted DEER Baseline and % savings from Monitoring Based Commissioning: Benchmarking Analysis of 24 UC/CSU/IOU Projects (Mills, Mathew) April 2009 | 284.4288 | 2020 | 0 | 158.3288 | 2020 | 0 | 0 | Monitoring Based Commissioning: Benchmarking Analysis of 24 UC/CSU/IOU Projects (Mills, Mathew) April 2009; Equipment to Labor Split based on HVAC Equipment from Itron MCS WO137 | EMS (Elec/Gas) - Hot-Dry ¦ SDG&E ¦ Hot-Dry | EMS (Elec/Gas) - Hot-Dry | 0.78231 | 1 | 0.8 | CBSA 2014 | -78.1849 | 2032 | 0.8 | N/A
COM-HVAC-61.122 | Com ¦ HVAC Energy Management System (Elec SC and Gas SH) - Hot-Dry ¦ SDG&E ¦ Hot-Dry | Com ¦ HVAC Energy Management System (Elec SC and Gas SH) - Hot-Dry | SDG&E ¦ Hot-Dry | SDG&E | All | Electric & Gas | Install and Operate an EMS System | Efficient | 0 | Conventional | HVAC | Com - Grocery | Com | RET and NEW | 0 | 1000 sqft2 of floor space | ton | 15 | DEER:HVAC_Split-Package_AC | 1245.7099 | 0.2199 | 238.1951 | Based on density weighted DEER Baseline and % savings from Monitoring Based Commissioning: Benchmarking Analysis of 24 UC/CSU/IOU Projects (Mills, Mathew) April 2009 | 284.4288 | 2020 | 0 | 158.3288 | 2020 | 0 | 0 | Monitoring Based Commissioning: Benchmarking Analysis of 24 UC/CSU/IOU Projects (Mills, Mathew) April 2009; Equipment to Labor Split based on HVAC Equipment from Itron MCS WO138 | EMS (Elec/Gas) - Hot-Dry ¦ SDG&E ¦ Hot-Dry | EMS (Elec/Gas) - Hot-Dry | 0.58333 | 1 | 0.32 | CBSA 2014 | -528.3872 | 2032 | 0.8 | N/A
COM-HVAC-61.123 | Com ¦ HVAC Energy Management System (Elec SC and Gas SH) - Hot-Dry ¦ SDG&E ¦ Hot-Dry | Com ¦ HVAC Energy Management System (Elec SC and Gas SH) - Hot-Dry | SDG&E ¦ Hot-Dry | SDG&E | All | Electric & Gas | Install and Operate an EMS System | Efficient | 0 | Conventional | HVAC | Com - Health | Com | RET and NEW | 0 | 1000 sqft2 of floor space | ton | 15 | DEER:HVAC_Split-Package_AC | 1710.3501 | 0.31698 | 369.7351 | Based on density weighted DEER Baseline and % savings from Monitoring Based Commissioning: Benchmarking Analysis of 24 UC/CSU/IOU Projects (Mills, Mathew) April 2009 | 284.4288 | 2020 | 0 | 158.3288 | 2020 | 0 | 0 | Monitoring Based Commissioning: Benchmarking Analysis of 24 UC/CSU/IOU Projects (Mills, Mathew) April 2009; Equipment to Labor Split based on HVAC Equipment from Itron MCS WO139 | EMS (Elec/Gas) - Hot-Dry ¦ SDG&E ¦ Hot-Dry | EMS (Elec/Gas) - Hot-Dry | 0.90383 | 1 | 0.56 | CBSA 2014 | -898.4363 | 2032 | 0.8 | N/A
COM-HVAC-61.124 | Com ¦ HVAC Energy Management System (Elec SC and Gas SH) - Hot-Dry ¦ SDG&E ¦ Hot-Dry | Com ¦ HVAC Energy Management System (Elec SC and Gas SH) - Hot-Dry | SDG&E ¦ Hot-Dry | SDG&E | All | Electric & Gas | Install and Operate an EMS System | Efficient | 0 | Conventional | HVAC | Com - Lodging | Com | RET and NEW | 0 | 1000 sqft2 of floor space | ton | 15 | DEER:HVAC_Split-Package_AC | 2122.5532 | 0.40152 | 275.7966 | Based on density weighted DEER Baseline and % savings from Monitoring Based Commissioning: Benchmarking Analysis of 24 UC/CSU/IOU Projects (Mills, Mathew) April 2009 | 284.4288 | 2020 | 0 | 158.3288 | 2020 | 0 | 0 | Monitoring Based Commissioning: Benchmarking Analysis of 24 UC/CSU/IOU Projects (Mills, Mathew) April 2009; Equipment to Labor Split based on HVAC Equipment from Itron MCS WO140 | EMS (Elec/Gas) - Hot-Dry ¦ SDG&E ¦ Hot-Dry | EMS (Elec/Gas) - Hot-Dry | 0.51811 | 1 | 0.25 | CBSA 2014 | -2217.1498 | 2032 | 0.8 | N/A
COM-HVAC-61.125 | Com ¦ HVAC Energy Management System (Elec SC and Gas SH) - Hot-Dry ¦ SDG&E ¦ Hot-Dry | Com ¦ HVAC Energy Management System (Elec SC and Gas SH) - Hot-Dry | SDG&E ¦ Hot-Dry | SDG&E | All | Electric & Gas | Install and Operate an EMS System | Efficient | 0 | Conventional | HVAC | Com - Office (Large) | Com | RET and NEW | 0 | 1000 sqft2 of floor space | ton | 15 | DEER:HVAC_Split-Package_AC | 1218.179 | 0.39371 | 37.9161 | Based on density weighted DEER Baseline and % savings from Monitoring Based Commissioning: Benchmarking Analysis of 24 UC/CSU/IOU Projects (Mills, Mathew) April 2009 | 284.4288 | 2020 | 0 | 158.3288 | 2020 | 0 | 0 | Monitoring Based Commissioning: Benchmarking Analysis of 24 UC/CSU/IOU Projects (Mills, Mathew) April 2009; Equipment to Labor Split based on HVAC Equipment from Itron MCS WO141 | EMS (Elec/Gas) - Hot-Dry ¦ SDG&E ¦ Hot-Dry | EMS (Elec/Gas) - Hot-Dry | 0.76998 | 1 | 0.5 | CBSA 2014 | -150.272 | 2032 | 0.8 | N/A
COM-HVAC-61.126 | Com ¦ HVAC Energy Management System (Elec SC and Gas SH) - Hot-Dry ¦ SDG&E ¦ Hot-Dry | Com ¦ HVAC Energy Management System (Elec SC and Gas SH) - Hot-Dry | SDG&E ¦ Hot-Dry | SDG&E | All | Electric & Gas | Install and Operate an EMS System | Efficient | 0 | Conventional | HVAC | Com - Office (Small) | Com | RET and NEW | 0 | 1000 sqft2 of floor space | ton | 15 | DEER:HVAC_Split-Package_AC | 994.8377 | 0.3337 | 16.3316 | Based on density weighted DEER Baseline and % savings from Monitoring Based Commissioning: Benchmarking Analysis of 24 UC/CSU/IOU Projects (Mills, Mathew) April 2009 | 284.4288 | 2020 | 0 | 158.3288 | 2020 | 0 | 0 | Monitoring Based Commissioning: Benchmarking Analysis of 24 UC/CSU/IOU Projects (Mills, Mathew) April 2009; Equipment to Labor Split based on HVAC Equipment from Itron MCS WO142 | EMS (Elec/Gas) - Hot-Dry ¦ SDG&E ¦ Hot-Dry | EMS (Elec/Gas) - Hot-Dry | 0.94591 | 1 | 0.5 | CBSA 2014 | -41.8795 | 2032 | 0.8 | N/A
COM-HVAC-61.127 | Com ¦ HVAC Energy Management System (Elec SC and Gas SH) - Hot-Dry ¦ SDG&E ¦ Hot-Dry | Com ¦ HVAC Energy Management System (Elec SC and Gas SH) - Hot-Dry | SDG&E ¦ Hot-Dry | SDG&E | All | Electric & Gas | Install and Operate an EMS System | Efficient | 0 | Conventional | HVAC | Com - Other | Com | RET and NEW | 0 | 1000 sqft2 of floor space | ton | 15 | DEER:HVAC_Split-Package_AC | 1429.1611 | 0.30052 | 117.0164 | Based on density weighted DEER Baseline and % savings from Monitoring Based Commissioning: Benchmarking Analysis of 24 UC/CSU/IOU Projects (Mills, Mathew) April 2009 | 284.4288 | 2020 | 0 | 158.3288 | 2020 | 0 | 0 | Monitoring Based Commissioning: Benchmarking Analysis of 24 UC/CSU/IOU Projects (Mills, Mathew) April 2009; Equipment to Labor Split based on HVAC Equipment from Itron MCS WO143 | EMS (Elec/Gas) - Hot-Dry ¦ SDG&E ¦ Hot-Dry | EMS (Elec/Gas) - Hot-Dry | 0.19335 | 1 | 0.35 | CBSA 2014 | -376.2309 | 2032 | 0.8 | N/A
COM-HVAC-61.128 | Com ¦ HVAC Energy Management System (Elec SC and Gas SH) - Hot-Dry ¦ SDG&E ¦ Hot-Dry | Com ¦ HVAC Energy Management System (Elec SC and Gas SH) - Hot-Dry | SDG&E ¦ Hot-Dry | SDG&E | All | Electric & Gas | Install and Operate an EMS System | Efficient | 0 | Conventional | HVAC | Com - Refrig. Warehouse | Com | RET and NEW | 0 | 1000 sqft2 of floor space | ton | 15 | DEER:HVAC_Split-Package_AC | 0 | 0 | 0.091744 | Based on density weighted DEER Baseline and % savings from Monitoring Based Commissioning: Benchmarking Analysis of 24 UC/CSU/IOU Projects (Mills, Mathew) April 2009 | 284.4288 | 2020 | 0 | 158.3288 | 2020 | 0 | 0 | Monitoring Based Commissioning: Benchmarking Analysis of 24 UC/CSU/IOU Projects (Mills, Mathew) April 2009; Equipment to Labor Split based on HVAC Equipment from Itron MCS WO144 | EMS (Elec/Gas) - Hot-Dry ¦ SDG&E ¦ Hot-Dry | EMS (Elec/Gas) - Hot-Dry | 0.00035588 | 1 | 0.11 | CBSA 2014 | -0.067172 | 2032 | 0.8 | N/A
COM-HVAC-61.129 | Com ¦ HVAC Energy Management System (Elec SC and Gas SH) - Hot-Dry ¦ SDG&E ¦ Hot-Dry | Com ¦ HVAC Energy Management System (Elec SC and Gas SH) - Hot-Dry | SDG&E ¦ Hot-Dry | SDG&E | All | Electric & Gas | Install and Operate an EMS System | Efficient | 0 | Conventional | HVAC | Com - Restaurant | Com | RET and NEW | 0 | 1000 sqft2 of floor space | ton | 15 | DEER:HVAC_Split-Package_AC | 1965.7406 | 0.30143 | 132.1847 | Based on density weighted DEER Baseline and % savings from Monitoring Based Commissioning: Benchmarking Analysis of 24 UC/CSU/IOU Projects (Mills, Mathew) April 2009 | 284.4288 | 2020 | 0 | 158.3288 | 2020 | 0 | 0 | Monitoring Based Commissioning: Benchmarking Analysis of 24 UC/CSU/IOU Projects (Mills, Mathew) April 2009; Equipment to Labor Split based on HVAC Equipment from Itron MCS WO145 | EMS (Elec/Gas) - Hot-Dry ¦ SDG&E ¦ Hot-Dry | EMS (Elec/Gas) - Hot-Dry | 0.63199 | 1 | 0.01 | CBSA 2014 | -73.9311 | 2032 | 0.8 | N/A
COM-HVAC-61.130 | Com ¦ HVAC Energy Management System (Elec SC and Gas SH) - Hot-Dry ¦ SDG&E ¦ Hot-Dry | Com ¦ HVAC Energy Management System (Elec SC and Gas SH) - Hot-Dry | SDG&E ¦ Hot-Dry | SDG&E | All | Electric & Gas | Install and Operate an EMS System | Efficient | 0 | Conventional | HVAC | Com - Retail | Com | RET and NEW | 0 | 1000 sqft2 of floor space | ton | 15 | DEER:HVAC_Split-Package_AC | 1228.1615 | 0.33181 | 27.6841 | Based on density weighted DEER Baseline and % savings from Monitoring Based Commissioning: Benchmarking Analysis of 24 UC/CSU/IOU Projects (Mills, Mathew) April 2009 | 284.4288 | 2020 | 0 | 158.3288 | 2020 | 0 | 0 | Monitoring Based Commissioning: Benchmarking Analysis of 24 UC/CSU/IOU Projects (Mills, Mathew) April 2009; Equipment to Labor Split based on HVAC Equipment from Itron MCS WO146 | EMS (Elec/Gas) - Hot-Dry ¦ SDG&E ¦ Hot-Dry | EMS (Elec/Gas) - Hot-Dry | 0.57267 | 1 | 0.24 | CBSA 2014 | -4273.5641 | 2032 | 0.8 | N/A
COM-HVAC-61.131 | Com ¦ HVAC Energy Management System (Elec SC and Gas SH) - Hot-Dry ¦ SDG&E ¦ Hot-Dry | Com ¦ HVAC Energy Management System (Elec SC and Gas SH) - Hot-Dry | SDG&E ¦ Hot-Dry | SDG&E | All | Electric & Gas | Install and Operate an EMS System | Efficient | 0 | Conventional | HVAC | Com - School | Com | RET and NEW | 0 | 1000 sqft2 of floor space | ton | 15 | DEER:HVAC_Split-Package_AC | 917.6782 | 0.41384 | 158.0375 | Based on density weighted DEER Baseline and % savings from Monitoring Based Commissioning: Benchmarking Analysis of 24 UC/CSU/IOU Projects (Mills, Mathew) April 2009 | 284.4288 | 2020 | 0 | 158.3288 | 2020 | 0 | 0 | Monitoring Based Commissioning: Benchmarking Analysis of 24 UC/CSU/IOU Projects (Mills, Mathew) April 2009; Equipment to Labor Split based on HVAC Equipment from Itron MCS WO147 | EMS (Elec/Gas) - Hot-Dry ¦ SDG&E ¦ Hot-Dry | EMS (Elec/Gas) - Hot-Dry | 1.0407 | 1 | 0.59 | CBSA 2014 | -182.7492 | 2032 | 0.8 | N/A
COM-HVAC-61.132 | Com ¦ HVAC Energy Management System (Elec SC and Gas SH) - Hot-Dry ¦ SDG&E ¦ Hot-Dry | Com ¦ HVAC Energy Management System (Elec SC and Gas SH) - Hot-Dry | SDG&E ¦ Hot-Dry | SDG&E | All | Electric & Gas | Install and Operate an EMS System | Efficient | 0 | Conventional | HVAC | Com - Warehouse | Com | RET and NEW | 0 | 1000 sqft2 of floor space | ton | 15 | DEER:HVAC_Split-Package_AC | 1088.9543 | 0.33837 | 18.8278 | Based on density weighted DEER Baseline and % savings from Monitoring Based Commissioning: Benchmarking Analysis of 24 UC/CSU/IOU Projects (Mills, Mathew) April 2009 | 284.4288 | 2020 | 0 | 158.3288 | 2020 | 0 | 0 | Monitoring Based Commissioning: Benchmarking Analysis of 24 UC/CSU/IOU Projects (Mills, Mathew) April 2009; Equipment to Labor Split based on HVAC Equipment from Itron MCS WO148 | EMS (Elec/Gas) - Hot-Dry ¦ SDG&E ¦ Hot-Dry | EMS (Elec/Gas) - Hot-Dry | 0.078285 | 1 | 0.11 | CBSA 2014 | -225.1533 | 2032 | 0.8 | N/A
COM-HVAC-62.1 | Com ¦ No HVAC EMS (Elec SC and Elec SH) - Marine ¦ PG&E ¦ Marine | Com ¦ No HVAC EMS (Elec SC and Elec SH) - Marine | PG&E ¦ Marine | PG&E | All | Electric | No EMS System | Average Existing and Code | 0 | Conventional | HVAC | Com - College | Com | RET and NEW | 0 | 1000 sqft2 of floor space | ton | 15 | DEER:HVAC_Split-Package_AC | 1341.5381 | 0.30605 | 0 | Based on density weighted DEER Baseline and % savings from Monitoring Based Commissioning: Benchmarking Analysis of 24 UC/CSU/IOU Projects (Mills, Mathew) April 2009 | 0 | 2020 | 0 | 0 | 2020 | 0 | 0 | Monitoring Based Commissioning: Benchmarking Analysis of 24 UC/CSU/IOU Projects (Mills, Mathew) April 2009; Equipment to Labor Split based on HVAC Equipment from Itron MCS WO017 | EMS (Elec/Elec) - Marine ¦ PG&E ¦ Marine | EMS (Elec/Elec) - Marine | 0.61205 | 1 | 0.2 | CBSA 2014 | -45.5988 | 2012 | 0.8 | N/A
COM-HVAC-62.2 | Com ¦ No HVAC EMS (Elec SC and Elec SH) - Marine ¦ PG&E ¦ Marine | Com ¦ No HVAC EMS (Elec SC and Elec SH) - Marine | PG&E ¦ Marine | PG&E | All | Electric | No EMS System | Average Existing and Code | 0 | Conventional | HVAC | Com - Grocery | Com | RET and NEW | 0 | 1000 sqft2 of floor space | ton | 15 | DEER:HVAC_Split-Package_AC | 1612.2729 | 0.22238 | 0 | Based on density weighted DEER Baseline and % savings from Monitoring Based Commissioning: Benchmarking Analysis of 24 UC/CSU/IOU Projects (Mills, Mathew) April 2009 | 0 | 2020 | 0 | 0 | 2020 | 0 | 0 | Monitoring Based Commissioning: Benchmarking Analysis of 24 UC/CSU/IOU Projects (Mills, Mathew) April 2009; Equipment to Labor Split based on HVAC Equipment from Itron MCS WO018 | EMS (Elec/Elec) - Marine ¦ PG&E ¦ Marine | EMS (Elec/Elec) - Marine | 0.48352 | 1 | 0.68 | CBSA 2014 | -35.4467 | 2012 | 0.8 | N/A
COM-HVAC-62.3 | Com ¦ No HVAC EMS (Elec SC and Elec SH) - Marine ¦ PG&E ¦ Marine | Com ¦ No HVAC EMS (Elec SC and Elec SH) - Marine | PG&E ¦ Marine | PG&E | All | Electric | No EMS System | Average Existing and Code | 0 | Conventional | HVAC | Com - Health | Com | RET and NEW | 0 | 1000 sqft2 of floor space | ton | 15 | DEER:HVAC_Split-Package_AC | 2254.9057 | 0.38344 | 0 | Based on density weighted DEER Baseline and % savings from Monitoring Based Commissioning: Benchmarking Analysis of 24 UC/CSU/IOU Projects (Mills, Mathew) April 2009 | 0 | 2020 | 0 | 0 | 2020 | 0 | 0 | Monitoring Based Commissioning: Benchmarking Analysis of 24 UC/CSU/IOU Projects (Mills, Mathew) April 2009; Equipment to Labor Split based on HVAC Equipment from Itron MCS WO019 | EMS (Elec/Elec) - Marine ¦ PG&E ¦ Marine | EMS (Elec/Elec) - Marine | 0.7273 | 1 | 0.44 | CBSA 2014 | -33.4213 | 2012 | 0.8 | N/A
COM-HVAC-62.4 | Com ¦ No HVAC EMS (Elec SC and Elec SH) - Marine ¦ PG&E ¦ Marine | Com ¦ No HVAC EMS (Elec SC and Elec SH) - Marine | PG&E ¦ Marine | PG&E | All | Electric | No EMS System | Average Existing and Code | 0 | Conventional | HVAC | Com - Lodging | Com | RET and NEW | 0 | 1000 sqft2 of floor space | ton | 15 | DEER:HVAC_Split-Package_AC | 2636.4739 | 0.47219 | 0 | Based on density weighted DEER Baseline and % savings from Monitoring Based Commissioning: Benchmarking Analysis of 24 UC/CSU/IOU Projects (Mills, Mathew) April 2009 | 0 | 2020 | 0 | 0 | 2020 | 0 | 0 | Monitoring Based Commissioning: Benchmarking Analysis of 24 UC/CSU/IOU Projects (Mills, Mathew) April 2009; Equipment to Labor Split based on HVAC Equipment from Itron MCS WO020 | EMS (Elec/Elec) - Marine ¦ PG&E ¦ Marine | EMS (Elec/Elec) - Marine | 0.45059 | 1 | 0.75 | CBSA 2014 | -144.9088 | 2012 | 0.8 | N/A
COM-HVAC-62.5 | Com ¦ No HVAC EMS (Elec SC and Elec SH) - Marine ¦ PG&E ¦ Marine | Com ¦ No HVAC EMS (Elec SC and Elec SH) - Marine | PG&E ¦ Marine | PG&E | All | Electric | No EMS System | Average Existing and Code | 0 | Conventional | HVAC | Com - Office (Large) | Com | RET and NEW | 0 | 1000 sqft2 of floor space | ton | 15 | DEER:HVAC_Split-Package_AC | 1478.7792 | 0.44678 | 0 | Based on density weighted DEER Baseline and % savings from Monitoring Based Commissioning: Benchmarking Analysis of 24 UC/CSU/IOU Projects (Mills, Mathew) April 2009 | 0 | 2020 | 0 | 0 | 2020 | 0 | 0 | Monitoring Based Commissioning: Benchmarking Analysis of 24 UC/CSU/IOU Projects (Mills, Mathew) April 2009; Equipment to Labor Split based on HVAC Equipment from Itron MCS WO021 | EMS (Elec/Elec) - Marine ¦ PG&E ¦ Marine | EMS (Elec/Elec) - Marine | 0.66503 | 1 | 0.5 | CBSA 2014 | -23.1565 | 2012 | 0.8 | N/A
COM-HVAC-62.6 | Com ¦ No HVAC EMS (Elec SC and Elec SH) - Marine ¦ PG&E ¦ Marine | Com ¦ No HVAC EMS (Elec SC and Elec SH) - Marine | PG&E ¦ Marine | PG&E | All | Electric | No EMS System | Average Existing and Code | 0 | Conventional | HVAC | Com - Office (Small) | Com | RET and NEW | 0 | 1000 sqft2 of floor space | ton | 15 | DEER:HVAC_Split-Package_AC | 1228.1701 | 0.36514 | 0 | Based on density weighted DEER Baseline and % savings from Monitoring Based Commissioning: Benchmarking Analysis of 24 UC/CSU/IOU Projects (Mills, Mathew) April 2009 | 0 | 2020 | 0 | 0 | 2020 | 0 | 0 | Monitoring Based Commissioning: Benchmarking Analysis of 24 UC/CSU/IOU Projects (Mills, Mathew) April 2009; Equipment to Labor Split based on HVAC Equipment from Itron MCS WO022 | EMS (Elec/Elec) - Marine ¦ PG&E ¦ Marine | EMS (Elec/Elec) - Marine | 0.73052 | 1 | 0.5 | CBSA 2014 | -31.965 | 2012 | 0.8 | N/A
COM-HVAC-62.7 | Com ¦ No HVAC EMS (Elec SC and Elec SH) - Marine ¦ PG&E ¦ Marine | Com ¦ No HVAC EMS (Elec SC and Elec SH) - Marine | PG&E ¦ Marine | PG&E | All | Electric | No EMS System | Average Existing and Code | 0 | Conventional | HVAC | Com - Other | Com | RET and NEW | 0 | 1000 sqft2 of floor space | ton | 15 | DEER:HVAC_Split-Package_AC | 1745.1637 | 0.3228 | 0 | Based on density weighted DEER Baseline and % savings from Monitoring Based Commissioning: Benchmarking Analysis of 24 UC/CSU/IOU Projects (Mills, Mathew) April 2009 | 0 | 2020 | 0 | 0 | 2020 | 0 | 0 | Monitoring Based Commissioning: Benchmarking Analysis of 24 UC/CSU/IOU Projects (Mills, Mathew) April 2009; Equipment to Labor Split based on HVAC Equipment from Itron MCS WO023 | EMS (Elec/Elec) - Marine ¦ PG&E ¦ Marine | EMS (Elec/Elec) - Marine | 0.17896 | 1 | 0.65 | CBSA 2014 | -102.3239 | 2012 | 0.8 | N/A
COM-HVAC-62.8 | Com ¦ No HVAC EMS (Elec SC and Elec SH) - Marine ¦ PG&E ¦ Marine | Com ¦ No HVAC EMS (Elec SC and Elec SH) - Marine | PG&E ¦ Marine | PG&E | All | Electric | No EMS System | Average Existing and Code | 0 | Conventional | HVAC | Com - Refrig. Warehouse | Com | RET and NEW | 0 | 1000 sqft2 of floor space | ton | 15 | DEER:HVAC_Split-Package_AC | 0 | 0 | 0 | Based on density weighted DEER Baseline and % savings from Monitoring Based Commissioning: Benchmarking Analysis of 24 UC/CSU/IOU Projects (Mills, Mathew) April 2009 | 0 | 2020 | 0 | 0 | 2020 | 0 | 0 | Monitoring Based Commissioning: Benchmarking Analysis of 24 UC/CSU/IOU Projects (Mills, Mathew) April 2009; Equipment to Labor Split based on HVAC Equipment from Itron MCS WO024 | EMS (Elec/Elec) - Marine ¦ PG&E ¦ Marine | EMS (Elec/Elec) - Marine | 0.00031828 | 1 | 0.89 | CBSA 2014 | 0 | 2012 | 0.8 | N/A
COM-HVAC-62.9 | Com ¦ No HVAC EMS (Elec SC and Elec SH) - Marine ¦ PG&E ¦ Marine | Com ¦ No HVAC EMS (Elec SC and Elec SH) - Marine | PG&E ¦ Marine | PG&E | All | Electric | No EMS System | Average Existing and Code | 0 | Conventional | HVAC | Com - Restaurant | Com | RET and NEW | 0 | 1000 sqft2 of floor space | ton | 15 | DEER:HVAC_Split-Package_AC | 2404.9339 | 0.29966 | 0 | Based on density weighted DEER Baseline and % savings from Monitoring Based Commissioning: Benchmarking Analysis of 24 UC/CSU/IOU Projects (Mills, Mathew) April 2009 | 0 | 2020 | 0 | 0 | 2020 | 0 | 0 | Monitoring Based Commissioning: Benchmarking Analysis of 24 UC/CSU/IOU Projects (Mills, Mathew) April 2009; Equipment to Labor Split based on HVAC Equipment from Itron MCS WO025 | EMS (Elec/Elec) - Marine ¦ PG&E ¦ Marine | EMS (Elec/Elec) - Marine | 0.55066 | 1 | 0.99 | CBSA 2014 | -49.0212 | 2012 | 0.8 | N/A
COM-HVAC-62.10 | Com ¦ No HVAC EMS (Elec SC and Elec SH) - Marine ¦ PG&E ¦ Marine | Com ¦ No HVAC EMS (Elec SC and Elec SH) - Marine | PG&E ¦ Marine | PG&E | All | Electric | No EMS System | Average Existing and Code | 0 | Conventional | HVAC | Com - Retail | Com | RET and NEW | 0 | 1000 sqft2 of floor space | ton | 15 | DEER:HVAC_Split-Package_AC | 1573.9559 | 0.37441 | 0 | Based on density weighted DEER Baseline and % savings from Monitoring Based Commissioning: Benchmarking Analysis of 24 UC/CSU/IOU Projects (Mills, Mathew) April 2009 | 0 | 2020 | 0 | 0 | 2020 | 0 | 0 | Monitoring Based Commissioning: Benchmarking Analysis of 24 UC/CSU/IOU Projects (Mills, Mathew) April 2009; Equipment to Labor Split based on HVAC Equipment from Itron MCS WO026 | EMS (Elec/Elec) - Marine ¦ PG&E ¦ Marine | EMS (Elec/Elec) - Marine | 0.3972 | 1 | 0.76 | CBSA 2014 | -151.5862 | 2012 | 0.8 | N/A
COM-HVAC-62.11 | Com ¦ No HVAC EMS (Elec SC and Elec SH) - Marine ¦ PG&E ¦ Marine | Com ¦ No HVAC EMS (Elec SC and Elec SH) - Marine | PG&E ¦ Marine | PG&E | All | Electric | No EMS System | Average Existing and Code | 0 | Conventional | HVAC | Com - School | Com | RET and NEW | 0 | 1000 sqft2 of floor space | ton | 15 | DEER:HVAC_Split-Package_AC | 1204.8624 | 0.10984 | 0 | Based on density weighted DEER Baseline and % savings from Monitoring Based Commissioning: Benchmarking Analysis of 24 UC/CSU/IOU Projects (Mills, Mathew) April 2009 | 0 | 2020 | 0 | 0 | 2020 | 0 | 0 | Monitoring Based Commissioning: Benchmarking Analysis of 24 UC/CSU/IOU Projects (Mills, Mathew) April 2009; Equipment to Labor Split based on HVAC Equipment from Itron MCS WO027 | EMS (Elec/Elec) - Marine ¦ PG&E ¦ Marine | EMS (Elec/Elec) - Marine | 0.61287 | 1 | 0.41 | CBSA 2014 | -66.184 | 2012 | 0.8 | N/A
COM-HVAC-62.12 | Com ¦ No HVAC EMS (Elec SC and Elec SH) - Marine ¦ PG&E ¦ Marine | Com ¦ No HVAC EMS (Elec SC and Elec SH) - Marine | PG&E ¦ Marine | PG&E | All | Electric | No EMS System | Average Existing and Code | 0 | Conventional | HVAC | Com - Warehouse | Com | RET and NEW | 0 | 1000 sqft2 of floor space | ton | 15 | DEER:HVAC_Split-Package_AC | 1303.0732 | 0.24587 | 0 | Based on density weighted DEER Baseline and % savings from Monitoring Based Commissioning: Benchmarking Analysis of 24 UC/CSU/IOU Projects (Mills, Mathew) April 2009 | 0 | 2020 | 0 | 0 | 2020 | 0 | 0 | Monitoring Based Commissioning: Benchmarking Analysis of 24 UC/CSU/IOU Projects (Mills, Mathew) April 2009; Equipment to Labor Split based on HVAC Equipment from Itron MCS WO028 | EMS (Elec/Elec) - Marine ¦ PG&E ¦ Marine | EMS (Elec/Elec) - Marine | 0.070931 | 1 | 0.89 | CBSA 2014 | -96.8955 | 2012 | 0.8 | N/A
COM-HVAC-62.13 | Com ¦ No HVAC EMS (Elec SC and Elec SH) - Hot-Dry ¦ PG&E ¦ Hot-Dry | Com ¦ No HVAC EMS (Elec SC and Elec SH) - Hot-Dry | PG&E ¦ Hot-Dry | PG&E | All | Electric | No EMS System | Average Existing and Code | 0 | Conventional | HVAC | Com - College | Com | RET and NEW | 0 | 1000 sqft2 of floor space | ton | 15 | DEER:HVAC_Split-Package_AC | 1308.5391 | 0.38916 | 0 | Based on density weighted DEER Baseline and % savings from Monitoring Based Commissioning: Benchmarking Analysis of 24 UC/CSU/IOU Projects (Mills, Mathew) April 2009 | 0 | 2020 | 0 | 0 | 2020 | 0 | 0 | Monitoring Based Commissioning: Benchmarking Analysis of 24 UC/CSU/IOU Projects (Mills, Mathew) April 2009; Equipment to Labor Split based on HVAC Equipment from Itron MCS WO029 | EMS (Elec/Elec) - Hot-Dry ¦ PG&E ¦ Hot-Dry | EMS (Elec/Elec) - Hot-Dry | 0.61205 | 1 | 0.2 | CBSA 2014 | -44.4771 | 2012 | 0.8 | N/A
COM-HVAC-62.14 | Com ¦ No HVAC EMS (Elec SC and Elec SH) - Hot-Dry ¦ PG&E ¦ Hot-Dry | Com ¦ No HVAC EMS (Elec SC and Elec SH) - Hot-Dry | PG&E ¦ Hot-Dry | PG&E | All | Electric | No EMS System | Average Existing and Code | 0 | Conventional | HVAC | Com - Grocery | Com | RET and NEW | 0 | 1000 sqft2 of floor space | ton | 15 | DEER:HVAC_Split-Package_AC | 1612.6187 | 0.29061 | 0 | Based on density weighted DEER Baseline and % savings from Monitoring Based Commissioning: Benchmarking Analysis of 24 UC/CSU/IOU Projects (Mills, Mathew) April 2009 | 0 | 2020 | 0 | 0 | 2020 | 0 | 0 | Monitoring Based Commissioning: Benchmarking Analysis of 24 UC/CSU/IOU Projects (Mills, Mathew) April 2009; Equipment to Labor Split based on HVAC Equipment from Itron MCS WO030 | EMS (Elec/Elec) - Hot-Dry ¦ PG&E ¦ Hot-Dry | EMS (Elec/Elec) - Hot-Dry | 0.48352 | 1 | 0.68 | CBSA 2014 | -35.4543 | 2012 | 0.8 | N/A
COM-HVAC-62.15 | Com ¦ No HVAC EMS (Elec SC and Elec SH) - Hot-Dry ¦ PG&E ¦ Hot-Dry | Com ¦ No HVAC EMS (Elec SC and Elec SH) - Hot-Dry | PG&E ¦ Hot-Dry | PG&E | All | Electric | No EMS System | Average Existing and Code | 0 | Conventional | HVAC | Com - Health | Com | RET and NEW | 0 | 1000 sqft2 of floor space | ton | 15 | DEER:HVAC_Split-Package_AC | 2205.5061 | 0.39438 | 0 | Based on density weighted DEER Baseline and % savings from Monitoring Based Commissioning: Benchmarking Analysis of 24 UC/CSU/IOU Projects (Mills, Mathew) April 2009 | 0 | 2020 | 0 | 0 | 2020 | 0 | 0 | Monitoring Based Commissioning: Benchmarking Analysis of 24 UC/CSU/IOU Projects (Mills, Mathew) April 2009; Equipment to Labor Split based on HVAC Equipment from Itron MCS WO031 | EMS (Elec/Elec) - Hot-Dry ¦ PG&E ¦ Hot-Dry | EMS (Elec/Elec) - Hot-Dry | 0.7273 | 1 | 0.44 | CBSA 2014 | -32.6891 | 2012 | 0.8 | N/A
COM-HVAC-62.16 | Com ¦ No HVAC EMS (Elec SC and Elec SH) - Hot-Dry ¦ PG&E ¦ Hot-Dry | Com ¦ No HVAC EMS (Elec SC and Elec SH) - Hot-Dry | PG&E ¦ Hot-Dry | PG&E | All | Electric | No EMS System | Average Existing and Code | 0 | Conventional | HVAC | Com - Lodging | Com | RET and NEW | 0 | 1000 sqft2 of floor space | ton | 15 | DEER:HVAC_Split-Package_AC | 2600.1418 | 0.50922 | 0 | Based on density weighted DEER Baseline and % savings from Monitoring Based Commissioning: Benchmarking Analysis of 24 UC/CSU/IOU Projects (Mills, Mathew) April 2009 | 0 | 2020 | 0 | 0 | 2020 | 0 | 0 | Monitoring Based Commissioning: Benchmarking Analysis of 24 UC/CSU/IOU Projects (Mills, Mathew) April 2009; Equipment to Labor Split based on HVAC Equipment from Itron MCS WO032 | EMS (Elec/Elec) - Hot-Dry ¦ PG&E ¦ Hot-Dry | EMS (Elec/Elec) - Hot-Dry | 0.45059 | 1 | 0.75 | CBSA 2014 | -142.9119 | 2012 | 0.8 | N/A
COM-HVAC-62.17 | Com ¦ No HVAC EMS (Elec SC and Elec SH) - Hot-Dry ¦ PG&E ¦ Hot-Dry | Com ¦ No HVAC EMS (Elec SC and Elec SH) - Hot-Dry | PG&E ¦ Hot-Dry | PG&E | All | Electric | No EMS System | Average Existing and Code | 0 | Conventional | HVAC | Com - Office (Large) | Com | RET and NEW | 0 | 1000 sqft2 of floor space | ton | 15 | DEER:HVAC_Split-Package_AC | 1457.5164 | 0.48558 | 0 | Based on density weighted DEER Baseline and % savings from Monitoring Based Commissioning: Benchmarking Analysis of 24 UC/CSU/IOU Projects (Mills, Mathew) April 2009 | 0 | 2020 | 0 | 0 | 2020 | 0 | 0 | Monitoring Based Commissioning: Benchmarking Analysis of 24 UC/CSU/IOU Projects (Mills, Mathew) April 2009; Equipment to Labor Split based on HVAC Equipment from Itron MCS WO033 | EMS (Elec/Elec) - Hot-Dry ¦ PG&E ¦ Hot-Dry | EMS (Elec/Elec) - Hot-Dry | 0.66503 | 1 | 0.5 | CBSA 2014 | -22.8236 | 2012 | 0.8 | N/A
COM-HVAC-62.18 | Com ¦ No HVAC EMS (Elec SC and Elec SH) - Hot-Dry ¦ PG&E ¦ Hot-Dry | Com ¦ No HVAC EMS (Elec SC and Elec SH) - Hot-Dry | PG&E ¦ Hot-Dry | PG&E | All | Electric | No EMS System | Average Existing and Code | 0 | Conventional | HVAC | Com - Office (Small) | Com | RET and NEW | 0 | 1000 sqft2 of floor space | ton | 15 | DEER:HVAC_Split-Package_AC | 1205.4706 | 0.42694 | 0 | Based on density weighted DEER Baseline and % savings from Monitoring Based Commissioning: Benchmarking Analysis of 24 UC/CSU/IOU Projects (Mills, Mathew) April 2009 | 0 | 2020 | 0 | 0 | 2020 | 0 | 0 | Monitoring Based Commissioning: Benchmarking Analysis of 24 UC/CSU/IOU Projects (Mills, Mathew) April 2009; Equipment to Labor Split based on HVAC Equipment from Itron MCS WO034 | EMS (Elec/Elec) - Hot-Dry ¦ PG&E ¦ Hot-Dry | EMS (Elec/Elec) - Hot-Dry | 0.73052 | 1 | 0.5 | CBSA 2014 | -31.3742 | 2012 | 0.8 | N/A
COM-HVAC-62.19 | Com ¦ No HVAC EMS (Elec SC and Elec SH) - Hot-Dry ¦ PG&E ¦ Hot-Dry | Com ¦ No HVAC EMS (Elec SC and Elec SH) - Hot-Dry | PG&E ¦ Hot-Dry | PG&E | All | Electric | No EMS System | Average Existing and Code | 0 | Conventional | HVAC | Com - Other | Com | RET and NEW | 0 | 1000 sqft2 of floor space | ton | 15 | DEER:HVAC_Split-Package_AC | 1691.9542 | 0.38964 | 0 | Based on density weighted DEER Baseline and % savings from Monitoring Based Commissioning: Benchmarking Analysis of 24 UC/CSU/IOU Projects (Mills, Mathew) April 2009 | 0 | 2020 | 0 | 0 | 2020 | 0 | 0 | Monitoring Based Commissioning: Benchmarking Analysis of 24 UC/CSU/IOU Projects (Mills, Mathew) April 2009; Equipment to Labor Split based on HVAC Equipment from Itron MCS WO035 | EMS (Elec/Elec) - Hot-Dry ¦ PG&E ¦ Hot-Dry | EMS (Elec/Elec) - Hot-Dry | 0.17896 | 1 | 0.65 | CBSA 2014 | -99.204 | 2012 | 0.8 | N/A
COM-HVAC-62.20 | Com ¦ No HVAC EMS (Elec SC and Elec SH) - Hot-Dry ¦ PG&E ¦ Hot-Dry | Com ¦ No HVAC EMS (Elec SC and Elec SH) - Hot-Dry | PG&E ¦ Hot-Dry | PG&E | All | Electric | No EMS System | Average Existing and Code | 0 | Conventional | HVAC | Com - Refrig. Warehouse | Com | RET and NEW | 0 | 1000 sqft2 of floor space | ton | 15 | DEER:HVAC_Split-Package_AC | 0 | 0 | 0 | Based on density weighted DEER Baseline and % savings from Monitoring Based Commissioning: Benchmarking Analysis of 24 UC/CSU/IOU Projects (Mills, Mathew) April 2009 | 0 | 2020 | 0 | 0 | 2020 | 0 | 0 | Monitoring Based Commissioning: Benchmarking Analysis of 24 UC/CSU/IOU Projects (Mills, Mathew) April 2009; Equipment to Labor Split based on HVAC Equipment from Itron MCS WO036 | EMS (Elec/Elec) - Hot-Dry ¦ PG&E ¦ Hot-Dry | EMS (Elec/Elec) - Hot-Dry | 0.00031828 | 1 | 0.89 | CBSA 2014 | 0 | 2012 | 0.8 | N/A
COM-HVAC-62.21 | Com ¦ No HVAC EMS (Elec SC and Elec SH) - Hot-Dry ¦ PG&E ¦ Hot-Dry | Com ¦ No HVAC EMS (Elec SC and Elec SH) - Hot-Dry | PG&E ¦ Hot-Dry | PG&E | All | Electric | No EMS System | Average Existing and Code | 0 | Conventional | HVAC | Com - Restaurant | Com | RET and NEW | 0 | 1000 sqft2 of floor space | ton | 15 | DEER:HVAC_Split-Package_AC | 2322.3478 | 0.39069 | 0 | Based on density weighted DEER Baseline and % savings from Monitoring Based Commissioning: Benchmarking Analysis of 24 UC/CSU/IOU Projects (Mills, Mathew) April 2009 | 0 | 2020 | 0 | 0 | 2020 | 0 | 0 | Monitoring Based Commissioning: Benchmarking Analysis of 24 UC/CSU/IOU Projects (Mills, Mathew) April 2009; Equipment to Labor Split based on HVAC Equipment from Itron MCS WO037 | EMS (Elec/Elec) - Hot-Dry ¦ PG&E ¦ Hot-Dry | EMS (Elec/Elec) - Hot-Dry | 0.55066 | 1 | 0.99 | CBSA 2014 | -47.3378 | 2012 | 0.8 | N/A
COM-HVAC-62.22 | Com ¦ No HVAC EMS (Elec SC and Elec SH) - Hot-Dry ¦ PG&E ¦ Hot-Dry | Com ¦ No HVAC EMS (Elec SC and Elec SH) - Hot-Dry | PG&E ¦ Hot-Dry | PG&E | All | Electric | No EMS System | Average Existing and Code | 0 | Conventional | HVAC | Com - Retail | Com | RET and NEW | 0 | 1000 sqft2 of floor space | ton | 15 | DEER:HVAC_Split-Package_AC | 1527.1374 | 0.40221 | 0 | Based on density weighted DEER Baseline and % savings from Monitoring Based Commissioning: Benchmarking Analysis of 24 UC/CSU/IOU Projects (Mills, Mathew) April 2009 | 0 | 2020 | 0 | 0 | 2020 | 0 | 0 | Monitoring Based Commissioning: Benchmarking Analysis of 24 UC/CSU/IOU Projects (Mills, Mathew) April 2009; Equipment to Labor Split based on HVAC Equipment from Itron MCS WO038 | EMS (Elec/Elec) - Hot-Dry ¦ PG&E ¦ Hot-Dry | EMS (Elec/Elec) - Hot-Dry | 0.3972 | 1 | 0.76 | CBSA 2014 | -147.0772 | 2012 | 0.8 | N/A
COM-HVAC-62.23 | Com ¦ No HVAC EMS (Elec SC and Elec SH) - Hot-Dry ¦ PG&E ¦ Hot-Dry | Com ¦ No HVAC EMS (Elec SC and Elec SH) - Hot-Dry | PG&E ¦ Hot-Dry | PG&E | All | Electric | No EMS System | Average Existing and Code | 0 | Conventional | HVAC | Com - School | Com | RET and NEW | 0 | 1000 sqft2 of floor space | ton | 15 | DEER:HVAC_Split-Package_AC | 1178.5987 | 0.2519 | 0 | Based on density weighted DEER Baseline and % savings from Monitoring Based Commissioning: Benchmarking Analysis of 24 UC/CSU/IOU Projects (Mills, Mathew) April 2009 | 0 | 2020 | 0 | 0 | 2020 | 0 | 0 | Monitoring Based Commissioning: Benchmarking Analysis of 24 UC/CSU/IOU Projects (Mills, Mathew) April 2009; Equipment to Labor Split based on HVAC Equipment from Itron MCS WO039 | EMS (Elec/Elec) - Hot-Dry ¦ PG&E ¦ Hot-Dry | EMS (Elec/Elec) - Hot-Dry | 0.61287 | 1 | 0.41 | CBSA 2014 | -64.7413 | 2012 | 0.8 | N/A
COM-HVAC-62.24 | Com ¦ No HVAC EMS (Elec SC and Elec SH) - Hot-Dry ¦ PG&E ¦ Hot-Dry | Com ¦ No HVAC EMS (Elec SC and Elec SH) - Hot-Dry | PG&E ¦ Hot-Dry | PG&E | All | Electric | No EMS System | Average Existing and Code | 0 | Conventional | HVAC | Com - Warehouse | Com | RET and NEW | 0 | 1000 sqft2 of floor space | ton | 15 | DEER:HVAC_Split-Package_AC | 1263.8134 | 0.38833 | 0 | Based on density weighted DEER Baseline and % savings from Monitoring Based Commissioning: Benchmarking Analysis of 24 UC/CSU/IOU Projects (Mills, Mathew) April 2009 | 0 | 2020 | 0 | 0 | 2020 | 0 | 0 | Monitoring Based Commissioning: Benchmarking Analysis of 24 UC/CSU/IOU Projects (Mills, Mathew) April 2009; Equipment to Labor Split based on HVAC Equipment from Itron MCS WO040 | EMS (Elec/Elec) - Hot-Dry ¦ PG&E ¦ Hot-Dry | EMS (Elec/Elec) - Hot-Dry | 0.070931 | 1 | 0.89 | CBSA 2014 | -93.9762 | 2012 | 0.8 | N/A
COM-HVAC-62.25 | Com ¦ No HVAC EMS (Elec SC and Elec SH) - Cold ¦ PG&E ¦ Cold | Com ¦ No HVAC EMS (Elec SC and Elec SH) - Cold | PG&E ¦ Cold | PG&E | All | Electric | No EMS System | Average Existing and Code | 0 | Conventional | HVAC | Com - College | Com | RET and NEW | 0 | 1000 sqft2 of floor space | ton | 15 | DEER:HVAC_Split-Package_AC | 1355.2444 | 0.42693 | 0 | Based on density weighted DEER Baseline and % savings from Monitoring Based Commissioning: Benchmarking Analysis of 24 UC/CSU/IOU Projects (Mills, Mathew) April 2009 | 0 | 2020 | 0 | 0 | 2020 | 0 | 0 | Monitoring Based Commissioning: Benchmarking Analysis of 24 UC/CSU/IOU Projects (Mills, Mathew) April 2009; Equipment to Labor Split based on HVAC Equipment from Itron MCS WO041 | EMS (Elec/Elec) - Cold ¦ PG&E ¦ Cold | EMS (Elec/Elec) - Cold | 0.61205 | 1 | 0.2 | CBSA 2014 | -46.0647 | 2012 | 0.8 | N/A
COM-HVAC-62.26 | Com ¦ No HVAC EMS (Elec SC and Elec SH) - Cold ¦ PG&E ¦ Cold | Com ¦ No HVAC EMS (Elec SC and Elec SH) - Cold | PG&E ¦ Cold | PG&E | All | Electric | No EMS System | Average Existing and Code | 0 | Conventional | HVAC | Com - Grocery | Com | RET and NEW | 0 | 1000 sqft2 of floor space | ton | 15 | DEER:HVAC_Split-Package_AC | 1626.348 | 0.27693 | 0 | Based on density weighted DEER Baseline and % savings from Monitoring Based Commissioning: Benchmarking Analysis of 24 UC/CSU/IOU Projects (Mills, Mathew) April 2009 | 0 | 2020 | 0 | 0 | 2020 | 0 | 0 | Monitoring Based Commissioning: Benchmarking Analysis of 24 UC/CSU/IOU Projects (Mills, Mathew) April 2009; Equipment to Labor Split based on HVAC Equipment from Itron MCS WO042 | EMS (Elec/Elec) - Cold ¦ PG&E ¦ Cold | EMS (Elec/Elec) - Cold | 0.48352 | 1 | 0.68 | CBSA 2014 | -35.7561 | 2012 | 0.8 | N/A
COM-HVAC-62.27 | Com ¦ No HVAC EMS (Elec SC and Elec SH) - Cold ¦ PG&E ¦ Cold | Com ¦ No HVAC EMS (Elec SC and Elec SH) - Cold | PG&E ¦ Cold | PG&E | All | Electric | No EMS System | Average Existing and Code | 0 | Conventional | HVAC | Com - Health | Com | RET and NEW | 0 | 1000 sqft2 of floor space | ton | 15 | DEER:HVAC_Split-Package_AC | 2259.2357 | 0.43712 | 0 | Based on density weighted DEER Baseline and % savings from Monitoring Based Commissioning: Benchmarking Analysis of 24 UC/CSU/IOU Projects (Mills, Mathew) April 2009 | 0 | 2020 | 0 | 0 | 2020 | 0 | 0 | Monitoring Based Commissioning: Benchmarking Analysis of 24 UC/CSU/IOU Projects (Mills, Mathew) April 2009; Equipment to Labor Split based on HVAC Equipment from Itron MCS WO043 | EMS (Elec/Elec) - Cold ¦ PG&E ¦ Cold | EMS (Elec/Elec) - Cold | 0.7273 | 1 | 0.44 | CBSA 2014 | -33.4855 | 2012 | 0.8 | N/A
COM-HVAC-62.28 | Com ¦ No HVAC EMS (Elec SC and Elec SH) - Cold ¦ PG&E ¦ Cold | Com ¦ No HVAC EMS (Elec SC and Elec SH) - Cold | PG&E ¦ Cold | PG&E | All | Electric | No EMS System | Average Existing and Code | 0 | Conventional | HVAC | Com - Lodging | Com | RET and NEW | 0 | 1000 sqft2 of floor space | ton | 15 | DEER:HVAC_Split-Package_AC | 2635.6696 | 0.53961 | 0 | Based on density weighted DEER Baseline and % savings from Monitoring Based Commissioning: Benchmarking Analysis of 24 UC/CSU/IOU Projects (Mills, Mathew) April 2009 | 0 | 2020 | 0 | 0 | 2020 | 0 | 0 | Monitoring Based Commissioning: Benchmarking Analysis of 24 UC/CSU/IOU Projects (Mills, Mathew) April 2009; Equipment to Labor Split based on HVAC Equipment from Itron MCS WO044 | EMS (Elec/Elec) - Cold ¦ PG&E ¦ Cold | EMS (Elec/Elec) - Cold | 0.45059 | 1 | 0.75 | CBSA 2014 | -144.8646 | 2012 | 0.8 | N/A
COM-HVAC-62.29 | Com ¦ No HVAC EMS (Elec SC and Elec SH) - Cold ¦ PG&E ¦ Cold | Com ¦ No HVAC EMS (Elec SC and Elec SH) - Cold | PG&E ¦ Cold | PG&E | All | Electric | No EMS System | Average Existing and Code | 0 | Conventional | HVAC | Com - Office (Large) | Com | RET and NEW | 0 | 1000 sqft2 of floor space | ton | 15 | DEER:HVAC_Split-Package_AC | 1491.9948 | 0.5537 | 0 | Based on density weighted DEER Baseline and % savings from Monitoring Based Commissioning: Benchmarking Analysis of 24 UC/CSU/IOU Projects (Mills, Mathew) April 2009 | 0 | 2020 | 0 | 0 | 2020 | 0 | 0 | Monitoring Based Commissioning: Benchmarking Analysis of 24 UC/CSU/IOU Projects (Mills, Mathew) April 2009; Equipment to Labor Split based on HVAC Equipment from Itron MCS WO045 | EMS (Elec/Elec) - Cold ¦ PG&E ¦ Cold | EMS (Elec/Elec) - Cold | 0.66503 | 1 | 0.5 | CBSA 2014 | -23.3635 | 2012 | 0.8 | N/A
COM-HVAC-62.30 | Com ¦ No HVAC EMS (Elec SC and Elec SH) - Cold ¦ PG&E ¦ Cold | Com ¦ No HVAC EMS (Elec SC and Elec SH) - Cold | PG&E ¦ Cold | PG&E | All | Electric | No EMS System | Average Existing and Code | 0 | Conventional | HVAC | Com - Office (Small) | Com | RET and NEW | 0 | 1000 sqft2 of floor space | ton | 15 | DEER:HVAC_Split-Package_AC | 1226.3511 | 0.46999 | 0 | Based on density weighted DEER Baseline and % savings from Monitoring Based Commissioning: Benchmarking Analysis of 24 UC/CSU/IOU Projects (Mills, Mathew) April 2009 | 0 | 2020 | 0 | 0 | 2020 | 0 | 0 | Monitoring Based Commissioning: Benchmarking Analysis of 24 UC/CSU/IOU Projects (Mills, Mathew) April 2009; Equipment to Labor Split based on HVAC Equipment from Itron MCS WO046 | EMS (Elec/Elec) - Cold ¦ PG&E ¦ Cold | EMS (Elec/Elec) - Cold | 0.73052 | 1 | 0.5 | CBSA 2014 | -31.9176 | 2012 | 0.8 | N/A
COM-HVAC-62.31 | Com ¦ No HVAC EMS (Elec SC and Elec SH) - Cold ¦ PG&E ¦ Cold | Com ¦ No HVAC EMS (Elec SC and Elec SH) - Cold | PG&E ¦ Cold | PG&E | All | Electric | No EMS System | Average Existing and Code | 0 | Conventional | HVAC | Com - Other | Com | RET and NEW | 0 | 1000 sqft2 of floor space | ton | 15 | DEER:HVAC_Split-Package_AC | 1799.5904 | 0.42597 | 0 | Based on density weighted DEER Baseline and % savings from Monitoring Based Commissioning: Benchmarking Analysis of 24 UC/CSU/IOU Projects (Mills, Mathew) April 2009 | 0 | 2020 | 0 | 0 | 2020 | 0 | 0 | Monitoring Based Commissioning: Benchmarking Analysis of 24 UC/CSU/IOU Projects (Mills, Mathew) April 2009; Equipment to Labor Split based on HVAC Equipment from Itron MCS WO047 | EMS (Elec/Elec) - Cold ¦ PG&E ¦ Cold | EMS (Elec/Elec) - Cold | 0.17896 | 1 | 0.65 | CBSA 2014 | -105.5151 | 2012 | 0.8 | N/A
COM-HVAC-62.32 | Com ¦ No HVAC EMS (Elec SC and Elec SH) - Cold ¦ PG&E ¦ Cold | Com ¦ No HVAC EMS (Elec SC and Elec SH) - Cold | PG&E ¦ Cold | PG&E | All | Electric | No EMS System | Average Existing and Code | 0 | Conventional | HVAC | Com - Refrig. Warehouse | Com | RET and NEW | 0 | 1000 sqft2 of floor space | ton | 15 | DEER:HVAC_Split-Package_AC | 0 | 0 | 0 | Based on density weighted DEER Baseline and % savings from Monitoring Based Commissioning: Benchmarking Analysis of 24 UC/CSU/IOU Projects (Mills, Mathew) April 2009 | 0 | 2020 | 0 | 0 | 2020 | 0 | 0 | Monitoring Based Commissioning: Benchmarking Analysis of 24 UC/CSU/IOU Projects (Mills, Mathew) April 2009; Equipment to Labor Split based on HVAC Equipment from Itron MCS WO048 | EMS (Elec/Elec) - Cold ¦ PG&E ¦ Cold | EMS (Elec/Elec) - Cold | 0.00031828 | 1 | 0.89 | CBSA 2014 | 0 | 2012 | 0.8 | N/A
COM-HVAC-62.33 | Com ¦ No HVAC EMS (Elec SC and Elec SH) - Cold ¦ PG&E ¦ Cold | Com ¦ No HVAC EMS (Elec SC and Elec SH) - Cold | PG&E ¦ Cold | PG&E | All | Electric | No EMS System | Average Existing and Code | 0 | Conventional | HVAC | Com - Restaurant | Com | RET and NEW | 0 | 1000 sqft2 of floor space | ton | 15 | DEER:HVAC_Split-Package_AC | 2437.0106 | 0.41776 | 0 | Based on density weighted DEER Baseline and % savings from Monitoring Based Commissioning: Benchmarking Analysis of 24 UC/CSU/IOU Projects (Mills, Mathew) April 2009 | 0 | 2020 | 0 | 0 | 2020 | 0 | 0 | Monitoring Based Commissioning: Benchmarking Analysis of 24 UC/CSU/IOU Projects (Mills, Mathew) April 2009; Equipment to Labor Split based on HVAC Equipment from Itron MCS WO049 | EMS (Elec/Elec) - Cold ¦ PG&E ¦ Cold | EMS (Elec/Elec) - Cold | 0.55066 | 1 | 0.99 | CBSA 2014 | -49.675 | 2012 | 0.8 | N/A
COM-HVAC-62.34 | Com ¦ No HVAC EMS (Elec SC and Elec SH) - Cold ¦ PG&E ¦ Cold | Com ¦ No HVAC EMS (Elec SC and Elec SH) - Cold | PG&E ¦ Cold | PG&E | All | Electric | No EMS System | Average Existing and Code | 0 | Conventional | HVAC | Com - Retail | Com | RET and NEW | 0 | 1000 sqft2 of floor space | ton | 15 | DEER:HVAC_Split-Package_AC | 1586.6414 | 0.41831 | 0 | Based on density weighted DEER Baseline and % savings from Monitoring Based Commissioning: Benchmarking Analysis of 24 UC/CSU/IOU Projects (Mills, Mathew) April 2009 | 0 | 2020 | 0 | 0 | 2020 | 0 | 0 | Monitoring Based Commissioning: Benchmarking Analysis of 24 UC/CSU/IOU Projects (Mills, Mathew) April 2009; Equipment to Labor Split based on HVAC Equipment from Itron MCS WO050 | EMS (Elec/Elec) - Cold ¦ PG&E ¦ Cold | EMS (Elec/Elec) - Cold | 0.3972 | 1 | 0.76 | CBSA 2014 | -152.808 | 2012 | 0.8 | N/A
COM-HVAC-62.35 | Com ¦ No HVAC EMS (Elec SC and Elec SH) - Cold ¦ PG&E ¦ Cold | Com ¦ No HVAC EMS (Elec SC and Elec SH) - Cold | PG&E ¦ Cold | PG&E | All | Electric | No EMS System | Average Existing and Code | 0 | Conventional | HVAC | Com - School | Com | RET and NEW | 0 | 1000 sqft2 of floor space | ton | 15 | DEER:HVAC_Split-Package_AC | 1238.9244 | 0.23521 | 0 | Based on density weighted DEER Baseline and % savings from Monitoring Based Commissioning: Benchmarking Analysis of 24 UC/CSU/IOU Projects (Mills, Mathew) April 2009 | 0 | 2020 | 0 | 0 | 2020 | 0 | 0 | Monitoring Based Commissioning: Benchmarking Analysis of 24 UC/CSU/IOU Projects (Mills, Mathew) April 2009; Equipment to Labor Split based on HVAC Equipment from Itron MCS WO051 | EMS (Elec/Elec) - Cold ¦ PG&E ¦ Cold | EMS (Elec/Elec) - Cold | 0.61287 | 1 | 0.41 | CBSA 2014 | -68.055 | 2012 | 0.8 | N/A
COM-HVAC-62.36 | Com ¦ No HVAC EMS (Elec SC and Elec SH) - Cold ¦ PG&E ¦ Cold | Com ¦ No HVAC EMS (Elec SC and Elec SH) - Cold | PG&E ¦ Cold | PG&E | All | Electric | No EMS System | Average Existing and Code | 0 | Conventional | HVAC | Com - Warehouse | Com | RET and NEW | 0 | 1000 sqft2 of floor space | ton | 15 | DEER:HVAC_Split-Package_AC | 1291.7367 | 0.38807 | 0 | Based on density weighted DEER Baseline and % savings from Monitoring Based Commissioning: Benchmarking Analysis of 24 UC/CSU/IOU Projects (Mills, Mathew) April 2009 | 0 | 2020 | 0 | 0 | 2020 | 0 | 0 | Monitoring Based Commissioning: Benchmarking Analysis of 24 UC/CSU/IOU Projects (Mills, Mathew) April 2009; Equipment to Labor Split based on HVAC Equipment from Itron MCS WO052 | EMS (Elec/Elec) - Cold ¦ PG&E ¦ Cold | EMS (Elec/Elec) - Cold | 0.070931 | 1 | 0.89 | CBSA 2014 | -96.0526 | 2012 | 0.8 | N/A
COM-HVAC-62.37 | Com ¦ No HVAC EMS (Elec SC and Elec SH) - Marine ¦ SCE ¦ Marine | Com ¦ No HVAC EMS (Elec SC and Elec SH) - Marine | SCE ¦ Marine | SCE | All | Electric | No EMS System | Average Existing and Code | 0 | Conventional | HVAC | Com - College | Com | RET and NEW | 0 | 1000 sqft2 of floor space | ton | 15 | DEER:HVAC_Split-Package_AC | 1283.2167 | 0.28331 | 0 | Based on density weighted DEER Baseline and % savings from Monitoring Based Commissioning: Benchmarking Analysis of 24 UC/CSU/IOU Projects (Mills, Mathew) April 2009 | 0 | 2020 | 0 | 0 | 2020 | 0 | 0 | Monitoring Based Commissioning: Benchmarking Analysis of 24 UC/CSU/IOU Projects (Mills, Mathew) April 2009; Equipment to Labor Split based on HVAC Equipment from Itron MCS WO053 | EMS (Elec/Elec) - Marine ¦ SCE ¦ Marine | EMS (Elec/Elec) - Marine | 0.67929 | 1 | 0.2 | CBSA 2014 | -43.6164 | 2012 | 0.8 | N/A
COM-HVAC-62.38 | Com ¦ No HVAC EMS (Elec SC and Elec SH) - Marine ¦ SCE ¦ Marine | Com ¦ No HVAC EMS (Elec SC and Elec SH) - Marine | SCE ¦ Marine | SCE | All | Electric | No EMS System | Average Existing and Code | 0 | Conventional | HVAC | Com - Grocery | Com | RET and NEW | 0 | 1000 sqft2 of floor space | ton | 15 | DEER:HVAC_Split-Package_AC | 1542.7009 | 0.25257 | 0 | Based on density weighted DEER Baseline and % savings from Monitoring Based Commissioning: Benchmarking Analysis of 24 UC/CSU/IOU Projects (Mills, Mathew) April 2009 | 0 | 2020 | 0 | 0 | 2020 | 0 | 0 | Monitoring Based Commissioning: Benchmarking Analysis of 24 UC/CSU/IOU Projects (Mills, Mathew) April 2009; Equipment to Labor Split based on HVAC Equipment from Itron MCS WO054 | EMS (Elec/Elec) - Marine ¦ SCE ¦ Marine | EMS (Elec/Elec) - Marine | 0.57341 | 1 | 0.68 | CBSA 2014 | -33.9171 | 2012 | 0.8 | N/A
COM-HVAC-62.39 | Com ¦ No HVAC EMS (Elec SC and Elec SH) - Marine ¦ SCE ¦ Marine | Com ¦ No HVAC EMS (Elec SC and Elec SH) - Marine | SCE ¦ Marine | SCE | All | Electric | No EMS System | Average Existing and Code | 0 | Conventional | HVAC | Com - Health | Com | RET and NEW | 0 | 1000 sqft2 of floor space | ton | 15 | DEER:HVAC_Split-Package_AC | 2039.1437 | 0.30531 | 0 | Based on density weighted DEER Baseline and % savings from Monitoring Based Commissioning: Benchmarking Analysis of 24 UC/CSU/IOU Projects (Mills, Mathew) April 2009 | 0 | 2020 | 0 | 0 | 2020 | 0 | 0 | Monitoring Based Commissioning: Benchmarking Analysis of 24 UC/CSU/IOU Projects (Mills, Mathew) April 2009; Equipment to Labor Split based on HVAC Equipment from Itron MCS WO055 | EMS (Elec/Elec) - Marine ¦ SCE ¦ Marine | EMS (Elec/Elec) - Marine | 0.81547 | 1 | 0.44 | CBSA 2014 | -30.2234 | 2012 | 0.8 | N/A
COM-HVAC-62.40 | Com ¦ No HVAC EMS (Elec SC and Elec SH) - Marine ¦ SCE ¦ Marine | Com ¦ No HVAC EMS (Elec SC and Elec SH) - Marine | SCE ¦ Marine | SCE | All | Electric | No EMS System | Average Existing and Code | 0 | Conventional | HVAC | Com - Lodging | Com | RET and NEW | 0 | 1000 sqft2 of floor space | ton | 15 | DEER:HVAC_Split-Package_AC | 2493.9003 | 0.41152 | 0 | Based on density weighted DEER Baseline and % savings from Monitoring Based Commissioning: Benchmarking Analysis of 24 UC/CSU/IOU Projects (Mills, Mathew) April 2009 | 0 | 2020 | 0 | 0 | 2020 | 0 | 0 | Monitoring Based Commissioning: Benchmarking Analysis of 24 UC/CSU/IOU Projects (Mills, Mathew) April 2009; Equipment to Labor Split based on HVAC Equipment from Itron MCS WO056 | EMS (Elec/Elec) - Marine ¦ SCE ¦ Marine | EMS (Elec/Elec) - Marine | 0.51041 | 1 | 0.75 | CBSA 2014 | -137.0725 | 2012 | 0.8 | N/A
COM-HVAC-62.41 | Com ¦ No HVAC EMS (Elec SC and Elec SH) - Marine ¦ SCE ¦ Marine | Com ¦ No HVAC EMS (Elec SC and Elec SH) - Marine | SCE ¦ Marine | SCE | All | Electric | No EMS System | Average Existing and Code | 0 | Conventional | HVAC | Com - Office (Large) | Com | RET and NEW | 0 | 1000 sqft2 of floor space | ton | 15 | DEER:HVAC_Split-Package_AC | 1447.3781 | 0.38819 | 0 | Based on density weighted DEER Baseline and % savings from Monitoring Based Commissioning: Benchmarking Analysis of 24 UC/CSU/IOU Projects (Mills, Mathew) April 2009 | 0 | 2020 | 0 | 0 | 2020 | 0 | 0 | Monitoring Based Commissioning: Benchmarking Analysis of 24 UC/CSU/IOU Projects (Mills, Mathew) April 2009; Equipment to Labor Split based on HVAC Equipment from Itron MCS WO057 | EMS (Elec/Elec) - Marine ¦ SCE ¦ Marine | EMS (Elec/Elec) - Marine | 0.72428 | 1 | 0.5 | CBSA 2014 | -22.6648 | 2012 | 0.8 | N/A
COM-HVAC-62.42 | Com ¦ No HVAC EMS (Elec SC and Elec SH) - Marine ¦ SCE ¦ Marine | Com ¦ No HVAC EMS (Elec SC and Elec SH) - Marine | SCE ¦ Marine | SCE | All | Electric | No EMS System | Average Existing and Code | 0 | Conventional | HVAC | Com - Office (Small) | Com | RET and NEW | 0 | 1000 sqft2 of floor space | ton | 15 | DEER:HVAC_Split-Package_AC | 1184.1541 | 0.34009 | 0 | Based on density weighted DEER Baseline and % savings from Monitoring Based Commissioning: Benchmarking Analysis of 24 UC/CSU/IOU Projects (Mills, Mathew) April 2009 | 0 | 2020 | 0 | 0 | 2020 | 0 | 0 | Monitoring Based Commissioning: Benchmarking Analysis of 24 UC/CSU/IOU Projects (Mills, Mathew) April 2009; Equipment to Labor Split based on HVAC Equipment from Itron MCS WO058 | EMS (Elec/Elec) - Marine ¦ SCE ¦ Marine | EMS (Elec/Elec) - Marine | 0.84632 | 1 | 0.5 | CBSA 2014 | -30.8194 | 2012 | 0.8 | N/A
COM-HVAC-62.43 | Com ¦ No HVAC EMS (Elec SC and Elec SH) - Marine ¦ SCE ¦ Marine | Com ¦ No HVAC EMS (Elec SC and Elec SH) - Marine | SCE ¦ Marine | SCE | All | Electric | No EMS System | Average Existing and Code | 0 | Conventional | HVAC | Com - Other | Com | RET and NEW | 0 | 1000 sqft2 of floor space | ton | 15 | DEER:HVAC_Split-Package_AC | 1663.8959 | 0.30772 | 0 | Based on density weighted DEER Baseline and % savings from Monitoring Based Commissioning: Benchmarking Analysis of 24 UC/CSU/IOU Projects (Mills, Mathew) April 2009 | 0 | 2020 | 0 | 0 | 2020 | 0 | 0 | Monitoring Based Commissioning: Benchmarking Analysis of 24 UC/CSU/IOU Projects (Mills, Mathew) April 2009; Equipment to Labor Split based on HVAC Equipment from Itron MCS WO059 | EMS (Elec/Elec) - Marine ¦ SCE ¦ Marine | EMS (Elec/Elec) - Marine | 0.197 | 1 | 0.65 | CBSA 2014 | -97.5589 | 2012 | 0.8 | N/A
COM-HVAC-62.44 | Com ¦ No HVAC EMS (Elec SC and Elec SH) - Marine ¦ SCE ¦ Marine | Com ¦ No HVAC EMS (Elec SC and Elec SH) - Marine | SCE ¦ Marine | SCE | All | Electric | No EMS System | Average Existing and Code | 0 | Conventional | HVAC | Com - Refrig. Warehouse | Com | RET and NEW | 0 | 1000 sqft2 of floor space | ton | 15 | DEER:HVAC_Split-Package_AC | 0 | 0 | 0 | Based on density weighted DEER Baseline and % savings from Monitoring Based Commissioning: Benchmarking Analysis of 24 UC/CSU/IOU Projects (Mills, Mathew) April 2009 | 0 | 2020 | 0 | 0 | 2020 | 0 | 0 | Monitoring Based Commissioning: Benchmarking Analysis of 24 UC/CSU/IOU Projects (Mills, Mathew) April 2009; Equipment to Labor Split based on HVAC Equipment from Itron MCS WO060 | EMS (Elec/Elec) - Marine ¦ SCE ¦ Marine | EMS (Elec/Elec) - Marine | 0.00037354 | 1 | 0.89 | CBSA 2014 | 0 | 2012 | 0.8 | N/A
COM-HVAC-62.45 | Com ¦ No HVAC EMS (Elec SC and Elec SH) - Marine ¦ SCE ¦ Marine | Com ¦ No HVAC EMS (Elec SC and Elec SH) - Marine | SCE ¦ Marine | SCE | All | Electric | No EMS System | Average Existing and Code | 0 | Conventional | HVAC | Com - Restaurant | Com | RET and NEW | 0 | 1000 sqft2 of floor space | ton | 15 | DEER:HVAC_Split-Package_AC | 2300.0545 | 0.30626 | 0 | Based on density weighted DEER Baseline and % savings from Monitoring Based Commissioning: Benchmarking Analysis of 24 UC/CSU/IOU Projects (Mills, Mathew) April 2009 | 0 | 2020 | 0 | 0 | 2020 | 0 | 0 | Monitoring Based Commissioning: Benchmarking Analysis of 24 UC/CSU/IOU Projects (Mills, Mathew) April 2009; Equipment to Labor Split based on HVAC Equipment from Itron MCS WO061 | EMS (Elec/Elec) - Marine ¦ SCE ¦ Marine | EMS (Elec/Elec) - Marine | 0.60466 | 1 | 0.99 | CBSA 2014 | -46.8834 | 2012 | 0.8 | N/A
COM-HVAC-62.46 | Com ¦ No HVAC EMS (Elec SC and Elec SH) - Marine ¦ SCE ¦ Marine | Com ¦ No HVAC EMS (Elec SC and Elec SH) - Marine | SCE ¦ Marine | SCE | All | Electric | No EMS System | Average Existing and Code | 0 | Conventional | HVAC | Com - Retail | Com | RET and NEW | 0 | 1000 sqft2 of floor space | ton | 15 | DEER:HVAC_Split-Package_AC | 1493.623 | 0.33883 | 0 | Based on density weighted DEER Baseline and % savings from Monitoring Based Commissioning: Benchmarking Analysis of 24 UC/CSU/IOU Projects (Mills, Mathew) April 2009 | 0 | 2020 | 0 | 0 | 2020 | 0 | 0 | Monitoring Based Commissioning: Benchmarking Analysis of 24 UC/CSU/IOU Projects (Mills, Mathew) April 2009; Equipment to Labor Split based on HVAC Equipment from Itron MCS WO062 | EMS (Elec/Elec) - Marine ¦ SCE ¦ Marine | EMS (Elec/Elec) - Marine | 0.47685 | 1 | 0.76 | CBSA 2014 | -143.8494 | 2012 | 0.8 | N/A
COM-HVAC-62.47 | Com ¦ No HVAC EMS (Elec SC and Elec SH) - Marine ¦ SCE ¦ Marine | Com ¦ No HVAC EMS (Elec SC and Elec SH) - Marine | SCE ¦ Marine | SCE | All | Electric | No EMS System | Average Existing and Code | 0 | Conventional | HVAC | Com - School | Com | RET and NEW | 0 | 1000 sqft2 of floor space | ton | 15 | DEER:HVAC_Split-Package_AC | 1104.0349 | 0.23491 | 0 | Based on density weighted DEER Baseline and % savings from Monitoring Based Commissioning: Benchmarking Analysis of 24 UC/CSU/IOU Projects (Mills, Mathew) April 2009 | 0 | 2020 | 0 | 0 | 2020 | 0 | 0 | Monitoring Based Commissioning: Benchmarking Analysis of 24 UC/CSU/IOU Projects (Mills, Mathew) April 2009; Equipment to Labor Split based on HVAC Equipment from Itron MCS WO063 | EMS (Elec/Elec) - Marine ¦ SCE ¦ Marine | EMS (Elec/Elec) - Marine | 0.82933 | 1 | 0.41 | CBSA 2014 | -60.6455 | 2012 | 0.8 | N/A
COM-HVAC-62.48 | Com ¦ No HVAC EMS (Elec SC and Elec SH) - Marine ¦ SCE ¦ Marine | Com ¦ No HVAC EMS (Elec SC and Elec SH) - Marine | SCE ¦ Marine | SCE | All | Electric | No EMS System | Average Existing and Code | 0 | Conventional | HVAC | Com - Warehouse | Com | RET and NEW | 0 | 1000 sqft2 of floor space | ton | 15 | DEER:HVAC_Split-Package_AC | 1271.7885 | 0.36673 | 0 | Based on density weighted DEER Baseline and % savings from Monitoring Based Commissioning: Benchmarking Analysis of 24 UC/CSU/IOU Projects (Mills, Mathew) April 2009 | 0 | 2020 | 0 | 0 | 2020 | 0 | 0 | Monitoring Based Commissioning: Benchmarking Analysis of 24 UC/CSU/IOU Projects (Mills, Mathew) April 2009; Equipment to Labor Split based on HVAC Equipment from Itron MCS WO064 | EMS (Elec/Elec) - Marine ¦ SCE ¦ Marine | EMS (Elec/Elec) - Marine | 0.078075 | 1 | 0.89 | CBSA 2014 | -94.5692 | 2012 | 0.8 | N/A
COM-HVAC-62.49 | Com ¦ No HVAC EMS (Elec SC and Elec SH) - Hot-Dry ¦ SCE ¦ Hot-Dry | Com ¦ No HVAC EMS (Elec SC and Elec SH) - Hot-Dry | SCE ¦ Hot-Dry | SCE | All | Electric | No EMS System | Average Existing and Code | 0 | Conventional | HVAC | Com - College | Com | RET and NEW | 0 | 1000 sqft2 of floor space | ton | 15 | DEER:HVAC_Split-Package_AC | 1274.0759 | 0.34593 | 0 | Based on density weighted DEER Baseline and % savings from Monitoring Based Commissioning: Benchmarking Analysis of 24 UC/CSU/IOU Projects (Mills, Mathew) April 2009 | 0 | 2020 | 0 | 0 | 2020 | 0 | 0 | Monitoring Based Commissioning: Benchmarking Analysis of 24 UC/CSU/IOU Projects (Mills, Mathew) April 2009; Equipment to Labor Split based on HVAC Equipment from Itron MCS WO065 | EMS (Elec/Elec) - Hot-Dry ¦ SCE ¦ Hot-Dry | EMS (Elec/Elec) - Hot-Dry | 0.67929 | 1 | 0.2 | CBSA 2014 | -43.3057 | 2012 | 0.8 | N/A
COM-HVAC-62.50 | Com ¦ No HVAC EMS (Elec SC and Elec SH) - Hot-Dry ¦ SCE ¦ Hot-Dry | Com ¦ No HVAC EMS (Elec SC and Elec SH) - Hot-Dry | SCE ¦ Hot-Dry | SCE | All | Electric | No EMS System | Average Existing and Code | 0 | Conventional | HVAC | Com - Grocery | Com | RET and NEW | 0 | 1000 sqft2 of floor space | ton | 15 | DEER:HVAC_Split-Package_AC | 1537.0212 | 0.28307 | 0 | Based on density weighted DEER Baseline and % savings from Monitoring Based Commissioning: Benchmarking Analysis of 24 UC/CSU/IOU Projects (Mills, Mathew) April 2009 | 0 | 2020 | 0 | 0 | 2020 | 0 | 0 | Monitoring Based Commissioning: Benchmarking Analysis of 24 UC/CSU/IOU Projects (Mills, Mathew) April 2009; Equipment to Labor Split based on HVAC Equipment from Itron MCS WO066 | EMS (Elec/Elec) - Hot-Dry ¦ SCE ¦ Hot-Dry | EMS (Elec/Elec) - Hot-Dry | 0.57341 | 1 | 0.68 | CBSA 2014 | -33.7922 | 2012 | 0.8 | N/A
COM-HVAC-62.51 | Com ¦ No HVAC EMS (Elec SC and Elec SH) - Hot-Dry ¦ SCE ¦ Hot-Dry | Com ¦ No HVAC EMS (Elec SC and Elec SH) - Hot-Dry | SCE ¦ Hot-Dry | SCE | All | Electric | No EMS System | Average Existing and Code | 0 | Conventional | HVAC | Com - Health | Com | RET and NEW | 0 | 1000 sqft2 of floor space | ton | 15 | DEER:HVAC_Split-Package_AC | 2028.3923 | 0.33262 | 0 | Based on density weighted DEER Baseline and % savings from Monitoring Based Commissioning: Benchmarking Analysis of 24 UC/CSU/IOU Projects (Mills, Mathew) April 2009 | 0 | 2020 | 0 | 0 | 2020 | 0 | 0 | Monitoring Based Commissioning: Benchmarking Analysis of 24 UC/CSU/IOU Projects (Mills, Mathew) April 2009; Equipment to Labor Split based on HVAC Equipment from Itron MCS WO067 | EMS (Elec/Elec) - Hot-Dry ¦ SCE ¦ Hot-Dry | EMS (Elec/Elec) - Hot-Dry | 0.81547 | 1 | 0.44 | CBSA 2014 | -30.064 | 2012 | 0.8 | N/A
COM-HVAC-62.52 | Com ¦ No HVAC EMS (Elec SC and Elec SH) - Hot-Dry ¦ SCE ¦ Hot-Dry | Com ¦ No HVAC EMS (Elec SC and Elec SH) - Hot-Dry | SCE ¦ Hot-Dry | SCE | All | Electric | No EMS System | Average Existing and Code | 0 | Conventional | HVAC | Com - Lodging | Com | RET and NEW | 0 | 1000 sqft2 of floor space | ton | 15 | DEER:HVAC_Split-Package_AC | 2478.6357 | 0.44642 | 0 | Based on density weighted DEER Baseline and % savings from Monitoring Based Commissioning: Benchmarking Analysis of 24 UC/CSU/IOU Projects (Mills, Mathew) April 2009 | 0 | 2020 | 0 | 0 | 2020 | 0 | 0 | Monitoring Based Commissioning: Benchmarking Analysis of 24 UC/CSU/IOU Projects (Mills, Mathew) April 2009; Equipment to Labor Split based on HVAC Equipment from Itron MCS WO068 | EMS (Elec/Elec) - Hot-Dry ¦ SCE ¦ Hot-Dry | EMS (Elec/Elec) - Hot-Dry | 0.51041 | 1 | 0.75 | CBSA 2014 | -136.2335 | 2012 | 0.8 | N/A
COM-HVAC-62.53 | Com ¦ No HVAC EMS (Elec SC and Elec SH) - Hot-Dry ¦ SCE ¦ Hot-Dry | Com ¦ No HVAC EMS (Elec SC and Elec SH) - Hot-Dry | SCE ¦ Hot-Dry | SCE | All | Electric | No EMS System | Average Existing and Code | 0 | Conventional | HVAC | Com - Office (Large) | Com | RET and NEW | 0 | 1000 sqft2 of floor space | ton | 15 | DEER:HVAC_Split-Package_AC | 1441.8566 | 0.40663 | 0 | Based on density weighted DEER Baseline and % savings from Monitoring Based Commissioning: Benchmarking Analysis of 24 UC/CSU/IOU Projects (Mills, Mathew) April 2009 | 0 | 2020 | 0 | 0 | 2020 | 0 | 0 | Monitoring Based Commissioning: Benchmarking Analysis of 24 UC/CSU/IOU Projects (Mills, Mathew) April 2009; Equipment to Labor Split based on HVAC Equipment from Itron MCS WO069 | EMS (Elec/Elec) - Hot-Dry ¦ SCE ¦ Hot-Dry | EMS (Elec/Elec) - Hot-Dry | 0.72428 | 1 | 0.5 | CBSA 2014 | -22.5783 | 2012 | 0.8 | N/A
COM-HVAC-62.54 | Com ¦ No HVAC EMS (Elec SC and Elec SH) - Hot-Dry ¦ SCE ¦ Hot-Dry | Com ¦ No HVAC EMS (Elec SC and Elec SH) - Hot-Dry | SCE ¦ Hot-Dry | SCE | All | Electric | No EMS System | Average Existing and Code | 0 | Conventional | HVAC | Com - Office (Small) | Com | RET and NEW | 0 | 1000 sqft2 of floor space | ton | 15 | DEER:HVAC_Split-Package_AC | 1178.3301 | 0.36821 | 0 | Based on density weighted DEER Baseline and % savings from Monitoring Based Commissioning: Benchmarking Analysis of 24 UC/CSU/IOU Projects (Mills, Mathew) April 2009 | 0 | 2020 | 0 | 0 | 2020 | 0 | 0 | Monitoring Based Commissioning: Benchmarking Analysis of 24 UC/CSU/IOU Projects (Mills, Mathew) April 2009; Equipment to Labor Split based on HVAC Equipment from Itron MCS WO070 | EMS (Elec/Elec) - Hot-Dry ¦ SCE ¦ Hot-Dry | EMS (Elec/Elec) - Hot-Dry | 0.84632 | 1 | 0.5 | CBSA 2014 | -30.6678 | 2012 | 0.8 | N/A
COM-HVAC-62.55 | Com ¦ No HVAC EMS (Elec SC and Elec SH) - Hot-Dry ¦ SCE ¦ Hot-Dry | Com ¦ No HVAC EMS (Elec SC and Elec SH) - Hot-Dry | SCE ¦ Hot-Dry | SCE | All | Electric | No EMS System | Average Existing and Code | 0 | Conventional | HVAC | Com - Other | Com | RET and NEW | 0 | 1000 sqft2 of floor space | ton | 15 | DEER:HVAC_Split-Package_AC | 1638.5555 | 0.36098 | 0 | Based on density weighted DEER Baseline and % savings from Monitoring Based Commissioning: Benchmarking Analysis of 24 UC/CSU/IOU Projects (Mills, Mathew) April 2009 | 0 | 2020 | 0 | 0 | 2020 | 0 | 0 | Monitoring Based Commissioning: Benchmarking Analysis of 24 UC/CSU/IOU Projects (Mills, Mathew) April 2009; Equipment to Labor Split based on HVAC Equipment from Itron MCS WO071 | EMS (Elec/Elec) - Hot-Dry ¦ SCE ¦ Hot-Dry | EMS (Elec/Elec) - Hot-Dry | 0.197 | 1 | 0.65 | CBSA 2014 | -96.0731 | 2012 | 0.8 | N/A
COM-HVAC-62.56 | Com ¦ No HVAC EMS (Elec SC and Elec SH) - Hot-Dry ¦ SCE ¦ Hot-Dry | Com ¦ No HVAC EMS (Elec SC and Elec SH) - Hot-Dry | SCE ¦ Hot-Dry | SCE | All | Electric | No EMS System | Average Existing and Code | 0 | Conventional | HVAC | Com - Refrig. Warehouse | Com | RET and NEW | 0 | 1000 sqft2 of floor space | ton | 15 | DEER:HVAC_Split-Package_AC | 0 | 0 | 0 | Based on density weighted DEER Baseline and % savings from Monitoring Based Commissioning: Benchmarking Analysis of 24 UC/CSU/IOU Projects (Mills, Mathew) April 2009 | 0 | 2020 | 0 | 0 | 2020 | 0 | 0 | Monitoring Based Commissioning: Benchmarking Analysis of 24 UC/CSU/IOU Projects (Mills, Mathew) April 2009; Equipment to Labor Split based on HVAC Equipment from Itron MCS WO072 | EMS (Elec/Elec) - Hot-Dry ¦ SCE ¦ Hot-Dry | EMS (Elec/Elec) - Hot-Dry | 0.00037354 | 1 | 0.89 | CBSA 2014 | 0 | 2012 | 0.8 | N/A
COM-HVAC-62.57 | Com ¦ No HVAC EMS (Elec SC and Elec SH) - Hot-Dry ¦ SCE ¦ Hot-Dry | Com ¦ No HVAC EMS (Elec SC and Elec SH) - Hot-Dry | SCE ¦ Hot-Dry | SCE | All | Electric | No EMS System | Average Existing and Code | 0 | Conventional | HVAC | Com - Restaurant | Com | RET and NEW | 0 | 1000 sqft2 of floor space | ton | 15 | DEER:HVAC_Split-Package_AC | 2275.2206 | 0.34161 | 0 | Based on density weighted DEER Baseline and % savings from Monitoring Based Commissioning: Benchmarking Analysis of 24 UC/CSU/IOU Projects (Mills, Mathew) April 2009 | 0 | 2020 | 0 | 0 | 2020 | 0 | 0 | Monitoring Based Commissioning: Benchmarking Analysis of 24 UC/CSU/IOU Projects (Mills, Mathew) April 2009; Equipment to Labor Split based on HVAC Equipment from Itron MCS WO073 | EMS (Elec/Elec) - Hot-Dry ¦ SCE ¦ Hot-Dry | EMS (Elec/Elec) - Hot-Dry | 0.60466 | 1 | 0.99 | CBSA 2014 | -46.3772 | 2012 | 0.8 | N/A
COM-HVAC-62.58 | Com ¦ No HVAC EMS (Elec SC and Elec SH) - Hot-Dry ¦ SCE ¦ Hot-Dry | Com ¦ No HVAC EMS (Elec SC and Elec SH) - Hot-Dry | SCE ¦ Hot-Dry | SCE | All | Electric | No EMS System | Average Existing and Code | 0 | Conventional | HVAC | Com - Retail | Com | RET and NEW | 0 | 1000 sqft2 of floor space | ton | 15 | DEER:HVAC_Split-Package_AC | 1479.9299 | 0.35579 | 0 | Based on density weighted DEER Baseline and % savings from Monitoring Based Commissioning: Benchmarking Analysis of 24 UC/CSU/IOU Projects (Mills, Mathew) April 2009 | 0 | 2020 | 0 | 0 | 2020 | 0 | 0 | Monitoring Based Commissioning: Benchmarking Analysis of 24 UC/CSU/IOU Projects (Mills, Mathew) April 2009; Equipment to Labor Split based on HVAC Equipment from Itron MCS WO074 | EMS (Elec/Elec) - Hot-Dry ¦ SCE ¦ Hot-Dry | EMS (Elec/Elec) - Hot-Dry | 0.47685 | 1 | 0.76 | CBSA 2014 | -142.5307 | 2012 | 0.8 | N/A
COM-HVAC-62.59 | Com ¦ No HVAC EMS (Elec SC and Elec SH) - Hot-Dry ¦ SCE ¦ Hot-Dry | Com ¦ No HVAC EMS (Elec SC and Elec SH) - Hot-Dry | SCE ¦ Hot-Dry | SCE | All | Electric | No EMS System | Average Existing and Code | 0 | Conventional | HVAC | Com - School | Com | RET and NEW | 0 | 1000 sqft2 of floor space | ton | 15 | DEER:HVAC_Split-Package_AC | 1097.4265 | 0.41867 | 0 | Based on density weighted DEER Baseline and % savings from Monitoring Based Commissioning: Benchmarking Analysis of 24 UC/CSU/IOU Projects (Mills, Mathew) April 2009 | 0 | 2020 | 0 | 0 | 2020 | 0 | 0 | Monitoring Based Commissioning: Benchmarking Analysis of 24 UC/CSU/IOU Projects (Mills, Mathew) April 2009; Equipment to Labor Split based on HVAC Equipment from Itron MCS WO075 | EMS (Elec/Elec) - Hot-Dry ¦ SCE ¦ Hot-Dry | EMS (Elec/Elec) - Hot-Dry | 0.82933 | 1 | 0.41 | CBSA 2014 | -60.2825 | 2012 | 0.8 | N/A
COM-HVAC-62.60 | Com ¦ No HVAC EMS (Elec SC and Elec SH) - Hot-Dry ¦ SCE ¦ Hot-Dry | Com ¦ No HVAC EMS (Elec SC and Elec SH) - Hot-Dry | SCE ¦ Hot-Dry | SCE | All | Electric | No EMS System | Average Existing and Code | 0 | Conventional | HVAC | Com - Warehouse | Com | RET and NEW | 0 | 1000 sqft2 of floor space | ton | 15 | DEER:HVAC_Split-Package_AC | 1257.9933 | 0.39921 | 0 | Based on density weighted DEER Baseline and % savings from Monitoring Based Commissioning: Benchmarking Analysis of 24 UC/CSU/IOU Projects (Mills, Mathew) April 2009 | 0 | 2020 | 0 | 0 | 2020 | 0 | 0 | Monitoring Based Commissioning: Benchmarking Analysis of 24 UC/CSU/IOU Projects (Mills, Mathew) April 2009; Equipment to Labor Split based on HVAC Equipment from Itron MCS WO076 | EMS (Elec/Elec) - Hot-Dry ¦ SCE ¦ Hot-Dry | EMS (Elec/Elec) - Hot-Dry | 0.078075 | 1 | 0.89 | CBSA 2014 | -93.5434 | 2012 | 0.8 | N/A
COM-HVAC-62.61 | Com ¦ No HVAC EMS (Elec SC and Elec SH) - Cold ¦ SCE ¦ Cold | Com ¦ No HVAC EMS (Elec SC and Elec SH) - Cold | SCE ¦ Cold | SCE | All | Electric | No EMS System | Average Existing and Code | 0 | Conventional | HVAC | Com - College | Com | RET and NEW | 0 | 1000 sqft2 of floor space | ton | 15 | DEER:HVAC_Split-Package_AC | 1291.2679 | 0.40376 | 0 | Based on density weighted DEER Baseline and % savings from Monitoring Based Commissioning: Benchmarking Analysis of 24 UC/CSU/IOU Projects (Mills, Mathew) April 2009 | 0 | 2020 | 0 | 0 | 2020 | 0 | 0 | Monitoring Based Commissioning: Benchmarking Analysis of 24 UC/CSU/IOU Projects (Mills, Mathew) April 2009; Equipment to Labor Split based on HVAC Equipment from Itron MCS WO077 | EMS (Elec/Elec) - Cold ¦ SCE ¦ Cold | EMS (Elec/Elec) - Cold | 0.67929 | 1 | 0.2 | CBSA 2014 | -43.8901 | 2012 | 0.8 | N/A
COM-HVAC-62.62 | Com ¦ No HVAC EMS (Elec SC and Elec SH) - Cold ¦ SCE ¦ Cold | Com ¦ No HVAC EMS (Elec SC and Elec SH) - Cold | SCE ¦ Cold | SCE | All | Electric | No EMS System | Average Existing and Code | 0 | Conventional | HVAC | Com - Grocery | Com | RET and NEW | 0 | 1000 sqft2 of floor space | ton | 15 | DEER:HVAC_Split-Package_AC | 1533.0342 | 0.25043 | 0 | Based on density weighted DEER Baseline and % savings from Monitoring Based Commissioning: Benchmarking Analysis of 24 UC/CSU/IOU Projects (Mills, Mathew) April 2009 | 0 | 2020 | 0 | 0 | 2020 | 0 | 0 | Monitoring Based Commissioning: Benchmarking Analysis of 24 UC/CSU/IOU Projects (Mills, Mathew) April 2009; Equipment to Labor Split based on HVAC Equipment from Itron MCS WO078 | EMS (Elec/Elec) - Cold ¦ SCE ¦ Cold | EMS (Elec/Elec) - Cold | 0.57341 | 1 | 0.68 | CBSA 2014 | -33.7046 | 2012 | 0.8 | N/A
COM-HVAC-62.63 | Com ¦ No HVAC EMS (Elec SC and Elec SH) - Cold ¦ SCE ¦ Cold | Com ¦ No HVAC EMS (Elec SC and Elec SH) - Cold | SCE ¦ Cold | SCE | All | Electric | No EMS System | Average Existing and Code | 0 | Conventional | HVAC | Com - Health | Com | RET and NEW | 0 | 1000 sqft2 of floor space | ton | 15 | DEER:HVAC_Split-Package_AC | 2068.7811 | 0.41142 | 0 | Based on density weighted DEER Baseline and % savings from Monitoring Based Commissioning: Benchmarking Analysis of 24 UC/CSU/IOU Projects (Mills, Mathew) April 2009 | 0 | 2020 | 0 | 0 | 2020 | 0 | 0 | Monitoring Based Commissioning: Benchmarking Analysis of 24 UC/CSU/IOU Projects (Mills, Mathew) April 2009; Equipment to Labor Split based on HVAC Equipment from Itron MCS WO079 | EMS (Elec/Elec) - Cold ¦ SCE ¦ Cold | EMS (Elec/Elec) - Cold | 0.81547 | 1 | 0.44 | CBSA 2014 | -30.6626 | 2012 | 0.8 | N/A
COM-HVAC-62.64 | Com ¦ No HVAC EMS (Elec SC and Elec SH) - Cold ¦ SCE ¦ Cold | Com ¦ No HVAC EMS (Elec SC and Elec SH) - Cold | SCE ¦ Cold | SCE | All | Electric | No EMS System | Average Existing and Code | 0 | Conventional | HVAC | Com - Lodging | Com | RET and NEW | 0 | 1000 sqft2 of floor space | ton | 15 | DEER:HVAC_Split-Package_AC | 2507.5044 | 0.52037 | 0 | Based on density weighted DEER Baseline and % savings from Monitoring Based Commissioning: Benchmarking Analysis of 24 UC/CSU/IOU Projects (Mills, Mathew) April 2009 | 0 | 2020 | 0 | 0 | 2020 | 0 | 0 | Monitoring Based Commissioning: Benchmarking Analysis of 24 UC/CSU/IOU Projects (Mills, Mathew) April 2009; Equipment to Labor Split based on HVAC Equipment from Itron MCS WO080 | EMS (Elec/Elec) - Cold ¦ SCE ¦ Cold | EMS (Elec/Elec) - Cold | 0.51041 | 1 | 0.75 | CBSA 2014 | -137.8202 | 2012 | 0.8 | N/A
COM-HVAC-62.65 | Com ¦ No HVAC EMS (Elec SC and Elec SH) - Cold ¦ SCE ¦ Cold | Com ¦ No HVAC EMS (Elec SC and Elec SH) - Cold | SCE ¦ Cold | SCE | All | Electric | No EMS System | Average Existing and Code | 0 | Conventional | HVAC | Com - Office (Large) | Com | RET and NEW | 0 | 1000 sqft2 of floor space | ton | 15 | DEER:HVAC_Split-Package_AC | 1463.2763 | 0.53644 | 0 | Based on density weighted DEER Baseline and % savings from Monitoring Based Commissioning: Benchmarking Analysis of 24 UC/CSU/IOU Projects (Mills, Mathew) April 2009 | 0 | 2020 | 0 | 0 | 2020 | 0 | 0 | Monitoring Based Commissioning: Benchmarking Analysis of 24 UC/CSU/IOU Projects (Mills, Mathew) April 2009; Equipment to Labor Split based on HVAC Equipment from Itron MCS WO081 | EMS (Elec/Elec) - Cold ¦ SCE ¦ Cold | EMS (Elec/Elec) - Cold | 0.72428 | 1 | 0.5 | CBSA 2014 | -22.9138 | 2012 | 0.8 | N/A
COM-HVAC-62.66 | Com ¦ No HVAC EMS (Elec SC and Elec SH) - Cold ¦ SCE ¦ Cold | Com ¦ No HVAC EMS (Elec SC and Elec SH) - Cold | SCE ¦ Cold | SCE | All | Electric | No EMS System | Average Existing and Code | 0 | Conventional | HVAC | Com - Office (Small) | Com | RET and NEW | 0 | 1000 sqft2 of floor space | ton | 15 | DEER:HVAC_Split-Package_AC | 1191.7068 | 0.48787 | 0 | Based on density weighted DEER Baseline and % savings from Monitoring Based Commissioning: Benchmarking Analysis of 24 UC/CSU/IOU Projects (Mills, Mathew) April 2009 | 0 | 2020 | 0 | 0 | 2020 | 0 | 0 | Monitoring Based Commissioning: Benchmarking Analysis of 24 UC/CSU/IOU Projects (Mills, Mathew) April 2009; Equipment to Labor Split based on HVAC Equipment from Itron MCS WO082 | EMS (Elec/Elec) - Cold ¦ SCE ¦ Cold | EMS (Elec/Elec) - Cold | 0.84632 | 1 | 0.5 | CBSA 2014 | -31.016 | 2012 | 0.8 | N/A
COM-HVAC-62.67 | Com ¦ No HVAC EMS (Elec SC and Elec SH) - Cold ¦ SCE ¦ Cold | Com ¦ No HVAC EMS (Elec SC and Elec SH) - Cold | SCE ¦ Cold | SCE | All | Electric | No EMS System | Average Existing and Code | 0 | Conventional | HVAC | Com - Other | Com | RET and NEW | 0 | 1000 sqft2 of floor space | ton | 15 | DEER:HVAC_Split-Package_AC | 1661.2663 | 0.37304 | 0 | Based on density weighted DEER Baseline and % savings from Monitoring Based Commissioning: Benchmarking Analysis of 24 UC/CSU/IOU Projects (Mills, Mathew) April 2009 | 0 | 2020 | 0 | 0 | 2020 | 0 | 0 | Monitoring Based Commissioning: Benchmarking Analysis of 24 UC/CSU/IOU Projects (Mills, Mathew) April 2009; Equipment to Labor Split based on HVAC Equipment from Itron MCS WO083 | EMS (Elec/Elec) - Cold ¦ SCE ¦ Cold | EMS (Elec/Elec) - Cold | 0.197 | 1 | 0.65 | CBSA 2014 | -97.4047 | 2012 | 0.8 | N/A
COM-HVAC-62.68 | Com ¦ No HVAC EMS (Elec SC and Elec SH) - Cold ¦ SCE ¦ Cold | Com ¦ No HVAC EMS (Elec SC and Elec SH) - Cold | SCE ¦ Cold | SCE | All | Electric | No EMS System | Average Existing and Code | 0 | Conventional | HVAC | Com - Refrig. Warehouse | Com | RET and NEW | 0 | 1000 sqft2 of floor space | ton | 15 | DEER:HVAC_Split-Package_AC | 0 | 0 | 0 | Based on density weighted DEER Baseline and % savings from Monitoring Based Commissioning: Benchmarking Analysis of 24 UC/CSU/IOU Projects (Mills, Mathew) April 2009 | 0 | 2020 | 0 | 0 | 2020 | 0 | 0 | Monitoring Based Commissioning: Benchmarking Analysis of 24 UC/CSU/IOU Projects (Mills, Mathew) April 2009; Equipment to Labor Split based on HVAC Equipment from Itron MCS WO084 | EMS (Elec/Elec) - Cold ¦ SCE ¦ Cold | EMS (Elec/Elec) - Cold | 0.00037354 | 1 | 0.89 | CBSA 2014 | 0 | 2012 | 0.8 | N/A
COM-HVAC-62.69 | Com ¦ No HVAC EMS (Elec SC and Elec SH) - Cold ¦ SCE ¦ Cold | Com ¦ No HVAC EMS (Elec SC and Elec SH) - Cold | SCE ¦ Cold | SCE | All | Electric | No EMS System | Average Existing and Code | 0 | Conventional | HVAC | Com - Restaurant | Com | RET and NEW | 0 | 1000 sqft2 of floor space | ton | 15 | DEER:HVAC_Split-Package_AC | 2291.2723 | 0.36461 | 0 | Based on density weighted DEER Baseline and % savings from Monitoring Based Commissioning: Benchmarking Analysis of 24 UC/CSU/IOU Projects (Mills, Mathew) April 2009 | 0 | 2020 | 0 | 0 | 2020 | 0 | 0 | Monitoring Based Commissioning: Benchmarking Analysis of 24 UC/CSU/IOU Projects (Mills, Mathew) April 2009; Equipment to Labor Split based on HVAC Equipment from Itron MCS WO085 | EMS (Elec/Elec) - Cold ¦ SCE ¦ Cold | EMS (Elec/Elec) - Cold | 0.60466 | 1 | 0.99 | CBSA 2014 | -46.7044 | 2012 | 0.8 | N/A
COM-HVAC-62.70 | Com ¦ No HVAC EMS (Elec SC and Elec SH) - Cold ¦ SCE ¦ Cold | Com ¦ No HVAC EMS (Elec SC and Elec SH) - Cold | SCE ¦ Cold | SCE | All | Electric | No EMS System | Average Existing and Code | 0 | Conventional | HVAC | Com - Retail | Com | RET and NEW | 0 | 1000 sqft2 of floor space | ton | 15 | DEER:HVAC_Split-Package_AC | 1508.0452 | 0.39144 | 0 | Based on density weighted DEER Baseline and % savings from Monitoring Based Commissioning: Benchmarking Analysis of 24 UC/CSU/IOU Projects (Mills, Mathew) April 2009 | 0 | 2020 | 0 | 0 | 2020 | 0 | 0 | Monitoring Based Commissioning: Benchmarking Analysis of 24 UC/CSU/IOU Projects (Mills, Mathew) April 2009; Equipment to Labor Split based on HVAC Equipment from Itron MCS WO086 | EMS (Elec/Elec) - Cold ¦ SCE ¦ Cold | EMS (Elec/Elec) - Cold | 0.47685 | 1 | 0.76 | CBSA 2014 | -145.2384 | 2012 | 0.8 | N/A
COM-HVAC-62.71 | Com ¦ No HVAC EMS (Elec SC and Elec SH) - Cold ¦ SCE ¦ Cold | Com ¦ No HVAC EMS (Elec SC and Elec SH) - Cold | SCE ¦ Cold | SCE | All | Electric | No EMS System | Average Existing and Code | 0 | Conventional | HVAC | Com - School | Com | RET and NEW | 0 | 1000 sqft2 of floor space | ton | 15 | DEER:HVAC_Split-Package_AC | 1102.1913 | 0.21323 | 0 | Based on density weighted DEER Baseline and % savings from Monitoring Based Commissioning: Benchmarking Analysis of 24 UC/CSU/IOU Projects (Mills, Mathew) April 2009 | 0 | 2020 | 0 | 0 | 2020 | 0 | 0 | Monitoring Based Commissioning: Benchmarking Analysis of 24 UC/CSU/IOU Projects (Mills, Mathew) April 2009; Equipment to Labor Split based on HVAC Equipment from Itron MCS WO087 | EMS (Elec/Elec) - Cold ¦ SCE ¦ Cold | EMS (Elec/Elec) - Cold | 0.82933 | 1 | 0.41 | CBSA 2014 | -60.5442 | 2012 | 0.8 | N/A
COM-HVAC-62.72 | Com ¦ No HVAC EMS (Elec SC and Elec SH) - Cold ¦ SCE ¦ Cold | Com ¦ No HVAC EMS (Elec SC and Elec SH) - Cold | SCE ¦ Cold | SCE | All | Electric | No EMS System | Average Existing and Code | 0 | Conventional | HVAC | Com - Warehouse | Com | RET and NEW | 0 | 1000 sqft2 of floor space | ton | 15 | DEER:HVAC_Split-Package_AC | 1264.8564 | 0.34468 | 0 | Based on density weighted DEER Baseline and % savings from Monitoring Based Commissioning: Benchmarking Analysis of 24 UC/CSU/IOU Projects (Mills, Mathew) April 2009 | 0 | 2020 | 0 | 0 | 2020 | 0 | 0 | Monitoring Based Commissioning: Benchmarking Analysis of 24 UC/CSU/IOU Projects (Mills, Mathew) April 2009; Equipment to Labor Split based on HVAC Equipment from Itron MCS WO088 | EMS (Elec/Elec) - Cold ¦ SCE ¦ Cold | EMS (Elec/Elec) - Cold | 0.078075 | 1 | 0.89 | CBSA 2014 | -94.0538 | 2012 | 0.8 | N/A
COM-HVAC-62.73 | Com ¦ No HVAC EMS (Elec SC and Elec SH) - Marine ¦ SDG&E ¦ Marine | Com ¦ No HVAC EMS (Elec SC and Elec SH) - Marine | SDG&E ¦ Marine | SDG&E | All | Electric | No EMS System | Average Existing and Code | 0 | Conventional | HVAC | Com - College | Com | RET and NEW | 0 | 1000 sqft2 of floor space | ton | 15 | DEER:HVAC_Split-Package_AC | 1269.8019 | 0.29887 | 0 | Based on density weighted DEER Baseline and % savings from Monitoring Based Commissioning: Benchmarking Analysis of 24 UC/CSU/IOU Projects (Mills, Mathew) April 2009 | 0 | 2020 | 0 | 0 | 2020 | 0 | 0 | Monitoring Based Commissioning: Benchmarking Analysis of 24 UC/CSU/IOU Projects (Mills, Mathew) April 2009; Equipment to Labor Split based on HVAC Equipment from Itron MCS WO089 | EMS (Elec/Elec) - Marine ¦ SDG&E ¦ Marine | EMS (Elec/Elec) - Marine | 0.78231 | 1 | 0.2 | CBSA 2014 | -43.1605 | 2012 | 0.8 | N/A
COM-HVAC-62.74 | Com ¦ No HVAC EMS (Elec SC and Elec SH) - Marine ¦ SDG&E ¦ Marine | Com ¦ No HVAC EMS (Elec SC and Elec SH) - Marine | SDG&E ¦ Marine | SDG&E | All | Electric | No EMS System | Average Existing and Code | 0 | Conventional | HVAC | Com - Grocery | Com | RET and NEW | 0 | 1000 sqft2 of floor space | ton | 15 | DEER:HVAC_Split-Package_AC | 1604.0422 | 0.25037 | 0 | Based on density weighted DEER Baseline and % savings from Monitoring Based Commissioning: Benchmarking Analysis of 24 UC/CSU/IOU Projects (Mills, Mathew) April 2009 | 0 | 2020 | 0 | 0 | 2020 | 0 | 0 | Monitoring Based Commissioning: Benchmarking Analysis of 24 UC/CSU/IOU Projects (Mills, Mathew) April 2009; Equipment to Labor Split based on HVAC Equipment from Itron MCS WO090 | EMS (Elec/Elec) - Marine ¦ SDG&E ¦ Marine | EMS (Elec/Elec) - Marine | 0.58333 | 1 | 0.68 | CBSA 2014 | -35.2657 | 2012 | 0.8 | N/A
COM-HVAC-62.75 | Com ¦ No HVAC EMS (Elec SC and Elec SH) - Marine ¦ SDG&E ¦ Marine | Com ¦ No HVAC EMS (Elec SC and Elec SH) - Marine | SDG&E ¦ Marine | SDG&E | All | Electric | No EMS System | Average Existing and Code | 0 | Conventional | HVAC | Com - Health | Com | RET and NEW | 0 | 1000 sqft2 of floor space | ton | 15 | DEER:HVAC_Split-Package_AC | 2118.6567 | 0.33703 | 0 | Based on density weighted DEER Baseline and % savings from Monitoring Based Commissioning: Benchmarking Analysis of 24 UC/CSU/IOU Projects (Mills, Mathew) April 2009 | 0 | 2020 | 0 | 0 | 2020 | 0 | 0 | Monitoring Based Commissioning: Benchmarking Analysis of 24 UC/CSU/IOU Projects (Mills, Mathew) April 2009; Equipment to Labor Split based on HVAC Equipment from Itron MCS WO091 | EMS (Elec/Elec) - Marine ¦ SDG&E ¦ Marine | EMS (Elec/Elec) - Marine | 0.90383 | 1 | 0.44 | CBSA 2014 | -31.4019 | 2012 | 0.8 | N/A
COM-HVAC-62.76 | Com ¦ No HVAC EMS (Elec SC and Elec SH) - Marine ¦ SDG&E ¦ Marine | Com ¦ No HVAC EMS (Elec SC and Elec SH) - Marine | SDG&E ¦ Marine | SDG&E | All | Electric | No EMS System | Average Existing and Code | 0 | Conventional | HVAC | Com - Lodging | Com | RET and NEW | 0 | 1000 sqft2 of floor space | ton | 15 | DEER:HVAC_Split-Package_AC | 2557.3551 | 0.41443 | 0 | Based on density weighted DEER Baseline and % savings from Monitoring Based Commissioning: Benchmarking Analysis of 24 UC/CSU/IOU Projects (Mills, Mathew) April 2009 | 0 | 2020 | 0 | 0 | 2020 | 0 | 0 | Monitoring Based Commissioning: Benchmarking Analysis of 24 UC/CSU/IOU Projects (Mills, Mathew) April 2009; Equipment to Labor Split based on HVAC Equipment from Itron MCS WO092 | EMS (Elec/Elec) - Marine ¦ SDG&E ¦ Marine | EMS (Elec/Elec) - Marine | 0.51811 | 1 | 0.75 | CBSA 2014 | -140.5602 | 2012 | 0.8 | N/A
COM-HVAC-62.77 | Com ¦ No HVAC EMS (Elec SC and Elec SH) - Marine ¦ SDG&E ¦ Marine | Com ¦ No HVAC EMS (Elec SC and Elec SH) - Marine | SDG&E ¦ Marine | SDG&E | All | Electric | No EMS System | Average Existing and Code | 0 | Conventional | HVAC | Com - Office (Large) | Com | RET and NEW | 0 | 1000 sqft2 of floor space | ton | 15 | DEER:HVAC_Split-Package_AC | 1441.043 | 0.40695 | 0 | Based on density weighted DEER Baseline and % savings from Monitoring Based Commissioning: Benchmarking Analysis of 24 UC/CSU/IOU Projects (Mills, Mathew) April 2009 | 0 | 2020 | 0 | 0 | 2020 | 0 | 0 | Monitoring Based Commissioning: Benchmarking Analysis of 24 UC/CSU/IOU Projects (Mills, Mathew) April 2009; Equipment to Labor Split based on HVAC Equipment from Itron MCS WO093 | EMS (Elec/Elec) - Marine ¦ SDG&E ¦ Marine | EMS (Elec/Elec) - Marine | 0.76998 | 1 | 0.5 | CBSA 2014 | -22.5656 | 2012 | 0.8 | N/A
COM-HVAC-62.78 | Com ¦ No HVAC EMS (Elec SC and Elec SH) - Marine ¦ SDG&E ¦ Marine | Com ¦ No HVAC EMS (Elec SC and Elec SH) - Marine | SDG&E ¦ Marine | SDG&E | All | Electric | No EMS System | Average Existing and Code | 0 | Conventional | HVAC | Com - Office (Small) | Com | RET and NEW | 0 | 1000 sqft2 of floor space | ton | 15 | DEER:HVAC_Split-Package_AC | 1171.5139 | 0.34579 | 0 | Based on density weighted DEER Baseline and % savings from Monitoring Based Commissioning: Benchmarking Analysis of 24 UC/CSU/IOU Projects (Mills, Mathew) April 2009 | 0 | 2020 | 0 | 0 | 2020 | 0 | 0 | Monitoring Based Commissioning: Benchmarking Analysis of 24 UC/CSU/IOU Projects (Mills, Mathew) April 2009; Equipment to Labor Split based on HVAC Equipment from Itron MCS WO094 | EMS (Elec/Elec) - Marine ¦ SDG&E ¦ Marine | EMS (Elec/Elec) - Marine | 0.94591 | 1 | 0.5 | CBSA 2014 | -30.4904 | 2012 | 0.8 | N/A
COM-HVAC-62.79 | Com ¦ No HVAC EMS (Elec SC and Elec SH) - Marine ¦ SDG&E ¦ Marine | Com ¦ No HVAC EMS (Elec SC and Elec SH) - Marine | SDG&E ¦ Marine | SDG&E | All | Electric | No EMS System | Average Existing and Code | 0 | Conventional | HVAC | Com - Other | Com | RET and NEW | 0 | 1000 sqft2 of floor space | ton | 15 | DEER:HVAC_Split-Package_AC | 1700.5315 | 0.30539 | 0 | Based on density weighted DEER Baseline and % savings from Monitoring Based Commissioning: Benchmarking Analysis of 24 UC/CSU/IOU Projects (Mills, Mathew) April 2009 | 0 | 2020 | 0 | 0 | 2020 | 0 | 0 | Monitoring Based Commissioning: Benchmarking Analysis of 24 UC/CSU/IOU Projects (Mills, Mathew) April 2009; Equipment to Labor Split based on HVAC Equipment from Itron MCS WO095 | EMS (Elec/Elec) - Marine ¦ SDG&E ¦ Marine | EMS (Elec/Elec) - Marine | 0.19335 | 1 | 0.65 | CBSA 2014 | -99.707 | 2012 | 0.8 | N/A
COM-HVAC-62.80 | Com ¦ No HVAC EMS (Elec SC and Elec SH) - Marine ¦ SDG&E ¦ Marine | Com ¦ No HVAC EMS (Elec SC and Elec SH) - Marine | SDG&E ¦ Marine | SDG&E | All | Electric | No EMS System | Average Existing and Code | 0 | Conventional | HVAC | Com - Refrig. Warehouse | Com | RET and NEW | 0 | 1000 sqft2 of floor space | ton | 15 | DEER:HVAC_Split-Package_AC | 0 | 0 | 0 | Based on density weighted DEER Baseline and % savings from Monitoring Based Commissioning: Benchmarking Analysis of 24 UC/CSU/IOU Projects (Mills, Mathew) April 2009 | 0 | 2020 | 0 | 0 | 2020 | 0 | 0 | Monitoring Based Commissioning: Benchmarking Analysis of 24 UC/CSU/IOU Projects (Mills, Mathew) April 2009; Equipment to Labor Split based on HVAC Equipment from Itron MCS WO096 | EMS (Elec/Elec) - Marine ¦ SDG&E ¦ Marine | EMS (Elec/Elec) - Marine | 0.00035588 | 1 | 0.89 | CBSA 2014 | 0 | 2012 | 0.8 | N/A
COM-HVAC-62.81 | Com ¦ No HVAC EMS (Elec SC and Elec SH) - Marine ¦ SDG&E ¦ Marine | Com ¦ No HVAC EMS (Elec SC and Elec SH) - Marine | SDG&E ¦ Marine | SDG&E | All | Electric | No EMS System | Average Existing and Code | 0 | Conventional | HVAC | Com - Restaurant | Com | RET and NEW | 0 | 1000 sqft2 of floor space | ton | 15 | DEER:HVAC_Split-Package_AC | 2338.7409 | 0.31858 | 0 | Based on density weighted DEER Baseline and % savings from Monitoring Based Commissioning: Benchmarking Analysis of 24 UC/CSU/IOU Projects (Mills, Mathew) April 2009 | 0 | 2020 | 0 | 0 | 2020 | 0 | 0 | Monitoring Based Commissioning: Benchmarking Analysis of 24 UC/CSU/IOU Projects (Mills, Mathew) April 2009; Equipment to Labor Split based on HVAC Equipment from Itron MCS WO097 | EMS (Elec/Elec) - Marine ¦ SDG&E ¦ Marine | EMS (Elec/Elec) - Marine | 0.63199 | 1 | 0.99 | CBSA 2014 | -47.6719 | 2012 | 0.8 | N/A
COM-HVAC-62.82 | Com ¦ No HVAC EMS (Elec SC and Elec SH) - Marine ¦ SDG&E ¦ Marine | Com ¦ No HVAC EMS (Elec SC and Elec SH) - Marine | SDG&E ¦ Marine | SDG&E | All | Electric | No EMS System | Average Existing and Code | 0 | Conventional | HVAC | Com - Retail | Com | RET and NEW | 0 | 1000 sqft2 of floor space | ton | 15 | DEER:HVAC_Split-Package_AC | 1447.4903 | 0.34533 | 0 | Based on density weighted DEER Baseline and % savings from Monitoring Based Commissioning: Benchmarking Analysis of 24 UC/CSU/IOU Projects (Mills, Mathew) April 2009 | 0 | 2020 | 0 | 0 | 2020 | 0 | 0 | Monitoring Based Commissioning: Benchmarking Analysis of 24 UC/CSU/IOU Projects (Mills, Mathew) April 2009; Equipment to Labor Split based on HVAC Equipment from Itron MCS WO098 | EMS (Elec/Elec) - Marine ¦ SDG&E ¦ Marine | EMS (Elec/Elec) - Marine | 0.57267 | 1 | 0.76 | CBSA 2014 | -139.4064 | 2012 | 0.8 | N/A
COM-HVAC-62.83 | Com ¦ No HVAC EMS (Elec SC and Elec SH) - Marine ¦ SDG&E ¦ Marine | Com ¦ No HVAC EMS (Elec SC and Elec SH) - Marine | SDG&E ¦ Marine | SDG&E | All | Electric | No EMS System | Average Existing and Code | 0 | Conventional | HVAC | Com - School | Com | RET and NEW | 0 | 1000 sqft2 of floor space | ton | 15 | DEER:HVAC_Split-Package_AC | 1121.3436 | 0.24573 | 0 | Based on density weighted DEER Baseline and % savings from Monitoring Based Commissioning: Benchmarking Analysis of 24 UC/CSU/IOU Projects (Mills, Mathew) April 2009 | 0 | 2020 | 0 | 0 | 2020 | 0 | 0 | Monitoring Based Commissioning: Benchmarking Analysis of 24 UC/CSU/IOU Projects (Mills, Mathew) April 2009; Equipment to Labor Split based on HVAC Equipment from Itron MCS WO099 | EMS (Elec/Elec) - Marine ¦ SDG&E ¦ Marine | EMS (Elec/Elec) - Marine | 1.0407 | 1 | 0.41 | CBSA 2014 | -61.5962 | 2012 | 0.8 | N/A
COM-HVAC-62.84 | Com ¦ No HVAC EMS (Elec SC and Elec SH) - Marine ¦ SDG&E ¦ Marine | Com ¦ No HVAC EMS (Elec SC and Elec SH) - Marine | SDG&E ¦ Marine | SDG&E | All | Electric | No EMS System | Average Existing and Code | 0 | Conventional | HVAC | Com - Warehouse | Com | RET and NEW | 0 | 1000 sqft2 of floor space | ton | 15 | DEER:HVAC_Split-Package_AC | 1279.2049 | 0.35217 | 0 | Based on density weighted DEER Baseline and % savings from Monitoring Based Commissioning: Benchmarking Analysis of 24 UC/CSU/IOU Projects (Mills, Mathew) April 2009 | 0 | 2020 | 0 | 0 | 2020 | 0 | 0 | Monitoring Based Commissioning: Benchmarking Analysis of 24 UC/CSU/IOU Projects (Mills, Mathew) April 2009; Equipment to Labor Split based on HVAC Equipment from Itron MCS WO100 | EMS (Elec/Elec) - Marine ¦ SDG&E ¦ Marine | EMS (Elec/Elec) - Marine | 0.078285 | 1 | 0.89 | CBSA 2014 | -95.1207 | 2012 | 0.8 | N/A
COM-HVAC-62.85 | Com ¦ No HVAC EMS (Elec SC and Elec SH) - Hot-Dry ¦ SDG&E ¦ Hot-Dry | Com ¦ No HVAC EMS (Elec SC and Elec SH) - Hot-Dry | SDG&E ¦ Hot-Dry | SDG&E | All | Electric | No EMS System | Average Existing and Code | 0 | Conventional | HVAC | Com - College | Com | RET and NEW | 0 | 1000 sqft2 of floor space | ton | 15 | DEER:HVAC_Split-Package_AC | 1273.1861 | 0.35078 | 0 | Based on density weighted DEER Baseline and % savings from Monitoring Based Commissioning: Benchmarking Analysis of 24 UC/CSU/IOU Projects (Mills, Mathew) April 2009 | 0 | 2020 | 0 | 0 | 2020 | 0 | 0 | Monitoring Based Commissioning: Benchmarking Analysis of 24 UC/CSU/IOU Projects (Mills, Mathew) April 2009; Equipment to Labor Split based on HVAC Equipment from Itron MCS WO101 | EMS (Elec/Elec) - Hot-Dry ¦ SDG&E ¦ Hot-Dry | EMS (Elec/Elec) - Hot-Dry | 0.78231 | 1 | 0.2 | CBSA 2014 | -43.2755 | 2012 | 0.8 | N/A
COM-HVAC-62.86 | Com ¦ No HVAC EMS (Elec SC and Elec SH) - Hot-Dry ¦ SDG&E ¦ Hot-Dry | Com ¦ No HVAC EMS (Elec SC and Elec SH) - Hot-Dry | SDG&E ¦ Hot-Dry | SDG&E | All | Electric | No EMS System | Average Existing and Code | 0 | Conventional | HVAC | Com - Grocery | Com | RET and NEW | 0 | 1000 sqft2 of floor space | ton | 15 | DEER:HVAC_Split-Package_AC | 1546.181 | 0.23226 | 0 | Based on density weighted DEER Baseline and % savings from Monitoring Based Commissioning: Benchmarking Analysis of 24 UC/CSU/IOU Projects (Mills, Mathew) April 2009 | 0 | 2020 | 0 | 0 | 2020 | 0 | 0 | Monitoring Based Commissioning: Benchmarking Analysis of 24 UC/CSU/IOU Projects (Mills, Mathew) April 2009; Equipment to Labor Split based on HVAC Equipment from Itron MCS WO102 | EMS (Elec/Elec) - Hot-Dry ¦ SDG&E ¦ Hot-Dry | EMS (Elec/Elec) - Hot-Dry | 0.58333 | 1 | 0.68 | CBSA 2014 | -33.9936 | 2012 | 0.8 | N/A
COM-HVAC-62.87 | Com ¦ No HVAC EMS (Elec SC and Elec SH) - Hot-Dry ¦ SDG&E ¦ Hot-Dry | Com ¦ No HVAC EMS (Elec SC and Elec SH) - Hot-Dry | SDG&E ¦ Hot-Dry | SDG&E | All | Electric | No EMS System | Average Existing and Code | 0 | Conventional | HVAC | Com - Health | Com | RET and NEW | 0 | 1000 sqft2 of floor space | ton | 15 | DEER:HVAC_Split-Package_AC | 2137.6154 | 0.33712 | 0 | Based on density weighted DEER Baseline and % savings from Monitoring Based Commissioning: Benchmarking Analysis of 24 UC/CSU/IOU Projects (Mills, Mathew) April 2009 | 0 | 2020 | 0 | 0 | 2020 | 0 | 0 | Monitoring Based Commissioning: Benchmarking Analysis of 24 UC/CSU/IOU Projects (Mills, Mathew) April 2009; Equipment to Labor Split based on HVAC Equipment from Itron MCS WO103 | EMS (Elec/Elec) - Hot-Dry ¦ SDG&E ¦ Hot-Dry | EMS (Elec/Elec) - Hot-Dry | 0.90383 | 1 | 0.44 | CBSA 2014 | -31.6829 | 2012 | 0.8 | N/A
COM-HVAC-62.88 | Com ¦ No HVAC EMS (Elec SC and Elec SH) - Hot-Dry ¦ SDG&E ¦ Hot-Dry | Com ¦ No HVAC EMS (Elec SC and Elec SH) - Hot-Dry | SDG&E ¦ Hot-Dry | SDG&E | All | Electric | No EMS System | Average Existing and Code | 0 | Conventional | HVAC | Com - Lodging | Com | RET and NEW | 0 | 1000 sqft2 of floor space | ton | 15 | DEER:HVAC_Split-Package_AC | 2589.6792 | 0.41686 | 0 | Based on density weighted DEER Baseline and % savings from Monitoring Based Commissioning: Benchmarking Analysis of 24 UC/CSU/IOU Projects (Mills, Mathew) April 2009 | 0 | 2020 | 0 | 0 | 2020 | 0 | 0 | Monitoring Based Commissioning: Benchmarking Analysis of 24 UC/CSU/IOU Projects (Mills, Mathew) April 2009; Equipment to Labor Split based on HVAC Equipment from Itron MCS WO104 | EMS (Elec/Elec) - Hot-Dry ¦ SDG&E ¦ Hot-Dry | EMS (Elec/Elec) - Hot-Dry | 0.51811 | 1 | 0.75 | CBSA 2014 | -142.3368 | 2012 | 0.8 | N/A
COM-HVAC-62.89 | Com ¦ No HVAC EMS (Elec SC and Elec SH) - Hot-Dry ¦ SDG&E ¦ Hot-Dry | Com ¦ No HVAC EMS (Elec SC and Elec SH) - Hot-Dry | SDG&E ¦ Hot-Dry | SDG&E | All | Electric | No EMS System | Average Existing and Code | 0 | Conventional | HVAC | Com - Office (Large) | Com | RET and NEW | 0 | 1000 sqft2 of floor space | ton | 15 | DEER:HVAC_Split-Package_AC | 1444.7705 | 0.39733 | 0 | Based on density weighted DEER Baseline and % savings from Monitoring Based Commissioning: Benchmarking Analysis of 24 UC/CSU/IOU Projects (Mills, Mathew) April 2009 | 0 | 2020 | 0 | 0 | 2020 | 0 | 0 | Monitoring Based Commissioning: Benchmarking Analysis of 24 UC/CSU/IOU Projects (Mills, Mathew) April 2009; Equipment to Labor Split based on HVAC Equipment from Itron MCS WO105 | EMS (Elec/Elec) - Hot-Dry ¦ SDG&E ¦ Hot-Dry | EMS (Elec/Elec) - Hot-Dry | 0.76998 | 1 | 0.5 | CBSA 2014 | -22.624 | 2012 | 0.8 | N/A
COM-HVAC-62.90 | Com ¦ No HVAC EMS (Elec SC and Elec SH) - Hot-Dry ¦ SDG&E ¦ Hot-Dry | Com ¦ No HVAC EMS (Elec SC and Elec SH) - Hot-Dry | SDG&E ¦ Hot-Dry | SDG&E | All | Electric | No EMS System | Average Existing and Code | 0 | Conventional | HVAC | Com - Office (Small) | Com | RET and NEW | 0 | 1000 sqft2 of floor space | ton | 15 | DEER:HVAC_Split-Package_AC | 1174.8406 | 0.33532 | 0 | Based on density weighted DEER Baseline and % savings from Monitoring Based Commissioning: Benchmarking Analysis of 24 UC/CSU/IOU Projects (Mills, Mathew) April 2009 | 0 | 2020 | 0 | 0 | 2020 | 0 | 0 | Monitoring Based Commissioning: Benchmarking Analysis of 24 UC/CSU/IOU Projects (Mills, Mathew) April 2009; Equipment to Labor Split based on HVAC Equipment from Itron MCS WO106 | EMS (Elec/Elec) - Hot-Dry ¦ SDG&E ¦ Hot-Dry | EMS (Elec/Elec) - Hot-Dry | 0.94591 | 1 | 0.5 | CBSA 2014 | -30.577 | 2012 | 0.8 | N/A
COM-HVAC-62.91 | Com ¦ No HVAC EMS (Elec SC and Elec SH) - Hot-Dry ¦ SDG&E ¦ Hot-Dry | Com ¦ No HVAC EMS (Elec SC and Elec SH) - Hot-Dry | SDG&E ¦ Hot-Dry | SDG&E | All | Electric | No EMS System | Average Existing and Code | 0 | Conventional | HVAC | Com - Other | Com | RET and NEW | 0 | 1000 sqft2 of floor space | ton | 15 | DEER:HVAC_Split-Package_AC | 1720.0058 | 0.30776 | 0 | Based on density weighted DEER Baseline and % savings from Monitoring Based Commissioning: Benchmarking Analysis of 24 UC/CSU/IOU Projects (Mills, Mathew) April 2009 | 0 | 2020 | 0 | 0 | 2020 | 0 | 0 | Monitoring Based Commissioning: Benchmarking Analysis of 24 UC/CSU/IOU Projects (Mills, Mathew) April 2009; Equipment to Labor Split based on HVAC Equipment from Itron MCS WO107 | EMS (Elec/Elec) - Hot-Dry ¦ SDG&E ¦ Hot-Dry | EMS (Elec/Elec) - Hot-Dry | 0.19335 | 1 | 0.65 | CBSA 2014 | -100.8488 | 2012 | 0.8 | N/A
COM-HVAC-62.92 | Com ¦ No HVAC EMS (Elec SC and Elec SH) - Hot-Dry ¦ SDG&E ¦ Hot-Dry | Com ¦ No HVAC EMS (Elec SC and Elec SH) - Hot-Dry | SDG&E ¦ Hot-Dry | SDG&E | All | Electric | No EMS System | Average Existing and Code | 0 | Conventional | HVAC | Com - Refrig. Warehouse | Com | RET and NEW | 0 | 1000 sqft2 of floor space | ton | 15 | DEER:HVAC_Split-Package_AC | 0 | 0 | 0 | Based on density weighted DEER Baseline and % savings from Monitoring Based Commissioning: Benchmarking Analysis of 24 UC/CSU/IOU Projects (Mills, Mathew) April 2009 | 0 | 2020 | 0 | 0 | 2020 | 0 | 0 | Monitoring Based Commissioning: Benchmarking Analysis of 24 UC/CSU/IOU Projects (Mills, Mathew) April 2009; Equipment to Labor Split based on HVAC Equipment from Itron MCS WO108 | EMS (Elec/Elec) - Hot-Dry ¦ SDG&E ¦ Hot-Dry | EMS (Elec/Elec) - Hot-Dry | 0.00035588 | 1 | 0.89 | CBSA 2014 | 0 | 2012 | 0.8 | N/A
COM-HVAC-62.93 | Com ¦ No HVAC EMS (Elec SC and Elec SH) - Hot-Dry ¦ SDG&E ¦ Hot-Dry | Com ¦ No HVAC EMS (Elec SC and Elec SH) - Hot-Dry | SDG&E ¦ Hot-Dry | SDG&E | All | Electric | No EMS System | Average Existing and Code | 0 | Conventional | HVAC | Com - Restaurant | Com | RET and NEW | 0 | 1000 sqft2 of floor space | ton | 15 | DEER:HVAC_Split-Package_AC | 2355.8651 | 0.30741 | 0 | Based on density weighted DEER Baseline and % savings from Monitoring Based Commissioning: Benchmarking Analysis of 24 UC/CSU/IOU Projects (Mills, Mathew) April 2009 | 0 | 2020 | 0 | 0 | 2020 | 0 | 0 | Monitoring Based Commissioning: Benchmarking Analysis of 24 UC/CSU/IOU Projects (Mills, Mathew) April 2009; Equipment to Labor Split based on HVAC Equipment from Itron MCS WO109 | EMS (Elec/Elec) - Hot-Dry ¦ SDG&E ¦ Hot-Dry | EMS (Elec/Elec) - Hot-Dry | 0.63199 | 1 | 0.99 | CBSA 2014 | -48.021 | 2012 | 0.8 | N/A
COM-HVAC-62.94 | Com ¦ No HVAC EMS (Elec SC and Elec SH) - Hot-Dry ¦ SDG&E ¦ Hot-Dry | Com ¦ No HVAC EMS (Elec SC and Elec SH) - Hot-Dry | SDG&E ¦ Hot-Dry | SDG&E | All | Electric | No EMS System | Average Existing and Code | 0 | Conventional | HVAC | Com - Retail | Com | RET and NEW | 0 | 1000 sqft2 of floor space | ton | 15 | DEER:HVAC_Split-Package_AC | 1452.9749 | 0.33402 | 0 | Based on density weighted DEER Baseline and % savings from Monitoring Based Commissioning: Benchmarking Analysis of 24 UC/CSU/IOU Projects (Mills, Mathew) April 2009 | 0 | 2020 | 0 | 0 | 2020 | 0 | 0 | Monitoring Based Commissioning: Benchmarking Analysis of 24 UC/CSU/IOU Projects (Mills, Mathew) April 2009; Equipment to Labor Split based on HVAC Equipment from Itron MCS WO110 | EMS (Elec/Elec) - Hot-Dry ¦ SDG&E ¦ Hot-Dry | EMS (Elec/Elec) - Hot-Dry | 0.57267 | 1 | 0.76 | CBSA 2014 | -139.9347 | 2012 | 0.8 | N/A
COM-HVAC-62.95 | Com ¦ No HVAC EMS (Elec SC and Elec SH) - Hot-Dry ¦ SDG&E ¦ Hot-Dry | Com ¦ No HVAC EMS (Elec SC and Elec SH) - Hot-Dry | SDG&E ¦ Hot-Dry | SDG&E | All | Electric | No EMS System | Average Existing and Code | 0 | Conventional | HVAC | Com - School | Com | RET and NEW | 0 | 1000 sqft2 of floor space | ton | 15 | DEER:HVAC_Split-Package_AC | 1133.0155 | 0.43477 | 0 | Based on density weighted DEER Baseline and % savings from Monitoring Based Commissioning: Benchmarking Analysis of 24 UC/CSU/IOU Projects (Mills, Mathew) April 2009 | 0 | 2020 | 0 | 0 | 2020 | 0 | 0 | Monitoring Based Commissioning: Benchmarking Analysis of 24 UC/CSU/IOU Projects (Mills, Mathew) April 2009; Equipment to Labor Split based on HVAC Equipment from Itron MCS WO111 | EMS (Elec/Elec) - Hot-Dry ¦ SDG&E ¦ Hot-Dry | EMS (Elec/Elec) - Hot-Dry | 1.0407 | 1 | 0.41 | CBSA 2014 | -62.2374 | 2012 | 0.8 | N/A
COM-HVAC-62.96 | Com ¦ No HVAC EMS (Elec SC and Elec SH) - Hot-Dry ¦ SDG&E ¦ Hot-Dry | Com ¦ No HVAC EMS (Elec SC and Elec SH) - Hot-Dry | SDG&E ¦ Hot-Dry | SDG&E | All | Electric | No EMS System | Average Existing and Code | 0 | Conventional | HVAC | Com - Warehouse | Com | RET and NEW | 0 | 1000 sqft2 of floor space | ton | 15 | DEER:HVAC_Split-Package_AC | 1286.3143 | 0.34011 | 0 | Based on density weighted DEER Baseline and % savings from Monitoring Based Commissioning: Benchmarking Analysis of 24 UC/CSU/IOU Projects (Mills, Mathew) April 2009 | 0 | 2020 | 0 | 0 | 2020 | 0 | 0 | Monitoring Based Commissioning: Benchmarking Analysis of 24 UC/CSU/IOU Projects (Mills, Mathew) April 2009; Equipment to Labor Split based on HVAC Equipment from Itron MCS WO112 | EMS (Elec/Elec) - Hot-Dry ¦ SDG&E ¦ Hot-Dry | EMS (Elec/Elec) - Hot-Dry | 0.078285 | 1 | 0.89 | CBSA 2014 | -95.6494 | 2012 | 0.8 | N/A
COM-HVAC-63.1 | Com ¦ HVAC Energy Management System (Elec SC and Elec SH) - Marine ¦ PG&E ¦ Marine | Com ¦ HVAC Energy Management System (Elec SC and Elec SH) - Marine | PG&E ¦ Marine | PG&E | All | Electric | Install and Operate an EMS System | Efficient | 0 | Conventional | HVAC | Com - College | Com | RET and NEW | 0 | 1000 sqft2 of floor space | ton | 15 | DEER:HVAC_Split-Package_AC | 1111.6866 | 0.30625 | 0 | Based on density weighted DEER Baseline and % savings from Monitoring Based Commissioning: Benchmarking Analysis of 24 UC/CSU/IOU Projects (Mills, Mathew) April 2009 | 284.4288 | 2020 | 0 | 158.3288 | 2020 | 0 | 0 | Monitoring Based Commissioning: Benchmarking Analysis of 24 UC/CSU/IOU Projects (Mills, Mathew) April 2009; Equipment to Labor Split based on HVAC Equipment from Itron MCS WO017 | EMS (Elec/Elec) - Marine ¦ PG&E ¦ Marine | EMS (Elec/Elec) - Marine | 0.61205 | 1 | 0.8 | CBSA 2014 | -37.7861 | 2032 | 0.8 | N/A
COM-HVAC-63.2 | Com ¦ HVAC Energy Management System (Elec SC and Elec SH) - Marine ¦ PG&E ¦ Marine | Com ¦ HVAC Energy Management System (Elec SC and Elec SH) - Marine | PG&E ¦ Marine | PG&E | All | Electric | No EMS System | Efficient | 0 | Conventional | HVAC | Com - Grocery | Com | RET and NEW | 0 | 1000 sqft2 of floor space | ton | 15 | DEER:HVAC_Split-Package_AC | 1336.9769 | 0.22267 | 0 | Based on density weighted DEER Baseline and % savings from Monitoring Based Commissioning: Benchmarking Analysis of 24 UC/CSU/IOU Projects (Mills, Mathew) April 2009 | 284.4288 | 2020 | 0 | 158.3288 | 2020 | 0 | 0 | Monitoring Based Commissioning: Benchmarking Analysis of 24 UC/CSU/IOU Projects (Mills, Mathew) April 2009; Equipment to Labor Split based on HVAC Equipment from Itron MCS WO018 | EMS (Elec/Elec) - Marine ¦ PG&E ¦ Marine | EMS (Elec/Elec) - Marine | 0.48352 | 1 | 0.32 | CBSA 2014 | -29.3941 | 2032 | 0.8 | N/A
COM-HVAC-63.3 | Com ¦ HVAC Energy Management System (Elec SC and Elec SH) - Marine ¦ PG&E ¦ Marine | Com ¦ HVAC Energy Management System (Elec SC and Elec SH) - Marine | PG&E ¦ Marine | PG&E | All | Electric | No EMS System | Efficient | 0 | Conventional | HVAC | Com - Health | Com | RET and NEW | 0 | 1000 sqft2 of floor space | ton | 15 | DEER:HVAC_Split-Package_AC | 1870.3918 | 0.38405 | 0 | Based on density weighted DEER Baseline and % savings from Monitoring Based Commissioning: Benchmarking Analysis of 24 UC/CSU/IOU Projects (Mills, Mathew) April 2009 | 284.4288 | 2020 | 0 | 158.3288 | 2020 | 0 | 0 | Monitoring Based Commissioning: Benchmarking Analysis of 24 UC/CSU/IOU Projects (Mills, Mathew) April 2009; Equipment to Labor Split based on HVAC Equipment from Itron MCS WO019 | EMS (Elec/Elec) - Marine ¦ PG&E ¦ Marine | EMS (Elec/Elec) - Marine | 0.7273 | 1 | 0.56 | CBSA 2014 | -27.7222 | 2032 | 0.8 | N/A
COM-HVAC-63.4 | Com ¦ HVAC Energy Management System (Elec SC and Elec SH) - Marine ¦ PG&E ¦ Marine | Com ¦ HVAC Energy Management System (Elec SC and Elec SH) - Marine | PG&E ¦ Marine | PG&E | All | Electric | No EMS System | Efficient | 0 | Conventional | HVAC | Com - Lodging | Com | RET and NEW | 0 | 1000 sqft2 of floor space | ton | 15 | DEER:HVAC_Split-Package_AC | 2185.204 | 0.47259 | 0 | Based on density weighted DEER Baseline and % savings from Monitoring Based Commissioning: Benchmarking Analysis of 24 UC/CSU/IOU Projects (Mills, Mathew) April 2009 | 284.4288 | 2020 | 0 | 158.3288 | 2020 | 0 | 0 | Monitoring Based Commissioning: Benchmarking Analysis of 24 UC/CSU/IOU Projects (Mills, Mathew) April 2009; Equipment to Labor Split based on HVAC Equipment from Itron MCS WO020 | EMS (Elec/Elec) - Marine ¦ PG&E ¦ Marine | EMS (Elec/Elec) - Marine | 0.45059 | 1 | 0.25 | CBSA 2014 | -120.1056 | 2032 | 0.8 | N/A
COM-HVAC-63.5 | Com ¦ HVAC Energy Management System (Elec SC and Elec SH) - Marine ¦ PG&E ¦ Marine | Com ¦ HVAC Energy Management System (Elec SC and Elec SH) - Marine | PG&E ¦ Marine | PG&E | All | Electric | No EMS System | Efficient | 0 | Conventional | HVAC | Com - Office (Large) | Com | RET and NEW | 0 | 1000 sqft2 of floor space | ton | 15 | DEER:HVAC_Split-Package_AC | 1224.9606 | 0.44691 | 0 | Based on density weighted DEER Baseline and % savings from Monitoring Based Commissioning: Benchmarking Analysis of 24 UC/CSU/IOU Projects (Mills, Mathew) April 2009 | 284.4288 | 2020 | 0 | 158.3288 | 2020 | 0 | 0 | Monitoring Based Commissioning: Benchmarking Analysis of 24 UC/CSU/IOU Projects (Mills, Mathew) April 2009; Equipment to Labor Split based on HVAC Equipment from Itron MCS WO021 | EMS (Elec/Elec) - Marine ¦ PG&E ¦ Marine | EMS (Elec/Elec) - Marine | 0.66503 | 1 | 0.5 | CBSA 2014 | -19.1819 | 2032 | 0.8 | N/A
COM-HVAC-63.6 | Com ¦ HVAC Energy Management System (Elec SC and Elec SH) - Marine ¦ PG&E ¦ Marine | Com ¦ HVAC Energy Management System (Elec SC and Elec SH) - Marine | PG&E ¦ Marine | PG&E | All | Electric | No EMS System | Efficient | 0 | Conventional | HVAC | Com - Office (Small) | Com | RET and NEW | 0 | 1000 sqft2 of floor space | ton | 15 | DEER:HVAC_Split-Package_AC | 1017.1419 | 0.36517 | 0 | Based on density weighted DEER Baseline and % savings from Monitoring Based Commissioning: Benchmarking Analysis of 24 UC/CSU/IOU Projects (Mills, Mathew) April 2009 | 284.4288 | 2020 | 0 | 158.3288 | 2020 | 0 | 0 | Monitoring Based Commissioning: Benchmarking Analysis of 24 UC/CSU/IOU Projects (Mills, Mathew) April 2009; Equipment to Labor Split based on HVAC Equipment from Itron MCS WO022 | EMS (Elec/Elec) - Marine ¦ PG&E ¦ Marine | EMS (Elec/Elec) - Marine | 0.73052 | 1 | 0.5 | CBSA 2014 | -26.4726 | 2032 | 0.8 | N/A
COM-HVAC-63.7 | Com ¦ HVAC Energy Management System (Elec SC and Elec SH) - Marine ¦ PG&E ¦ Marine | Com ¦ HVAC Energy Management System (Elec SC and Elec SH) - Marine | PG&E ¦ Marine | PG&E | All | Electric | No EMS System | Efficient | 0 | Conventional | HVAC | Com - Other | Com | RET and NEW | 0 | 1000 sqft2 of floor space | ton | 15 | DEER:HVAC_Split-Package_AC | 1446.7253 | 0.32314 | 0 | Based on density weighted DEER Baseline and % savings from Monitoring Based Commissioning: Benchmarking Analysis of 24 UC/CSU/IOU Projects (Mills, Mathew) April 2009 | 284.4288 | 2020 | 0 | 158.3288 | 2020 | 0 | 0 | Monitoring Based Commissioning: Benchmarking Analysis of 24 UC/CSU/IOU Projects (Mills, Mathew) April 2009; Equipment to Labor Split based on HVAC Equipment from Itron MCS WO023 | EMS (Elec/Elec) - Marine ¦ PG&E ¦ Marine | EMS (Elec/Elec) - Marine | 0.17896 | 1 | 0.35 | CBSA 2014 | -84.8256 | 2032 | 0.8 | N/A
COM-HVAC-63.8 | Com ¦ HVAC Energy Management System (Elec SC and Elec SH) - Marine ¦ PG&E ¦ Marine | Com ¦ HVAC Energy Management System (Elec SC and Elec SH) - Marine | PG&E ¦ Marine | PG&E | All | Electric | No EMS System | Efficient | 0 | Conventional | HVAC | Com - Refrig. Warehouse | Com | RET and NEW | 0 | 1000 sqft2 of floor space | ton | 15 | DEER:HVAC_Split-Package_AC | 0 | 0 | 0 | Based on density weighted DEER Baseline and % savings from Monitoring Based Commissioning: Benchmarking Analysis of 24 UC/CSU/IOU Projects (Mills, Mathew) April 2009 | 284.4288 | 2020 | 0 | 158.3288 | 2020 | 0 | 0 | Monitoring Based Commissioning: Benchmarking Analysis of 24 UC/CSU/IOU Projects (Mills, Mathew) April 2009; Equipment to Labor Split based on HVAC Equipment from Itron MCS WO024 | EMS (Elec/Elec) - Marine ¦ PG&E ¦ Marine | EMS (Elec/Elec) - Marine | 0.00031828 | 1 | 0.11 | CBSA 2014 | 0 | 2032 | 0.8 | N/A
COM-HVAC-63.9 | Com ¦ HVAC Energy Management System (Elec SC and Elec SH) - Marine ¦ PG&E ¦ Marine | Com ¦ HVAC Energy Management System (Elec SC and Elec SH) - Marine | PG&E ¦ Marine | PG&E | All | Electric | No EMS System | Efficient | 0 | Conventional | HVAC | Com - Restaurant | Com | RET and NEW | 0 | 1000 sqft2 of floor space | ton | 15 | DEER:HVAC_Split-Package_AC | 1993.2384 | 0.29989 | 0 | Based on density weighted DEER Baseline and % savings from Monitoring Based Commissioning: Benchmarking Analysis of 24 UC/CSU/IOU Projects (Mills, Mathew) April 2009 | 284.4288 | 2020 | 0 | 158.3288 | 2020 | 0 | 0 | Monitoring Based Commissioning: Benchmarking Analysis of 24 UC/CSU/IOU Projects (Mills, Mathew) April 2009; Equipment to Labor Split based on HVAC Equipment from Itron MCS WO025 | EMS (Elec/Elec) - Marine ¦ PG&E ¦ Marine | EMS (Elec/Elec) - Marine | 0.55066 | 1 | 0.01 | CBSA 2014 | -40.6293 | 2032 | 0.8 | N/A
COM-HVAC-63.10 | Com ¦ HVAC Energy Management System (Elec SC and Elec SH) - Marine ¦ PG&E ¦ Marine | Com ¦ HVAC Energy Management System (Elec SC and Elec SH) - Marine | PG&E ¦ Marine | PG&E | All | Electric | No EMS System | Efficient | 0 | Conventional | HVAC | Com - Retail | Com | RET and NEW | 0 | 1000 sqft2 of floor space | ton | 15 | DEER:HVAC_Split-Package_AC | 1303.8309 | 0.37453 | 0 | Based on density weighted DEER Baseline and % savings from Monitoring Based Commissioning: Benchmarking Analysis of 24 UC/CSU/IOU Projects (Mills, Mathew) April 2009 | 284.4288 | 2020 | 0 | 158.3288 | 2020 | 0 | 0 | Monitoring Based Commissioning: Benchmarking Analysis of 24 UC/CSU/IOU Projects (Mills, Mathew) April 2009; Equipment to Labor Split based on HVAC Equipment from Itron MCS WO026 | EMS (Elec/Elec) - Marine ¦ PG&E ¦ Marine | EMS (Elec/Elec) - Marine | 0.3972 | 1 | 0.24 | CBSA 2014 | -125.5707 | 2032 | 0.8 | N/A
COM-HVAC-63.11 | Com ¦ HVAC Energy Management System (Elec SC and Elec SH) - Marine ¦ PG&E ¦ Marine | Com ¦ HVAC Energy Management System (Elec SC and Elec SH) - Marine | PG&E ¦ Marine | PG&E | All | Electric | No EMS System | Efficient | 0 | Conventional | HVAC | Com - School | Com | RET and NEW | 0 | 1000 sqft2 of floor space | ton | 15 | DEER:HVAC_Split-Package_AC | 999.2654 | 0.10999 | 0 | Based on density weighted DEER Baseline and % savings from Monitoring Based Commissioning: Benchmarking Analysis of 24 UC/CSU/IOU Projects (Mills, Mathew) April 2009 | 284.4288 | 2020 | 0 | 158.3288 | 2020 | 0 | 0 | Monitoring Based Commissioning: Benchmarking Analysis of 24 UC/CSU/IOU Projects (Mills, Mathew) April 2009; Equipment to Labor Split based on HVAC Equipment from Itron MCS WO027 | EMS (Elec/Elec) - Marine ¦ PG&E ¦ Marine | EMS (Elec/Elec) - Marine | 0.61287 | 1 | 0.59 | CBSA 2014 | -54.8904 | 2032 | 0.8 | N/A
COM-HVAC-63.12 | Com ¦ HVAC Energy Management System (Elec SC and Elec SH) - Marine ¦ PG&E ¦ Marine | Com ¦ HVAC Energy Management System (Elec SC and Elec SH) - Marine | PG&E ¦ Marine | PG&E | All | Electric | No EMS System | Efficient | 0 | Conventional | HVAC | Com - Warehouse | Com | RET and NEW | 0 | 1000 sqft2 of floor space | ton | 15 | DEER:HVAC_Split-Package_AC | 1079.3909 | 0.24593 | 0 | Based on density weighted DEER Baseline and % savings from Monitoring Based Commissioning: Benchmarking Analysis of 24 UC/CSU/IOU Projects (Mills, Mathew) April 2009 | 284.4288 | 2020 | 0 | 158.3288 | 2020 | 0 | 0 | Monitoring Based Commissioning: Benchmarking Analysis of 24 UC/CSU/IOU Projects (Mills, Mathew) April 2009; Equipment to Labor Split based on HVAC Equipment from Itron MCS WO028 | EMS (Elec/Elec) - Marine ¦ PG&E ¦ Marine | EMS (Elec/Elec) - Marine | 0.070931 | 1 | 0.11 | CBSA 2014 | -80.2627 | 2032 | 0.8 | N/A
COM-HVAC-63.13 | Com ¦ HVAC Energy Management System (Elec SC and Elec SH) - Hot-Dry ¦ PG&E ¦ Hot-Dry | Com ¦ HVAC Energy Management System (Elec SC and Elec SH) - Hot-Dry | PG&E ¦ Hot-Dry | PG&E | All | Electric | No EMS System | Efficient | 0 | Conventional | HVAC | Com - College | Com | RET and NEW | 0 | 1000 sqft2 of floor space | ton | 15 | DEER:HVAC_Split-Package_AC | 1084.2918 | 0.38941 | 0 | Based on density weighted DEER Baseline and % savings from Monitoring Based Commissioning: Benchmarking Analysis of 24 UC/CSU/IOU Projects (Mills, Mathew) April 2009 | 284.4288 | 2020 | 0 | 158.3288 | 2020 | 0 | 0 | Monitoring Based Commissioning: Benchmarking Analysis of 24 UC/CSU/IOU Projects (Mills, Mathew) April 2009; Equipment to Labor Split based on HVAC Equipment from Itron MCS WO029 | EMS (Elec/Elec) - Hot-Dry ¦ PG&E ¦ Hot-Dry | EMS (Elec/Elec) - Hot-Dry | 0.61205 | 1 | 0.8 | CBSA 2014 | -36.855 | 2032 | 0.8 | N/A
COM-HVAC-63.14 | Com ¦ HVAC Energy Management System (Elec SC and Elec SH) - Hot-Dry ¦ PG&E ¦ Hot-Dry | Com ¦ HVAC Energy Management System (Elec SC and Elec SH) - Hot-Dry | PG&E ¦ Hot-Dry | PG&E | All | Electric | No EMS System | Efficient | 0 | Conventional | HVAC | Com - Grocery | Com | RET and NEW | 0 | 1000 sqft2 of floor space | ton | 15 | DEER:HVAC_Split-Package_AC | 1336.8644 | 0.29091 | 0 | Based on density weighted DEER Baseline and % savings from Monitoring Based Commissioning: Benchmarking Analysis of 24 UC/CSU/IOU Projects (Mills, Mathew) April 2009 | 284.4288 | 2020 | 0 | 158.3288 | 2020 | 0 | 0 | Monitoring Based Commissioning: Benchmarking Analysis of 24 UC/CSU/IOU Projects (Mills, Mathew) April 2009; Equipment to Labor Split based on HVAC Equipment from Itron MCS WO030 | EMS (Elec/Elec) - Hot-Dry ¦ PG&E ¦ Hot-Dry | EMS (Elec/Elec) - Hot-Dry | 0.48352 | 1 | 0.32 | CBSA 2014 | -29.3917 | 2032 | 0.8 | N/A
COM-HVAC-63.15 | Com ¦ HVAC Energy Management System (Elec SC and Elec SH) - Hot-Dry ¦ PG&E ¦ Hot-Dry | Com ¦ HVAC Energy Management System (Elec SC and Elec SH) - Hot-Dry | PG&E ¦ Hot-Dry | PG&E | All | Electric | No EMS System | Efficient | 0 | Conventional | HVAC | Com - Health | Com | RET and NEW | 0 | 1000 sqft2 of floor space | ton | 15 | DEER:HVAC_Split-Package_AC | 1829.2698 | 0.39499 | 0 | Based on density weighted DEER Baseline and % savings from Monitoring Based Commissioning: Benchmarking Analysis of 24 UC/CSU/IOU Projects (Mills, Mathew) April 2009 | 284.4288 | 2020 | 0 | 158.3288 | 2020 | 0 | 0 | Monitoring Based Commissioning: Benchmarking Analysis of 24 UC/CSU/IOU Projects (Mills, Mathew) April 2009; Equipment to Labor Split based on HVAC Equipment from Itron MCS WO031 | EMS (Elec/Elec) - Hot-Dry ¦ PG&E ¦ Hot-Dry | EMS (Elec/Elec) - Hot-Dry | 0.7273 | 1 | 0.56 | CBSA 2014 | -27.1127 | 2032 | 0.8 | N/A
COM-HVAC-63.16 | Com ¦ HVAC Energy Management System (Elec SC and Elec SH) - Hot-Dry ¦ PG&E ¦ Hot-Dry | Com ¦ HVAC Energy Management System (Elec SC and Elec SH) - Hot-Dry | PG&E ¦ Hot-Dry | PG&E | All | Electric | No EMS System | Efficient | 0 | Conventional | HVAC | Com - Lodging | Com | RET and NEW | 0 | 1000 sqft2 of floor space | ton | 15 | DEER:HVAC_Split-Package_AC | 2154.9315 | 0.50961 | 0 | Based on density weighted DEER Baseline and % savings from Monitoring Based Commissioning: Benchmarking Analysis of 24 UC/CSU/IOU Projects (Mills, Mathew) April 2009 | 284.4288 | 2020 | 0 | 158.3288 | 2020 | 0 | 0 | Monitoring Based Commissioning: Benchmarking Analysis of 24 UC/CSU/IOU Projects (Mills, Mathew) April 2009; Equipment to Labor Split based on HVAC Equipment from Itron MCS WO032 | EMS (Elec/Elec) - Hot-Dry ¦ PG&E ¦ Hot-Dry | EMS (Elec/Elec) - Hot-Dry | 0.45059 | 1 | 0.25 | CBSA 2014 | -118.4417 | 2032 | 0.8 | N/A
COM-HVAC-63.17 | Com ¦ HVAC Energy Management System (Elec SC and Elec SH) - Hot-Dry ¦ PG&E ¦ Hot-Dry | Com ¦ HVAC Energy Management System (Elec SC and Elec SH) - Hot-Dry | PG&E ¦ Hot-Dry | PG&E | All | Electric | No EMS System | Efficient | 0 | Conventional | HVAC | Com - Office (Large) | Com | RET and NEW | 0 | 1000 sqft2 of floor space | ton | 15 | DEER:HVAC_Split-Package_AC | 1207.3034 | 0.48572 | 0 | Based on density weighted DEER Baseline and % savings from Monitoring Based Commissioning: Benchmarking Analysis of 24 UC/CSU/IOU Projects (Mills, Mathew) April 2009 | 284.4288 | 2020 | 0 | 158.3288 | 2020 | 0 | 0 | Monitoring Based Commissioning: Benchmarking Analysis of 24 UC/CSU/IOU Projects (Mills, Mathew) April 2009; Equipment to Labor Split based on HVAC Equipment from Itron MCS WO033 | EMS (Elec/Elec) - Hot-Dry ¦ PG&E ¦ Hot-Dry | EMS (Elec/Elec) - Hot-Dry | 0.66503 | 1 | 0.5 | CBSA 2014 | -18.9054 | 2032 | 0.8 | N/A
COM-HVAC-63.18 | Com ¦ HVAC Energy Management System (Elec SC and Elec SH) - Hot-Dry ¦ PG&E ¦ Hot-Dry | Com ¦ HVAC Energy Management System (Elec SC and Elec SH) - Hot-Dry | PG&E ¦ Hot-Dry | PG&E | All | Electric | No EMS System | Efficient | 0 | Conventional | HVAC | Com - Office (Small) | Com | RET and NEW | 0 | 1000 sqft2 of floor space | ton | 15 | DEER:HVAC_Split-Package_AC | 998.3565 | 0.42699 | 0 | Based on density weighted DEER Baseline and % savings from Monitoring Based Commissioning: Benchmarking Analysis of 24 UC/CSU/IOU Projects (Mills, Mathew) April 2009 | 284.4288 | 2020 | 0 | 158.3288 | 2020 | 0 | 0 | Monitoring Based Commissioning: Benchmarking Analysis of 24 UC/CSU/IOU Projects (Mills, Mathew) April 2009; Equipment to Labor Split based on HVAC Equipment from Itron MCS WO034 | EMS (Elec/Elec) - Hot-Dry ¦ PG&E ¦ Hot-Dry | EMS (Elec/Elec) - Hot-Dry | 0.73052 | 1 | 0.5 | CBSA 2014 | -25.9837 | 2032 | 0.8 | N/A
COM-HVAC-63.19 | Com ¦ HVAC Energy Management System (Elec SC and Elec SH) - Hot-Dry ¦ PG&E ¦ Hot-Dry | Com ¦ HVAC Energy Management System (Elec SC and Elec SH) - Hot-Dry | PG&E ¦ Hot-Dry | PG&E | All | Electric | No EMS System | Efficient | 0 | Conventional | HVAC | Com - Other | Com | RET and NEW | 0 | 1000 sqft2 of floor space | ton | 15 | DEER:HVAC_Split-Package_AC | 1402.4954 | 0.39002 | 0 | Based on density weighted DEER Baseline and % savings from Monitoring Based Commissioning: Benchmarking Analysis of 24 UC/CSU/IOU Projects (Mills, Mathew) April 2009 | 284.4288 | 2020 | 0 | 158.3288 | 2020 | 0 | 0 | Monitoring Based Commissioning: Benchmarking Analysis of 24 UC/CSU/IOU Projects (Mills, Mathew) April 2009; Equipment to Labor Split based on HVAC Equipment from Itron MCS WO035 | EMS (Elec/Elec) - Hot-Dry ¦ PG&E ¦ Hot-Dry | EMS (Elec/Elec) - Hot-Dry | 0.17896 | 1 | 0.35 | CBSA 2014 | -82.2323 | 2032 | 0.8 | N/A
COM-HVAC-63.20 | Com ¦ HVAC Energy Management System (Elec SC and Elec SH) - Hot-Dry ¦ PG&E ¦ Hot-Dry | Com ¦ HVAC Energy Management System (Elec SC and Elec SH) - Hot-Dry | PG&E ¦ Hot-Dry | PG&E | All | Electric | No EMS System | Efficient | 0 | Conventional | HVAC | Com - Refrig. Warehouse | Com | RET and NEW | 0 | 1000 sqft2 of floor space | ton | 15 | DEER:HVAC_Split-Package_AC | 0 | 0 | 0 | Based on density weighted DEER Baseline and % savings from Monitoring Based Commissioning: Benchmarking Analysis of 24 UC/CSU/IOU Projects (Mills, Mathew) April 2009 | 284.4288 | 2020 | 0 | 158.3288 | 2020 | 0 | 0 | Monitoring Based Commissioning: Benchmarking Analysis of 24 UC/CSU/IOU Projects (Mills, Mathew) April 2009; Equipment to Labor Split based on HVAC Equipment from Itron MCS WO036 | EMS (Elec/Elec) - Hot-Dry ¦ PG&E ¦ Hot-Dry | EMS (Elec/Elec) - Hot-Dry | 0.00031828 | 1 | 0.11 | CBSA 2014 | 0 | 2032 | 0.8 | N/A
COM-HVAC-63.21 | Com ¦ HVAC Energy Management System (Elec SC and Elec SH) - Hot-Dry ¦ PG&E ¦ Hot-Dry | Com ¦ HVAC Energy Management System (Elec SC and Elec SH) - Hot-Dry | PG&E ¦ Hot-Dry | PG&E | All | Electric | No EMS System | Efficient | 0 | Conventional | HVAC | Com - Restaurant | Com | RET and NEW | 0 | 1000 sqft2 of floor space | ton | 15 | DEER:HVAC_Split-Package_AC | 1924.6486 | 0.39098 | 0 | Based on density weighted DEER Baseline and % savings from Monitoring Based Commissioning: Benchmarking Analysis of 24 UC/CSU/IOU Projects (Mills, Mathew) April 2009 | 284.4288 | 2020 | 0 | 158.3288 | 2020 | 0 | 0 | Monitoring Based Commissioning: Benchmarking Analysis of 24 UC/CSU/IOU Projects (Mills, Mathew) April 2009; Equipment to Labor Split based on HVAC Equipment from Itron MCS WO037 | EMS (Elec/Elec) - Hot-Dry ¦ PG&E ¦ Hot-Dry | EMS (Elec/Elec) - Hot-Dry | 0.55066 | 1 | 0.01 | CBSA 2014 | -39.2312 | 2032 | 0.8 | N/A
COM-HVAC-63.22 | Com ¦ HVAC Energy Management System (Elec SC and Elec SH) - Hot-Dry ¦ PG&E ¦ Hot-Dry | Com ¦ HVAC Energy Management System (Elec SC and Elec SH) - Hot-Dry | PG&E ¦ Hot-Dry | PG&E | All | Electric | No EMS System | Efficient | 0 | Conventional | HVAC | Com - Retail | Com | RET and NEW | 0 | 1000 sqft2 of floor space | ton | 15 | DEER:HVAC_Split-Package_AC | 1265.0457 | 0.40233 | 0 | Based on density weighted DEER Baseline and % savings from Monitoring Based Commissioning: Benchmarking Analysis of 24 UC/CSU/IOU Projects (Mills, Mathew) April 2009 | 284.4288 | 2020 | 0 | 158.3288 | 2020 | 0 | 0 | Monitoring Based Commissioning: Benchmarking Analysis of 24 UC/CSU/IOU Projects (Mills, Mathew) April 2009; Equipment to Labor Split based on HVAC Equipment from Itron MCS WO038 | EMS (Elec/Elec) - Hot-Dry ¦ PG&E ¦ Hot-Dry | EMS (Elec/Elec) - Hot-Dry | 0.3972 | 1 | 0.24 | CBSA 2014 | -121.8354 | 2032 | 0.8 | N/A
COM-HVAC-63.23 | Com ¦ HVAC Energy Management System (Elec SC and Elec SH) - Hot-Dry ¦ PG&E ¦ Hot-Dry | Com ¦ HVAC Energy Management System (Elec SC and Elec SH) - Hot-Dry | PG&E ¦ Hot-Dry | PG&E | All | Electric | No EMS System | Efficient | 0 | Conventional | HVAC | Com - School | Com | RET and NEW | 0 | 1000 sqft2 of floor space | ton | 15 | DEER:HVAC_Split-Package_AC | 977.3899 | 0.25225 | 0 | Based on density weighted DEER Baseline and % savings from Monitoring Based Commissioning: Benchmarking Analysis of 24 UC/CSU/IOU Projects (Mills, Mathew) April 2009 | 284.4288 | 2020 | 0 | 158.3288 | 2020 | 0 | 0 | Monitoring Based Commissioning: Benchmarking Analysis of 24 UC/CSU/IOU Projects (Mills, Mathew) April 2009; Equipment to Labor Split based on HVAC Equipment from Itron MCS WO039 | EMS (Elec/Elec) - Hot-Dry ¦ PG&E ¦ Hot-Dry | EMS (Elec/Elec) - Hot-Dry | 0.61287 | 1 | 0.59 | CBSA 2014 | -53.6888 | 2032 | 0.8 | N/A
COM-HVAC-63.24 | Com ¦ HVAC Energy Management System (Elec SC and Elec SH) - Hot-Dry ¦ PG&E ¦ Hot-Dry | Com ¦ HVAC Energy Management System (Elec SC and Elec SH) - Hot-Dry | PG&E ¦ Hot-Dry | PG&E | All | Electric | No EMS System | Efficient | 0 | Conventional | HVAC | Com - Warehouse | Com | RET and NEW | 0 | 1000 sqft2 of floor space | ton | 15 | DEER:HVAC_Split-Package_AC | 1046.8579 | 0.38843 | 0 | Based on density weighted DEER Baseline and % savings from Monitoring Based Commissioning: Benchmarking Analysis of 24 UC/CSU/IOU Projects (Mills, Mathew) April 2009 | 284.4288 | 2020 | 0 | 158.3288 | 2020 | 0 | 0 | Monitoring Based Commissioning: Benchmarking Analysis of 24 UC/CSU/IOU Projects (Mills, Mathew) April 2009; Equipment to Labor Split based on HVAC Equipment from Itron MCS WO040 | EMS (Elec/Elec) - Hot-Dry ¦ PG&E ¦ Hot-Dry | EMS (Elec/Elec) - Hot-Dry | 0.070931 | 1 | 0.11 | CBSA 2014 | -77.8436 | 2032 | 0.8 | N/A
COM-HVAC-63.25 | Com ¦ HVAC Energy Management System (Elec SC and Elec SH) - Cold ¦ PG&E ¦ Cold | Com ¦ HVAC Energy Management System (Elec SC and Elec SH) - Cold | PG&E ¦ Cold | PG&E | All | Electric | No EMS System | Efficient | 0 | Conventional | HVAC | Com - College | Com | RET and NEW | 0 | 1000 sqft2 of floor space | ton | 15 | DEER:HVAC_Split-Package_AC | 1123.4609 | 0.42738 | 0 | Based on density weighted DEER Baseline and % savings from Monitoring Based Commissioning: Benchmarking Analysis of 24 UC/CSU/IOU Projects (Mills, Mathew) April 2009 | 284.4288 | 2020 | 0 | 158.3288 | 2020 | 0 | 0 | Monitoring Based Commissioning: Benchmarking Analysis of 24 UC/CSU/IOU Projects (Mills, Mathew) April 2009; Equipment to Labor Split based on HVAC Equipment from Itron MCS WO041 | EMS (Elec/Elec) - Cold ¦ PG&E ¦ Cold | EMS (Elec/Elec) - Cold | 0.61205 | 1 | 0.8 | CBSA 2014 | -38.1863 | 2032 | 0.8 | N/A
COM-HVAC-63.26 | Com ¦ HVAC Energy Management System (Elec SC and Elec SH) - Cold ¦ PG&E ¦ Cold | Com ¦ HVAC Energy Management System (Elec SC and Elec SH) - Cold | PG&E ¦ Cold | PG&E | All | Electric | No EMS System | Efficient | 0 | Conventional | HVAC | Com - Grocery | Com | RET and NEW | 0 | 1000 sqft2 of floor space | ton | 15 | DEER:HVAC_Split-Package_AC | 1348.8181 | 0.27734 | 0 | Based on density weighted DEER Baseline and % savings from Monitoring Based Commissioning: Benchmarking Analysis of 24 UC/CSU/IOU Projects (Mills, Mathew) April 2009 | 284.4288 | 2020 | 0 | 158.3288 | 2020 | 0 | 0 | Monitoring Based Commissioning: Benchmarking Analysis of 24 UC/CSU/IOU Projects (Mills, Mathew) April 2009; Equipment to Labor Split based on HVAC Equipment from Itron MCS WO042 | EMS (Elec/Elec) - Cold ¦ PG&E ¦ Cold | EMS (Elec/Elec) - Cold | 0.48352 | 1 | 0.32 | CBSA 2014 | -29.6545 | 2032 | 0.8 | N/A
COM-HVAC-63.27 | Com ¦ HVAC Energy Management System (Elec SC and Elec SH) - Cold ¦ PG&E ¦ Cold | Com ¦ HVAC Energy Management System (Elec SC and Elec SH) - Cold | PG&E ¦ Cold | PG&E | All | Electric | No EMS System | Efficient | 0 | Conventional | HVAC | Com - Health | Com | RET and NEW | 0 | 1000 sqft2 of floor space | ton | 15 | DEER:HVAC_Split-Package_AC | 1874.4701 | 0.43794 | 0 | Based on density weighted DEER Baseline and % savings from Monitoring Based Commissioning: Benchmarking Analysis of 24 UC/CSU/IOU Projects (Mills, Mathew) April 2009 | 284.4288 | 2020 | 0 | 158.3288 | 2020 | 0 | 0 | Monitoring Based Commissioning: Benchmarking Analysis of 24 UC/CSU/IOU Projects (Mills, Mathew) April 2009; Equipment to Labor Split based on HVAC Equipment from Itron MCS WO043 | EMS (Elec/Elec) - Cold ¦ PG&E ¦ Cold | EMS (Elec/Elec) - Cold | 0.7273 | 1 | 0.56 | CBSA 2014 | -27.7826 | 2032 | 0.8 | N/A
COM-HVAC-63.28 | Com ¦ HVAC Energy Management System (Elec SC and Elec SH) - Cold ¦ PG&E ¦ Cold | Com ¦ HVAC Energy Management System (Elec SC and Elec SH) - Cold | PG&E ¦ Cold | PG&E | All | Electric | No EMS System | Efficient | 0 | Conventional | HVAC | Com - Lodging | Com | RET and NEW | 0 | 1000 sqft2 of floor space | ton | 15 | DEER:HVAC_Split-Package_AC | 2184.8087 | 0.54014 | 0 | Based on density weighted DEER Baseline and % savings from Monitoring Based Commissioning: Benchmarking Analysis of 24 UC/CSU/IOU Projects (Mills, Mathew) April 2009 | 284.4288 | 2020 | 0 | 158.3288 | 2020 | 0 | 0 | Monitoring Based Commissioning: Benchmarking Analysis of 24 UC/CSU/IOU Projects (Mills, Mathew) April 2009; Equipment to Labor Split based on HVAC Equipment from Itron MCS WO044 | EMS (Elec/Elec) - Cold ¦ PG&E ¦ Cold | EMS (Elec/Elec) - Cold | 0.45059 | 1 | 0.25 | CBSA 2014 | -120.0839 | 2032 | 0.8 | N/A
COM-HVAC-63.29 | Com ¦ HVAC Energy Management System (Elec SC and Elec SH) - Cold ¦ PG&E ¦ Cold | Com ¦ HVAC Energy Management System (Elec SC and Elec SH) - Cold | PG&E ¦ Cold | PG&E | All | Electric | No EMS System | Efficient | 0 | Conventional | HVAC | Com - Office (Large) | Com | RET and NEW | 0 | 1000 sqft2 of floor space | ton | 15 | DEER:HVAC_Split-Package_AC | 1236.2725 | 0.55405 | 0 | Based on density weighted DEER Baseline and % savings from Monitoring Based Commissioning: Benchmarking Analysis of 24 UC/CSU/IOU Projects (Mills, Mathew) April 2009 | 284.4288 | 2020 | 0 | 158.3288 | 2020 | 0 | 0 | Monitoring Based Commissioning: Benchmarking Analysis of 24 UC/CSU/IOU Projects (Mills, Mathew) April 2009; Equipment to Labor Split based on HVAC Equipment from Itron MCS WO045 | EMS (Elec/Elec) - Cold ¦ PG&E ¦ Cold | EMS (Elec/Elec) - Cold | 0.66503 | 1 | 0.5 | CBSA 2014 | -19.3591 | 2032 | 0.8 | N/A
COM-HVAC-63.30 | Com ¦ HVAC Energy Management System (Elec SC and Elec SH) - Cold ¦ PG&E ¦ Cold | Com ¦ HVAC Energy Management System (Elec SC and Elec SH) - Cold | PG&E ¦ Cold | PG&E | All | Electric | No EMS System | Efficient | 0 | Conventional | HVAC | Com - Office (Small) | Com | RET and NEW | 0 | 1000 sqft2 of floor space | ton | 15 | DEER:HVAC_Split-Package_AC | 1015.7961 | 0.47012 | 0 | Based on density weighted DEER Baseline and % savings from Monitoring Based Commissioning: Benchmarking Analysis of 24 UC/CSU/IOU Projects (Mills, Mathew) April 2009 | 284.4288 | 2020 | 0 | 158.3288 | 2020 | 0 | 0 | Monitoring Based Commissioning: Benchmarking Analysis of 24 UC/CSU/IOU Projects (Mills, Mathew) April 2009; Equipment to Labor Split based on HVAC Equipment from Itron MCS WO046 | EMS (Elec/Elec) - Cold ¦ PG&E ¦ Cold | EMS (Elec/Elec) - Cold | 0.73052 | 1 | 0.5 | CBSA 2014 | -26.4376 | 2032 | 0.8 | N/A
COM-HVAC-63.31 | Com ¦ HVAC Energy Management System (Elec SC and Elec SH) - Cold ¦ PG&E ¦ Cold | Com ¦ HVAC Energy Management System (Elec SC and Elec SH) - Cold | PG&E ¦ Cold | PG&E | All | Electric | No EMS System | Efficient | 0 | Conventional | HVAC | Com - Other | Com | RET and NEW | 0 | 1000 sqft2 of floor space | ton | 15 | DEER:HVAC_Split-Package_AC | 1493.2947 | 0.42683 | 0 | Based on density weighted DEER Baseline and % savings from Monitoring Based Commissioning: Benchmarking Analysis of 24 UC/CSU/IOU Projects (Mills, Mathew) April 2009 | 284.4288 | 2020 | 0 | 158.3288 | 2020 | 0 | 0 | Monitoring Based Commissioning: Benchmarking Analysis of 24 UC/CSU/IOU Projects (Mills, Mathew) April 2009; Equipment to Labor Split based on HVAC Equipment from Itron MCS WO047 | EMS (Elec/Elec) - Cold ¦ PG&E ¦ Cold | EMS (Elec/Elec) - Cold | 0.17896 | 1 | 0.35 | CBSA 2014 | -87.5561 | 2032 | 0.8 | N/A
COM-HVAC-63.32 | Com ¦ HVAC Energy Management System (Elec SC and Elec SH) - Cold ¦ PG&E ¦ Cold | Com ¦ HVAC Energy Management System (Elec SC and Elec SH) - Cold | PG&E ¦ Cold | PG&E | All | Electric | No EMS System | Efficient | 0 | Conventional | HVAC | Com - Refrig. Warehouse | Com | RET and NEW | 0 | 1000 sqft2 of floor space | ton | 15 | DEER:HVAC_Split-Package_AC | 0 | 0 | 0 | Based on density weighted DEER Baseline and % savings from Monitoring Based Commissioning: Benchmarking Analysis of 24 UC/CSU/IOU Projects (Mills, Mathew) April 2009 | 284.4288 | 2020 | 0 | 158.3288 | 2020 | 0 | 0 | Monitoring Based Commissioning: Benchmarking Analysis of 24 UC/CSU/IOU Projects (Mills, Mathew) April 2009; Equipment to Labor Split based on HVAC Equipment from Itron MCS WO048 | EMS (Elec/Elec) - Cold ¦ PG&E ¦ Cold | EMS (Elec/Elec) - Cold | 0.00031828 | 1 | 0.11 | CBSA 2014 | 0 | 2032 | 0.8 | N/A
COM-HVAC-63.33 | Com ¦ HVAC Energy Management System (Elec SC and Elec SH) - Cold ¦ PG&E ¦ Cold | Com ¦ HVAC Energy Management System (Elec SC and Elec SH) - Cold | PG&E ¦ Cold | PG&E | All | Electric | No EMS System | Efficient | 0 | Conventional | HVAC | Com - Restaurant | Com | RET and NEW | 0 | 1000 sqft2 of floor space | ton | 15 | DEER:HVAC_Split-Package_AC | 2021.115 | 0.41836 | 0 | Based on density weighted DEER Baseline and % savings from Monitoring Based Commissioning: Benchmarking Analysis of 24 UC/CSU/IOU Projects (Mills, Mathew) April 2009 | 284.4288 | 2020 | 0 | 158.3288 | 2020 | 0 | 0 | Monitoring Based Commissioning: Benchmarking Analysis of 24 UC/CSU/IOU Projects (Mills, Mathew) April 2009; Equipment to Labor Split based on HVAC Equipment from Itron MCS WO049 | EMS (Elec/Elec) - Cold ¦ PG&E ¦ Cold | EMS (Elec/Elec) - Cold | 0.55066 | 1 | 0.01 | CBSA 2014 | -41.1976 | 2032 | 0.8 | N/A
COM-HVAC-63.34 | Com ¦ HVAC Energy Management System (Elec SC and Elec SH) - Cold ¦ PG&E ¦ Cold | Com ¦ HVAC Energy Management System (Elec SC and Elec SH) - Cold | PG&E ¦ Cold | PG&E | All | Electric | No EMS System | Efficient | 0 | Conventional | HVAC | Com - Retail | Com | RET and NEW | 0 | 1000 sqft2 of floor space | ton | 15 | DEER:HVAC_Split-Package_AC | 1314.8976 | 0.41863 | 0 | Based on density weighted DEER Baseline and % savings from Monitoring Based Commissioning: Benchmarking Analysis of 24 UC/CSU/IOU Projects (Mills, Mathew) April 2009 | 284.4288 | 2020 | 0 | 158.3288 | 2020 | 0 | 0 | Monitoring Based Commissioning: Benchmarking Analysis of 24 UC/CSU/IOU Projects (Mills, Mathew) April 2009; Equipment to Labor Split based on HVAC Equipment from Itron MCS WO050 | EMS (Elec/Elec) - Cold ¦ PG&E ¦ Cold | EMS (Elec/Elec) - Cold | 0.3972 | 1 | 0.24 | CBSA 2014 | -126.6366 | 2032 | 0.8 | N/A
COM-HVAC-63.35 | Com ¦ HVAC Energy Management System (Elec SC and Elec SH) - Cold ¦ PG&E ¦ Cold | Com ¦ HVAC Energy Management System (Elec SC and Elec SH) - Cold | PG&E ¦ Cold | PG&E | All | Electric | No EMS System | Efficient | 0 | Conventional | HVAC | Com - School | Com | RET and NEW | 0 | 1000 sqft2 of floor space | ton | 15 | DEER:HVAC_Split-Package_AC | 1028.4273 | 0.23577 | 0 | Based on density weighted DEER Baseline and % savings from Monitoring Based Commissioning: Benchmarking Analysis of 24 UC/CSU/IOU Projects (Mills, Mathew) April 2009 | 284.4288 | 2020 | 0 | 158.3288 | 2020 | 0 | 0 | Monitoring Based Commissioning: Benchmarking Analysis of 24 UC/CSU/IOU Projects (Mills, Mathew) April 2009; Equipment to Labor Split based on HVAC Equipment from Itron MCS WO051 | EMS (Elec/Elec) - Cold ¦ PG&E ¦ Cold | EMS (Elec/Elec) - Cold | 0.61287 | 1 | 0.59 | CBSA 2014 | -56.4923 | 2032 | 0.8 | N/A
COM-HVAC-63.36 | Com ¦ HVAC Energy Management System (Elec SC and Elec SH) - Cold ¦ PG&E ¦ Cold | Com ¦ HVAC Energy Management System (Elec SC and Elec SH) - Cold | PG&E ¦ Cold | PG&E | All | Electric | No EMS System | Efficient | 0 | Conventional | HVAC | Com - Warehouse | Com | RET and NEW | 0 | 1000 sqft2 of floor space | ton | 15 | DEER:HVAC_Split-Package_AC | 1070.3775 | 0.38832 | 0 | Based on density weighted DEER Baseline and % savings from Monitoring Based Commissioning: Benchmarking Analysis of 24 UC/CSU/IOU Projects (Mills, Mathew) April 2009 | 284.4288 | 2020 | 0 | 158.3288 | 2020 | 0 | 0 | Monitoring Based Commissioning: Benchmarking Analysis of 24 UC/CSU/IOU Projects (Mills, Mathew) April 2009; Equipment to Labor Split based on HVAC Equipment from Itron MCS WO052 | EMS (Elec/Elec) - Cold ¦ PG&E ¦ Cold | EMS (Elec/Elec) - Cold | 0.070931 | 1 | 0.11 | CBSA 2014 | -79.5925 | 2032 | 0.8 | N/A
COM-HVAC-63.37 | Com ¦ HVAC Energy Management System (Elec SC and Elec SH) - Marine ¦ SCE ¦ Marine | Com ¦ HVAC Energy Management System (Elec SC and Elec SH) - Marine | SCE ¦ Marine | SCE | All | Electric | No EMS System | Efficient | 0 | Conventional | HVAC | Com - College | Com | RET and NEW | 0 | 1000 sqft2 of floor space | ton | 15 | DEER:HVAC_Split-Package_AC | 1076.4218 | 0.28329 | 0 | Based on density weighted DEER Baseline and % savings from Monitoring Based Commissioning: Benchmarking Analysis of 24 UC/CSU/IOU Projects (Mills, Mathew) April 2009 | 284.4288 | 2020 | 0 | 158.3288 | 2020 | 0 | 0 | Monitoring Based Commissioning: Benchmarking Analysis of 24 UC/CSU/IOU Projects (Mills, Mathew) April 2009; Equipment to Labor Split based on HVAC Equipment from Itron MCS WO053 | EMS (Elec/Elec) - Marine ¦ SCE ¦ Marine | EMS (Elec/Elec) - Marine | 0.67929 | 1 | 0.8 | CBSA 2014 | -36.5875 | 2032 | 0.8 | N/A
COM-HVAC-63.38 | Com ¦ HVAC Energy Management System (Elec SC and Elec SH) - Marine ¦ SCE ¦ Marine | Com ¦ HVAC Energy Management System (Elec SC and Elec SH) - Marine | SCE ¦ Marine | SCE | All | Electric | No EMS System | Efficient | 0 | Conventional | HVAC | Com - Grocery | Com | RET and NEW | 0 | 1000 sqft2 of floor space | ton | 15 | DEER:HVAC_Split-Package_AC | 1294.0892 | 0.25255 | 0 | Based on density weighted DEER Baseline and % savings from Monitoring Based Commissioning: Benchmarking Analysis of 24 UC/CSU/IOU Projects (Mills, Mathew) April 2009 | 284.4288 | 2020 | 0 | 158.3288 | 2020 | 0 | 0 | Monitoring Based Commissioning: Benchmarking Analysis of 24 UC/CSU/IOU Projects (Mills, Mathew) April 2009; Equipment to Labor Split based on HVAC Equipment from Itron MCS WO054 | EMS (Elec/Elec) - Marine ¦ SCE ¦ Marine | EMS (Elec/Elec) - Marine | 0.57341 | 1 | 0.32 | CBSA 2014 | -28.4512 | 2032 | 0.8 | N/A
COM-HVAC-63.39 | Com ¦ HVAC Energy Management System (Elec SC and Elec SH) - Marine ¦ SCE ¦ Marine | Com ¦ HVAC Energy Management System (Elec SC and Elec SH) - Marine | SCE ¦ Marine | SCE | All | Electric | No EMS System | Efficient | 0 | Conventional | HVAC | Com - Health | Com | RET and NEW | 0 | 1000 sqft2 of floor space | ton | 15 | DEER:HVAC_Split-Package_AC | 1710.5285 | 0.30527 | 0 | Based on density weighted DEER Baseline and % savings from Monitoring Based Commissioning: Benchmarking Analysis of 24 UC/CSU/IOU Projects (Mills, Mathew) April 2009 | 284.4288 | 2020 | 0 | 158.3288 | 2020 | 0 | 0 | Monitoring Based Commissioning: Benchmarking Analysis of 24 UC/CSU/IOU Projects (Mills, Mathew) April 2009; Equipment to Labor Split based on HVAC Equipment from Itron MCS WO055 | EMS (Elec/Elec) - Marine ¦ SCE ¦ Marine | EMS (Elec/Elec) - Marine | 0.81547 | 1 | 0.56 | CBSA 2014 | -25.3528 | 2032 | 0.8 | N/A
COM-HVAC-63.40 | Com ¦ HVAC Energy Management System (Elec SC and Elec SH) - Marine ¦ SCE ¦ Marine | Com ¦ HVAC Energy Management System (Elec SC and Elec SH) - Marine | SCE ¦ Marine | SCE | All | Electric | No EMS System | Efficient | 0 | Conventional | HVAC | Com - Lodging | Com | RET and NEW | 0 | 1000 sqft2 of floor space | ton | 15 | DEER:HVAC_Split-Package_AC | 2091.9995 | 0.41148 | 0 | Based on density weighted DEER Baseline and % savings from Monitoring Based Commissioning: Benchmarking Analysis of 24 UC/CSU/IOU Projects (Mills, Mathew) April 2009 | 284.4288 | 2020 | 0 | 158.3288 | 2020 | 0 | 0 | Monitoring Based Commissioning: Benchmarking Analysis of 24 UC/CSU/IOU Projects (Mills, Mathew) April 2009; Equipment to Labor Split based on HVAC Equipment from Itron MCS WO056 | EMS (Elec/Elec) - Marine ¦ SCE ¦ Marine | EMS (Elec/Elec) - Marine | 0.51041 | 1 | 0.25 | CBSA 2014 | -114.9828 | 2032 | 0.8 | N/A
COM-HVAC-63.41 | Com ¦ HVAC Energy Management System (Elec SC and Elec SH) - Marine ¦ SCE ¦ Marine | Com ¦ HVAC Energy Management System (Elec SC and Elec SH) - Marine | SCE ¦ Marine | SCE | All | Electric | No EMS System | Efficient | 0 | Conventional | HVAC | Com - Office (Large) | Com | RET and NEW | 0 | 1000 sqft2 of floor space | ton | 15 | DEER:HVAC_Split-Package_AC | 1214.1281 | 0.38817 | 0 | Based on density weighted DEER Baseline and % savings from Monitoring Based Commissioning: Benchmarking Analysis of 24 UC/CSU/IOU Projects (Mills, Mathew) April 2009 | 284.4288 | 2020 | 0 | 158.3288 | 2020 | 0 | 0 | Monitoring Based Commissioning: Benchmarking Analysis of 24 UC/CSU/IOU Projects (Mills, Mathew) April 2009; Equipment to Labor Split based on HVAC Equipment from Itron MCS WO057 | EMS (Elec/Elec) - Marine ¦ SCE ¦ Marine | EMS (Elec/Elec) - Marine | 0.72428 | 1 | 0.5 | CBSA 2014 | -19.0123 | 2032 | 0.8 | N/A
COM-HVAC-63.42 | Com ¦ HVAC Energy Management System (Elec SC and Elec SH) - Marine ¦ SCE ¦ Marine | Com ¦ HVAC Energy Management System (Elec SC and Elec SH) - Marine | SCE ¦ Marine | SCE | All | Electric | No EMS System | Efficient | 0 | Conventional | HVAC | Com - Office (Small) | Com | RET and NEW | 0 | 1000 sqft2 of floor space | ton | 15 | DEER:HVAC_Split-Package_AC | 993.3235 | 0.34007 | 0 | Based on density weighted DEER Baseline and % savings from Monitoring Based Commissioning: Benchmarking Analysis of 24 UC/CSU/IOU Projects (Mills, Mathew) April 2009 | 284.4288 | 2020 | 0 | 158.3288 | 2020 | 0 | 0 | Monitoring Based Commissioning: Benchmarking Analysis of 24 UC/CSU/IOU Projects (Mills, Mathew) April 2009; Equipment to Labor Split based on HVAC Equipment from Itron MCS WO058 | EMS (Elec/Elec) - Marine ¦ SCE ¦ Marine | EMS (Elec/Elec) - Marine | 0.84632 | 1 | 0.5 | CBSA 2014 | -25.8527 | 2032 | 0.8 | N/A
COM-HVAC-63.43 | Com ¦ HVAC Energy Management System (Elec SC and Elec SH) - Marine ¦ SCE ¦ Marine | Com ¦ HVAC Energy Management System (Elec SC and Elec SH) - Marine | SCE ¦ Marine | SCE | All | Electric | No EMS System | Efficient | 0 | Conventional | HVAC | Com - Other | Com | RET and NEW | 0 | 1000 sqft2 of floor space | ton | 15 | DEER:HVAC_Split-Package_AC | 1395.7532 | 0.30769 | 0 | Based on density weighted DEER Baseline and % savings from Monitoring Based Commissioning: Benchmarking Analysis of 24 UC/CSU/IOU Projects (Mills, Mathew) April 2009 | 284.4288 | 2020 | 0 | 158.3288 | 2020 | 0 | 0 | Monitoring Based Commissioning: Benchmarking Analysis of 24 UC/CSU/IOU Projects (Mills, Mathew) April 2009; Equipment to Labor Split based on HVAC Equipment from Itron MCS WO059 | EMS (Elec/Elec) - Marine ¦ SCE ¦ Marine | EMS (Elec/Elec) - Marine | 0.197 | 1 | 0.35 | CBSA 2014 | -81.8369 | 2032 | 0.8 | N/A
COM-HVAC-63.44 | Com ¦ HVAC Energy Management System (Elec SC and Elec SH) - Marine ¦ SCE ¦ Marine | Com ¦ HVAC Energy Management System (Elec SC and Elec SH) - Marine | SCE ¦ Marine | SCE | All | Electric | No EMS System | Efficient | 0 | Conventional | HVAC | Com - Refrig. Warehouse | Com | RET and NEW | 0 | 1000 sqft2 of floor space | ton | 15 | DEER:HVAC_Split-Package_AC | 0 | 0 | 0 | Based on density weighted DEER Baseline and % savings from Monitoring Based Commissioning: Benchmarking Analysis of 24 UC/CSU/IOU Projects (Mills, Mathew) April 2009 | 284.4288 | 2020 | 0 | 158.3288 | 2020 | 0 | 0 | Monitoring Based Commissioning: Benchmarking Analysis of 24 UC/CSU/IOU Projects (Mills, Mathew) April 2009; Equipment to Labor Split based on HVAC Equipment from Itron MCS WO060 | EMS (Elec/Elec) - Marine ¦ SCE ¦ Marine | EMS (Elec/Elec) - Marine | 0.00037354 | 1 | 0.11 | CBSA 2014 | 0 | 2032 | 0.8 | N/A
COM-HVAC-63.45 | Com ¦ HVAC Energy Management System (Elec SC and Elec SH) - Marine ¦ SCE ¦ Marine | Com ¦ HVAC Energy Management System (Elec SC and Elec SH) - Marine | SCE ¦ Marine | SCE | All | Electric | No EMS System | Efficient | 0 | Conventional | HVAC | Com - Restaurant | Com | RET and NEW | 0 | 1000 sqft2 of floor space | ton | 15 | DEER:HVAC_Split-Package_AC | 1929.3926 | 0.30622 | 0 | Based on density weighted DEER Baseline and % savings from Monitoring Based Commissioning: Benchmarking Analysis of 24 UC/CSU/IOU Projects (Mills, Mathew) April 2009 | 284.4288 | 2020 | 0 | 158.3288 | 2020 | 0 | 0 | Monitoring Based Commissioning: Benchmarking Analysis of 24 UC/CSU/IOU Projects (Mills, Mathew) April 2009; Equipment to Labor Split based on HVAC Equipment from Itron MCS WO061 | EMS (Elec/Elec) - Marine ¦ SCE ¦ Marine | EMS (Elec/Elec) - Marine | 0.60466 | 1 | 0.01 | CBSA 2014 | -39.3279 | 2032 | 0.8 | N/A
COM-HVAC-63.46 | Com ¦ HVAC Energy Management System (Elec SC and Elec SH) - Marine ¦ SCE ¦ Marine | Com ¦ HVAC Energy Management System (Elec SC and Elec SH) - Marine | SCE ¦ Marine | SCE | All | Electric | No EMS System | Efficient | 0 | Conventional | HVAC | Com - Retail | Com | RET and NEW | 0 | 1000 sqft2 of floor space | ton | 15 | DEER:HVAC_Split-Package_AC | 1252.9204 | 0.3388 | 0 | Based on density weighted DEER Baseline and % savings from Monitoring Based Commissioning: Benchmarking Analysis of 24 UC/CSU/IOU Projects (Mills, Mathew) April 2009 | 284.4288 | 2020 | 0 | 158.3288 | 2020 | 0 | 0 | Monitoring Based Commissioning: Benchmarking Analysis of 24 UC/CSU/IOU Projects (Mills, Mathew) April 2009; Equipment to Labor Split based on HVAC Equipment from Itron MCS WO062 | EMS (Elec/Elec) - Marine ¦ SCE ¦ Marine | EMS (Elec/Elec) - Marine | 0.47685 | 1 | 0.24 | CBSA 2014 | -120.6676 | 2032 | 0.8 | N/A
COM-HVAC-63.47 | Com ¦ HVAC Energy Management System (Elec SC and Elec SH) - Marine ¦ SCE ¦ Marine | Com ¦ HVAC Energy Management System (Elec SC and Elec SH) - Marine | SCE ¦ Marine | SCE | All | Electric | No EMS System | Efficient | 0 | Conventional | HVAC | Com - School | Com | RET and NEW | 0 | 1000 sqft2 of floor space | ton | 15 | DEER:HVAC_Split-Package_AC | 926.1158 | 0.2349 | 0 | Based on density weighted DEER Baseline and % savings from Monitoring Based Commissioning: Benchmarking Analysis of 24 UC/CSU/IOU Projects (Mills, Mathew) April 2009 | 284.4288 | 2020 | 0 | 158.3288 | 2020 | 0 | 0 | Monitoring Based Commissioning: Benchmarking Analysis of 24 UC/CSU/IOU Projects (Mills, Mathew) April 2009; Equipment to Labor Split based on HVAC Equipment from Itron MCS WO063 | EMS (Elec/Elec) - Marine ¦ SCE ¦ Marine | EMS (Elec/Elec) - Marine | 0.82933 | 1 | 0.59 | CBSA 2014 | -50.8722 | 2032 | 0.8 | N/A
COM-HVAC-63.48 | Com ¦ HVAC Energy Management System (Elec SC and Elec SH) - Marine ¦ SCE ¦ Marine | Com ¦ HVAC Energy Management System (Elec SC and Elec SH) - Marine | SCE ¦ Marine | SCE | All | Electric | No EMS System | Efficient | 0 | Conventional | HVAC | Com - Warehouse | Com | RET and NEW | 0 | 1000 sqft2 of floor space | ton | 15 | DEER:HVAC_Split-Package_AC | 1066.8353 | 0.36671 | 0 | Based on density weighted DEER Baseline and % savings from Monitoring Based Commissioning: Benchmarking Analysis of 24 UC/CSU/IOU Projects (Mills, Mathew) April 2009 | 284.4288 | 2020 | 0 | 158.3288 | 2020 | 0 | 0 | Monitoring Based Commissioning: Benchmarking Analysis of 24 UC/CSU/IOU Projects (Mills, Mathew) April 2009; Equipment to Labor Split based on HVAC Equipment from Itron MCS WO064 | EMS (Elec/Elec) - Marine ¦ SCE ¦ Marine | EMS (Elec/Elec) - Marine | 0.078075 | 1 | 0.11 | CBSA 2014 | -79.3291 | 2032 | 0.8 | N/A
COM-HVAC-63.49 | Com ¦ HVAC Energy Management System (Elec SC and Elec SH) - Hot-Dry ¦ SCE ¦ Hot-Dry | Com ¦ HVAC Energy Management System (Elec SC and Elec SH) - Hot-Dry | SCE ¦ Hot-Dry | SCE | All | Electric | No EMS System | Efficient | 0 | Conventional | HVAC | Com - College | Com | RET and NEW | 0 | 1000 sqft2 of floor space | ton | 15 | DEER:HVAC_Split-Package_AC | 1068.754 | 0.34591 | 0 | Based on density weighted DEER Baseline and % savings from Monitoring Based Commissioning: Benchmarking Analysis of 24 UC/CSU/IOU Projects (Mills, Mathew) April 2009 | 284.4288 | 2020 | 0 | 158.3288 | 2020 | 0 | 0 | Monitoring Based Commissioning: Benchmarking Analysis of 24 UC/CSU/IOU Projects (Mills, Mathew) April 2009; Equipment to Labor Split based on HVAC Equipment from Itron MCS WO065 | EMS (Elec/Elec) - Hot-Dry ¦ SCE ¦ Hot-Dry | EMS (Elec/Elec) - Hot-Dry | 0.67929 | 1 | 0.8 | CBSA 2014 | -36.3269 | 2032 | 0.8 | N/A
COM-HVAC-63.50 | Com ¦ HVAC Energy Management System (Elec SC and Elec SH) - Hot-Dry ¦ SCE ¦ Hot-Dry | Com ¦ HVAC Energy Management System (Elec SC and Elec SH) - Hot-Dry | SCE ¦ Hot-Dry | SCE | All | Electric | No EMS System | Efficient | 0 | Conventional | HVAC | Com - Grocery | Com | RET and NEW | 0 | 1000 sqft2 of floor space | ton | 15 | DEER:HVAC_Split-Package_AC | 1289.3248 | 0.28304 | 0 | Based on density weighted DEER Baseline and % savings from Monitoring Based Commissioning: Benchmarking Analysis of 24 UC/CSU/IOU Projects (Mills, Mathew) April 2009 | 284.4288 | 2020 | 0 | 158.3288 | 2020 | 0 | 0 | Monitoring Based Commissioning: Benchmarking Analysis of 24 UC/CSU/IOU Projects (Mills, Mathew) April 2009; Equipment to Labor Split based on HVAC Equipment from Itron MCS WO066 | EMS (Elec/Elec) - Hot-Dry ¦ SCE ¦ Hot-Dry | EMS (Elec/Elec) - Hot-Dry | 0.57341 | 1 | 0.32 | CBSA 2014 | -28.3465 | 2032 | 0.8 | N/A
COM-HVAC-63.51 | Com ¦ HVAC Energy Management System (Elec SC and Elec SH) - Hot-Dry ¦ SCE ¦ Hot-Dry | Com ¦ HVAC Energy Management System (Elec SC and Elec SH) - Hot-Dry | SCE ¦ Hot-Dry | SCE | All | Electric | No EMS System | Efficient | 0 | Conventional | HVAC | Com - Health | Com | RET and NEW | 0 | 1000 sqft2 of floor space | ton | 15 | DEER:HVAC_Split-Package_AC | 1701.5098 | 0.33258 | 0 | Based on density weighted DEER Baseline and % savings from Monitoring Based Commissioning: Benchmarking Analysis of 24 UC/CSU/IOU Projects (Mills, Mathew) April 2009 | 284.4288 | 2020 | 0 | 158.3288 | 2020 | 0 | 0 | Monitoring Based Commissioning: Benchmarking Analysis of 24 UC/CSU/IOU Projects (Mills, Mathew) April 2009; Equipment to Labor Split based on HVAC Equipment from Itron MCS WO067 | EMS (Elec/Elec) - Hot-Dry ¦ SCE ¦ Hot-Dry | EMS (Elec/Elec) - Hot-Dry | 0.81547 | 1 | 0.56 | CBSA 2014 | -25.2191 | 2032 | 0.8 | N/A
COM-HVAC-63.52 | Com ¦ HVAC Energy Management System (Elec SC and Elec SH) - Hot-Dry ¦ SCE ¦ Hot-Dry | Com ¦ HVAC Energy Management System (Elec SC and Elec SH) - Hot-Dry | SCE ¦ Hot-Dry | SCE | All | Electric | No EMS System | Efficient | 0 | Conventional | HVAC | Com - Lodging | Com | RET and NEW | 0 | 1000 sqft2 of floor space | ton | 15 | DEER:HVAC_Split-Package_AC | 2079.1948 | 0.44638 | 0 | Based on density weighted DEER Baseline and % savings from Monitoring Based Commissioning: Benchmarking Analysis of 24 UC/CSU/IOU Projects (Mills, Mathew) April 2009 | 284.4288 | 2020 | 0 | 158.3288 | 2020 | 0 | 0 | Monitoring Based Commissioning: Benchmarking Analysis of 24 UC/CSU/IOU Projects (Mills, Mathew) April 2009; Equipment to Labor Split based on HVAC Equipment from Itron MCS WO068 | EMS (Elec/Elec) - Hot-Dry ¦ SCE ¦ Hot-Dry | EMS (Elec/Elec) - Hot-Dry | 0.51041 | 1 | 0.25 | CBSA 2014 | -114.279 | 2032 | 0.8 | N/A
COM-HVAC-63.53 | Com ¦ HVAC Energy Management System (Elec SC and Elec SH) - Hot-Dry ¦ SCE ¦ Hot-Dry | Com ¦ HVAC Energy Management System (Elec SC and Elec SH) - Hot-Dry | SCE ¦ Hot-Dry | SCE | All | Electric | No EMS System | Efficient | 0 | Conventional | HVAC | Com - Office (Large) | Com | RET and NEW | 0 | 1000 sqft2 of floor space | ton | 15 | DEER:HVAC_Split-Package_AC | 1209.4963 | 0.4066 | 0 | Based on density weighted DEER Baseline and % savings from Monitoring Based Commissioning: Benchmarking Analysis of 24 UC/CSU/IOU Projects (Mills, Mathew) April 2009 | 284.4288 | 2020 | 0 | 158.3288 | 2020 | 0 | 0 | Monitoring Based Commissioning: Benchmarking Analysis of 24 UC/CSU/IOU Projects (Mills, Mathew) April 2009; Equipment to Labor Split based on HVAC Equipment from Itron MCS WO069 | EMS (Elec/Elec) - Hot-Dry ¦ SCE ¦ Hot-Dry | EMS (Elec/Elec) - Hot-Dry | 0.72428 | 1 | 0.5 | CBSA 2014 | -18.9398 | 2032 | 0.8 | N/A
COM-HVAC-63.54 | Com ¦ HVAC Energy Management System (Elec SC and Elec SH) - Hot-Dry ¦ SCE ¦ Hot-Dry | Com ¦ HVAC Energy Management System (Elec SC and Elec SH) - Hot-Dry | SCE ¦ Hot-Dry | SCE | All | Electric | No EMS System | Efficient | 0 | Conventional | HVAC | Com - Office (Small) | Com | RET and NEW | 0 | 1000 sqft2 of floor space | ton | 15 | DEER:HVAC_Split-Package_AC | 988.4381 | 0.36819 | 0 | Based on density weighted DEER Baseline and % savings from Monitoring Based Commissioning: Benchmarking Analysis of 24 UC/CSU/IOU Projects (Mills, Mathew) April 2009 | 284.4288 | 2020 | 0 | 158.3288 | 2020 | 0 | 0 | Monitoring Based Commissioning: Benchmarking Analysis of 24 UC/CSU/IOU Projects (Mills, Mathew) April 2009; Equipment to Labor Split based on HVAC Equipment from Itron MCS WO070 | EMS (Elec/Elec) - Hot-Dry ¦ SCE ¦ Hot-Dry | EMS (Elec/Elec) - Hot-Dry | 0.84632 | 1 | 0.5 | CBSA 2014 | -25.7256 | 2032 | 0.8 | N/A
COM-HVAC-63.55 | Com ¦ HVAC Energy Management System (Elec SC and Elec SH) - Hot-Dry ¦ SCE ¦ Hot-Dry | Com ¦ HVAC Energy Management System (Elec SC and Elec SH) - Hot-Dry | SCE ¦ Hot-Dry | SCE | All | Electric | No EMS System | Efficient | 0 | Conventional | HVAC | Com - Other | Com | RET and NEW | 0 | 1000 sqft2 of floor space | ton | 15 | DEER:HVAC_Split-Package_AC | 1374.4965 | 0.36096 | 0 | Based on density weighted DEER Baseline and % savings from Monitoring Based Commissioning: Benchmarking Analysis of 24 UC/CSU/IOU Projects (Mills, Mathew) April 2009 | 284.4288 | 2020 | 0 | 158.3288 | 2020 | 0 | 0 | Monitoring Based Commissioning: Benchmarking Analysis of 24 UC/CSU/IOU Projects (Mills, Mathew) April 2009; Equipment to Labor Split based on HVAC Equipment from Itron MCS WO071 | EMS (Elec/Elec) - Hot-Dry ¦ SCE ¦ Hot-Dry | EMS (Elec/Elec) - Hot-Dry | 0.197 | 1 | 0.35 | CBSA 2014 | -80.5906 | 2032 | 0.8 | N/A
COM-HVAC-63.56 | Com ¦ HVAC Energy Management System (Elec SC and Elec SH) - Hot-Dry ¦ SCE ¦ Hot-Dry | Com ¦ HVAC Energy Management System (Elec SC and Elec SH) - Hot-Dry | SCE ¦ Hot-Dry | SCE | All | Electric | No EMS System | Efficient | 0 | Conventional | HVAC | Com - Refrig. Warehouse | Com | RET and NEW | 0 | 1000 sqft2 of floor space | ton | 15 | DEER:HVAC_Split-Package_AC | 0 | 0 | 0 | Based on density weighted DEER Baseline and % savings from Monitoring Based Commissioning: Benchmarking Analysis of 24 UC/CSU/IOU Projects (Mills, Mathew) April 2009 | 284.4288 | 2020 | 0 | 158.3288 | 2020 | 0 | 0 | Monitoring Based Commissioning: Benchmarking Analysis of 24 UC/CSU/IOU Projects (Mills, Mathew) April 2009; Equipment to Labor Split based on HVAC Equipment from Itron MCS WO072 | EMS (Elec/Elec) - Hot-Dry ¦ SCE ¦ Hot-Dry | EMS (Elec/Elec) - Hot-Dry | 0.00037354 | 1 | 0.11 | CBSA 2014 | 0 | 2032 | 0.8 | N/A
COM-HVAC-63.57 | Com ¦ HVAC Energy Management System (Elec SC and Elec SH) - Hot-Dry ¦ SCE ¦ Hot-Dry | Com ¦ HVAC Energy Management System (Elec SC and Elec SH) - Hot-Dry | SCE ¦ Hot-Dry | SCE | All | Electric | No EMS System | Efficient | 0 | Conventional | HVAC | Com - Restaurant | Com | RET and NEW | 0 | 1000 sqft2 of floor space | ton | 15 | DEER:HVAC_Split-Package_AC | 1908.5608 | 0.34157 | 0 | Based on density weighted DEER Baseline and % savings from Monitoring Based Commissioning: Benchmarking Analysis of 24 UC/CSU/IOU Projects (Mills, Mathew) April 2009 | 284.4288 | 2020 | 0 | 158.3288 | 2020 | 0 | 0 | Monitoring Based Commissioning: Benchmarking Analysis of 24 UC/CSU/IOU Projects (Mills, Mathew) April 2009; Equipment to Labor Split based on HVAC Equipment from Itron MCS WO073 | EMS (Elec/Elec) - Hot-Dry ¦ SCE ¦ Hot-Dry | EMS (Elec/Elec) - Hot-Dry | 0.60466 | 1 | 0.01 | CBSA 2014 | -38.9033 | 2032 | 0.8 | N/A
COM-HVAC-63.58 | Com ¦ HVAC Energy Management System (Elec SC and Elec SH) - Hot-Dry ¦ SCE ¦ Hot-Dry | Com ¦ HVAC Energy Management System (Elec SC and Elec SH) - Hot-Dry | SCE ¦ Hot-Dry | SCE | All | Electric | No EMS System | Efficient | 0 | Conventional | HVAC | Com - Retail | Com | RET and NEW | 0 | 1000 sqft2 of floor space | ton | 15 | DEER:HVAC_Split-Package_AC | 1241.434 | 0.35577 | 0 | Based on density weighted DEER Baseline and % savings from Monitoring Based Commissioning: Benchmarking Analysis of 24 UC/CSU/IOU Projects (Mills, Mathew) April 2009 | 284.4288 | 2020 | 0 | 158.3288 | 2020 | 0 | 0 | Monitoring Based Commissioning: Benchmarking Analysis of 24 UC/CSU/IOU Projects (Mills, Mathew) April 2009; Equipment to Labor Split based on HVAC Equipment from Itron MCS WO074 | EMS (Elec/Elec) - Hot-Dry ¦ SCE ¦ Hot-Dry | EMS (Elec/Elec) - Hot-Dry | 0.47685 | 1 | 0.24 | CBSA 2014 | -119.5614 | 2032 | 0.8 | N/A
COM-HVAC-63.59 | Com ¦ HVAC Energy Management System (Elec SC and Elec SH) - Hot-Dry ¦ SCE ¦ Hot-Dry | Com ¦ HVAC Energy Management System (Elec SC and Elec SH) - Hot-Dry | SCE ¦ Hot-Dry | SCE | All | Electric | No EMS System | Efficient | 0 | Conventional | HVAC | Com - School | Com | RET and NEW | 0 | 1000 sqft2 of floor space | ton | 15 | DEER:HVAC_Split-Package_AC | 920.5723 | 0.41865 | 0 | Based on density weighted DEER Baseline and % savings from Monitoring Based Commissioning: Benchmarking Analysis of 24 UC/CSU/IOU Projects (Mills, Mathew) April 2009 | 284.4288 | 2020 | 0 | 158.3288 | 2020 | 0 | 0 | Monitoring Based Commissioning: Benchmarking Analysis of 24 UC/CSU/IOU Projects (Mills, Mathew) April 2009; Equipment to Labor Split based on HVAC Equipment from Itron MCS WO075 | EMS (Elec/Elec) - Hot-Dry ¦ SCE ¦ Hot-Dry | EMS (Elec/Elec) - Hot-Dry | 0.82933 | 1 | 0.59 | CBSA 2014 | -50.5677 | 2032 | 0.8 | N/A
COM-HVAC-63.60 | Com ¦ HVAC Energy Management System (Elec SC and Elec SH) - Hot-Dry ¦ SCE ¦ Hot-Dry | Com ¦ HVAC Energy Management System (Elec SC and Elec SH) - Hot-Dry | SCE ¦ Hot-Dry | SCE | All | Electric | No EMS System | Efficient | 0 | Conventional | HVAC | Com - Warehouse | Com | RET and NEW | 0 | 1000 sqft2 of floor space | ton | 15 | DEER:HVAC_Split-Package_AC | 1055.2632 | 0.39919 | 0 | Based on density weighted DEER Baseline and % savings from Monitoring Based Commissioning: Benchmarking Analysis of 24 UC/CSU/IOU Projects (Mills, Mathew) April 2009 | 284.4288 | 2020 | 0 | 158.3288 | 2020 | 0 | 0 | Monitoring Based Commissioning: Benchmarking Analysis of 24 UC/CSU/IOU Projects (Mills, Mathew) April 2009; Equipment to Labor Split based on HVAC Equipment from Itron MCS WO076 | EMS (Elec/Elec) - Hot-Dry ¦ SCE ¦ Hot-Dry | EMS (Elec/Elec) - Hot-Dry | 0.078075 | 1 | 0.11 | CBSA 2014 | -78.4686 | 2032 | 0.8 | N/A
COM-HVAC-63.61 | Com ¦ HVAC Energy Management System (Elec SC and Elec SH) - Cold ¦ SCE ¦ Cold | Com ¦ HVAC Energy Management System (Elec SC and Elec SH) - Cold | SCE ¦ Cold | SCE | All | Electric | No EMS System | Efficient | 0 | Conventional | HVAC | Com - College | Com | RET and NEW | 0 | 1000 sqft2 of floor space | ton | 15 | DEER:HVAC_Split-Package_AC | 1083.1755 | 0.40373 | 0 | Based on density weighted DEER Baseline and % savings from Monitoring Based Commissioning: Benchmarking Analysis of 24 UC/CSU/IOU Projects (Mills, Mathew) April 2009 | 284.4288 | 2020 | 0 | 158.3288 | 2020 | 0 | 0 | Monitoring Based Commissioning: Benchmarking Analysis of 24 UC/CSU/IOU Projects (Mills, Mathew) April 2009; Equipment to Labor Split based on HVAC Equipment from Itron MCS WO077 | EMS (Elec/Elec) - Cold ¦ SCE ¦ Cold | EMS (Elec/Elec) - Cold | 0.67929 | 1 | 0.8 | CBSA 2014 | -36.8171 | 2032 | 0.8 | N/A
COM-HVAC-63.62 | Com ¦ HVAC Energy Management System (Elec SC and Elec SH) - Cold ¦ SCE ¦ Cold | Com ¦ HVAC Energy Management System (Elec SC and Elec SH) - Cold | SCE ¦ Cold | SCE | All | Electric | No EMS System | Efficient | 0 | Conventional | HVAC | Com - Grocery | Com | RET and NEW | 0 | 1000 sqft2 of floor space | ton | 15 | DEER:HVAC_Split-Package_AC | 1285.9803 | 0.25041 | 0 | Based on density weighted DEER Baseline and % savings from Monitoring Based Commissioning: Benchmarking Analysis of 24 UC/CSU/IOU Projects (Mills, Mathew) April 2009 | 284.4288 | 2020 | 0 | 158.3288 | 2020 | 0 | 0 | Monitoring Based Commissioning: Benchmarking Analysis of 24 UC/CSU/IOU Projects (Mills, Mathew) April 2009; Equipment to Labor Split based on HVAC Equipment from Itron MCS WO078 | EMS (Elec/Elec) - Cold ¦ SCE ¦ Cold | EMS (Elec/Elec) - Cold | 0.57341 | 1 | 0.32 | CBSA 2014 | -28.2729 | 2032 | 0.8 | N/A
COM-HVAC-63.63 | Com ¦ HVAC Energy Management System (Elec SC and Elec SH) - Cold ¦ SCE ¦ Cold | Com ¦ HVAC Energy Management System (Elec SC and Elec SH) - Cold | SCE ¦ Cold | SCE | All | Electric | No EMS System | Efficient | 0 | Conventional | HVAC | Com - Health | Com | RET and NEW | 0 | 1000 sqft2 of floor space | ton | 15 | DEER:HVAC_Split-Package_AC | 1735.3897 | 0.41138 | 0 | Based on density weighted DEER Baseline and % savings from Monitoring Based Commissioning: Benchmarking Analysis of 24 UC/CSU/IOU Projects (Mills, Mathew) April 2009 | 284.4288 | 2020 | 0 | 158.3288 | 2020 | 0 | 0 | Monitoring Based Commissioning: Benchmarking Analysis of 24 UC/CSU/IOU Projects (Mills, Mathew) April 2009; Equipment to Labor Split based on HVAC Equipment from Itron MCS WO079 | EMS (Elec/Elec) - Cold ¦ SCE ¦ Cold | EMS (Elec/Elec) - Cold | 0.81547 | 1 | 0.56 | CBSA 2014 | -25.7212 | 2032 | 0.8 | N/A
COM-HVAC-63.64 | Com ¦ HVAC Energy Management System (Elec SC and Elec SH) - Cold ¦ SCE ¦ Cold | Com ¦ HVAC Energy Management System (Elec SC and Elec SH) - Cold | SCE ¦ Cold | SCE | All | Electric | No EMS System | Efficient | 0 | Conventional | HVAC | Com - Lodging | Com | RET and NEW | 0 | 1000 sqft2 of floor space | ton | 15 | DEER:HVAC_Split-Package_AC | 2103.4112 | 0.52033 | 0 | Based on density weighted DEER Baseline and % savings from Monitoring Based Commissioning: Benchmarking Analysis of 24 UC/CSU/IOU Projects (Mills, Mathew) April 2009 | 284.4288 | 2020 | 0 | 158.3288 | 2020 | 0 | 0 | Monitoring Based Commissioning: Benchmarking Analysis of 24 UC/CSU/IOU Projects (Mills, Mathew) April 2009; Equipment to Labor Split based on HVAC Equipment from Itron MCS WO080 | EMS (Elec/Elec) - Cold ¦ SCE ¦ Cold | EMS (Elec/Elec) - Cold | 0.51041 | 1 | 0.25 | CBSA 2014 | -115.61 | 2032 | 0.8 | N/A
COM-HVAC-63.65 | Com ¦ HVAC Energy Management System (Elec SC and Elec SH) - Cold ¦ SCE ¦ Cold | Com ¦ HVAC Energy Management System (Elec SC and Elec SH) - Cold | SCE ¦ Cold | SCE | All | Electric | No EMS System | Efficient | 0 | Conventional | HVAC | Com - Office (Large) | Com | RET and NEW | 0 | 1000 sqft2 of floor space | ton | 15 | DEER:HVAC_Split-Package_AC | 1227.4642 | 0.53642 | 0 | Based on density weighted DEER Baseline and % savings from Monitoring Based Commissioning: Benchmarking Analysis of 24 UC/CSU/IOU Projects (Mills, Mathew) April 2009 | 284.4288 | 2020 | 0 | 158.3288 | 2020 | 0 | 0 | Monitoring Based Commissioning: Benchmarking Analysis of 24 UC/CSU/IOU Projects (Mills, Mathew) April 2009; Equipment to Labor Split based on HVAC Equipment from Itron MCS WO081 | EMS (Elec/Elec) - Cold ¦ SCE ¦ Cold | EMS (Elec/Elec) - Cold | 0.72428 | 1 | 0.5 | CBSA 2014 | -19.2211 | 2032 | 0.8 | N/A
COM-HVAC-63.66 | Com ¦ HVAC Energy Management System (Elec SC and Elec SH) - Cold ¦ SCE ¦ Cold | Com ¦ HVAC Energy Management System (Elec SC and Elec SH) - Cold | SCE ¦ Cold | SCE | All | Electric | No EMS System | Efficient | 0 | Conventional | HVAC | Com - Office (Small) | Com | RET and NEW | 0 | 1000 sqft2 of floor space | ton | 15 | DEER:HVAC_Split-Package_AC | 999.6591 | 0.48785 | 0 | Based on density weighted DEER Baseline and % savings from Monitoring Based Commissioning: Benchmarking Analysis of 24 UC/CSU/IOU Projects (Mills, Mathew) April 2009 | 284.4288 | 2020 | 0 | 158.3288 | 2020 | 0 | 0 | Monitoring Based Commissioning: Benchmarking Analysis of 24 UC/CSU/IOU Projects (Mills, Mathew) April 2009; Equipment to Labor Split based on HVAC Equipment from Itron MCS WO082 | EMS (Elec/Elec) - Cold ¦ SCE ¦ Cold | EMS (Elec/Elec) - Cold | 0.84632 | 1 | 0.5 | CBSA 2014 | -26.0176 | 2032 | 0.8 | N/A
COM-HVAC-63.67 | Com ¦ HVAC Energy Management System (Elec SC and Elec SH) - Cold ¦ SCE ¦ Cold | Com ¦ HVAC Energy Management System (Elec SC and Elec SH) - Cold | SCE ¦ Cold | SCE | All | Electric | No EMS System | Efficient | 0 | Conventional | HVAC | Com - Other | Com | RET and NEW | 0 | 1000 sqft2 of floor space | ton | 15 | DEER:HVAC_Split-Package_AC | 1393.5474 | 0.37301 | 0 | Based on density weighted DEER Baseline and % savings from Monitoring Based Commissioning: Benchmarking Analysis of 24 UC/CSU/IOU Projects (Mills, Mathew) April 2009 | 284.4288 | 2020 | 0 | 158.3288 | 2020 | 0 | 0 | Monitoring Based Commissioning: Benchmarking Analysis of 24 UC/CSU/IOU Projects (Mills, Mathew) April 2009; Equipment to Labor Split based on HVAC Equipment from Itron MCS WO083 | EMS (Elec/Elec) - Cold ¦ SCE ¦ Cold | EMS (Elec/Elec) - Cold | 0.197 | 1 | 0.35 | CBSA 2014 | -81.7076 | 2032 | 0.8 | N/A
COM-HVAC-63.68 | Com ¦ HVAC Energy Management System (Elec SC and Elec SH) - Cold ¦ SCE ¦ Cold | Com ¦ HVAC Energy Management System (Elec SC and Elec SH) - Cold | SCE ¦ Cold | SCE | All | Electric | No EMS System | Efficient | 0 | Conventional | HVAC | Com - Refrig. Warehouse | Com | RET and NEW | 0 | 1000 sqft2 of floor space | ton | 15 | DEER:HVAC_Split-Package_AC | 0 | 0 | 0 | Based on density weighted DEER Baseline and % savings from Monitoring Based Commissioning: Benchmarking Analysis of 24 UC/CSU/IOU Projects (Mills, Mathew) April 2009 | 284.4288 | 2020 | 0 | 158.3288 | 2020 | 0 | 0 | Monitoring Based Commissioning: Benchmarking Analysis of 24 UC/CSU/IOU Projects (Mills, Mathew) April 2009; Equipment to Labor Split based on HVAC Equipment from Itron MCS WO084 | EMS (Elec/Elec) - Cold ¦ SCE ¦ Cold | EMS (Elec/Elec) - Cold | 0.00037354 | 1 | 0.11 | CBSA 2014 | 0 | 2032 | 0.8 | N/A
COM-HVAC-63.69 | Com ¦ HVAC Energy Management System (Elec SC and Elec SH) - Cold ¦ SCE ¦ Cold | Com ¦ HVAC Energy Management System (Elec SC and Elec SH) - Cold | SCE ¦ Cold | SCE | All | Electric | No EMS System | Efficient | 0 | Conventional | HVAC | Com - Restaurant | Com | RET and NEW | 0 | 1000 sqft2 of floor space | ton | 15 | DEER:HVAC_Split-Package_AC | 1922.0257 | 0.36457 | 0 | Based on density weighted DEER Baseline and % savings from Monitoring Based Commissioning: Benchmarking Analysis of 24 UC/CSU/IOU Projects (Mills, Mathew) April 2009 | 284.4288 | 2020 | 0 | 158.3288 | 2020 | 0 | 0 | Monitoring Based Commissioning: Benchmarking Analysis of 24 UC/CSU/IOU Projects (Mills, Mathew) April 2009; Equipment to Labor Split based on HVAC Equipment from Itron MCS WO085 | EMS (Elec/Elec) - Cold ¦ SCE ¦ Cold | EMS (Elec/Elec) - Cold | 0.60466 | 1 | 0.01 | CBSA 2014 | -39.1778 | 2032 | 0.8 | N/A
COM-HVAC-63.70 | Com ¦ HVAC Energy Management System (Elec SC and Elec SH) - Cold ¦ SCE ¦ Cold | Com ¦ HVAC Energy Management System (Elec SC and Elec SH) - Cold | SCE ¦ Cold | SCE | All | Electric | No EMS System | Efficient | 0 | Conventional | HVAC | Com - Retail | Com | RET and NEW | 0 | 1000 sqft2 of floor space | ton | 15 | DEER:HVAC_Split-Package_AC | 1265.0184 | 0.39141 | 0 | Based on density weighted DEER Baseline and % savings from Monitoring Based Commissioning: Benchmarking Analysis of 24 UC/CSU/IOU Projects (Mills, Mathew) April 2009 | 284.4288 | 2020 | 0 | 158.3288 | 2020 | 0 | 0 | Monitoring Based Commissioning: Benchmarking Analysis of 24 UC/CSU/IOU Projects (Mills, Mathew) April 2009; Equipment to Labor Split based on HVAC Equipment from Itron MCS WO086 | EMS (Elec/Elec) - Cold ¦ SCE ¦ Cold | EMS (Elec/Elec) - Cold | 0.47685 | 1 | 0.24 | CBSA 2014 | -121.8327 | 2032 | 0.8 | N/A
COM-HVAC-63.71 | Com ¦ HVAC Energy Management System (Elec SC and Elec SH) - Cold ¦ SCE ¦ Cold | Com ¦ HVAC Energy Management System (Elec SC and Elec SH) - Cold | SCE ¦ Cold | SCE | All | Electric | No EMS System | Efficient | 0 | Conventional | HVAC | Com - School | Com | RET and NEW | 0 | 1000 sqft2 of floor space | ton | 15 | DEER:HVAC_Split-Package_AC | 924.5693 | 0.21321 | 0 | Based on density weighted DEER Baseline and % savings from Monitoring Based Commissioning: Benchmarking Analysis of 24 UC/CSU/IOU Projects (Mills, Mathew) April 2009 | 284.4288 | 2020 | 0 | 158.3288 | 2020 | 0 | 0 | Monitoring Based Commissioning: Benchmarking Analysis of 24 UC/CSU/IOU Projects (Mills, Mathew) April 2009; Equipment to Labor Split based on HVAC Equipment from Itron MCS WO087 | EMS (Elec/Elec) - Cold ¦ SCE ¦ Cold | EMS (Elec/Elec) - Cold | 0.82933 | 1 | 0.59 | CBSA 2014 | -50.7873 | 2032 | 0.8 | N/A
COM-HVAC-63.72 | Com ¦ HVAC Energy Management System (Elec SC and Elec SH) - Cold ¦ SCE ¦ Cold | Com ¦ HVAC Energy Management System (Elec SC and Elec SH) - Cold | SCE ¦ Cold | SCE | All | Electric | No EMS System | Efficient | 0 | Conventional | HVAC | Com - Warehouse | Com | RET and NEW | 0 | 1000 sqft2 of floor space | ton | 15 | DEER:HVAC_Split-Package_AC | 1061.0204 | 0.34466 | 0 | Based on density weighted DEER Baseline and % savings from Monitoring Based Commissioning: Benchmarking Analysis of 24 UC/CSU/IOU Projects (Mills, Mathew) April 2009 | 284.4288 | 2020 | 0 | 158.3288 | 2020 | 0 | 0 | Monitoring Based Commissioning: Benchmarking Analysis of 24 UC/CSU/IOU Projects (Mills, Mathew) April 2009; Equipment to Labor Split based on HVAC Equipment from Itron MCS WO088 | EMS (Elec/Elec) - Cold ¦ SCE ¦ Cold | EMS (Elec/Elec) - Cold | 0.078075 | 1 | 0.11 | CBSA 2014 | -78.8967 | 2032 | 0.8 | N/A
COM-HVAC-63.73 | Com ¦ HVAC Energy Management System (Elec SC and Elec SH) - Marine ¦ SDG&E ¦ Marine | Com ¦ HVAC Energy Management System (Elec SC and Elec SH) - Marine | SDG&E ¦ Marine | SDG&E | All | Electric | No EMS System | Efficient | 0 | Conventional | HVAC | Com - College | Com | RET and NEW | 0 | 1000 sqft2 of floor space | ton | 15 | DEER:HVAC_Split-Package_AC | 1080.4064 | 0.29884 | 0 | Based on density weighted DEER Baseline and % savings from Monitoring Based Commissioning: Benchmarking Analysis of 24 UC/CSU/IOU Projects (Mills, Mathew) April 2009 | 284.4288 | 2020 | 0 | 158.3288 | 2020 | 0 | 0 | Monitoring Based Commissioning: Benchmarking Analysis of 24 UC/CSU/IOU Projects (Mills, Mathew) April 2009; Equipment to Labor Split based on HVAC Equipment from Itron MCS WO089 | EMS (Elec/Elec) - Marine ¦ SDG&E ¦ Marine | EMS (Elec/Elec) - Marine | 0.78231 | 1 | 0.8 | CBSA 2014 | -36.7229 | 2032 | 0.8 | N/A
COM-HVAC-63.74 | Com ¦ HVAC Energy Management System (Elec SC and Elec SH) - Marine ¦ SDG&E ¦ Marine | Com ¦ HVAC Energy Management System (Elec SC and Elec SH) - Marine | SDG&E ¦ Marine | SDG&E | All | Electric | No EMS System | Efficient | 0 | Conventional | HVAC | Com - Grocery | Com | RET and NEW | 0 | 1000 sqft2 of floor space | ton | 15 | DEER:HVAC_Split-Package_AC | 1364.7674 | 0.25033 | 0 | Based on density weighted DEER Baseline and % savings from Monitoring Based Commissioning: Benchmarking Analysis of 24 UC/CSU/IOU Projects (Mills, Mathew) April 2009 | 284.4288 | 2020 | 0 | 158.3288 | 2020 | 0 | 0 | Monitoring Based Commissioning: Benchmarking Analysis of 24 UC/CSU/IOU Projects (Mills, Mathew) April 2009; Equipment to Labor Split based on HVAC Equipment from Itron MCS WO090 | EMS (Elec/Elec) - Marine ¦ SDG&E ¦ Marine | EMS (Elec/Elec) - Marine | 0.58333 | 1 | 0.32 | CBSA 2014 | -30.0051 | 2032 | 0.8 | N/A
COM-HVAC-63.75 | Com ¦ HVAC Energy Management System (Elec SC and Elec SH) - Marine ¦ SDG&E ¦ Marine | Com ¦ HVAC Energy Management System (Elec SC and Elec SH) - Marine | SDG&E ¦ Marine | SDG&E | All | Electric | No EMS System | Efficient | 0 | Conventional | HVAC | Com - Health | Com | RET and NEW | 0 | 1000 sqft2 of floor space | ton | 15 | DEER:HVAC_Split-Package_AC | 1802.5882 | 0.33698 | 0 | Based on density weighted DEER Baseline and % savings from Monitoring Based Commissioning: Benchmarking Analysis of 24 UC/CSU/IOU Projects (Mills, Mathew) April 2009 | 284.4288 | 2020 | 0 | 158.3288 | 2020 | 0 | 0 | Monitoring Based Commissioning: Benchmarking Analysis of 24 UC/CSU/IOU Projects (Mills, Mathew) April 2009; Equipment to Labor Split based on HVAC Equipment from Itron MCS WO091 | EMS (Elec/Elec) - Marine ¦ SDG&E ¦ Marine | EMS (Elec/Elec) - Marine | 0.90383 | 1 | 0.56 | CBSA 2014 | -26.7172 | 2032 | 0.8 | N/A
COM-HVAC-63.76 | Com ¦ HVAC Energy Management System (Elec SC and Elec SH) - Marine ¦ SDG&E ¦ Marine | Com ¦ HVAC Energy Management System (Elec SC and Elec SH) - Marine | SDG&E ¦ Marine | SDG&E | All | Electric | No EMS System | Efficient | 0 | Conventional | HVAC | Com - Lodging | Com | RET and NEW | 0 | 1000 sqft2 of floor space | ton | 15 | DEER:HVAC_Split-Package_AC | 2175.9003 | 0.41438 | 0 | Based on density weighted DEER Baseline and % savings from Monitoring Based Commissioning: Benchmarking Analysis of 24 UC/CSU/IOU Projects (Mills, Mathew) April 2009 | 284.4288 | 2020 | 0 | 158.3288 | 2020 | 0 | 0 | Monitoring Based Commissioning: Benchmarking Analysis of 24 UC/CSU/IOU Projects (Mills, Mathew) April 2009; Equipment to Labor Split based on HVAC Equipment from Itron MCS WO092 | EMS (Elec/Elec) - Marine ¦ SDG&E ¦ Marine | EMS (Elec/Elec) - Marine | 0.51811 | 1 | 0.25 | CBSA 2014 | -119.5942 | 2032 | 0.8 | N/A
COM-HVAC-63.77 | Com ¦ HVAC Energy Management System (Elec SC and Elec SH) - Marine ¦ SDG&E ¦ Marine | Com ¦ HVAC Energy Management System (Elec SC and Elec SH) - Marine | SDG&E ¦ Marine | SDG&E | All | Electric | No EMS System | Efficient | 0 | Conventional | HVAC | Com - Office (Large) | Com | RET and NEW | 0 | 1000 sqft2 of floor space | ton | 15 | DEER:HVAC_Split-Package_AC | 1226.1203 | 0.40692 | 0 | Based on density weighted DEER Baseline and % savings from Monitoring Based Commissioning: Benchmarking Analysis of 24 UC/CSU/IOU Projects (Mills, Mathew) April 2009 | 284.4288 | 2020 | 0 | 158.3288 | 2020 | 0 | 0 | Monitoring Based Commissioning: Benchmarking Analysis of 24 UC/CSU/IOU Projects (Mills, Mathew) April 2009; Equipment to Labor Split based on HVAC Equipment from Itron MCS WO093 | EMS (Elec/Elec) - Marine ¦ SDG&E ¦ Marine | EMS (Elec/Elec) - Marine | 0.76998 | 1 | 0.5 | CBSA 2014 | -19.2001 | 2032 | 0.8 | N/A
COM-HVAC-63.78 | Com ¦ HVAC Energy Management System (Elec SC and Elec SH) - Marine ¦ SDG&E ¦ Marine | Com ¦ HVAC Energy Management System (Elec SC and Elec SH) - Marine | SDG&E ¦ Marine | SDG&E | All | Electric | No EMS System | Efficient | 0 | Conventional | HVAC | Com - Office (Small) | Com | RET and NEW | 0 | 1000 sqft2 of floor space | ton | 15 | DEER:HVAC_Split-Package_AC | 996.7938 | 0.34577 | 0 | Based on density weighted DEER Baseline and % savings from Monitoring Based Commissioning: Benchmarking Analysis of 24 UC/CSU/IOU Projects (Mills, Mathew) April 2009 | 284.4288 | 2020 | 0 | 158.3288 | 2020 | 0 | 0 | Monitoring Based Commissioning: Benchmarking Analysis of 24 UC/CSU/IOU Projects (Mills, Mathew) April 2009; Equipment to Labor Split based on HVAC Equipment from Itron MCS WO094 | EMS (Elec/Elec) - Marine ¦ SDG&E ¦ Marine | EMS (Elec/Elec) - Marine | 0.94591 | 1 | 0.5 | CBSA 2014 | -25.943 | 2032 | 0.8 | N/A
COM-HVAC-63.79 | Com ¦ HVAC Energy Management System (Elec SC and Elec SH) - Marine ¦ SDG&E ¦ Marine | Com ¦ HVAC Energy Management System (Elec SC and Elec SH) - Marine | SDG&E ¦ Marine | SDG&E | All | Electric | No EMS System | Efficient | 0 | Conventional | HVAC | Com - Other | Com | RET and NEW | 0 | 1000 sqft2 of floor space | ton | 15 | DEER:HVAC_Split-Package_AC | 1446.8898 | 0.30535 | 0 | Based on density weighted DEER Baseline and % savings from Monitoring Based Commissioning: Benchmarking Analysis of 24 UC/CSU/IOU Projects (Mills, Mathew) April 2009 | 284.4288 | 2020 | 0 | 158.3288 | 2020 | 0 | 0 | Monitoring Based Commissioning: Benchmarking Analysis of 24 UC/CSU/IOU Projects (Mills, Mathew) April 2009; Equipment to Labor Split based on HVAC Equipment from Itron MCS WO095 | EMS (Elec/Elec) - Marine ¦ SDG&E ¦ Marine | EMS (Elec/Elec) - Marine | 0.19335 | 1 | 0.35 | CBSA 2014 | -84.8352 | 2032 | 0.8 | N/A
COM-HVAC-63.80 | Com ¦ HVAC Energy Management System (Elec SC and Elec SH) - Marine ¦ SDG&E ¦ Marine | Com ¦ HVAC Energy Management System (Elec SC and Elec SH) - Marine | SDG&E ¦ Marine | SDG&E | All | Electric | No EMS System | Efficient | 0 | Conventional | HVAC | Com - Refrig. Warehouse | Com | RET and NEW | 0 | 1000 sqft2 of floor space | ton | 15 | DEER:HVAC_Split-Package_AC | 0 | 0 | 0 | Based on density weighted DEER Baseline and % savings from Monitoring Based Commissioning: Benchmarking Analysis of 24 UC/CSU/IOU Projects (Mills, Mathew) April 2009 | 284.4288 | 2020 | 0 | 158.3288 | 2020 | 0 | 0 | Monitoring Based Commissioning: Benchmarking Analysis of 24 UC/CSU/IOU Projects (Mills, Mathew) April 2009; Equipment to Labor Split based on HVAC Equipment from Itron MCS WO096 | EMS (Elec/Elec) - Marine ¦ SDG&E ¦ Marine | EMS (Elec/Elec) - Marine | 0.00035588 | 1 | 0.11 | CBSA 2014 | 0 | 2032 | 0.8 | N/A
COM-HVAC-63.81 | Com ¦ HVAC Energy Management System (Elec SC and Elec SH) - Marine ¦ SDG&E ¦ Marine | Com ¦ HVAC Energy Management System (Elec SC and Elec SH) - Marine | SDG&E ¦ Marine | SDG&E | All | Electric | No EMS System | Efficient | 0 | Conventional | HVAC | Com - Restaurant | Com | RET and NEW | 0 | 1000 sqft2 of floor space | ton | 15 | DEER:HVAC_Split-Package_AC | 1989.9116 | 0.31854 | 0 | Based on density weighted DEER Baseline and % savings from Monitoring Based Commissioning: Benchmarking Analysis of 24 UC/CSU/IOU Projects (Mills, Mathew) April 2009 | 284.4288 | 2020 | 0 | 158.3288 | 2020 | 0 | 0 | Monitoring Based Commissioning: Benchmarking Analysis of 24 UC/CSU/IOU Projects (Mills, Mathew) April 2009; Equipment to Labor Split based on HVAC Equipment from Itron MCS WO097 | EMS (Elec/Elec) - Marine ¦ SDG&E ¦ Marine | EMS (Elec/Elec) - Marine | 0.63199 | 1 | 0.01 | CBSA 2014 | -40.5615 | 2032 | 0.8 | N/A
COM-HVAC-63.82 | Com ¦ HVAC Energy Management System (Elec SC and Elec SH) - Marine ¦ SDG&E ¦ Marine | Com ¦ HVAC Energy Management System (Elec SC and Elec SH) - Marine | SDG&E ¦ Marine | SDG&E | All | Electric | No EMS System | Efficient | 0 | Conventional | HVAC | Com - Retail | Com | RET and NEW | 0 | 1000 sqft2 of floor space | ton | 15 | DEER:HVAC_Split-Package_AC | 1231.608 | 0.3453 | 0 | Based on density weighted DEER Baseline and % savings from Monitoring Based Commissioning: Benchmarking Analysis of 24 UC/CSU/IOU Projects (Mills, Mathew) April 2009 | 284.4288 | 2020 | 0 | 158.3288 | 2020 | 0 | 0 | Monitoring Based Commissioning: Benchmarking Analysis of 24 UC/CSU/IOU Projects (Mills, Mathew) April 2009; Equipment to Labor Split based on HVAC Equipment from Itron MCS WO098 | EMS (Elec/Elec) - Marine ¦ SDG&E ¦ Marine | EMS (Elec/Elec) - Marine | 0.57267 | 1 | 0.24 | CBSA 2014 | -118.615 | 2032 | 0.8 | N/A
COM-HVAC-63.83 | Com ¦ HVAC Energy Management System (Elec SC and Elec SH) - Marine ¦ SDG&E ¦ Marine | Com ¦ HVAC Energy Management System (Elec SC and Elec SH) - Marine | SDG&E ¦ Marine | SDG&E | All | Electric | No EMS System | Efficient | 0 | Conventional | HVAC | Com - School | Com | RET and NEW | 0 | 1000 sqft2 of floor space | ton | 15 | DEER:HVAC_Split-Package_AC | 954.0702 | 0.2457 | 0 | Based on density weighted DEER Baseline and % savings from Monitoring Based Commissioning: Benchmarking Analysis of 24 UC/CSU/IOU Projects (Mills, Mathew) April 2009 | 284.4288 | 2020 | 0 | 158.3288 | 2020 | 0 | 0 | Monitoring Based Commissioning: Benchmarking Analysis of 24 UC/CSU/IOU Projects (Mills, Mathew) April 2009; Equipment to Labor Split based on HVAC Equipment from Itron MCS WO099 | EMS (Elec/Elec) - Marine ¦ SDG&E ¦ Marine | EMS (Elec/Elec) - Marine | 1.0407 | 1 | 0.59 | CBSA 2014 | -52.4078 | 2032 | 0.8 | N/A
COM-HVAC-63.84 | Com ¦ HVAC Energy Management System (Elec SC and Elec SH) - Marine ¦ SDG&E ¦ Marine | Com ¦ HVAC Energy Management System (Elec SC and Elec SH) - Marine | SDG&E ¦ Marine | SDG&E | All | Electric | No EMS System | Efficient | 0 | Conventional | HVAC | Com - Warehouse | Com | RET and NEW | 0 | 1000 sqft2 of floor space | ton | 15 | DEER:HVAC_Split-Package_AC | 1088.4224 | 0.35214 | 0 | Based on density weighted DEER Baseline and % savings from Monitoring Based Commissioning: Benchmarking Analysis of 24 UC/CSU/IOU Projects (Mills, Mathew) April 2009 | 284.4288 | 2020 | 0 | 158.3288 | 2020 | 0 | 0 | Monitoring Based Commissioning: Benchmarking Analysis of 24 UC/CSU/IOU Projects (Mills, Mathew) April 2009; Equipment to Labor Split based on HVAC Equipment from Itron MCS WO100 | EMS (Elec/Elec) - Marine ¦ SDG&E ¦ Marine | EMS (Elec/Elec) - Marine | 0.078285 | 1 | 0.11 | CBSA 2014 | -80.9343 | 2032 | 0.8 | N/A
COM-HVAC-63.85 | Com ¦ HVAC Energy Management System (Elec SC and Elec SH) - Hot-Dry ¦ SDG&E ¦ Hot-Dry | Com ¦ HVAC Energy Management System (Elec SC and Elec SH) - Hot-Dry | SDG&E ¦ Hot-Dry | SDG&E | All | Electric | No EMS System | Efficient | 0 | Conventional | HVAC | Com - College | Com | RET and NEW | 0 | 1000 sqft2 of floor space | ton | 15 | DEER:HVAC_Split-Package_AC | 1083.2858 | 0.35075 | 0 | Based on density weighted DEER Baseline and % savings from Monitoring Based Commissioning: Benchmarking Analysis of 24 UC/CSU/IOU Projects (Mills, Mathew) April 2009 | 284.4288 | 2020 | 0 | 158.3288 | 2020 | 0 | 0 | Monitoring Based Commissioning: Benchmarking Analysis of 24 UC/CSU/IOU Projects (Mills, Mathew) April 2009; Equipment to Labor Split based on HVAC Equipment from Itron MCS WO101 | EMS (Elec/Elec) - Hot-Dry ¦ SDG&E ¦ Hot-Dry | EMS (Elec/Elec) - Hot-Dry | 0.78231 | 1 | 0.8 | CBSA 2014 | -36.8208 | 2032 | 0.8 | N/A
COM-HVAC-63.86 | Com ¦ HVAC Energy Management System (Elec SC and Elec SH) - Hot-Dry ¦ SDG&E ¦ Hot-Dry | Com ¦ HVAC Energy Management System (Elec SC and Elec SH) - Hot-Dry | SDG&E ¦ Hot-Dry | SDG&E | All | Electric | No EMS System | Efficient | 0 | Conventional | HVAC | Com - Grocery | Com | RET and NEW | 0 | 1000 sqft2 of floor space | ton | 15 | DEER:HVAC_Split-Package_AC | 1315.518 | 0.23223 | 0 | Based on density weighted DEER Baseline and % savings from Monitoring Based Commissioning: Benchmarking Analysis of 24 UC/CSU/IOU Projects (Mills, Mathew) April 2009 | 284.4288 | 2020 | 0 | 158.3288 | 2020 | 0 | 0 | Monitoring Based Commissioning: Benchmarking Analysis of 24 UC/CSU/IOU Projects (Mills, Mathew) April 2009; Equipment to Labor Split based on HVAC Equipment from Itron MCS WO102 | EMS (Elec/Elec) - Hot-Dry ¦ SDG&E ¦ Hot-Dry | EMS (Elec/Elec) - Hot-Dry | 0.58333 | 1 | 0.32 | CBSA 2014 | -28.9223 | 2032 | 0.8 | N/A
COM-HVAC-63.87 | Com ¦ HVAC Energy Management System (Elec SC and Elec SH) - Hot-Dry ¦ SDG&E ¦ Hot-Dry | Com ¦ HVAC Energy Management System (Elec SC and Elec SH) - Hot-Dry | SDG&E ¦ Hot-Dry | SDG&E | All | Electric | No EMS System | Efficient | 0 | Conventional | HVAC | Com - Health | Com | RET and NEW | 0 | 1000 sqft2 of floor space | ton | 15 | DEER:HVAC_Split-Package_AC | 1818.7087 | 0.33707 | 0 | Based on density weighted DEER Baseline and % savings from Monitoring Based Commissioning: Benchmarking Analysis of 24 UC/CSU/IOU Projects (Mills, Mathew) April 2009 | 284.4288 | 2020 | 0 | 158.3288 | 2020 | 0 | 0 | Monitoring Based Commissioning: Benchmarking Analysis of 24 UC/CSU/IOU Projects (Mills, Mathew) April 2009; Equipment to Labor Split based on HVAC Equipment from Itron MCS WO103 | EMS (Elec/Elec) - Hot-Dry ¦ SDG&E ¦ Hot-Dry | EMS (Elec/Elec) - Hot-Dry | 0.90383 | 1 | 0.56 | CBSA 2014 | -26.9562 | 2032 | 0.8 | N/A
COM-HVAC-63.88 | Com ¦ HVAC Energy Management System (Elec SC and Elec SH) - Hot-Dry ¦ SDG&E ¦ Hot-Dry | Com ¦ HVAC Energy Management System (Elec SC and Elec SH) - Hot-Dry | SDG&E ¦ Hot-Dry | SDG&E | All | Electric | No EMS System | Efficient | 0 | Conventional | HVAC | Com - Lodging | Com | RET and NEW | 0 | 1000 sqft2 of floor space | ton | 15 | DEER:HVAC_Split-Package_AC | 2203.3812 | 0.41681 | 0 | Based on density weighted DEER Baseline and % savings from Monitoring Based Commissioning: Benchmarking Analysis of 24 UC/CSU/IOU Projects (Mills, Mathew) April 2009 | 284.4288 | 2020 | 0 | 158.3288 | 2020 | 0 | 0 | Monitoring Based Commissioning: Benchmarking Analysis of 24 UC/CSU/IOU Projects (Mills, Mathew) April 2009; Equipment to Labor Split based on HVAC Equipment from Itron MCS WO104 | EMS (Elec/Elec) - Hot-Dry ¦ SDG&E ¦ Hot-Dry | EMS (Elec/Elec) - Hot-Dry | 0.51811 | 1 | 0.25 | CBSA 2014 | -121.1047 | 2032 | 0.8 | N/A
COM-HVAC-63.89 | Com ¦ HVAC Energy Management System (Elec SC and Elec SH) - Hot-Dry ¦ SDG&E ¦ Hot-Dry | Com ¦ HVAC Energy Management System (Elec SC and Elec SH) - Hot-Dry | SDG&E ¦ Hot-Dry | SDG&E | All | Electric | No EMS System | Efficient | 0 | Conventional | HVAC | Com - Office (Large) | Com | RET and NEW | 0 | 1000 sqft2 of floor space | ton | 15 | DEER:HVAC_Split-Package_AC | 1229.2911 | 0.3973 | 0 | Based on density weighted DEER Baseline and % savings from Monitoring Based Commissioning: Benchmarking Analysis of 24 UC/CSU/IOU Projects (Mills, Mathew) April 2009 | 284.4288 | 2020 | 0 | 158.3288 | 2020 | 0 | 0 | Monitoring Based Commissioning: Benchmarking Analysis of 24 UC/CSU/IOU Projects (Mills, Mathew) April 2009; Equipment to Labor Split based on HVAC Equipment from Itron MCS WO105 | EMS (Elec/Elec) - Hot-Dry ¦ SDG&E ¦ Hot-Dry | EMS (Elec/Elec) - Hot-Dry | 0.76998 | 1 | 0.5 | CBSA 2014 | -19.2497 | 2032 | 0.8 | N/A
COM-HVAC-63.90 | Com ¦ HVAC Energy Management System (Elec SC and Elec SH) - Hot-Dry ¦ SDG&E ¦ Hot-Dry | Com ¦ HVAC Energy Management System (Elec SC and Elec SH) - Hot-Dry | SDG&E ¦ Hot-Dry | SDG&E | All | Electric | No EMS System | Efficient | 0 | Conventional | HVAC | Com - Office (Small) | Com | RET and NEW | 0 | 1000 sqft2 of floor space | ton | 15 | DEER:HVAC_Split-Package_AC | 999.624 | 0.3353 | 0 | Based on density weighted DEER Baseline and % savings from Monitoring Based Commissioning: Benchmarking Analysis of 24 UC/CSU/IOU Projects (Mills, Mathew) April 2009 | 284.4288 | 2020 | 0 | 158.3288 | 2020 | 0 | 0 | Monitoring Based Commissioning: Benchmarking Analysis of 24 UC/CSU/IOU Projects (Mills, Mathew) April 2009; Equipment to Labor Split based on HVAC Equipment from Itron MCS WO106 | EMS (Elec/Elec) - Hot-Dry ¦ SDG&E ¦ Hot-Dry | EMS (Elec/Elec) - Hot-Dry | 0.94591 | 1 | 0.5 | CBSA 2014 | -26.0167 | 2032 | 0.8 | N/A
COM-HVAC-63.91 | Com ¦ HVAC Energy Management System (Elec SC and Elec SH) - Hot-Dry ¦ SDG&E ¦ Hot-Dry | Com ¦ HVAC Energy Management System (Elec SC and Elec SH) - Hot-Dry | SDG&E ¦ Hot-Dry | SDG&E | All | Electric | No EMS System | Efficient | 0 | Conventional | HVAC | Com - Other | Com | RET and NEW | 0 | 1000 sqft2 of floor space | ton | 15 | DEER:HVAC_Split-Package_AC | 1463.4552 | 0.30773 | 0 | Based on density weighted DEER Baseline and % savings from Monitoring Based Commissioning: Benchmarking Analysis of 24 UC/CSU/IOU Projects (Mills, Mathew) April 2009 | 284.4288 | 2020 | 0 | 158.3288 | 2020 | 0 | 0 | Monitoring Based Commissioning: Benchmarking Analysis of 24 UC/CSU/IOU Projects (Mills, Mathew) April 2009; Equipment to Labor Split based on HVAC Equipment from Itron MCS WO107 | EMS (Elec/Elec) - Hot-Dry ¦ SDG&E ¦ Hot-Dry | EMS (Elec/Elec) - Hot-Dry | 0.19335 | 1 | 0.35 | CBSA 2014 | -85.8065 | 2032 | 0.8 | N/A
COM-HVAC-63.92 | Com ¦ HVAC Energy Management System (Elec SC and Elec SH) - Hot-Dry ¦ SDG&E ¦ Hot-Dry | Com ¦ HVAC Energy Management System (Elec SC and Elec SH) - Hot-Dry | SDG&E ¦ Hot-Dry | SDG&E | All | Electric | No EMS System | Efficient | 0 | Conventional | HVAC | Com - Refrig. Warehouse | Com | RET and NEW | 0 | 1000 sqft2 of floor space | ton | 15 | DEER:HVAC_Split-Package_AC | 0 | 0 | 0 | Based on density weighted DEER Baseline and % savings from Monitoring Based Commissioning: Benchmarking Analysis of 24 UC/CSU/IOU Projects (Mills, Mathew) April 2009 | 284.4288 | 2020 | 0 | 158.3288 | 2020 | 0 | 0 | Monitoring Based Commissioning: Benchmarking Analysis of 24 UC/CSU/IOU Projects (Mills, Mathew) April 2009; Equipment to Labor Split based on HVAC Equipment from Itron MCS WO108 | EMS (Elec/Elec) - Hot-Dry ¦ SDG&E ¦ Hot-Dry | EMS (Elec/Elec) - Hot-Dry | 0.00035588 | 1 | 0.11 | CBSA 2014 | 0 | 2032 | 0.8 | N/A
COM-HVAC-63.93 | Com ¦ HVAC Energy Management System (Elec SC and Elec SH) - Hot-Dry ¦ SDG&E ¦ Hot-Dry | Com ¦ HVAC Energy Management System (Elec SC and Elec SH) - Hot-Dry | SDG&E ¦ Hot-Dry | SDG&E | All | Electric | No EMS System | Efficient | 0 | Conventional | HVAC | Com - Restaurant | Com | RET and NEW | 0 | 1000 sqft2 of floor space | ton | 15 | DEER:HVAC_Split-Package_AC | 2004.4801 | 0.30737 | 0 | Based on density weighted DEER Baseline and % savings from Monitoring Based Commissioning: Benchmarking Analysis of 24 UC/CSU/IOU Projects (Mills, Mathew) April 2009 | 284.4288 | 2020 | 0 | 158.3288 | 2020 | 0 | 0 | Monitoring Based Commissioning: Benchmarking Analysis of 24 UC/CSU/IOU Projects (Mills, Mathew) April 2009; Equipment to Labor Split based on HVAC Equipment from Itron MCS WO109 | EMS (Elec/Elec) - Hot-Dry ¦ SDG&E ¦ Hot-Dry | EMS (Elec/Elec) - Hot-Dry | 0.63199 | 1 | 0.01 | CBSA 2014 | -40.8585 | 2032 | 0.8 | N/A
COM-HVAC-63.94 | Com ¦ HVAC Energy Management System (Elec SC and Elec SH) - Hot-Dry ¦ SDG&E ¦ Hot-Dry | Com ¦ HVAC Energy Management System (Elec SC and Elec SH) - Hot-Dry | SDG&E ¦ Hot-Dry | SDG&E | All | Electric | No EMS System | Efficient | 0 | Conventional | HVAC | Com - Retail | Com | RET and NEW | 0 | 1000 sqft2 of floor space | ton | 15 | DEER:HVAC_Split-Package_AC | 1236.2749 | 0.334 | 0 | Based on density weighted DEER Baseline and % savings from Monitoring Based Commissioning: Benchmarking Analysis of 24 UC/CSU/IOU Projects (Mills, Mathew) April 2009 | 284.4288 | 2020 | 0 | 158.3288 | 2020 | 0 | 0 | Monitoring Based Commissioning: Benchmarking Analysis of 24 UC/CSU/IOU Projects (Mills, Mathew) April 2009; Equipment to Labor Split based on HVAC Equipment from Itron MCS WO110 | EMS (Elec/Elec) - Hot-Dry ¦ SDG&E ¦ Hot-Dry | EMS (Elec/Elec) - Hot-Dry | 0.57267 | 1 | 0.24 | CBSA 2014 | -119.0645 | 2032 | 0.8 | N/A
COM-HVAC-63.95 | Com ¦ HVAC Energy Management System (Elec SC and Elec SH) - Hot-Dry ¦ SDG&E ¦ Hot-Dry | Com ¦ HVAC Energy Management System (Elec SC and Elec SH) - Hot-Dry | SDG&E ¦ Hot-Dry | SDG&E | All | Electric | No EMS System | Efficient | 0 | Conventional | HVAC | Com - School | Com | RET and NEW | 0 | 1000 sqft2 of floor space | ton | 15 | DEER:HVAC_Split-Package_AC | 963.9944 | 0.43473 | 0 | Based on density weighted DEER Baseline and % savings from Monitoring Based Commissioning: Benchmarking Analysis of 24 UC/CSU/IOU Projects (Mills, Mathew) April 2009 | 284.4288 | 2020 | 0 | 158.3288 | 2020 | 0 | 0 | Monitoring Based Commissioning: Benchmarking Analysis of 24 UC/CSU/IOU Projects (Mills, Mathew) April 2009; Equipment to Labor Split based on HVAC Equipment from Itron MCS WO111 | EMS (Elec/Elec) - Hot-Dry ¦ SDG&E ¦ Hot-Dry | EMS (Elec/Elec) - Hot-Dry | 1.0407 | 1 | 0.59 | CBSA 2014 | -52.9529 | 2032 | 0.8 | N/A
COM-HVAC-63.96 | Com ¦ HVAC Energy Management System (Elec SC and Elec SH) - Hot-Dry ¦ SDG&E ¦ Hot-Dry | Com ¦ HVAC Energy Management System (Elec SC and Elec SH) - Hot-Dry | SDG&E ¦ Hot-Dry | SDG&E | All | Electric | No EMS System | Efficient | 0 | Conventional | HVAC | Com - Warehouse | Com | RET and NEW | 0 | 1000 sqft2 of floor space | ton | 15 | DEER:HVAC_Split-Package_AC | 1094.4722 | 0.34009 | 0 | Based on density weighted DEER Baseline and % savings from Monitoring Based Commissioning: Benchmarking Analysis of 24 UC/CSU/IOU Projects (Mills, Mathew) April 2009 | 284.4288 | 2020 | 0 | 158.3288 | 2020 | 0 | 0 | Monitoring Based Commissioning: Benchmarking Analysis of 24 UC/CSU/IOU Projects (Mills, Mathew) April 2009; Equipment to Labor Split based on HVAC Equipment from Itron MCS WO112 | EMS (Elec/Elec) - Hot-Dry ¦ SDG&E ¦ Hot-Dry | EMS (Elec/Elec) - Hot-Dry | 0.078285 | 1 | 0.11 | CBSA 2014 | -81.3841 | 2032 | 0.8 | N/A
COM-HVAC-65.1 | Com ¦ Standard PTAC Controls - Marine ¦ PG&E ¦ Marine | Com ¦ Standard PTAC Controls - Marine | PG&E ¦ Marine | PG&E | All | Electric | Standard PTAC controls system | Average Existing and Code | 0 | Conventional | HVAC | Com - College | Com | RET and NEW | 0 | 1000 sqft2 of floor space | ton | 15 | DEER:HVAC_Split-Package_AC | 1589.1467 | 0.6885 | 0 | 2020 CPI & Inflation Esclators for Workpaper PGE3PHVC149 R2 | 0 | 2020 | 0 | 0 | 2020 | 0 | 0 | 2020 CPI & Inflation Esclators for Workpaper PGE3PHVC149 R2 | PTAC Controls - Marine ¦ PG&E ¦ Marine | PTAC Controls - Marine | 0.002327 | 1 | 0.98 | CBSA 2014 | -54.015 | 2012 | 0.6 | n/a
COM-HVAC-65.2 | Com ¦ Standard PTAC Controls - Marine ¦ PG&E ¦ Marine | Com ¦ Standard PTAC Controls - Marine | PG&E ¦ Marine | PG&E | All | Electric | Standard PTAC controls system | Average Existing and Code | 0 | Conventional | HVAC | Com - Grocery | Com | RET and NEW | 0 | 1000 sqft2 of floor space | ton | 15 | DEER:HVAC_Split-Package_AC | 943.9409 | 0.6885 | 0 | 2020 CPI & Inflation Esclators for Workpaper PGE3PHVC149 R2 | 0 | 2020 | 0 | 0 | 2020 | 0 | 0 | 2020 CPI & Inflation Esclators for Workpaper PGE3PHVC149 R2 | PTAC Controls - Marine ¦ PG&E ¦ Marine | PTAC Controls - Marine | 0.0052205 | 1 | 0.98 | CBSA 2014 | -20.753 | 2012 | 0.6 | n/a
COM-HVAC-65.3 | Com ¦ Standard PTAC Controls - Marine ¦ PG&E ¦ Marine | Com ¦ Standard PTAC Controls - Marine | PG&E ¦ Marine | PG&E | All | Electric | Standard PTAC controls system | Average Existing and Code | 0 | Conventional | HVAC | Com - Health | Com | RET and NEW | 0 | 1000 sqft2 of floor space | ton | 15 | DEER:HVAC_Split-Package_AC | 1590.7149 | 0.6885 | 0 | 2020 CPI & Inflation Esclators for Workpaper PGE3PHVC149 R2 | 0 | 2020 | 0 | 0 | 2020 | 0 | 0 | 2020 CPI & Inflation Esclators for Workpaper PGE3PHVC149 R2 | PTAC Controls - Marine ¦ PG&E ¦ Marine | PTAC Controls - Marine | 0.012744 | 1 | 0.98 | CBSA 2014 | -23.5769 | 2012 | 0.6 | n/a
COM-HVAC-65.4 | Com ¦ Standard PTAC Controls - Marine ¦ PG&E ¦ Marine | Com ¦ Standard PTAC Controls - Marine | PG&E ¦ Marine | PG&E | All | Electric | Standard PTAC controls system | Average Existing and Code | 0 | Conventional | HVAC | Com - Lodging | Com | RET and NEW | 0 | 1000 sqft2 of floor space | ton | 15 | DEER:HVAC_Split-Package_AC | 1463.9801 | 0.6885 | 0 | 2020 CPI & Inflation Esclators for Workpaper PGE3PHVC149 R2 | 0 | 2020 | 0 | 0 | 2020 | 0 | 0 | 2020 CPI & Inflation Esclators for Workpaper PGE3PHVC149 R2 | PTAC Controls - Marine ¦ PG&E ¦ Marine | PTAC Controls - Marine | 0.13038 | 1 | 0.98 | CBSA 2014 | -80.4649 | 2012 | 0.6 | n/a
COM-HVAC-65.5 | Com ¦ Standard PTAC Controls - Marine ¦ PG&E ¦ Marine | Com ¦ Standard PTAC Controls - Marine | PG&E ¦ Marine | PG&E | All | Electric | Standard PTAC controls system | Average Existing and Code | 0 | Conventional | HVAC | Com - Office (Large) | Com | RET and NEW | 0 | 1000 sqft2 of floor space | ton | 15 | DEER:HVAC_Split-Package_AC | 2475.1898 | 0.6885 | 0 | 2020 CPI & Inflation Esclators for Workpaper PGE3PHVC149 R2 | 0 | 2020 | 0 | 0 | 2020 | 0 | 0 | 2020 CPI & Inflation Esclators for Workpaper PGE3PHVC149 R2 | PTAC Controls - Marine ¦ PG&E ¦ Marine | PTAC Controls - Marine | 0.0070578 | 1 | 0.98 | CBSA 2014 | -38.7595 | 2012 | 0.6 | n/a
COM-HVAC-65.6 | Com ¦ Standard PTAC Controls - Marine ¦ PG&E ¦ Marine | Com ¦ Standard PTAC Controls - Marine | PG&E ¦ Marine | PG&E | All | Electric | Standard PTAC controls system | Average Existing and Code | 0 | Conventional | HVAC | Com - Office (Small) | Com | RET and NEW | 0 | 1000 sqft2 of floor space | ton | 15 | DEER:HVAC_Split-Package_AC | 1592.224 | 0.6885 | 0 | 2020 CPI & Inflation Esclators for Workpaper PGE3PHVC149 R2 | 0 | 2020 | 0 | 0 | 2020 | 0 | 0 | 2020 CPI & Inflation Esclators for Workpaper PGE3PHVC149 R2 | PTAC Controls - Marine ¦ PG&E ¦ Marine | PTAC Controls - Marine | 0.013823 | 1 | 0.98 | CBSA 2014 | -41.44 | 2012 | 0.6 | n/a
COM-HVAC-65.7 | Com ¦ Standard PTAC Controls - Marine ¦ PG&E ¦ Marine | Com ¦ Standard PTAC Controls - Marine | PG&E ¦ Marine | PG&E | All | Electric | Standard PTAC controls system | Average Existing and Code | 0 | Conventional | HVAC | Com - Other | Com | RET and NEW | 0 | 1000 sqft2 of floor space | ton | 15 | DEER:HVAC_Split-Package_AC | 1625.607 | 0.6885 | 0 | 2020 CPI & Inflation Esclators for Workpaper PGE3PHVC149 R2 | 0 | 2020 | 0 | 0 | 2020 | 0 | 0 | 2020 CPI & Inflation Esclators for Workpaper PGE3PHVC149 R2 | PTAC Controls - Marine ¦ PG&E ¦ Marine | PTAC Controls - Marine | 0.0089263 | 1 | 0.98 | CBSA 2014 | -95.3139 | 2012 | 0.6 | n/a
COM-HVAC-65.8 | Com ¦ Standard PTAC Controls - Marine ¦ PG&E ¦ Marine | Com ¦ Standard PTAC Controls - Marine | PG&E ¦ Marine | PG&E | All | Electric | Standard PTAC controls system | Average Existing and Code | 0 | Conventional | HVAC | Com - Refrig. Warehouse | Com | RET and NEW | 0 | 1000 sqft2 of floor space | ton | 15 | DEER:HVAC_Split-Package_AC | 3133.9063 | 0.6885 | 0 | 2020 CPI & Inflation Esclators for Workpaper PGE3PHVC149 R2 | 0 | 2020 | 0 | 0 | 2020 | 0 | 0 | 2020 CPI & Inflation Esclators for Workpaper PGE3PHVC149 R2 | PTAC Controls - Marine ¦ PG&E ¦ Marine | PTAC Controls - Marine | 0.0022279 | 1 | 0.98 | CBSA 2014 | -67.2421 | 2012 | 0.6 | n/a
COM-HVAC-65.9 | Com ¦ Standard PTAC Controls - Marine ¦ PG&E ¦ Marine | Com ¦ Standard PTAC Controls - Marine | PG&E ¦ Marine | PG&E | All | Electric | Standard PTAC controls system | Average Existing and Code | 0 | Conventional | HVAC | Com - Restaurant | Com | RET and NEW | 0 | 1000 sqft2 of floor space | ton | 15 | DEER:HVAC_Split-Package_AC | 1084.8494 | 0.6885 | 0 | 2020 CPI & Inflation Esclators for Workpaper PGE3PHVC149 R2 | 0 | 2020 | 0 | 0 | 2020 | 0 | 0 | 2020 CPI & Inflation Esclators for Workpaper PGE3PHVC149 R2 | PTAC Controls - Marine ¦ PG&E ¦ Marine | PTAC Controls - Marine | 0.031788 | 1 | 0.98 | CBSA 2014 | -22.1131 | 2012 | 0.6 | n/a
COM-HVAC-65.10 | Com ¦ Standard PTAC Controls - Marine ¦ PG&E ¦ Marine | Com ¦ Standard PTAC Controls - Marine | PG&E ¦ Marine | PG&E | All | Electric | Standard PTAC controls system | Average Existing and Code | 0 | Conventional | HVAC | Com - Retail | Com | RET and NEW | 0 | 1000 sqft2 of floor space | ton | 15 | DEER:HVAC_Split-Package_AC | 900.5385 | 0.6885 | 0 | 2020 CPI & Inflation Esclators for Workpaper PGE3PHVC149 R2 | 0 | 2020 | 0 | 0 | 2020 | 0 | 0 | 2020 CPI & Inflation Esclators for Workpaper PGE3PHVC149 R2 | PTAC Controls - Marine ¦ PG&E ¦ Marine | PTAC Controls - Marine | 0.0060835 | 1 | 0.98 | CBSA 2014 | -86.73 | 2012 | 0.6 | n/a
COM-HVAC-65.11 | Com ¦ Standard PTAC Controls - Marine ¦ PG&E ¦ Marine | Com ¦ Standard PTAC Controls - Marine | PG&E ¦ Marine | PG&E | All | Electric | Standard PTAC controls system | Average Existing and Code | 0 | Conventional | HVAC | Com - School | Com | RET and NEW | 0 | 1000 sqft2 of floor space | ton | 15 | DEER:HVAC_Split-Package_AC | 752.929 | 0.6885 | 0 | 2020 CPI & Inflation Esclators for Workpaper PGE3PHVC149 R2 | 0 | 2020 | 0 | 0 | 2020 | 0 | 0 | 2020 CPI & Inflation Esclators for Workpaper PGE3PHVC149 R2 | PTAC Controls - Marine ¦ PG&E ¦ Marine | PTAC Controls - Marine | 0.0043708 | 1 | 0.98 | CBSA 2014 | -41.359 | 2012 | 0.6 | n/a
COM-HVAC-65.12 | Com ¦ Standard PTAC Controls - Marine ¦ PG&E ¦ Marine | Com ¦ Standard PTAC Controls - Marine | PG&E ¦ Marine | PG&E | All | Electric | Standard PTAC controls system | Average Existing and Code | 0 | Conventional | HVAC | Com - Warehouse | Com | RET and NEW | 0 | 1000 sqft2 of floor space | ton | 15 | DEER:HVAC_Split-Package_AC | 859.0102 | 0.6885 | 0 | 2020 CPI & Inflation Esclators for Workpaper PGE3PHVC149 R2 | 0 | 2020 | 0 | 0 | 2020 | 0 | 0 | 2020 CPI & Inflation Esclators for Workpaper PGE3PHVC149 R2 | PTAC Controls - Marine ¦ PG&E ¦ Marine | PTAC Controls - Marine | 0.0005331 | 1 | 0.98 | CBSA 2014 | -63.8754 | 2012 | 0.6 | n/a
COM-HVAC-65.13 | Com ¦ Standard PTAC Controls - Hot-Dry ¦ PG&E ¦ Hot-Dry | Com ¦ Standard PTAC Controls - Hot-Dry | PG&E ¦ Hot-Dry | PG&E | All | Electric | Standard PTAC controls system | Average Existing and Code | 0 | Conventional | HVAC | Com - College | Com | RET and NEW | 0 | 1000 sqft2 of floor space | ton | 15 | DEER:HVAC_Split-Package_AC | 1589.1467 | 0.6885 | 0 | 2020 CPI & Inflation Esclators for Workpaper PGE3PHVC149 R2 | 0 | 2020 | 0 | 0 | 2020 | 0 | 0 | 2020 CPI & Inflation Esclators for Workpaper PGE3PHVC149 R2 | PTAC Controls - Hot-Dry ¦ PG&E ¦ Hot-Dry | PTAC Controls - Hot-Dry | 0.002327 | 1 | 0.98 | CBSA 2014 | -54.015 | 2012 | 0.6 | n/a
COM-HVAC-65.14 | Com ¦ Standard PTAC Controls - Hot-Dry ¦ PG&E ¦ Hot-Dry | Com ¦ Standard PTAC Controls - Hot-Dry | PG&E ¦ Hot-Dry | PG&E | All | Electric | Standard PTAC controls system | Average Existing and Code | 0 | Conventional | HVAC | Com - Grocery | Com | RET and NEW | 0 | 1000 sqft2 of floor space | ton | 15 | DEER:HVAC_Split-Package_AC | 943.9409 | 0.6885 | 0 | 2020 CPI & Inflation Esclators for Workpaper PGE3PHVC149 R2 | 0 | 2020 | 0 | 0 | 2020 | 0 | 0 | 2020 CPI & Inflation Esclators for Workpaper PGE3PHVC149 R2 | PTAC Controls - Hot-Dry ¦ PG&E ¦ Hot-Dry | PTAC Controls - Hot-Dry | 0.0052205 | 1 | 0.98 | CBSA 2014 | -20.753 | 2012 | 0.6 | n/a
COM-HVAC-65.15 | Com ¦ Standard PTAC Controls - Hot-Dry ¦ PG&E ¦ Hot-Dry | Com ¦ Standard PTAC Controls - Hot-Dry | PG&E ¦ Hot-Dry | PG&E | All | Electric | Standard PTAC controls system | Average Existing and Code | 0 | Conventional | HVAC | Com - Health | Com | RET and NEW | 0 | 1000 sqft2 of floor space | ton | 15 | DEER:HVAC_Split-Package_AC | 1590.7149 | 0.6885 | 0 | 2020 CPI & Inflation Esclators for Workpaper PGE3PHVC149 R2 | 0 | 2020 | 0 | 0 | 2020 | 0 | 0 | 2020 CPI & Inflation Esclators for Workpaper PGE3PHVC149 R2 | PTAC Controls - Hot-Dry ¦ PG&E ¦ Hot-Dry | PTAC Controls - Hot-Dry | 0.012744 | 1 | 0.98 | CBSA 2014 | -23.5769 | 2012 | 0.6 | n/a
COM-HVAC-65.16 | Com ¦ Standard PTAC Controls - Hot-Dry ¦ PG&E ¦ Hot-Dry | Com ¦ Standard PTAC Controls - Hot-Dry | PG&E ¦ Hot-Dry | PG&E | All | Electric | Standard PTAC controls system | Average Existing and Code | 0 | Conventional | HVAC | Com - Lodging | Com | RET and NEW | 0 | 1000 sqft2 of floor space | ton | 15 | DEER:HVAC_Split-Package_AC | 1463.9801 | 0.6885 | 0 | 2020 CPI & Inflation Esclators for Workpaper PGE3PHVC149 R2 | 0 | 2020 | 0 | 0 | 2020 | 0 | 0 | 2020 CPI & Inflation Esclators for Workpaper PGE3PHVC149 R2 | PTAC Controls - Hot-Dry ¦ PG&E ¦ Hot-Dry | PTAC Controls - Hot-Dry | 0.13038 | 1 | 0.98 | CBSA 2014 | -80.4649 | 2012 | 0.6 | n/a
COM-HVAC-65.17 | Com ¦ Standard PTAC Controls - Hot-Dry ¦ PG&E ¦ Hot-Dry | Com ¦ Standard PTAC Controls - Hot-Dry | PG&E ¦ Hot-Dry | PG&E | All | Electric | Standard PTAC controls system | Average Existing and Code | 0 | Conventional | HVAC | Com - Office (Large) | Com | RET and NEW | 0 | 1000 sqft2 of floor space | ton | 15 | DEER:HVAC_Split-Package_AC | 2475.1898 | 0.6885 | 0 | 2020 CPI & Inflation Esclators for Workpaper PGE3PHVC149 R2 | 0 | 2020 | 0 | 0 | 2020 | 0 | 0 | 2020 CPI & Inflation Esclators for Workpaper PGE3PHVC149 R2 | PTAC Controls - Hot-Dry ¦ PG&E ¦ Hot-Dry | PTAC Controls - Hot-Dry | 0.0070578 | 1 | 0.98 | CBSA 2014 | -38.7595 | 2012 | 0.6 | n/a
COM-HVAC-65.18 | Com ¦ Standard PTAC Controls - Hot-Dry ¦ PG&E ¦ Hot-Dry | Com ¦ Standard PTAC Controls - Hot-Dry | PG&E ¦ Hot-Dry | PG&E | All | Electric | Standard PTAC controls system | Average Existing and Code | 0 | Conventional | HVAC | Com - Office (Small) | Com | RET and NEW | 0 | 1000 sqft2 of floor space | ton | 15 | DEER:HVAC_Split-Package_AC | 1592.224 | 0.6885 | 0 | 2020 CPI & Inflation Esclators for Workpaper PGE3PHVC149 R2 | 0 | 2020 | 0 | 0 | 2020 | 0 | 0 | 2020 CPI & Inflation Esclators for Workpaper PGE3PHVC149 R2 | PTAC Controls - Hot-Dry ¦ PG&E ¦ Hot-Dry | PTAC Controls - Hot-Dry | 0.013823 | 1 | 0.98 | CBSA 2014 | -41.44 | 2012 | 0.6 | n/a
COM-HVAC-65.19 | Com ¦ Standard PTAC Controls - Hot-Dry ¦ PG&E ¦ Hot-Dry | Com ¦ Standard PTAC Controls - Hot-Dry | PG&E ¦ Hot-Dry | PG&E | All | Electric | Standard PTAC controls system | Average Existing and Code | 0 | Conventional | HVAC | Com - Other | Com | RET and NEW | 0 | 1000 sqft2 of floor space | ton | 15 | DEER:HVAC_Split-Package_AC | 1625.607 | 0.6885 | 0 | 2020 CPI & Inflation Esclators for Workpaper PGE3PHVC149 R2 | 0 | 2020 | 0 | 0 | 2020 | 0 | 0 | 2020 CPI & Inflation Esclators for Workpaper PGE3PHVC149 R2 | PTAC Controls - Hot-Dry ¦ PG&E ¦ Hot-Dry | PTAC Controls - Hot-Dry | 0.0089263 | 1 | 0.98 | CBSA 2014 | -95.3139 | 2012 | 0.6 | n/a
COM-HVAC-65.20 | Com ¦ Standard PTAC Controls - Hot-Dry ¦ PG&E ¦ Hot-Dry | Com ¦ Standard PTAC Controls - Hot-Dry | PG&E ¦ Hot-Dry | PG&E | All | Electric | Standard PTAC controls system | Average Existing and Code | 0 | Conventional | HVAC | Com - Refrig. Warehouse | Com | RET and NEW | 0 | 1000 sqft2 of floor space | ton | 15 | DEER:HVAC_Split-Package_AC | 3133.9063 | 0.6885 | 0 | 2020 CPI & Inflation Esclators for Workpaper PGE3PHVC149 R2 | 0 | 2020 | 0 | 0 | 2020 | 0 | 0 | 2020 CPI & Inflation Esclators for Workpaper PGE3PHVC149 R2 | PTAC Controls - Hot-Dry ¦ PG&E ¦ Hot-Dry | PTAC Controls - Hot-Dry | 0.0022279 | 1 | 0.98 | CBSA 2014 | -67.2421 | 2012 | 0.6 | n/a
COM-HVAC-65.21 | Com ¦ Standard PTAC Controls - Hot-Dry ¦ PG&E ¦ Hot-Dry | Com ¦ Standard PTAC Controls - Hot-Dry | PG&E ¦ Hot-Dry | PG&E | All | Electric | Standard PTAC controls system | Average Existing and Code | 0 | Conventional | HVAC | Com - Restaurant | Com | RET and NEW | 0 | 1000 sqft2 of floor space | ton | 15 | DEER:HVAC_Split-Package_AC | 1084.8494 | 0.6885 | 0 | 2020 CPI & Inflation Esclators for Workpaper PGE3PHVC149 R2 | 0 | 2020 | 0 | 0 | 2020 | 0 | 0 | 2020 CPI & Inflation Esclators for Workpaper PGE3PHVC149 R2 | PTAC Controls - Hot-Dry ¦ PG&E ¦ Hot-Dry | PTAC Controls - Hot-Dry | 0.031788 | 1 | 0.98 | CBSA 2014 | -22.1131 | 2012 | 0.6 | n/a
COM-HVAC-65.22 | Com ¦ Standard PTAC Controls - Hot-Dry ¦ PG&E ¦ Hot-Dry | Com ¦ Standard PTAC Controls - Hot-Dry | PG&E ¦ Hot-Dry | PG&E | All | Electric | Standard PTAC controls system | Average Existing and Code | 0 | Conventional | HVAC | Com - Retail | Com | RET and NEW | 0 | 1000 sqft2 of floor space | ton | 15 | DEER:HVAC_Split-Package_AC | 900.5385 | 0.6885 | 0 | 2020 CPI & Inflation Esclators for Workpaper PGE3PHVC149 R2 | 0 | 2020 | 0 | 0 | 2020 | 0 | 0 | 2020 CPI & Inflation Esclators for Workpaper PGE3PHVC149 R2 | PTAC Controls - Hot-Dry ¦ PG&E ¦ Hot-Dry | PTAC Controls - Hot-Dry | 0.0060835 | 1 | 0.98 | CBSA 2014 | -86.73 | 2012 | 0.6 | n/a
COM-HVAC-65.23 | Com ¦ Standard PTAC Controls - Hot-Dry ¦ PG&E ¦ Hot-Dry | Com ¦ Standard PTAC Controls - Hot-Dry | PG&E ¦ Hot-Dry | PG&E | All | Electric | Standard PTAC controls system | Average Existing and Code | 0 | Conventional | HVAC | Com - School | Com | RET and NEW | 0 | 1000 sqft2 of floor space | ton | 15 | DEER:HVAC_Split-Package_AC | 752.929 | 0.6885 | 0 | 2020 CPI & Inflation Esclators for Workpaper PGE3PHVC149 R2 | 0 | 2020 | 0 | 0 | 2020 | 0 | 0 | 2020 CPI & Inflation Esclators for Workpaper PGE3PHVC149 R2 | PTAC Controls - Hot-Dry ¦ PG&E ¦ Hot-Dry | PTAC Controls - Hot-Dry | 0.0043708 | 1 | 0.98 | CBSA 2014 | -41.359 | 2012 | 0.6 | n/a
COM-HVAC-65.24 | Com ¦ Standard PTAC Controls - Hot-Dry ¦ PG&E ¦ Hot-Dry | Com ¦ Standard PTAC Controls - Hot-Dry | PG&E ¦ Hot-Dry | PG&E | All | Electric | Standard PTAC controls system | Average Existing and Code | 0 | Conventional | HVAC | Com - Warehouse | Com | RET and NEW | 0 | 1000 sqft2 of floor space | ton | 15 | DEER:HVAC_Split-Package_AC | 859.0102 | 0.6885 | 0 | 2020 CPI & Inflation Esclators for Workpaper PGE3PHVC149 R2 | 0 | 2020 | 0 | 0 | 2020 | 0 | 0 | 2020 CPI & Inflation Esclators for Workpaper PGE3PHVC149 R2 | PTAC Controls - Hot-Dry ¦ PG&E ¦ Hot-Dry | PTAC Controls - Hot-Dry | 0.0005331 | 1 | 0.98 | CBSA 2014 | -63.8754 | 2012 | 0.6 | n/a
COM-HVAC-65.25 | Com ¦ Standard PTAC Controls - Cold ¦ PG&E ¦ Cold | Com ¦ Standard PTAC Controls - Cold | PG&E ¦ Cold | PG&E | All | Electric | Standard PTAC controls system | Average Existing and Code | 0 | Conventional | HVAC | Com - College | Com | RET and NEW | 0 | 1000 sqft2 of floor space | ton | 15 | DEER:HVAC_Split-Package_AC | 1589.1467 | 0.6885 | 0 | 2020 CPI & Inflation Esclators for Workpaper PGE3PHVC149 R2 | 0 | 2020 | 0 | 0 | 2020 | 0 | 0 | 2020 CPI & Inflation Esclators for Workpaper PGE3PHVC149 R2 | PTAC Controls - Cold ¦ PG&E ¦ Cold | PTAC Controls - Cold | 0.002327 | 1 | 0.98 | CBSA 2014 | -54.015 | 2012 | 0.6 | n/a
COM-HVAC-65.26 | Com ¦ Standard PTAC Controls - Cold ¦ PG&E ¦ Cold | Com ¦ Standard PTAC Controls - Cold | PG&E ¦ Cold | PG&E | All | Electric | Standard PTAC controls system | Average Existing and Code | 0 | Conventional | HVAC | Com - Grocery | Com | RET and NEW | 0 | 1000 sqft2 of floor space | ton | 15 | DEER:HVAC_Split-Package_AC | 943.9409 | 0.6885 | 0 | 2020 CPI & Inflation Esclators for Workpaper PGE3PHVC149 R2 | 0 | 2020 | 0 | 0 | 2020 | 0 | 0 | 2020 CPI & Inflation Esclators for Workpaper PGE3PHVC149 R2 | PTAC Controls - Cold ¦ PG&E ¦ Cold | PTAC Controls - Cold | 0.0052205 | 1 | 0.98 | CBSA 2014 | -20.753 | 2012 | 0.6 | n/a
COM-HVAC-65.27 | Com ¦ Standard PTAC Controls - Cold ¦ PG&E ¦ Cold | Com ¦ Standard PTAC Controls - Cold | PG&E ¦ Cold | PG&E | All | Electric | Standard PTAC controls system | Average Existing and Code | 0 | Conventional | HVAC | Com - Health | Com | RET and NEW | 0 | 1000 sqft2 of floor space | ton | 15 | DEER:HVAC_Split-Package_AC | 1590.7149 | 0.6885 | 0 | 2020 CPI & Inflation Esclators for Workpaper PGE3PHVC149 R2 | 0 | 2020 | 0 | 0 | 2020 | 0 | 0 | 2020 CPI & Inflation Esclators for Workpaper PGE3PHVC149 R2 | PTAC Controls - Cold ¦ PG&E ¦ Cold | PTAC Controls - Cold | 0.012744 | 1 | 0.98 | CBSA 2014 | -23.5769 | 2012 | 0.6 | n/a
COM-HVAC-65.28 | Com ¦ Standard PTAC Controls - Cold ¦ PG&E ¦ Cold | Com ¦ Standard PTAC Controls - Cold | PG&E ¦ Cold | PG&E | All | Electric | Standard PTAC controls system | Average Existing and Code | 0 | Conventional | HVAC | Com - Lodging | Com | RET and NEW | 0 | 1000 sqft2 of floor space | ton | 15 | DEER:HVAC_Split-Package_AC | 1463.9801 | 0.6885 | 0 | 2020 CPI & Inflation Esclators for Workpaper PGE3PHVC149 R2 | 0 | 2020 | 0 | 0 | 2020 | 0 | 0 | 2020 CPI & Inflation Esclators for Workpaper PGE3PHVC149 R2 | PTAC Controls - Cold ¦ PG&E ¦ Cold | PTAC Controls - Cold | 0.13038 | 1 | 0.98 | CBSA 2014 | -80.4649 | 2012 | 0.6 | n/a
COM-HVAC-65.29 | Com ¦ Standard PTAC Controls - Cold ¦ PG&E ¦ Cold | Com ¦ Standard PTAC Controls - Cold | PG&E ¦ Cold | PG&E | All | Electric | Standard PTAC controls system | Average Existing and Code | 0 | Conventional | HVAC | Com - Office (Large) | Com | RET and NEW | 0 | 1000 sqft2 of floor space | ton | 15 | DEER:HVAC_Split-Package_AC | 2475.1898 | 0.6885 | 0 | 2020 CPI & Inflation Esclators for Workpaper PGE3PHVC149 R2 | 0 | 2020 | 0 | 0 | 2020 | 0 | 0 | 2020 CPI & Inflation Esclators for Workpaper PGE3PHVC149 R2 | PTAC Controls - Cold ¦ PG&E ¦ Cold | PTAC Controls - Cold | 0.0070578 | 1 | 0.98 | CBSA 2014 | -38.7595 | 2012 | 0.6 | n/a
COM-HVAC-65.30 | Com ¦ Standard PTAC Controls - Cold ¦ PG&E ¦ Cold | Com ¦ Standard PTAC Controls - Cold | PG&E ¦ Cold | PG&E | All | Electric | Standard PTAC controls system | Average Existing and Code | 0 | Conventional | HVAC | Com - Office (Small) | Com | RET and NEW | 0 | 1000 sqft2 of floor space | ton | 15 | DEER:HVAC_Split-Package_AC | 1592.224 | 0.6885 | 0 | 2020 CPI & Inflation Esclators for Workpaper PGE3PHVC149 R2 | 0 | 2020 | 0 | 0 | 2020 | 0 | 0 | 2020 CPI & Inflation Esclators for Workpaper PGE3PHVC149 R2 | PTAC Controls - Cold ¦ PG&E ¦ Cold | PTAC Controls - Cold | 0.013823 | 1 | 0.98 | CBSA 2014 | -41.44 | 2012 | 0.6 | n/a
COM-HVAC-65.31 | Com ¦ Standard PTAC Controls - Cold ¦ PG&E ¦ Cold | Com ¦ Standard PTAC Controls - Cold | PG&E ¦ Cold | PG&E | All | Electric | Standard PTAC controls system | Average Existing and Code | 0 | Conventional | HVAC | Com - Other | Com | RET and NEW | 0 | 1000 sqft2 of floor space | ton | 15 | DEER:HVAC_Split-Package_AC | 1625.607 | 0.6885 | 0 | 2020 CPI & Inflation Esclators for Workpaper PGE3PHVC149 R2 | 0 | 2020 | 0 | 0 | 2020 | 0 | 0 | 2020 CPI & Inflation Esclators for Workpaper PGE3PHVC149 R2 | PTAC Controls - Cold ¦ PG&E ¦ Cold | PTAC Controls - Cold | 0.0089263 | 1 | 0.98 | CBSA 2014 | -95.3139 | 2012 | 0.6 | n/a
COM-HVAC-65.32 | Com ¦ Standard PTAC Controls - Cold ¦ PG&E ¦ Cold | Com ¦ Standard PTAC Controls - Cold | PG&E ¦ Cold | PG&E | All | Electric | Standard PTAC controls system | Average Existing and Code | 0 | Conventional | HVAC | Com - Refrig. Warehouse | Com | RET and NEW | 0 | 1000 sqft2 of floor space | ton | 15 | DEER:HVAC_Split-Package_AC | 3133.9063 | 0.6885 | 0 | 2020 CPI & Inflation Esclators for Workpaper PGE3PHVC149 R2 | 0 | 2020 | 0 | 0 | 2020 | 0 | 0 | 2020 CPI & Inflation Esclators for Workpaper PGE3PHVC149 R2 | PTAC Controls - Cold ¦ PG&E ¦ Cold | PTAC Controls - Cold | 0.0022279 | 1 | 0.98 | CBSA 2014 | -67.2421 | 2012 | 0.6 | n/a
COM-HVAC-65.33 | Com ¦ Standard PTAC Controls - Cold ¦ PG&E ¦ Cold | Com ¦ Standard PTAC Controls - Cold | PG&E ¦ Cold | PG&E | All | Electric | Standard PTAC controls system | Average Existing and Code | 0 | Conventional | HVAC | Com - Restaurant | Com | RET and NEW | 0 | 1000 sqft2 of floor space | ton | 15 | DEER:HVAC_Split-Package_AC | 1084.8494 | 0.6885 | 0 | 2020 CPI & Inflation Esclators for Workpaper PGE3PHVC149 R2 | 0 | 2020 | 0 | 0 | 2020 | 0 | 0 | 2020 CPI & Inflation Esclators for Workpaper PGE3PHVC149 R2 | PTAC Controls - Cold ¦ PG&E ¦ Cold | PTAC Controls - Cold | 0.031788 | 1 | 0.98 | CBSA 2014 | -22.1131 | 2012 | 0.6 | n/a
COM-HVAC-65.34 | Com ¦ Standard PTAC Controls - Cold ¦ PG&E ¦ Cold | Com ¦ Standard PTAC Controls - Cold | PG&E ¦ Cold | PG&E | All | Electric | Standard PTAC controls system | Average Existing and Code | 0 | Conventional | HVAC | Com - Retail | Com | RET and NEW | 0 | 1000 sqft2 of floor space | ton | 15 | DEER:HVAC_Split-Package_AC | 900.5385 | 0.6885 | 0 | 2020 CPI & Inflation Esclators for Workpaper PGE3PHVC149 R2 | 0 | 2020 | 0 | 0 | 2020 | 0 | 0 | 2020 CPI & Inflation Esclators for Workpaper PGE3PHVC149 R2 | PTAC Controls - Cold ¦ PG&E ¦ Cold | PTAC Controls - Cold | 0.0060835 | 1 | 0.98 | CBSA 2014 | -86.73 | 2012 | 0.6 | n/a
COM-HVAC-65.35 | Com ¦ Standard PTAC Controls - Cold ¦ PG&E ¦ Cold | Com ¦ Standard PTAC Controls - Cold | PG&E ¦ Cold | PG&E | All | Electric | Standard PTAC controls system | Average Existing and Code | 0 | Conventional | HVAC | Com - School | Com | RET and NEW | 0 | 1000 sqft2 of floor space | ton | 15 | DEER:HVAC_Split-Package_AC | 752.929 | 0.6885 | 0 | 2020 CPI & Inflation Esclators for Workpaper PGE3PHVC149 R2 | 0 | 2020 | 0 | 0 | 2020 | 0 | 0 | 2020 CPI & Inflation Esclators for Workpaper PGE3PHVC149 R2 | PTAC Controls - Cold ¦ PG&E ¦ Cold | PTAC Controls - Cold | 0.0043708 | 1 | 0.98 | CBSA 2014 | -41.359 | 2012 | 0.6 | n/a
COM-HVAC-65.36 | Com ¦ Standard PTAC Controls - Cold ¦ PG&E ¦ Cold | Com ¦ Standard PTAC Controls - Cold | PG&E ¦ Cold | PG&E | All | Electric | Standard PTAC controls system | Average Existing and Code | 0 | Conventional | HVAC | Com - Warehouse | Com | RET and NEW | 0 | 1000 sqft2 of floor space | ton | 15 | DEER:HVAC_Split-Package_AC | 859.0102 | 0.6885 | 0 | 2020 CPI & Inflation Esclators for Workpaper PGE3PHVC149 R2 | 0 | 2020 | 0 | 0 | 2020 | 0 | 0 | 2020 CPI & Inflation Esclators for Workpaper PGE3PHVC149 R2 | PTAC Controls - Cold ¦ PG&E ¦ Cold | PTAC Controls - Cold | 0.0005331 | 1 | 0.98 | CBSA 2014 | -63.8754 | 2012 | 0.6 | n/a
COM-HVAC-65.37 | Com ¦ Standard PTAC Controls - Marine ¦ SCE ¦ Marine | Com ¦ Standard PTAC Controls - Marine | SCE ¦ Marine | SCE | All | Electric | Standard PTAC controls system | Average Existing and Code | 0 | Conventional | HVAC | Com - College | Com | RET and NEW | 0 | 1000 sqft2 of floor space | ton | 15 | DEER:HVAC_Split-Package_AC | 1765.7185 | 0.6885 | 0 | 2020 CPI & Inflation Esclators for Workpaper PGE3PHVC149 R2 | 0 | 2020 | 0 | 0 | 2020 | 0 | 0 | 2020 CPI & Inflation Esclators for Workpaper PGE3PHVC149 R2 | PTAC Controls - Marine ¦ SCE ¦ Marine | PTAC Controls - Marine | 0.002327 | 1 | 0.98 | CBSA 2014 | -60.0166 | 2012 | 0.6 | n/a
COM-HVAC-65.38 | Com ¦ Standard PTAC Controls - Marine ¦ SCE ¦ Marine | Com ¦ Standard PTAC Controls - Marine | SCE ¦ Marine | SCE | All | Electric | Standard PTAC controls system | Average Existing and Code | 0 | Conventional | HVAC | Com - Grocery | Com | RET and NEW | 0 | 1000 sqft2 of floor space | ton | 15 | DEER:HVAC_Split-Package_AC | 1667.5802 | 0.6885 | 0 | 2020 CPI & Inflation Esclators for Workpaper PGE3PHVC149 R2 | 0 | 2020 | 0 | 0 | 2020 | 0 | 0 | 2020 CPI & Inflation Esclators for Workpaper PGE3PHVC149 R2 | PTAC Controls - Marine ¦ SCE ¦ Marine | PTAC Controls - Marine | 0.0040653 | 1 | 0.98 | CBSA 2014 | -36.6626 | 2012 | 0.6 | n/a
COM-HVAC-65.39 | Com ¦ Standard PTAC Controls - Marine ¦ SCE ¦ Marine | Com ¦ Standard PTAC Controls - Marine | SCE ¦ Marine | SCE | All | Electric | Standard PTAC controls system | Average Existing and Code | 0 | Conventional | HVAC | Com - Health | Com | RET and NEW | 0 | 1000 sqft2 of floor space | ton | 15 | DEER:HVAC_Split-Package_AC | 1846.7546 | 0.6885 | 0 | 2020 CPI & Inflation Esclators for Workpaper PGE3PHVC149 R2 | 0 | 2020 | 0 | 0 | 2020 | 0 | 0 | 2020 CPI & Inflation Esclators for Workpaper PGE3PHVC149 R2 | PTAC Controls - Marine ¦ SCE ¦ Marine | PTAC Controls - Marine | 0.012744 | 1 | 0.98 | CBSA 2014 | -27.3718 | 2012 | 0.6 | n/a
COM-HVAC-65.40 | Com ¦ Standard PTAC Controls - Marine ¦ SCE ¦ Marine | Com ¦ Standard PTAC Controls - Marine | SCE ¦ Marine | SCE | All | Electric | Standard PTAC controls system | Average Existing and Code | 0 | Conventional | HVAC | Com - Lodging | Com | RET and NEW | 0 | 1000 sqft2 of floor space | ton | 15 | DEER:HVAC_Split-Package_AC | 2705.26 | 0.6885 | 0 | 2020 CPI & Inflation Esclators for Workpaper PGE3PHVC149 R2 | 0 | 2020 | 0 | 0 | 2020 | 0 | 0 | 2020 CPI & Inflation Esclators for Workpaper PGE3PHVC149 R2 | PTAC Controls - Marine ¦ SCE ¦ Marine | PTAC Controls - Marine | 0.026884 | 1 | 0.98 | CBSA 2014 | -148.6895 | 2012 | 0.6 | n/a
COM-HVAC-65.41 | Com ¦ Standard PTAC Controls - Marine ¦ SCE ¦ Marine | Com ¦ Standard PTAC Controls - Marine | SCE ¦ Marine | SCE | All | Electric | Standard PTAC controls system | Average Existing and Code | 0 | Conventional | HVAC | Com - Office (Large) | Com | RET and NEW | 0 | 1000 sqft2 of floor space | ton | 15 | DEER:HVAC_Split-Package_AC | 2696.4358 | 0.6885 | 0 | 2020 CPI & Inflation Esclators for Workpaper PGE3PHVC149 R2 | 0 | 2020 | 0 | 0 | 2020 | 0 | 0 | 2020 CPI & Inflation Esclators for Workpaper PGE3PHVC149 R2 | PTAC Controls - Marine ¦ SCE ¦ Marine | PTAC Controls - Marine | 0.0070578 | 1 | 0.98 | CBSA 2014 | -42.2241 | 2012 | 0.6 | n/a
COM-HVAC-65.42 | Com ¦ Standard PTAC Controls - Marine ¦ SCE ¦ Marine | Com ¦ Standard PTAC Controls - Marine | SCE ¦ Marine | SCE | All | Electric | Standard PTAC controls system | Average Existing and Code | 0 | Conventional | HVAC | Com - Office (Small) | Com | RET and NEW | 0 | 1000 sqft2 of floor space | ton | 15 | DEER:HVAC_Split-Package_AC | 1418.6929 | 0.6885 | 0 | 2020 CPI & Inflation Esclators for Workpaper PGE3PHVC149 R2 | 0 | 2020 | 0 | 0 | 2020 | 0 | 0 | 2020 CPI & Inflation Esclators for Workpaper PGE3PHVC149 R2 | PTAC Controls - Marine ¦ SCE ¦ Marine | PTAC Controls - Marine | 0.019894 | 1 | 0.98 | CBSA 2014 | -36.9236 | 2012 | 0.6 | n/a
COM-HVAC-65.43 | Com ¦ Standard PTAC Controls - Marine ¦ SCE ¦ Marine | Com ¦ Standard PTAC Controls - Marine | SCE ¦ Marine | SCE | All | Electric | Standard PTAC controls system | Average Existing and Code | 0 | Conventional | HVAC | Com - Other | Com | RET and NEW | 0 | 1000 sqft2 of floor space | ton | 15 | DEER:HVAC_Split-Package_AC | 1051.0141 | 0.6885 | 0 | 2020 CPI & Inflation Esclators for Workpaper PGE3PHVC149 R2 | 0 | 2020 | 0 | 0 | 2020 | 0 | 0 | 2020 CPI & Inflation Esclators for Workpaper PGE3PHVC149 R2 | PTAC Controls - Marine ¦ SCE ¦ Marine | PTAC Controls - Marine | 0.0037166 | 1 | 0.98 | CBSA 2014 | -61.6239 | 2012 | 0.6 | n/a
COM-HVAC-65.44 | Com ¦ Standard PTAC Controls - Marine ¦ SCE ¦ Marine | Com ¦ Standard PTAC Controls - Marine | SCE ¦ Marine | SCE | All | Electric | Standard PTAC controls system | Average Existing and Code | 0 | Conventional | HVAC | Com - Refrig. Warehouse | Com | RET and NEW | 0 | 1000 sqft2 of floor space | ton | 15 | DEER:HVAC_Split-Package_AC | 2452.6223 | 0.6885 | 0 | 2020 CPI & Inflation Esclators for Workpaper PGE3PHVC149 R2 | 0 | 2020 | 0 | 0 | 2020 | 0 | 0 | 2020 CPI & Inflation Esclators for Workpaper PGE3PHVC149 R2 | PTAC Controls - Marine ¦ SCE ¦ Marine | PTAC Controls - Marine | 0.0026148 | 1 | 0.98 | CBSA 2014 | -52.6243 | 2012 | 0.6 | n/a
COM-HVAC-65.45 | Com ¦ Standard PTAC Controls - Marine ¦ SCE ¦ Marine | Com ¦ Standard PTAC Controls - Marine | SCE ¦ Marine | SCE | All | Electric | Standard PTAC controls system | Average Existing and Code | 0 | Conventional | HVAC | Com - Restaurant | Com | RET and NEW | 0 | 1000 sqft2 of floor space | ton | 15 | DEER:HVAC_Split-Package_AC | 1948.7109 | 0.6885 | 0 | 2020 CPI & Inflation Esclators for Workpaper PGE3PHVC149 R2 | 0 | 2020 | 0 | 0 | 2020 | 0 | 0 | 2020 CPI & Inflation Esclators for Workpaper PGE3PHVC149 R2 | PTAC Controls - Marine ¦ SCE ¦ Marine | PTAC Controls - Marine | 0.031788 | 1 | 0.98 | CBSA 2014 | -39.7217 | 2012 | 0.6 | n/a
COM-HVAC-65.46 | Com ¦ Standard PTAC Controls - Marine ¦ SCE ¦ Marine | Com ¦ Standard PTAC Controls - Marine | SCE ¦ Marine | SCE | All | Electric | Standard PTAC controls system | Average Existing and Code | 0 | Conventional | HVAC | Com - Retail | Com | RET and NEW | 0 | 1000 sqft2 of floor space | ton | 15 | DEER:HVAC_Split-Package_AC | 1345.0104 | 0.6885 | 0 | 2020 CPI & Inflation Esclators for Workpaper PGE3PHVC149 R2 | 0 | 2020 | 0 | 0 | 2020 | 0 | 0 | 2020 CPI & Inflation Esclators for Workpaper PGE3PHVC149 R2 | PTAC Controls - Marine ¦ SCE ¦ Marine | PTAC Controls - Marine | 0.0060835 | 1 | 0.98 | CBSA 2014 | -129.5367 | 2012 | 0.6 | n/a
COM-HVAC-65.47 | Com ¦ Standard PTAC Controls - Marine ¦ SCE ¦ Marine | Com ¦ Standard PTAC Controls - Marine | SCE ¦ Marine | SCE | All | Electric | Standard PTAC controls system | Average Existing and Code | 0 | Conventional | HVAC | Com - School | Com | RET and NEW | 0 | 1000 sqft2 of floor space | ton | 15 | DEER:HVAC_Split-Package_AC | 1079.4204 | 0.6885 | 0 | 2020 CPI & Inflation Esclators for Workpaper PGE3PHVC149 R2 | 0 | 2020 | 0 | 0 | 2020 | 0 | 0 | 2020 CPI & Inflation Esclators for Workpaper PGE3PHVC149 R2 | PTAC Controls - Marine ¦ SCE ¦ Marine | PTAC Controls - Marine | 0.012039 | 1 | 0.98 | CBSA 2014 | -59.2934 | 2012 | 0.6 | n/a
COM-HVAC-65.48 | Com ¦ Standard PTAC Controls - Marine ¦ SCE ¦ Marine | Com ¦ Standard PTAC Controls - Marine | SCE ¦ Marine | SCE | All | Electric | Standard PTAC controls system | Average Existing and Code | 0 | Conventional | HVAC | Com - Warehouse | Com | RET and NEW | 0 | 1000 sqft2 of floor space | ton | 15 | DEER:HVAC_Split-Package_AC | 2345.9866 | 0.6885 | 0 | 2020 CPI & Inflation Esclators for Workpaper PGE3PHVC149 R2 | 0 | 2020 | 0 | 0 | 2020 | 0 | 0 | 2020 CPI & Inflation Esclators for Workpaper PGE3PHVC149 R2 | PTAC Controls - Marine ¦ SCE ¦ Marine | PTAC Controls - Marine | 0.0022349 | 1 | 0.98 | CBSA 2014 | -174.4458 | 2012 | 0.6 | n/a
COM-HVAC-65.49 | Com ¦ Standard PTAC Controls - Hot-Dry ¦ SCE ¦ Hot-Dry | Com ¦ Standard PTAC Controls - Hot-Dry | SCE ¦ Hot-Dry | SCE | All | Electric | Standard PTAC controls system | Average Existing and Code | 0 | Conventional | HVAC | Com - College | Com | RET and NEW | 0 | 1000 sqft2 of floor space | ton | 15 | DEER:HVAC_Split-Package_AC | 1765.7185 | 0.6885 | 0 | 2020 CPI & Inflation Esclators for Workpaper PGE3PHVC149 R2 | 0 | 2020 | 0 | 0 | 2020 | 0 | 0 | 2020 CPI & Inflation Esclators for Workpaper PGE3PHVC149 R2 | PTAC Controls - Hot-Dry ¦ SCE ¦ Hot-Dry | PTAC Controls - Hot-Dry | 0.002327 | 1 | 0.98 | CBSA 2014 | -60.0166 | 2012 | 0.6 | n/a
COM-HVAC-65.50 | Com ¦ Standard PTAC Controls - Hot-Dry ¦ SCE ¦ Hot-Dry | Com ¦ Standard PTAC Controls - Hot-Dry | SCE ¦ Hot-Dry | SCE | All | Electric | Standard PTAC controls system | Average Existing and Code | 0 | Conventional | HVAC | Com - Grocery | Com | RET and NEW | 0 | 1000 sqft2 of floor space | ton | 15 | DEER:HVAC_Split-Package_AC | 1667.5802 | 0.6885 | 0 | 2020 CPI & Inflation Esclators for Workpaper PGE3PHVC149 R2 | 0 | 2020 | 0 | 0 | 2020 | 0 | 0 | 2020 CPI & Inflation Esclators for Workpaper PGE3PHVC149 R2 | PTAC Controls - Hot-Dry ¦ SCE ¦ Hot-Dry | PTAC Controls - Hot-Dry | 0.0040653 | 1 | 0.98 | CBSA 2014 | -36.6626 | 2012 | 0.6 | n/a
COM-HVAC-65.51 | Com ¦ Standard PTAC Controls - Hot-Dry ¦ SCE ¦ Hot-Dry | Com ¦ Standard PTAC Controls - Hot-Dry | SCE ¦ Hot-Dry | SCE | All | Electric | Standard PTAC controls system | Average Existing and Code | 0 | Conventional | HVAC | Com - Health | Com | RET and NEW | 0 | 1000 sqft2 of floor space | ton | 15 | DEER:HVAC_Split-Package_AC | 1846.7546 | 0.6885 | 0 | 2020 CPI & Inflation Esclators for Workpaper PGE3PHVC149 R2 | 0 | 2020 | 0 | 0 | 2020 | 0 | 0 | 2020 CPI & Inflation Esclators for Workpaper PGE3PHVC149 R2 | PTAC Controls - Hot-Dry ¦ SCE ¦ Hot-Dry | PTAC Controls - Hot-Dry | 0.012744 | 1 | 0.98 | CBSA 2014 | -27.3718 | 2012 | 0.6 | n/a
COM-HVAC-65.52 | Com ¦ Standard PTAC Controls - Hot-Dry ¦ SCE ¦ Hot-Dry | Com ¦ Standard PTAC Controls - Hot-Dry | SCE ¦ Hot-Dry | SCE | All | Electric | Standard PTAC controls system | Average Existing and Code | 0 | Conventional | HVAC | Com - Lodging | Com | RET and NEW | 0 | 1000 sqft2 of floor space | ton | 15 | DEER:HVAC_Split-Package_AC | 2705.26 | 0.6885 | 0 | 2020 CPI & Inflation Esclators for Workpaper PGE3PHVC149 R2 | 0 | 2020 | 0 | 0 | 2020 | 0 | 0 | 2020 CPI & Inflation Esclators for Workpaper PGE3PHVC149 R2 | PTAC Controls - Hot-Dry ¦ SCE ¦ Hot-Dry | PTAC Controls - Hot-Dry | 0.026884 | 1 | 0.98 | CBSA 2014 | -148.6895 | 2012 | 0.6 | n/a
COM-HVAC-65.53 | Com ¦ Standard PTAC Controls - Hot-Dry ¦ SCE ¦ Hot-Dry | Com ¦ Standard PTAC Controls - Hot-Dry | SCE ¦ Hot-Dry | SCE | All | Electric | Standard PTAC controls system | Average Existing and Code | 0 | Conventional | HVAC | Com - Office (Large) | Com | RET and NEW | 0 | 1000 sqft2 of floor space | ton | 15 | DEER:HVAC_Split-Package_AC | 2696.4358 | 0.6885 | 0 | 2020 CPI & Inflation Esclators for Workpaper PGE3PHVC149 R2 | 0 | 2020 | 0 | 0 | 2020 | 0 | 0 | 2020 CPI & Inflation Esclators for Workpaper PGE3PHVC149 R2 | PTAC Controls - Hot-Dry ¦ SCE ¦ Hot-Dry | PTAC Controls - Hot-Dry | 0.0070578 | 1 | 0.98 | CBSA 2014 | -42.2241 | 2012 | 0.6 | n/a
COM-HVAC-65.54 | Com ¦ Standard PTAC Controls - Hot-Dry ¦ SCE ¦ Hot-Dry | Com ¦ Standard PTAC Controls - Hot-Dry | SCE ¦ Hot-Dry | SCE | All | Electric | Standard PTAC controls system | Average Existing and Code | 0 | Conventional | HVAC | Com - Office (Small) | Com | RET and NEW | 0 | 1000 sqft2 of floor space | ton | 15 | DEER:HVAC_Split-Package_AC | 1418.6929 | 0.6885 | 0 | 2020 CPI & Inflation Esclators for Workpaper PGE3PHVC149 R2 | 0 | 2020 | 0 | 0 | 2020 | 0 | 0 | 2020 CPI & Inflation Esclators for Workpaper PGE3PHVC149 R2 | PTAC Controls - Hot-Dry ¦ SCE ¦ Hot-Dry | PTAC Controls - Hot-Dry | 0.019894 | 1 | 0.98 | CBSA 2014 | -36.9236 | 2012 | 0.6 | n/a
COM-HVAC-65.55 | Com ¦ Standard PTAC Controls - Hot-Dry ¦ SCE ¦ Hot-Dry | Com ¦ Standard PTAC Controls - Hot-Dry | SCE ¦ Hot-Dry | SCE | All | Electric | Standard PTAC controls system | Average Existing and Code | 0 | Conventional | HVAC | Com - Other | Com | RET and NEW | 0 | 1000 sqft2 of floor space | ton | 15 | DEER:HVAC_Split-Package_AC | 1051.0141 | 0.6885 | 0 | 2020 CPI & Inflation Esclators for Workpaper PGE3PHVC149 R2 | 0 | 2020 | 0 | 0 | 2020 | 0 | 0 | 2020 CPI & Inflation Esclators for Workpaper PGE3PHVC149 R2 | PTAC Controls - Hot-Dry ¦ SCE ¦ Hot-Dry | PTAC Controls - Hot-Dry | 0.0037166 | 1 | 0.98 | CBSA 2014 | -61.6239 | 2012 | 0.6 | n/a
COM-HVAC-65.56 | Com ¦ Standard PTAC Controls - Hot-Dry ¦ SCE ¦ Hot-Dry | Com ¦ Standard PTAC Controls - Hot-Dry | SCE ¦ Hot-Dry | SCE | All | Electric | Standard PTAC controls system | Average Existing and Code | 0 | Conventional | HVAC | Com - Refrig. Warehouse | Com | RET and NEW | 0 | 1000 sqft2 of floor space | ton | 15 | DEER:HVAC_Split-Package_AC | 2452.6223 | 0.6885 | 0 | 2020 CPI & Inflation Esclators for Workpaper PGE3PHVC149 R2 | 0 | 2020 | 0 | 0 | 2020 | 0 | 0 | 2020 CPI & Inflation Esclators for Workpaper PGE3PHVC149 R2 | PTAC Controls - Hot-Dry ¦ SCE ¦ Hot-Dry | PTAC Controls - Hot-Dry | 0.0026148 | 1 | 0.98 | CBSA 2014 | -52.6243 | 2012 | 0.6 | n/a
COM-HVAC-65.57 | Com ¦ Standard PTAC Controls - Hot-Dry ¦ SCE ¦ Hot-Dry | Com ¦ Standard PTAC Controls - Hot-Dry | SCE ¦ Hot-Dry | SCE | All | Electric | Standard PTAC controls system | Average Existing and Code | 0 | Conventional | HVAC | Com - Restaurant | Com | RET and NEW | 0 | 1000 sqft2 of floor space | ton | 15 | DEER:HVAC_Split-Package_AC | 1948.7109 | 0.6885 | 0 | 2020 CPI & Inflation Esclators for Workpaper PGE3PHVC149 R2 | 0 | 2020 | 0 | 0 | 2020 | 0 | 0 | 2020 CPI & Inflation Esclators for Workpaper PGE3PHVC149 R2 | PTAC Controls - Hot-Dry ¦ SCE ¦ Hot-Dry | PTAC Controls - Hot-Dry | 0.031788 | 1 | 0.98 | CBSA 2014 | -39.7217 | 2012 | 0.6 | n/a
COM-HVAC-65.58 | Com ¦ Standard PTAC Controls - Hot-Dry ¦ SCE ¦ Hot-Dry | Com ¦ Standard PTAC Controls - Hot-Dry | SCE ¦ Hot-Dry | SCE | All | Electric | Standard PTAC controls system | Average Existing and Code | 0 | Conventional | HVAC | Com - Retail | Com | RET and NEW | 0 | 1000 sqft2 of floor space | ton | 15 | DEER:HVAC_Split-Package_AC | 1345.0104 | 0.6885 | 0 | 2020 CPI & Inflation Esclators for Workpaper PGE3PHVC149 R2 | 0 | 2020 | 0 | 0 | 2020 | 0 | 0 | 2020 CPI & Inflation Esclators for Workpaper PGE3PHVC149 R2 | PTAC Controls - Hot-Dry ¦ SCE ¦ Hot-Dry | PTAC Controls - Hot-Dry | 0.0060835 | 1 | 0.98 | CBSA 2014 | -129.5367 | 2012 | 0.6 | n/a
COM-HVAC-65.59 | Com ¦ Standard PTAC Controls - Hot-Dry ¦ SCE ¦ Hot-Dry | Com ¦ Standard PTAC Controls - Hot-Dry | SCE ¦ Hot-Dry | SCE | All | Electric | Standard PTAC controls system | Average Existing and Code | 0 | Conventional | HVAC | Com - School | Com | RET and NEW | 0 | 1000 sqft2 of floor space | ton | 15 | DEER:HVAC_Split-Package_AC | 1079.4204 | 0.6885 | 0 | 2020 CPI & Inflation Esclators for Workpaper PGE3PHVC149 R2 | 0 | 2020 | 0 | 0 | 2020 | 0 | 0 | 2020 CPI & Inflation Esclators for Workpaper PGE3PHVC149 R2 | PTAC Controls - Hot-Dry ¦ SCE ¦ Hot-Dry | PTAC Controls - Hot-Dry | 0.012039 | 1 | 0.98 | CBSA 2014 | -59.2934 | 2012 | 0.6 | n/a
COM-HVAC-65.60 | Com ¦ Standard PTAC Controls - Hot-Dry ¦ SCE ¦ Hot-Dry | Com ¦ Standard PTAC Controls - Hot-Dry | SCE ¦ Hot-Dry | SCE | All | Electric | Standard PTAC controls system | Average Existing and Code | 0 | Conventional | HVAC | Com - Warehouse | Com | RET and NEW | 0 | 1000 sqft2 of floor space | ton | 15 | DEER:HVAC_Split-Package_AC | 2345.9866 | 0.6885 | 0 | 2020 CPI & Inflation Esclators for Workpaper PGE3PHVC149 R2 | 0 | 2020 | 0 | 0 | 2020 | 0 | 0 | 2020 CPI & Inflation Esclators for Workpaper PGE3PHVC149 R2 | PTAC Controls - Hot-Dry ¦ SCE ¦ Hot-Dry | PTAC Controls - Hot-Dry | 0.0022349 | 1 | 0.98 | CBSA 2014 | -174.4458 | 2012 | 0.6 | n/a
COM-HVAC-65.61 | Com ¦ Standard PTAC Controls - Cold ¦ SCE ¦ Cold | Com ¦ Standard PTAC Controls - Cold | SCE ¦ Cold | SCE | All | Electric | Standard PTAC controls system | Average Existing and Code | 0 | Conventional | HVAC | Com - College | Com | RET and NEW | 0 | 1000 sqft2 of floor space | ton | 15 | DEER:HVAC_Split-Package_AC | 1765.7185 | 0.6885 | 0 | 2020 CPI & Inflation Esclators for Workpaper PGE3PHVC149 R2 | 0 | 2020 | 0 | 0 | 2020 | 0 | 0 | 2020 CPI & Inflation Esclators for Workpaper PGE3PHVC149 R2 | PTAC Controls - Cold ¦ SCE ¦ Cold | PTAC Controls - Cold | 0.002327 | 1 | 0.98 | CBSA 2014 | -60.0166 | 2012 | 0.6 | n/a
COM-HVAC-65.62 | Com ¦ Standard PTAC Controls - Cold ¦ SCE ¦ Cold | Com ¦ Standard PTAC Controls - Cold | SCE ¦ Cold | SCE | All | Electric | Standard PTAC controls system | Average Existing and Code | 0 | Conventional | HVAC | Com - Grocery | Com | RET and NEW | 0 | 1000 sqft2 of floor space | ton | 15 | DEER:HVAC_Split-Package_AC | 1667.5802 | 0.6885 | 0 | 2020 CPI & Inflation Esclators for Workpaper PGE3PHVC149 R2 | 0 | 2020 | 0 | 0 | 2020 | 0 | 0 | 2020 CPI & Inflation Esclators for Workpaper PGE3PHVC149 R2 | PTAC Controls - Cold ¦ SCE ¦ Cold | PTAC Controls - Cold | 0.0040653 | 1 | 0.98 | CBSA 2014 | -36.6626 | 2012 | 0.6 | n/a
COM-HVAC-65.63 | Com ¦ Standard PTAC Controls - Cold ¦ SCE ¦ Cold | Com ¦ Standard PTAC Controls - Cold | SCE ¦ Cold | SCE | All | Electric | Standard PTAC controls system | Average Existing and Code | 0 | Conventional | HVAC | Com - Health | Com | RET and NEW | 0 | 1000 sqft2 of floor space | ton | 15 | DEER:HVAC_Split-Package_AC | 1846.7546 | 0.6885 | 0 | 2020 CPI & Inflation Esclators for Workpaper PGE3PHVC149 R2 | 0 | 2020 | 0 | 0 | 2020 | 0 | 0 | 2020 CPI & Inflation Esclators for Workpaper PGE3PHVC149 R2 | PTAC Controls - Cold ¦ SCE ¦ Cold | PTAC Controls - Cold | 0.012744 | 1 | 0.98 | CBSA 2014 | -27.3718 | 2012 | 0.6 | n/a
COM-HVAC-65.64 | Com ¦ Standard PTAC Controls - Cold ¦ SCE ¦ Cold | Com ¦ Standard PTAC Controls - Cold | SCE ¦ Cold | SCE | All | Electric | Standard PTAC controls system | Average Existing and Code | 0 | Conventional | HVAC | Com - Lodging | Com | RET and NEW | 0 | 1000 sqft2 of floor space | ton | 15 | DEER:HVAC_Split-Package_AC | 2705.26 | 0.6885 | 0 | 2020 CPI & Inflation Esclators for Workpaper PGE3PHVC149 R2 | 0 | 2020 | 0 | 0 | 2020 | 0 | 0 | 2020 CPI & Inflation Esclators for Workpaper PGE3PHVC149 R2 | PTAC Controls - Cold ¦ SCE ¦ Cold | PTAC Controls - Cold | 0.026884 | 1 | 0.98 | CBSA 2014 | -148.6895 | 2012 | 0.6 | n/a
COM-HVAC-65.65 | Com ¦ Standard PTAC Controls - Cold ¦ SCE ¦ Cold | Com ¦ Standard PTAC Controls - Cold | SCE ¦ Cold | SCE | All | Electric | Standard PTAC controls system | Average Existing and Code | 0 | Conventional | HVAC | Com - Office (Large) | Com | RET and NEW | 0 | 1000 sqft2 of floor space | ton | 15 | DEER:HVAC_Split-Package_AC | 2696.4358 | 0.6885 | 0 | 2020 CPI & Inflation Esclators for Workpaper PGE3PHVC149 R2 | 0 | 2020 | 0 | 0 | 2020 | 0 | 0 | 2020 CPI & Inflation Esclators for Workpaper PGE3PHVC149 R2 | PTAC Controls - Cold ¦ SCE ¦ Cold | PTAC Controls - Cold | 0.0070578 | 1 | 0.98 | CBSA 2014 | -42.2241 | 2012 | 0.6 | n/a
COM-HVAC-65.66 | Com ¦ Standard PTAC Controls - Cold ¦ SCE ¦ Cold | Com ¦ Standard PTAC Controls - Cold | SCE ¦ Cold | SCE | All | Electric | Standard PTAC controls system | Average Existing and Code | 0 | Conventional | HVAC | Com - Office (Small) | Com | RET and NEW | 0 | 1000 sqft2 of floor space | ton | 15 | DEER:HVAC_Split-Package_AC | 1418.6929 | 0.6885 | 0 | 2020 CPI & Inflation Esclators for Workpaper PGE3PHVC149 R2 | 0 | 2020 | 0 | 0 | 2020 | 0 | 0 | 2020 CPI & Inflation Esclators for Workpaper PGE3PHVC149 R2 | PTAC Controls - Cold ¦ SCE ¦ Cold | PTAC Controls - Cold | 0.019894 | 1 | 0.98 | CBSA 2014 | -36.9236 | 2012 | 0.6 | n/a
COM-HVAC-65.67 | Com ¦ Standard PTAC Controls - Cold ¦ SCE ¦ Cold | Com ¦ Standard PTAC Controls - Cold | SCE ¦ Cold | SCE | All | Electric | Standard PTAC controls system | Average Existing and Code | 0 | Conventional | HVAC | Com - Other | Com | RET and NEW | 0 | 1000 sqft2 of floor space | ton | 15 | DEER:HVAC_Split-Package_AC | 1051.0141 | 0.6885 | 0 | 2020 CPI & Inflation Esclators for Workpaper PGE3PHVC149 R2 | 0 | 2020 | 0 | 0 | 2020 | 0 | 0 | 2020 CPI & Inflation Esclators for Workpaper PGE3PHVC149 R2 | PTAC Controls - Cold ¦ SCE ¦ Cold | PTAC Controls - Cold | 0.0037166 | 1 | 0.98 | CBSA 2014 | -61.6239 | 2012 | 0.6 | n/a
COM-HVAC-65.68 | Com ¦ Standard PTAC Controls - Cold ¦ SCE ¦ Cold | Com ¦ Standard PTAC Controls - Cold | SCE ¦ Cold | SCE | All | Electric | Standard PTAC controls system | Average Existing and Code | 0 | Conventional | HVAC | Com - Refrig. Warehouse | Com | RET and NEW | 0 | 1000 sqft2 of floor space | ton | 15 | DEER:HVAC_Split-Package_AC | 2452.6223 | 0.6885 | 0 | 2020 CPI & Inflation Esclators for Workpaper PGE3PHVC149 R2 | 0 | 2020 | 0 | 0 | 2020 | 0 | 0 | 2020 CPI & Inflation Esclators for Workpaper PGE3PHVC149 R2 | PTAC Controls - Cold ¦ SCE ¦ Cold | PTAC Controls - Cold | 0.0026148 | 1 | 0.98 | CBSA 2014 | -52.6243 | 2012 | 0.6 | n/a
COM-HVAC-65.69 | Com ¦ Standard PTAC Controls - Cold ¦ SCE ¦ Cold | Com ¦ Standard PTAC Controls - Cold | SCE ¦ Cold | SCE | All | Electric | Standard PTAC controls system | Average Existing and Code | 0 | Conventional | HVAC | Com - Restaurant | Com | RET and NEW | 0 | 1000 sqft2 of floor space | ton | 15 | DEER:HVAC_Split-Package_AC | 1948.7109 | 0.6885 | 0 | 2020 CPI & Inflation Esclators for Workpaper PGE3PHVC149 R2 | 0 | 2020 | 0 | 0 | 2020 | 0 | 0 | 2020 CPI & Inflation Esclators for Workpaper PGE3PHVC149 R2 | PTAC Controls - Cold ¦ SCE ¦ Cold | PTAC Controls - Cold | 0.031788 | 1 | 0.98 | CBSA 2014 | -39.7217 | 2012 | 0.6 | n/a
COM-HVAC-65.70 | Com ¦ Standard PTAC Controls - Cold ¦ SCE ¦ Cold | Com ¦ Standard PTAC Controls - Cold | SCE ¦ Cold | SCE | All | Electric | Standard PTAC controls system | Average Existing and Code | 0 | Conventional | HVAC | Com - Retail | Com | RET and NEW | 0 | 1000 sqft2 of floor space | ton | 15 | DEER:HVAC_Split-Package_AC | 1345.0104 | 0.6885 | 0 | 2020 CPI & Inflation Esclators for Workpaper PGE3PHVC149 R2 | 0 | 2020 | 0 | 0 | 2020 | 0 | 0 | 2020 CPI & Inflation Esclators for Workpaper PGE3PHVC149 R2 | PTAC Controls - Cold ¦ SCE ¦ Cold | PTAC Controls - Cold | 0.0060835 | 1 | 0.98 | CBSA 2014 | -129.5367 | 2012 | 0.6 | n/a
COM-HVAC-65.71 | Com ¦ Standard PTAC Controls - Cold ¦ SCE ¦ Cold | Com ¦ Standard PTAC Controls - Cold | SCE ¦ Cold | SCE | All | Electric | Standard PTAC controls system | Average Existing and Code | 0 | Conventional | HVAC | Com - School | Com | RET and NEW | 0 | 1000 sqft2 of floor space | ton | 15 | DEER:HVAC_Split-Package_AC | 1079.4204 | 0.6885 | 0 | 2020 CPI & Inflation Esclators for Workpaper PGE3PHVC149 R2 | 0 | 2020 | 0 | 0 | 2020 | 0 | 0 | 2020 CPI & Inflation Esclators for Workpaper PGE3PHVC149 R2 | PTAC Controls - Cold ¦ SCE ¦ Cold | PTAC Controls - Cold | 0.012039 | 1 | 0.98 | CBSA 2014 | -59.2934 | 2012 | 0.6 | n/a
COM-HVAC-65.72 | Com ¦ Standard PTAC Controls - Cold ¦ SCE ¦ Cold | Com ¦ Standard PTAC Controls - Cold | SCE ¦ Cold | SCE | All | Electric | Standard PTAC controls system | Average Existing and Code | 0 | Conventional | HVAC | Com - Warehouse | Com | RET and NEW | 0 | 1000 sqft2 of floor space | ton | 15 | DEER:HVAC_Split-Package_AC | 2345.9866 | 0.6885 | 0 | 2020 CPI & Inflation Esclators for Workpaper PGE3PHVC149 R2 | 0 | 2020 | 0 | 0 | 2020 | 0 | 0 | 2020 CPI & Inflation Esclators for Workpaper PGE3PHVC149 R2 | PTAC Controls - Cold ¦ SCE ¦ Cold | PTAC Controls - Cold | 0.0022349 | 1 | 0.98 | CBSA 2014 | -174.4458 | 2012 | 0.6 | n/a
COM-HVAC-65.73 | Com ¦ Standard PTAC Controls - Marine ¦ SDG&E ¦ Marine | Com ¦ Standard PTAC Controls - Marine | SDG&E ¦ Marine | SDG&E | All | Electric | Standard PTAC controls system | Average Existing and Code | 0 | Conventional | HVAC | Com - College | Com | RET and NEW | 0 | 1000 sqft2 of floor space | ton | 15 | DEER:HVAC_Split-Package_AC | 1319.2916 | 0.6885 | 0 | 2020 CPI & Inflation Esclators for Workpaper PGE3PHVC149 R2 | 0 | 2020 | 0 | 0 | 2020 | 0 | 0 | 2020 CPI & Inflation Esclators for Workpaper PGE3PHVC149 R2 | PTAC Controls - Marine ¦ SDG&E ¦ Marine | PTAC Controls - Marine | 0.002327 | 1 | 0.98 | CBSA 2014 | -44.8426 | 2012 | 0.6 | n/a
COM-HVAC-65.74 | Com ¦ Standard PTAC Controls - Marine ¦ SDG&E ¦ Marine | Com ¦ Standard PTAC Controls - Marine | SDG&E ¦ Marine | SDG&E | All | Electric | Standard PTAC controls system | Average Existing and Code | 0 | Conventional | HVAC | Com - Grocery | Com | RET and NEW | 0 | 1000 sqft2 of floor space | ton | 15 | DEER:HVAC_Split-Package_AC | 1178.8319 | 0.6885 | 0 | 2020 CPI & Inflation Esclators for Workpaper PGE3PHVC149 R2 | 0 | 2020 | 0 | 0 | 2020 | 0 | 0 | 2020 CPI & Inflation Esclators for Workpaper PGE3PHVC149 R2 | PTAC Controls - Marine ¦ SDG&E ¦ Marine | PTAC Controls - Marine | 0.0042596 | 1 | 0.98 | CBSA 2014 | -25.9172 | 2012 | 0.6 | n/a
COM-HVAC-65.75 | Com ¦ Standard PTAC Controls - Marine ¦ SDG&E ¦ Marine | Com ¦ Standard PTAC Controls - Marine | SDG&E ¦ Marine | SDG&E | All | Electric | Standard PTAC controls system | Average Existing and Code | 0 | Conventional | HVAC | Com - Health | Com | RET and NEW | 0 | 1000 sqft2 of floor space | ton | 15 | DEER:HVAC_Split-Package_AC | 1498.1048 | 0.6885 | 0 | 2020 CPI & Inflation Esclators for Workpaper PGE3PHVC149 R2 | 0 | 2020 | 0 | 0 | 2020 | 0 | 0 | 2020 CPI & Inflation Esclators for Workpaper PGE3PHVC149 R2 | PTAC Controls - Marine ¦ SDG&E ¦ Marine | PTAC Controls - Marine | 0.012744 | 1 | 0.98 | CBSA 2014 | -22.2043 | 2012 | 0.6 | n/a
COM-HVAC-65.76 | Com ¦ Standard PTAC Controls - Marine ¦ SDG&E ¦ Marine | Com ¦ Standard PTAC Controls - Marine | SDG&E ¦ Marine | SDG&E | All | Electric | Standard PTAC controls system | Average Existing and Code | 0 | Conventional | HVAC | Com - Lodging | Com | RET and NEW | 0 | 1000 sqft2 of floor space | ton | 15 | DEER:HVAC_Split-Package_AC | 2705.26 | 0.6885 | 0 | 2020 CPI & Inflation Esclators for Workpaper PGE3PHVC149 R2 | 0 | 2020 | 0 | 0 | 2020 | 0 | 0 | 2020 CPI & Inflation Esclators for Workpaper PGE3PHVC149 R2 | PTAC Controls - Marine ¦ SDG&E ¦ Marine | PTAC Controls - Marine | 0.063481 | 1 | 0.98 | CBSA 2014 | -148.6895 | 2012 | 0.6 | n/a
COM-HVAC-65.77 | Com ¦ Standard PTAC Controls - Marine ¦ SDG&E ¦ Marine | Com ¦ Standard PTAC Controls - Marine | SDG&E ¦ Marine | SDG&E | All | Electric | Standard PTAC controls system | Average Existing and Code | 0 | Conventional | HVAC | Com - Office (Large) | Com | RET and NEW | 0 | 1000 sqft2 of floor space | ton | 15 | DEER:HVAC_Split-Package_AC | 3114.7291 | 0.6885 | 0 | 2020 CPI & Inflation Esclators for Workpaper PGE3PHVC149 R2 | 0 | 2020 | 0 | 0 | 2020 | 0 | 0 | 2020 CPI & Inflation Esclators for Workpaper PGE3PHVC149 R2 | PTAC Controls - Marine ¦ SDG&E ¦ Marine | PTAC Controls - Marine | 0.0070578 | 1 | 0.98 | CBSA 2014 | -48.7742 | 2012 | 0.6 | n/a
COM-HVAC-65.78 | Com ¦ Standard PTAC Controls - Marine ¦ SDG&E ¦ Marine | Com ¦ Standard PTAC Controls - Marine | SDG&E ¦ Marine | SDG&E | All | Electric | Standard PTAC controls system | Average Existing and Code | 0 | Conventional | HVAC | Com - Office (Small) | Com | RET and NEW | 0 | 1000 sqft2 of floor space | ton | 15 | DEER:HVAC_Split-Package_AC | 1205.5845 | 0.6885 | 0 | 2020 CPI & Inflation Esclators for Workpaper PGE3PHVC149 R2 | 0 | 2020 | 0 | 0 | 2020 | 0 | 0 | 2020 CPI & Inflation Esclators for Workpaper PGE3PHVC149 R2 | PTAC Controls - Marine ¦ SDG&E ¦ Marine | PTAC Controls - Marine | 0.010784 | 1 | 0.98 | CBSA 2014 | -31.3771 | 2012 | 0.6 | n/a
COM-HVAC-65.79 | Com ¦ Standard PTAC Controls - Marine ¦ SDG&E ¦ Marine | Com ¦ Standard PTAC Controls - Marine | SDG&E ¦ Marine | SDG&E | All | Electric | Standard PTAC controls system | Average Existing and Code | 0 | Conventional | HVAC | Com - Other | Com | RET and NEW | 0 | 1000 sqft2 of floor space | ton | 15 | DEER:HVAC_Split-Package_AC | 961.5047 | 0.6885 | 0 | 2020 CPI & Inflation Esclators for Workpaper PGE3PHVC149 R2 | 0 | 2020 | 0 | 0 | 2020 | 0 | 0 | 2020 CPI & Inflation Esclators for Workpaper PGE3PHVC149 R2 | PTAC Controls - Marine ¦ SDG&E ¦ Marine | PTAC Controls - Marine | 0.0048572 | 1 | 0.98 | CBSA 2014 | -56.3757 | 2012 | 0.6 | n/a
COM-HVAC-65.80 | Com ¦ Standard PTAC Controls - Marine ¦ SDG&E ¦ Marine | Com ¦ Standard PTAC Controls - Marine | SDG&E ¦ Marine | SDG&E | All | Electric | Standard PTAC controls system | Average Existing and Code | 0 | Conventional | HVAC | Com - Refrig. Warehouse | Com | RET and NEW | 0 | 1000 sqft2 of floor space | ton | 15 | DEER:HVAC_Split-Package_AC | 6558.0989 | 0.6885 | 0 | 2020 CPI & Inflation Esclators for Workpaper PGE3PHVC149 R2 | 0 | 2020 | 0 | 0 | 2020 | 0 | 0 | 2020 CPI & Inflation Esclators for Workpaper PGE3PHVC149 R2 | PTAC Controls - Marine ¦ SDG&E ¦ Marine | PTAC Controls - Marine | 0.0024912 | 1 | 0.98 | CBSA 2014 | -140.7128 | 2012 | 0.6 | n/a
COM-HVAC-65.81 | Com ¦ Standard PTAC Controls - Marine ¦ SDG&E ¦ Marine | Com ¦ Standard PTAC Controls - Marine | SDG&E ¦ Marine | SDG&E | All | Electric | Standard PTAC controls system | Average Existing and Code | 0 | Conventional | HVAC | Com - Restaurant | Com | RET and NEW | 0 | 1000 sqft2 of floor space | ton | 15 | DEER:HVAC_Split-Package_AC | 1952.4778 | 0.6885 | 0 | 2020 CPI & Inflation Esclators for Workpaper PGE3PHVC149 R2 | 0 | 2020 | 0 | 0 | 2020 | 0 | 0 | 2020 CPI & Inflation Esclators for Workpaper PGE3PHVC149 R2 | PTAC Controls - Marine ¦ SDG&E ¦ Marine | PTAC Controls - Marine | 0.031788 | 1 | 0.98 | CBSA 2014 | -39.7985 | 2012 | 0.6 | n/a
COM-HVAC-65.82 | Com ¦ Standard PTAC Controls - Marine ¦ SDG&E ¦ Marine | Com ¦ Standard PTAC Controls - Marine | SDG&E ¦ Marine | SDG&E | All | Electric | Standard PTAC controls system | Average Existing and Code | 0 | Conventional | HVAC | Com - Retail | Com | RET and NEW | 0 | 1000 sqft2 of floor space | ton | 15 | DEER:HVAC_Split-Package_AC | 1279.3058 | 0.6885 | 0 | 2020 CPI & Inflation Esclators for Workpaper PGE3PHVC149 R2 | 0 | 2020 | 0 | 0 | 2020 | 0 | 0 | 2020 CPI & Inflation Esclators for Workpaper PGE3PHVC149 R2 | PTAC Controls - Marine ¦ SDG&E ¦ Marine | PTAC Controls - Marine | 0.0060835 | 1 | 0.98 | CBSA 2014 | -123.2088 | 2012 | 0.6 | n/a
COM-HVAC-65.83 | Com ¦ Standard PTAC Controls - Marine ¦ SDG&E ¦ Marine | Com ¦ Standard PTAC Controls - Marine | SDG&E ¦ Marine | SDG&E | All | Electric | Standard PTAC controls system | Average Existing and Code | 0 | Conventional | HVAC | Com - School | Com | RET and NEW | 0 | 1000 sqft2 of floor space | ton | 15 | DEER:HVAC_Split-Package_AC | 799.5707 | 0.6885 | 0 | 2020 CPI & Inflation Esclators for Workpaper PGE3PHVC149 R2 | 0 | 2020 | 0 | 0 | 2020 | 0 | 0 | 2020 CPI & Inflation Esclators for Workpaper PGE3PHVC149 R2 | PTAC Controls - Marine ¦ SDG&E ¦ Marine | PTAC Controls - Marine | 0.0048884 | 1 | 0.98 | CBSA 2014 | -43.921 | 2012 | 0.6 | n/a
COM-HVAC-65.84 | Com ¦ Standard PTAC Controls - Marine ¦ SDG&E ¦ Marine | Com ¦ Standard PTAC Controls - Marine | SDG&E ¦ Marine | SDG&E | All | Electric | Standard PTAC controls system | Average Existing and Code | 0 | Conventional | HVAC | Com - Warehouse | Com | RET and NEW | 0 | 1000 sqft2 of floor space | ton | 15 | DEER:HVAC_Split-Package_AC | 2713.2875 | 0.6885 | 0 | 2020 CPI & Inflation Esclators for Workpaper PGE3PHVC149 R2 | 0 | 2020 | 0 | 0 | 2020 | 0 | 0 | 2020 CPI & Inflation Esclators for Workpaper PGE3PHVC149 R2 | PTAC Controls - Marine ¦ SDG&E ¦ Marine | PTAC Controls - Marine | 0.00285 | 1 | 0.98 | CBSA 2014 | -201.758 | 2012 | 0.6 | n/a
COM-HVAC-65.85 | Com ¦ Standard PTAC Controls - Hot-Dry ¦ SDG&E ¦ Hot-Dry | Com ¦ Standard PTAC Controls - Hot-Dry | SDG&E ¦ Hot-Dry | SDG&E | All | Electric | Standard PTAC controls system | Average Existing and Code | 0 | Conventional | HVAC | Com - College | Com | RET and NEW | 0 | 1000 sqft2 of floor space | ton | 15 | DEER:HVAC_Split-Package_AC | 1319.2916 | 0.6885 | 0 | 2020 CPI & Inflation Esclators for Workpaper PGE3PHVC149 R2 | 0 | 2020 | 0 | 0 | 2020 | 0 | 0 | 2020 CPI & Inflation Esclators for Workpaper PGE3PHVC149 R2 | PTAC Controls - Hot-Dry ¦ SDG&E ¦ Hot-Dry | PTAC Controls - Hot-Dry | 0.002327 | 1 | 0.98 | CBSA 2014 | -44.8426 | 2012 | 0.6 | n/a
COM-HVAC-65.86 | Com ¦ Standard PTAC Controls - Hot-Dry ¦ SDG&E ¦ Hot-Dry | Com ¦ Standard PTAC Controls - Hot-Dry | SDG&E ¦ Hot-Dry | SDG&E | All | Electric | Standard PTAC controls system | Average Existing and Code | 0 | Conventional | HVAC | Com - Grocery | Com | RET and NEW | 0 | 1000 sqft2 of floor space | ton | 15 | DEER:HVAC_Split-Package_AC | 1178.8319 | 0.6885 | 0 | 2020 CPI & Inflation Esclators for Workpaper PGE3PHVC149 R2 | 0 | 2020 | 0 | 0 | 2020 | 0 | 0 | 2020 CPI & Inflation Esclators for Workpaper PGE3PHVC149 R2 | PTAC Controls - Hot-Dry ¦ SDG&E ¦ Hot-Dry | PTAC Controls - Hot-Dry | 0.0042596 | 1 | 0.98 | CBSA 2014 | -25.9172 | 2012 | 0.6 | n/a
COM-HVAC-65.87 | Com ¦ Standard PTAC Controls - Hot-Dry ¦ SDG&E ¦ Hot-Dry | Com ¦ Standard PTAC Controls - Hot-Dry | SDG&E ¦ Hot-Dry | SDG&E | All | Electric | Standard PTAC controls system | Average Existing and Code | 0 | Conventional | HVAC | Com - Health | Com | RET and NEW | 0 | 1000 sqft2 of floor space | ton | 15 | DEER:HVAC_Split-Package_AC | 1498.1048 | 0.6885 | 0 | 2020 CPI & Inflation Esclators for Workpaper PGE3PHVC149 R2 | 0 | 2020 | 0 | 0 | 2020 | 0 | 0 | 2020 CPI & Inflation Esclators for Workpaper PGE3PHVC149 R2 | PTAC Controls - Hot-Dry ¦ SDG&E ¦ Hot-Dry | PTAC Controls - Hot-Dry | 0.012744 | 1 | 0.98 | CBSA 2014 | -22.2043 | 2012 | 0.6 | n/a
COM-HVAC-65.88 | Com ¦ Standard PTAC Controls - Hot-Dry ¦ SDG&E ¦ Hot-Dry | Com ¦ Standard PTAC Controls - Hot-Dry | SDG&E ¦ Hot-Dry | SDG&E | All | Electric | Standard PTAC controls system | Average Existing and Code | 0 | Conventional | HVAC | Com - Lodging | Com | RET and NEW | 0 | 1000 sqft2 of floor space | ton | 15 | DEER:HVAC_Split-Package_AC | 2705.26 | 0.6885 | 0 | 2020 CPI & Inflation Esclators for Workpaper PGE3PHVC149 R2 | 0 | 2020 | 0 | 0 | 2020 | 0 | 0 | 2020 CPI & Inflation Esclators for Workpaper PGE3PHVC149 R2 | PTAC Controls - Hot-Dry ¦ SDG&E ¦ Hot-Dry | PTAC Controls - Hot-Dry | 0.063481 | 1 | 0.98 | CBSA 2014 | -148.6895 | 2012 | 0.6 | n/a
COM-HVAC-65.89 | Com ¦ Standard PTAC Controls - Hot-Dry ¦ SDG&E ¦ Hot-Dry | Com ¦ Standard PTAC Controls - Hot-Dry | SDG&E ¦ Hot-Dry | SDG&E | All | Electric | Standard PTAC controls system | Average Existing and Code | 0 | Conventional | HVAC | Com - Office (Large) | Com | RET and NEW | 0 | 1000 sqft2 of floor space | ton | 15 | DEER:HVAC_Split-Package_AC | 3114.7291 | 0.6885 | 0 | 2020 CPI & Inflation Esclators for Workpaper PGE3PHVC149 R2 | 0 | 2020 | 0 | 0 | 2020 | 0 | 0 | 2020 CPI & Inflation Esclators for Workpaper PGE3PHVC149 R2 | PTAC Controls - Hot-Dry ¦ SDG&E ¦ Hot-Dry | PTAC Controls - Hot-Dry | 0.0070578 | 1 | 0.98 | CBSA 2014 | -48.7742 | 2012 | 0.6 | n/a
COM-HVAC-65.90 | Com ¦ Standard PTAC Controls - Hot-Dry ¦ SDG&E ¦ Hot-Dry | Com ¦ Standard PTAC Controls - Hot-Dry | SDG&E ¦ Hot-Dry | SDG&E | All | Electric | Standard PTAC controls system | Average Existing and Code | 0 | Conventional | HVAC | Com - Office (Small) | Com | RET and NEW | 0 | 1000 sqft2 of floor space | ton | 15 | DEER:HVAC_Split-Package_AC | 1205.5845 | 0.6885 | 0 | 2020 CPI & Inflation Esclators for Workpaper PGE3PHVC149 R2 | 0 | 2020 | 0 | 0 | 2020 | 0 | 0 | 2020 CPI & Inflation Esclators for Workpaper PGE3PHVC149 R2 | PTAC Controls - Hot-Dry ¦ SDG&E ¦ Hot-Dry | PTAC Controls - Hot-Dry | 0.010784 | 1 | 0.98 | CBSA 2014 | -31.3771 | 2012 | 0.6 | n/a
COM-HVAC-65.91 | Com ¦ Standard PTAC Controls - Hot-Dry ¦ SDG&E ¦ Hot-Dry | Com ¦ Standard PTAC Controls - Hot-Dry | SDG&E ¦ Hot-Dry | SDG&E | All | Electric | Standard PTAC controls system | Average Existing and Code | 0 | Conventional | HVAC | Com - Other | Com | RET and NEW | 0 | 1000 sqft2 of floor space | ton | 15 | DEER:HVAC_Split-Package_AC | 961.5047 | 0.6885 | 0 | 2020 CPI & Inflation Esclators for Workpaper PGE3PHVC149 R2 | 0 | 2020 | 0 | 0 | 2020 | 0 | 0 | 2020 CPI & Inflation Esclators for Workpaper PGE3PHVC149 R2 | PTAC Controls - Hot-Dry ¦ SDG&E ¦ Hot-Dry | PTAC Controls - Hot-Dry | 0.0048572 | 1 | 0.98 | CBSA 2014 | -56.3757 | 2012 | 0.6 | n/a
COM-HVAC-65.92 | Com ¦ Standard PTAC Controls - Hot-Dry ¦ SDG&E ¦ Hot-Dry | Com ¦ Standard PTAC Controls - Hot-Dry | SDG&E ¦ Hot-Dry | SDG&E | All | Electric | Standard PTAC controls system | Average Existing and Code | 0 | Conventional | HVAC | Com - Refrig. Warehouse | Com | RET and NEW | 0 | 1000 sqft2 of floor space | ton | 15 | DEER:HVAC_Split-Package_AC | 6558.0989 | 0.6885 | 0 | 2020 CPI & Inflation Esclators for Workpaper PGE3PHVC149 R2 | 0 | 2020 | 0 | 0 | 2020 | 0 | 0 | 2020 CPI & Inflation Esclators for Workpaper PGE3PHVC149 R2 | PTAC Controls - Hot-Dry ¦ SDG&E ¦ Hot-Dry | PTAC Controls - Hot-Dry | 0.0024912 | 1 | 0.98 | CBSA 2014 | -140.7128 | 2012 | 0.6 | n/a
COM-HVAC-65.93 | Com ¦ Standard PTAC Controls - Hot-Dry ¦ SDG&E ¦ Hot-Dry | Com ¦ Standard PTAC Controls - Hot-Dry | SDG&E ¦ Hot-Dry | SDG&E | All | Electric | Standard PTAC controls system | Average Existing and Code | 0 | Conventional | HVAC | Com - Restaurant | Com | RET and NEW | 0 | 1000 sqft2 of floor space | ton | 15 | DEER:HVAC_Split-Package_AC | 1952.4778 | 0.6885 | 0 | 2020 CPI & Inflation Esclators for Workpaper PGE3PHVC149 R2 | 0 | 2020 | 0 | 0 | 2020 | 0 | 0 | 2020 CPI & Inflation Esclators for Workpaper PGE3PHVC149 R2 | PTAC Controls - Hot-Dry ¦ SDG&E ¦ Hot-Dry | PTAC Controls - Hot-Dry | 0.031788 | 1 | 0.98 | CBSA 2014 | -39.7985 | 2012 | 0.6 | n/a
COM-HVAC-65.94 | Com ¦ Standard PTAC Controls - Hot-Dry ¦ SDG&E ¦ Hot-Dry | Com ¦ Standard PTAC Controls - Hot-Dry | SDG&E ¦ Hot-Dry | SDG&E | All | Electric | Standard PTAC controls system | Average Existing and Code | 0 | Conventional | HVAC | Com - Retail | Com | RET and NEW | 0 | 1000 sqft2 of floor space | ton | 15 | DEER:HVAC_Split-Package_AC | 1279.3058 | 0.6885 | 0 | 2020 CPI & Inflation Esclators for Workpaper PGE3PHVC149 R2 | 0 | 2020 | 0 | 0 | 2020 | 0 | 0 | 2020 CPI & Inflation Esclators for Workpaper PGE3PHVC149 R2 | PTAC Controls - Hot-Dry ¦ SDG&E ¦ Hot-Dry | PTAC Controls - Hot-Dry | 0.0060835 | 1 | 0.98 | CBSA 2014 | -123.2088 | 2012 | 0.6 | n/a
COM-HVAC-65.95 | Com ¦ Standard PTAC Controls - Hot-Dry ¦ SDG&E ¦ Hot-Dry | Com ¦ Standard PTAC Controls - Hot-Dry | SDG&E ¦ Hot-Dry | SDG&E | All | Electric | Standard PTAC controls system | Average Existing and Code | 0 | Conventional | HVAC | Com - School | Com | RET and NEW | 0 | 1000 sqft2 of floor space | ton | 15 | DEER:HVAC_Split-Package_AC | 799.5707 | 0.6885 | 0 | 2020 CPI & Inflation Esclators for Workpaper PGE3PHVC149 R2 | 0 | 2020 | 0 | 0 | 2020 | 0 | 0 | 2020 CPI & Inflation Esclators for Workpaper PGE3PHVC149 R2 | PTAC Controls - Hot-Dry ¦ SDG&E ¦ Hot-Dry | PTAC Controls - Hot-Dry | 0.0048884 | 1 | 0.98 | CBSA 2014 | -43.921 | 2012 | 0.6 | n/a
COM-HVAC-65.96 | Com ¦ Standard PTAC Controls - Hot-Dry ¦ SDG&E ¦ Hot-Dry | Com ¦ Standard PTAC Controls - Hot-Dry | SDG&E ¦ Hot-Dry | SDG&E | All | Electric | Standard PTAC controls system | Average Existing and Code | 0 | Conventional | HVAC | Com - Warehouse | Com | RET and NEW | 0 | 1000 sqft2 of floor space | ton | 15 | DEER:HVAC_Split-Package_AC | 2713.2875 | 0.6885 | 0 | 2020 CPI & Inflation Esclators for Workpaper PGE3PHVC149 R2 | 0 | 2020 | 0 | 0 | 2020 | 0 | 0 | 2020 CPI & Inflation Esclators for Workpaper PGE3PHVC149 R2 | PTAC Controls - Hot-Dry ¦ SDG&E ¦ Hot-Dry | PTAC Controls - Hot-Dry | 0.00285 | 1 | 0.98 | CBSA 2014 | -201.758 | 2012 | 0.6 | n/a
COM-HVAC-66.1 | Com ¦ PTAC Controls Upgrade - Marine ¦ PG&E ¦ Marine | Com ¦ PTAC Controls Upgrade - Marine | PG&E ¦ Marine | PG&E | All | Electric | EMS optimizes use during occupied periods and turns off during unoccupied periods. Source: Honeywell study. | Efficient | 0 | Conventional | HVAC | Com - College | Com | RET and NEW | 0 | 1000 sqft2 of floor space | ton | 15 | DEER:HVAC_Split-Package_AC | 715.116 | 0.34425 | 0 | 2020 CPI & Inflation Esclators for Workpaper PGE3PHVC149 R2 | 351.9845 | 2020 | 0 | 140.7938 | 2020 | 0 | 0 | 2020 CPI & Inflation Esclators for Workpaper PGE3PHVC149 R2 | PTAC Controls - Marine ¦ PG&E ¦ Marine | PTAC Controls - Marine | 0.002327 | 1 | 0.02 | CBSA 2014 | -24.3067 | 2032 | 0.6 | n/a
COM-HVAC-66.2 | Com ¦ PTAC Controls Upgrade - Marine ¦ PG&E ¦ Marine | Com ¦ PTAC Controls Upgrade - Marine | PG&E ¦ Marine | PG&E | All | Electric | EMS optimizes use during occupied periods and turns off during unoccupied periods. Source: Honeywell study. | Efficient | 0 | Conventional | HVAC | Com - Grocery | Com | RET and NEW | 0 | 1000 sqft2 of floor space | ton | 15 | DEER:HVAC_Split-Package_AC | 424.7734 | 0.34425 | 0 | 2020 CPI & Inflation Esclators for Workpaper PGE3PHVC149 R2 | 351.9845 | 2020 | 0 | 140.7938 | 2020 | 0 | 0 | 2020 CPI & Inflation Esclators for Workpaper PGE3PHVC149 R2 | PTAC Controls - Marine ¦ PG&E ¦ Marine | PTAC Controls - Marine | 0.0052205 | 1 | 0.02 | CBSA 2014 | -9.3389 | 2032 | 0.6 | n/a
COM-HVAC-66.3 | Com ¦ PTAC Controls Upgrade - Marine ¦ PG&E ¦ Marine | Com ¦ PTAC Controls Upgrade - Marine | PG&E ¦ Marine | PG&E | All | Electric | EMS optimizes use during occupied periods and turns off during unoccupied periods. Source: Honeywell study. | Efficient | 0 | Conventional | HVAC | Com - Health | Com | RET and NEW | 0 | 1000 sqft2 of floor space | ton | 15 | DEER:HVAC_Split-Package_AC | 715.8217 | 0.34425 | 0 | 2020 CPI & Inflation Esclators for Workpaper PGE3PHVC149 R2 | 351.9845 | 2020 | 0 | 140.7938 | 2020 | 0 | 0 | 2020 CPI & Inflation Esclators for Workpaper PGE3PHVC149 R2 | PTAC Controls - Marine ¦ PG&E ¦ Marine | PTAC Controls - Marine | 0.012744 | 1 | 0.02 | CBSA 2014 | -10.6096 | 2032 | 0.6 | n/a
COM-HVAC-66.4 | Com ¦ PTAC Controls Upgrade - Marine ¦ PG&E ¦ Marine | Com ¦ PTAC Controls Upgrade - Marine | PG&E ¦ Marine | PG&E | All | Electric | EMS optimizes use during occupied periods and turns off during unoccupied periods. Source: Honeywell study. | Efficient | 0 | Conventional | HVAC | Com - Lodging | Com | RET and NEW | 0 | 1000 sqft2 of floor space | ton | 15 | DEER:HVAC_Split-Package_AC | 658.791 | 0.34425 | 0 | 2020 CPI & Inflation Esclators for Workpaper PGE3PHVC149 R2 | 351.9845 | 2020 | 0 | 140.7938 | 2020 | 0 | 0 | 2020 CPI & Inflation Esclators for Workpaper PGE3PHVC149 R2 | PTAC Controls - Marine ¦ PG&E ¦ Marine | PTAC Controls - Marine | 0.13038 | 1 | 0.02 | CBSA 2014 | -36.2092 | 2032 | 0.6 | n/a
COM-HVAC-66.5 | Com ¦ PTAC Controls Upgrade - Marine ¦ PG&E ¦ Marine | Com ¦ PTAC Controls Upgrade - Marine | PG&E ¦ Marine | PG&E | All | Electric | EMS optimizes use during occupied periods and turns off during unoccupied periods. Source: Honeywell study. | Efficient | 0 | Conventional | HVAC | Com - Office (Large) | Com | RET and NEW | 0 | 1000 sqft2 of floor space | ton | 15 | DEER:HVAC_Split-Package_AC | 1113.8354 | 0.34425 | 0 | 2020 CPI & Inflation Esclators for Workpaper PGE3PHVC149 R2 | 351.9845 | 2020 | 0 | 140.7938 | 2020 | 0 | 0 | 2020 CPI & Inflation Esclators for Workpaper PGE3PHVC149 R2 | PTAC Controls - Marine ¦ PG&E ¦ Marine | PTAC Controls - Marine | 0.0070578 | 1 | 0.02 | CBSA 2014 | -17.4418 | 2032 | 0.6 | n/a
COM-HVAC-66.6 | Com ¦ PTAC Controls Upgrade - Marine ¦ PG&E ¦ Marine | Com ¦ PTAC Controls Upgrade - Marine | PG&E ¦ Marine | PG&E | All | Electric | EMS optimizes use during occupied periods and turns off during unoccupied periods. Source: Honeywell study. | Efficient | 0 | Conventional | HVAC | Com - Office (Small) | Com | RET and NEW | 0 | 1000 sqft2 of floor space | ton | 15 | DEER:HVAC_Split-Package_AC | 716.5008 | 0.34425 | 0 | 2020 CPI & Inflation Esclators for Workpaper PGE3PHVC149 R2 | 351.9845 | 2020 | 0 | 140.7938 | 2020 | 0 | 0 | 2020 CPI & Inflation Esclators for Workpaper PGE3PHVC149 R2 | PTAC Controls - Marine ¦ PG&E ¦ Marine | PTAC Controls - Marine | 0.013823 | 1 | 0.02 | CBSA 2014 | -18.648 | 2032 | 0.6 | n/a
COM-HVAC-66.7 | Com ¦ PTAC Controls Upgrade - Marine ¦ PG&E ¦ Marine | Com ¦ PTAC Controls Upgrade - Marine | PG&E ¦ Marine | PG&E | All | Electric | EMS optimizes use during occupied periods and turns off during unoccupied periods. Source: Honeywell study. | Efficient | 0 | Conventional | HVAC | Com - Other | Com | RET and NEW | 0 | 1000 sqft2 of floor space | ton | 15 | DEER:HVAC_Split-Package_AC | 731.5232 | 0.34425 | 0 | 2020 CPI & Inflation Esclators for Workpaper PGE3PHVC149 R2 | 351.9845 | 2020 | 0 | 140.7938 | 2020 | 0 | 0 | 2020 CPI & Inflation Esclators for Workpaper PGE3PHVC149 R2 | PTAC Controls - Marine ¦ PG&E ¦ Marine | PTAC Controls - Marine | 0.0089263 | 1 | 0.02 | CBSA 2014 | -42.8913 | 2032 | 0.6 | n/a
COM-HVAC-66.8 | Com ¦ PTAC Controls Upgrade - Marine ¦ PG&E ¦ Marine | Com ¦ PTAC Controls Upgrade - Marine | PG&E ¦ Marine | PG&E | All | Electric | EMS optimizes use during occupied periods and turns off during unoccupied periods. Source: Honeywell study. | Efficient | 0 | Conventional | HVAC | Com - Refrig. Warehouse | Com | RET and NEW | 0 | 1000 sqft2 of floor space | ton | 15 | DEER:HVAC_Split-Package_AC | 1410.2578 | 0.34425 | 0 | 2020 CPI & Inflation Esclators for Workpaper PGE3PHVC149 R2 | 351.9845 | 2020 | 0 | 140.7938 | 2020 | 0 | 0 | 2020 CPI & Inflation Esclators for Workpaper PGE3PHVC149 R2 | PTAC Controls - Marine ¦ PG&E ¦ Marine | PTAC Controls - Marine | 0.0022279 | 1 | 0.02 | CBSA 2014 | -30.259 | 2032 | 0.6 | n/a
COM-HVAC-66.9 | Com ¦ PTAC Controls Upgrade - Marine ¦ PG&E ¦ Marine | Com ¦ PTAC Controls Upgrade - Marine | PG&E ¦ Marine | PG&E | All | Electric | EMS optimizes use during occupied periods and turns off during unoccupied periods. Source: Honeywell study. | Efficient | 0 | Conventional | HVAC | Com - Restaurant | Com | RET and NEW | 0 | 1000 sqft2 of floor space | ton | 15 | DEER:HVAC_Split-Package_AC | 488.1822 | 0.34425 | 0 | 2020 CPI & Inflation Esclators for Workpaper PGE3PHVC149 R2 | 351.9845 | 2020 | 0 | 140.7938 | 2020 | 0 | 0 | 2020 CPI & Inflation Esclators for Workpaper PGE3PHVC149 R2 | PTAC Controls - Marine ¦ PG&E ¦ Marine | PTAC Controls - Marine | 0.031788 | 1 | 0.02 | CBSA 2014 | -9.9509 | 2032 | 0.6 | n/a
COM-HVAC-66.10 | Com ¦ PTAC Controls Upgrade - Marine ¦ PG&E ¦ Marine | Com ¦ PTAC Controls Upgrade - Marine | PG&E ¦ Marine | PG&E | All | Electric | EMS optimizes use during occupied periods and turns off during unoccupied periods. Source: Honeywell study. | Efficient | 0 | Conventional | HVAC | Com - Retail | Com | RET and NEW | 0 | 1000 sqft2 of floor space | ton | 15 | DEER:HVAC_Split-Package_AC | 405.2423 | 0.34425 | 0 | 2020 CPI & Inflation Esclators for Workpaper PGE3PHVC149 R2 | 351.9845 | 2020 | 0 | 140.7938 | 2020 | 0 | 0 | 2020 CPI & Inflation Esclators for Workpaper PGE3PHVC149 R2 | PTAC Controls - Marine ¦ PG&E ¦ Marine | PTAC Controls - Marine | 0.0060835 | 1 | 0.02 | CBSA 2014 | -39.0285 | 2032 | 0.6 | n/a
COM-HVAC-66.11 | Com ¦ PTAC Controls Upgrade - Marine ¦ PG&E ¦ Marine | Com ¦ PTAC Controls Upgrade - Marine | PG&E ¦ Marine | PG&E | All | Electric | EMS optimizes use during occupied periods and turns off during unoccupied periods. Source: Honeywell study. | Efficient | 0 | Conventional | HVAC | Com - School | Com | RET and NEW | 0 | 1000 sqft2 of floor space | ton | 15 | DEER:HVAC_Split-Package_AC | 338.8181 | 0.34425 | 0 | 2020 CPI & Inflation Esclators for Workpaper PGE3PHVC149 R2 | 351.9845 | 2020 | 0 | 140.7938 | 2020 | 0 | 0 | 2020 CPI & Inflation Esclators for Workpaper PGE3PHVC149 R2 | PTAC Controls - Marine ¦ PG&E ¦ Marine | PTAC Controls - Marine | 0.0043708 | 1 | 0.02 | CBSA 2014 | -18.6115 | 2032 | 0.6 | n/a
COM-HVAC-66.12 | Com ¦ PTAC Controls Upgrade - Marine ¦ PG&E ¦ Marine | Com ¦ PTAC Controls Upgrade - Marine | PG&E ¦ Marine | PG&E | All | Electric | EMS optimizes use during occupied periods and turns off during unoccupied periods. Source: Honeywell study. | Efficient | 0 | Conventional | HVAC | Com - Warehouse | Com | RET and NEW | 0 | 1000 sqft2 of floor space | ton | 15 | DEER:HVAC_Split-Package_AC | 386.5546 | 0.34425 | 0 | 2020 CPI & Inflation Esclators for Workpaper PGE3PHVC149 R2 | 351.9845 | 2020 | 0 | 140.7938 | 2020 | 0 | 0 | 2020 CPI & Inflation Esclators for Workpaper PGE3PHVC149 R2 | PTAC Controls - Marine ¦ PG&E ¦ Marine | PTAC Controls - Marine | 0.0005331 | 1 | 0.02 | CBSA 2014 | -28.7439 | 2032 | 0.6 | n/a
COM-HVAC-66.13 | Com ¦ PTAC Controls Upgrade - Hot-Dry ¦ PG&E ¦ Hot-Dry | Com ¦ PTAC Controls Upgrade - Hot-Dry | PG&E ¦ Hot-Dry | PG&E | All | Electric | EMS optimizes use during occupied periods and turns off during unoccupied periods. Source: Honeywell study. | Efficient | 0 | Conventional | HVAC | Com - College | Com | RET and NEW | 0 | 1000 sqft2 of floor space | ton | 15 | DEER:HVAC_Split-Package_AC | 715.116 | 0.1377 | 0 | 2020 CPI & Inflation Esclators for Workpaper PGE3PHVC149 R2 | 351.9845 | 2020 | 0 | 140.7938 | 2020 | 0 | 0 | 2020 CPI & Inflation Esclators for Workpaper PGE3PHVC149 R2 | PTAC Controls - Hot-Dry ¦ PG&E ¦ Hot-Dry | PTAC Controls - Hot-Dry | 0.002327 | 1 | 0.02 | CBSA 2014 | -24.3067 | 2032 | 0.6 | n/a
COM-HVAC-66.14 | Com ¦ PTAC Controls Upgrade - Hot-Dry ¦ PG&E ¦ Hot-Dry | Com ¦ PTAC Controls Upgrade - Hot-Dry | PG&E ¦ Hot-Dry | PG&E | All | Electric | EMS optimizes use during occupied periods and turns off during unoccupied periods. Source: Honeywell study. | Efficient | 0 | Conventional | HVAC | Com - Grocery | Com | RET and NEW | 0 | 1000 sqft2 of floor space | ton | 15 | DEER:HVAC_Split-Package_AC | 424.7734 | 0.1377 | 0 | 2020 CPI & Inflation Esclators for Workpaper PGE3PHVC149 R2 | 351.9845 | 2020 | 0 | 140.7938 | 2020 | 0 | 0 | 2020 CPI & Inflation Esclators for Workpaper PGE3PHVC149 R2 | PTAC Controls - Hot-Dry ¦ PG&E ¦ Hot-Dry | PTAC Controls - Hot-Dry | 0.0052205 | 1 | 0.02 | CBSA 2014 | -9.3389 | 2032 | 0.6 | n/a
COM-HVAC-66.15 | Com ¦ PTAC Controls Upgrade - Hot-Dry ¦ PG&E ¦ Hot-Dry | Com ¦ PTAC Controls Upgrade - Hot-Dry | PG&E ¦ Hot-Dry | PG&E | All | Electric | EMS optimizes use during occupied periods and turns off during unoccupied periods. Source: Honeywell study. | Efficient | 0 | Conventional | HVAC | Com - Health | Com | RET and NEW | 0 | 1000 sqft2 of floor space | ton | 15 | DEER:HVAC_Split-Package_AC | 715.8217 | 0.1377 | 0 | 2020 CPI & Inflation Esclators for Workpaper PGE3PHVC149 R2 | 351.9845 | 2020 | 0 | 140.7938 | 2020 | 0 | 0 | 2020 CPI & Inflation Esclators for Workpaper PGE3PHVC149 R2 | PTAC Controls - Hot-Dry ¦ PG&E ¦ Hot-Dry | PTAC Controls - Hot-Dry | 0.012744 | 1 | 0.02 | CBSA 2014 | -10.6096 | 2032 | 0.6 | n/a
COM-HVAC-66.16 | Com ¦ PTAC Controls Upgrade - Hot-Dry ¦ PG&E ¦ Hot-Dry | Com ¦ PTAC Controls Upgrade - Hot-Dry | PG&E ¦ Hot-Dry | PG&E | All | Electric | EMS optimizes use during occupied periods and turns off during unoccupied periods. Source: Honeywell study. | Efficient | 0 | Conventional | HVAC | Com - Lodging | Com | RET and NEW | 0 | 1000 sqft2 of floor space | ton | 15 | DEER:HVAC_Split-Package_AC | 658.791 | 0.1377 | 0 | 2020 CPI & Inflation Esclators for Workpaper PGE3PHVC149 R2 | 351.9845 | 2020 | 0 | 140.7938 | 2020 | 0 | 0 | 2020 CPI & Inflation Esclators for Workpaper PGE3PHVC149 R2 | PTAC Controls - Hot-Dry ¦ PG&E ¦ Hot-Dry | PTAC Controls - Hot-Dry | 0.13038 | 1 | 0.02 | CBSA 2014 | -36.2092 | 2032 | 0.6 | n/a
COM-HVAC-66.17 | Com ¦ PTAC Controls Upgrade - Hot-Dry ¦ PG&E ¦ Hot-Dry | Com ¦ PTAC Controls Upgrade - Hot-Dry | PG&E ¦ Hot-Dry | PG&E | All | Electric | EMS optimizes use during occupied periods and turns off during unoccupied periods. Source: Honeywell study. | Efficient | 0 | Conventional | HVAC | Com - Office (Large) | Com | RET and NEW | 0 | 1000 sqft2 of floor space | ton | 15 | DEER:HVAC_Split-Package_AC | 1113.8354 | 0.1377 | 0 | 2020 CPI & Inflation Esclators for Workpaper PGE3PHVC149 R2 | 351.9845 | 2020 | 0 | 140.7938 | 2020 | 0 | 0 | 2020 CPI & Inflation Esclators for Workpaper PGE3PHVC149 R2 | PTAC Controls - Hot-Dry ¦ PG&E ¦ Hot-Dry | PTAC Controls - Hot-Dry | 0.0070578 | 1 | 0.02 | CBSA 2014 | -17.4418 | 2032 | 0.6 | n/a
COM-HVAC-66.18 | Com ¦ PTAC Controls Upgrade - Hot-Dry ¦ PG&E ¦ Hot-Dry | Com ¦ PTAC Controls Upgrade - Hot-Dry | PG&E ¦ Hot-Dry | PG&E | All | Electric | EMS optimizes use during occupied periods and turns off during unoccupied periods. Source: Honeywell study. | Efficient | 0 | Conventional | HVAC | Com - Office (Small) | Com | RET and NEW | 0 | 1000 sqft2 of floor space | ton | 15 | DEER:HVAC_Split-Package_AC | 716.5008 | 0.1377 | 0 | 2020 CPI & Inflation Esclators for Workpaper PGE3PHVC149 R2 | 351.9845 | 2020 | 0 | 140.7938 | 2020 | 0 | 0 | 2020 CPI & Inflation Esclators for Workpaper PGE3PHVC149 R2 | PTAC Controls - Hot-Dry ¦ PG&E ¦ Hot-Dry | PTAC Controls - Hot-Dry | 0.013823 | 1 | 0.02 | CBSA 2014 | -18.648 | 2032 | 0.6 | n/a
COM-HVAC-66.19 | Com ¦ PTAC Controls Upgrade - Hot-Dry ¦ PG&E ¦ Hot-Dry | Com ¦ PTAC Controls Upgrade - Hot-Dry | PG&E ¦ Hot-Dry | PG&E | All | Electric | EMS optimizes use during occupied periods and turns off during unoccupied periods. Source: Honeywell study. | Efficient | 0 | Conventional | HVAC | Com - Other | Com | RET and NEW | 0 | 1000 sqft2 of floor space | ton | 15 | DEER:HVAC_Split-Package_AC | 731.5232 | 0.1377 | 0 | 2020 CPI & Inflation Esclators for Workpaper PGE3PHVC149 R2 | 351.9845 | 2020 | 0 | 140.7938 | 2020 | 0 | 0 | 2020 CPI & Inflation Esclators for Workpaper PGE3PHVC149 R2 | PTAC Controls - Hot-Dry ¦ PG&E ¦ Hot-Dry | PTAC Controls - Hot-Dry | 0.0089263 | 1 | 0.02 | CBSA 2014 | -42.8913 | 2032 | 0.6 | n/a
COM-HVAC-66.20 | Com ¦ PTAC Controls Upgrade - Hot-Dry ¦ PG&E ¦ Hot-Dry | Com ¦ PTAC Controls Upgrade - Hot-Dry | PG&E ¦ Hot-Dry | PG&E | All | Electric | EMS optimizes use during occupied periods and turns off during unoccupied periods. Source: Honeywell study. | Efficient | 0 | Conventional | HVAC | Com - Refrig. Warehouse | Com | RET and NEW | 0 | 1000 sqft2 of floor space | ton | 15 | DEER:HVAC_Split-Package_AC | 1410.2578 | 0.1377 | 0 | 2020 CPI & Inflation Esclators for Workpaper PGE3PHVC149 R2 | 351.9845 | 2020 | 0 | 140.7938 | 2020 | 0 | 0 | 2020 CPI & Inflation Esclators for Workpaper PGE3PHVC149 R2 | PTAC Controls - Hot-Dry ¦ PG&E ¦ Hot-Dry | PTAC Controls - Hot-Dry | 0.0022279 | 1 | 0.02 | CBSA 2014 | -30.259 | 2032 | 0.6 | n/a
COM-HVAC-66.21 | Com ¦ PTAC Controls Upgrade - Hot-Dry ¦ PG&E ¦ Hot-Dry | Com ¦ PTAC Controls Upgrade - Hot-Dry | PG&E ¦ Hot-Dry | PG&E | All | Electric | EMS optimizes use during occupied periods and turns off during unoccupied periods. Source: Honeywell study. | Efficient | 0 | Conventional | HVAC | Com - Restaurant | Com | RET and NEW | 0 | 1000 sqft2 of floor space | ton | 15 | DEER:HVAC_Split-Package_AC | 488.1822 | 0.1377 | 0 | 2020 CPI & Inflation Esclators for Workpaper PGE3PHVC149 R2 | 351.9845 | 2020 | 0 | 140.7938 | 2020 | 0 | 0 | 2020 CPI & Inflation Esclators for Workpaper PGE3PHVC149 R2 | PTAC Controls - Hot-Dry ¦ PG&E ¦ Hot-Dry | PTAC Controls - Hot-Dry | 0.031788 | 1 | 0.02 | CBSA 2014 | -9.9509 | 2032 | 0.6 | n/a
COM-HVAC-66.22 | Com ¦ PTAC Controls Upgrade - Hot-Dry ¦ PG&E ¦ Hot-Dry | Com ¦ PTAC Controls Upgrade - Hot-Dry | PG&E ¦ Hot-Dry | PG&E | All | Electric | EMS optimizes use during occupied periods and turns off during unoccupied periods. Source: Honeywell study. | Efficient | 0 | Conventional | HVAC | Com - Retail | Com | RET and NEW | 0 | 1000 sqft2 of floor space | ton | 15 | DEER:HVAC_Split-Package_AC | 405.2423 | 0.1377 | 0 | 2020 CPI & Inflation Esclators for Workpaper PGE3PHVC149 R2 | 351.9845 | 2020 | 0 | 140.7938 | 2020 | 0 | 0 | 2020 CPI & Inflation Esclators for Workpaper PGE3PHVC149 R2 | PTAC Controls - Hot-Dry ¦ PG&E ¦ Hot-Dry | PTAC Controls - Hot-Dry | 0.0060835 | 1 | 0.02 | CBSA 2014 | -39.0285 | 2032 | 0.6 | n/a
COM-HVAC-66.23 | Com ¦ PTAC Controls Upgrade - Hot-Dry ¦ PG&E ¦ Hot-Dry | Com ¦ PTAC Controls Upgrade - Hot-Dry | PG&E ¦ Hot-Dry | PG&E | All | Electric | EMS optimizes use during occupied periods and turns off during unoccupied periods. Source: Honeywell study. | Efficient | 0 | Conventional | HVAC | Com - School | Com | RET and NEW | 0 | 1000 sqft2 of floor space | ton | 15 | DEER:HVAC_Split-Package_AC | 338.8181 | 0.1377 | 0 | 2020 CPI & Inflation Esclators for Workpaper PGE3PHVC149 R2 | 351.9845 | 2020 | 0 | 140.7938 | 2020 | 0 | 0 | 2020 CPI & Inflation Esclators for Workpaper PGE3PHVC149 R2 | PTAC Controls - Hot-Dry ¦ PG&E ¦ Hot-Dry | PTAC Controls - Hot-Dry | 0.0043708 | 1 | 0.02 | CBSA 2014 | -18.6115 | 2032 | 0.6 | n/a
COM-HVAC-66.24 | Com ¦ PTAC Controls Upgrade - Hot-Dry ¦ PG&E ¦ Hot-Dry | Com ¦ PTAC Controls Upgrade - Hot-Dry | PG&E ¦ Hot-Dry | PG&E | All | Electric | EMS optimizes use during occupied periods and turns off during unoccupied periods. Source: Honeywell study. | Efficient | 0 | Conventional | HVAC | Com - Warehouse | Com | RET and NEW | 0 | 1000 sqft2 of floor space | ton | 15 | DEER:HVAC_Split-Package_AC | 386.5546 | 0.1377 | 0 | 2020 CPI & Inflation Esclators for Workpaper PGE3PHVC149 R2 | 351.9845 | 2020 | 0 | 140.7938 | 2020 | 0 | 0 | 2020 CPI & Inflation Esclators for Workpaper PGE3PHVC149 R2 | PTAC Controls - Hot-Dry ¦ PG&E ¦ Hot-Dry | PTAC Controls - Hot-Dry | 0.0005331 | 1 | 0.02 | CBSA 2014 | -28.7439 | 2032 | 0.6 | n/a
COM-HVAC-66.25 | Com ¦ PTAC Controls Upgrade - Cold ¦ PG&E ¦ Cold | Com ¦ PTAC Controls Upgrade - Cold | PG&E ¦ Cold | PG&E | All | Electric | EMS optimizes use during occupied periods and turns off during unoccupied periods. Source: Honeywell study. | Efficient | 0 | Conventional | HVAC | Com - College | Com | RET and NEW | 0 | 1000 sqft2 of floor space | ton | 15 | DEER:HVAC_Split-Package_AC | 715.116 | 0.17213 | 0 | 2020 CPI & Inflation Esclators for Workpaper PGE3PHVC149 R2 | 351.9845 | 2020 | 0 | 140.7938 | 2020 | 0 | 0 | 2020 CPI & Inflation Esclators for Workpaper PGE3PHVC149 R2 | PTAC Controls - Cold ¦ PG&E ¦ Cold | PTAC Controls - Cold | 0.002327 | 1 | 0.02 | CBSA 2014 | -24.3067 | 2032 | 0.6 | n/a
COM-HVAC-66.26 | Com ¦ PTAC Controls Upgrade - Cold ¦ PG&E ¦ Cold | Com ¦ PTAC Controls Upgrade - Cold | PG&E ¦ Cold | PG&E | All | Electric | EMS optimizes use during occupied periods and turns off during unoccupied periods. Source: Honeywell study. | Efficient | 0 | Conventional | HVAC | Com - Grocery | Com | RET and NEW | 0 | 1000 sqft2 of floor space | ton | 15 | DEER:HVAC_Split-Package_AC | 424.7734 | 0.17213 | 0 | 2020 CPI & Inflation Esclators for Workpaper PGE3PHVC149 R2 | 351.9845 | 2020 | 0 | 140.7938 | 2020 | 0 | 0 | 2020 CPI & Inflation Esclators for Workpaper PGE3PHVC149 R2 | PTAC Controls - Cold ¦ PG&E ¦ Cold | PTAC Controls - Cold | 0.0052205 | 1 | 0.02 | CBSA 2014 | -9.3389 | 2032 | 0.6 | n/a
COM-HVAC-66.27 | Com ¦ PTAC Controls Upgrade - Cold ¦ PG&E ¦ Cold | Com ¦ PTAC Controls Upgrade - Cold | PG&E ¦ Cold | PG&E | All | Electric | EMS optimizes use during occupied periods and turns off during unoccupied periods. Source: Honeywell study. | Efficient | 0 | Conventional | HVAC | Com - Health | Com | RET and NEW | 0 | 1000 sqft2 of floor space | ton | 15 | DEER:HVAC_Split-Package_AC | 715.8217 | 0.17213 | 0 | 2020 CPI & Inflation Esclators for Workpaper PGE3PHVC149 R2 | 351.9845 | 2020 | 0 | 140.7938 | 2020 | 0 | 0 | 2020 CPI & Inflation Esclators for Workpaper PGE3PHVC149 R2 | PTAC Controls - Cold ¦ PG&E ¦ Cold | PTAC Controls - Cold | 0.012744 | 1 | 0.02 | CBSA 2014 | -10.6096 | 2032 | 0.6 | n/a
COM-HVAC-66.28 | Com ¦ PTAC Controls Upgrade - Cold ¦ PG&E ¦ Cold | Com ¦ PTAC Controls Upgrade - Cold | PG&E ¦ Cold | PG&E | All | Electric | EMS optimizes use during occupied periods and turns off during unoccupied periods. Source: Honeywell study. | Efficient | 0 | Conventional | HVAC | Com - Lodging | Com | RET and NEW | 0 | 1000 sqft2 of floor space | ton | 15 | DEER:HVAC_Split-Package_AC | 658.791 | 0.17213 | 0 | 2020 CPI & Inflation Esclators for Workpaper PGE3PHVC149 R2 | 351.9845 | 2020 | 0 | 140.7938 | 2020 | 0 | 0 | 2020 CPI & Inflation Esclators for Workpaper PGE3PHVC149 R2 | PTAC Controls - Cold ¦ PG&E ¦ Cold | PTAC Controls - Cold | 0.13038 | 1 | 0.02 | CBSA 2014 | -36.2092 | 2032 | 0.6 | n/a
COM-HVAC-66.29 | Com ¦ PTAC Controls Upgrade - Cold ¦ PG&E ¦ Cold | Com ¦ PTAC Controls Upgrade - Cold | PG&E ¦ Cold | PG&E | All | Electric | EMS optimizes use during occupied periods and turns off during unoccupied periods. Source: Honeywell study. | Efficient | 0 | Conventional | HVAC | Com - Office (Large) | Com | RET and NEW | 0 | 1000 sqft2 of floor space | ton | 15 | DEER:HVAC_Split-Package_AC | 1113.8354 | 0.17213 | 0 | 2020 CPI & Inflation Esclators for Workpaper PGE3PHVC149 R2 | 351.9845 | 2020 | 0 | 140.7938 | 2020 | 0 | 0 | 2020 CPI & Inflation Esclators for Workpaper PGE3PHVC149 R2 | PTAC Controls - Cold ¦ PG&E ¦ Cold | PTAC Controls - Cold | 0.0070578 | 1 | 0.02 | CBSA 2014 | -17.4418 | 2032 | 0.6 | n/a
COM-HVAC-66.30 | Com ¦ PTAC Controls Upgrade - Cold ¦ PG&E ¦ Cold | Com ¦ PTAC Controls Upgrade - Cold | PG&E ¦ Cold | PG&E | All | Electric | EMS optimizes use during occupied periods and turns off during unoccupied periods. Source: Honeywell study. | Efficient | 0 | Conventional | HVAC | Com - Office (Small) | Com | RET and NEW | 0 | 1000 sqft2 of floor space | ton | 15 | DEER:HVAC_Split-Package_AC | 716.5008 | 0.17213 | 0 | 2020 CPI & Inflation Esclators for Workpaper PGE3PHVC149 R2 | 351.9845 | 2020 | 0 | 140.7938 | 2020 | 0 | 0 | 2020 CPI & Inflation Esclators for Workpaper PGE3PHVC149 R2 | PTAC Controls - Cold ¦ PG&E ¦ Cold | PTAC Controls - Cold | 0.013823 | 1 | 0.02 | CBSA 2014 | -18.648 | 2032 | 0.6 | n/a
COM-HVAC-66.31 | Com ¦ PTAC Controls Upgrade - Cold ¦ PG&E ¦ Cold | Com ¦ PTAC Controls Upgrade - Cold | PG&E ¦ Cold | PG&E | All | Electric | EMS optimizes use during occupied periods and turns off during unoccupied periods. Source: Honeywell study. | Efficient | 0 | Conventional | HVAC | Com - Other | Com | RET and NEW | 0 | 1000 sqft2 of floor space | ton | 15 | DEER:HVAC_Split-Package_AC | 731.5232 | 0.17213 | 0 | 2020 CPI & Inflation Esclators for Workpaper PGE3PHVC149 R2 | 351.9845 | 2020 | 0 | 140.7938 | 2020 | 0 | 0 | 2020 CPI & Inflation Esclators for Workpaper PGE3PHVC149 R2 | PTAC Controls - Cold ¦ PG&E ¦ Cold | PTAC Controls - Cold | 0.0089263 | 1 | 0.02 | CBSA 2014 | -42.8913 | 2032 | 0.6 | n/a
COM-HVAC-66.32 | Com ¦ PTAC Controls Upgrade - Cold ¦ PG&E ¦ Cold | Com ¦ PTAC Controls Upgrade - Cold | PG&E ¦ Cold | PG&E | All | Electric | EMS optimizes use during occupied periods and turns off during unoccupied periods. Source: Honeywell study. | Efficient | 0 | Conventional | HVAC | Com - Refrig. Warehouse | Com | RET and NEW | 0 | 1000 sqft2 of floor space | ton | 15 | DEER:HVAC_Split-Package_AC | 1410.2578 | 0.17213 | 0 | 2020 CPI & Inflation Esclators for Workpaper PGE3PHVC149 R2 | 351.9845 | 2020 | 0 | 140.7938 | 2020 | 0 | 0 | 2020 CPI & Inflation Esclators for Workpaper PGE3PHVC149 R2 | PTAC Controls - Cold ¦ PG&E ¦ Cold | PTAC Controls - Cold | 0.0022279 | 1 | 0.02 | CBSA 2014 | -30.259 | 2032 | 0.6 | n/a
COM-HVAC-66.33 | Com ¦ PTAC Controls Upgrade - Cold ¦ PG&E ¦ Cold | Com ¦ PTAC Controls Upgrade - Cold | PG&E ¦ Cold | PG&E | All | Electric | EMS optimizes use during occupied periods and turns off during unoccupied periods. Source: Honeywell study. | Efficient | 0 | Conventional | HVAC | Com - Restaurant | Com | RET and NEW | 0 | 1000 sqft2 of floor space | ton | 15 | DEER:HVAC_Split-Package_AC | 488.1822 | 0.17213 | 0 | 2020 CPI & Inflation Esclators for Workpaper PGE3PHVC149 R2 | 351.9845 | 2020 | 0 | 140.7938 | 2020 | 0 | 0 | 2020 CPI & Inflation Esclators for Workpaper PGE3PHVC149 R2 | PTAC Controls - Cold ¦ PG&E ¦ Cold | PTAC Controls - Cold | 0.031788 | 1 | 0.02 | CBSA 2014 | -9.9509 | 2032 | 0.6 | n/a
COM-HVAC-66.34 | Com ¦ PTAC Controls Upgrade - Cold ¦ PG&E ¦ Cold | Com ¦ PTAC Controls Upgrade - Cold | PG&E ¦ Cold | PG&E | All | Electric | EMS optimizes use during occupied periods and turns off during unoccupied periods. Source: Honeywell study. | Efficient | 0 | Conventional | HVAC | Com - Retail | Com | RET and NEW | 0 | 1000 sqft2 of floor space | ton | 15 | DEER:HVAC_Split-Package_AC | 405.2423 | 0.17213 | 0 | 2020 CPI & Inflation Esclators for Workpaper PGE3PHVC149 R2 | 351.9845 | 2020 | 0 | 140.7938 | 2020 | 0 | 0 | 2020 CPI & Inflation Esclators for Workpaper PGE3PHVC149 R2 | PTAC Controls - Cold ¦ PG&E ¦ Cold | PTAC Controls - Cold | 0.0060835 | 1 | 0.02 | CBSA 2014 | -39.0285 | 2032 | 0.6 | n/a
COM-HVAC-66.35 | Com ¦ PTAC Controls Upgrade - Cold ¦ PG&E ¦ Cold | Com ¦ PTAC Controls Upgrade - Cold | PG&E ¦ Cold | PG&E | All | Electric | EMS optimizes use during occupied periods and turns off during unoccupied periods. Source: Honeywell study. | Efficient | 0 | Conventional | HVAC | Com - School | Com | RET and NEW | 0 | 1000 sqft2 of floor space | ton | 15 | DEER:HVAC_Split-Package_AC | 338.8181 | 0.17213 | 0 | 2020 CPI & Inflation Esclators for Workpaper PGE3PHVC149 R2 | 351.9845 | 2020 | 0 | 140.7938 | 2020 | 0 | 0 | 2020 CPI & Inflation Esclators for Workpaper PGE3PHVC149 R2 | PTAC Controls - Cold ¦ PG&E ¦ Cold | PTAC Controls - Cold | 0.0043708 | 1 | 0.02 | CBSA 2014 | -18.6115 | 2032 | 0.6 | n/a
COM-HVAC-66.36 | Com ¦ PTAC Controls Upgrade - Cold ¦ PG&E ¦ Cold | Com ¦ PTAC Controls Upgrade - Cold | PG&E ¦ Cold | PG&E | All | Electric | EMS optimizes use during occupied periods and turns off during unoccupied periods. Source: Honeywell study. | Efficient | 0 | Conventional | HVAC | Com - Warehouse | Com | RET and NEW | 0 | 1000 sqft2 of floor space | ton | 15 | DEER:HVAC_Split-Package_AC | 386.5546 | 0.17213 | 0 | 2020 CPI & Inflation Esclators for Workpaper PGE3PHVC149 R2 | 351.9845 | 2020 | 0 | 140.7938 | 2020 | 0 | 0 | 2020 CPI & Inflation Esclators for Workpaper PGE3PHVC149 R2 | PTAC Controls - Cold ¦ PG&E ¦ Cold | PTAC Controls - Cold | 0.0005331 | 1 | 0.02 | CBSA 2014 | -28.7439 | 2032 | 0.6 | n/a
COM-HVAC-66.37 | Com ¦ PTAC Controls Upgrade - Marine ¦ SCE ¦ Marine | Com ¦ PTAC Controls Upgrade - Marine | SCE ¦ Marine | SCE | All | Electric | EMS optimizes use during occupied periods and turns off during unoccupied periods. Source: Honeywell study. | Efficient | 0 | Conventional | HVAC | Com - College | Com | RET and NEW | 0 | 1000 sqft2 of floor space | ton | 15 | DEER:HVAC_Split-Package_AC | 627.5694 | 0.21802 | 0 | 2020 CPI & Inflation Esclators for Workpaper PGE3PHVC149 R2 | 351.9845 | 2020 | 0 | 140.7938 | 2020 | 0 | 0 | 2020 CPI & Inflation Esclators for Workpaper PGE3PHVC149 R2 | PTAC Controls - Marine ¦ SCE ¦ Marine | PTAC Controls - Marine | 0.002327 | 1 | 0.02 | CBSA 2014 | -21.331 | 2032 | 0.6 | n/a
COM-HVAC-66.38 | Com ¦ PTAC Controls Upgrade - Marine ¦ SCE ¦ Marine | Com ¦ PTAC Controls Upgrade - Marine | SCE ¦ Marine | SCE | All | Electric | EMS optimizes use during occupied periods and turns off during unoccupied periods. Source: Honeywell study. | Efficient | 0 | Conventional | HVAC | Com - Grocery | Com | RET and NEW | 0 | 1000 sqft2 of floor space | ton | 15 | DEER:HVAC_Split-Package_AC | 592.6892 | 0.21802 | 0 | 2020 CPI & Inflation Esclators for Workpaper PGE3PHVC149 R2 | 351.9845 | 2020 | 0 | 140.7938 | 2020 | 0 | 0 | 2020 CPI & Inflation Esclators for Workpaper PGE3PHVC149 R2 | PTAC Controls - Marine ¦ SCE ¦ Marine | PTAC Controls - Marine | 0.0040653 | 1 | 0.02 | CBSA 2014 | -13.0306 | 2032 | 0.6 | n/a
COM-HVAC-66.39 | Com ¦ PTAC Controls Upgrade - Marine ¦ SCE ¦ Marine | Com ¦ PTAC Controls Upgrade - Marine | SCE ¦ Marine | SCE | All | Electric | EMS optimizes use during occupied periods and turns off during unoccupied periods. Source: Honeywell study. | Efficient | 0 | Conventional | HVAC | Com - Health | Com | RET and NEW | 0 | 1000 sqft2 of floor space | ton | 15 | DEER:HVAC_Split-Package_AC | 656.3711 | 0.21802 | 0 | 2020 CPI & Inflation Esclators for Workpaper PGE3PHVC149 R2 | 351.9845 | 2020 | 0 | 140.7938 | 2020 | 0 | 0 | 2020 CPI & Inflation Esclators for Workpaper PGE3PHVC149 R2 | PTAC Controls - Marine ¦ SCE ¦ Marine | PTAC Controls - Marine | 0.012744 | 1 | 0.02 | CBSA 2014 | -9.7285 | 2032 | 0.6 | n/a
COM-HVAC-66.40 | Com ¦ PTAC Controls Upgrade - Marine ¦ SCE ¦ Marine | Com ¦ PTAC Controls Upgrade - Marine | SCE ¦ Marine | SCE | All | Electric | EMS optimizes use during occupied periods and turns off during unoccupied periods. Source: Honeywell study. | Efficient | 0 | Conventional | HVAC | Com - Lodging | Com | RET and NEW | 0 | 1000 sqft2 of floor space | ton | 15 | DEER:HVAC_Split-Package_AC | 961.5 | 0.21802 | 0 | 2020 CPI & Inflation Esclators for Workpaper PGE3PHVC149 R2 | 351.9845 | 2020 | 0 | 140.7938 | 2020 | 0 | 0 | 2020 CPI & Inflation Esclators for Workpaper PGE3PHVC149 R2 | PTAC Controls - Marine ¦ SCE ¦ Marine | PTAC Controls - Marine | 0.026884 | 1 | 0.02 | CBSA 2014 | -52.847 | 2032 | 0.6 | n/a
COM-HVAC-66.41 | Com ¦ PTAC Controls Upgrade - Marine ¦ SCE ¦ Marine | Com ¦ PTAC Controls Upgrade - Marine | SCE ¦ Marine | SCE | All | Electric | EMS optimizes use during occupied periods and turns off during unoccupied periods. Source: Honeywell study. | Efficient | 0 | Conventional | HVAC | Com - Office (Large) | Com | RET and NEW | 0 | 1000 sqft2 of floor space | ton | 15 | DEER:HVAC_Split-Package_AC | 958.3637 | 0.21802 | 0 | 2020 CPI & Inflation Esclators for Workpaper PGE3PHVC149 R2 | 351.9845 | 2020 | 0 | 140.7938 | 2020 | 0 | 0 | 2020 CPI & Inflation Esclators for Workpaper PGE3PHVC149 R2 | PTAC Controls - Marine ¦ SCE ¦ Marine | PTAC Controls - Marine | 0.0070578 | 1 | 0.02 | CBSA 2014 | -15.0072 | 2032 | 0.6 | n/a
COM-HVAC-66.42 | Com ¦ PTAC Controls Upgrade - Marine ¦ SCE ¦ Marine | Com ¦ PTAC Controls Upgrade - Marine | SCE ¦ Marine | SCE | All | Electric | EMS optimizes use during occupied periods and turns off during unoccupied periods. Source: Honeywell study. | Efficient | 0 | Conventional | HVAC | Com - Office (Small) | Com | RET and NEW | 0 | 1000 sqft2 of floor space | ton | 15 | DEER:HVAC_Split-Package_AC | 504.23 | 0.21802 | 0 | 2020 CPI & Inflation Esclators for Workpaper PGE3PHVC149 R2 | 351.9845 | 2020 | 0 | 140.7938 | 2020 | 0 | 0 | 2020 CPI & Inflation Esclators for Workpaper PGE3PHVC149 R2 | PTAC Controls - Marine ¦ SCE ¦ Marine | PTAC Controls - Marine | 0.019894 | 1 | 0.02 | CBSA 2014 | -13.1233 | 2032 | 0.6 | n/a
COM-HVAC-66.43 | Com ¦ PTAC Controls Upgrade - Marine ¦ SCE ¦ Marine | Com ¦ PTAC Controls Upgrade - Marine | SCE ¦ Marine | SCE | All | Electric | EMS optimizes use during occupied periods and turns off during unoccupied periods. Source: Honeywell study. | Efficient | 0 | Conventional | HVAC | Com - Other | Com | RET and NEW | 0 | 1000 sqft2 of floor space | ton | 15 | DEER:HVAC_Split-Package_AC | 373.5501 | 0.21802 | 0 | 2020 CPI & Inflation Esclators for Workpaper PGE3PHVC149 R2 | 351.9845 | 2020 | 0 | 140.7938 | 2020 | 0 | 0 | 2020 CPI & Inflation Esclators for Workpaper PGE3PHVC149 R2 | PTAC Controls - Marine ¦ SCE ¦ Marine | PTAC Controls - Marine | 0.0037166 | 1 | 0.02 | CBSA 2014 | -21.9023 | 2032 | 0.6 | n/a
COM-HVAC-66.44 | Com ¦ PTAC Controls Upgrade - Marine ¦ SCE ¦ Marine | Com ¦ PTAC Controls Upgrade - Marine | SCE ¦ Marine | SCE | All | Electric | EMS optimizes use during occupied periods and turns off during unoccupied periods. Source: Honeywell study. | Efficient | 0 | Conventional | HVAC | Com - Refrig. Warehouse | Com | RET and NEW | 0 | 1000 sqft2 of floor space | ton | 15 | DEER:HVAC_Split-Package_AC | 871.7079 | 0.21802 | 0 | 2020 CPI & Inflation Esclators for Workpaper PGE3PHVC149 R2 | 351.9845 | 2020 | 0 | 140.7938 | 2020 | 0 | 0 | 2020 CPI & Inflation Esclators for Workpaper PGE3PHVC149 R2 | PTAC Controls - Marine ¦ SCE ¦ Marine | PTAC Controls - Marine | 0.0026148 | 1 | 0.02 | CBSA 2014 | -18.7037 | 2032 | 0.6 | n/a
COM-HVAC-66.45 | Com ¦ PTAC Controls Upgrade - Marine ¦ SCE ¦ Marine | Com ¦ PTAC Controls Upgrade - Marine | SCE ¦ Marine | SCE | All | Electric | EMS optimizes use during occupied periods and turns off during unoccupied periods. Source: Honeywell study. | Efficient | 0 | Conventional | HVAC | Com - Restaurant | Com | RET and NEW | 0 | 1000 sqft2 of floor space | ton | 15 | DEER:HVAC_Split-Package_AC | 692.6083 | 0.21802 | 0 | 2020 CPI & Inflation Esclators for Workpaper PGE3PHVC149 R2 | 351.9845 | 2020 | 0 | 140.7938 | 2020 | 0 | 0 | 2020 CPI & Inflation Esclators for Workpaper PGE3PHVC149 R2 | PTAC Controls - Marine ¦ SCE ¦ Marine | PTAC Controls - Marine | 0.031788 | 1 | 0.02 | CBSA 2014 | -14.1178 | 2032 | 0.6 | n/a
COM-HVAC-66.46 | Com ¦ PTAC Controls Upgrade - Marine ¦ SCE ¦ Marine | Com ¦ PTAC Controls Upgrade - Marine | SCE ¦ Marine | SCE | All | Electric | EMS optimizes use during occupied periods and turns off during unoccupied periods. Source: Honeywell study. | Efficient | 0 | Conventional | HVAC | Com - Retail | Com | RET and NEW | 0 | 1000 sqft2 of floor space | ton | 15 | DEER:HVAC_Split-Package_AC | 478.0418 | 0.21802 | 0 | 2020 CPI & Inflation Esclators for Workpaper PGE3PHVC149 R2 | 351.9845 | 2020 | 0 | 140.7938 | 2020 | 0 | 0 | 2020 CPI & Inflation Esclators for Workpaper PGE3PHVC149 R2 | PTAC Controls - Marine ¦ SCE ¦ Marine | PTAC Controls - Marine | 0.0060835 | 1 | 0.02 | CBSA 2014 | -46.0398 | 2032 | 0.6 | n/a
COM-HVAC-66.47 | Com ¦ PTAC Controls Upgrade - Marine ¦ SCE ¦ Marine | Com ¦ PTAC Controls Upgrade - Marine | SCE ¦ Marine | SCE | All | Electric | EMS optimizes use during occupied periods and turns off during unoccupied periods. Source: Honeywell study. | Efficient | 0 | Conventional | HVAC | Com - School | Com | RET and NEW | 0 | 1000 sqft2 of floor space | ton | 15 | DEER:HVAC_Split-Package_AC | 383.6462 | 0.21802 | 0 | 2020 CPI & Inflation Esclators for Workpaper PGE3PHVC149 R2 | 351.9845 | 2020 | 0 | 140.7938 | 2020 | 0 | 0 | 2020 CPI & Inflation Esclators for Workpaper PGE3PHVC149 R2 | PTAC Controls - Marine ¦ SCE ¦ Marine | PTAC Controls - Marine | 0.012039 | 1 | 0.02 | CBSA 2014 | -21.074 | 2032 | 0.6 | n/a
COM-HVAC-66.48 | Com ¦ PTAC Controls Upgrade - Marine ¦ SCE ¦ Marine | Com ¦ PTAC Controls Upgrade - Marine | SCE ¦ Marine | SCE | All | Electric | EMS optimizes use during occupied periods and turns off during unoccupied periods. Source: Honeywell study. | Efficient | 0 | Conventional | HVAC | Com - Warehouse | Com | RET and NEW | 0 | 1000 sqft2 of floor space | ton | 15 | DEER:HVAC_Split-Package_AC | 833.8075 | 0.21802 | 0 | 2020 CPI & Inflation Esclators for Workpaper PGE3PHVC149 R2 | 351.9845 | 2020 | 0 | 140.7938 | 2020 | 0 | 0 | 2020 CPI & Inflation Esclators for Workpaper PGE3PHVC149 R2 | PTAC Controls - Marine ¦ SCE ¦ Marine | PTAC Controls - Marine | 0.0022349 | 1 | 0.02 | CBSA 2014 | -62.0013 | 2032 | 0.6 | n/a
COM-HVAC-66.49 | Com ¦ PTAC Controls Upgrade - Hot-Dry ¦ SCE ¦ Hot-Dry | Com ¦ PTAC Controls Upgrade - Hot-Dry | SCE ¦ Hot-Dry | SCE | All | Electric | EMS optimizes use during occupied periods and turns off during unoccupied periods. Source: Honeywell study. | Efficient | 0 | Conventional | HVAC | Com - College | Com | RET and NEW | 0 | 1000 sqft2 of floor space | ton | 15 | DEER:HVAC_Split-Package_AC | 666.7313 | 0.21802 | 0 | 2020 CPI & Inflation Esclators for Workpaper PGE3PHVC149 R2 | 351.9845 | 2020 | 0 | 140.7938 | 2020 | 0 | 0 | 2020 CPI & Inflation Esclators for Workpaper PGE3PHVC149 R2 | PTAC Controls - Hot-Dry ¦ SCE ¦ Hot-Dry | PTAC Controls - Hot-Dry | 0.002327 | 1 | 0.02 | CBSA 2014 | -22.6621 | 2032 | 0.6 | n/a
COM-HVAC-66.50 | Com ¦ PTAC Controls Upgrade - Hot-Dry ¦ SCE ¦ Hot-Dry | Com ¦ PTAC Controls Upgrade - Hot-Dry | SCE ¦ Hot-Dry | SCE | All | Electric | EMS optimizes use during occupied periods and turns off during unoccupied periods. Source: Honeywell study. | Efficient | 0 | Conventional | HVAC | Com - Grocery | Com | RET and NEW | 0 | 1000 sqft2 of floor space | ton | 15 | DEER:HVAC_Split-Package_AC | 629.6745 | 0.21802 | 0 | 2020 CPI & Inflation Esclators for Workpaper PGE3PHVC149 R2 | 351.9845 | 2020 | 0 | 140.7938 | 2020 | 0 | 0 | 2020 CPI & Inflation Esclators for Workpaper PGE3PHVC149 R2 | PTAC Controls - Hot-Dry ¦ SCE ¦ Hot-Dry | PTAC Controls - Hot-Dry | 0.0040653 | 1 | 0.02 | CBSA 2014 | -13.8437 | 2032 | 0.6 | n/a
COM-HVAC-66.51 | Com ¦ PTAC Controls Upgrade - Hot-Dry ¦ SCE ¦ Hot-Dry | Com ¦ PTAC Controls Upgrade - Hot-Dry | SCE ¦ Hot-Dry | SCE | All | Electric | EMS optimizes use during occupied periods and turns off during unoccupied periods. Source: Honeywell study. | Efficient | 0 | Conventional | HVAC | Com - Health | Com | RET and NEW | 0 | 1000 sqft2 of floor space | ton | 15 | DEER:HVAC_Split-Package_AC | 697.3303 | 0.21802 | 0 | 2020 CPI & Inflation Esclators for Workpaper PGE3PHVC149 R2 | 351.9845 | 2020 | 0 | 140.7938 | 2020 | 0 | 0 | 2020 CPI & Inflation Esclators for Workpaper PGE3PHVC149 R2 | PTAC Controls - Hot-Dry ¦ SCE ¦ Hot-Dry | PTAC Controls - Hot-Dry | 0.012744 | 1 | 0.02 | CBSA 2014 | -10.3355 | 2032 | 0.6 | n/a
COM-HVAC-66.52 | Com ¦ PTAC Controls Upgrade - Hot-Dry ¦ SCE ¦ Hot-Dry | Com ¦ PTAC Controls Upgrade - Hot-Dry | SCE ¦ Hot-Dry | SCE | All | Electric | EMS optimizes use during occupied periods and turns off during unoccupied periods. Source: Honeywell study. | Efficient | 0 | Conventional | HVAC | Com - Lodging | Com | RET and NEW | 0 | 1000 sqft2 of floor space | ton | 15 | DEER:HVAC_Split-Package_AC | 1021.5 | 0.21802 | 0 | 2020 CPI & Inflation Esclators for Workpaper PGE3PHVC149 R2 | 351.9845 | 2020 | 0 | 140.7938 | 2020 | 0 | 0 | 2020 CPI & Inflation Esclators for Workpaper PGE3PHVC149 R2 | PTAC Controls - Hot-Dry ¦ SCE ¦ Hot-Dry | PTAC Controls - Hot-Dry | 0.026884 | 1 | 0.02 | CBSA 2014 | -56.1448 | 2032 | 0.6 | n/a
COM-HVAC-66.53 | Com ¦ PTAC Controls Upgrade - Hot-Dry ¦ SCE ¦ Hot-Dry | Com ¦ PTAC Controls Upgrade - Hot-Dry | SCE ¦ Hot-Dry | SCE | All | Electric | EMS optimizes use during occupied periods and turns off during unoccupied periods. Source: Honeywell study. | Efficient | 0 | Conventional | HVAC | Com - Office (Large) | Com | RET and NEW | 0 | 1000 sqft2 of floor space | ton | 15 | DEER:HVAC_Split-Package_AC | 1018.168 | 0.21802 | 0 | 2020 CPI & Inflation Esclators for Workpaper PGE3PHVC149 R2 | 351.9845 | 2020 | 0 | 140.7938 | 2020 | 0 | 0 | 2020 CPI & Inflation Esclators for Workpaper PGE3PHVC149 R2 | PTAC Controls - Hot-Dry ¦ SCE ¦ Hot-Dry | PTAC Controls - Hot-Dry | 0.0070578 | 1 | 0.02 | CBSA 2014 | -15.9437 | 2032 | 0.6 | n/a
COM-HVAC-66.54 | Com ¦ PTAC Controls Upgrade - Hot-Dry ¦ SCE ¦ Hot-Dry | Com ¦ PTAC Controls Upgrade - Hot-Dry | SCE ¦ Hot-Dry | SCE | All | Electric | EMS optimizes use during occupied periods and turns off during unoccupied periods. Source: Honeywell study. | Efficient | 0 | Conventional | HVAC | Com - Office (Small) | Com | RET and NEW | 0 | 1000 sqft2 of floor space | ton | 15 | DEER:HVAC_Split-Package_AC | 535.6952 | 0.21802 | 0 | 2020 CPI & Inflation Esclators for Workpaper PGE3PHVC149 R2 | 351.9845 | 2020 | 0 | 140.7938 | 2020 | 0 | 0 | 2020 CPI & Inflation Esclators for Workpaper PGE3PHVC149 R2 | PTAC Controls - Hot-Dry ¦ SCE ¦ Hot-Dry | PTAC Controls - Hot-Dry | 0.019894 | 1 | 0.02 | CBSA 2014 | -13.9423 | 2032 | 0.6 | n/a
COM-HVAC-66.55 | Com ¦ PTAC Controls Upgrade - Hot-Dry ¦ SCE ¦ Hot-Dry | Com ¦ PTAC Controls Upgrade - Hot-Dry | SCE ¦ Hot-Dry | SCE | All | Electric | EMS optimizes use during occupied periods and turns off during unoccupied periods. Source: Honeywell study. | Efficient | 0 | Conventional | HVAC | Com - Other | Com | RET and NEW | 0 | 1000 sqft2 of floor space | ton | 15 | DEER:HVAC_Split-Package_AC | 396.8605 | 0.21802 | 0 | 2020 CPI & Inflation Esclators for Workpaper PGE3PHVC149 R2 | 351.9845 | 2020 | 0 | 140.7938 | 2020 | 0 | 0 | 2020 CPI & Inflation Esclators for Workpaper PGE3PHVC149 R2 | PTAC Controls - Hot-Dry ¦ SCE ¦ Hot-Dry | PTAC Controls - Hot-Dry | 0.0037166 | 1 | 0.02 | CBSA 2014 | -23.2691 | 2032 | 0.6 | n/a
COM-HVAC-66.56 | Com ¦ PTAC Controls Upgrade - Hot-Dry ¦ SCE ¦ Hot-Dry | Com ¦ PTAC Controls Upgrade - Hot-Dry | SCE ¦ Hot-Dry | SCE | All | Electric | EMS optimizes use during occupied periods and turns off during unoccupied periods. Source: Honeywell study. | Efficient | 0 | Conventional | HVAC | Com - Refrig. Warehouse | Com | RET and NEW | 0 | 1000 sqft2 of floor space | ton | 15 | DEER:HVAC_Split-Package_AC | 926.1046 | 0.21802 | 0 | 2020 CPI & Inflation Esclators for Workpaper PGE3PHVC149 R2 | 351.9845 | 2020 | 0 | 140.7938 | 2020 | 0 | 0 | 2020 CPI & Inflation Esclators for Workpaper PGE3PHVC149 R2 | PTAC Controls - Hot-Dry ¦ SCE ¦ Hot-Dry | PTAC Controls - Hot-Dry | 0.0026148 | 1 | 0.02 | CBSA 2014 | -19.8708 | 2032 | 0.6 | n/a
COM-HVAC-66.57 | Com ¦ PTAC Controls Upgrade - Hot-Dry ¦ SCE ¦ Hot-Dry | Com ¦ PTAC Controls Upgrade - Hot-Dry | SCE ¦ Hot-Dry | SCE | All | Electric | EMS optimizes use during occupied periods and turns off during unoccupied periods. Source: Honeywell study. | Efficient | 0 | Conventional | HVAC | Com - Restaurant | Com | RET and NEW | 0 | 1000 sqft2 of floor space | ton | 15 | DEER:HVAC_Split-Package_AC | 735.8288 | 0.21802 | 0 | 2020 CPI & Inflation Esclators for Workpaper PGE3PHVC149 R2 | 351.9845 | 2020 | 0 | 140.7938 | 2020 | 0 | 0 | 2020 CPI & Inflation Esclators for Workpaper PGE3PHVC149 R2 | PTAC Controls - Hot-Dry ¦ SCE ¦ Hot-Dry | PTAC Controls - Hot-Dry | 0.031788 | 1 | 0.02 | CBSA 2014 | -14.9988 | 2032 | 0.6 | n/a
COM-HVAC-66.58 | Com ¦ PTAC Controls Upgrade - Hot-Dry ¦ SCE ¦ Hot-Dry | Com ¦ PTAC Controls Upgrade - Hot-Dry | SCE ¦ Hot-Dry | SCE | All | Electric | EMS optimizes use during occupied periods and turns off during unoccupied periods. Source: Honeywell study. | Efficient | 0 | Conventional | HVAC | Com - Retail | Com | RET and NEW | 0 | 1000 sqft2 of floor space | ton | 15 | DEER:HVAC_Split-Package_AC | 507.8729 | 0.21802 | 0 | 2020 CPI & Inflation Esclators for Workpaper PGE3PHVC149 R2 | 351.9845 | 2020 | 0 | 140.7938 | 2020 | 0 | 0 | 2020 CPI & Inflation Esclators for Workpaper PGE3PHVC149 R2 | PTAC Controls - Hot-Dry ¦ SCE ¦ Hot-Dry | PTAC Controls - Hot-Dry | 0.0060835 | 1 | 0.02 | CBSA 2014 | -48.9128 | 2032 | 0.6 | n/a
COM-HVAC-66.59 | Com ¦ PTAC Controls Upgrade - Hot-Dry ¦ SCE ¦ Hot-Dry | Com ¦ PTAC Controls Upgrade - Hot-Dry | SCE ¦ Hot-Dry | SCE | All | Electric | EMS optimizes use during occupied periods and turns off during unoccupied periods. Source: Honeywell study. | Efficient | 0 | Conventional | HVAC | Com - School | Com | RET and NEW | 0 | 1000 sqft2 of floor space | ton | 15 | DEER:HVAC_Split-Package_AC | 407.5867 | 0.21802 | 0 | 2020 CPI & Inflation Esclators for Workpaper PGE3PHVC149 R2 | 351.9845 | 2020 | 0 | 140.7938 | 2020 | 0 | 0 | 2020 CPI & Inflation Esclators for Workpaper PGE3PHVC149 R2 | PTAC Controls - Hot-Dry ¦ SCE ¦ Hot-Dry | PTAC Controls - Hot-Dry | 0.012039 | 1 | 0.02 | CBSA 2014 | -22.389 | 2032 | 0.6 | n/a
COM-HVAC-66.60 | Com ¦ PTAC Controls Upgrade - Hot-Dry ¦ SCE ¦ Hot-Dry | Com ¦ PTAC Controls Upgrade - Hot-Dry | SCE ¦ Hot-Dry | SCE | All | Electric | EMS optimizes use during occupied periods and turns off during unoccupied periods. Source: Honeywell study. | Efficient | 0 | Conventional | HVAC | Com - Warehouse | Com | RET and NEW | 0 | 1000 sqft2 of floor space | ton | 15 | DEER:HVAC_Split-Package_AC | 885.8392 | 0.21802 | 0 | 2020 CPI & Inflation Esclators for Workpaper PGE3PHVC149 R2 | 351.9845 | 2020 | 0 | 140.7938 | 2020 | 0 | 0 | 2020 CPI & Inflation Esclators for Workpaper PGE3PHVC149 R2 | PTAC Controls - Hot-Dry ¦ SCE ¦ Hot-Dry | PTAC Controls - Hot-Dry | 0.0022349 | 1 | 0.02 | CBSA 2014 | -65.8703 | 2032 | 0.6 | n/a
COM-HVAC-66.61 | Com ¦ PTAC Controls Upgrade - Cold ¦ SCE ¦ Cold | Com ¦ PTAC Controls Upgrade - Cold | SCE ¦ Cold | SCE | All | Electric | EMS optimizes use during occupied periods and turns off during unoccupied periods. Source: Honeywell study. | Efficient | 0 | Conventional | HVAC | Com - College | Com | RET and NEW | 0 | 1000 sqft2 of floor space | ton | 15 | DEER:HVAC_Split-Package_AC | 702.9561 | 0.17213 | 0 | 2020 CPI & Inflation Esclators for Workpaper PGE3PHVC149 R2 | 351.9845 | 2020 | 0 | 140.7938 | 2020 | 0 | 0 | 2020 CPI & Inflation Esclators for Workpaper PGE3PHVC149 R2 | PTAC Controls - Cold ¦ SCE ¦ Cold | PTAC Controls - Cold | 0.002327 | 1 | 0.02 | CBSA 2014 | -23.8934 | 2032 | 0.6 | n/a
COM-HVAC-66.62 | Com ¦ PTAC Controls Upgrade - Cold ¦ SCE ¦ Cold | Com ¦ PTAC Controls Upgrade - Cold | SCE ¦ Cold | SCE | All | Electric | EMS optimizes use during occupied periods and turns off during unoccupied periods. Source: Honeywell study. | Efficient | 0 | Conventional | HVAC | Com - Grocery | Com | RET and NEW | 0 | 1000 sqft2 of floor space | ton | 15 | DEER:HVAC_Split-Package_AC | 663.8859 | 0.17213 | 0 | 2020 CPI & Inflation Esclators for Workpaper PGE3PHVC149 R2 | 351.9845 | 2020 | 0 | 140.7938 | 2020 | 0 | 0 | 2020 CPI & Inflation Esclators for Workpaper PGE3PHVC149 R2 | PTAC Controls - Cold ¦ SCE ¦ Cold | PTAC Controls - Cold | 0.0040653 | 1 | 0.02 | CBSA 2014 | -14.5959 | 2032 | 0.6 | n/a
COM-HVAC-66.63 | Com ¦ PTAC Controls Upgrade - Cold ¦ SCE ¦ Cold | Com ¦ PTAC Controls Upgrade - Cold | SCE ¦ Cold | SCE | All | Electric | EMS optimizes use during occupied periods and turns off during unoccupied periods. Source: Honeywell study. | Efficient | 0 | Conventional | HVAC | Com - Health | Com | RET and NEW | 0 | 1000 sqft2 of floor space | ton | 15 | DEER:HVAC_Split-Package_AC | 735.2176 | 0.17213 | 0 | 2020 CPI & Inflation Esclators for Workpaper PGE3PHVC149 R2 | 351.9845 | 2020 | 0 | 140.7938 | 2020 | 0 | 0 | 2020 CPI & Inflation Esclators for Workpaper PGE3PHVC149 R2 | PTAC Controls - Cold ¦ SCE ¦ Cold | PTAC Controls - Cold | 0.012744 | 1 | 0.02 | CBSA 2014 | -10.8971 | 2032 | 0.6 | n/a
COM-HVAC-66.64 | Com ¦ PTAC Controls Upgrade - Cold ¦ SCE ¦ Cold | Com ¦ PTAC Controls Upgrade - Cold | SCE ¦ Cold | SCE | All | Electric | EMS optimizes use during occupied periods and turns off during unoccupied periods. Source: Honeywell study. | Efficient | 0 | Conventional | HVAC | Com - Lodging | Com | RET and NEW | 0 | 1000 sqft2 of floor space | ton | 15 | DEER:HVAC_Split-Package_AC | 1077 | 0.17213 | 0 | 2020 CPI & Inflation Esclators for Workpaper PGE3PHVC149 R2 | 351.9845 | 2020 | 0 | 140.7938 | 2020 | 0 | 0 | 2020 CPI & Inflation Esclators for Workpaper PGE3PHVC149 R2 | PTAC Controls - Cold ¦ SCE ¦ Cold | PTAC Controls - Cold | 0.026884 | 1 | 0.02 | CBSA 2014 | -59.1953 | 2032 | 0.6 | n/a
COM-HVAC-66.65 | Com ¦ PTAC Controls Upgrade - Cold ¦ SCE ¦ Cold | Com ¦ PTAC Controls Upgrade - Cold | SCE ¦ Cold | SCE | All | Electric | EMS optimizes use during occupied periods and turns off during unoccupied periods. Source: Honeywell study. | Efficient | 0 | Conventional | HVAC | Com - Office (Large) | Com | RET and NEW | 0 | 1000 sqft2 of floor space | ton | 15 | DEER:HVAC_Split-Package_AC | 1073.487 | 0.17213 | 0 | 2020 CPI & Inflation Esclators for Workpaper PGE3PHVC149 R2 | 351.9845 | 2020 | 0 | 140.7938 | 2020 | 0 | 0 | 2020 CPI & Inflation Esclators for Workpaper PGE3PHVC149 R2 | PTAC Controls - Cold ¦ SCE ¦ Cold | PTAC Controls - Cold | 0.0070578 | 1 | 0.02 | CBSA 2014 | -16.81 | 2032 | 0.6 | n/a
COM-HVAC-66.66 | Com ¦ PTAC Controls Upgrade - Cold ¦ SCE ¦ Cold | Com ¦ PTAC Controls Upgrade - Cold | SCE ¦ Cold | SCE | All | Electric | EMS optimizes use during occupied periods and turns off during unoccupied periods. Source: Honeywell study. | Efficient | 0 | Conventional | HVAC | Com - Office (Small) | Com | RET and NEW | 0 | 1000 sqft2 of floor space | ton | 15 | DEER:HVAC_Split-Package_AC | 564.8005 | 0.17213 | 0 | 2020 CPI & Inflation Esclators for Workpaper PGE3PHVC149 R2 | 351.9845 | 2020 | 0 | 140.7938 | 2020 | 0 | 0 | 2020 CPI & Inflation Esclators for Workpaper PGE3PHVC149 R2 | PTAC Controls - Cold ¦ SCE ¦ Cold | PTAC Controls - Cold | 0.019894 | 1 | 0.02 | CBSA 2014 | -14.6998 | 2032 | 0.6 | n/a
COM-HVAC-66.67 | Com ¦ PTAC Controls Upgrade - Cold ¦ SCE ¦ Cold | Com ¦ PTAC Controls Upgrade - Cold | SCE ¦ Cold | SCE | All | Electric | EMS optimizes use during occupied periods and turns off during unoccupied periods. Source: Honeywell study. | Efficient | 0 | Conventional | HVAC | Com - Other | Com | RET and NEW | 0 | 1000 sqft2 of floor space | ton | 15 | DEER:HVAC_Split-Package_AC | 418.4227 | 0.17213 | 0 | 2020 CPI & Inflation Esclators for Workpaper PGE3PHVC149 R2 | 351.9845 | 2020 | 0 | 140.7938 | 2020 | 0 | 0 | 2020 CPI & Inflation Esclators for Workpaper PGE3PHVC149 R2 | PTAC Controls - Cold ¦ SCE ¦ Cold | PTAC Controls - Cold | 0.0037166 | 1 | 0.02 | CBSA 2014 | -24.5333 | 2032 | 0.6 | n/a
COM-HVAC-66.68 | Com ¦ PTAC Controls Upgrade - Cold ¦ SCE ¦ Cold | Com ¦ PTAC Controls Upgrade - Cold | SCE ¦ Cold | SCE | All | Electric | EMS optimizes use during occupied periods and turns off during unoccupied periods. Source: Honeywell study. | Efficient | 0 | Conventional | HVAC | Com - Refrig. Warehouse | Com | RET and NEW | 0 | 1000 sqft2 of floor space | ton | 15 | DEER:HVAC_Split-Package_AC | 976.4216 | 0.17213 | 0 | 2020 CPI & Inflation Esclators for Workpaper PGE3PHVC149 R2 | 351.9845 | 2020 | 0 | 140.7938 | 2020 | 0 | 0 | 2020 CPI & Inflation Esclators for Workpaper PGE3PHVC149 R2 | PTAC Controls - Cold ¦ SCE ¦ Cold | PTAC Controls - Cold | 0.0026148 | 1 | 0.02 | CBSA 2014 | -20.9504 | 2032 | 0.6 | n/a
COM-HVAC-66.69 | Com ¦ PTAC Controls Upgrade - Cold ¦ SCE ¦ Cold | Com ¦ PTAC Controls Upgrade - Cold | SCE ¦ Cold | SCE | All | Electric | EMS optimizes use during occupied periods and turns off during unoccupied periods. Source: Honeywell study. | Efficient | 0 | Conventional | HVAC | Com - Restaurant | Com | RET and NEW | 0 | 1000 sqft2 of floor space | ton | 15 | DEER:HVAC_Split-Package_AC | 775.8078 | 0.17213 | 0 | 2020 CPI & Inflation Esclators for Workpaper PGE3PHVC149 R2 | 351.9845 | 2020 | 0 | 140.7938 | 2020 | 0 | 0 | 2020 CPI & Inflation Esclators for Workpaper PGE3PHVC149 R2 | PTAC Controls - Cold ¦ SCE ¦ Cold | PTAC Controls - Cold | 0.031788 | 1 | 0.02 | CBSA 2014 | -15.8137 | 2032 | 0.6 | n/a
COM-HVAC-66.70 | Com ¦ PTAC Controls Upgrade - Cold ¦ SCE ¦ Cold | Com ¦ PTAC Controls Upgrade - Cold | SCE ¦ Cold | SCE | All | Electric | EMS optimizes use during occupied periods and turns off during unoccupied periods. Source: Honeywell study. | Efficient | 0 | Conventional | HVAC | Com - Retail | Com | RET and NEW | 0 | 1000 sqft2 of floor space | ton | 15 | DEER:HVAC_Split-Package_AC | 535.4665 | 0.17213 | 0 | 2020 CPI & Inflation Esclators for Workpaper PGE3PHVC149 R2 | 351.9845 | 2020 | 0 | 140.7938 | 2020 | 0 | 0 | 2020 CPI & Inflation Esclators for Workpaper PGE3PHVC149 R2 | PTAC Controls - Cold ¦ SCE ¦ Cold | PTAC Controls - Cold | 0.0060835 | 1 | 0.02 | CBSA 2014 | -51.5703 | 2032 | 0.6 | n/a
COM-HVAC-66.71 | Com ¦ PTAC Controls Upgrade - Cold ¦ SCE ¦ Cold | Com ¦ PTAC Controls Upgrade - Cold | SCE ¦ Cold | SCE | All | Electric | EMS optimizes use during occupied periods and turns off during unoccupied periods. Source: Honeywell study. | Efficient | 0 | Conventional | HVAC | Com - School | Com | RET and NEW | 0 | 1000 sqft2 of floor space | ton | 15 | DEER:HVAC_Split-Package_AC | 429.7316 | 0.17213 | 0 | 2020 CPI & Inflation Esclators for Workpaper PGE3PHVC149 R2 | 351.9845 | 2020 | 0 | 140.7938 | 2020 | 0 | 0 | 2020 CPI & Inflation Esclators for Workpaper PGE3PHVC149 R2 | PTAC Controls - Cold ¦ SCE ¦ Cold | PTAC Controls - Cold | 0.012039 | 1 | 0.02 | CBSA 2014 | -23.6055 | 2032 | 0.6 | n/a
COM-HVAC-66.72 | Com ¦ PTAC Controls Upgrade - Cold ¦ SCE ¦ Cold | Com ¦ PTAC Controls Upgrade - Cold | SCE ¦ Cold | SCE | All | Electric | EMS optimizes use during occupied periods and turns off during unoccupied periods. Source: Honeywell study. | Efficient | 0 | Conventional | HVAC | Com - Warehouse | Com | RET and NEW | 0 | 1000 sqft2 of floor space | ton | 15 | DEER:HVAC_Split-Package_AC | 933.9685 | 0.17213 | 0 | 2020 CPI & Inflation Esclators for Workpaper PGE3PHVC149 R2 | 351.9845 | 2020 | 0 | 140.7938 | 2020 | 0 | 0 | 2020 CPI & Inflation Esclators for Workpaper PGE3PHVC149 R2 | PTAC Controls - Cold ¦ SCE ¦ Cold | PTAC Controls - Cold | 0.0022349 | 1 | 0.02 | CBSA 2014 | -69.4492 | 2032 | 0.6 | n/a
COM-HVAC-66.73 | Com ¦ PTAC Controls Upgrade - Marine ¦ SDG&E ¦ Marine | Com ¦ PTAC Controls Upgrade - Marine | SDG&E ¦ Marine | SDG&E | All | Electric | EMS optimizes use during occupied periods and turns off during unoccupied periods. Source: Honeywell study. | Efficient | 0 | Conventional | HVAC | Com - College | Com | RET and NEW | 0 | 1000 sqft2 of floor space | ton | 15 | DEER:HVAC_Split-Package_AC | 468.9009 | 0.21802 | 0 | 2020 CPI & Inflation Esclators for Workpaper PGE3PHVC149 R2 | 351.9845 | 2020 | 0 | 140.7938 | 2020 | 0 | 0 | 2020 CPI & Inflation Esclators for Workpaper PGE3PHVC149 R2 | PTAC Controls - Marine ¦ SDG&E ¦ Marine | PTAC Controls - Marine | 0.002327 | 1 | 0.02 | CBSA 2014 | -15.9379 | 2032 | 0.6 | n/a
COM-HVAC-66.74 | Com ¦ PTAC Controls Upgrade - Marine ¦ SDG&E ¦ Marine | Com ¦ PTAC Controls Upgrade - Marine | SDG&E ¦ Marine | SDG&E | All | Electric | EMS optimizes use during occupied periods and turns off during unoccupied periods. Source: Honeywell study. | Efficient | 0 | Conventional | HVAC | Com - Grocery | Com | RET and NEW | 0 | 1000 sqft2 of floor space | ton | 15 | DEER:HVAC_Split-Package_AC | 418.9789 | 0.21802 | 0 | 2020 CPI & Inflation Esclators for Workpaper PGE3PHVC149 R2 | 351.9845 | 2020 | 0 | 140.7938 | 2020 | 0 | 0 | 2020 CPI & Inflation Esclators for Workpaper PGE3PHVC149 R2 | PTAC Controls - Marine ¦ SDG&E ¦ Marine | PTAC Controls - Marine | 0.0042596 | 1 | 0.02 | CBSA 2014 | -9.2115 | 2032 | 0.6 | n/a
COM-HVAC-66.75 | Com ¦ PTAC Controls Upgrade - Marine ¦ SDG&E ¦ Marine | Com ¦ PTAC Controls Upgrade - Marine | SDG&E ¦ Marine | SDG&E | All | Electric | EMS optimizes use during occupied periods and turns off during unoccupied periods. Source: Honeywell study. | Efficient | 0 | Conventional | HVAC | Com - Health | Com | RET and NEW | 0 | 1000 sqft2 of floor space | ton | 15 | DEER:HVAC_Split-Package_AC | 532.4545 | 0.21802 | 0 | 2020 CPI & Inflation Esclators for Workpaper PGE3PHVC149 R2 | 351.9845 | 2020 | 0 | 140.7938 | 2020 | 0 | 0 | 2020 CPI & Inflation Esclators for Workpaper PGE3PHVC149 R2 | PTAC Controls - Marine ¦ SDG&E ¦ Marine | PTAC Controls - Marine | 0.012744 | 1 | 0.02 | CBSA 2014 | -7.8918 | 2032 | 0.6 | n/a
COM-HVAC-66.76 | Com ¦ PTAC Controls Upgrade - Marine ¦ SDG&E ¦ Marine | Com ¦ PTAC Controls Upgrade - Marine | SDG&E ¦ Marine | SDG&E | All | Electric | EMS optimizes use during occupied periods and turns off during unoccupied periods. Source: Honeywell study. | Efficient | 0 | Conventional | HVAC | Com - Lodging | Com | RET and NEW | 0 | 1000 sqft2 of floor space | ton | 15 | DEER:HVAC_Split-Package_AC | 961.5 | 0.21802 | 0 | 2020 CPI & Inflation Esclators for Workpaper PGE3PHVC149 R2 | 351.9845 | 2020 | 0 | 140.7938 | 2020 | 0 | 0 | 2020 CPI & Inflation Esclators for Workpaper PGE3PHVC149 R2 | PTAC Controls - Marine ¦ SDG&E ¦ Marine | PTAC Controls - Marine | 0.063481 | 1 | 0.02 | CBSA 2014 | -52.847 | 2032 | 0.6 | n/a
COM-HVAC-66.77 | Com ¦ PTAC Controls Upgrade - Marine ¦ SDG&E ¦ Marine | Com ¦ PTAC Controls Upgrade - Marine | SDG&E ¦ Marine | SDG&E | All | Electric | EMS optimizes use during occupied periods and turns off during unoccupied periods. Source: Honeywell study. | Efficient | 0 | Conventional | HVAC | Com - Office (Large) | Com | RET and NEW | 0 | 1000 sqft2 of floor space | ton | 15 | DEER:HVAC_Split-Package_AC | 1107.033 | 0.21802 | 0 | 2020 CPI & Inflation Esclators for Workpaper PGE3PHVC149 R2 | 351.9845 | 2020 | 0 | 140.7938 | 2020 | 0 | 0 | 2020 CPI & Inflation Esclators for Workpaper PGE3PHVC149 R2 | PTAC Controls - Marine ¦ SDG&E ¦ Marine | PTAC Controls - Marine | 0.0070578 | 1 | 0.02 | CBSA 2014 | -17.3353 | 2032 | 0.6 | n/a
COM-HVAC-66.78 | Com ¦ PTAC Controls Upgrade - Marine ¦ SDG&E ¦ Marine | Com ¦ PTAC Controls Upgrade - Marine | SDG&E ¦ Marine | SDG&E | All | Electric | EMS optimizes use during occupied periods and turns off during unoccupied periods. Source: Honeywell study. | Efficient | 0 | Conventional | HVAC | Com - Office (Small) | Com | RET and NEW | 0 | 1000 sqft2 of floor space | ton | 15 | DEER:HVAC_Split-Package_AC | 428.4873 | 0.21802 | 0 | 2020 CPI & Inflation Esclators for Workpaper PGE3PHVC149 R2 | 351.9845 | 2020 | 0 | 140.7938 | 2020 | 0 | 0 | 2020 CPI & Inflation Esclators for Workpaper PGE3PHVC149 R2 | PTAC Controls - Marine ¦ SDG&E ¦ Marine | PTAC Controls - Marine | 0.010784 | 1 | 0.02 | CBSA 2014 | -11.152 | 2032 | 0.6 | n/a
COM-HVAC-66.79 | Com ¦ PTAC Controls Upgrade - Marine ¦ SDG&E ¦ Marine | Com ¦ PTAC Controls Upgrade - Marine | SDG&E ¦ Marine | SDG&E | All | Electric | EMS optimizes use during occupied periods and turns off during unoccupied periods. Source: Honeywell study. | Efficient | 0 | Conventional | HVAC | Com - Other | Com | RET and NEW | 0 | 1000 sqft2 of floor space | ton | 15 | DEER:HVAC_Split-Package_AC | 341.7368 | 0.21802 | 0 | 2020 CPI & Inflation Esclators for Workpaper PGE3PHVC149 R2 | 351.9845 | 2020 | 0 | 140.7938 | 2020 | 0 | 0 | 2020 CPI & Inflation Esclators for Workpaper PGE3PHVC149 R2 | PTAC Controls - Marine ¦ SDG&E ¦ Marine | PTAC Controls - Marine | 0.0048572 | 1 | 0.02 | CBSA 2014 | -20.037 | 2032 | 0.6 | n/a
COM-HVAC-66.80 | Com ¦ PTAC Controls Upgrade - Marine ¦ SDG&E ¦ Marine | Com ¦ PTAC Controls Upgrade - Marine | SDG&E ¦ Marine | SDG&E | All | Electric | EMS optimizes use during occupied periods and turns off during unoccupied periods. Source: Honeywell study. | Efficient | 0 | Conventional | HVAC | Com - Refrig. Warehouse | Com | RET and NEW | 0 | 1000 sqft2 of floor space | ton | 15 | DEER:HVAC_Split-Package_AC | 2330.871 | 0.21802 | 0 | 2020 CPI & Inflation Esclators for Workpaper PGE3PHVC149 R2 | 351.9845 | 2020 | 0 | 140.7938 | 2020 | 0 | 0 | 2020 CPI & Inflation Esclators for Workpaper PGE3PHVC149 R2 | PTAC Controls - Marine ¦ SDG&E ¦ Marine | PTAC Controls - Marine | 0.0024912 | 1 | 0.02 | CBSA 2014 | -50.0119 | 2032 | 0.6 | n/a
COM-HVAC-66.81 | Com ¦ PTAC Controls Upgrade - Marine ¦ SDG&E ¦ Marine | Com ¦ PTAC Controls Upgrade - Marine | SDG&E ¦ Marine | SDG&E | All | Electric | EMS optimizes use during occupied periods and turns off during unoccupied periods. Source: Honeywell study. | Efficient | 0 | Conventional | HVAC | Com - Restaurant | Com | RET and NEW | 0 | 1000 sqft2 of floor space | ton | 15 | DEER:HVAC_Split-Package_AC | 693.9471 | 0.21802 | 0 | 2020 CPI & Inflation Esclators for Workpaper PGE3PHVC149 R2 | 351.9845 | 2020 | 0 | 140.7938 | 2020 | 0 | 0 | 2020 CPI & Inflation Esclators for Workpaper PGE3PHVC149 R2 | PTAC Controls - Marine ¦ SDG&E ¦ Marine | PTAC Controls - Marine | 0.031788 | 1 | 0.02 | CBSA 2014 | -14.1451 | 2032 | 0.6 | n/a
COM-HVAC-66.82 | Com ¦ PTAC Controls Upgrade - Marine ¦ SDG&E ¦ Marine | Com ¦ PTAC Controls Upgrade - Marine | SDG&E ¦ Marine | SDG&E | All | Electric | EMS optimizes use during occupied periods and turns off during unoccupied periods. Source: Honeywell study. | Efficient | 0 | Conventional | HVAC | Com - Retail | Com | RET and NEW | 0 | 1000 sqft2 of floor space | ton | 15 | DEER:HVAC_Split-Package_AC | 454.6892 | 0.21802 | 0 | 2020 CPI & Inflation Esclators for Workpaper PGE3PHVC149 R2 | 351.9845 | 2020 | 0 | 140.7938 | 2020 | 0 | 0 | 2020 CPI & Inflation Esclators for Workpaper PGE3PHVC149 R2 | PTAC Controls - Marine ¦ SDG&E ¦ Marine | PTAC Controls - Marine | 0.0060835 | 1 | 0.02 | CBSA 2014 | -43.7907 | 2032 | 0.6 | n/a
COM-HVAC-66.83 | Com ¦ PTAC Controls Upgrade - Marine ¦ SDG&E ¦ Marine | Com ¦ PTAC Controls Upgrade - Marine | SDG&E ¦ Marine | SDG&E | All | Electric | EMS optimizes use during occupied periods and turns off during unoccupied periods. Source: Honeywell study. | Efficient | 0 | Conventional | HVAC | Com - School | Com | RET and NEW | 0 | 1000 sqft2 of floor space | ton | 15 | DEER:HVAC_Split-Package_AC | 284.1824 | 0.21802 | 0 | 2020 CPI & Inflation Esclators for Workpaper PGE3PHVC149 R2 | 351.9845 | 2020 | 0 | 140.7938 | 2020 | 0 | 0 | 2020 CPI & Inflation Esclators for Workpaper PGE3PHVC149 R2 | PTAC Controls - Marine ¦ SDG&E ¦ Marine | PTAC Controls - Marine | 0.0048884 | 1 | 0.02 | CBSA 2014 | -15.6104 | 2032 | 0.6 | n/a
COM-HVAC-66.84 | Com ¦ PTAC Controls Upgrade - Marine ¦ SDG&E ¦ Marine | Com ¦ PTAC Controls Upgrade - Marine | SDG&E ¦ Marine | SDG&E | All | Electric | EMS optimizes use during occupied periods and turns off during unoccupied periods. Source: Honeywell study. | Efficient | 0 | Conventional | HVAC | Com - Warehouse | Com | RET and NEW | 0 | 1000 sqft2 of floor space | ton | 15 | DEER:HVAC_Split-Package_AC | 964.3531 | 0.21802 | 0 | 2020 CPI & Inflation Esclators for Workpaper PGE3PHVC149 R2 | 351.9845 | 2020 | 0 | 140.7938 | 2020 | 0 | 0 | 2020 CPI & Inflation Esclators for Workpaper PGE3PHVC149 R2 | PTAC Controls - Marine ¦ SDG&E ¦ Marine | PTAC Controls - Marine | 0.00285 | 1 | 0.02 | CBSA 2014 | -71.7086 | 2032 | 0.6 | n/a
COM-HVAC-66.85 | Com ¦ PTAC Controls Upgrade - Hot-Dry ¦ SDG&E ¦ Hot-Dry | Com ¦ PTAC Controls Upgrade - Hot-Dry | SDG&E ¦ Hot-Dry | SDG&E | All | Electric | EMS optimizes use during occupied periods and turns off during unoccupied periods. Source: Honeywell study. | Efficient | 0 | Conventional | HVAC | Com - College | Com | RET and NEW | 0 | 1000 sqft2 of floor space | ton | 15 | DEER:HVAC_Split-Package_AC | 452.3199 | 0.21802 | 0 | 2020 CPI & Inflation Esclators for Workpaper PGE3PHVC149 R2 | 351.9845 | 2020 | 0 | 140.7938 | 2020 | 0 | 0 | 2020 CPI & Inflation Esclators for Workpaper PGE3PHVC149 R2 | PTAC Controls - Hot-Dry ¦ SDG&E ¦ Hot-Dry | PTAC Controls - Hot-Dry | 0.002327 | 1 | 0.02 | CBSA 2014 | -15.3743 | 2032 | 0.6 | n/a
COM-HVAC-66.86 | Com ¦ PTAC Controls Upgrade - Hot-Dry ¦ SDG&E ¦ Hot-Dry | Com ¦ PTAC Controls Upgrade - Hot-Dry | SDG&E ¦ Hot-Dry | SDG&E | All | Electric | EMS optimizes use during occupied periods and turns off during unoccupied periods. Source: Honeywell study. | Efficient | 0 | Conventional | HVAC | Com - Grocery | Com | RET and NEW | 0 | 1000 sqft2 of floor space | ton | 15 | DEER:HVAC_Split-Package_AC | 404.1632 | 0.21802 | 0 | 2020 CPI & Inflation Esclators for Workpaper PGE3PHVC149 R2 | 351.9845 | 2020 | 0 | 140.7938 | 2020 | 0 | 0 | 2020 CPI & Inflation Esclators for Workpaper PGE3PHVC149 R2 | PTAC Controls - Hot-Dry ¦ SDG&E ¦ Hot-Dry | PTAC Controls - Hot-Dry | 0.0042596 | 1 | 0.02 | CBSA 2014 | -8.8857 | 2032 | 0.6 | n/a
COM-HVAC-66.87 | Com ¦ PTAC Controls Upgrade - Hot-Dry ¦ SDG&E ¦ Hot-Dry | Com ¦ PTAC Controls Upgrade - Hot-Dry | SDG&E ¦ Hot-Dry | SDG&E | All | Electric | EMS optimizes use during occupied periods and turns off during unoccupied periods. Source: Honeywell study. | Efficient | 0 | Conventional | HVAC | Com - Health | Com | RET and NEW | 0 | 1000 sqft2 of floor space | ton | 15 | DEER:HVAC_Split-Package_AC | 513.6261 | 0.21802 | 0 | 2020 CPI & Inflation Esclators for Workpaper PGE3PHVC149 R2 | 351.9845 | 2020 | 0 | 140.7938 | 2020 | 0 | 0 | 2020 CPI & Inflation Esclators for Workpaper PGE3PHVC149 R2 | PTAC Controls - Hot-Dry ¦ SDG&E ¦ Hot-Dry | PTAC Controls - Hot-Dry | 0.012744 | 1 | 0.02 | CBSA 2014 | -7.6128 | 2032 | 0.6 | n/a
COM-HVAC-66.88 | Com ¦ PTAC Controls Upgrade - Hot-Dry ¦ SDG&E ¦ Hot-Dry | Com ¦ PTAC Controls Upgrade - Hot-Dry | SDG&E ¦ Hot-Dry | SDG&E | All | Electric | EMS optimizes use during occupied periods and turns off during unoccupied periods. Source: Honeywell study. | Efficient | 0 | Conventional | HVAC | Com - Lodging | Com | RET and NEW | 0 | 1000 sqft2 of floor space | ton | 15 | DEER:HVAC_Split-Package_AC | 927.5 | 0.21802 | 0 | 2020 CPI & Inflation Esclators for Workpaper PGE3PHVC149 R2 | 351.9845 | 2020 | 0 | 140.7938 | 2020 | 0 | 0 | 2020 CPI & Inflation Esclators for Workpaper PGE3PHVC149 R2 | PTAC Controls - Hot-Dry ¦ SDG&E ¦ Hot-Dry | PTAC Controls - Hot-Dry | 0.063481 | 1 | 0.02 | CBSA 2014 | -50.9783 | 2032 | 0.6 | n/a
COM-HVAC-66.89 | Com ¦ PTAC Controls Upgrade - Hot-Dry ¦ SDG&E ¦ Hot-Dry | Com ¦ PTAC Controls Upgrade - Hot-Dry | SDG&E ¦ Hot-Dry | SDG&E | All | Electric | EMS optimizes use during occupied periods and turns off during unoccupied periods. Source: Honeywell study. | Efficient | 0 | Conventional | HVAC | Com - Office (Large) | Com | RET and NEW | 0 | 1000 sqft2 of floor space | ton | 15 | DEER:HVAC_Split-Package_AC | 1067.8867 | 0.21802 | 0 | 2020 CPI & Inflation Esclators for Workpaper PGE3PHVC149 R2 | 351.9845 | 2020 | 0 | 140.7938 | 2020 | 0 | 0 | 2020 CPI & Inflation Esclators for Workpaper PGE3PHVC149 R2 | PTAC Controls - Hot-Dry ¦ SDG&E ¦ Hot-Dry | PTAC Controls - Hot-Dry | 0.0070578 | 1 | 0.02 | CBSA 2014 | -16.7223 | 2032 | 0.6 | n/a
COM-HVAC-66.90 | Com ¦ PTAC Controls Upgrade - Hot-Dry ¦ SDG&E ¦ Hot-Dry | Com ¦ PTAC Controls Upgrade - Hot-Dry | SDG&E ¦ Hot-Dry | SDG&E | All | Electric | EMS optimizes use during occupied periods and turns off during unoccupied periods. Source: Honeywell study. | Efficient | 0 | Conventional | HVAC | Com - Office (Small) | Com | RET and NEW | 0 | 1000 sqft2 of floor space | ton | 15 | DEER:HVAC_Split-Package_AC | 413.3354 | 0.21802 | 0 | 2020 CPI & Inflation Esclators for Workpaper PGE3PHVC149 R2 | 351.9845 | 2020 | 0 | 140.7938 | 2020 | 0 | 0 | 2020 CPI & Inflation Esclators for Workpaper PGE3PHVC149 R2 | PTAC Controls - Hot-Dry ¦ SDG&E ¦ Hot-Dry | PTAC Controls - Hot-Dry | 0.010784 | 1 | 0.02 | CBSA 2014 | -10.7577 | 2032 | 0.6 | n/a
COM-HVAC-66.91 | Com ¦ PTAC Controls Upgrade - Hot-Dry ¦ SDG&E ¦ Hot-Dry | Com ¦ PTAC Controls Upgrade - Hot-Dry | SDG&E ¦ Hot-Dry | SDG&E | All | Electric | EMS optimizes use during occupied periods and turns off during unoccupied periods. Source: Honeywell study. | Efficient | 0 | Conventional | HVAC | Com - Other | Com | RET and NEW | 0 | 1000 sqft2 of floor space | ton | 15 | DEER:HVAC_Split-Package_AC | 329.6525 | 0.21802 | 0 | 2020 CPI & Inflation Esclators for Workpaper PGE3PHVC149 R2 | 351.9845 | 2020 | 0 | 140.7938 | 2020 | 0 | 0 | 2020 CPI & Inflation Esclators for Workpaper PGE3PHVC149 R2 | PTAC Controls - Hot-Dry ¦ SDG&E ¦ Hot-Dry | PTAC Controls - Hot-Dry | 0.0048572 | 1 | 0.02 | CBSA 2014 | -19.3285 | 2032 | 0.6 | n/a
COM-HVAC-66.92 | Com ¦ PTAC Controls Upgrade - Hot-Dry ¦ SDG&E ¦ Hot-Dry | Com ¦ PTAC Controls Upgrade - Hot-Dry | SDG&E ¦ Hot-Dry | SDG&E | All | Electric | EMS optimizes use during occupied periods and turns off during unoccupied periods. Source: Honeywell study. | Efficient | 0 | Conventional | HVAC | Com - Refrig. Warehouse | Com | RET and NEW | 0 | 1000 sqft2 of floor space | ton | 15 | DEER:HVAC_Split-Package_AC | 2248.4481 | 0.21802 | 0 | 2020 CPI & Inflation Esclators for Workpaper PGE3PHVC149 R2 | 351.9845 | 2020 | 0 | 140.7938 | 2020 | 0 | 0 | 2020 CPI & Inflation Esclators for Workpaper PGE3PHVC149 R2 | PTAC Controls - Hot-Dry ¦ SDG&E ¦ Hot-Dry | PTAC Controls - Hot-Dry | 0.0024912 | 1 | 0.02 | CBSA 2014 | -48.2435 | 2032 | 0.6 | n/a
COM-HVAC-66.93 | Com ¦ PTAC Controls Upgrade - Hot-Dry ¦ SDG&E ¦ Hot-Dry | Com ¦ PTAC Controls Upgrade - Hot-Dry | SDG&E ¦ Hot-Dry | SDG&E | All | Electric | EMS optimizes use during occupied periods and turns off during unoccupied periods. Source: Honeywell study. | Efficient | 0 | Conventional | HVAC | Com - Restaurant | Com | RET and NEW | 0 | 1000 sqft2 of floor space | ton | 15 | DEER:HVAC_Split-Package_AC | 669.4082 | 0.21802 | 0 | 2020 CPI & Inflation Esclators for Workpaper PGE3PHVC149 R2 | 351.9845 | 2020 | 0 | 140.7938 | 2020 | 0 | 0 | 2020 CPI & Inflation Esclators for Workpaper PGE3PHVC149 R2 | PTAC Controls - Hot-Dry ¦ SDG&E ¦ Hot-Dry | PTAC Controls - Hot-Dry | 0.031788 | 1 | 0.02 | CBSA 2014 | -13.6449 | 2032 | 0.6 | n/a
COM-HVAC-66.94 | Com ¦ PTAC Controls Upgrade - Hot-Dry ¦ SDG&E ¦ Hot-Dry | Com ¦ PTAC Controls Upgrade - Hot-Dry | SDG&E ¦ Hot-Dry | SDG&E | All | Electric | EMS optimizes use during occupied periods and turns off during unoccupied periods. Source: Honeywell study. | Efficient | 0 | Conventional | HVAC | Com - Retail | Com | RET and NEW | 0 | 1000 sqft2 of floor space | ton | 15 | DEER:HVAC_Split-Package_AC | 438.6108 | 0.21802 | 0 | 2020 CPI & Inflation Esclators for Workpaper PGE3PHVC149 R2 | 351.9845 | 2020 | 0 | 140.7938 | 2020 | 0 | 0 | 2020 CPI & Inflation Esclators for Workpaper PGE3PHVC149 R2 | PTAC Controls - Hot-Dry ¦ SDG&E ¦ Hot-Dry | PTAC Controls - Hot-Dry | 0.0060835 | 1 | 0.02 | CBSA 2014 | -42.2422 | 2032 | 0.6 | n/a
COM-HVAC-66.95 | Com ¦ PTAC Controls Upgrade - Hot-Dry ¦ SDG&E ¦ Hot-Dry | Com ¦ PTAC Controls Upgrade - Hot-Dry | SDG&E ¦ Hot-Dry | SDG&E | All | Electric | EMS optimizes use during occupied periods and turns off during unoccupied periods. Source: Honeywell study. | Efficient | 0 | Conventional | HVAC | Com - School | Com | RET and NEW | 0 | 1000 sqft2 of floor space | ton | 15 | DEER:HVAC_Split-Package_AC | 274.1333 | 0.21802 | 0 | 2020 CPI & Inflation Esclators for Workpaper PGE3PHVC149 R2 | 351.9845 | 2020 | 0 | 140.7938 | 2020 | 0 | 0 | 2020 CPI & Inflation Esclators for Workpaper PGE3PHVC149 R2 | PTAC Controls - Hot-Dry ¦ SDG&E ¦ Hot-Dry | PTAC Controls - Hot-Dry | 0.0048884 | 1 | 0.02 | CBSA 2014 | -15.0583 | 2032 | 0.6 | n/a
COM-HVAC-66.96 | Com ¦ PTAC Controls Upgrade - Hot-Dry ¦ SDG&E ¦ Hot-Dry | Com ¦ PTAC Controls Upgrade - Hot-Dry | SDG&E ¦ Hot-Dry | SDG&E | All | Electric | EMS optimizes use during occupied periods and turns off during unoccupied periods. Source: Honeywell study. | Efficient | 0 | Conventional | HVAC | Com - Warehouse | Com | RET and NEW | 0 | 1000 sqft2 of floor space | ton | 15 | DEER:HVAC_Split-Package_AC | 930.2523 | 0.21802 | 0 | 2020 CPI & Inflation Esclators for Workpaper PGE3PHVC149 R2 | 351.9845 | 2020 | 0 | 140.7938 | 2020 | 0 | 0 | 2020 CPI & Inflation Esclators for Workpaper PGE3PHVC149 R2 | PTAC Controls - Hot-Dry ¦ SDG&E ¦ Hot-Dry | PTAC Controls - Hot-Dry | 0.00285 | 1 | 0.02 | CBSA 2014 | -69.1729 | 2032 | 0.6 | n/a
COM-HVAC-70.1 | Com ¦ Com HVAC Motor - Shaded Pole - Hot-Dry ¦ PG&E ¦ Hot-Dry | Com ¦ Com HVAC Motor - Shaded Pole - Hot-Dry | PG&E ¦ Hot-Dry | PG&E | All | Electric | Nonresidential air handler unit with a shaded pole motor | Average Existing | 0 | Conventional | HVAC | Com - College | Com | RET Only | 0 | 1000 sqft2 of floor space | HP | 15 | DEER:HVAC_Split-Package_AC | 1647.4497 | 1.06 | 0 | Work Paper SCE13HC031 Revision 2 | 1640 | 2014 | 0 | 1180 | 2014 | 0 | 0 | Work Paper SCE13HC031 Revision 2 | Com HVAC Motors - Hot-Dry ¦ PG&E ¦ Hot-Dry | Com HVAC Motors - Hot-Dry | 0.15724 | 1 | 0.35 | CBSA 2014 | -55.9967 | 2012 | 0.6 | 0
COM-HVAC-70.2 | Com ¦ Com HVAC Motor - Shaded Pole - Hot-Dry ¦ PG&E ¦ Hot-Dry | Com ¦ Com HVAC Motor - Shaded Pole - Hot-Dry | PG&E ¦ Hot-Dry | PG&E | All | Electric | Nonresidential air handler unit with a shaded pole motor | Average Existing | 0 | Conventional | HVAC | Com - Grocery | Com | RET Only | 0 | 1000 sqft2 of floor space | HP | 15 | DEER:HVAC_Split-Package_AC | 1647.4497 | 2.3492 | 0 | Work Paper SCE13HC031 Revision 2 | 1640 | 2014 | 0 | 1180 | 2014 | 0 | 0 | Work Paper SCE13HC031 Revision 2 | Com HVAC Motors - Hot-Dry ¦ PG&E ¦ Hot-Dry | Com HVAC Motors - Hot-Dry | 0.0014821 | 1 | 0.35 | CBSA 2014 | -36.22 | 2012 | 0.6 | 0
COM-HVAC-70.3 | Com ¦ Com HVAC Motor - Shaded Pole - Hot-Dry ¦ PG&E ¦ Hot-Dry | Com ¦ Com HVAC Motor - Shaded Pole - Hot-Dry | PG&E ¦ Hot-Dry | PG&E | All | Electric | Nonresidential air handler unit with a shaded pole motor | Average Existing | 0 | Conventional | HVAC | Com - Health | Com | RET Only | 0 | 1000 sqft2 of floor space | HP | 15 | DEER:HVAC_Split-Package_AC | 1647.4497 | 1.1999 | 0 | Work Paper SCE13HC031 Revision 2 | 1640 | 2014 | 0 | 1180 | 2014 | 0 | 0 | Work Paper SCE13HC031 Revision 2 | Com HVAC Motors - Hot-Dry ¦ PG&E ¦ Hot-Dry | Com HVAC Motors - Hot-Dry | 0.11352 | 1 | 0.35 | CBSA 2014 | -24.4178 | 2012 | 0.6 | 0
COM-HVAC-70.4 | Com ¦ Com HVAC Motor - Shaded Pole - Hot-Dry ¦ PG&E ¦ Hot-Dry | Com ¦ Com HVAC Motor - Shaded Pole - Hot-Dry | PG&E ¦ Hot-Dry | PG&E | All | Electric | Nonresidential air handler unit with a shaded pole motor | Average Existing | 0 | Conventional | HVAC | Com - Lodging | Com | RET Only | 0 | 1000 sqft2 of floor space | HP | 15 | DEER:HVAC_Split-Package_AC | 1647.4497 | 0.93184 | 0 | Work Paper SCE13HC031 Revision 2 | 1640 | 2014 | 0 | 1180 | 2014 | 0 | 0 | Work Paper SCE13HC031 Revision 2 | Com HVAC Motors - Hot-Dry ¦ PG&E ¦ Hot-Dry | Com HVAC Motors - Hot-Dry | 0.069466 | 1 | 0.35 | CBSA 2014 | -90.5489 | 2012 | 0.6 | 0
COM-HVAC-70.5 | Com ¦ Com HVAC Motor - Shaded Pole - Hot-Dry ¦ PG&E ¦ Hot-Dry | Com ¦ Com HVAC Motor - Shaded Pole - Hot-Dry | PG&E ¦ Hot-Dry | PG&E | All | Electric | Nonresidential air handler unit with a shaded pole motor | Average Existing | 0 | Conventional | HVAC | Com - Office (Large) | Com | RET Only | 0 | 1000 sqft2 of floor space | HP | 15 | DEER:HVAC_Split-Package_AC | 1647.4497 | 0.70239 | 0 | Work Paper SCE13HC031 Revision 2 | 1640 | 2014 | 0 | 1180 | 2014 | 0 | 0 | Work Paper SCE13HC031 Revision 2 | Com HVAC Motors - Hot-Dry ¦ PG&E ¦ Hot-Dry | Com HVAC Motors - Hot-Dry | 0.23374 | 1 | 0.35 | CBSA 2014 | -25.7978 | 2012 | 0.6 | 0
COM-HVAC-70.6 | Com ¦ Com HVAC Motor - Shaded Pole - Hot-Dry ¦ PG&E ¦ Hot-Dry | Com ¦ Com HVAC Motor - Shaded Pole - Hot-Dry | PG&E ¦ Hot-Dry | PG&E | All | Electric | Nonresidential air handler unit with a shaded pole motor | Average Existing | 0 | Conventional | HVAC | Com - Office (Small) | Com | RET Only | 0 | 1000 sqft2 of floor space | HP | 15 | DEER:HVAC_Split-Package_AC | 1647.4497 | 1.4511 | 0 | Work Paper SCE13HC031 Revision 2 | 1640 | 2014 | 0 | 1180 | 2014 | 0 | 0 | Work Paper SCE13HC031 Revision 2 | Com HVAC Motors - Hot-Dry ¦ PG&E ¦ Hot-Dry | Com HVAC Motors - Hot-Dry | 0.056081 | 1 | 0.35 | CBSA 2014 | -42.8773 | 2012 | 0.6 | 0
COM-HVAC-70.7 | Com ¦ Com HVAC Motor - Shaded Pole - Hot-Dry ¦ PG&E ¦ Hot-Dry | Com ¦ Com HVAC Motor - Shaded Pole - Hot-Dry | PG&E ¦ Hot-Dry | PG&E | All | Electric | Nonresidential air handler unit with a shaded pole motor | Average Existing | 0 | Conventional | HVAC | Com - Other | Com | RET Only | 0 | 1000 sqft2 of floor space | HP | 15 | DEER:HVAC_Split-Package_AC | 1647.4497 | 1.605 | 0 | Work Paper SCE13HC031 Revision 2 | 1640 | 2014 | 0 | 1180 | 2014 | 0 | 0 | Work Paper SCE13HC031 Revision 2 | Com HVAC Motors - Hot-Dry ¦ PG&E ¦ Hot-Dry | Com HVAC Motors - Hot-Dry | 0.03784 | 1 | 0.35 | CBSA 2014 | -96.5946 | 2012 | 0.6 | 0
COM-HVAC-70.8 | Com ¦ Com HVAC Motor - Shaded Pole - Hot-Dry ¦ PG&E ¦ Hot-Dry | Com ¦ Com HVAC Motor - Shaded Pole - Hot-Dry | PG&E ¦ Hot-Dry | PG&E | All | Electric | Nonresidential air handler unit with a shaded pole motor | Average Existing | 0 | Conventional | HVAC | Com - Refrig. Warehouse | Com | RET Only | 0 | 1000 sqft2 of floor space | HP | 15 | DEER:HVAC_Split-Package_AC | 1647.4497 | 2.363 | 0 | Work Paper SCE13HC031 Revision 2 | 1640 | 2014 | 0 | 1180 | 2014 | 0 | 0 | Work Paper SCE13HC031 Revision 2 | Com HVAC Motors - Hot-Dry ¦ PG&E ¦ Hot-Dry | Com HVAC Motors - Hot-Dry | 0.0080673 | 1 | 0.35 | CBSA 2014 | -35.3482 | 2012 | 0.6 | 0
COM-HVAC-70.9 | Com ¦ Com HVAC Motor - Shaded Pole - Hot-Dry ¦ PG&E ¦ Hot-Dry | Com ¦ Com HVAC Motor - Shaded Pole - Hot-Dry | PG&E ¦ Hot-Dry | PG&E | All | Electric | Nonresidential air handler unit with a shaded pole motor | Average Existing | 0 | Conventional | HVAC | Com - Restaurant | Com | RET Only | 0 | 1000 sqft2 of floor space | HP | 15 | DEER:HVAC_Split-Package_AC | 1647.4497 | 1.5052 | 0 | Work Paper SCE13HC031 Revision 2 | 1640 | 2014 | 0 | 1180 | 2014 | 0 | 0 | Work Paper SCE13HC031 Revision 2 | Com HVAC Motors - Hot-Dry ¦ PG&E ¦ Hot-Dry | Com HVAC Motors - Hot-Dry | 0.0012361 | 1 | 0.35 | CBSA 2014 | -33.5809 | 2012 | 0.6 | 0
COM-HVAC-70.10 | Com ¦ Com HVAC Motor - Shaded Pole - Hot-Dry ¦ PG&E ¦ Hot-Dry | Com ¦ Com HVAC Motor - Shaded Pole - Hot-Dry | PG&E ¦ Hot-Dry | PG&E | All | Electric | Nonresidential air handler unit with a shaded pole motor | Average Existing | 0 | Conventional | HVAC | Com - Retail | Com | RET Only | 0 | 1000 sqft2 of floor space | HP | 15 | DEER:HVAC_Split-Package_AC | 1647.4497 | 2.2085 | 0 | Work Paper SCE13HC031 Revision 2 | 1640 | 2014 | 0 | 1180 | 2014 | 0 | 0 | Work Paper SCE13HC031 Revision 2 | Com HVAC Motors - Hot-Dry ¦ PG&E ¦ Hot-Dry | Com HVAC Motors - Hot-Dry | 0.0074898 | 1 | 0.35 | CBSA 2014 | -158.6643 | 2012 | 0.6 | 0
COM-HVAC-70.11 | Com ¦ Com HVAC Motor - Shaded Pole - Hot-Dry ¦ PG&E ¦ Hot-Dry | Com ¦ Com HVAC Motor - Shaded Pole - Hot-Dry | PG&E ¦ Hot-Dry | PG&E | All | Electric | Nonresidential air handler unit with a shaded pole motor | Average Existing | 0 | Conventional | HVAC | Com - School | Com | RET Only | 0 | 1000 sqft2 of floor space | HP | 15 | DEER:HVAC_Split-Package_AC | 1649.0971 | 2.5838 | 0 | Work Paper SCE13HC031 Revision 2 | 1640 | 2014 | 0 | 1180 | 2014 | 0 | 0 | Work Paper SCE13HC031 Revision 2 | Com HVAC Motors - Hot-Dry ¦ PG&E ¦ Hot-Dry | Com HVAC Motors - Hot-Dry | 0.15724 | 1 | 0.35 | CBSA 2014 | -90.5861 | 2012 | 0.6 | 0
COM-HVAC-70.12 | Com ¦ Com HVAC Motor - Shaded Pole - Hot-Dry ¦ PG&E ¦ Hot-Dry | Com ¦ Com HVAC Motor - Shaded Pole - Hot-Dry | PG&E ¦ Hot-Dry | PG&E | All | Electric | Nonresidential air handler unit with a shaded pole motor | Average Existing | 0 | Conventional | HVAC | Com - Warehouse | Com | RET Only | 0 | 1000 sqft2 of floor space | HP | 15 | DEER:HVAC_Split-Package_AC | 1647.4497 | 1.605 | 0 | Work Paper SCE13HC031 Revision 2 | 1640 | 2014 | 0 | 1180 | 2014 | 0 | 0 | Work Paper SCE13HC031 Revision 2 | Com HVAC Motors - Hot-Dry ¦ PG&E ¦ Hot-Dry | Com HVAC Motors - Hot-Dry | 0.0080673 | 1 | 0.35 | CBSA 2014 | -122.5031 | 2012 | 0.6 | 0
COM-HVAC-70.13 | Com ¦ Com HVAC Motor - Shaded Pole - Marine ¦ PG&E ¦ Marine | Com ¦ Com HVAC Motor - Shaded Pole - Marine | PG&E ¦ Marine | PG&E | All | Electric | Nonresidential air handler unit with a shaded pole motor | Average Existing | 0 | Conventional | HVAC | Com - College | Com | RET Only | 0 | 1000 sqft2 of floor space | HP | 15 | DEER:HVAC_Split-Package_AC | 1647.4497 | 1.06 | 0 | Work Paper SCE13HC031 Revision 2 | 1640 | 2014 | 0 | 1180 | 2014 | 0 | 0 | Work Paper SCE13HC031 Revision 2 | Com HVAC Motors - Marine ¦ PG&E ¦ Marine | Com HVAC Motors - Marine | 0.15724 | 1 | 0.35 | CBSA 2014 | -55.9967 | 2012 | 0.6 | 0
COM-HVAC-70.14 | Com ¦ Com HVAC Motor - Shaded Pole - Marine ¦ PG&E ¦ Marine | Com ¦ Com HVAC Motor - Shaded Pole - Marine | PG&E ¦ Marine | PG&E | All | Electric | Nonresidential air handler unit with a shaded pole motor | Average Existing | 0 | Conventional | HVAC | Com - Grocery | Com | RET Only | 0 | 1000 sqft2 of floor space | HP | 15 | DEER:HVAC_Split-Package_AC | 1647.4497 | 2.3492 | 0 | Work Paper SCE13HC031 Revision 2 | 1640 | 2014 | 0 | 1180 | 2014 | 0 | 0 | Work Paper SCE13HC031 Revision 2 | Com HVAC Motors - Marine ¦ PG&E ¦ Marine | Com HVAC Motors - Marine | 0.0014821 | 1 | 0.35 | CBSA 2014 | -36.22 | 2012 | 0.6 | 0
COM-HVAC-70.15 | Com ¦ Com HVAC Motor - Shaded Pole - Marine ¦ PG&E ¦ Marine | Com ¦ Com HVAC Motor - Shaded Pole - Marine | PG&E ¦ Marine | PG&E | All | Electric | Nonresidential air handler unit with a shaded pole motor | Average Existing | 0 | Conventional | HVAC | Com - Health | Com | RET Only | 0 | 1000 sqft2 of floor space | HP | 15 | DEER:HVAC_Split-Package_AC | 1647.4497 | 1.1999 | 0 | Work Paper SCE13HC031 Revision 2 | 1640 | 2014 | 0 | 1180 | 2014 | 0 | 0 | Work Paper SCE13HC031 Revision 2 | Com HVAC Motors - Marine ¦ PG&E ¦ Marine | Com HVAC Motors - Marine | 0.11352 | 1 | 0.35 | CBSA 2014 | -24.4178 | 2012 | 0.6 | 0
COM-HVAC-70.16 | Com ¦ Com HVAC Motor - Shaded Pole - Marine ¦ PG&E ¦ Marine | Com ¦ Com HVAC Motor - Shaded Pole - Marine | PG&E ¦ Marine | PG&E | All | Electric | Nonresidential air handler unit with a shaded pole motor | Average Existing | 0 | Conventional | HVAC | Com - Lodging | Com | RET Only | 0 | 1000 sqft2 of floor space | HP | 15 | DEER:HVAC_Split-Package_AC | 1647.4497 | 0.93184 | 0 | Work Paper SCE13HC031 Revision 2 | 1640 | 2014 | 0 | 1180 | 2014 | 0 | 0 | Work Paper SCE13HC031 Revision 2 | Com HVAC Motors - Marine ¦ PG&E ¦ Marine | Com HVAC Motors - Marine | 0.069466 | 1 | 0.35 | CBSA 2014 | -90.5489 | 2012 | 0.6 | 0
COM-HVAC-70.17 | Com ¦ Com HVAC Motor - Shaded Pole - Marine ¦ PG&E ¦ Marine | Com ¦ Com HVAC Motor - Shaded Pole - Marine | PG&E ¦ Marine | PG&E | All | Electric | Nonresidential air handler unit with a shaded pole motor | Average Existing | 0 | Conventional | HVAC | Com - Office (Large) | Com | RET Only | 0 | 1000 sqft2 of floor space | HP | 15 | DEER:HVAC_Split-Package_AC | 1647.4497 | 0.70239 | 0 | Work Paper SCE13HC031 Revision 2 | 1640 | 2014 | 0 | 1180 | 2014 | 0 | 0 | Work Paper SCE13HC031 Revision 2 | Com HVAC Motors - Marine ¦ PG&E ¦ Marine | Com HVAC Motors - Marine | 0.23374 | 1 | 0.35 | CBSA 2014 | -25.7978 | 2012 | 0.6 | 0
COM-HVAC-70.18 | Com ¦ Com HVAC Motor - Shaded Pole - Marine ¦ PG&E ¦ Marine | Com ¦ Com HVAC Motor - Shaded Pole - Marine | PG&E ¦ Marine | PG&E | All | Electric | Nonresidential air handler unit with a shaded pole motor | Average Existing | 0 | Conventional | HVAC | Com - Office (Small) | Com | RET Only | 0 | 1000 sqft2 of floor space | HP | 15 | DEER:HVAC_Split-Package_AC | 1647.4497 | 1.4511 | 0 | Work Paper SCE13HC031 Revision 2 | 1640 | 2014 | 0 | 1180 | 2014 | 0 | 0 | Work Paper SCE13HC031 Revision 2 | Com HVAC Motors - Marine ¦ PG&E ¦ Marine | Com HVAC Motors - Marine | 0.056081 | 1 | 0.35 | CBSA 2014 | -42.8773 | 2012 | 0.6 | 0
COM-HVAC-70.19 | Com ¦ Com HVAC Motor - Shaded Pole - Marine ¦ PG&E ¦ Marine | Com ¦ Com HVAC Motor - Shaded Pole - Marine | PG&E ¦ Marine | PG&E | All | Electric | Nonresidential air handler unit with a shaded pole motor | Average Existing | 0 | Conventional | HVAC | Com - Other | Com | RET Only | 0 | 1000 sqft2 of floor space | HP | 15 | DEER:HVAC_Split-Package_AC | 1647.4497 | 1.605 | 0 | Work Paper SCE13HC031 Revision 2 | 1640 | 2014 | 0 | 1180 | 2014 | 0 | 0 | Work Paper SCE13HC031 Revision 2 | Com HVAC Motors - Marine ¦ PG&E ¦ Marine | Com HVAC Motors - Marine | 0.03784 | 1 | 0.35 | CBSA 2014 | -96.5946 | 2012 | 0.6 | 0
COM-HVAC-70.20 | Com ¦ Com HVAC Motor - Shaded Pole - Marine ¦ PG&E ¦ Marine | Com ¦ Com HVAC Motor - Shaded Pole - Marine | PG&E ¦ Marine | PG&E | All | Electric | Nonresidential air handler unit with a shaded pole motor | Average Existing | 0 | Conventional | HVAC | Com - Refrig. Warehouse | Com | RET Only | 0 | 1000 sqft2 of floor space | HP | 15 | DEER:HVAC_Split-Package_AC | 1647.4497 | 2.363 | 0 | Work Paper SCE13HC031 Revision 2 | 1640 | 2014 | 0 | 1180 | 2014 | 0 | 0 | Work Paper SCE13HC031 Revision 2 | Com HVAC Motors - Marine ¦ PG&E ¦ Marine | Com HVAC Motors - Marine | 0.0080673 | 1 | 0.35 | CBSA 2014 | -35.3482 | 2012 | 0.6 | 0
COM-HVAC-70.21 | Com ¦ Com HVAC Motor - Shaded Pole - Marine ¦ PG&E ¦ Marine | Com ¦ Com HVAC Motor - Shaded Pole - Marine | PG&E ¦ Marine | PG&E | All | Electric | Nonresidential air handler unit with a shaded pole motor | Average Existing | 0 | Conventional | HVAC | Com - Restaurant | Com | RET Only | 0 | 1000 sqft2 of floor space | HP | 15 | DEER:HVAC_Split-Package_AC | 1647.4497 | 1.5052 | 0 | Work Paper SCE13HC031 Revision 2 | 1640 | 2014 | 0 | 1180 | 2014 | 0 | 0 | Work Paper SCE13HC031 Revision 2 | Com HVAC Motors - Marine ¦ PG&E ¦ Marine | Com HVAC Motors - Marine | 0.0012361 | 1 | 0.35 | CBSA 2014 | -33.5809 | 2012 | 0.6 | 0
COM-HVAC-70.22 | Com ¦ Com HVAC Motor - Shaded Pole - Marine ¦ PG&E ¦ Marine | Com ¦ Com HVAC Motor - Shaded Pole - Marine | PG&E ¦ Marine | PG&E | All | Electric | Nonresidential air handler unit with a shaded pole motor | Average Existing | 0 | Conventional | HVAC | Com - Retail | Com | RET Only | 0 | 1000 sqft2 of floor space | HP | 15 | DEER:HVAC_Split-Package_AC | 1647.4497 | 2.2085 | 0 | Work Paper SCE13HC031 Revision 2 | 1640 | 2014 | 0 | 1180 | 2014 | 0 | 0 | Work Paper SCE13HC031 Revision 2 | Com HVAC Motors - Marine ¦ PG&E ¦ Marine | Com HVAC Motors - Marine | 0.0074898 | 1 | 0.35 | CBSA 2014 | -158.6643 | 2012 | 0.6 | 0
COM-HVAC-70.23 | Com ¦ Com HVAC Motor - Shaded Pole - Marine ¦ PG&E ¦ Marine | Com ¦ Com HVAC Motor - Shaded Pole - Marine | PG&E ¦ Marine | PG&E | All | Electric | Nonresidential air handler unit with a shaded pole motor | Average Existing | 0 | Conventional | HVAC | Com - School | Com | RET Only | 0 | 1000 sqft2 of floor space | HP | 15 | DEER:HVAC_Split-Package_AC | 1649.0971 | 2.5838 | 0 | Work Paper SCE13HC031 Revision 2 | 1640 | 2014 | 0 | 1180 | 2014 | 0 | 0 | Work Paper SCE13HC031 Revision 2 | Com HVAC Motors - Marine ¦ PG&E ¦ Marine | Com HVAC Motors - Marine | 0.15724 | 1 | 0.35 | CBSA 2014 | -90.5861 | 2012 | 0.6 | 0
COM-HVAC-70.24 | Com ¦ Com HVAC Motor - Shaded Pole - Marine ¦ PG&E ¦ Marine | Com ¦ Com HVAC Motor - Shaded Pole - Marine | PG&E ¦ Marine | PG&E | All | Electric | Nonresidential air handler unit with a shaded pole motor | Average Existing | 0 | Conventional | HVAC | Com - Warehouse | Com | RET Only | 0 | 1000 sqft2 of floor space | HP | 15 | DEER:HVAC_Split-Package_AC | 1647.4497 | 1.605 | 0 | Work Paper SCE13HC031 Revision 2 | 1640 | 2014 | 0 | 1180 | 2014 | 0 | 0 | Work Paper SCE13HC031 Revision 2 | Com HVAC Motors - Marine ¦ PG&E ¦ Marine | Com HVAC Motors - Marine | 0.0080673 | 1 | 0.35 | CBSA 2014 | -122.5031 | 2012 | 0.6 | 0
COM-HVAC-70.25 | Com ¦ Com HVAC Motor - Shaded Pole - Cold ¦ PG&E ¦ Cold | Com ¦ Com HVAC Motor - Shaded Pole - Cold | PG&E ¦ Cold | PG&E | All | Electric | Nonresidential air handler unit with a shaded pole motor | Average Existing | 0 | Conventional | HVAC | Com - College | Com | RET Only | 0 | 1000 sqft2 of floor space | HP | 15 | DEER:HVAC_Split-Package_AC | 2605.523 | 1.6765 | 0 | Work Paper SCE13HC031 Revision 2 | 1640 | 2014 | 0 | 1180 | 2014 | 0 | 0 | Work Paper SCE13HC031 Revision 2 | Com HVAC Motors - Cold ¦ PG&E ¦ Cold | Com HVAC Motors - Cold | 0.15724 | 1 | 0.35 | CBSA 2014 | -88.5615 | 2012 | 0.6 | 0
COM-HVAC-70.26 | Com ¦ Com HVAC Motor - Shaded Pole - Cold ¦ PG&E ¦ Cold | Com ¦ Com HVAC Motor - Shaded Pole - Cold | PG&E ¦ Cold | PG&E | All | Electric | Nonresidential air handler unit with a shaded pole motor | Average Existing | 0 | Conventional | HVAC | Com - Grocery | Com | RET Only | 0 | 1000 sqft2 of floor space | HP | 15 | DEER:HVAC_Split-Package_AC | 2605.523 | 3.7153 | 0 | Work Paper SCE13HC031 Revision 2 | 1640 | 2014 | 0 | 1180 | 2014 | 0 | 0 | Work Paper SCE13HC031 Revision 2 | Com HVAC Motors - Cold ¦ PG&E ¦ Cold | Com HVAC Motors - Cold | 0.0014821 | 1 | 0.35 | CBSA 2014 | -57.2838 | 2012 | 0.6 | 0
COM-HVAC-70.27 | Com ¦ Com HVAC Motor - Shaded Pole - Cold ¦ PG&E ¦ Cold | Com ¦ Com HVAC Motor - Shaded Pole - Cold | PG&E ¦ Cold | PG&E | All | Electric | Nonresidential air handler unit with a shaded pole motor | Average Existing | 0 | Conventional | HVAC | Com - Health | Com | RET Only | 0 | 1000 sqft2 of floor space | HP | 15 | DEER:HVAC_Split-Package_AC | 2605.523 | 1.8977 | 0 | Work Paper SCE13HC031 Revision 2 | 1640 | 2014 | 0 | 1180 | 2014 | 0 | 0 | Work Paper SCE13HC031 Revision 2 | Com HVAC Motors - Cold ¦ PG&E ¦ Cold | Com HVAC Motors - Cold | 0.11352 | 1 | 0.35 | CBSA 2014 | -38.618 | 2012 | 0.6 | 0
COM-HVAC-70.28 | Com ¦ Com HVAC Motor - Shaded Pole - Cold ¦ PG&E ¦ Cold | Com ¦ Com HVAC Motor - Shaded Pole - Cold | PG&E ¦ Cold | PG&E | All | Electric | Nonresidential air handler unit with a shaded pole motor | Average Existing | 0 | Conventional | HVAC | Com - Lodging | Com | RET Only | 0 | 1000 sqft2 of floor space | HP | 15 | DEER:HVAC_Split-Package_AC | 2605.523 | 1.4738 | 0 | Work Paper SCE13HC031 Revision 2 | 1640 | 2014 | 0 | 1180 | 2014 | 0 | 0 | Work Paper SCE13HC031 Revision 2 | Com HVAC Motors - Cold ¦ PG&E ¦ Cold | Com HVAC Motors - Cold | 0.069466 | 1 | 0.35 | CBSA 2014 | -143.2076 | 2012 | 0.6 | 0
COM-HVAC-70.29 | Com ¦ Com HVAC Motor - Shaded Pole - Cold ¦ PG&E ¦ Cold | Com ¦ Com HVAC Motor - Shaded Pole - Cold | PG&E ¦ Cold | PG&E | All | Electric | Nonresidential air handler unit with a shaded pole motor | Average Existing | 0 | Conventional | HVAC | Com - Office (Large) | Com | RET Only | 0 | 1000 sqft2 of floor space | HP | 15 | DEER:HVAC_Split-Package_AC | 2605.523 | 1.1109 | 0 | Work Paper SCE13HC031 Revision 2 | 1640 | 2014 | 0 | 1180 | 2014 | 0 | 0 | Work Paper SCE13HC031 Revision 2 | Com HVAC Motors - Cold ¦ PG&E ¦ Cold | Com HVAC Motors - Cold | 0.23374 | 1 | 0.35 | CBSA 2014 | -40.8004 | 2012 | 0.6 | 0
COM-HVAC-70.30 | Com ¦ Com HVAC Motor - Shaded Pole - Cold ¦ PG&E ¦ Cold | Com ¦ Com HVAC Motor - Shaded Pole - Cold | PG&E ¦ Cold | PG&E | All | Electric | Nonresidential air handler unit with a shaded pole motor | Average Existing | 0 | Conventional | HVAC | Com - Office (Small) | Com | RET Only | 0 | 1000 sqft2 of floor space | HP | 15 | DEER:HVAC_Split-Package_AC | 2605.523 | 2.2949 | 0 | Work Paper SCE13HC031 Revision 2 | 1640 | 2014 | 0 | 1180 | 2014 | 0 | 0 | Work Paper SCE13HC031 Revision 2 | Com HVAC Motors - Cold ¦ PG&E ¦ Cold | Com HVAC Motors - Cold | 0.056081 | 1 | 0.35 | CBSA 2014 | -67.8126 | 2012 | 0.6 | 0
COM-HVAC-70.31 | Com ¦ Com HVAC Motor - Shaded Pole - Cold ¦ PG&E ¦ Cold | Com ¦ Com HVAC Motor - Shaded Pole - Cold | PG&E ¦ Cold | PG&E | All | Electric | Nonresidential air handler unit with a shaded pole motor | Average Existing | 0 | Conventional | HVAC | Com - Other | Com | RET Only | 0 | 1000 sqft2 of floor space | HP | 15 | DEER:HVAC_Split-Package_AC | 2605.523 | 2.5383 | 0 | Work Paper SCE13HC031 Revision 2 | 1640 | 2014 | 0 | 1180 | 2014 | 0 | 0 | Work Paper SCE13HC031 Revision 2 | Com HVAC Motors - Cold ¦ PG&E ¦ Cold | Com HVAC Motors - Cold | 0.03784 | 1 | 0.35 | CBSA 2014 | -152.7692 | 2012 | 0.6 | 0
COM-HVAC-70.32 | Com ¦ Com HVAC Motor - Shaded Pole - Cold ¦ PG&E ¦ Cold | Com ¦ Com HVAC Motor - Shaded Pole - Cold | PG&E ¦ Cold | PG&E | All | Electric | Nonresidential air handler unit with a shaded pole motor | Average Existing | 0 | Conventional | HVAC | Com - Refrig. Warehouse | Com | RET Only | 0 | 1000 sqft2 of floor space | HP | 15 | DEER:HVAC_Split-Package_AC | 2605.523 | 3.7372 | 0 | Work Paper SCE13HC031 Revision 2 | 1640 | 2014 | 0 | 1180 | 2014 | 0 | 0 | Work Paper SCE13HC031 Revision 2 | Com HVAC Motors - Cold ¦ PG&E ¦ Cold | Com HVAC Motors - Cold | 0.0080673 | 1 | 0.35 | CBSA 2014 | -55.905 | 2012 | 0.6 | 0
COM-HVAC-70.33 | Com ¦ Com HVAC Motor - Shaded Pole - Cold ¦ PG&E ¦ Cold | Com ¦ Com HVAC Motor - Shaded Pole - Cold | PG&E ¦ Cold | PG&E | All | Electric | Nonresidential air handler unit with a shaded pole motor | Average Existing | 0 | Conventional | HVAC | Com - Restaurant | Com | RET Only | 0 | 1000 sqft2 of floor space | HP | 15 | DEER:HVAC_Split-Package_AC | 2605.523 | 2.3806 | 0 | Work Paper SCE13HC031 Revision 2 | 1640 | 2014 | 0 | 1180 | 2014 | 0 | 0 | Work Paper SCE13HC031 Revision 2 | Com HVAC Motors - Cold ¦ PG&E ¦ Cold | Com HVAC Motors - Cold | 0.0012361 | 1 | 0.35 | CBSA 2014 | -53.1099 | 2012 | 0.6 | 0
COM-HVAC-70.34 | Com ¦ Com HVAC Motor - Shaded Pole - Cold ¦ PG&E ¦ Cold | Com ¦ Com HVAC Motor - Shaded Pole - Cold | PG&E ¦ Cold | PG&E | All | Electric | Nonresidential air handler unit with a shaded pole motor | Average Existing | 0 | Conventional | HVAC | Com - Retail | Com | RET Only | 0 | 1000 sqft2 of floor space | HP | 15 | DEER:HVAC_Split-Package_AC | 2605.523 | 3.4928 | 0 | Work Paper SCE13HC031 Revision 2 | 1640 | 2014 | 0 | 1180 | 2014 | 0 | 0 | Work Paper SCE13HC031 Revision 2 | Com HVAC Motors - Cold ¦ PG&E ¦ Cold | Com HVAC Motors - Cold | 0.0074898 | 1 | 0.35 | CBSA 2014 | -250.9355 | 2012 | 0.6 | 0
COM-HVAC-70.35 | Com ¦ Com HVAC Motor - Shaded Pole - Cold ¦ PG&E ¦ Cold | Com ¦ Com HVAC Motor - Shaded Pole - Cold | PG&E ¦ Cold | PG&E | All | Electric | Nonresidential air handler unit with a shaded pole motor | Average Existing | 0 | Conventional | HVAC | Com - School | Com | RET Only | 0 | 1000 sqft2 of floor space | HP | 15 | DEER:HVAC_Split-Package_AC | 2608.1286 | 4.0865 | 0 | Work Paper SCE13HC031 Revision 2 | 1640 | 2014 | 0 | 1180 | 2014 | 0 | 0 | Work Paper SCE13HC031 Revision 2 | Com HVAC Motors - Cold ¦ PG&E ¦ Cold | Com HVAC Motors - Cold | 0.15724 | 1 | 0.35 | CBSA 2014 | -143.2665 | 2012 | 0.6 | 0
COM-HVAC-70.36 | Com ¦ Com HVAC Motor - Shaded Pole - Cold ¦ PG&E ¦ Cold | Com ¦ Com HVAC Motor - Shaded Pole - Cold | PG&E ¦ Cold | PG&E | All | Electric | Nonresidential air handler unit with a shaded pole motor | Average Existing | 0 | Conventional | HVAC | Com - Warehouse | Com | RET Only | 0 | 1000 sqft2 of floor space | HP | 15 | DEER:HVAC_Split-Package_AC | 2605.523 | 2.5383 | 0 | Work Paper SCE13HC031 Revision 2 | 1640 | 2014 | 0 | 1180 | 2014 | 0 | 0 | Work Paper SCE13HC031 Revision 2 | Com HVAC Motors - Cold ¦ PG&E ¦ Cold | Com HVAC Motors - Cold | 0.0080673 | 1 | 0.35 | CBSA 2014 | -193.7447 | 2012 | 0.6 | 0
COM-HVAC-70.37 | Com ¦ Com HVAC Motor - Shaded Pole - Hot-Dry ¦ SCE ¦ Hot-Dry | Com ¦ Com HVAC Motor - Shaded Pole - Hot-Dry | SCE ¦ Hot-Dry | SCE | All | Electric | Nonresidential air handler unit with a shaded pole motor | Average Existing | 0 | Conventional | HVAC | Com - College | Com | RET Only | 0 | 1000 sqft2 of floor space | HP | 15 | DEER:HVAC_Split-Package_AC | 1592.2225 | 1.0465 | 0 | Work Paper SCE13HC031 Revision 2 | 1640 | 2014 | 0 | 1180 | 2014 | 0 | 0 | Work Paper SCE13HC031 Revision 2 | Com HVAC Motors - Hot-Dry ¦ SCE ¦ Hot-Dry | Com HVAC Motors - Hot-Dry | 0.15724 | 1 | 0.35 | CBSA 2014 | -54.1195 | 2012 | 0.6 | 0
COM-HVAC-70.38 | Com ¦ Com HVAC Motor - Shaded Pole - Hot-Dry ¦ SCE ¦ Hot-Dry | Com ¦ Com HVAC Motor - Shaded Pole - Hot-Dry | SCE ¦ Hot-Dry | SCE | All | Electric | Nonresidential air handler unit with a shaded pole motor | Average Existing | 0 | Conventional | HVAC | Com - Grocery | Com | RET Only | 0 | 1000 sqft2 of floor space | HP | 15 | DEER:HVAC_Split-Package_AC | 1592.2225 | 2.3192 | 0 | Work Paper SCE13HC031 Revision 2 | 1640 | 2014 | 0 | 1180 | 2014 | 0 | 0 | Work Paper SCE13HC031 Revision 2 | Com HVAC Motors - Hot-Dry ¦ SCE ¦ Hot-Dry | Com HVAC Motors - Hot-Dry | 0.0014821 | 1 | 0.35 | CBSA 2014 | -35.0058 | 2012 | 0.6 | 0
COM-HVAC-70.39 | Com ¦ Com HVAC Motor - Shaded Pole - Hot-Dry ¦ SCE ¦ Hot-Dry | Com ¦ Com HVAC Motor - Shaded Pole - Hot-Dry | SCE ¦ Hot-Dry | SCE | All | Electric | Nonresidential air handler unit with a shaded pole motor | Average Existing | 0 | Conventional | HVAC | Com - Health | Com | RET Only | 0 | 1000 sqft2 of floor space | HP | 15 | DEER:HVAC_Split-Package_AC | 1592.2225 | 1.1846 | 0 | Work Paper SCE13HC031 Revision 2 | 1640 | 2014 | 0 | 1180 | 2014 | 0 | 0 | Work Paper SCE13HC031 Revision 2 | Com HVAC Motors - Hot-Dry ¦ SCE ¦ Hot-Dry | Com HVAC Motors - Hot-Dry | 0.11352 | 1 | 0.35 | CBSA 2014 | -23.5993 | 2012 | 0.6 | 0
COM-HVAC-70.40 | Com ¦ Com HVAC Motor - Shaded Pole - Hot-Dry ¦ SCE ¦ Hot-Dry | Com ¦ Com HVAC Motor - Shaded Pole - Hot-Dry | SCE ¦ Hot-Dry | SCE | All | Electric | Nonresidential air handler unit with a shaded pole motor | Average Existing | 0 | Conventional | HVAC | Com - Lodging | Com | RET Only | 0 | 1000 sqft2 of floor space | HP | 15 | DEER:HVAC_Split-Package_AC | 1592.2225 | 0.91997 | 0 | Work Paper SCE13HC031 Revision 2 | 1640 | 2014 | 0 | 1180 | 2014 | 0 | 0 | Work Paper SCE13HC031 Revision 2 | Com HVAC Motors - Hot-Dry ¦ SCE ¦ Hot-Dry | Com HVAC Motors - Hot-Dry | 0.069466 | 1 | 0.35 | CBSA 2014 | -87.5135 | 2012 | 0.6 | 0
COM-HVAC-70.41 | Com ¦ Com HVAC Motor - Shaded Pole - Hot-Dry ¦ SCE ¦ Hot-Dry | Com ¦ Com HVAC Motor - Shaded Pole - Hot-Dry | SCE ¦ Hot-Dry | SCE | All | Electric | Nonresidential air handler unit with a shaded pole motor | Average Existing | 0 | Conventional | HVAC | Com - Office (Large) | Com | RET Only | 0 | 1000 sqft2 of floor space | HP | 15 | DEER:HVAC_Split-Package_AC | 1592.2225 | 0.69344 | 0 | Work Paper SCE13HC031 Revision 2 | 1640 | 2014 | 0 | 1180 | 2014 | 0 | 0 | Work Paper SCE13HC031 Revision 2 | Com HVAC Motors - Hot-Dry ¦ SCE ¦ Hot-Dry | Com HVAC Motors - Hot-Dry | 0.23374 | 1 | 0.35 | CBSA 2014 | -24.933 | 2012 | 0.6 | 0
COM-HVAC-70.42 | Com ¦ Com HVAC Motor - Shaded Pole - Hot-Dry ¦ SCE ¦ Hot-Dry | Com ¦ Com HVAC Motor - Shaded Pole - Hot-Dry | SCE ¦ Hot-Dry | SCE | All | Electric | Nonresidential air handler unit with a shaded pole motor | Average Existing | 0 | Conventional | HVAC | Com - Office (Small) | Com | RET Only | 0 | 1000 sqft2 of floor space | HP | 15 | DEER:HVAC_Split-Package_AC | 1592.2225 | 1.4326 | 0 | Work Paper SCE13HC031 Revision 2 | 1640 | 2014 | 0 | 1180 | 2014 | 0 | 0 | Work Paper SCE13HC031 Revision 2 | Com HVAC Motors - Hot-Dry ¦ SCE ¦ Hot-Dry | Com HVAC Motors - Hot-Dry | 0.056081 | 1 | 0.35 | CBSA 2014 | -41.44 | 2012 | 0.6 | 0
COM-HVAC-70.43 | Com ¦ Com HVAC Motor - Shaded Pole - Hot-Dry ¦ SCE ¦ Hot-Dry | Com ¦ Com HVAC Motor - Shaded Pole - Hot-Dry | SCE ¦ Hot-Dry | SCE | All | Electric | Nonresidential air handler unit with a shaded pole motor | Average Existing | 0 | Conventional | HVAC | Com - Other | Com | RET Only | 0 | 1000 sqft2 of floor space | HP | 15 | DEER:HVAC_Split-Package_AC | 1592.2225 | 1.5845 | 0 | Work Paper SCE13HC031 Revision 2 | 1640 | 2014 | 0 | 1180 | 2014 | 0 | 0 | Work Paper SCE13HC031 Revision 2 | Com HVAC Motors - Hot-Dry ¦ SCE ¦ Hot-Dry | Com HVAC Motors - Hot-Dry | 0.03784 | 1 | 0.35 | CBSA 2014 | -93.3565 | 2012 | 0.6 | 0
COM-HVAC-70.44 | Com ¦ Com HVAC Motor - Shaded Pole - Hot-Dry ¦ SCE ¦ Hot-Dry | Com ¦ Com HVAC Motor - Shaded Pole - Hot-Dry | SCE ¦ Hot-Dry | SCE | All | Electric | Nonresidential air handler unit with a shaded pole motor | Average Existing | 0 | Conventional | HVAC | Com - Refrig. Warehouse | Com | RET Only | 0 | 1000 sqft2 of floor space | HP | 15 | DEER:HVAC_Split-Package_AC | 1592.2225 | 2.3329 | 0 | Work Paper SCE13HC031 Revision 2 | 1640 | 2014 | 0 | 1180 | 2014 | 0 | 0 | Work Paper SCE13HC031 Revision 2 | Com HVAC Motors - Hot-Dry ¦ SCE ¦ Hot-Dry | Com HVAC Motors - Hot-Dry | 0.0080673 | 1 | 0.35 | CBSA 2014 | -34.1633 | 2012 | 0.6 | 0
COM-HVAC-70.45 | Com ¦ Com HVAC Motor - Shaded Pole - Hot-Dry ¦ SCE ¦ Hot-Dry | Com ¦ Com HVAC Motor - Shaded Pole - Hot-Dry | SCE ¦ Hot-Dry | SCE | All | Electric | Nonresidential air handler unit with a shaded pole motor | Average Existing | 0 | Conventional | HVAC | Com - Restaurant | Com | RET Only | 0 | 1000 sqft2 of floor space | HP | 15 | DEER:HVAC_Split-Package_AC | 1592.2225 | 1.486 | 0 | Work Paper SCE13HC031 Revision 2 | 1640 | 2014 | 0 | 1180 | 2014 | 0 | 0 | Work Paper SCE13HC031 Revision 2 | Com HVAC Motors - Hot-Dry ¦ SCE ¦ Hot-Dry | Com HVAC Motors - Hot-Dry | 0.0012361 | 1 | 0.35 | CBSA 2014 | -32.4552 | 2012 | 0.6 | 0
COM-HVAC-70.46 | Com ¦ Com HVAC Motor - Shaded Pole - Hot-Dry ¦ SCE ¦ Hot-Dry | Com ¦ Com HVAC Motor - Shaded Pole - Hot-Dry | SCE ¦ Hot-Dry | SCE | All | Electric | Nonresidential air handler unit with a shaded pole motor | Average Existing | 0 | Conventional | HVAC | Com - Retail | Com | RET Only | 0 | 1000 sqft2 of floor space | HP | 15 | DEER:HVAC_Split-Package_AC | 1592.2225 | 2.1803 | 0 | Work Paper SCE13HC031 Revision 2 | 1640 | 2014 | 0 | 1180 | 2014 | 0 | 0 | Work Paper SCE13HC031 Revision 2 | Com HVAC Motors - Hot-Dry ¦ SCE ¦ Hot-Dry | Com HVAC Motors - Hot-Dry | 0.0074898 | 1 | 0.35 | CBSA 2014 | -153.3455 | 2012 | 0.6 | 0
COM-HVAC-70.47 | Com ¦ Com HVAC Motor - Shaded Pole - Hot-Dry ¦ SCE ¦ Hot-Dry | Com ¦ Com HVAC Motor - Shaded Pole - Hot-Dry | SCE ¦ Hot-Dry | SCE | All | Electric | Nonresidential air handler unit with a shaded pole motor | Average Existing | 0 | Conventional | HVAC | Com - School | Com | RET Only | 0 | 1000 sqft2 of floor space | HP | 15 | DEER:HVAC_Split-Package_AC | 1593.8147 | 2.5509 | 0 | Work Paper SCE13HC031 Revision 2 | 1640 | 2014 | 0 | 1180 | 2014 | 0 | 0 | Work Paper SCE13HC031 Revision 2 | Com HVAC Motors - Hot-Dry ¦ SCE ¦ Hot-Dry | Com HVAC Motors - Hot-Dry | 0.15724 | 1 | 0.35 | CBSA 2014 | -87.5494 | 2012 | 0.6 | 0
COM-HVAC-70.48 | Com ¦ Com HVAC Motor - Shaded Pole - Hot-Dry ¦ SCE ¦ Hot-Dry | Com ¦ Com HVAC Motor - Shaded Pole - Hot-Dry | SCE ¦ Hot-Dry | SCE | All | Electric | Nonresidential air handler unit with a shaded pole motor | Average Existing | 0 | Conventional | HVAC | Com - Warehouse | Com | RET Only | 0 | 1000 sqft2 of floor space | HP | 15 | DEER:HVAC_Split-Package_AC | 1592.2225 | 1.5845 | 0 | Work Paper SCE13HC031 Revision 2 | 1640 | 2014 | 0 | 1180 | 2014 | 0 | 0 | Work Paper SCE13HC031 Revision 2 | Com HVAC Motors - Hot-Dry ¦ SCE ¦ Hot-Dry | Com HVAC Motors - Hot-Dry | 0.0080673 | 1 | 0.35 | CBSA 2014 | -118.3965 | 2012 | 0.6 | 0
COM-HVAC-70.49 | Com ¦ Com HVAC Motor - Shaded Pole - Marine ¦ SCE ¦ Marine | Com ¦ Com HVAC Motor - Shaded Pole - Marine | SCE ¦ Marine | SCE | All | Electric | Nonresidential air handler unit with a shaded pole motor | Average Existing | 0 | Conventional | HVAC | Com - College | Com | RET Only | 0 | 1000 sqft2 of floor space | HP | 15 | DEER:HVAC_Split-Package_AC | 1125.5573 | 0.7398 | 0 | Work Paper SCE13HC031 Revision 2 | 1640 | 2014 | 0 | 1180 | 2014 | 0 | 0 | Work Paper SCE13HC031 Revision 2 | Com HVAC Motors - Marine ¦ SCE ¦ Marine | Com HVAC Motors - Marine | 0.15724 | 1 | 0.35 | CBSA 2014 | -38.2576 | 2012 | 0.6 | 0
COM-HVAC-70.50 | Com ¦ Com HVAC Motor - Shaded Pole - Marine ¦ SCE ¦ Marine | Com ¦ Com HVAC Motor - Shaded Pole - Marine | SCE ¦ Marine | SCE | All | Electric | Nonresidential air handler unit with a shaded pole motor | Average Existing | 0 | Conventional | HVAC | Com - Grocery | Com | RET Only | 0 | 1000 sqft2 of floor space | HP | 15 | DEER:HVAC_Split-Package_AC | 1125.5573 | 1.6395 | 0 | Work Paper SCE13HC031 Revision 2 | 1640 | 2014 | 0 | 1180 | 2014 | 0 | 0 | Work Paper SCE13HC031 Revision 2 | Com HVAC Motors - Marine ¦ SCE ¦ Marine | Com HVAC Motors - Marine | 0.0014821 | 1 | 0.35 | CBSA 2014 | -24.746 | 2012 | 0.6 | 0
COM-HVAC-70.51 | Com ¦ Com HVAC Motor - Shaded Pole - Marine ¦ SCE ¦ Marine | Com ¦ Com HVAC Motor - Shaded Pole - Marine | SCE ¦ Marine | SCE | All | Electric | Nonresidential air handler unit with a shaded pole motor | Average Existing | 0 | Conventional | HVAC | Com - Health | Com | RET Only | 0 | 1000 sqft2 of floor space | HP | 15 | DEER:HVAC_Split-Package_AC | 1125.5573 | 0.83742 | 0 | Work Paper SCE13HC031 Revision 2 | 1640 | 2014 | 0 | 1180 | 2014 | 0 | 0 | Work Paper SCE13HC031 Revision 2 | Com HVAC Motors - Marine ¦ SCE ¦ Marine | Com HVAC Motors - Marine | 0.11352 | 1 | 0.35 | CBSA 2014 | -16.6826 | 2012 | 0.6 | 0
COM-HVAC-70.52 | Com ¦ Com HVAC Motor - Shaded Pole - Marine ¦ SCE ¦ Marine | Com ¦ Com HVAC Motor - Shaded Pole - Marine | SCE ¦ Marine | SCE | All | Electric | Nonresidential air handler unit with a shaded pole motor | Average Existing | 0 | Conventional | HVAC | Com - Lodging | Com | RET Only | 0 | 1000 sqft2 of floor space | HP | 15 | DEER:HVAC_Split-Package_AC | 1125.5573 | 0.65033 | 0 | Work Paper SCE13HC031 Revision 2 | 1640 | 2014 | 0 | 1180 | 2014 | 0 | 0 | Work Paper SCE13HC031 Revision 2 | Com HVAC Motors - Marine ¦ SCE ¦ Marine | Com HVAC Motors - Marine | 0.069466 | 1 | 0.35 | CBSA 2014 | -61.8641 | 2012 | 0.6 | 0
COM-HVAC-70.53 | Com ¦ Com HVAC Motor - Shaded Pole - Marine ¦ SCE ¦ Marine | Com ¦ Com HVAC Motor - Shaded Pole - Marine | SCE ¦ Marine | SCE | All | Electric | Nonresidential air handler unit with a shaded pole motor | Average Existing | 0 | Conventional | HVAC | Com - Office (Large) | Com | RET Only | 0 | 1000 sqft2 of floor space | HP | 15 | DEER:HVAC_Split-Package_AC | 1125.5573 | 0.4902 | 0 | Work Paper SCE13HC031 Revision 2 | 1640 | 2014 | 0 | 1180 | 2014 | 0 | 0 | Work Paper SCE13HC031 Revision 2 | Com HVAC Motors - Marine ¦ SCE ¦ Marine | Com HVAC Motors - Marine | 0.23374 | 1 | 0.35 | CBSA 2014 | -17.6253 | 2012 | 0.6 | 0
COM-HVAC-70.54 | Com ¦ Com HVAC Motor - Shaded Pole - Marine ¦ SCE ¦ Marine | Com ¦ Com HVAC Motor - Shaded Pole - Marine | SCE ¦ Marine | SCE | All | Electric | Nonresidential air handler unit with a shaded pole motor | Average Existing | 0 | Conventional | HVAC | Com - Office (Small) | Com | RET Only | 0 | 1000 sqft2 of floor space | HP | 15 | DEER:HVAC_Split-Package_AC | 1125.5573 | 1.0127 | 0 | Work Paper SCE13HC031 Revision 2 | 1640 | 2014 | 0 | 1180 | 2014 | 0 | 0 | Work Paper SCE13HC031 Revision 2 | Com HVAC Motors - Marine ¦ SCE ¦ Marine | Com HVAC Motors - Marine | 0.056081 | 1 | 0.35 | CBSA 2014 | -29.2943 | 2012 | 0.6 | 0
COM-HVAC-70.55 | Com ¦ Com HVAC Motor - Shaded Pole - Marine ¦ SCE ¦ Marine | Com ¦ Com HVAC Motor - Shaded Pole - Marine | SCE ¦ Marine | SCE | All | Electric | Nonresidential air handler unit with a shaded pole motor | Average Existing | 0 | Conventional | HVAC | Com - Other | Com | RET Only | 0 | 1000 sqft2 of floor space | HP | 15 | DEER:HVAC_Split-Package_AC | 1125.5573 | 1.1201 | 0 | Work Paper SCE13HC031 Revision 2 | 1640 | 2014 | 0 | 1180 | 2014 | 0 | 0 | Work Paper SCE13HC031 Revision 2 | Com HVAC Motors - Marine ¦ SCE ¦ Marine | Com HVAC Motors - Marine | 0.03784 | 1 | 0.35 | CBSA 2014 | -65.9946 | 2012 | 0.6 | 0
COM-HVAC-70.56 | Com ¦ Com HVAC Motor - Shaded Pole - Marine ¦ SCE ¦ Marine | Com ¦ Com HVAC Motor - Shaded Pole - Marine | SCE ¦ Marine | SCE | All | Electric | Nonresidential air handler unit with a shaded pole motor | Average Existing | 0 | Conventional | HVAC | Com - Refrig. Warehouse | Com | RET Only | 0 | 1000 sqft2 of floor space | HP | 15 | DEER:HVAC_Split-Package_AC | 1125.5573 | 1.6491 | 0 | Work Paper SCE13HC031 Revision 2 | 1640 | 2014 | 0 | 1180 | 2014 | 0 | 0 | Work Paper SCE13HC031 Revision 2 | Com HVAC Motors - Marine ¦ SCE ¦ Marine | Com HVAC Motors - Marine | 0.0080673 | 1 | 0.35 | CBSA 2014 | -24.1503 | 2012 | 0.6 | 0
COM-HVAC-70.57 | Com ¦ Com HVAC Motor - Shaded Pole - Marine ¦ SCE ¦ Marine | Com ¦ Com HVAC Motor - Shaded Pole - Marine | SCE ¦ Marine | SCE | All | Electric | Nonresidential air handler unit with a shaded pole motor | Average Existing | 0 | Conventional | HVAC | Com - Restaurant | Com | RET Only | 0 | 1000 sqft2 of floor space | HP | 15 | DEER:HVAC_Split-Package_AC | 1125.5573 | 1.0505 | 0 | Work Paper SCE13HC031 Revision 2 | 1640 | 2014 | 0 | 1180 | 2014 | 0 | 0 | Work Paper SCE13HC031 Revision 2 | Com HVAC Motors - Marine ¦ SCE ¦ Marine | Com HVAC Motors - Marine | 0.0012361 | 1 | 0.35 | CBSA 2014 | -22.9429 | 2012 | 0.6 | 0
COM-HVAC-70.58 | Com ¦ Com HVAC Motor - Shaded Pole - Marine ¦ SCE ¦ Marine | Com ¦ Com HVAC Motor - Shaded Pole - Marine | SCE ¦ Marine | SCE | All | Electric | Nonresidential air handler unit with a shaded pole motor | Average Existing | 0 | Conventional | HVAC | Com - Retail | Com | RET Only | 0 | 1000 sqft2 of floor space | HP | 15 | DEER:HVAC_Split-Package_AC | 1125.5573 | 1.5413 | 0 | Work Paper SCE13HC031 Revision 2 | 1640 | 2014 | 0 | 1180 | 2014 | 0 | 0 | Work Paper SCE13HC031 Revision 2 | Com HVAC Motors - Marine ¦ SCE ¦ Marine | Com HVAC Motors - Marine | 0.0074898 | 1 | 0.35 | CBSA 2014 | -108.4014 | 2012 | 0.6 | 0
COM-HVAC-70.59 | Com ¦ Com HVAC Motor - Shaded Pole - Marine ¦ SCE ¦ Marine | Com ¦ Com HVAC Motor - Shaded Pole - Marine | SCE ¦ Marine | SCE | All | Electric | Nonresidential air handler unit with a shaded pole motor | Average Existing | 0 | Conventional | HVAC | Com - School | Com | RET Only | 0 | 1000 sqft2 of floor space | HP | 15 | DEER:HVAC_Split-Package_AC | 1126.6828 | 1.8033 | 0 | Work Paper SCE13HC031 Revision 2 | 1640 | 2014 | 0 | 1180 | 2014 | 0 | 0 | Work Paper SCE13HC031 Revision 2 | Com HVAC Motors - Marine ¦ SCE ¦ Marine | Com HVAC Motors - Marine | 0.15724 | 1 | 0.35 | CBSA 2014 | -61.8895 | 2012 | 0.6 | 0
COM-HVAC-70.60 | Com ¦ Com HVAC Motor - Shaded Pole - Marine ¦ SCE ¦ Marine | Com ¦ Com HVAC Motor - Shaded Pole - Marine | SCE ¦ Marine | SCE | All | Electric | Nonresidential air handler unit with a shaded pole motor | Average Existing | 0 | Conventional | HVAC | Com - Warehouse | Com | RET Only | 0 | 1000 sqft2 of floor space | HP | 15 | DEER:HVAC_Split-Package_AC | 1125.5573 | 1.1201 | 0 | Work Paper SCE13HC031 Revision 2 | 1640 | 2014 | 0 | 1180 | 2014 | 0 | 0 | Work Paper SCE13HC031 Revision 2 | Com HVAC Motors - Marine ¦ SCE ¦ Marine | Com HVAC Motors - Marine | 0.0080673 | 1 | 0.35 | CBSA 2014 | -83.6956 | 2012 | 0.6 | 0
COM-HVAC-70.61 | Com ¦ Com HVAC Motor - Shaded Pole - Cold ¦ SCE ¦ Cold | Com ¦ Com HVAC Motor - Shaded Pole - Cold | SCE ¦ Cold | SCE | All | Electric | Nonresidential air handler unit with a shaded pole motor | Average Existing | 0 | Conventional | HVAC | Com - College | Com | RET Only | 0 | 1000 sqft2 of floor space | HP | 15 | DEER:HVAC_Split-Package_AC | 2605.523 | 1.7125 | 0 | Work Paper SCE13HC031 Revision 2 | 1640 | 2014 | 0 | 1180 | 2014 | 0 | 0 | Work Paper SCE13HC031 Revision 2 | Com HVAC Motors - Cold ¦ SCE ¦ Cold | Com HVAC Motors - Cold | 0.15724 | 1 | 0.35 | CBSA 2014 | -88.5615 | 2012 | 0.6 | 0
COM-HVAC-70.62 | Com ¦ Com HVAC Motor - Shaded Pole - Cold ¦ SCE ¦ Cold | Com ¦ Com HVAC Motor - Shaded Pole - Cold | SCE ¦ Cold | SCE | All | Electric | Nonresidential air handler unit with a shaded pole motor | Average Existing | 0 | Conventional | HVAC | Com - Grocery | Com | RET Only | 0 | 1000 sqft2 of floor space | HP | 15 | DEER:HVAC_Split-Package_AC | 2605.523 | 3.7952 | 0 | Work Paper SCE13HC031 Revision 2 | 1640 | 2014 | 0 | 1180 | 2014 | 0 | 0 | Work Paper SCE13HC031 Revision 2 | Com HVAC Motors - Cold ¦ SCE ¦ Cold | Com HVAC Motors - Cold | 0.0014821 | 1 | 0.35 | CBSA 2014 | -57.2838 | 2012 | 0.6 | 0
COM-HVAC-70.63 | Com ¦ Com HVAC Motor - Shaded Pole - Cold ¦ SCE ¦ Cold | Com ¦ Com HVAC Motor - Shaded Pole - Cold | SCE ¦ Cold | SCE | All | Electric | Nonresidential air handler unit with a shaded pole motor | Average Existing | 0 | Conventional | HVAC | Com - Health | Com | RET Only | 0 | 1000 sqft2 of floor space | HP | 15 | DEER:HVAC_Split-Package_AC | 2605.523 | 1.9385 | 0 | Work Paper SCE13HC031 Revision 2 | 1640 | 2014 | 0 | 1180 | 2014 | 0 | 0 | Work Paper SCE13HC031 Revision 2 | Com HVAC Motors - Cold ¦ SCE ¦ Cold | Com HVAC Motors - Cold | 0.11352 | 1 | 0.35 | CBSA 2014 | -38.618 | 2012 | 0.6 | 0
COM-HVAC-70.64 | Com ¦ Com HVAC Motor - Shaded Pole - Cold ¦ SCE ¦ Cold | Com ¦ Com HVAC Motor - Shaded Pole - Cold | SCE ¦ Cold | SCE | All | Electric | Nonresidential air handler unit with a shaded pole motor | Average Existing | 0 | Conventional | HVAC | Com - Lodging | Com | RET Only | 0 | 1000 sqft2 of floor space | HP | 15 | DEER:HVAC_Split-Package_AC | 2605.523 | 1.5054 | 0 | Work Paper SCE13HC031 Revision 2 | 1640 | 2014 | 0 | 1180 | 2014 | 0 | 0 | Work Paper SCE13HC031 Revision 2 | Com HVAC Motors - Cold ¦ SCE ¦ Cold | Com HVAC Motors - Cold | 0.069466 | 1 | 0.35 | CBSA 2014 | -143.2076 | 2012 | 0.6 | 0
COM-HVAC-70.65 | Com ¦ Com HVAC Motor - Shaded Pole - Cold ¦ SCE ¦ Cold | Com ¦ Com HVAC Motor - Shaded Pole - Cold | SCE ¦ Cold | SCE | All | Electric | Nonresidential air handler unit with a shaded pole motor | Average Existing | 0 | Conventional | HVAC | Com - Office (Large) | Com | RET Only | 0 | 1000 sqft2 of floor space | HP | 15 | DEER:HVAC_Split-Package_AC | 2605.523 | 1.1348 | 0 | Work Paper SCE13HC031 Revision 2 | 1640 | 2014 | 0 | 1180 | 2014 | 0 | 0 | Work Paper SCE13HC031 Revision 2 | Com HVAC Motors - Cold ¦ SCE ¦ Cold | Com HVAC Motors - Cold | 0.23374 | 1 | 0.35 | CBSA 2014 | -40.8004 | 2012 | 0.6 | 0
COM-HVAC-70.66 | Com ¦ Com HVAC Motor - Shaded Pole - Cold ¦ SCE ¦ Cold | Com ¦ Com HVAC Motor - Shaded Pole - Cold | SCE ¦ Cold | SCE | All | Electric | Nonresidential air handler unit with a shaded pole motor | Average Existing | 0 | Conventional | HVAC | Com - Office (Small) | Com | RET Only | 0 | 1000 sqft2 of floor space | HP | 15 | DEER:HVAC_Split-Package_AC | 2605.523 | 2.3442 | 0 | Work Paper SCE13HC031 Revision 2 | 1640 | 2014 | 0 | 1180 | 2014 | 0 | 0 | Work Paper SCE13HC031 Revision 2 | Com HVAC Motors - Cold ¦ SCE ¦ Cold | Com HVAC Motors - Cold | 0.056081 | 1 | 0.35 | CBSA 2014 | -67.8126 | 2012 | 0.6 | 0
COM-HVAC-70.67 | Com ¦ Com HVAC Motor - Shaded Pole - Cold ¦ SCE ¦ Cold | Com ¦ Com HVAC Motor - Shaded Pole - Cold | SCE ¦ Cold | SCE | All | Electric | Nonresidential air handler unit with a shaded pole motor | Average Existing | 0 | Conventional | HVAC | Com - Other | Com | RET Only | 0 | 1000 sqft2 of floor space | HP | 15 | DEER:HVAC_Split-Package_AC | 2605.523 | 2.5929 | 0 | Work Paper SCE13HC031 Revision 2 | 1640 | 2014 | 0 | 1180 | 2014 | 0 | 0 | Work Paper SCE13HC031 Revision 2 | Com HVAC Motors - Cold ¦ SCE ¦ Cold | Com HVAC Motors - Cold | 0.03784 | 1 | 0.35 | CBSA 2014 | -152.7692 | 2012 | 0.6 | 0
COM-HVAC-70.68 | Com ¦ Com HVAC Motor - Shaded Pole - Cold ¦ SCE ¦ Cold | Com ¦ Com HVAC Motor - Shaded Pole - Cold | SCE ¦ Cold | SCE | All | Electric | Nonresidential air handler unit with a shaded pole motor | Average Existing | 0 | Conventional | HVAC | Com - Refrig. Warehouse | Com | RET Only | 0 | 1000 sqft2 of floor space | HP | 15 | DEER:HVAC_Split-Package_AC | 2605.523 | 3.8175 | 0 | Work Paper SCE13HC031 Revision 2 | 1640 | 2014 | 0 | 1180 | 2014 | 0 | 0 | Work Paper SCE13HC031 Revision 2 | Com HVAC Motors - Cold ¦ SCE ¦ Cold | Com HVAC Motors - Cold | 0.0080673 | 1 | 0.35 | CBSA 2014 | -55.905 | 2012 | 0.6 | 0
COM-HVAC-70.69 | Com ¦ Com HVAC Motor - Shaded Pole - Cold ¦ SCE ¦ Cold | Com ¦ Com HVAC Motor - Shaded Pole - Cold | SCE ¦ Cold | SCE | All | Electric | Nonresidential air handler unit with a shaded pole motor | Average Existing | 0 | Conventional | HVAC | Com - Restaurant | Com | RET Only | 0 | 1000 sqft2 of floor space | HP | 15 | DEER:HVAC_Split-Package_AC | 2605.523 | 2.4318 | 0 | Work Paper SCE13HC031 Revision 2 | 1640 | 2014 | 0 | 1180 | 2014 | 0 | 0 | Work Paper SCE13HC031 Revision 2 | Com HVAC Motors - Cold ¦ SCE ¦ Cold | Com HVAC Motors - Cold | 0.0012361 | 1 | 0.35 | CBSA 2014 | -53.1099 | 2012 | 0.6 | 0
COM-HVAC-70.70 | Com ¦ Com HVAC Motor - Shaded Pole - Cold ¦ SCE ¦ Cold | Com ¦ Com HVAC Motor - Shaded Pole - Cold | SCE ¦ Cold | SCE | All | Electric | Nonresidential air handler unit with a shaded pole motor | Average Existing | 0 | Conventional | HVAC | Com - Retail | Com | RET Only | 0 | 1000 sqft2 of floor space | HP | 15 | DEER:HVAC_Split-Package_AC | 2605.523 | 3.5679 | 0 | Work Paper SCE13HC031 Revision 2 | 1640 | 2014 | 0 | 1180 | 2014 | 0 | 0 | Work Paper SCE13HC031 Revision 2 | Com HVAC Motors - Cold ¦ SCE ¦ Cold | Com HVAC Motors - Cold | 0.0074898 | 1 | 0.35 | CBSA 2014 | -250.9355 | 2012 | 0.6 | 0
COM-HVAC-70.71 | Com ¦ Com HVAC Motor - Shaded Pole - Cold ¦ SCE ¦ Cold | Com ¦ Com HVAC Motor - Shaded Pole - Cold | SCE ¦ Cold | SCE | All | Electric | Nonresidential air handler unit with a shaded pole motor | Average Existing | 0 | Conventional | HVAC | Com - School | Com | RET Only | 0 | 1000 sqft2 of floor space | HP | 15 | DEER:HVAC_Split-Package_AC | 2608.1286 | 4.1743 | 0 | Work Paper SCE13HC031 Revision 2 | 1640 | 2014 | 0 | 1180 | 2014 | 0 | 0 | Work Paper SCE13HC031 Revision 2 | Com HVAC Motors - Cold ¦ SCE ¦ Cold | Com HVAC Motors - Cold | 0.15724 | 1 | 0.35 | CBSA 2014 | -143.2665 | 2012 | 0.6 | 0
COM-HVAC-70.72 | Com ¦ Com HVAC Motor - Shaded Pole - Cold ¦ SCE ¦ Cold | Com ¦ Com HVAC Motor - Shaded Pole - Cold | SCE ¦ Cold | SCE | All | Electric | Nonresidential air handler unit with a shaded pole motor | Average Existing | 0 | Conventional | HVAC | Com - Warehouse | Com | RET Only | 0 | 1000 sqft2 of floor space | HP | 15 | DEER:HVAC_Split-Package_AC | 2605.523 | 2.5929 | 0 | Work Paper SCE13HC031 Revision 2 | 1640 | 2014 | 0 | 1180 | 2014 | 0 | 0 | Work Paper SCE13HC031 Revision 2 | Com HVAC Motors - Cold ¦ SCE ¦ Cold | Com HVAC Motors - Cold | 0.0080673 | 1 | 0.35 | CBSA 2014 | -193.7447 | 2012 | 0.6 | 0
COM-HVAC-70.73 | Com ¦ Com HVAC Motor - Shaded Pole - Hot-Dry ¦ SDG&E ¦ Hot-Dry | Com ¦ Com HVAC Motor - Shaded Pole - Hot-Dry | SDG&E ¦ Hot-Dry | SDG&E | All | Electric | Nonresidential air handler unit with a shaded pole motor | Average Existing | 0 | Conventional | HVAC | Com - College | Com | RET Only | 0 | 1000 sqft2 of floor space | HP | 15 | DEER:HVAC_Split-Package_AC | 1647.4497 | 1.026 | 0 | Work Paper SCE13HC031 Revision 2 | 1640 | 2014 | 0 | 1180 | 2014 | 0 | 0 | Work Paper SCE13HC031 Revision 2 | Com HVAC Motors - Hot-Dry ¦ SDG&E ¦ Hot-Dry | Com HVAC Motors - Hot-Dry | 0.15724 | 1 | 0.35 | CBSA 2014 | -55.9967 | 2012 | 0.6 | 0
COM-HVAC-70.74 | Com ¦ Com HVAC Motor - Shaded Pole - Hot-Dry ¦ SDG&E ¦ Hot-Dry | Com ¦ Com HVAC Motor - Shaded Pole - Hot-Dry | SDG&E ¦ Hot-Dry | SDG&E | All | Electric | Nonresidential air handler unit with a shaded pole motor | Average Existing | 0 | Conventional | HVAC | Com - Grocery | Com | RET Only | 0 | 1000 sqft2 of floor space | HP | 15 | DEER:HVAC_Split-Package_AC | 1647.4497 | 2.2738 | 0 | Work Paper SCE13HC031 Revision 2 | 1640 | 2014 | 0 | 1180 | 2014 | 0 | 0 | Work Paper SCE13HC031 Revision 2 | Com HVAC Motors - Hot-Dry ¦ SDG&E ¦ Hot-Dry | Com HVAC Motors - Hot-Dry | 0.0014821 | 1 | 0.35 | CBSA 2014 | -36.22 | 2012 | 0.6 | 0
COM-HVAC-70.75 | Com ¦ Com HVAC Motor - Shaded Pole - Hot-Dry ¦ SDG&E ¦ Hot-Dry | Com ¦ Com HVAC Motor - Shaded Pole - Hot-Dry | SDG&E ¦ Hot-Dry | SDG&E | All | Electric | Nonresidential air handler unit with a shaded pole motor | Average Existing | 0 | Conventional | HVAC | Com - Health | Com | RET Only | 0 | 1000 sqft2 of floor space | HP | 15 | DEER:HVAC_Split-Package_AC | 1647.4497 | 1.1614 | 0 | Work Paper SCE13HC031 Revision 2 | 1640 | 2014 | 0 | 1180 | 2014 | 0 | 0 | Work Paper SCE13HC031 Revision 2 | Com HVAC Motors - Hot-Dry ¦ SDG&E ¦ Hot-Dry | Com HVAC Motors - Hot-Dry | 0.11352 | 1 | 0.35 | CBSA 2014 | -24.4178 | 2012 | 0.6 | 0
COM-HVAC-70.76 | Com ¦ Com HVAC Motor - Shaded Pole - Hot-Dry ¦ SDG&E ¦ Hot-Dry | Com ¦ Com HVAC Motor - Shaded Pole - Hot-Dry | SDG&E ¦ Hot-Dry | SDG&E | All | Electric | Nonresidential air handler unit with a shaded pole motor | Average Existing | 0 | Conventional | HVAC | Com - Lodging | Com | RET Only | 0 | 1000 sqft2 of floor space | HP | 15 | DEER:HVAC_Split-Package_AC | 1647.4497 | 0.90194 | 0 | Work Paper SCE13HC031 Revision 2 | 1640 | 2014 | 0 | 1180 | 2014 | 0 | 0 | Work Paper SCE13HC031 Revision 2 | Com HVAC Motors - Hot-Dry ¦ SDG&E ¦ Hot-Dry | Com HVAC Motors - Hot-Dry | 0.069466 | 1 | 0.35 | CBSA 2014 | -90.5489 | 2012 | 0.6 | 0
COM-HVAC-70.77 | Com ¦ Com HVAC Motor - Shaded Pole - Hot-Dry ¦ SDG&E ¦ Hot-Dry | Com ¦ Com HVAC Motor - Shaded Pole - Hot-Dry | SDG&E ¦ Hot-Dry | SDG&E | All | Electric | Nonresidential air handler unit with a shaded pole motor | Average Existing | 0 | Conventional | HVAC | Com - Office (Large) | Com | RET Only | 0 | 1000 sqft2 of floor space | HP | 15 | DEER:HVAC_Split-Package_AC | 1647.4497 | 0.67985 | 0 | Work Paper SCE13HC031 Revision 2 | 1640 | 2014 | 0 | 1180 | 2014 | 0 | 0 | Work Paper SCE13HC031 Revision 2 | Com HVAC Motors - Hot-Dry ¦ SDG&E ¦ Hot-Dry | Com HVAC Motors - Hot-Dry | 0.23374 | 1 | 0.35 | CBSA 2014 | -25.7978 | 2012 | 0.6 | 0
COM-HVAC-70.78 | Com ¦ Com HVAC Motor - Shaded Pole - Hot-Dry ¦ SDG&E ¦ Hot-Dry | Com ¦ Com HVAC Motor - Shaded Pole - Hot-Dry | SDG&E ¦ Hot-Dry | SDG&E | All | Electric | Nonresidential air handler unit with a shaded pole motor | Average Existing | 0 | Conventional | HVAC | Com - Office (Small) | Com | RET Only | 0 | 1000 sqft2 of floor space | HP | 15 | DEER:HVAC_Split-Package_AC | 1647.4497 | 1.4045 | 0 | Work Paper SCE13HC031 Revision 2 | 1640 | 2014 | 0 | 1180 | 2014 | 0 | 0 | Work Paper SCE13HC031 Revision 2 | Com HVAC Motors - Hot-Dry ¦ SDG&E ¦ Hot-Dry | Com HVAC Motors - Hot-Dry | 0.056081 | 1 | 0.35 | CBSA 2014 | -42.8773 | 2012 | 0.6 | 0
COM-HVAC-70.79 | Com ¦ Com HVAC Motor - Shaded Pole - Hot-Dry ¦ SDG&E ¦ Hot-Dry | Com ¦ Com HVAC Motor - Shaded Pole - Hot-Dry | SDG&E ¦ Hot-Dry | SDG&E | All | Electric | Nonresidential air handler unit with a shaded pole motor | Average Existing | 0 | Conventional | HVAC | Com - Other | Com | RET Only | 0 | 1000 sqft2 of floor space | HP | 15 | DEER:HVAC_Split-Package_AC | 1647.4497 | 1.5535 | 0 | Work Paper SCE13HC031 Revision 2 | 1640 | 2014 | 0 | 1180 | 2014 | 0 | 0 | Work Paper SCE13HC031 Revision 2 | Com HVAC Motors - Hot-Dry ¦ SDG&E ¦ Hot-Dry | Com HVAC Motors - Hot-Dry | 0.03784 | 1 | 0.35 | CBSA 2014 | -96.5946 | 2012 | 0.6 | 0
COM-HVAC-70.80 | Com ¦ Com HVAC Motor - Shaded Pole - Hot-Dry ¦ SDG&E ¦ Hot-Dry | Com ¦ Com HVAC Motor - Shaded Pole - Hot-Dry | SDG&E ¦ Hot-Dry | SDG&E | All | Electric | Nonresidential air handler unit with a shaded pole motor | Average Existing | 0 | Conventional | HVAC | Com - Refrig. Warehouse | Com | RET Only | 0 | 1000 sqft2 of floor space | HP | 15 | DEER:HVAC_Split-Package_AC | 1647.4497 | 2.2871 | 0 | Work Paper SCE13HC031 Revision 2 | 1640 | 2014 | 0 | 1180 | 2014 | 0 | 0 | Work Paper SCE13HC031 Revision 2 | Com HVAC Motors - Hot-Dry ¦ SDG&E ¦ Hot-Dry | Com HVAC Motors - Hot-Dry | 0.0080673 | 1 | 0.35 | CBSA 2014 | -35.3482 | 2012 | 0.6 | 0
COM-HVAC-70.81 | Com ¦ Com HVAC Motor - Shaded Pole - Hot-Dry ¦ SDG&E ¦ Hot-Dry | Com ¦ Com HVAC Motor - Shaded Pole - Hot-Dry | SDG&E ¦ Hot-Dry | SDG&E | All | Electric | Nonresidential air handler unit with a shaded pole motor | Average Existing | 0 | Conventional | HVAC | Com - Restaurant | Com | RET Only | 0 | 1000 sqft2 of floor space | HP | 15 | DEER:HVAC_Split-Package_AC | 1647.4497 | 1.4569 | 0 | Work Paper SCE13HC031 Revision 2 | 1640 | 2014 | 0 | 1180 | 2014 | 0 | 0 | Work Paper SCE13HC031 Revision 2 | Com HVAC Motors - Hot-Dry ¦ SDG&E ¦ Hot-Dry | Com HVAC Motors - Hot-Dry | 0.0012361 | 1 | 0.35 | CBSA 2014 | -33.5809 | 2012 | 0.6 | 0
COM-HVAC-70.82 | Com ¦ Com HVAC Motor - Shaded Pole - Hot-Dry ¦ SDG&E ¦ Hot-Dry | Com ¦ Com HVAC Motor - Shaded Pole - Hot-Dry | SDG&E ¦ Hot-Dry | SDG&E | All | Electric | Nonresidential air handler unit with a shaded pole motor | Average Existing | 0 | Conventional | HVAC | Com - Retail | Com | RET Only | 0 | 1000 sqft2 of floor space | HP | 15 | DEER:HVAC_Split-Package_AC | 1647.4497 | 2.1376 | 0 | Work Paper SCE13HC031 Revision 2 | 1640 | 2014 | 0 | 1180 | 2014 | 0 | 0 | Work Paper SCE13HC031 Revision 2 | Com HVAC Motors - Hot-Dry ¦ SDG&E ¦ Hot-Dry | Com HVAC Motors - Hot-Dry | 0.0074898 | 1 | 0.35 | CBSA 2014 | -158.6643 | 2012 | 0.6 | 0
COM-HVAC-70.83 | Com ¦ Com HVAC Motor - Shaded Pole - Hot-Dry ¦ SDG&E ¦ Hot-Dry | Com ¦ Com HVAC Motor - Shaded Pole - Hot-Dry | SDG&E ¦ Hot-Dry | SDG&E | All | Electric | Nonresidential air handler unit with a shaded pole motor | Average Existing | 0 | Conventional | HVAC | Com - School | Com | RET Only | 0 | 1000 sqft2 of floor space | HP | 15 | DEER:HVAC_Split-Package_AC | 1649.0971 | 2.5009 | 0 | Work Paper SCE13HC031 Revision 2 | 1640 | 2014 | 0 | 1180 | 2014 | 0 | 0 | Work Paper SCE13HC031 Revision 2 | Com HVAC Motors - Hot-Dry ¦ SDG&E ¦ Hot-Dry | Com HVAC Motors - Hot-Dry | 0.15724 | 1 | 0.35 | CBSA 2014 | -90.5861 | 2012 | 0.6 | 0
COM-HVAC-70.84 | Com ¦ Com HVAC Motor - Shaded Pole - Hot-Dry ¦ SDG&E ¦ Hot-Dry | Com ¦ Com HVAC Motor - Shaded Pole - Hot-Dry | SDG&E ¦ Hot-Dry | SDG&E | All | Electric | Nonresidential air handler unit with a shaded pole motor | Average Existing | 0 | Conventional | HVAC | Com - Warehouse | Com | RET Only | 0 | 1000 sqft2 of floor space | HP | 15 | DEER:HVAC_Split-Package_AC | 1647.4497 | 1.5535 | 0 | Work Paper SCE13HC031 Revision 2 | 1640 | 2014 | 0 | 1180 | 2014 | 0 | 0 | Work Paper SCE13HC031 Revision 2 | Com HVAC Motors - Hot-Dry ¦ SDG&E ¦ Hot-Dry | Com HVAC Motors - Hot-Dry | 0.0080673 | 1 | 0.35 | CBSA 2014 | -122.5031 | 2012 | 0.6 | 0
COM-HVAC-70.85 | Com ¦ Com HVAC Motor - Shaded Pole - Marine ¦ SDG&E ¦ Marine | Com ¦ Com HVAC Motor - Shaded Pole - Marine | SDG&E ¦ Marine | SDG&E | All | Electric | Nonresidential air handler unit with a shaded pole motor | Average Existing | 0 | Conventional | HVAC | Com - College | Com | RET Only | 0 | 1000 sqft2 of floor space | HP | 15 | DEER:HVAC_Split-Package_AC | 1125.5573 | 0.70098 | 0 | Work Paper SCE13HC031 Revision 2 | 1640 | 2014 | 0 | 1180 | 2014 | 0 | 0 | Work Paper SCE13HC031 Revision 2 | Com HVAC Motors - Marine ¦ SDG&E ¦ Marine | Com HVAC Motors - Marine | 0.15724 | 1 | 0.35 | CBSA 2014 | -38.2576 | 2012 | 0.6 | 0
COM-HVAC-70.86 | Com ¦ Com HVAC Motor - Shaded Pole - Marine ¦ SDG&E ¦ Marine | Com ¦ Com HVAC Motor - Shaded Pole - Marine | SDG&E ¦ Marine | SDG&E | All | Electric | Nonresidential air handler unit with a shaded pole motor | Average Existing | 0 | Conventional | HVAC | Com - Grocery | Com | RET Only | 0 | 1000 sqft2 of floor space | HP | 15 | DEER:HVAC_Split-Package_AC | 1125.5573 | 1.5535 | 0 | Work Paper SCE13HC031 Revision 2 | 1640 | 2014 | 0 | 1180 | 2014 | 0 | 0 | Work Paper SCE13HC031 Revision 2 | Com HVAC Motors - Marine ¦ SDG&E ¦ Marine | Com HVAC Motors - Marine | 0.0014821 | 1 | 0.35 | CBSA 2014 | -24.746 | 2012 | 0.6 | 0
COM-HVAC-70.87 | Com ¦ Com HVAC Motor - Shaded Pole - Marine ¦ SDG&E ¦ Marine | Com ¦ Com HVAC Motor - Shaded Pole - Marine | SDG&E ¦ Marine | SDG&E | All | Electric | Nonresidential air handler unit with a shaded pole motor | Average Existing | 0 | Conventional | HVAC | Com - Health | Com | RET Only | 0 | 1000 sqft2 of floor space | HP | 15 | DEER:HVAC_Split-Package_AC | 1125.5573 | 0.79349 | 0 | Work Paper SCE13HC031 Revision 2 | 1640 | 2014 | 0 | 1180 | 2014 | 0 | 0 | Work Paper SCE13HC031 Revision 2 | Com HVAC Motors - Marine ¦ SDG&E ¦ Marine | Com HVAC Motors - Marine | 0.11352 | 1 | 0.35 | CBSA 2014 | -16.6826 | 2012 | 0.6 | 0
COM-HVAC-70.88 | Com ¦ Com HVAC Motor - Shaded Pole - Marine ¦ SDG&E ¦ Marine | Com ¦ Com HVAC Motor - Shaded Pole - Marine | SDG&E ¦ Marine | SDG&E | All | Electric | Nonresidential air handler unit with a shaded pole motor | Average Existing | 0 | Conventional | HVAC | Com - Lodging | Com | RET Only | 0 | 1000 sqft2 of floor space | HP | 15 | DEER:HVAC_Split-Package_AC | 1125.5573 | 0.61622 | 0 | Work Paper SCE13HC031 Revision 2 | 1640 | 2014 | 0 | 1180 | 2014 | 0 | 0 | Work Paper SCE13HC031 Revision 2 | Com HVAC Motors - Marine ¦ SDG&E ¦ Marine | Com HVAC Motors - Marine | 0.069466 | 1 | 0.35 | CBSA 2014 | -61.8641 | 2012 | 0.6 | 0
COM-HVAC-70.89 | Com ¦ Com HVAC Motor - Shaded Pole - Marine ¦ SDG&E ¦ Marine | Com ¦ Com HVAC Motor - Shaded Pole - Marine | SDG&E ¦ Marine | SDG&E | All | Electric | Nonresidential air handler unit with a shaded pole motor | Average Existing | 0 | Conventional | HVAC | Com - Office (Large) | Com | RET Only | 0 | 1000 sqft2 of floor space | HP | 15 | DEER:HVAC_Split-Package_AC | 1125.5573 | 0.46448 | 0 | Work Paper SCE13HC031 Revision 2 | 1640 | 2014 | 0 | 1180 | 2014 | 0 | 0 | Work Paper SCE13HC031 Revision 2 | Com HVAC Motors - Marine ¦ SDG&E ¦ Marine | Com HVAC Motors - Marine | 0.23374 | 1 | 0.35 | CBSA 2014 | -17.6253 | 2012 | 0.6 | 0
COM-HVAC-70.90 | Com ¦ Com HVAC Motor - Shaded Pole - Marine ¦ SDG&E ¦ Marine | Com ¦ Com HVAC Motor - Shaded Pole - Marine | SDG&E ¦ Marine | SDG&E | All | Electric | Nonresidential air handler unit with a shaded pole motor | Average Existing | 0 | Conventional | HVAC | Com - Office (Small) | Com | RET Only | 0 | 1000 sqft2 of floor space | HP | 15 | DEER:HVAC_Split-Package_AC | 1125.5573 | 0.95956 | 0 | Work Paper SCE13HC031 Revision 2 | 1640 | 2014 | 0 | 1180 | 2014 | 0 | 0 | Work Paper SCE13HC031 Revision 2 | Com HVAC Motors - Marine ¦ SDG&E ¦ Marine | Com HVAC Motors - Marine | 0.056081 | 1 | 0.35 | CBSA 2014 | -29.2943 | 2012 | 0.6 | 0
COM-HVAC-70.91 | Com ¦ Com HVAC Motor - Shaded Pole - Marine ¦ SDG&E ¦ Marine | Com ¦ Com HVAC Motor - Shaded Pole - Marine | SDG&E ¦ Marine | SDG&E | All | Electric | Nonresidential air handler unit with a shaded pole motor | Average Existing | 0 | Conventional | HVAC | Com - Other | Com | RET Only | 0 | 1000 sqft2 of floor space | HP | 15 | DEER:HVAC_Split-Package_AC | 1125.5573 | 1.0613 | 0 | Work Paper SCE13HC031 Revision 2 | 1640 | 2014 | 0 | 1180 | 2014 | 0 | 0 | Work Paper SCE13HC031 Revision 2 | Com HVAC Motors - Marine ¦ SDG&E ¦ Marine | Com HVAC Motors - Marine | 0.03784 | 1 | 0.35 | CBSA 2014 | -65.9946 | 2012 | 0.6 | 0
COM-HVAC-70.92 | Com ¦ Com HVAC Motor - Shaded Pole - Marine ¦ SDG&E ¦ Marine | Com ¦ Com HVAC Motor - Shaded Pole - Marine | SDG&E ¦ Marine | SDG&E | All | Electric | Nonresidential air handler unit with a shaded pole motor | Average Existing | 0 | Conventional | HVAC | Com - Refrig. Warehouse | Com | RET Only | 0 | 1000 sqft2 of floor space | HP | 15 | DEER:HVAC_Split-Package_AC | 1125.5573 | 1.5626 | 0 | Work Paper SCE13HC031 Revision 2 | 1640 | 2014 | 0 | 1180 | 2014 | 0 | 0 | Work Paper SCE13HC031 Revision 2 | Com HVAC Motors - Marine ¦ SDG&E ¦ Marine | Com HVAC Motors - Marine | 0.0080673 | 1 | 0.35 | CBSA 2014 | -24.1503 | 2012 | 0.6 | 0
COM-HVAC-70.93 | Com ¦ Com HVAC Motor - Shaded Pole - Marine ¦ SDG&E ¦ Marine | Com ¦ Com HVAC Motor - Shaded Pole - Marine | SDG&E ¦ Marine | SDG&E | All | Electric | Nonresidential air handler unit with a shaded pole motor | Average Existing | 0 | Conventional | HVAC | Com - Restaurant | Com | RET Only | 0 | 1000 sqft2 of floor space | HP | 15 | DEER:HVAC_Split-Package_AC | 1125.5573 | 0.99538 | 0 | Work Paper SCE13HC031 Revision 2 | 1640 | 2014 | 0 | 1180 | 2014 | 0 | 0 | Work Paper SCE13HC031 Revision 2 | Com HVAC Motors - Marine ¦ SDG&E ¦ Marine | Com HVAC Motors - Marine | 0.0012361 | 1 | 0.35 | CBSA 2014 | -22.9429 | 2012 | 0.6 | 0
COM-HVAC-70.94 | Com ¦ Com HVAC Motor - Shaded Pole - Marine ¦ SDG&E ¦ Marine | Com ¦ Com HVAC Motor - Shaded Pole - Marine | SDG&E ¦ Marine | SDG&E | All | Electric | Nonresidential air handler unit with a shaded pole motor | Average Existing | 0 | Conventional | HVAC | Com - Retail | Com | RET Only | 0 | 1000 sqft2 of floor space | HP | 15 | DEER:HVAC_Split-Package_AC | 1125.5573 | 1.4604 | 0 | Work Paper SCE13HC031 Revision 2 | 1640 | 2014 | 0 | 1180 | 2014 | 0 | 0 | Work Paper SCE13HC031 Revision 2 | Com HVAC Motors - Marine ¦ SDG&E ¦ Marine | Com HVAC Motors - Marine | 0.0074898 | 1 | 0.35 | CBSA 2014 | -108.4014 | 2012 | 0.6 | 0
COM-HVAC-70.95 | Com ¦ Com HVAC Motor - Shaded Pole - Marine ¦ SDG&E ¦ Marine | Com ¦ Com HVAC Motor - Shaded Pole - Marine | SDG&E ¦ Marine | SDG&E | All | Electric | Nonresidential air handler unit with a shaded pole motor | Average Existing | 0 | Conventional | HVAC | Com - School | Com | RET Only | 0 | 1000 sqft2 of floor space | HP | 15 | DEER:HVAC_Split-Package_AC | 1126.6828 | 1.7087 | 0 | Work Paper SCE13HC031 Revision 2 | 1640 | 2014 | 0 | 1180 | 2014 | 0 | 0 | Work Paper SCE13HC031 Revision 2 | Com HVAC Motors - Marine ¦ SDG&E ¦ Marine | Com HVAC Motors - Marine | 0.15724 | 1 | 0.35 | CBSA 2014 | -61.8895 | 2012 | 0.6 | 0
COM-HVAC-70.96 | Com ¦ Com HVAC Motor - Shaded Pole - Marine ¦ SDG&E ¦ Marine | Com ¦ Com HVAC Motor - Shaded Pole - Marine | SDG&E ¦ Marine | SDG&E | All | Electric | Nonresidential air handler unit with a shaded pole motor | Average Existing | 0 | Conventional | HVAC | Com - Warehouse | Com | RET Only | 0 | 1000 sqft2 of floor space | HP | 15 | DEER:HVAC_Split-Package_AC | 1125.5573 | 1.0613 | 0 | Work Paper SCE13HC031 Revision 2 | 1640 | 2014 | 0 | 1180 | 2014 | 0 | 0 | Work Paper SCE13HC031 Revision 2 | Com HVAC Motors - Marine ¦ SDG&E ¦ Marine | Com HVAC Motors - Marine | 0.0080673 | 1 | 0.35 | CBSA 2014 | -83.6956 | 2012 | 0.6 | 0
COM-HVAC-71.1 | Com ¦ Com HVAC Motor - PSC - Hot-Dry ¦ PG&E ¦ Hot-Dry | Com ¦ Com HVAC Motor - PSC - Hot-Dry | PG&E ¦ Hot-Dry | PG&E | All | Electric | Nonresidential air handler unit with a permanent split capacitor motor | Code | 0 | Conventional | HVAC | Com - College | Com | RET and NEW | 0 | 1000 sqft2 of floor space | HP | 15 | DEER:HVAC_Split-Package_AC | 823.7248 | 0.53002 | 0 | Work Paper SCE13HC031 Revision 2 | 2120 | 2014 | 0 | 1180 | 2014 | 0 | 0 | Work Paper SCE13HC031 Revision 2 | Com HVAC Motors - Hot-Dry ¦ PG&E ¦ Hot-Dry | Com HVAC Motors - Hot-Dry | 0.15724 | 1 | 0.35 | CBSA 2014 | -27.9983 | 2012 | 0.6 | 0
COM-HVAC-71.2 | Com ¦ Com HVAC Motor - PSC - Hot-Dry ¦ PG&E ¦ Hot-Dry | Com ¦ Com HVAC Motor - PSC - Hot-Dry | PG&E ¦ Hot-Dry | PG&E | All | Electric | Nonresidential air handler unit with a permanent split capacitor motor | Code | 0 | Conventional | HVAC | Com - Grocery | Com | RET and NEW | 0 | 1000 sqft2 of floor space | HP | 15 | DEER:HVAC_Split-Package_AC | 823.7248 | 1.1746 | 0 | Work Paper SCE13HC031 Revision 2 | 2120 | 2014 | 0 | 1180 | 2014 | 0 | 0 | Work Paper SCE13HC031 Revision 2 | Com HVAC Motors - Hot-Dry ¦ PG&E ¦ Hot-Dry | Com HVAC Motors - Hot-Dry | 0.0014821 | 1 | 0.35 | CBSA 2014 | -18.11 | 2012 | 0.6 | 0
COM-HVAC-71.3 | Com ¦ Com HVAC Motor - PSC - Hot-Dry ¦ PG&E ¦ Hot-Dry | Com ¦ Com HVAC Motor - PSC - Hot-Dry | PG&E ¦ Hot-Dry | PG&E | All | Electric | Nonresidential air handler unit with a permanent split capacitor motor | Code | 0 | Conventional | HVAC | Com - Health | Com | RET and NEW | 0 | 1000 sqft2 of floor space | HP | 15 | DEER:HVAC_Split-Package_AC | 823.7248 | 0.59996 | 0 | Work Paper SCE13HC031 Revision 2 | 2120 | 2014 | 0 | 1180 | 2014 | 0 | 0 | Work Paper SCE13HC031 Revision 2 | Com HVAC Motors - Hot-Dry ¦ PG&E ¦ Hot-Dry | Com HVAC Motors - Hot-Dry | 0.11352 | 1 | 0.35 | CBSA 2014 | -12.2089 | 2012 | 0.6 | 0
COM-HVAC-71.4 | Com ¦ Com HVAC Motor - PSC - Hot-Dry ¦ PG&E ¦ Hot-Dry | Com ¦ Com HVAC Motor - PSC - Hot-Dry | PG&E ¦ Hot-Dry | PG&E | All | Electric | Nonresidential air handler unit with a permanent split capacitor motor | Code | 0 | Conventional | HVAC | Com - Lodging | Com | RET and NEW | 0 | 1000 sqft2 of floor space | HP | 15 | DEER:HVAC_Split-Package_AC | 823.7248 | 0.46592 | 0 | Work Paper SCE13HC031 Revision 2 | 2120 | 2014 | 0 | 1180 | 2014 | 0 | 0 | Work Paper SCE13HC031 Revision 2 | Com HVAC Motors - Hot-Dry ¦ PG&E ¦ Hot-Dry | Com HVAC Motors - Hot-Dry | 0.069466 | 1 | 0.35 | CBSA 2014 | -45.2745 | 2012 | 0.6 | 0
COM-HVAC-71.5 | Com ¦ Com HVAC Motor - PSC - Hot-Dry ¦ PG&E ¦ Hot-Dry | Com ¦ Com HVAC Motor - PSC - Hot-Dry | PG&E ¦ Hot-Dry | PG&E | All | Electric | Nonresidential air handler unit with a permanent split capacitor motor | Code | 0 | Conventional | HVAC | Com - Office (Large) | Com | RET and NEW | 0 | 1000 sqft2 of floor space | HP | 15 | DEER:HVAC_Split-Package_AC | 823.7248 | 0.3512 | 0 | Work Paper SCE13HC031 Revision 2 | 2120 | 2014 | 0 | 1180 | 2014 | 0 | 0 | Work Paper SCE13HC031 Revision 2 | Com HVAC Motors - Hot-Dry ¦ PG&E ¦ Hot-Dry | Com HVAC Motors - Hot-Dry | 0.23374 | 1 | 0.35 | CBSA 2014 | -12.8989 | 2012 | 0.6 | 0
COM-HVAC-71.6 | Com ¦ Com HVAC Motor - PSC - Hot-Dry ¦ PG&E ¦ Hot-Dry | Com ¦ Com HVAC Motor - PSC - Hot-Dry | PG&E ¦ Hot-Dry | PG&E | All | Electric | Nonresidential air handler unit with a permanent split capacitor motor | Code | 0 | Conventional | HVAC | Com - Office (Small) | Com | RET and NEW | 0 | 1000 sqft2 of floor space | HP | 15 | DEER:HVAC_Split-Package_AC | 823.7248 | 0.72553 | 0 | Work Paper SCE13HC031 Revision 2 | 2120 | 2014 | 0 | 1180 | 2014 | 0 | 0 | Work Paper SCE13HC031 Revision 2 | Com HVAC Motors - Hot-Dry ¦ PG&E ¦ Hot-Dry | Com HVAC Motors - Hot-Dry | 0.056081 | 1 | 0.35 | CBSA 2014 | -21.4387 | 2012 | 0.6 | 0
COM-HVAC-71.7 | Com ¦ Com HVAC Motor - PSC - Hot-Dry ¦ PG&E ¦ Hot-Dry | Com ¦ Com HVAC Motor - PSC - Hot-Dry | PG&E ¦ Hot-Dry | PG&E | All | Electric | Nonresidential air handler unit with a permanent split capacitor motor | Code | 0 | Conventional | HVAC | Com - Other | Com | RET and NEW | 0 | 1000 sqft2 of floor space | HP | 15 | DEER:HVAC_Split-Package_AC | 823.7248 | 0.80248 | 0 | Work Paper SCE13HC031 Revision 2 | 2120 | 2014 | 0 | 1180 | 2014 | 0 | 0 | Work Paper SCE13HC031 Revision 2 | Com HVAC Motors - Hot-Dry ¦ PG&E ¦ Hot-Dry | Com HVAC Motors - Hot-Dry | 0.03784 | 1 | 0.35 | CBSA 2014 | -48.2973 | 2012 | 0.6 | 0
COM-HVAC-71.8 | Com ¦ Com HVAC Motor - PSC - Hot-Dry ¦ PG&E ¦ Hot-Dry | Com ¦ Com HVAC Motor - PSC - Hot-Dry | PG&E ¦ Hot-Dry | PG&E | All | Electric | Nonresidential air handler unit with a permanent split capacitor motor | Code | 0 | Conventional | HVAC | Com - Refrig. Warehouse | Com | RET and NEW | 0 | 1000 sqft2 of floor space | HP | 15 | DEER:HVAC_Split-Package_AC | 823.7248 | 1.1815 | 0 | Work Paper SCE13HC031 Revision 2 | 2120 | 2014 | 0 | 1180 | 2014 | 0 | 0 | Work Paper SCE13HC031 Revision 2 | Com HVAC Motors - Hot-Dry ¦ PG&E ¦ Hot-Dry | Com HVAC Motors - Hot-Dry | 0.0080673 | 1 | 0.35 | CBSA 2014 | -17.6741 | 2012 | 0.6 | 0
COM-HVAC-71.9 | Com ¦ Com HVAC Motor - PSC - Hot-Dry ¦ PG&E ¦ Hot-Dry | Com ¦ Com HVAC Motor - PSC - Hot-Dry | PG&E ¦ Hot-Dry | PG&E | All | Electric | Nonresidential air handler unit with a permanent split capacitor motor | Code | 0 | Conventional | HVAC | Com - Restaurant | Com | RET and NEW | 0 | 1000 sqft2 of floor space | HP | 15 | DEER:HVAC_Split-Package_AC | 823.7248 | 0.75261 | 0 | Work Paper SCE13HC031 Revision 2 | 2120 | 2014 | 0 | 1180 | 2014 | 0 | 0 | Work Paper SCE13HC031 Revision 2 | Com HVAC Motors - Hot-Dry ¦ PG&E ¦ Hot-Dry | Com HVAC Motors - Hot-Dry | 0.0012361 | 1 | 0.35 | CBSA 2014 | -16.7905 | 2012 | 0.6 | 0
COM-HVAC-71.10 | Com ¦ Com HVAC Motor - PSC - Hot-Dry ¦ PG&E ¦ Hot-Dry | Com ¦ Com HVAC Motor - PSC - Hot-Dry | PG&E ¦ Hot-Dry | PG&E | All | Electric | Nonresidential air handler unit with a permanent split capacitor motor | Code | 0 | Conventional | HVAC | Com - Retail | Com | RET and NEW | 0 | 1000 sqft2 of floor space | HP | 15 | DEER:HVAC_Split-Package_AC | 823.7248 | 1.1042 | 0 | Work Paper SCE13HC031 Revision 2 | 2120 | 2014 | 0 | 1180 | 2014 | 0 | 0 | Work Paper SCE13HC031 Revision 2 | Com HVAC Motors - Hot-Dry ¦ PG&E ¦ Hot-Dry | Com HVAC Motors - Hot-Dry | 0.0074898 | 1 | 0.35 | CBSA 2014 | -79.3322 | 2012 | 0.6 | 0
COM-HVAC-71.11 | Com ¦ Com HVAC Motor - PSC - Hot-Dry ¦ PG&E ¦ Hot-Dry | Com ¦ Com HVAC Motor - PSC - Hot-Dry | PG&E ¦ Hot-Dry | PG&E | All | Electric | Nonresidential air handler unit with a permanent split capacitor motor | Code | 0 | Conventional | HVAC | Com - School | Com | RET and NEW | 0 | 1000 sqft2 of floor space | HP | 15 | DEER:HVAC_Split-Package_AC | 824.5486 | 1.2919 | 0 | Work Paper SCE13HC031 Revision 2 | 2120 | 2014 | 0 | 1180 | 2014 | 0 | 0 | Work Paper SCE13HC031 Revision 2 | Com HVAC Motors - Hot-Dry ¦ PG&E ¦ Hot-Dry | Com HVAC Motors - Hot-Dry | 0.15724 | 1 | 0.35 | CBSA 2014 | -45.2931 | 2012 | 0.6 | 0
COM-HVAC-71.12 | Com ¦ Com HVAC Motor - PSC - Hot-Dry ¦ PG&E ¦ Hot-Dry | Com ¦ Com HVAC Motor - PSC - Hot-Dry | PG&E ¦ Hot-Dry | PG&E | All | Electric | Nonresidential air handler unit with a permanent split capacitor motor | Code | 0 | Conventional | HVAC | Com - Warehouse | Com | RET and NEW | 0 | 1000 sqft2 of floor space | HP | 15 | DEER:HVAC_Split-Package_AC | 823.7248 | 0.80248 | 0 | Work Paper SCE13HC031 Revision 2 | 2120 | 2014 | 0 | 1180 | 2014 | 0 | 0 | Work Paper SCE13HC031 Revision 2 | Com HVAC Motors - Hot-Dry ¦ PG&E ¦ Hot-Dry | Com HVAC Motors - Hot-Dry | 0.0080673 | 1 | 0.35 | CBSA 2014 | -61.2516 | 2012 | 0.6 | 0
COM-HVAC-71.13 | Com ¦ Com HVAC Motor - PSC - Marine ¦ PG&E ¦ Marine | Com ¦ Com HVAC Motor - PSC - Marine | PG&E ¦ Marine | PG&E | All | Electric | Nonresidential air handler unit with a permanent split capacitor motor | Code | 0 | Conventional | HVAC | Com - College | Com | RET and NEW | 0 | 1000 sqft2 of floor space | HP | 15 | DEER:HVAC_Split-Package_AC | 823.7248 | 0.53002 | 0 | Work Paper SCE13HC031 Revision 2 | 2120 | 2014 | 0 | 1180 | 2014 | 0 | 0 | Work Paper SCE13HC031 Revision 2 | Com HVAC Motors - Marine ¦ PG&E ¦ Marine | Com HVAC Motors - Marine | 0.15724 | 1 | 0.35 | CBSA 2014 | -27.9983 | 2012 | 0.6 | 0
COM-HVAC-71.14 | Com ¦ Com HVAC Motor - PSC - Marine ¦ PG&E ¦ Marine | Com ¦ Com HVAC Motor - PSC - Marine | PG&E ¦ Marine | PG&E | All | Electric | Nonresidential air handler unit with a permanent split capacitor motor | Code | 0 | Conventional | HVAC | Com - Grocery | Com | RET and NEW | 0 | 1000 sqft2 of floor space | HP | 15 | DEER:HVAC_Split-Package_AC | 823.7248 | 1.1746 | 0 | Work Paper SCE13HC031 Revision 2 | 2120 | 2014 | 0 | 1180 | 2014 | 0 | 0 | Work Paper SCE13HC031 Revision 2 | Com HVAC Motors - Marine ¦ PG&E ¦ Marine | Com HVAC Motors - Marine | 0.0014821 | 1 | 0.35 | CBSA 2014 | -18.11 | 2012 | 0.6 | 0
COM-HVAC-71.15 | Com ¦ Com HVAC Motor - PSC - Marine ¦ PG&E ¦ Marine | Com ¦ Com HVAC Motor - PSC - Marine | PG&E ¦ Marine | PG&E | All | Electric | Nonresidential air handler unit with a permanent split capacitor motor | Code | 0 | Conventional | HVAC | Com - Health | Com | RET and NEW | 0 | 1000 sqft2 of floor space | HP | 15 | DEER:HVAC_Split-Package_AC | 823.7248 | 0.59996 | 0 | Work Paper SCE13HC031 Revision 2 | 2120 | 2014 | 0 | 1180 | 2014 | 0 | 0 | Work Paper SCE13HC031 Revision 2 | Com HVAC Motors - Marine ¦ PG&E ¦ Marine | Com HVAC Motors - Marine | 0.11352 | 1 | 0.35 | CBSA 2014 | -12.2089 | 2012 | 0.6 | 0
COM-HVAC-71.16 | Com ¦ Com HVAC Motor - PSC - Marine ¦ PG&E ¦ Marine | Com ¦ Com HVAC Motor - PSC - Marine | PG&E ¦ Marine | PG&E | All | Electric | Nonresidential air handler unit with a permanent split capacitor motor | Code | 0 | Conventional | HVAC | Com - Lodging | Com | RET and NEW | 0 | 1000 sqft2 of floor space | HP | 15 | DEER:HVAC_Split-Package_AC | 823.7248 | 0.46592 | 0 | Work Paper SCE13HC031 Revision 2 | 2120 | 2014 | 0 | 1180 | 2014 | 0 | 0 | Work Paper SCE13HC031 Revision 2 | Com HVAC Motors - Marine ¦ PG&E ¦ Marine | Com HVAC Motors - Marine | 0.069466 | 1 | 0.35 | CBSA 2014 | -45.2745 | 2012 | 0.6 | 0
COM-HVAC-71.17 | Com ¦ Com HVAC Motor - PSC - Marine ¦ PG&E ¦ Marine | Com ¦ Com HVAC Motor - PSC - Marine | PG&E ¦ Marine | PG&E | All | Electric | Nonresidential air handler unit with a permanent split capacitor motor | Code | 0 | Conventional | HVAC | Com - Office (Large) | Com | RET and NEW | 0 | 1000 sqft2 of floor space | HP | 15 | DEER:HVAC_Split-Package_AC | 823.7248 | 0.3512 | 0 | Work Paper SCE13HC031 Revision 2 | 2120 | 2014 | 0 | 1180 | 2014 | 0 | 0 | Work Paper SCE13HC031 Revision 2 | Com HVAC Motors - Marine ¦ PG&E ¦ Marine | Com HVAC Motors - Marine | 0.23374 | 1 | 0.35 | CBSA 2014 | -12.8989 | 2012 | 0.6 | 0
COM-HVAC-71.18 | Com ¦ Com HVAC Motor - PSC - Marine ¦ PG&E ¦ Marine | Com ¦ Com HVAC Motor - PSC - Marine | PG&E ¦ Marine | PG&E | All | Electric | Nonresidential air handler unit with a permanent split capacitor motor | Code | 0 | Conventional | HVAC | Com - Office (Small) | Com | RET and NEW | 0 | 1000 sqft2 of floor space | HP | 15 | DEER:HVAC_Split-Package_AC | 823.7248 | 0.72553 | 0 | Work Paper SCE13HC031 Revision 2 | 2120 | 2014 | 0 | 1180 | 2014 | 0 | 0 | Work Paper SCE13HC031 Revision 2 | Com HVAC Motors - Marine ¦ PG&E ¦ Marine | Com HVAC Motors - Marine | 0.056081 | 1 | 0.35 | CBSA 2014 | -21.4387 | 2012 | 0.6 | 0
COM-HVAC-71.19 | Com ¦ Com HVAC Motor - PSC - Marine ¦ PG&E ¦ Marine | Com ¦ Com HVAC Motor - PSC - Marine | PG&E ¦ Marine | PG&E | All | Electric | Nonresidential air handler unit with a permanent split capacitor motor | Code | 0 | Conventional | HVAC | Com - Other | Com | RET and NEW | 0 | 1000 sqft2 of floor space | HP | 15 | DEER:HVAC_Split-Package_AC | 823.7248 | 0.80248 | 0 | Work Paper SCE13HC031 Revision 2 | 2120 | 2014 | 0 | 1180 | 2014 | 0 | 0 | Work Paper SCE13HC031 Revision 2 | Com HVAC Motors - Marine ¦ PG&E ¦ Marine | Com HVAC Motors - Marine | 0.03784 | 1 | 0.35 | CBSA 2014 | -48.2973 | 2012 | 0.6 | 0
COM-HVAC-71.20 | Com ¦ Com HVAC Motor - PSC - Marine ¦ PG&E ¦ Marine | Com ¦ Com HVAC Motor - PSC - Marine | PG&E ¦ Marine | PG&E | All | Electric | Nonresidential air handler unit with a permanent split capacitor motor | Code | 0 | Conventional | HVAC | Com - Refrig. Warehouse | Com | RET and NEW | 0 | 1000 sqft2 of floor space | HP | 15 | DEER:HVAC_Split-Package_AC | 823.7248 | 1.1815 | 0 | Work Paper SCE13HC031 Revision 2 | 2120 | 2014 | 0 | 1180 | 2014 | 0 | 0 | Work Paper SCE13HC031 Revision 2 | Com HVAC Motors - Marine ¦ PG&E ¦ Marine | Com HVAC Motors - Marine | 0.0080673 | 1 | 0.35 | CBSA 2014 | -17.6741 | 2012 | 0.6 | 0
COM-HVAC-71.21 | Com ¦ Com HVAC Motor - PSC - Marine ¦ PG&E ¦ Marine | Com ¦ Com HVAC Motor - PSC - Marine | PG&E ¦ Marine | PG&E | All | Electric | Nonresidential air handler unit with a permanent split capacitor motor | Code | 0 | Conventional | HVAC | Com - Restaurant | Com | RET and NEW | 0 | 1000 sqft2 of floor space | HP | 15 | DEER:HVAC_Split-Package_AC | 823.7248 | 0.75261 | 0 | Work Paper SCE13HC031 Revision 2 | 2120 | 2014 | 0 | 1180 | 2014 | 0 | 0 | Work Paper SCE13HC031 Revision 2 | Com HVAC Motors - Marine ¦ PG&E ¦ Marine | Com HVAC Motors - Marine | 0.0012361 | 1 | 0.35 | CBSA 2014 | -16.7905 | 2012 | 0.6 | 0
COM-HVAC-71.22 | Com ¦ Com HVAC Motor - PSC - Marine ¦ PG&E ¦ Marine | Com ¦ Com HVAC Motor - PSC - Marine | PG&E ¦ Marine | PG&E | All | Electric | Nonresidential air handler unit with a permanent split capacitor motor | Code | 0 | Conventional | HVAC | Com - Retail | Com | RET and NEW | 0 | 1000 sqft2 of floor space | HP | 15 | DEER:HVAC_Split-Package_AC | 823.7248 | 1.1042 | 0 | Work Paper SCE13HC031 Revision 2 | 2120 | 2014 | 0 | 1180 | 2014 | 0 | 0 | Work Paper SCE13HC031 Revision 2 | Com HVAC Motors - Marine ¦ PG&E ¦ Marine | Com HVAC Motors - Marine | 0.0074898 | 1 | 0.35 | CBSA 2014 | -79.3322 | 2012 | 0.6 | 0
COM-HVAC-71.23 | Com ¦ Com HVAC Motor - PSC - Marine ¦ PG&E ¦ Marine | Com ¦ Com HVAC Motor - PSC - Marine | PG&E ¦ Marine | PG&E | All | Electric | Nonresidential air handler unit with a permanent split capacitor motor | Code | 0 | Conventional | HVAC | Com - School | Com | RET and NEW | 0 | 1000 sqft2 of floor space | HP | 15 | DEER:HVAC_Split-Package_AC | 824.5486 | 1.2919 | 0 | Work Paper SCE13HC031 Revision 2 | 2120 | 2014 | 0 | 1180 | 2014 | 0 | 0 | Work Paper SCE13HC031 Revision 2 | Com HVAC Motors - Marine ¦ PG&E ¦ Marine | Com HVAC Motors - Marine | 0.15724 | 1 | 0.35 | CBSA 2014 | -45.2931 | 2012 | 0.6 | 0
COM-HVAC-71.24 | Com ¦ Com HVAC Motor - PSC - Marine ¦ PG&E ¦ Marine | Com ¦ Com HVAC Motor - PSC - Marine | PG&E ¦ Marine | PG&E | All | Electric | Nonresidential air handler unit with a permanent split capacitor motor | Code | 0 | Conventional | HVAC | Com - Warehouse | Com | RET and NEW | 0 | 1000 sqft2 of floor space | HP | 15 | DEER:HVAC_Split-Package_AC | 823.7248 | 0.80248 | 0 | Work Paper SCE13HC031 Revision 2 | 2120 | 2014 | 0 | 1180 | 2014 | 0 | 0 | Work Paper SCE13HC031 Revision 2 | Com HVAC Motors - Marine ¦ PG&E ¦ Marine | Com HVAC Motors - Marine | 0.0080673 | 1 | 0.35 | CBSA 2014 | -61.2516 | 2012 | 0.6 | 0
COM-HVAC-71.25 | Com ¦ Com HVAC Motor - PSC - Cold ¦ PG&E ¦ Cold | Com ¦ Com HVAC Motor - PSC - Cold | PG&E ¦ Cold | PG&E | All | Electric | Nonresidential air handler unit with a permanent split capacitor motor | Code | 0 | Conventional | HVAC | Com - College | Com | RET and NEW | 0 | 1000 sqft2 of floor space | HP | 15 | DEER:HVAC_Split-Package_AC | 1302.7615 | 0.83825 | 0 | Work Paper SCE13HC031 Revision 2 | 2120 | 2014 | 0 | 1180 | 2014 | 0 | 0 | Work Paper SCE13HC031 Revision 2 | Com HVAC Motors - Cold ¦ PG&E ¦ Cold | Com HVAC Motors - Cold | 0.15724 | 1 | 0.35 | CBSA 2014 | -44.2808 | 2012 | 0.6 | 0
COM-HVAC-71.26 | Com ¦ Com HVAC Motor - PSC - Cold ¦ PG&E ¦ Cold | Com ¦ Com HVAC Motor - PSC - Cold | PG&E ¦ Cold | PG&E | All | Electric | Nonresidential air handler unit with a permanent split capacitor motor | Code | 0 | Conventional | HVAC | Com - Grocery | Com | RET and NEW | 0 | 1000 sqft2 of floor space | HP | 15 | DEER:HVAC_Split-Package_AC | 1302.7615 | 1.8577 | 0 | Work Paper SCE13HC031 Revision 2 | 2120 | 2014 | 0 | 1180 | 2014 | 0 | 0 | Work Paper SCE13HC031 Revision 2 | Com HVAC Motors - Cold ¦ PG&E ¦ Cold | Com HVAC Motors - Cold | 0.0014821 | 1 | 0.35 | CBSA 2014 | -28.6419 | 2012 | 0.6 | 0
COM-HVAC-71.27 | Com ¦ Com HVAC Motor - PSC - Cold ¦ PG&E ¦ Cold | Com ¦ Com HVAC Motor - PSC - Cold | PG&E ¦ Cold | PG&E | All | Electric | Nonresidential air handler unit with a permanent split capacitor motor | Code | 0 | Conventional | HVAC | Com - Health | Com | RET and NEW | 0 | 1000 sqft2 of floor space | HP | 15 | DEER:HVAC_Split-Package_AC | 1302.7615 | 0.94886 | 0 | Work Paper SCE13HC031 Revision 2 | 2120 | 2014 | 0 | 1180 | 2014 | 0 | 0 | Work Paper SCE13HC031 Revision 2 | Com HVAC Motors - Cold ¦ PG&E ¦ Cold | Com HVAC Motors - Cold | 0.11352 | 1 | 0.35 | CBSA 2014 | -19.309 | 2012 | 0.6 | 0
COM-HVAC-71.28 | Com ¦ Com HVAC Motor - PSC - Cold ¦ PG&E ¦ Cold | Com ¦ Com HVAC Motor - PSC - Cold | PG&E ¦ Cold | PG&E | All | Electric | Nonresidential air handler unit with a permanent split capacitor motor | Code | 0 | Conventional | HVAC | Com - Lodging | Com | RET and NEW | 0 | 1000 sqft2 of floor space | HP | 15 | DEER:HVAC_Split-Package_AC | 1302.7615 | 0.73688 | 0 | Work Paper SCE13HC031 Revision 2 | 2120 | 2014 | 0 | 1180 | 2014 | 0 | 0 | Work Paper SCE13HC031 Revision 2 | Com HVAC Motors - Cold ¦ PG&E ¦ Cold | Com HVAC Motors - Cold | 0.069466 | 1 | 0.35 | CBSA 2014 | -71.6038 | 2012 | 0.6 | 0
COM-HVAC-71.29 | Com ¦ Com HVAC Motor - PSC - Cold ¦ PG&E ¦ Cold | Com ¦ Com HVAC Motor - PSC - Cold | PG&E ¦ Cold | PG&E | All | Electric | Nonresidential air handler unit with a permanent split capacitor motor | Code | 0 | Conventional | HVAC | Com - Office (Large) | Com | RET and NEW | 0 | 1000 sqft2 of floor space | HP | 15 | DEER:HVAC_Split-Package_AC | 1302.7615 | 0.55544 | 0 | Work Paper SCE13HC031 Revision 2 | 2120 | 2014 | 0 | 1180 | 2014 | 0 | 0 | Work Paper SCE13HC031 Revision 2 | Com HVAC Motors - Cold ¦ PG&E ¦ Cold | Com HVAC Motors - Cold | 0.23374 | 1 | 0.35 | CBSA 2014 | -20.4002 | 2012 | 0.6 | 0
COM-HVAC-71.30 | Com ¦ Com HVAC Motor - PSC - Cold ¦ PG&E ¦ Cold | Com ¦ Com HVAC Motor - PSC - Cold | PG&E ¦ Cold | PG&E | All | Electric | Nonresidential air handler unit with a permanent split capacitor motor | Code | 0 | Conventional | HVAC | Com - Office (Small) | Com | RET and NEW | 0 | 1000 sqft2 of floor space | HP | 15 | DEER:HVAC_Split-Package_AC | 1302.7615 | 1.1475 | 0 | Work Paper SCE13HC031 Revision 2 | 2120 | 2014 | 0 | 1180 | 2014 | 0 | 0 | Work Paper SCE13HC031 Revision 2 | Com HVAC Motors - Cold ¦ PG&E ¦ Cold | Com HVAC Motors - Cold | 0.056081 | 1 | 0.35 | CBSA 2014 | -33.9063 | 2012 | 0.6 | 0
COM-HVAC-71.31 | Com ¦ Com HVAC Motor - PSC - Cold ¦ PG&E ¦ Cold | Com ¦ Com HVAC Motor - PSC - Cold | PG&E ¦ Cold | PG&E | All | Electric | Nonresidential air handler unit with a permanent split capacitor motor | Code | 0 | Conventional | HVAC | Com - Other | Com | RET and NEW | 0 | 1000 sqft2 of floor space | HP | 15 | DEER:HVAC_Split-Package_AC | 1302.7615 | 1.2692 | 0 | Work Paper SCE13HC031 Revision 2 | 2120 | 2014 | 0 | 1180 | 2014 | 0 | 0 | Work Paper SCE13HC031 Revision 2 | Com HVAC Motors - Cold ¦ PG&E ¦ Cold | Com HVAC Motors - Cold | 0.03784 | 1 | 0.35 | CBSA 2014 | -76.3846 | 2012 | 0.6 | 0
COM-HVAC-71.32 | Com ¦ Com HVAC Motor - PSC - Cold ¦ PG&E ¦ Cold | Com ¦ Com HVAC Motor - PSC - Cold | PG&E ¦ Cold | PG&E | All | Electric | Nonresidential air handler unit with a permanent split capacitor motor | Code | 0 | Conventional | HVAC | Com - Refrig. Warehouse | Com | RET and NEW | 0 | 1000 sqft2 of floor space | HP | 15 | DEER:HVAC_Split-Package_AC | 1302.7615 | 1.8686 | 0 | Work Paper SCE13HC031 Revision 2 | 2120 | 2014 | 0 | 1180 | 2014 | 0 | 0 | Work Paper SCE13HC031 Revision 2 | Com HVAC Motors - Cold ¦ PG&E ¦ Cold | Com HVAC Motors - Cold | 0.0080673 | 1 | 0.35 | CBSA 2014 | -27.9525 | 2012 | 0.6 | 0
COM-HVAC-71.33 | Com ¦ Com HVAC Motor - PSC - Cold ¦ PG&E ¦ Cold | Com ¦ Com HVAC Motor - PSC - Cold | PG&E ¦ Cold | PG&E | All | Electric | Nonresidential air handler unit with a permanent split capacitor motor | Code | 0 | Conventional | HVAC | Com - Restaurant | Com | RET and NEW | 0 | 1000 sqft2 of floor space | HP | 15 | DEER:HVAC_Split-Package_AC | 1302.7615 | 1.1903 | 0 | Work Paper SCE13HC031 Revision 2 | 2120 | 2014 | 0 | 1180 | 2014 | 0 | 0 | Work Paper SCE13HC031 Revision 2 | Com HVAC Motors - Cold ¦ PG&E ¦ Cold | Com HVAC Motors - Cold | 0.0012361 | 1 | 0.35 | CBSA 2014 | -26.555 | 2012 | 0.6 | 0
COM-HVAC-71.34 | Com ¦ Com HVAC Motor - PSC - Cold ¦ PG&E ¦ Cold | Com ¦ Com HVAC Motor - PSC - Cold | PG&E ¦ Cold | PG&E | All | Electric | Nonresidential air handler unit with a permanent split capacitor motor | Code | 0 | Conventional | HVAC | Com - Retail | Com | RET and NEW | 0 | 1000 sqft2 of floor space | HP | 15 | DEER:HVAC_Split-Package_AC | 1302.7615 | 1.7464 | 0 | Work Paper SCE13HC031 Revision 2 | 2120 | 2014 | 0 | 1180 | 2014 | 0 | 0 | Work Paper SCE13HC031 Revision 2 | Com HVAC Motors - Cold ¦ PG&E ¦ Cold | Com HVAC Motors - Cold | 0.0074898 | 1 | 0.35 | CBSA 2014 | -125.4677 | 2012 | 0.6 | 0
COM-HVAC-71.35 | Com ¦ Com HVAC Motor - PSC - Cold ¦ PG&E ¦ Cold | Com ¦ Com HVAC Motor - PSC - Cold | PG&E ¦ Cold | PG&E | All | Electric | Nonresidential air handler unit with a permanent split capacitor motor | Code | 0 | Conventional | HVAC | Com - School | Com | RET and NEW | 0 | 1000 sqft2 of floor space | HP | 15 | DEER:HVAC_Split-Package_AC | 1304.0643 | 2.0432 | 0 | Work Paper SCE13HC031 Revision 2 | 2120 | 2014 | 0 | 1180 | 2014 | 0 | 0 | Work Paper SCE13HC031 Revision 2 | Com HVAC Motors - Cold ¦ PG&E ¦ Cold | Com HVAC Motors - Cold | 0.15724 | 1 | 0.35 | CBSA 2014 | -71.6332 | 2012 | 0.6 | 0
COM-HVAC-71.36 | Com ¦ Com HVAC Motor - PSC - Cold ¦ PG&E ¦ Cold | Com ¦ Com HVAC Motor - PSC - Cold | PG&E ¦ Cold | PG&E | All | Electric | Nonresidential air handler unit with a permanent split capacitor motor | Code | 0 | Conventional | HVAC | Com - Warehouse | Com | RET and NEW | 0 | 1000 sqft2 of floor space | HP | 15 | DEER:HVAC_Split-Package_AC | 1302.7615 | 1.2692 | 0 | Work Paper SCE13HC031 Revision 2 | 2120 | 2014 | 0 | 1180 | 2014 | 0 | 0 | Work Paper SCE13HC031 Revision 2 | Com HVAC Motors - Cold ¦ PG&E ¦ Cold | Com HVAC Motors - Cold | 0.0080673 | 1 | 0.35 | CBSA 2014 | -96.8724 | 2012 | 0.6 | 0
COM-HVAC-71.37 | Com ¦ Com HVAC Motor - PSC - Hot-Dry ¦ SCE ¦ Hot-Dry | Com ¦ Com HVAC Motor - PSC - Hot-Dry | SCE ¦ Hot-Dry | SCE | All | Electric | Nonresidential air handler unit with a permanent split capacitor motor | Code | 0 | Conventional | HVAC | Com - College | Com | RET and NEW | 0 | 1000 sqft2 of floor space | HP | 15 | DEER:HVAC_Split-Package_AC | 796.1113 | 0.52326 | 0 | Work Paper SCE13HC031 Revision 2 | 2120 | 2014 | 0 | 1180 | 2014 | 0 | 0 | Work Paper SCE13HC031 Revision 2 | Com HVAC Motors - Hot-Dry ¦ SCE ¦ Hot-Dry | Com HVAC Motors - Hot-Dry | 0.15724 | 1 | 0.35 | CBSA 2014 | -27.0598 | 2012 | 0.6 | 0
COM-HVAC-71.38 | Com ¦ Com HVAC Motor - PSC - Hot-Dry ¦ SCE ¦ Hot-Dry | Com ¦ Com HVAC Motor - PSC - Hot-Dry | SCE ¦ Hot-Dry | SCE | All | Electric | Nonresidential air handler unit with a permanent split capacitor motor | Code | 0 | Conventional | HVAC | Com - Grocery | Com | RET and NEW | 0 | 1000 sqft2 of floor space | HP | 15 | DEER:HVAC_Split-Package_AC | 796.1113 | 1.1596 | 0 | Work Paper SCE13HC031 Revision 2 | 2120 | 2014 | 0 | 1180 | 2014 | 0 | 0 | Work Paper SCE13HC031 Revision 2 | Com HVAC Motors - Hot-Dry ¦ SCE ¦ Hot-Dry | Com HVAC Motors - Hot-Dry | 0.0014821 | 1 | 0.35 | CBSA 2014 | -17.5029 | 2012 | 0.6 | 0
COM-HVAC-71.39 | Com ¦ Com HVAC Motor - PSC - Hot-Dry ¦ SCE ¦ Hot-Dry | Com ¦ Com HVAC Motor - PSC - Hot-Dry | SCE ¦ Hot-Dry | SCE | All | Electric | Nonresidential air handler unit with a permanent split capacitor motor | Code | 0 | Conventional | HVAC | Com - Health | Com | RET and NEW | 0 | 1000 sqft2 of floor space | HP | 15 | DEER:HVAC_Split-Package_AC | 796.1113 | 0.59231 | 0 | Work Paper SCE13HC031 Revision 2 | 2120 | 2014 | 0 | 1180 | 2014 | 0 | 0 | Work Paper SCE13HC031 Revision 2 | Com HVAC Motors - Hot-Dry ¦ SCE ¦ Hot-Dry | Com HVAC Motors - Hot-Dry | 0.11352 | 1 | 0.35 | CBSA 2014 | -11.7996 | 2012 | 0.6 | 0
COM-HVAC-71.40 | Com ¦ Com HVAC Motor - PSC - Hot-Dry ¦ SCE ¦ Hot-Dry | Com ¦ Com HVAC Motor - PSC - Hot-Dry | SCE ¦ Hot-Dry | SCE | All | Electric | Nonresidential air handler unit with a permanent split capacitor motor | Code | 0 | Conventional | HVAC | Com - Lodging | Com | RET and NEW | 0 | 1000 sqft2 of floor space | HP | 15 | DEER:HVAC_Split-Package_AC | 796.1113 | 0.45998 | 0 | Work Paper SCE13HC031 Revision 2 | 2120 | 2014 | 0 | 1180 | 2014 | 0 | 0 | Work Paper SCE13HC031 Revision 2 | Com HVAC Motors - Hot-Dry ¦ SCE ¦ Hot-Dry | Com HVAC Motors - Hot-Dry | 0.069466 | 1 | 0.35 | CBSA 2014 | -43.7567 | 2012 | 0.6 | 0
COM-HVAC-71.41 | Com ¦ Com HVAC Motor - PSC - Hot-Dry ¦ SCE ¦ Hot-Dry | Com ¦ Com HVAC Motor - PSC - Hot-Dry | SCE ¦ Hot-Dry | SCE | All | Electric | Nonresidential air handler unit with a permanent split capacitor motor | Code | 0 | Conventional | HVAC | Com - Office (Large) | Com | RET and NEW | 0 | 1000 sqft2 of floor space | HP | 15 | DEER:HVAC_Split-Package_AC | 796.1113 | 0.34672 | 0 | Work Paper SCE13HC031 Revision 2 | 2120 | 2014 | 0 | 1180 | 2014 | 0 | 0 | Work Paper SCE13HC031 Revision 2 | Com HVAC Motors - Hot-Dry ¦ SCE ¦ Hot-Dry | Com HVAC Motors - Hot-Dry | 0.23374 | 1 | 0.35 | CBSA 2014 | -12.4665 | 2012 | 0.6 | 0
COM-HVAC-71.42 | Com ¦ Com HVAC Motor - PSC - Hot-Dry ¦ SCE ¦ Hot-Dry | Com ¦ Com HVAC Motor - PSC - Hot-Dry | SCE ¦ Hot-Dry | SCE | All | Electric | Nonresidential air handler unit with a permanent split capacitor motor | Code | 0 | Conventional | HVAC | Com - Office (Small) | Com | RET and NEW | 0 | 1000 sqft2 of floor space | HP | 15 | DEER:HVAC_Split-Package_AC | 796.1113 | 0.71628 | 0 | Work Paper SCE13HC031 Revision 2 | 2120 | 2014 | 0 | 1180 | 2014 | 0 | 0 | Work Paper SCE13HC031 Revision 2 | Com HVAC Motors - Hot-Dry ¦ SCE ¦ Hot-Dry | Com HVAC Motors - Hot-Dry | 0.056081 | 1 | 0.35 | CBSA 2014 | -20.72 | 2012 | 0.6 | 0
COM-HVAC-71.43 | Com ¦ Com HVAC Motor - PSC - Hot-Dry ¦ SCE ¦ Hot-Dry | Com ¦ Com HVAC Motor - PSC - Hot-Dry | SCE ¦ Hot-Dry | SCE | All | Electric | Nonresidential air handler unit with a permanent split capacitor motor | Code | 0 | Conventional | HVAC | Com - Other | Com | RET and NEW | 0 | 1000 sqft2 of floor space | HP | 15 | DEER:HVAC_Split-Package_AC | 796.1113 | 0.79225 | 0 | Work Paper SCE13HC031 Revision 2 | 2120 | 2014 | 0 | 1180 | 2014 | 0 | 0 | Work Paper SCE13HC031 Revision 2 | Com HVAC Motors - Hot-Dry ¦ SCE ¦ Hot-Dry | Com HVAC Motors - Hot-Dry | 0.03784 | 1 | 0.35 | CBSA 2014 | -46.6782 | 2012 | 0.6 | 0
COM-HVAC-71.44 | Com ¦ Com HVAC Motor - PSC - Hot-Dry ¦ SCE ¦ Hot-Dry | Com ¦ Com HVAC Motor - PSC - Hot-Dry | SCE ¦ Hot-Dry | SCE | All | Electric | Nonresidential air handler unit with a permanent split capacitor motor | Code | 0 | Conventional | HVAC | Com - Refrig. Warehouse | Com | RET and NEW | 0 | 1000 sqft2 of floor space | HP | 15 | DEER:HVAC_Split-Package_AC | 796.1113 | 1.1664 | 0 | Work Paper SCE13HC031 Revision 2 | 2120 | 2014 | 0 | 1180 | 2014 | 0 | 0 | Work Paper SCE13HC031 Revision 2 | Com HVAC Motors - Hot-Dry ¦ SCE ¦ Hot-Dry | Com HVAC Motors - Hot-Dry | 0.0080673 | 1 | 0.35 | CBSA 2014 | -17.0816 | 2012 | 0.6 | 0
COM-HVAC-71.45 | Com ¦ Com HVAC Motor - PSC - Hot-Dry ¦ SCE ¦ Hot-Dry | Com ¦ Com HVAC Motor - PSC - Hot-Dry | SCE ¦ Hot-Dry | SCE | All | Electric | Nonresidential air handler unit with a permanent split capacitor motor | Code | 0 | Conventional | HVAC | Com - Restaurant | Com | RET and NEW | 0 | 1000 sqft2 of floor space | HP | 15 | DEER:HVAC_Split-Package_AC | 796.1113 | 0.74302 | 0 | Work Paper SCE13HC031 Revision 2 | 2120 | 2014 | 0 | 1180 | 2014 | 0 | 0 | Work Paper SCE13HC031 Revision 2 | Com HVAC Motors - Hot-Dry ¦ SCE ¦ Hot-Dry | Com HVAC Motors - Hot-Dry | 0.0012361 | 1 | 0.35 | CBSA 2014 | -16.2276 | 2012 | 0.6 | 0
COM-HVAC-71.46 | Com ¦ Com HVAC Motor - PSC - Hot-Dry ¦ SCE ¦ Hot-Dry | Com ¦ Com HVAC Motor - PSC - Hot-Dry | SCE ¦ Hot-Dry | SCE | All | Electric | Nonresidential air handler unit with a permanent split capacitor motor | Code | 0 | Conventional | HVAC | Com - Retail | Com | RET and NEW | 0 | 1000 sqft2 of floor space | HP | 15 | DEER:HVAC_Split-Package_AC | 796.1113 | 1.0902 | 0 | Work Paper SCE13HC031 Revision 2 | 2120 | 2014 | 0 | 1180 | 2014 | 0 | 0 | Work Paper SCE13HC031 Revision 2 | Com HVAC Motors - Hot-Dry ¦ SCE ¦ Hot-Dry | Com HVAC Motors - Hot-Dry | 0.0074898 | 1 | 0.35 | CBSA 2014 | -76.6727 | 2012 | 0.6 | 0
COM-HVAC-71.47 | Com ¦ Com HVAC Motor - PSC - Hot-Dry ¦ SCE ¦ Hot-Dry | Com ¦ Com HVAC Motor - PSC - Hot-Dry | SCE ¦ Hot-Dry | SCE | All | Electric | Nonresidential air handler unit with a permanent split capacitor motor | Code | 0 | Conventional | HVAC | Com - School | Com | RET and NEW | 0 | 1000 sqft2 of floor space | HP | 15 | DEER:HVAC_Split-Package_AC | 796.9074 | 1.2754 | 0 | Work Paper SCE13HC031 Revision 2 | 2120 | 2014 | 0 | 1180 | 2014 | 0 | 0 | Work Paper SCE13HC031 Revision 2 | Com HVAC Motors - Hot-Dry ¦ SCE ¦ Hot-Dry | Com HVAC Motors - Hot-Dry | 0.15724 | 1 | 0.35 | CBSA 2014 | -43.7747 | 2012 | 0.6 | 0
COM-HVAC-71.48 | Com ¦ Com HVAC Motor - PSC - Hot-Dry ¦ SCE ¦ Hot-Dry | Com ¦ Com HVAC Motor - PSC - Hot-Dry | SCE ¦ Hot-Dry | SCE | All | Electric | Nonresidential air handler unit with a permanent split capacitor motor | Code | 0 | Conventional | HVAC | Com - Warehouse | Com | RET and NEW | 0 | 1000 sqft2 of floor space | HP | 15 | DEER:HVAC_Split-Package_AC | 796.1113 | 0.79225 | 0 | Work Paper SCE13HC031 Revision 2 | 2120 | 2014 | 0 | 1180 | 2014 | 0 | 0 | Work Paper SCE13HC031 Revision 2 | Com HVAC Motors - Hot-Dry ¦ SCE ¦ Hot-Dry | Com HVAC Motors - Hot-Dry | 0.0080673 | 1 | 0.35 | CBSA 2014 | -59.1982 | 2012 | 0.6 | 0
COM-HVAC-71.49 | Com ¦ Com HVAC Motor - PSC - Marine ¦ SCE ¦ Marine | Com ¦ Com HVAC Motor - PSC - Marine | SCE ¦ Marine | SCE | All | Electric | Nonresidential air handler unit with a permanent split capacitor motor | Code | 0 | Conventional | HVAC | Com - College | Com | RET and NEW | 0 | 1000 sqft2 of floor space | HP | 15 | DEER:HVAC_Split-Package_AC | 562.7786 | 0.3699 | 0 | Work Paper SCE13HC031 Revision 2 | 2120 | 2014 | 0 | 1180 | 2014 | 0 | 0 | Work Paper SCE13HC031 Revision 2 | Com HVAC Motors - Marine ¦ SCE ¦ Marine | Com HVAC Motors - Marine | 0.15724 | 1 | 0.35 | CBSA 2014 | -19.1288 | 2012 | 0.6 | 0
COM-HVAC-71.50 | Com ¦ Com HVAC Motor - PSC - Marine ¦ SCE ¦ Marine | Com ¦ Com HVAC Motor - PSC - Marine | SCE ¦ Marine | SCE | All | Electric | Nonresidential air handler unit with a permanent split capacitor motor | Code | 0 | Conventional | HVAC | Com - Grocery | Com | RET and NEW | 0 | 1000 sqft2 of floor space | HP | 15 | DEER:HVAC_Split-Package_AC | 562.7786 | 0.81975 | 0 | Work Paper SCE13HC031 Revision 2 | 2120 | 2014 | 0 | 1180 | 2014 | 0 | 0 | Work Paper SCE13HC031 Revision 2 | Com HVAC Motors - Marine ¦ SCE ¦ Marine | Com HVAC Motors - Marine | 0.0014821 | 1 | 0.35 | CBSA 2014 | -12.373 | 2012 | 0.6 | 0
COM-HVAC-71.51 | Com ¦ Com HVAC Motor - PSC - Marine ¦ SCE ¦ Marine | Com ¦ Com HVAC Motor - PSC - Marine | SCE ¦ Marine | SCE | All | Electric | Nonresidential air handler unit with a permanent split capacitor motor | Code | 0 | Conventional | HVAC | Com - Health | Com | RET and NEW | 0 | 1000 sqft2 of floor space | HP | 15 | DEER:HVAC_Split-Package_AC | 562.7786 | 0.41871 | 0 | Work Paper SCE13HC031 Revision 2 | 2120 | 2014 | 0 | 1180 | 2014 | 0 | 0 | Work Paper SCE13HC031 Revision 2 | Com HVAC Motors - Marine ¦ SCE ¦ Marine | Com HVAC Motors - Marine | 0.11352 | 1 | 0.35 | CBSA 2014 | -8.3413 | 2012 | 0.6 | 0
COM-HVAC-71.52 | Com ¦ Com HVAC Motor - PSC - Marine ¦ SCE ¦ Marine | Com ¦ Com HVAC Motor - PSC - Marine | SCE ¦ Marine | SCE | All | Electric | Nonresidential air handler unit with a permanent split capacitor motor | Code | 0 | Conventional | HVAC | Com - Lodging | Com | RET and NEW | 0 | 1000 sqft2 of floor space | HP | 15 | DEER:HVAC_Split-Package_AC | 562.7786 | 0.32517 | 0 | Work Paper SCE13HC031 Revision 2 | 2120 | 2014 | 0 | 1180 | 2014 | 0 | 0 | Work Paper SCE13HC031 Revision 2 | Com HVAC Motors - Marine ¦ SCE ¦ Marine | Com HVAC Motors - Marine | 0.069466 | 1 | 0.35 | CBSA 2014 | -30.9321 | 2012 | 0.6 | 0
COM-HVAC-71.53 | Com ¦ Com HVAC Motor - PSC - Marine ¦ SCE ¦ Marine | Com ¦ Com HVAC Motor - PSC - Marine | SCE ¦ Marine | SCE | All | Electric | Nonresidential air handler unit with a permanent split capacitor motor | Code | 0 | Conventional | HVAC | Com - Office (Large) | Com | RET and NEW | 0 | 1000 sqft2 of floor space | HP | 15 | DEER:HVAC_Split-Package_AC | 562.7786 | 0.2451 | 0 | Work Paper SCE13HC031 Revision 2 | 2120 | 2014 | 0 | 1180 | 2014 | 0 | 0 | Work Paper SCE13HC031 Revision 2 | Com HVAC Motors - Marine ¦ SCE ¦ Marine | Com HVAC Motors - Marine | 0.23374 | 1 | 0.35 | CBSA 2014 | -8.8127 | 2012 | 0.6 | 0
COM-HVAC-71.54 | Com ¦ Com HVAC Motor - PSC - Marine ¦ SCE ¦ Marine | Com ¦ Com HVAC Motor - PSC - Marine | SCE ¦ Marine | SCE | All | Electric | Nonresidential air handler unit with a permanent split capacitor motor | Code | 0 | Conventional | HVAC | Com - Office (Small) | Com | RET and NEW | 0 | 1000 sqft2 of floor space | HP | 15 | DEER:HVAC_Split-Package_AC | 562.7786 | 0.50634 | 0 | Work Paper SCE13HC031 Revision 2 | 2120 | 2014 | 0 | 1180 | 2014 | 0 | 0 | Work Paper SCE13HC031 Revision 2 | Com HVAC Motors - Marine ¦ SCE ¦ Marine | Com HVAC Motors - Marine | 0.056081 | 1 | 0.35 | CBSA 2014 | -14.6472 | 2012 | 0.6 | 0
COM-HVAC-71.55 | Com ¦ Com HVAC Motor - PSC - Marine ¦ SCE ¦ Marine | Com ¦ Com HVAC Motor - PSC - Marine | SCE ¦ Marine | SCE | All | Electric | Nonresidential air handler unit with a permanent split capacitor motor | Code | 0 | Conventional | HVAC | Com - Other | Com | RET and NEW | 0 | 1000 sqft2 of floor space | HP | 15 | DEER:HVAC_Split-Package_AC | 562.7786 | 0.56005 | 0 | Work Paper SCE13HC031 Revision 2 | 2120 | 2014 | 0 | 1180 | 2014 | 0 | 0 | Work Paper SCE13HC031 Revision 2 | Com HVAC Motors - Marine ¦ SCE ¦ Marine | Com HVAC Motors - Marine | 0.03784 | 1 | 0.35 | CBSA 2014 | -32.9973 | 2012 | 0.6 | 0
COM-HVAC-71.56 | Com ¦ Com HVAC Motor - PSC - Marine ¦ SCE ¦ Marine | Com ¦ Com HVAC Motor - PSC - Marine | SCE ¦ Marine | SCE | All | Electric | Nonresidential air handler unit with a permanent split capacitor motor | Code | 0 | Conventional | HVAC | Com - Refrig. Warehouse | Com | RET and NEW | 0 | 1000 sqft2 of floor space | HP | 15 | DEER:HVAC_Split-Package_AC | 562.7786 | 0.82456 | 0 | Work Paper SCE13HC031 Revision 2 | 2120 | 2014 | 0 | 1180 | 2014 | 0 | 0 | Work Paper SCE13HC031 Revision 2 | Com HVAC Motors - Marine ¦ SCE ¦ Marine | Com HVAC Motors - Marine | 0.0080673 | 1 | 0.35 | CBSA 2014 | -12.0752 | 2012 | 0.6 | 0
COM-HVAC-71.57 | Com ¦ Com HVAC Motor - PSC - Marine ¦ SCE ¦ Marine | Com ¦ Com HVAC Motor - PSC - Marine | SCE ¦ Marine | SCE | All | Electric | Nonresidential air handler unit with a permanent split capacitor motor | Code | 0 | Conventional | HVAC | Com - Restaurant | Com | RET and NEW | 0 | 1000 sqft2 of floor space | HP | 15 | DEER:HVAC_Split-Package_AC | 562.7786 | 0.52525 | 0 | Work Paper SCE13HC031 Revision 2 | 2120 | 2014 | 0 | 1180 | 2014 | 0 | 0 | Work Paper SCE13HC031 Revision 2 | Com HVAC Motors - Marine ¦ SCE ¦ Marine | Com HVAC Motors - Marine | 0.0012361 | 1 | 0.35 | CBSA 2014 | -11.4714 | 2012 | 0.6 | 0
COM-HVAC-71.58 | Com ¦ Com HVAC Motor - PSC - Marine ¦ SCE ¦ Marine | Com ¦ Com HVAC Motor - PSC - Marine | SCE ¦ Marine | SCE | All | Electric | Nonresidential air handler unit with a permanent split capacitor motor | Code | 0 | Conventional | HVAC | Com - Retail | Com | RET and NEW | 0 | 1000 sqft2 of floor space | HP | 15 | DEER:HVAC_Split-Package_AC | 562.7786 | 0.77064 | 0 | Work Paper SCE13HC031 Revision 2 | 2120 | 2014 | 0 | 1180 | 2014 | 0 | 0 | Work Paper SCE13HC031 Revision 2 | Com HVAC Motors - Marine ¦ SCE ¦ Marine | Com HVAC Motors - Marine | 0.0074898 | 1 | 0.35 | CBSA 2014 | -54.2007 | 2012 | 0.6 | 0
COM-HVAC-71.59 | Com ¦ Com HVAC Motor - PSC - Marine ¦ SCE ¦ Marine | Com ¦ Com HVAC Motor - PSC - Marine | SCE ¦ Marine | SCE | All | Electric | Nonresidential air handler unit with a permanent split capacitor motor | Code | 0 | Conventional | HVAC | Com - School | Com | RET and NEW | 0 | 1000 sqft2 of floor space | HP | 15 | DEER:HVAC_Split-Package_AC | 563.3414 | 0.90163 | 0 | Work Paper SCE13HC031 Revision 2 | 2120 | 2014 | 0 | 1180 | 2014 | 0 | 0 | Work Paper SCE13HC031 Revision 2 | Com HVAC Motors - Marine ¦ SCE ¦ Marine | Com HVAC Motors - Marine | 0.15724 | 1 | 0.35 | CBSA 2014 | -30.9448 | 2012 | 0.6 | 0
COM-HVAC-71.60 | Com ¦ Com HVAC Motor - PSC - Marine ¦ SCE ¦ Marine | Com ¦ Com HVAC Motor - PSC - Marine | SCE ¦ Marine | SCE | All | Electric | Nonresidential air handler unit with a permanent split capacitor motor | Code | 0 | Conventional | HVAC | Com - Warehouse | Com | RET and NEW | 0 | 1000 sqft2 of floor space | HP | 15 | DEER:HVAC_Split-Package_AC | 562.7786 | 0.56005 | 0 | Work Paper SCE13HC031 Revision 2 | 2120 | 2014 | 0 | 1180 | 2014 | 0 | 0 | Work Paper SCE13HC031 Revision 2 | Com HVAC Motors - Marine ¦ SCE ¦ Marine | Com HVAC Motors - Marine | 0.0080673 | 1 | 0.35 | CBSA 2014 | -41.8478 | 2012 | 0.6 | 0
COM-HVAC-71.61 | Com ¦ Com HVAC Motor - PSC - Cold ¦ SCE ¦ Cold | Com ¦ Com HVAC Motor - PSC - Cold | SCE ¦ Cold | SCE | All | Electric | Nonresidential air handler unit with a permanent split capacitor motor | Code | 0 | Conventional | HVAC | Com - College | Com | RET and NEW | 0 | 1000 sqft2 of floor space | HP | 15 | DEER:HVAC_Split-Package_AC | 1302.7615 | 0.85627 | 0 | Work Paper SCE13HC031 Revision 2 | 2120 | 2014 | 0 | 1180 | 2014 | 0 | 0 | Work Paper SCE13HC031 Revision 2 | Com HVAC Motors - Cold ¦ SCE ¦ Cold | Com HVAC Motors - Cold | 0.15724 | 1 | 0.35 | CBSA 2014 | -44.2808 | 2012 | 0.6 | 0
COM-HVAC-71.62 | Com ¦ Com HVAC Motor - PSC - Cold ¦ SCE ¦ Cold | Com ¦ Com HVAC Motor - PSC - Cold | SCE ¦ Cold | SCE | All | Electric | Nonresidential air handler unit with a permanent split capacitor motor | Code | 0 | Conventional | HVAC | Com - Grocery | Com | RET and NEW | 0 | 1000 sqft2 of floor space | HP | 15 | DEER:HVAC_Split-Package_AC | 1302.7615 | 1.8976 | 0 | Work Paper SCE13HC031 Revision 2 | 2120 | 2014 | 0 | 1180 | 2014 | 0 | 0 | Work Paper SCE13HC031 Revision 2 | Com HVAC Motors - Cold ¦ SCE ¦ Cold | Com HVAC Motors - Cold | 0.0014821 | 1 | 0.35 | CBSA 2014 | -28.6419 | 2012 | 0.6 | 0
COM-HVAC-71.63 | Com ¦ Com HVAC Motor - PSC - Cold ¦ SCE ¦ Cold | Com ¦ Com HVAC Motor - PSC - Cold | SCE ¦ Cold | SCE | All | Electric | Nonresidential air handler unit with a permanent split capacitor motor | Code | 0 | Conventional | HVAC | Com - Health | Com | RET and NEW | 0 | 1000 sqft2 of floor space | HP | 15 | DEER:HVAC_Split-Package_AC | 1302.7615 | 0.96926 | 0 | Work Paper SCE13HC031 Revision 2 | 2120 | 2014 | 0 | 1180 | 2014 | 0 | 0 | Work Paper SCE13HC031 Revision 2 | Com HVAC Motors - Cold ¦ SCE ¦ Cold | Com HVAC Motors - Cold | 0.11352 | 1 | 0.35 | CBSA 2014 | -19.309 | 2012 | 0.6 | 0
COM-HVAC-71.64 | Com ¦ Com HVAC Motor - PSC - Cold ¦ SCE ¦ Cold | Com ¦ Com HVAC Motor - PSC - Cold | SCE ¦ Cold | SCE | All | Electric | Nonresidential air handler unit with a permanent split capacitor motor | Code | 0 | Conventional | HVAC | Com - Lodging | Com | RET and NEW | 0 | 1000 sqft2 of floor space | HP | 15 | DEER:HVAC_Split-Package_AC | 1302.7615 | 0.75272 | 0 | Work Paper SCE13HC031 Revision 2 | 2120 | 2014 | 0 | 1180 | 2014 | 0 | 0 | Work Paper SCE13HC031 Revision 2 | Com HVAC Motors - Cold ¦ SCE ¦ Cold | Com HVAC Motors - Cold | 0.069466 | 1 | 0.35 | CBSA 2014 | -71.6038 | 2012 | 0.6 | 0
COM-HVAC-71.65 | Com ¦ Com HVAC Motor - PSC - Cold ¦ SCE ¦ Cold | Com ¦ Com HVAC Motor - PSC - Cold | SCE ¦ Cold | SCE | All | Electric | Nonresidential air handler unit with a permanent split capacitor motor | Code | 0 | Conventional | HVAC | Com - Office (Large) | Com | RET and NEW | 0 | 1000 sqft2 of floor space | HP | 15 | DEER:HVAC_Split-Package_AC | 1302.7615 | 0.56738 | 0 | Work Paper SCE13HC031 Revision 2 | 2120 | 2014 | 0 | 1180 | 2014 | 0 | 0 | Work Paper SCE13HC031 Revision 2 | Com HVAC Motors - Cold ¦ SCE ¦ Cold | Com HVAC Motors - Cold | 0.23374 | 1 | 0.35 | CBSA 2014 | -20.4002 | 2012 | 0.6 | 0
COM-HVAC-71.66 | Com ¦ Com HVAC Motor - PSC - Cold ¦ SCE ¦ Cold | Com ¦ Com HVAC Motor - PSC - Cold | SCE ¦ Cold | SCE | All | Electric | Nonresidential air handler unit with a permanent split capacitor motor | Code | 0 | Conventional | HVAC | Com - Office (Small) | Com | RET and NEW | 0 | 1000 sqft2 of floor space | HP | 15 | DEER:HVAC_Split-Package_AC | 1302.7615 | 1.1721 | 0 | Work Paper SCE13HC031 Revision 2 | 2120 | 2014 | 0 | 1180 | 2014 | 0 | 0 | Work Paper SCE13HC031 Revision 2 | Com HVAC Motors - Cold ¦ SCE ¦ Cold | Com HVAC Motors - Cold | 0.056081 | 1 | 0.35 | CBSA 2014 | -33.9063 | 2012 | 0.6 | 0
COM-HVAC-71.67 | Com ¦ Com HVAC Motor - PSC - Cold ¦ SCE ¦ Cold | Com ¦ Com HVAC Motor - PSC - Cold | SCE ¦ Cold | SCE | All | Electric | Nonresidential air handler unit with a permanent split capacitor motor | Code | 0 | Conventional | HVAC | Com - Other | Com | RET and NEW | 0 | 1000 sqft2 of floor space | HP | 15 | DEER:HVAC_Split-Package_AC | 1302.7615 | 1.2964 | 0 | Work Paper SCE13HC031 Revision 2 | 2120 | 2014 | 0 | 1180 | 2014 | 0 | 0 | Work Paper SCE13HC031 Revision 2 | Com HVAC Motors - Cold ¦ SCE ¦ Cold | Com HVAC Motors - Cold | 0.03784 | 1 | 0.35 | CBSA 2014 | -76.3846 | 2012 | 0.6 | 0
COM-HVAC-71.68 | Com ¦ Com HVAC Motor - PSC - Cold ¦ SCE ¦ Cold | Com ¦ Com HVAC Motor - PSC - Cold | SCE ¦ Cold | SCE | All | Electric | Nonresidential air handler unit with a permanent split capacitor motor | Code | 0 | Conventional | HVAC | Com - Refrig. Warehouse | Com | RET and NEW | 0 | 1000 sqft2 of floor space | HP | 15 | DEER:HVAC_Split-Package_AC | 1302.7615 | 1.9087 | 0 | Work Paper SCE13HC031 Revision 2 | 2120 | 2014 | 0 | 1180 | 2014 | 0 | 0 | Work Paper SCE13HC031 Revision 2 | Com HVAC Motors - Cold ¦ SCE ¦ Cold | Com HVAC Motors - Cold | 0.0080673 | 1 | 0.35 | CBSA 2014 | -27.9525 | 2012 | 0.6 | 0
COM-HVAC-71.69 | Com ¦ Com HVAC Motor - PSC - Cold ¦ SCE ¦ Cold | Com ¦ Com HVAC Motor - PSC - Cold | SCE ¦ Cold | SCE | All | Electric | Nonresidential air handler unit with a permanent split capacitor motor | Code | 0 | Conventional | HVAC | Com - Restaurant | Com | RET and NEW | 0 | 1000 sqft2 of floor space | HP | 15 | DEER:HVAC_Split-Package_AC | 1302.7615 | 1.2159 | 0 | Work Paper SCE13HC031 Revision 2 | 2120 | 2014 | 0 | 1180 | 2014 | 0 | 0 | Work Paper SCE13HC031 Revision 2 | Com HVAC Motors - Cold ¦ SCE ¦ Cold | Com HVAC Motors - Cold | 0.0012361 | 1 | 0.35 | CBSA 2014 | -26.555 | 2012 | 0.6 | 0
COM-HVAC-71.70 | Com ¦ Com HVAC Motor - PSC - Cold ¦ SCE ¦ Cold | Com ¦ Com HVAC Motor - PSC - Cold | SCE ¦ Cold | SCE | All | Electric | Nonresidential air handler unit with a permanent split capacitor motor | Code | 0 | Conventional | HVAC | Com - Retail | Com | RET and NEW | 0 | 1000 sqft2 of floor space | HP | 15 | DEER:HVAC_Split-Package_AC | 1302.7615 | 1.7839 | 0 | Work Paper SCE13HC031 Revision 2 | 2120 | 2014 | 0 | 1180 | 2014 | 0 | 0 | Work Paper SCE13HC031 Revision 2 | Com HVAC Motors - Cold ¦ SCE ¦ Cold | Com HVAC Motors - Cold | 0.0074898 | 1 | 0.35 | CBSA 2014 | -125.4677 | 2012 | 0.6 | 0
COM-HVAC-71.71 | Com ¦ Com HVAC Motor - PSC - Cold ¦ SCE ¦ Cold | Com ¦ Com HVAC Motor - PSC - Cold | SCE ¦ Cold | SCE | All | Electric | Nonresidential air handler unit with a permanent split capacitor motor | Code | 0 | Conventional | HVAC | Com - School | Com | RET and NEW | 0 | 1000 sqft2 of floor space | HP | 15 | DEER:HVAC_Split-Package_AC | 1304.0643 | 2.0872 | 0 | Work Paper SCE13HC031 Revision 2 | 2120 | 2014 | 0 | 1180 | 2014 | 0 | 0 | Work Paper SCE13HC031 Revision 2 | Com HVAC Motors - Cold ¦ SCE ¦ Cold | Com HVAC Motors - Cold | 0.15724 | 1 | 0.35 | CBSA 2014 | -71.6332 | 2012 | 0.6 | 0
COM-HVAC-71.72 | Com ¦ Com HVAC Motor - PSC - Cold ¦ SCE ¦ Cold | Com ¦ Com HVAC Motor - PSC - Cold | SCE ¦ Cold | SCE | All | Electric | Nonresidential air handler unit with a permanent split capacitor motor | Code | 0 | Conventional | HVAC | Com - Warehouse | Com | RET and NEW | 0 | 1000 sqft2 of floor space | HP | 15 | DEER:HVAC_Split-Package_AC | 1302.7615 | 1.2964 | 0 | Work Paper SCE13HC031 Revision 2 | 2120 | 2014 | 0 | 1180 | 2014 | 0 | 0 | Work Paper SCE13HC031 Revision 2 | Com HVAC Motors - Cold ¦ SCE ¦ Cold | Com HVAC Motors - Cold | 0.0080673 | 1 | 0.35 | CBSA 2014 | -96.8724 | 2012 | 0.6 | 0
COM-HVAC-71.73 | Com ¦ Com HVAC Motor - PSC - Hot-Dry ¦ SDG&E ¦ Hot-Dry | Com ¦ Com HVAC Motor - PSC - Hot-Dry | SDG&E ¦ Hot-Dry | SDG&E | All | Electric | Nonresidential air handler unit with a permanent split capacitor motor | Code | 0 | Conventional | HVAC | Com - College | Com | RET and NEW | 0 | 1000 sqft2 of floor space | HP | 15 | DEER:HVAC_Split-Package_AC | 823.7248 | 0.51301 | 0 | Work Paper SCE13HC031 Revision 2 | 2120 | 2014 | 0 | 1180 | 2014 | 0 | 0 | Work Paper SCE13HC031 Revision 2 | Com HVAC Motors - Hot-Dry ¦ SDG&E ¦ Hot-Dry | Com HVAC Motors - Hot-Dry | 0.15724 | 1 | 0.35 | CBSA 2014 | -27.9983 | 2012 | 0.6 | 0
COM-HVAC-71.74 | Com ¦ Com HVAC Motor - PSC - Hot-Dry ¦ SDG&E ¦ Hot-Dry | Com ¦ Com HVAC Motor - PSC - Hot-Dry | SDG&E ¦ Hot-Dry | SDG&E | All | Electric | Nonresidential air handler unit with a permanent split capacitor motor | Code | 0 | Conventional | HVAC | Com - Grocery | Com | RET and NEW | 0 | 1000 sqft2 of floor space | HP | 15 | DEER:HVAC_Split-Package_AC | 823.7248 | 1.1369 | 0 | Work Paper SCE13HC031 Revision 2 | 2120 | 2014 | 0 | 1180 | 2014 | 0 | 0 | Work Paper SCE13HC031 Revision 2 | Com HVAC Motors - Hot-Dry ¦ SDG&E ¦ Hot-Dry | Com HVAC Motors - Hot-Dry | 0.0014821 | 1 | 0.35 | CBSA 2014 | -18.11 | 2012 | 0.6 | 0
COM-HVAC-71.75 | Com ¦ Com HVAC Motor - PSC - Hot-Dry ¦ SDG&E ¦ Hot-Dry | Com ¦ Com HVAC Motor - PSC - Hot-Dry | SDG&E ¦ Hot-Dry | SDG&E | All | Electric | Nonresidential air handler unit with a permanent split capacitor motor | Code | 0 | Conventional | HVAC | Com - Health | Com | RET and NEW | 0 | 1000 sqft2 of floor space | HP | 15 | DEER:HVAC_Split-Package_AC | 823.7248 | 0.5807 | 0 | Work Paper SCE13HC031 Revision 2 | 2120 | 2014 | 0 | 1180 | 2014 | 0 | 0 | Work Paper SCE13HC031 Revision 2 | Com HVAC Motors - Hot-Dry ¦ SDG&E ¦ Hot-Dry | Com HVAC Motors - Hot-Dry | 0.11352 | 1 | 0.35 | CBSA 2014 | -12.2089 | 2012 | 0.6 | 0
COM-HVAC-71.76 | Com ¦ Com HVAC Motor - PSC - Hot-Dry ¦ SDG&E ¦ Hot-Dry | Com ¦ Com HVAC Motor - PSC - Hot-Dry | SDG&E ¦ Hot-Dry | SDG&E | All | Electric | Nonresidential air handler unit with a permanent split capacitor motor | Code | 0 | Conventional | HVAC | Com - Lodging | Com | RET and NEW | 0 | 1000 sqft2 of floor space | HP | 15 | DEER:HVAC_Split-Package_AC | 823.7248 | 0.45097 | 0 | Work Paper SCE13HC031 Revision 2 | 2120 | 2014 | 0 | 1180 | 2014 | 0 | 0 | Work Paper SCE13HC031 Revision 2 | Com HVAC Motors - Hot-Dry ¦ SDG&E ¦ Hot-Dry | Com HVAC Motors - Hot-Dry | 0.069466 | 1 | 0.35 | CBSA 2014 | -45.2745 | 2012 | 0.6 | 0
COM-HVAC-71.77 | Com ¦ Com HVAC Motor - PSC - Hot-Dry ¦ SDG&E ¦ Hot-Dry | Com ¦ Com HVAC Motor - PSC - Hot-Dry | SDG&E ¦ Hot-Dry | SDG&E | All | Electric | Nonresidential air handler unit with a permanent split capacitor motor | Code | 0 | Conventional | HVAC | Com - Office (Large) | Com | RET and NEW | 0 | 1000 sqft2 of floor space | HP | 15 | DEER:HVAC_Split-Package_AC | 823.7248 | 0.33993 | 0 | Work Paper SCE13HC031 Revision 2 | 2120 | 2014 | 0 | 1180 | 2014 | 0 | 0 | Work Paper SCE13HC031 Revision 2 | Com HVAC Motors - Hot-Dry ¦ SDG&E ¦ Hot-Dry | Com HVAC Motors - Hot-Dry | 0.23374 | 1 | 0.35 | CBSA 2014 | -12.8989 | 2012 | 0.6 | 0
COM-HVAC-71.78 | Com ¦ Com HVAC Motor - PSC - Hot-Dry ¦ SDG&E ¦ Hot-Dry | Com ¦ Com HVAC Motor - PSC - Hot-Dry | SDG&E ¦ Hot-Dry | SDG&E | All | Electric | Nonresidential air handler unit with a permanent split capacitor motor | Code | 0 | Conventional | HVAC | Com - Office (Small) | Com | RET and NEW | 0 | 1000 sqft2 of floor space | HP | 15 | DEER:HVAC_Split-Package_AC | 823.7248 | 0.70224 | 0 | Work Paper SCE13HC031 Revision 2 | 2120 | 2014 | 0 | 1180 | 2014 | 0 | 0 | Work Paper SCE13HC031 Revision 2 | Com HVAC Motors - Hot-Dry ¦ SDG&E ¦ Hot-Dry | Com HVAC Motors - Hot-Dry | 0.056081 | 1 | 0.35 | CBSA 2014 | -21.4387 | 2012 | 0.6 | 0
COM-HVAC-71.79 | Com ¦ Com HVAC Motor - PSC - Hot-Dry ¦ SDG&E ¦ Hot-Dry | Com ¦ Com HVAC Motor - PSC - Hot-Dry | SDG&E ¦ Hot-Dry | SDG&E | All | Electric | Nonresidential air handler unit with a permanent split capacitor motor | Code | 0 | Conventional | HVAC | Com - Other | Com | RET and NEW | 0 | 1000 sqft2 of floor space | HP | 15 | DEER:HVAC_Split-Package_AC | 823.7248 | 0.77673 | 0 | Work Paper SCE13HC031 Revision 2 | 2120 | 2014 | 0 | 1180 | 2014 | 0 | 0 | Work Paper SCE13HC031 Revision 2 | Com HVAC Motors - Hot-Dry ¦ SDG&E ¦ Hot-Dry | Com HVAC Motors - Hot-Dry | 0.03784 | 1 | 0.35 | CBSA 2014 | -48.2973 | 2012 | 0.6 | 0
COM-HVAC-71.80 | Com ¦ Com HVAC Motor - PSC - Hot-Dry ¦ SDG&E ¦ Hot-Dry | Com ¦ Com HVAC Motor - PSC - Hot-Dry | SDG&E ¦ Hot-Dry | SDG&E | All | Electric | Nonresidential air handler unit with a permanent split capacitor motor | Code | 0 | Conventional | HVAC | Com - Refrig. Warehouse | Com | RET and NEW | 0 | 1000 sqft2 of floor space | HP | 15 | DEER:HVAC_Split-Package_AC | 823.7248 | 1.1436 | 0 | Work Paper SCE13HC031 Revision 2 | 2120 | 2014 | 0 | 1180 | 2014 | 0 | 0 | Work Paper SCE13HC031 Revision 2 | Com HVAC Motors - Hot-Dry ¦ SDG&E ¦ Hot-Dry | Com HVAC Motors - Hot-Dry | 0.0080673 | 1 | 0.35 | CBSA 2014 | -17.6741 | 2012 | 0.6 | 0
COM-HVAC-71.81 | Com ¦ Com HVAC Motor - PSC - Hot-Dry ¦ SDG&E ¦ Hot-Dry | Com ¦ Com HVAC Motor - PSC - Hot-Dry | SDG&E ¦ Hot-Dry | SDG&E | All | Electric | Nonresidential air handler unit with a permanent split capacitor motor | Code | 0 | Conventional | HVAC | Com - Restaurant | Com | RET and NEW | 0 | 1000 sqft2 of floor space | HP | 15 | DEER:HVAC_Split-Package_AC | 823.7248 | 0.72846 | 0 | Work Paper SCE13HC031 Revision 2 | 2120 | 2014 | 0 | 1180 | 2014 | 0 | 0 | Work Paper SCE13HC031 Revision 2 | Com HVAC Motors - Hot-Dry ¦ SDG&E ¦ Hot-Dry | Com HVAC Motors - Hot-Dry | 0.0012361 | 1 | 0.35 | CBSA 2014 | -16.7905 | 2012 | 0.6 | 0
COM-HVAC-71.82 | Com ¦ Com HVAC Motor - PSC - Hot-Dry ¦ SDG&E ¦ Hot-Dry | Com ¦ Com HVAC Motor - PSC - Hot-Dry | SDG&E ¦ Hot-Dry | SDG&E | All | Electric | Nonresidential air handler unit with a permanent split capacitor motor | Code | 0 | Conventional | HVAC | Com - Retail | Com | RET and NEW | 0 | 1000 sqft2 of floor space | HP | 15 | DEER:HVAC_Split-Package_AC | 823.7248 | 1.0688 | 0 | Work Paper SCE13HC031 Revision 2 | 2120 | 2014 | 0 | 1180 | 2014 | 0 | 0 | Work Paper SCE13HC031 Revision 2 | Com HVAC Motors - Hot-Dry ¦ SDG&E ¦ Hot-Dry | Com HVAC Motors - Hot-Dry | 0.0074898 | 1 | 0.35 | CBSA 2014 | -79.3322 | 2012 | 0.6 | 0
COM-HVAC-71.83 | Com ¦ Com HVAC Motor - PSC - Hot-Dry ¦ SDG&E ¦ Hot-Dry | Com ¦ Com HVAC Motor - PSC - Hot-Dry | SDG&E ¦ Hot-Dry | SDG&E | All | Electric | Nonresidential air handler unit with a permanent split capacitor motor | Code | 0 | Conventional | HVAC | Com - School | Com | RET and NEW | 0 | 1000 sqft2 of floor space | HP | 15 | DEER:HVAC_Split-Package_AC | 824.5486 | 1.2505 | 0 | Work Paper SCE13HC031 Revision 2 | 2120 | 2014 | 0 | 1180 | 2014 | 0 | 0 | Work Paper SCE13HC031 Revision 2 | Com HVAC Motors - Hot-Dry ¦ SDG&E ¦ Hot-Dry | Com HVAC Motors - Hot-Dry | 0.15724 | 1 | 0.35 | CBSA 2014 | -45.2931 | 2012 | 0.6 | 0
COM-HVAC-71.84 | Com ¦ Com HVAC Motor - PSC - Hot-Dry ¦ SDG&E ¦ Hot-Dry | Com ¦ Com HVAC Motor - PSC - Hot-Dry | SDG&E ¦ Hot-Dry | SDG&E | All | Electric | Nonresidential air handler unit with a permanent split capacitor motor | Code | 0 | Conventional | HVAC | Com - Warehouse | Com | RET and NEW | 0 | 1000 sqft2 of floor space | HP | 15 | DEER:HVAC_Split-Package_AC | 823.7248 | 0.77673 | 0 | Work Paper SCE13HC031 Revision 2 | 2120 | 2014 | 0 | 1180 | 2014 | 0 | 0 | Work Paper SCE13HC031 Revision 2 | Com HVAC Motors - Hot-Dry ¦ SDG&E ¦ Hot-Dry | Com HVAC Motors - Hot-Dry | 0.0080673 | 1 | 0.35 | CBSA 2014 | -61.2516 | 2012 | 0.6 | 0
COM-HVAC-71.85 | Com ¦ Com HVAC Motor - PSC - Marine ¦ SDG&E ¦ Marine | Com ¦ Com HVAC Motor - PSC - Marine | SDG&E ¦ Marine | SDG&E | All | Electric | Nonresidential air handler unit with a permanent split capacitor motor | Code | 0 | Conventional | HVAC | Com - College | Com | RET and NEW | 0 | 1000 sqft2 of floor space | HP | 15 | DEER:HVAC_Split-Package_AC | 562.7786 | 0.35049 | 0 | Work Paper SCE13HC031 Revision 2 | 2120 | 2014 | 0 | 1180 | 2014 | 0 | 0 | Work Paper SCE13HC031 Revision 2 | Com HVAC Motors - Marine ¦ SDG&E ¦ Marine | Com HVAC Motors - Marine | 0.15724 | 1 | 0.35 | CBSA 2014 | -19.1288 | 2012 | 0.6 | 0
COM-HVAC-71.86 | Com ¦ Com HVAC Motor - PSC - Marine ¦ SDG&E ¦ Marine | Com ¦ Com HVAC Motor - PSC - Marine | SDG&E ¦ Marine | SDG&E | All | Electric | Nonresidential air handler unit with a permanent split capacitor motor | Code | 0 | Conventional | HVAC | Com - Grocery | Com | RET and NEW | 0 | 1000 sqft2 of floor space | HP | 15 | DEER:HVAC_Split-Package_AC | 562.7786 | 0.77674 | 0 | Work Paper SCE13HC031 Revision 2 | 2120 | 2014 | 0 | 1180 | 2014 | 0 | 0 | Work Paper SCE13HC031 Revision 2 | Com HVAC Motors - Marine ¦ SDG&E ¦ Marine | Com HVAC Motors - Marine | 0.0014821 | 1 | 0.35 | CBSA 2014 | -12.373 | 2012 | 0.6 | 0
COM-HVAC-71.87 | Com ¦ Com HVAC Motor - PSC - Marine ¦ SDG&E ¦ Marine | Com ¦ Com HVAC Motor - PSC - Marine | SDG&E ¦ Marine | SDG&E | All | Electric | Nonresidential air handler unit with a permanent split capacitor motor | Code | 0 | Conventional | HVAC | Com - Health | Com | RET and NEW | 0 | 1000 sqft2 of floor space | HP | 15 | DEER:HVAC_Split-Package_AC | 562.7786 | 0.39674 | 0 | Work Paper SCE13HC031 Revision 2 | 2120 | 2014 | 0 | 1180 | 2014 | 0 | 0 | Work Paper SCE13HC031 Revision 2 | Com HVAC Motors - Marine ¦ SDG&E ¦ Marine | Com HVAC Motors - Marine | 0.11352 | 1 | 0.35 | CBSA 2014 | -8.3413 | 2012 | 0.6 | 0
COM-HVAC-71.88 | Com ¦ Com HVAC Motor - PSC - Marine ¦ SDG&E ¦ Marine | Com ¦ Com HVAC Motor - PSC - Marine | SDG&E ¦ Marine | SDG&E | All | Electric | Nonresidential air handler unit with a permanent split capacitor motor | Code | 0 | Conventional | HVAC | Com - Lodging | Com | RET and NEW | 0 | 1000 sqft2 of floor space | HP | 15 | DEER:HVAC_Split-Package_AC | 562.7786 | 0.30811 | 0 | Work Paper SCE13HC031 Revision 2 | 2120 | 2014 | 0 | 1180 | 2014 | 0 | 0 | Work Paper SCE13HC031 Revision 2 | Com HVAC Motors - Marine ¦ SDG&E ¦ Marine | Com HVAC Motors - Marine | 0.069466 | 1 | 0.35 | CBSA 2014 | -30.9321 | 2012 | 0.6 | 0
COM-HVAC-71.89 | Com ¦ Com HVAC Motor - PSC - Marine ¦ SDG&E ¦ Marine | Com ¦ Com HVAC Motor - PSC - Marine | SDG&E ¦ Marine | SDG&E | All | Electric | Nonresidential air handler unit with a permanent split capacitor motor | Code | 0 | Conventional | HVAC | Com - Office (Large) | Com | RET and NEW | 0 | 1000 sqft2 of floor space | HP | 15 | DEER:HVAC_Split-Package_AC | 562.7786 | 0.23224 | 0 | Work Paper SCE13HC031 Revision 2 | 2120 | 2014 | 0 | 1180 | 2014 | 0 | 0 | Work Paper SCE13HC031 Revision 2 | Com HVAC Motors - Marine ¦ SDG&E ¦ Marine | Com HVAC Motors - Marine | 0.23374 | 1 | 0.35 | CBSA 2014 | -8.8127 | 2012 | 0.6 | 0
COM-HVAC-71.90 | Com ¦ Com HVAC Motor - PSC - Marine ¦ SDG&E ¦ Marine | Com ¦ Com HVAC Motor - PSC - Marine | SDG&E ¦ Marine | SDG&E | All | Electric | Nonresidential air handler unit with a permanent split capacitor motor | Code | 0 | Conventional | HVAC | Com - Office (Small) | Com | RET and NEW | 0 | 1000 sqft2 of floor space | HP | 15 | DEER:HVAC_Split-Package_AC | 562.7786 | 0.47978 | 0 | Work Paper SCE13HC031 Revision 2 | 2120 | 2014 | 0 | 1180 | 2014 | 0 | 0 | Work Paper SCE13HC031 Revision 2 | Com HVAC Motors - Marine ¦ SDG&E ¦ Marine | Com HVAC Motors - Marine | 0.056081 | 1 | 0.35 | CBSA 2014 | -14.6472 | 2012 | 0.6 | 0
COM-HVAC-71.91 | Com ¦ Com HVAC Motor - PSC - Marine ¦ SDG&E ¦ Marine | Com ¦ Com HVAC Motor - PSC - Marine | SDG&E ¦ Marine | SDG&E | All | Electric | Nonresidential air handler unit with a permanent split capacitor motor | Code | 0 | Conventional | HVAC | Com - Other | Com | RET and NEW | 0 | 1000 sqft2 of floor space | HP | 15 | DEER:HVAC_Split-Package_AC | 562.7786 | 0.53067 | 0 | Work Paper SCE13HC031 Revision 2 | 2120 | 2014 | 0 | 1180 | 2014 | 0 | 0 | Work Paper SCE13HC031 Revision 2 | Com HVAC Motors - Marine ¦ SDG&E ¦ Marine | Com HVAC Motors - Marine | 0.03784 | 1 | 0.35 | CBSA 2014 | -32.9973 | 2012 | 0.6 | 0
COM-HVAC-71.92 | Com ¦ Com HVAC Motor - PSC - Marine ¦ SDG&E ¦ Marine | Com ¦ Com HVAC Motor - PSC - Marine | SDG&E ¦ Marine | SDG&E | All | Electric | Nonresidential air handler unit with a permanent split capacitor motor | Code | 0 | Conventional | HVAC | Com - Refrig. Warehouse | Com | RET and NEW | 0 | 1000 sqft2 of floor space | HP | 15 | DEER:HVAC_Split-Package_AC | 562.7786 | 0.7813 | 0 | Work Paper SCE13HC031 Revision 2 | 2120 | 2014 | 0 | 1180 | 2014 | 0 | 0 | Work Paper SCE13HC031 Revision 2 | Com HVAC Motors - Marine ¦ SDG&E ¦ Marine | Com HVAC Motors - Marine | 0.0080673 | 1 | 0.35 | CBSA 2014 | -12.0752 | 2012 | 0.6 | 0
COM-HVAC-71.93 | Com ¦ Com HVAC Motor - PSC - Marine ¦ SDG&E ¦ Marine | Com ¦ Com HVAC Motor - PSC - Marine | SDG&E ¦ Marine | SDG&E | All | Electric | Nonresidential air handler unit with a permanent split capacitor motor | Code | 0 | Conventional | HVAC | Com - Restaurant | Com | RET and NEW | 0 | 1000 sqft2 of floor space | HP | 15 | DEER:HVAC_Split-Package_AC | 562.7786 | 0.49769 | 0 | Work Paper SCE13HC031 Revision 2 | 2120 | 2014 | 0 | 1180 | 2014 | 0 | 0 | Work Paper SCE13HC031 Revision 2 | Com HVAC Motors - Marine ¦ SDG&E ¦ Marine | Com HVAC Motors - Marine | 0.0012361 | 1 | 0.35 | CBSA 2014 | -11.4714 | 2012 | 0.6 | 0
COM-HVAC-71.94 | Com ¦ Com HVAC Motor - PSC - Marine ¦ SDG&E ¦ Marine | Com ¦ Com HVAC Motor - PSC - Marine | SDG&E ¦ Marine | SDG&E | All | Electric | Nonresidential air handler unit with a permanent split capacitor motor | Code | 0 | Conventional | HVAC | Com - Retail | Com | RET and NEW | 0 | 1000 sqft2 of floor space | HP | 15 | DEER:HVAC_Split-Package_AC | 562.7786 | 0.73021 | 0 | Work Paper SCE13HC031 Revision 2 | 2120 | 2014 | 0 | 1180 | 2014 | 0 | 0 | Work Paper SCE13HC031 Revision 2 | Com HVAC Motors - Marine ¦ SDG&E ¦ Marine | Com HVAC Motors - Marine | 0.0074898 | 1 | 0.35 | CBSA 2014 | -54.2007 | 2012 | 0.6 | 0
COM-HVAC-71.95 | Com ¦ Com HVAC Motor - PSC - Marine ¦ SDG&E ¦ Marine | Com ¦ Com HVAC Motor - PSC - Marine | SDG&E ¦ Marine | SDG&E | All | Electric | Nonresidential air handler unit with a permanent split capacitor motor | Code | 0 | Conventional | HVAC | Com - School | Com | RET and NEW | 0 | 1000 sqft2 of floor space | HP | 15 | DEER:HVAC_Split-Package_AC | 563.3414 | 0.85433 | 0 | Work Paper SCE13HC031 Revision 2 | 2120 | 2014 | 0 | 1180 | 2014 | 0 | 0 | Work Paper SCE13HC031 Revision 2 | Com HVAC Motors - Marine ¦ SDG&E ¦ Marine | Com HVAC Motors - Marine | 0.15724 | 1 | 0.35 | CBSA 2014 | -30.9448 | 2012 | 0.6 | 0
COM-HVAC-71.96 | Com ¦ Com HVAC Motor - PSC - Marine ¦ SDG&E ¦ Marine | Com ¦ Com HVAC Motor - PSC - Marine | SDG&E ¦ Marine | SDG&E | All | Electric | Nonresidential air handler unit with a permanent split capacitor motor | Code | 0 | Conventional | HVAC | Com - Warehouse | Com | RET and NEW | 0 | 1000 sqft2 of floor space | HP | 15 | DEER:HVAC_Split-Package_AC | 562.7786 | 0.53067 | 0 | Work Paper SCE13HC031 Revision 2 | 2120 | 2014 | 0 | 1180 | 2014 | 0 | 0 | Work Paper SCE13HC031 Revision 2 | Com HVAC Motors - Marine ¦ SDG&E ¦ Marine | Com HVAC Motors - Marine | 0.0080673 | 1 | 0.35 | CBSA 2014 | -41.8478 | 2012 | 0.6 | 0
COM-HVAC-72.1 | Com ¦ Com HVAC Motor - ECM - Hot-Dry ¦ PG&E ¦ Hot-Dry | Com ¦ Com HVAC Motor - ECM - Hot-Dry | PG&E ¦ Hot-Dry | PG&E | All | Electric | Nonresidential air handler unit with super-efficient direct replacement brushless permanent magnet blower motor with built-in controller | Efficient | 0 | Conventional | HVAC | Com - College | Com | RET and NEW | 0 | 1000 sqft2 of floor space | HP | 15 | DEER:HVAC_Split-Package_AC | 496.763 | 0.31964 | 0 | Work Paper SCE13HC031 Revision 2 | 2600 | 2014 | 0 | 1180 | 2014 | 0 | 0 | Work Paper SCE13HC031 Revision 2 | Com HVAC Motors - Hot-Dry ¦ PG&E ¦ Hot-Dry | Com HVAC Motors - Hot-Dry | 0.15724 | 1 | 0.3 | CBSA 2014 | -16.8849 | 2032 | 0.6 | N/A
COM-HVAC-72.2 | Com ¦ Com HVAC Motor - ECM - Hot-Dry ¦ PG&E ¦ Hot-Dry | Com ¦ Com HVAC Motor - ECM - Hot-Dry | PG&E ¦ Hot-Dry | PG&E | All | Electric | Nonresidential air handler unit with super-efficient direct replacement brushless permanent magnet blower motor with built-in controller | Efficient | 0 | Conventional | HVAC | Com - Grocery | Com | RET and NEW | 0 | 1000 sqft2 of floor space | HP | 15 | DEER:HVAC_Split-Package_AC | 496.763 | 0.70836 | 0 | Work Paper SCE13HC031 Revision 2 | 2600 | 2014 | 0 | 1180 | 2014 | 0 | 0 | Work Paper SCE13HC031 Revision 2 | Com HVAC Motors - Hot-Dry ¦ PG&E ¦ Hot-Dry | Com HVAC Motors - Hot-Dry | 0.0014821 | 1 | 0.3 | CBSA 2014 | -10.9216 | 2032 | 0.6 | N/A
COM-HVAC-72.3 | Com ¦ Com HVAC Motor - ECM - Hot-Dry ¦ PG&E ¦ Hot-Dry | Com ¦ Com HVAC Motor - ECM - Hot-Dry | PG&E ¦ Hot-Dry | PG&E | All | Electric | Nonresidential air handler unit with super-efficient direct replacement brushless permanent magnet blower motor with built-in controller | Efficient | 0 | Conventional | HVAC | Com - Health | Com | RET and NEW | 0 | 1000 sqft2 of floor space | HP | 15 | DEER:HVAC_Split-Package_AC | 496.763 | 0.36182 | 0 | Work Paper SCE13HC031 Revision 2 | 2600 | 2014 | 0 | 1180 | 2014 | 0 | 0 | Work Paper SCE13HC031 Revision 2 | Com HVAC Motors - Hot-Dry ¦ PG&E ¦ Hot-Dry | Com HVAC Motors - Hot-Dry | 0.11352 | 1 | 0.3 | CBSA 2014 | -7.3628 | 2032 | 0.6 | N/A
COM-HVAC-72.4 | Com ¦ Com HVAC Motor - ECM - Hot-Dry ¦ PG&E ¦ Hot-Dry | Com ¦ Com HVAC Motor - ECM - Hot-Dry | PG&E ¦ Hot-Dry | PG&E | All | Electric | Nonresidential air handler unit with super-efficient direct replacement brushless permanent magnet blower motor with built-in controller | Efficient | 0 | Conventional | HVAC | Com - Lodging | Com | RET and NEW | 0 | 1000 sqft2 of floor space | HP | 15 | DEER:HVAC_Split-Package_AC | 496.763 | 0.28098 | 0 | Work Paper SCE13HC031 Revision 2 | 2600 | 2014 | 0 | 1180 | 2014 | 0 | 0 | Work Paper SCE13HC031 Revision 2 | Com HVAC Motors - Hot-Dry ¦ PG&E ¦ Hot-Dry | Com HVAC Motors - Hot-Dry | 0.069466 | 1 | 0.3 | CBSA 2014 | -27.3036 | 2032 | 0.6 | N/A
COM-HVAC-72.5 | Com ¦ Com HVAC Motor - ECM - Hot-Dry ¦ PG&E ¦ Hot-Dry | Com ¦ Com HVAC Motor - ECM - Hot-Dry | PG&E ¦ Hot-Dry | PG&E | All | Electric | Nonresidential air handler unit with super-efficient direct replacement brushless permanent magnet blower motor with built-in controller | Efficient | 0 | Conventional | HVAC | Com - Office (Large) | Com | RET and NEW | 0 | 1000 sqft2 of floor space | HP | 15 | DEER:HVAC_Split-Package_AC | 496.763 | 0.2118 | 0 | Work Paper SCE13HC031 Revision 2 | 2600 | 2014 | 0 | 1180 | 2014 | 0 | 0 | Work Paper SCE13HC031 Revision 2 | Com HVAC Motors - Hot-Dry ¦ PG&E ¦ Hot-Dry | Com HVAC Motors - Hot-Dry | 0.23374 | 1 | 0.3 | CBSA 2014 | -7.7789 | 2032 | 0.6 | N/A
COM-HVAC-72.6 | Com ¦ Com HVAC Motor - ECM - Hot-Dry ¦ PG&E ¦ Hot-Dry | Com ¦ Com HVAC Motor - ECM - Hot-Dry | PG&E ¦ Hot-Dry | PG&E | All | Electric | Nonresidential air handler unit with super-efficient direct replacement brushless permanent magnet blower motor with built-in controller | Efficient | 0 | Conventional | HVAC | Com - Office (Small) | Com | RET and NEW | 0 | 1000 sqft2 of floor space | HP | 15 | DEER:HVAC_Split-Package_AC | 496.763 | 0.43754 | 0 | Work Paper SCE13HC031 Revision 2 | 2600 | 2014 | 0 | 1180 | 2014 | 0 | 0 | Work Paper SCE13HC031 Revision 2 | Com HVAC Motors - Hot-Dry ¦ PG&E ¦ Hot-Dry | Com HVAC Motors - Hot-Dry | 0.056081 | 1 | 0.3 | CBSA 2014 | -12.929 | 2032 | 0.6 | N/A
COM-HVAC-72.7 | Com ¦ Com HVAC Motor - ECM - Hot-Dry ¦ PG&E ¦ Hot-Dry | Com ¦ Com HVAC Motor - ECM - Hot-Dry | PG&E ¦ Hot-Dry | PG&E | All | Electric | Nonresidential air handler unit with super-efficient direct replacement brushless permanent magnet blower motor with built-in controller | Efficient | 0 | Conventional | HVAC | Com - Other | Com | RET and NEW | 0 | 1000 sqft2 of floor space | HP | 15 | DEER:HVAC_Split-Package_AC | 496.763 | 0.48395 | 0 | Work Paper SCE13HC031 Revision 2 | 2600 | 2014 | 0 | 1180 | 2014 | 0 | 0 | Work Paper SCE13HC031 Revision 2 | Com HVAC Motors - Hot-Dry ¦ PG&E ¦ Hot-Dry | Com HVAC Motors - Hot-Dry | 0.03784 | 1 | 0.3 | CBSA 2014 | -29.1266 | 2032 | 0.6 | N/A
COM-HVAC-72.8 | Com ¦ Com HVAC Motor - ECM - Hot-Dry ¦ PG&E ¦ Hot-Dry | Com ¦ Com HVAC Motor - ECM - Hot-Dry | PG&E ¦ Hot-Dry | PG&E | All | Electric | Nonresidential air handler unit with super-efficient direct replacement brushless permanent magnet blower motor with built-in controller | Efficient | 0 | Conventional | HVAC | Com - Refrig. Warehouse | Com | RET and NEW | 0 | 1000 sqft2 of floor space | HP | 15 | DEER:HVAC_Split-Package_AC | 496.763 | 0.71252 | 0 | Work Paper SCE13HC031 Revision 2 | 2600 | 2014 | 0 | 1180 | 2014 | 0 | 0 | Work Paper SCE13HC031 Revision 2 | Com HVAC Motors - Hot-Dry ¦ PG&E ¦ Hot-Dry | Com HVAC Motors - Hot-Dry | 0.0080673 | 1 | 0.3 | CBSA 2014 | -10.6587 | 2032 | 0.6 | N/A
COM-HVAC-72.9 | Com ¦ Com HVAC Motor - ECM - Hot-Dry ¦ PG&E ¦ Hot-Dry | Com ¦ Com HVAC Motor - ECM - Hot-Dry | PG&E ¦ Hot-Dry | PG&E | All | Electric | Nonresidential air handler unit with super-efficient direct replacement brushless permanent magnet blower motor with built-in controller | Efficient | 0 | Conventional | HVAC | Com - Restaurant | Com | RET and NEW | 0 | 1000 sqft2 of floor space | HP | 15 | DEER:HVAC_Split-Package_AC | 496.763 | 0.45388 | 0 | Work Paper SCE13HC031 Revision 2 | 2600 | 2014 | 0 | 1180 | 2014 | 0 | 0 | Work Paper SCE13HC031 Revision 2 | Com HVAC Motors - Hot-Dry ¦ PG&E ¦ Hot-Dry | Com HVAC Motors - Hot-Dry | 0.0012361 | 1 | 0.3 | CBSA 2014 | -10.1258 | 2032 | 0.6 | N/A
COM-HVAC-72.10 | Com ¦ Com HVAC Motor - ECM - Hot-Dry ¦ PG&E ¦ Hot-Dry | Com ¦ Com HVAC Motor - ECM - Hot-Dry | PG&E ¦ Hot-Dry | PG&E | All | Electric | Nonresidential air handler unit with super-efficient direct replacement brushless permanent magnet blower motor with built-in controller | Efficient | 0 | Conventional | HVAC | Com - Retail | Com | RET and NEW | 0 | 1000 sqft2 of floor space | HP | 15 | DEER:HVAC_Split-Package_AC | 496.763 | 0.66593 | 0 | Work Paper SCE13HC031 Revision 2 | 2600 | 2014 | 0 | 1180 | 2014 | 0 | 0 | Work Paper SCE13HC031 Revision 2 | Com HVAC Motors - Hot-Dry ¦ PG&E ¦ Hot-Dry | Com HVAC Motors - Hot-Dry | 0.0074898 | 1 | 0.3 | CBSA 2014 | -47.8428 | 2032 | 0.6 | N/A
COM-HVAC-72.11 | Com ¦ Com HVAC Motor - ECM - Hot-Dry ¦ PG&E ¦ Hot-Dry | Com ¦ Com HVAC Motor - ECM - Hot-Dry | PG&E ¦ Hot-Dry | PG&E | All | Electric | Nonresidential air handler unit with super-efficient direct replacement brushless permanent magnet blower motor with built-in controller | Efficient | 0 | Conventional | HVAC | Com - School | Com | RET and NEW | 0 | 1000 sqft2 of floor space | HP | 15 | DEER:HVAC_Split-Package_AC | 497.2597 | 0.77911 | 0 | Work Paper SCE13HC031 Revision 2 | 2600 | 2014 | 0 | 1180 | 2014 | 0 | 0 | Work Paper SCE13HC031 Revision 2 | Com HVAC Motors - Hot-Dry ¦ PG&E ¦ Hot-Dry | Com HVAC Motors - Hot-Dry | 0.15724 | 1 | 0.3 | CBSA 2014 | -27.3148 | 2032 | 0.6 | N/A
COM-HVAC-72.12 | Com ¦ Com HVAC Motor - ECM - Hot-Dry ¦ PG&E ¦ Hot-Dry | Com ¦ Com HVAC Motor - ECM - Hot-Dry | PG&E ¦ Hot-Dry | PG&E | All | Electric | Nonresidential air handler unit with super-efficient direct replacement brushless permanent magnet blower motor with built-in controller | Efficient | 0 | Conventional | HVAC | Com - Warehouse | Com | RET and NEW | 0 | 1000 sqft2 of floor space | HP | 15 | DEER:HVAC_Split-Package_AC | 496.763 | 0.48395 | 0 | Work Paper SCE13HC031 Revision 2 | 2600 | 2014 | 0 | 1180 | 2014 | 0 | 0 | Work Paper SCE13HC031 Revision 2 | Com HVAC Motors - Hot-Dry ¦ PG&E ¦ Hot-Dry | Com HVAC Motors - Hot-Dry | 0.0080673 | 1 | 0.3 | CBSA 2014 | -36.9389 | 2032 | 0.6 | N/A
COM-HVAC-72.13 | Com ¦ Com HVAC Motor - ECM - Marine ¦ PG&E ¦ Marine | Com ¦ Com HVAC Motor - ECM - Marine | PG&E ¦ Marine | PG&E | All | Electric | Nonresidential air handler unit with super-efficient direct replacement brushless permanent magnet blower motor with built-in controller | Efficient | 0 | Conventional | HVAC | Com - College | Com | RET and NEW | 0 | 1000 sqft2 of floor space | HP | 15 | DEER:HVAC_Split-Package_AC | 496.763 | 0.31964 | 0 | Work Paper SCE13HC031 Revision 2 | 2600 | 2014 | 0 | 1180 | 2014 | 0 | 0 | Work Paper SCE13HC031 Revision 2 | Com HVAC Motors - Marine ¦ PG&E ¦ Marine | Com HVAC Motors - Marine | 0.15724 | 1 | 0.3 | CBSA 2014 | -16.8849 | 2032 | 0.6 | N/A
COM-HVAC-72.14 | Com ¦ Com HVAC Motor - ECM - Marine ¦ PG&E ¦ Marine | Com ¦ Com HVAC Motor - ECM - Marine | PG&E ¦ Marine | PG&E | All | Electric | Nonresidential air handler unit with super-efficient direct replacement brushless permanent magnet blower motor with built-in controller | Efficient | 0 | Conventional | HVAC | Com - Grocery | Com | RET and NEW | 0 | 1000 sqft2 of floor space | HP | 15 | DEER:HVAC_Split-Package_AC | 496.763 | 0.70836 | 0 | Work Paper SCE13HC031 Revision 2 | 2600 | 2014 | 0 | 1180 | 2014 | 0 | 0 | Work Paper SCE13HC031 Revision 2 | Com HVAC Motors - Marine ¦ PG&E ¦ Marine | Com HVAC Motors - Marine | 0.0014821 | 1 | 0.3 | CBSA 2014 | -10.9216 | 2032 | 0.6 | N/A
COM-HVAC-72.15 | Com ¦ Com HVAC Motor - ECM - Marine ¦ PG&E ¦ Marine | Com ¦ Com HVAC Motor - ECM - Marine | PG&E ¦ Marine | PG&E | All | Electric | Nonresidential air handler unit with super-efficient direct replacement brushless permanent magnet blower motor with built-in controller | Efficient | 0 | Conventional | HVAC | Com - Health | Com | RET and NEW | 0 | 1000 sqft2 of floor space | HP | 15 | DEER:HVAC_Split-Package_AC | 496.763 | 0.36182 | 0 | Work Paper SCE13HC031 Revision 2 | 2600 | 2014 | 0 | 1180 | 2014 | 0 | 0 | Work Paper SCE13HC031 Revision 2 | Com HVAC Motors - Marine ¦ PG&E ¦ Marine | Com HVAC Motors - Marine | 0.11352 | 1 | 0.3 | CBSA 2014 | -7.3628 | 2032 | 0.6 | N/A
COM-HVAC-72.16 | Com ¦ Com HVAC Motor - ECM - Marine ¦ PG&E ¦ Marine | Com ¦ Com HVAC Motor - ECM - Marine | PG&E ¦ Marine | PG&E | All | Electric | Nonresidential air handler unit with super-efficient direct replacement brushless permanent magnet blower motor with built-in controller | Efficient | 0 | Conventional | HVAC | Com - Lodging | Com | RET and NEW | 0 | 1000 sqft2 of floor space | HP | 15 | DEER:HVAC_Split-Package_AC | 496.763 | 0.28098 | 0 | Work Paper SCE13HC031 Revision 2 | 2600 | 2014 | 0 | 1180 | 2014 | 0 | 0 | Work Paper SCE13HC031 Revision 2 | Com HVAC Motors - Marine ¦ PG&E ¦ Marine | Com HVAC Motors - Marine | 0.069466 | 1 | 0.3 | CBSA 2014 | -27.3036 | 2032 | 0.6 | N/A
COM-HVAC-72.17 | Com ¦ Com HVAC Motor - ECM - Marine ¦ PG&E ¦ Marine | Com ¦ Com HVAC Motor - ECM - Marine | PG&E ¦ Marine | PG&E | All | Electric | Nonresidential air handler unit with super-efficient direct replacement brushless permanent magnet blower motor with built-in controller | Efficient | 0 | Conventional | HVAC | Com - Office (Large) | Com | RET and NEW | 0 | 1000 sqft2 of floor space | HP | 15 | DEER:HVAC_Split-Package_AC | 496.763 | 0.2118 | 0 | Work Paper SCE13HC031 Revision 2 | 2600 | 2014 | 0 | 1180 | 2014 | 0 | 0 | Work Paper SCE13HC031 Revision 2 | Com HVAC Motors - Marine ¦ PG&E ¦ Marine | Com HVAC Motors - Marine | 0.23374 | 1 | 0.3 | CBSA 2014 | -7.7789 | 2032 | 0.6 | N/A
COM-HVAC-72.18 | Com ¦ Com HVAC Motor - ECM - Marine ¦ PG&E ¦ Marine | Com ¦ Com HVAC Motor - ECM - Marine | PG&E ¦ Marine | PG&E | All | Electric | Nonresidential air handler unit with super-efficient direct replacement brushless permanent magnet blower motor with built-in controller | Efficient | 0 | Conventional | HVAC | Com - Office (Small) | Com | RET and NEW | 0 | 1000 sqft2 of floor space | HP | 15 | DEER:HVAC_Split-Package_AC | 496.763 | 0.43754 | 0 | Work Paper SCE13HC031 Revision 2 | 2600 | 2014 | 0 | 1180 | 2014 | 0 | 0 | Work Paper SCE13HC031 Revision 2 | Com HVAC Motors - Marine ¦ PG&E ¦ Marine | Com HVAC Motors - Marine | 0.056081 | 1 | 0.3 | CBSA 2014 | -12.929 | 2032 | 0.6 | N/A
COM-HVAC-72.19 | Com ¦ Com HVAC Motor - ECM - Marine ¦ PG&E ¦ Marine | Com ¦ Com HVAC Motor - ECM - Marine | PG&E ¦ Marine | PG&E | All | Electric | Nonresidential air handler unit with super-efficient direct replacement brushless permanent magnet blower motor with built-in controller | Efficient | 0 | Conventional | HVAC | Com - Other | Com | RET and NEW | 0 | 1000 sqft2 of floor space | HP | 15 | DEER:HVAC_Split-Package_AC | 496.763 | 0.48395 | 0 | Work Paper SCE13HC031 Revision 2 | 2600 | 2014 | 0 | 1180 | 2014 | 0 | 0 | Work Paper SCE13HC031 Revision 2 | Com HVAC Motors - Marine ¦ PG&E ¦ Marine | Com HVAC Motors - Marine | 0.03784 | 1 | 0.3 | CBSA 2014 | -29.1266 | 2032 | 0.6 | N/A
COM-HVAC-72.20 | Com ¦ Com HVAC Motor - ECM - Marine ¦ PG&E ¦ Marine | Com ¦ Com HVAC Motor - ECM - Marine | PG&E ¦ Marine | PG&E | All | Electric | Nonresidential air handler unit with super-efficient direct replacement brushless permanent magnet blower motor with built-in controller | Efficient | 0 | Conventional | HVAC | Com - Refrig. Warehouse | Com | RET and NEW | 0 | 1000 sqft2 of floor space | HP | 15 | DEER:HVAC_Split-Package_AC | 496.763 | 0.71252 | 0 | Work Paper SCE13HC031 Revision 2 | 2600 | 2014 | 0 | 1180 | 2014 | 0 | 0 | Work Paper SCE13HC031 Revision 2 | Com HVAC Motors - Marine ¦ PG&E ¦ Marine | Com HVAC Motors - Marine | 0.0080673 | 1 | 0.3 | CBSA 2014 | -10.6587 | 2032 | 0.6 | N/A
COM-HVAC-72.21 | Com ¦ Com HVAC Motor - ECM - Marine ¦ PG&E ¦ Marine | Com ¦ Com HVAC Motor - ECM - Marine | PG&E ¦ Marine | PG&E | All | Electric | Nonresidential air handler unit with super-efficient direct replacement brushless permanent magnet blower motor with built-in controller | Efficient | 0 | Conventional | HVAC | Com - Restaurant | Com | RET and NEW | 0 | 1000 sqft2 of floor space | HP | 15 | DEER:HVAC_Split-Package_AC | 496.763 | 0.45388 | 0 | Work Paper SCE13HC031 Revision 2 | 2600 | 2014 | 0 | 1180 | 2014 | 0 | 0 | Work Paper SCE13HC031 Revision 2 | Com HVAC Motors - Marine ¦ PG&E ¦ Marine | Com HVAC Motors - Marine | 0.0012361 | 1 | 0.3 | CBSA 2014 | -10.1258 | 2032 | 0.6 | N/A
COM-HVAC-72.22 | Com ¦ Com HVAC Motor - ECM - Marine ¦ PG&E ¦ Marine | Com ¦ Com HVAC Motor - ECM - Marine | PG&E ¦ Marine | PG&E | All | Electric | Nonresidential air handler unit with super-efficient direct replacement brushless permanent magnet blower motor with built-in controller | Efficient | 0 | Conventional | HVAC | Com - Retail | Com | RET and NEW | 0 | 1000 sqft2 of floor space | HP | 15 | DEER:HVAC_Split-Package_AC | 496.763 | 0.66593 | 0 | Work Paper SCE13HC031 Revision 2 | 2600 | 2014 | 0 | 1180 | 2014 | 0 | 0 | Work Paper SCE13HC031 Revision 2 | Com HVAC Motors - Marine ¦ PG&E ¦ Marine | Com HVAC Motors - Marine | 0.0074898 | 1 | 0.3 | CBSA 2014 | -47.8428 | 2032 | 0.6 | N/A
COM-HVAC-72.23 | Com ¦ Com HVAC Motor - ECM - Marine ¦ PG&E ¦ Marine | Com ¦ Com HVAC Motor - ECM - Marine | PG&E ¦ Marine | PG&E | All | Electric | Nonresidential air handler unit with super-efficient direct replacement brushless permanent magnet blower motor with built-in controller | Efficient | 0 | Conventional | HVAC | Com - School | Com | RET and NEW | 0 | 1000 sqft2 of floor space | HP | 15 | DEER:HVAC_Split-Package_AC | 497.2597 | 0.77911 | 0 | Work Paper SCE13HC031 Revision 2 | 2600 | 2014 | 0 | 1180 | 2014 | 0 | 0 | Work Paper SCE13HC031 Revision 2 | Com HVAC Motors - Marine ¦ PG&E ¦ Marine | Com HVAC Motors - Marine | 0.15724 | 1 | 0.3 | CBSA 2014 | -27.3148 | 2032 | 0.6 | N/A
COM-HVAC-72.24 | Com ¦ Com HVAC Motor - ECM - Marine ¦ PG&E ¦ Marine | Com ¦ Com HVAC Motor - ECM - Marine | PG&E ¦ Marine | PG&E | All | Electric | Nonresidential air handler unit with super-efficient direct replacement brushless permanent magnet blower motor with built-in controller | Efficient | 0 | Conventional | HVAC | Com - Warehouse | Com | RET and NEW | 0 | 1000 sqft2 of floor space | HP | 15 | DEER:HVAC_Split-Package_AC | 496.763 | 0.48395 | 0 | Work Paper SCE13HC031 Revision 2 | 2600 | 2014 | 0 | 1180 | 2014 | 0 | 0 | Work Paper SCE13HC031 Revision 2 | Com HVAC Motors - Marine ¦ PG&E ¦ Marine | Com HVAC Motors - Marine | 0.0080673 | 1 | 0.3 | CBSA 2014 | -36.9389 | 2032 | 0.6 | N/A
COM-HVAC-72.25 | Com ¦ Com HVAC Motor - ECM - Cold ¦ PG&E ¦ Cold | Com ¦ Com HVAC Motor - ECM - Cold | PG&E ¦ Cold | PG&E | All | Electric | Nonresidential air handler unit with super-efficient direct replacement brushless permanent magnet blower motor with built-in controller | Efficient | 0 | Conventional | HVAC | Com - College | Com | RET and NEW | 0 | 1000 sqft2 of floor space | HP | 15 | DEER:HVAC_Split-Package_AC | 785.6552 | 0.50552 | 0 | Work Paper SCE13HC031 Revision 2 | 2600 | 2014 | 0 | 1180 | 2014 | 0 | 0 | Work Paper SCE13HC031 Revision 2 | Com HVAC Motors - Cold ¦ PG&E ¦ Cold | Com HVAC Motors - Cold | 0.15724 | 1 | 0.3 | CBSA 2014 | -26.7044 | 2032 | 0.6 | N/A
COM-HVAC-72.26 | Com ¦ Com HVAC Motor - ECM - Cold ¦ PG&E ¦ Cold | Com ¦ Com HVAC Motor - ECM - Cold | PG&E ¦ Cold | PG&E | All | Electric | Nonresidential air handler unit with super-efficient direct replacement brushless permanent magnet blower motor with built-in controller | Efficient | 0 | Conventional | HVAC | Com - Grocery | Com | RET and NEW | 0 | 1000 sqft2 of floor space | HP | 15 | DEER:HVAC_Split-Package_AC | 785.6552 | 1.1203 | 0 | Work Paper SCE13HC031 Revision 2 | 2600 | 2014 | 0 | 1180 | 2014 | 0 | 0 | Work Paper SCE13HC031 Revision 2 | Com HVAC Motors - Cold ¦ PG&E ¦ Cold | Com HVAC Motors - Cold | 0.0014821 | 1 | 0.3 | CBSA 2014 | -17.273 | 2032 | 0.6 | N/A
COM-HVAC-72.27 | Com ¦ Com HVAC Motor - ECM - Cold ¦ PG&E ¦ Cold | Com ¦ Com HVAC Motor - ECM - Cold | PG&E ¦ Cold | PG&E | All | Electric | Nonresidential air handler unit with super-efficient direct replacement brushless permanent magnet blower motor with built-in controller | Efficient | 0 | Conventional | HVAC | Com - Health | Com | RET and NEW | 0 | 1000 sqft2 of floor space | HP | 15 | DEER:HVAC_Split-Package_AC | 785.6552 | 0.57223 | 0 | Work Paper SCE13HC031 Revision 2 | 2600 | 2014 | 0 | 1180 | 2014 | 0 | 0 | Work Paper SCE13HC031 Revision 2 | Com HVAC Motors - Cold ¦ PG&E ¦ Cold | Com HVAC Motors - Cold | 0.11352 | 1 | 0.3 | CBSA 2014 | -11.6447 | 2032 | 0.6 | N/A
COM-HVAC-72.28 | Com ¦ Com HVAC Motor - ECM - Cold ¦ PG&E ¦ Cold | Com ¦ Com HVAC Motor - ECM - Cold | PG&E ¦ Cold | PG&E | All | Electric | Nonresidential air handler unit with super-efficient direct replacement brushless permanent magnet blower motor with built-in controller | Efficient | 0 | Conventional | HVAC | Com - Lodging | Com | RET and NEW | 0 | 1000 sqft2 of floor space | HP | 15 | DEER:HVAC_Split-Package_AC | 785.6552 | 0.44439 | 0 | Work Paper SCE13HC031 Revision 2 | 2600 | 2014 | 0 | 1180 | 2014 | 0 | 0 | Work Paper SCE13HC031 Revision 2 | Com HVAC Motors - Cold ¦ PG&E ¦ Cold | Com HVAC Motors - Cold | 0.069466 | 1 | 0.3 | CBSA 2014 | -43.182 | 2032 | 0.6 | N/A
COM-HVAC-72.29 | Com ¦ Com HVAC Motor - ECM - Cold ¦ PG&E ¦ Cold | Com ¦ Com HVAC Motor - ECM - Cold | PG&E ¦ Cold | PG&E | All | Electric | Nonresidential air handler unit with super-efficient direct replacement brushless permanent magnet blower motor with built-in controller | Efficient | 0 | Conventional | HVAC | Com - Office (Large) | Com | RET and NEW | 0 | 1000 sqft2 of floor space | HP | 15 | DEER:HVAC_Split-Package_AC | 785.6552 | 0.33497 | 0 | Work Paper SCE13HC031 Revision 2 | 2600 | 2014 | 0 | 1180 | 2014 | 0 | 0 | Work Paper SCE13HC031 Revision 2 | Com HVAC Motors - Cold ¦ PG&E ¦ Cold | Com HVAC Motors - Cold | 0.23374 | 1 | 0.3 | CBSA 2014 | -12.3027 | 2032 | 0.6 | N/A
COM-HVAC-72.30 | Com ¦ Com HVAC Motor - ECM - Cold ¦ PG&E ¦ Cold | Com ¦ Com HVAC Motor - ECM - Cold | PG&E ¦ Cold | PG&E | All | Electric | Nonresidential air handler unit with super-efficient direct replacement brushless permanent magnet blower motor with built-in controller | Efficient | 0 | Conventional | HVAC | Com - Office (Small) | Com | RET and NEW | 0 | 1000 sqft2 of floor space | HP | 15 | DEER:HVAC_Split-Package_AC | 785.6552 | 0.69199 | 0 | Work Paper SCE13HC031 Revision 2 | 2600 | 2014 | 0 | 1180 | 2014 | 0 | 0 | Work Paper SCE13HC031 Revision 2 | Com HVAC Motors - Cold ¦ PG&E ¦ Cold | Com HVAC Motors - Cold | 0.056081 | 1 | 0.3 | CBSA 2014 | -20.4478 | 2032 | 0.6 | N/A
COM-HVAC-72.31 | Com ¦ Com HVAC Motor - ECM - Cold ¦ PG&E ¦ Cold | Com ¦ Com HVAC Motor - ECM - Cold | PG&E ¦ Cold | PG&E | All | Electric | Nonresidential air handler unit with super-efficient direct replacement brushless permanent magnet blower motor with built-in controller | Efficient | 0 | Conventional | HVAC | Com - Other | Com | RET and NEW | 0 | 1000 sqft2 of floor space | HP | 15 | DEER:HVAC_Split-Package_AC | 785.6552 | 0.76539 | 0 | Work Paper SCE13HC031 Revision 2 | 2600 | 2014 | 0 | 1180 | 2014 | 0 | 0 | Work Paper SCE13HC031 Revision 2 | Com HVAC Motors - Cold ¦ PG&E ¦ Cold | Com HVAC Motors - Cold | 0.03784 | 1 | 0.3 | CBSA 2014 | -46.0652 | 2032 | 0.6 | N/A
COM-HVAC-72.32 | Com ¦ Com HVAC Motor - ECM - Cold ¦ PG&E ¦ Cold | Com ¦ Com HVAC Motor - ECM - Cold | PG&E ¦ Cold | PG&E | All | Electric | Nonresidential air handler unit with super-efficient direct replacement brushless permanent magnet blower motor with built-in controller | Efficient | 0 | Conventional | HVAC | Com - Refrig. Warehouse | Com | RET and NEW | 0 | 1000 sqft2 of floor space | HP | 15 | DEER:HVAC_Split-Package_AC | 785.6552 | 1.1269 | 0 | Work Paper SCE13HC031 Revision 2 | 2600 | 2014 | 0 | 1180 | 2014 | 0 | 0 | Work Paper SCE13HC031 Revision 2 | Com HVAC Motors - Cold ¦ PG&E ¦ Cold | Com HVAC Motors - Cold | 0.0080673 | 1 | 0.3 | CBSA 2014 | -16.8573 | 2032 | 0.6 | N/A
COM-HVAC-72.33 | Com ¦ Com HVAC Motor - ECM - Cold ¦ PG&E ¦ Cold | Com ¦ Com HVAC Motor - ECM - Cold | PG&E ¦ Cold | PG&E | All | Electric | Nonresidential air handler unit with super-efficient direct replacement brushless permanent magnet blower motor with built-in controller | Efficient | 0 | Conventional | HVAC | Com - Restaurant | Com | RET and NEW | 0 | 1000 sqft2 of floor space | HP | 15 | DEER:HVAC_Split-Package_AC | 785.6552 | 0.71783 | 0 | Work Paper SCE13HC031 Revision 2 | 2600 | 2014 | 0 | 1180 | 2014 | 0 | 0 | Work Paper SCE13HC031 Revision 2 | Com HVAC Motors - Cold ¦ PG&E ¦ Cold | Com HVAC Motors - Cold | 0.0012361 | 1 | 0.3 | CBSA 2014 | -16.0145 | 2032 | 0.6 | N/A
COM-HVAC-72.34 | Com ¦ Com HVAC Motor - ECM - Cold ¦ PG&E ¦ Cold | Com ¦ Com HVAC Motor - ECM - Cold | PG&E ¦ Cold | PG&E | All | Electric | Nonresidential air handler unit with super-efficient direct replacement brushless permanent magnet blower motor with built-in controller | Efficient | 0 | Conventional | HVAC | Com - Retail | Com | RET and NEW | 0 | 1000 sqft2 of floor space | HP | 15 | DEER:HVAC_Split-Package_AC | 785.6552 | 1.0532 | 0 | Work Paper SCE13HC031 Revision 2 | 2600 | 2014 | 0 | 1180 | 2014 | 0 | 0 | Work Paper SCE13HC031 Revision 2 | Com HVAC Motors - Cold ¦ PG&E ¦ Cold | Com HVAC Motors - Cold | 0.0074898 | 1 | 0.3 | CBSA 2014 | -75.6657 | 2032 | 0.6 | N/A
COM-HVAC-72.35 | Com ¦ Com HVAC Motor - ECM - Cold ¦ PG&E ¦ Cold | Com ¦ Com HVAC Motor - ECM - Cold | PG&E ¦ Cold | PG&E | All | Electric | Nonresidential air handler unit with super-efficient direct replacement brushless permanent magnet blower motor with built-in controller | Efficient | 0 | Conventional | HVAC | Com - School | Com | RET and NEW | 0 | 1000 sqft2 of floor space | HP | 15 | DEER:HVAC_Split-Package_AC | 786.4408 | 1.2322 | 0 | Work Paper SCE13HC031 Revision 2 | 2600 | 2014 | 0 | 1180 | 2014 | 0 | 0 | Work Paper SCE13HC031 Revision 2 | Com HVAC Motors - Cold ¦ PG&E ¦ Cold | Com HVAC Motors - Cold | 0.15724 | 1 | 0.3 | CBSA 2014 | -43.1998 | 2032 | 0.6 | N/A
COM-HVAC-72.36 | Com ¦ Com HVAC Motor - ECM - Cold ¦ PG&E ¦ Cold | Com ¦ Com HVAC Motor - ECM - Cold | PG&E ¦ Cold | PG&E | All | Electric | Nonresidential air handler unit with super-efficient direct replacement brushless permanent magnet blower motor with built-in controller | Efficient | 0 | Conventional | HVAC | Com - Warehouse | Com | RET and NEW | 0 | 1000 sqft2 of floor space | HP | 15 | DEER:HVAC_Split-Package_AC | 785.6552 | 0.76539 | 0 | Work Paper SCE13HC031 Revision 2 | 2600 | 2014 | 0 | 1180 | 2014 | 0 | 0 | Work Paper SCE13HC031 Revision 2 | Com HVAC Motors - Cold ¦ PG&E ¦ Cold | Com HVAC Motors - Cold | 0.0080673 | 1 | 0.3 | CBSA 2014 | -58.4207 | 2032 | 0.6 | N/A
COM-HVAC-72.37 | Com ¦ Com HVAC Motor - ECM - Hot-Dry ¦ SCE ¦ Hot-Dry | Com ¦ Com HVAC Motor - ECM - Hot-Dry | SCE ¦ Hot-Dry | SCE | All | Electric | Nonresidential air handler unit with super-efficient direct replacement brushless permanent magnet blower motor with built-in controller | Efficient | 0 | Conventional | HVAC | Com - College | Com | RET and NEW | 0 | 1000 sqft2 of floor space | HP | 15 | DEER:HVAC_Split-Package_AC | 480.1101 | 0.31556 | 0 | Work Paper SCE13HC031 Revision 2 | 2600 | 2014 | 0 | 1180 | 2014 | 0 | 0 | Work Paper SCE13HC031 Revision 2 | Com HVAC Motors - Hot-Dry ¦ SCE ¦ Hot-Dry | Com HVAC Motors - Hot-Dry | 0.15724 | 1 | 0.3 | CBSA 2014 | -16.3189 | 2032 | 0.6 | N/A
COM-HVAC-72.38 | Com ¦ Com HVAC Motor - ECM - Hot-Dry ¦ SCE ¦ Hot-Dry | Com ¦ Com HVAC Motor - ECM - Hot-Dry | SCE ¦ Hot-Dry | SCE | All | Electric | Nonresidential air handler unit with super-efficient direct replacement brushless permanent magnet blower motor with built-in controller | Efficient | 0 | Conventional | HVAC | Com - Grocery | Com | RET and NEW | 0 | 1000 sqft2 of floor space | HP | 15 | DEER:HVAC_Split-Package_AC | 480.1101 | 0.69933 | 0 | Work Paper SCE13HC031 Revision 2 | 2600 | 2014 | 0 | 1180 | 2014 | 0 | 0 | Work Paper SCE13HC031 Revision 2 | Com HVAC Motors - Hot-Dry ¦ SCE ¦ Hot-Dry | Com HVAC Motors - Hot-Dry | 0.0014821 | 1 | 0.3 | CBSA 2014 | -10.5555 | 2032 | 0.6 | N/A
COM-HVAC-72.39 | Com ¦ Com HVAC Motor - ECM - Hot-Dry ¦ SCE ¦ Hot-Dry | Com ¦ Com HVAC Motor - ECM - Hot-Dry | SCE ¦ Hot-Dry | SCE | All | Electric | Nonresidential air handler unit with super-efficient direct replacement brushless permanent magnet blower motor with built-in controller | Efficient | 0 | Conventional | HVAC | Com - Health | Com | RET and NEW | 0 | 1000 sqft2 of floor space | HP | 15 | DEER:HVAC_Split-Package_AC | 480.1101 | 0.3572 | 0 | Work Paper SCE13HC031 Revision 2 | 2600 | 2014 | 0 | 1180 | 2014 | 0 | 0 | Work Paper SCE13HC031 Revision 2 | Com HVAC Motors - Hot-Dry ¦ SCE ¦ Hot-Dry | Com HVAC Motors - Hot-Dry | 0.11352 | 1 | 0.3 | CBSA 2014 | -7.116 | 2032 | 0.6 | N/A
COM-HVAC-72.40 | Com ¦ Com HVAC Motor - ECM - Hot-Dry ¦ SCE ¦ Hot-Dry | Com ¦ Com HVAC Motor - ECM - Hot-Dry | SCE ¦ Hot-Dry | SCE | All | Electric | Nonresidential air handler unit with super-efficient direct replacement brushless permanent magnet blower motor with built-in controller | Efficient | 0 | Conventional | HVAC | Com - Lodging | Com | RET and NEW | 0 | 1000 sqft2 of floor space | HP | 15 | DEER:HVAC_Split-Package_AC | 480.1101 | 0.2774 | 0 | Work Paper SCE13HC031 Revision 2 | 2600 | 2014 | 0 | 1180 | 2014 | 0 | 0 | Work Paper SCE13HC031 Revision 2 | Com HVAC Motors - Hot-Dry ¦ SCE ¦ Hot-Dry | Com HVAC Motors - Hot-Dry | 0.069466 | 1 | 0.3 | CBSA 2014 | -26.3883 | 2032 | 0.6 | N/A
COM-HVAC-72.41 | Com ¦ Com HVAC Motor - ECM - Hot-Dry ¦ SCE ¦ Hot-Dry | Com ¦ Com HVAC Motor - ECM - Hot-Dry | SCE ¦ Hot-Dry | SCE | All | Electric | Nonresidential air handler unit with super-efficient direct replacement brushless permanent magnet blower motor with built-in controller | Efficient | 0 | Conventional | HVAC | Com - Office (Large) | Com | RET and NEW | 0 | 1000 sqft2 of floor space | HP | 15 | DEER:HVAC_Split-Package_AC | 480.1101 | 0.2091 | 0 | Work Paper SCE13HC031 Revision 2 | 2600 | 2014 | 0 | 1180 | 2014 | 0 | 0 | Work Paper SCE13HC031 Revision 2 | Com HVAC Motors - Hot-Dry ¦ SCE ¦ Hot-Dry | Com HVAC Motors - Hot-Dry | 0.23374 | 1 | 0.3 | CBSA 2014 | -7.5181 | 2032 | 0.6 | N/A
COM-HVAC-72.42 | Com ¦ Com HVAC Motor - ECM - Hot-Dry ¦ SCE ¦ Hot-Dry | Com ¦ Com HVAC Motor - ECM - Hot-Dry | SCE ¦ Hot-Dry | SCE | All | Electric | Nonresidential air handler unit with super-efficient direct replacement brushless permanent magnet blower motor with built-in controller | Efficient | 0 | Conventional | HVAC | Com - Office (Small) | Com | RET and NEW | 0 | 1000 sqft2 of floor space | HP | 15 | DEER:HVAC_Split-Package_AC | 480.1101 | 0.43197 | 0 | Work Paper SCE13HC031 Revision 2 | 2600 | 2014 | 0 | 1180 | 2014 | 0 | 0 | Work Paper SCE13HC031 Revision 2 | Com HVAC Motors - Hot-Dry ¦ SCE ¦ Hot-Dry | Com HVAC Motors - Hot-Dry | 0.056081 | 1 | 0.3 | CBSA 2014 | -12.4956 | 2032 | 0.6 | N/A
COM-HVAC-72.43 | Com ¦ Com HVAC Motor - ECM - Hot-Dry ¦ SCE ¦ Hot-Dry | Com ¦ Com HVAC Motor - ECM - Hot-Dry | SCE ¦ Hot-Dry | SCE | All | Electric | Nonresidential air handler unit with super-efficient direct replacement brushless permanent magnet blower motor with built-in controller | Efficient | 0 | Conventional | HVAC | Com - Other | Com | RET and NEW | 0 | 1000 sqft2 of floor space | HP | 15 | DEER:HVAC_Split-Package_AC | 480.1101 | 0.47778 | 0 | Work Paper SCE13HC031 Revision 2 | 2600 | 2014 | 0 | 1180 | 2014 | 0 | 0 | Work Paper SCE13HC031 Revision 2 | Com HVAC Motors - Hot-Dry ¦ SCE ¦ Hot-Dry | Com HVAC Motors - Hot-Dry | 0.03784 | 1 | 0.3 | CBSA 2014 | -28.1502 | 2032 | 0.6 | N/A
COM-HVAC-72.44 | Com ¦ Com HVAC Motor - ECM - Hot-Dry ¦ SCE ¦ Hot-Dry | Com ¦ Com HVAC Motor - ECM - Hot-Dry | SCE ¦ Hot-Dry | SCE | All | Electric | Nonresidential air handler unit with super-efficient direct replacement brushless permanent magnet blower motor with built-in controller | Efficient | 0 | Conventional | HVAC | Com - Refrig. Warehouse | Com | RET and NEW | 0 | 1000 sqft2 of floor space | HP | 15 | DEER:HVAC_Split-Package_AC | 480.1101 | 0.70344 | 0 | Work Paper SCE13HC031 Revision 2 | 2600 | 2014 | 0 | 1180 | 2014 | 0 | 0 | Work Paper SCE13HC031 Revision 2 | Com HVAC Motors - Hot-Dry ¦ SCE ¦ Hot-Dry | Com HVAC Motors - Hot-Dry | 0.0080673 | 1 | 0.3 | CBSA 2014 | -10.3014 | 2032 | 0.6 | N/A
COM-HVAC-72.45 | Com ¦ Com HVAC Motor - ECM - Hot-Dry ¦ SCE ¦ Hot-Dry | Com ¦ Com HVAC Motor - ECM - Hot-Dry | SCE ¦ Hot-Dry | SCE | All | Electric | Nonresidential air handler unit with super-efficient direct replacement brushless permanent magnet blower motor with built-in controller | Efficient | 0 | Conventional | HVAC | Com - Restaurant | Com | RET and NEW | 0 | 1000 sqft2 of floor space | HP | 15 | DEER:HVAC_Split-Package_AC | 480.1101 | 0.44809 | 0 | Work Paper SCE13HC031 Revision 2 | 2600 | 2014 | 0 | 1180 | 2014 | 0 | 0 | Work Paper SCE13HC031 Revision 2 | Com HVAC Motors - Hot-Dry ¦ SCE ¦ Hot-Dry | Com HVAC Motors - Hot-Dry | 0.0012361 | 1 | 0.3 | CBSA 2014 | -9.7864 | 2032 | 0.6 | N/A
COM-HVAC-72.46 | Com ¦ Com HVAC Motor - ECM - Hot-Dry ¦ SCE ¦ Hot-Dry | Com ¦ Com HVAC Motor - ECM - Hot-Dry | SCE ¦ Hot-Dry | SCE | All | Electric | Nonresidential air handler unit with super-efficient direct replacement brushless permanent magnet blower motor with built-in controller | Efficient | 0 | Conventional | HVAC | Com - Retail | Com | RET and NEW | 0 | 1000 sqft2 of floor space | HP | 15 | DEER:HVAC_Split-Package_AC | 480.1101 | 0.65744 | 0 | Work Paper SCE13HC031 Revision 2 | 2600 | 2014 | 0 | 1180 | 2014 | 0 | 0 | Work Paper SCE13HC031 Revision 2 | Com HVAC Motors - Hot-Dry ¦ SCE ¦ Hot-Dry | Com HVAC Motors - Hot-Dry | 0.0074898 | 1 | 0.3 | CBSA 2014 | -46.239 | 2032 | 0.6 | N/A
COM-HVAC-72.47 | Com ¦ Com HVAC Motor - ECM - Hot-Dry ¦ SCE ¦ Hot-Dry | Com ¦ Com HVAC Motor - ECM - Hot-Dry | SCE ¦ Hot-Dry | SCE | All | Electric | Nonresidential air handler unit with super-efficient direct replacement brushless permanent magnet blower motor with built-in controller | Efficient | 0 | Conventional | HVAC | Com - School | Com | RET and NEW | 0 | 1000 sqft2 of floor space | HP | 15 | DEER:HVAC_Split-Package_AC | 480.5902 | 0.76918 | 0 | Work Paper SCE13HC031 Revision 2 | 2600 | 2014 | 0 | 1180 | 2014 | 0 | 0 | Work Paper SCE13HC031 Revision 2 | Com HVAC Motors - Hot-Dry ¦ SCE ¦ Hot-Dry | Com HVAC Motors - Hot-Dry | 0.15724 | 1 | 0.3 | CBSA 2014 | -26.3992 | 2032 | 0.6 | N/A
COM-HVAC-72.48 | Com ¦ Com HVAC Motor - ECM - Hot-Dry ¦ SCE ¦ Hot-Dry | Com ¦ Com HVAC Motor - ECM - Hot-Dry | SCE ¦ Hot-Dry | SCE | All | Electric | Nonresidential air handler unit with super-efficient direct replacement brushless permanent magnet blower motor with built-in controller | Efficient | 0 | Conventional | HVAC | Com - Warehouse | Com | RET and NEW | 0 | 1000 sqft2 of floor space | HP | 15 | DEER:HVAC_Split-Package_AC | 480.1101 | 0.47778 | 0 | Work Paper SCE13HC031 Revision 2 | 2600 | 2014 | 0 | 1180 | 2014 | 0 | 0 | Work Paper SCE13HC031 Revision 2 | Com HVAC Motors - Hot-Dry ¦ SCE ¦ Hot-Dry | Com HVAC Motors - Hot-Dry | 0.0080673 | 1 | 0.3 | CBSA 2014 | -35.7006 | 2032 | 0.6 | N/A
COM-HVAC-72.49 | Com ¦ Com HVAC Motor - ECM - Marine ¦ SCE ¦ Marine | Com ¦ Com HVAC Motor - ECM - Marine | SCE ¦ Marine | SCE | All | Electric | Nonresidential air handler unit with super-efficient direct replacement brushless permanent magnet blower motor with built-in controller | Efficient | 0 | Conventional | HVAC | Com - College | Com | RET and NEW | 0 | 1000 sqft2 of floor space | HP | 15 | DEER:HVAC_Split-Package_AC | 339.3944 | 0.22307 | 0 | Work Paper SCE13HC031 Revision 2 | 2600 | 2014 | 0 | 1180 | 2014 | 0 | 0 | Work Paper SCE13HC031 Revision 2 | Com HVAC Motors - Marine ¦ SCE ¦ Marine | Com HVAC Motors - Marine | 0.15724 | 1 | 0.3 | CBSA 2014 | -11.536 | 2032 | 0.6 | N/A
COM-HVAC-72.50 | Com ¦ Com HVAC Motor - ECM - Marine ¦ SCE ¦ Marine | Com ¦ Com HVAC Motor - ECM - Marine | SCE ¦ Marine | SCE | All | Electric | Nonresidential air handler unit with super-efficient direct replacement brushless permanent magnet blower motor with built-in controller | Efficient | 0 | Conventional | HVAC | Com - Grocery | Com | RET and NEW | 0 | 1000 sqft2 of floor space | HP | 15 | DEER:HVAC_Split-Package_AC | 339.3944 | 0.49436 | 0 | Work Paper SCE13HC031 Revision 2 | 2600 | 2014 | 0 | 1180 | 2014 | 0 | 0 | Work Paper SCE13HC031 Revision 2 | Com HVAC Motors - Marine ¦ SCE ¦ Marine | Com HVAC Motors - Marine | 0.0014821 | 1 | 0.3 | CBSA 2014 | -7.4618 | 2032 | 0.6 | N/A
COM-HVAC-72.51 | Com ¦ Com HVAC Motor - ECM - Marine ¦ SCE ¦ Marine | Com ¦ Com HVAC Motor - ECM - Marine | SCE ¦ Marine | SCE | All | Electric | Nonresidential air handler unit with super-efficient direct replacement brushless permanent magnet blower motor with built-in controller | Efficient | 0 | Conventional | HVAC | Com - Health | Com | RET and NEW | 0 | 1000 sqft2 of floor space | HP | 15 | DEER:HVAC_Split-Package_AC | 339.3944 | 0.25251 | 0 | Work Paper SCE13HC031 Revision 2 | 2600 | 2014 | 0 | 1180 | 2014 | 0 | 0 | Work Paper SCE13HC031 Revision 2 | Com HVAC Motors - Marine ¦ SCE ¦ Marine | Com HVAC Motors - Marine | 0.11352 | 1 | 0.3 | CBSA 2014 | -5.0304 | 2032 | 0.6 | N/A
COM-HVAC-72.52 | Com ¦ Com HVAC Motor - ECM - Marine ¦ SCE ¦ Marine | Com ¦ Com HVAC Motor - ECM - Marine | SCE ¦ Marine | SCE | All | Electric | Nonresidential air handler unit with super-efficient direct replacement brushless permanent magnet blower motor with built-in controller | Efficient | 0 | Conventional | HVAC | Com - Lodging | Com | RET and NEW | 0 | 1000 sqft2 of floor space | HP | 15 | DEER:HVAC_Split-Package_AC | 339.3944 | 0.1961 | 0 | Work Paper SCE13HC031 Revision 2 | 2600 | 2014 | 0 | 1180 | 2014 | 0 | 0 | Work Paper SCE13HC031 Revision 2 | Com HVAC Motors - Marine ¦ SCE ¦ Marine | Com HVAC Motors - Marine | 0.069466 | 1 | 0.3 | CBSA 2014 | -18.6542 | 2032 | 0.6 | N/A
COM-HVAC-72.53 | Com ¦ Com HVAC Motor - ECM - Marine ¦ SCE ¦ Marine | Com ¦ Com HVAC Motor - ECM - Marine | SCE ¦ Marine | SCE | All | Electric | Nonresidential air handler unit with super-efficient direct replacement brushless permanent magnet blower motor with built-in controller | Efficient | 0 | Conventional | HVAC | Com - Office (Large) | Com | RET and NEW | 0 | 1000 sqft2 of floor space | HP | 15 | DEER:HVAC_Split-Package_AC | 339.3944 | 0.14781 | 0 | Work Paper SCE13HC031 Revision 2 | 2600 | 2014 | 0 | 1180 | 2014 | 0 | 0 | Work Paper SCE13HC031 Revision 2 | Com HVAC Motors - Marine ¦ SCE ¦ Marine | Com HVAC Motors - Marine | 0.23374 | 1 | 0.3 | CBSA 2014 | -5.3146 | 2032 | 0.6 | N/A
COM-HVAC-72.54 | Com ¦ Com HVAC Motor - ECM - Marine ¦ SCE ¦ Marine | Com ¦ Com HVAC Motor - ECM - Marine | SCE ¦ Marine | SCE | All | Electric | Nonresidential air handler unit with super-efficient direct replacement brushless permanent magnet blower motor with built-in controller | Efficient | 0 | Conventional | HVAC | Com - Office (Small) | Com | RET and NEW | 0 | 1000 sqft2 of floor space | HP | 15 | DEER:HVAC_Split-Package_AC | 339.3944 | 0.30536 | 0 | Work Paper SCE13HC031 Revision 2 | 2600 | 2014 | 0 | 1180 | 2014 | 0 | 0 | Work Paper SCE13HC031 Revision 2 | Com HVAC Motors - Marine ¦ SCE ¦ Marine | Com HVAC Motors - Marine | 0.056081 | 1 | 0.3 | CBSA 2014 | -8.8332 | 2032 | 0.6 | N/A
COM-HVAC-72.55 | Com ¦ Com HVAC Motor - ECM - Marine ¦ SCE ¦ Marine | Com ¦ Com HVAC Motor - ECM - Marine | SCE ¦ Marine | SCE | All | Electric | Nonresidential air handler unit with super-efficient direct replacement brushless permanent magnet blower motor with built-in controller | Efficient | 0 | Conventional | HVAC | Com - Other | Com | RET and NEW | 0 | 1000 sqft2 of floor space | HP | 15 | DEER:HVAC_Split-Package_AC | 339.3944 | 0.33775 | 0 | Work Paper SCE13HC031 Revision 2 | 2600 | 2014 | 0 | 1180 | 2014 | 0 | 0 | Work Paper SCE13HC031 Revision 2 | Com HVAC Motors - Marine ¦ SCE ¦ Marine | Com HVAC Motors - Marine | 0.03784 | 1 | 0.3 | CBSA 2014 | -19.8996 | 2032 | 0.6 | N/A
COM-HVAC-72.56 | Com ¦ Com HVAC Motor - ECM - Marine ¦ SCE ¦ Marine | Com ¦ Com HVAC Motor - ECM - Marine | SCE ¦ Marine | SCE | All | Electric | Nonresidential air handler unit with super-efficient direct replacement brushless permanent magnet blower motor with built-in controller | Efficient | 0 | Conventional | HVAC | Com - Refrig. Warehouse | Com | RET and NEW | 0 | 1000 sqft2 of floor space | HP | 15 | DEER:HVAC_Split-Package_AC | 339.3944 | 0.49727 | 0 | Work Paper SCE13HC031 Revision 2 | 2600 | 2014 | 0 | 1180 | 2014 | 0 | 0 | Work Paper SCE13HC031 Revision 2 | Com HVAC Motors - Marine ¦ SCE ¦ Marine | Com HVAC Motors - Marine | 0.0080673 | 1 | 0.3 | CBSA 2014 | -7.2822 | 2032 | 0.6 | N/A
COM-HVAC-72.57 | Com ¦ Com HVAC Motor - ECM - Marine ¦ SCE ¦ Marine | Com ¦ Com HVAC Motor - ECM - Marine | SCE ¦ Marine | SCE | All | Electric | Nonresidential air handler unit with super-efficient direct replacement brushless permanent magnet blower motor with built-in controller | Efficient | 0 | Conventional | HVAC | Com - Restaurant | Com | RET and NEW | 0 | 1000 sqft2 of floor space | HP | 15 | DEER:HVAC_Split-Package_AC | 339.3944 | 0.31676 | 0 | Work Paper SCE13HC031 Revision 2 | 2600 | 2014 | 0 | 1180 | 2014 | 0 | 0 | Work Paper SCE13HC031 Revision 2 | Com HVAC Motors - Marine ¦ SCE ¦ Marine | Com HVAC Motors - Marine | 0.0012361 | 1 | 0.3 | CBSA 2014 | -6.9181 | 2032 | 0.6 | N/A
COM-HVAC-72.58 | Com ¦ Com HVAC Motor - ECM - Marine ¦ SCE ¦ Marine | Com ¦ Com HVAC Motor - ECM - Marine | SCE ¦ Marine | SCE | All | Electric | Nonresidential air handler unit with super-efficient direct replacement brushless permanent magnet blower motor with built-in controller | Efficient | 0 | Conventional | HVAC | Com - Retail | Com | RET and NEW | 0 | 1000 sqft2 of floor space | HP | 15 | DEER:HVAC_Split-Package_AC | 339.3944 | 0.46475 | 0 | Work Paper SCE13HC031 Revision 2 | 2600 | 2014 | 0 | 1180 | 2014 | 0 | 0 | Work Paper SCE13HC031 Revision 2 | Com HVAC Motors - Marine ¦ SCE ¦ Marine | Com HVAC Motors - Marine | 0.0074898 | 1 | 0.3 | CBSA 2014 | -32.6868 | 2032 | 0.6 | N/A
COM-HVAC-72.59 | Com ¦ Com HVAC Motor - ECM - Marine ¦ SCE ¦ Marine | Com ¦ Com HVAC Motor - ECM - Marine | SCE ¦ Marine | SCE | All | Electric | Nonresidential air handler unit with super-efficient direct replacement brushless permanent magnet blower motor with built-in controller | Efficient | 0 | Conventional | HVAC | Com - School | Com | RET and NEW | 0 | 1000 sqft2 of floor space | HP | 15 | DEER:HVAC_Split-Package_AC | 339.7338 | 0.54374 | 0 | Work Paper SCE13HC031 Revision 2 | 2600 | 2014 | 0 | 1180 | 2014 | 0 | 0 | Work Paper SCE13HC031 Revision 2 | Com HVAC Motors - Marine ¦ SCE ¦ Marine | Com HVAC Motors - Marine | 0.15724 | 1 | 0.3 | CBSA 2014 | -18.6618 | 2032 | 0.6 | N/A
COM-HVAC-72.60 | Com ¦ Com HVAC Motor - ECM - Marine ¦ SCE ¦ Marine | Com ¦ Com HVAC Motor - ECM - Marine | SCE ¦ Marine | SCE | All | Electric | Nonresidential air handler unit with super-efficient direct replacement brushless permanent magnet blower motor with built-in controller | Efficient | 0 | Conventional | HVAC | Com - Warehouse | Com | RET and NEW | 0 | 1000 sqft2 of floor space | HP | 15 | DEER:HVAC_Split-Package_AC | 339.3944 | 0.33775 | 0 | Work Paper SCE13HC031 Revision 2 | 2600 | 2014 | 0 | 1180 | 2014 | 0 | 0 | Work Paper SCE13HC031 Revision 2 | Com HVAC Motors - Marine ¦ SCE ¦ Marine | Com HVAC Motors - Marine | 0.0080673 | 1 | 0.3 | CBSA 2014 | -25.2371 | 2032 | 0.6 | N/A
COM-HVAC-72.61 | Com ¦ Com HVAC Motor - ECM - Cold ¦ SCE ¦ Cold | Com ¦ Com HVAC Motor - ECM - Cold | SCE ¦ Cold | SCE | All | Electric | Nonresidential air handler unit with super-efficient direct replacement brushless permanent magnet blower motor with built-in controller | Efficient | 0 | Conventional | HVAC | Com - College | Com | RET and NEW | 0 | 1000 sqft2 of floor space | HP | 15 | DEER:HVAC_Split-Package_AC | 785.6552 | 0.51639 | 0 | Work Paper SCE13HC031 Revision 2 | 2600 | 2014 | 0 | 1180 | 2014 | 0 | 0 | Work Paper SCE13HC031 Revision 2 | Com HVAC Motors - Cold ¦ SCE ¦ Cold | Com HVAC Motors - Cold | 0.15724 | 1 | 0.3 | CBSA 2014 | -26.7044 | 2032 | 0.6 | N/A
COM-HVAC-72.62 | Com ¦ Com HVAC Motor - ECM - Cold ¦ SCE ¦ Cold | Com ¦ Com HVAC Motor - ECM - Cold | SCE ¦ Cold | SCE | All | Electric | Nonresidential air handler unit with super-efficient direct replacement brushless permanent magnet blower motor with built-in controller | Efficient | 0 | Conventional | HVAC | Com - Grocery | Com | RET and NEW | 0 | 1000 sqft2 of floor space | HP | 15 | DEER:HVAC_Split-Package_AC | 785.6552 | 1.1444 | 0 | Work Paper SCE13HC031 Revision 2 | 2600 | 2014 | 0 | 1180 | 2014 | 0 | 0 | Work Paper SCE13HC031 Revision 2 | Com HVAC Motors - Cold ¦ SCE ¦ Cold | Com HVAC Motors - Cold | 0.0014821 | 1 | 0.3 | CBSA 2014 | -17.273 | 2032 | 0.6 | N/A
COM-HVAC-72.63 | Com ¦ Com HVAC Motor - ECM - Cold ¦ SCE ¦ Cold | Com ¦ Com HVAC Motor - ECM - Cold | SCE ¦ Cold | SCE | All | Electric | Nonresidential air handler unit with super-efficient direct replacement brushless permanent magnet blower motor with built-in controller | Efficient | 0 | Conventional | HVAC | Com - Health | Com | RET and NEW | 0 | 1000 sqft2 of floor space | HP | 15 | DEER:HVAC_Split-Package_AC | 785.6552 | 0.58453 | 0 | Work Paper SCE13HC031 Revision 2 | 2600 | 2014 | 0 | 1180 | 2014 | 0 | 0 | Work Paper SCE13HC031 Revision 2 | Com HVAC Motors - Cold ¦ SCE ¦ Cold | Com HVAC Motors - Cold | 0.11352 | 1 | 0.3 | CBSA 2014 | -11.6447 | 2032 | 0.6 | N/A
COM-HVAC-72.64 | Com ¦ Com HVAC Motor - ECM - Cold ¦ SCE ¦ Cold | Com ¦ Com HVAC Motor - ECM - Cold | SCE ¦ Cold | SCE | All | Electric | Nonresidential air handler unit with super-efficient direct replacement brushless permanent magnet blower motor with built-in controller | Efficient | 0 | Conventional | HVAC | Com - Lodging | Com | RET and NEW | 0 | 1000 sqft2 of floor space | HP | 15 | DEER:HVAC_Split-Package_AC | 785.6552 | 0.45394 | 0 | Work Paper SCE13HC031 Revision 2 | 2600 | 2014 | 0 | 1180 | 2014 | 0 | 0 | Work Paper SCE13HC031 Revision 2 | Com HVAC Motors - Cold ¦ SCE ¦ Cold | Com HVAC Motors - Cold | 0.069466 | 1 | 0.3 | CBSA 2014 | -43.182 | 2032 | 0.6 | N/A
COM-HVAC-72.65 | Com ¦ Com HVAC Motor - ECM - Cold ¦ SCE ¦ Cold | Com ¦ Com HVAC Motor - ECM - Cold | SCE ¦ Cold | SCE | All | Electric | Nonresidential air handler unit with super-efficient direct replacement brushless permanent magnet blower motor with built-in controller | Efficient | 0 | Conventional | HVAC | Com - Office (Large) | Com | RET and NEW | 0 | 1000 sqft2 of floor space | HP | 15 | DEER:HVAC_Split-Package_AC | 785.6552 | 0.34217 | 0 | Work Paper SCE13HC031 Revision 2 | 2600 | 2014 | 0 | 1180 | 2014 | 0 | 0 | Work Paper SCE13HC031 Revision 2 | Com HVAC Motors - Cold ¦ SCE ¦ Cold | Com HVAC Motors - Cold | 0.23374 | 1 | 0.3 | CBSA 2014 | -12.3027 | 2032 | 0.6 | N/A
COM-HVAC-72.66 | Com ¦ Com HVAC Motor - ECM - Cold ¦ SCE ¦ Cold | Com ¦ Com HVAC Motor - ECM - Cold | SCE ¦ Cold | SCE | All | Electric | Nonresidential air handler unit with super-efficient direct replacement brushless permanent magnet blower motor with built-in controller | Efficient | 0 | Conventional | HVAC | Com - Office (Small) | Com | RET and NEW | 0 | 1000 sqft2 of floor space | HP | 15 | DEER:HVAC_Split-Package_AC | 785.6552 | 0.70687 | 0 | Work Paper SCE13HC031 Revision 2 | 2600 | 2014 | 0 | 1180 | 2014 | 0 | 0 | Work Paper SCE13HC031 Revision 2 | Com HVAC Motors - Cold ¦ SCE ¦ Cold | Com HVAC Motors - Cold | 0.056081 | 1 | 0.3 | CBSA 2014 | -20.4478 | 2032 | 0.6 | N/A
COM-HVAC-72.67 | Com ¦ Com HVAC Motor - ECM - Cold ¦ SCE ¦ Cold | Com ¦ Com HVAC Motor - ECM - Cold | SCE ¦ Cold | SCE | All | Electric | Nonresidential air handler unit with super-efficient direct replacement brushless permanent magnet blower motor with built-in controller | Efficient | 0 | Conventional | HVAC | Com - Other | Com | RET and NEW | 0 | 1000 sqft2 of floor space | HP | 15 | DEER:HVAC_Split-Package_AC | 785.6552 | 0.78185 | 0 | Work Paper SCE13HC031 Revision 2 | 2600 | 2014 | 0 | 1180 | 2014 | 0 | 0 | Work Paper SCE13HC031 Revision 2 | Com HVAC Motors - Cold ¦ SCE ¦ Cold | Com HVAC Motors - Cold | 0.03784 | 1 | 0.3 | CBSA 2014 | -46.0652 | 2032 | 0.6 | N/A
COM-HVAC-72.68 | Com ¦ Com HVAC Motor - ECM - Cold ¦ SCE ¦ Cold | Com ¦ Com HVAC Motor - ECM - Cold | SCE ¦ Cold | SCE | All | Electric | Nonresidential air handler unit with super-efficient direct replacement brushless permanent magnet blower motor with built-in controller | Efficient | 0 | Conventional | HVAC | Com - Refrig. Warehouse | Com | RET and NEW | 0 | 1000 sqft2 of floor space | HP | 15 | DEER:HVAC_Split-Package_AC | 785.6552 | 1.1511 | 0 | Work Paper SCE13HC031 Revision 2 | 2600 | 2014 | 0 | 1180 | 2014 | 0 | 0 | Work Paper SCE13HC031 Revision 2 | Com HVAC Motors - Cold ¦ SCE ¦ Cold | Com HVAC Motors - Cold | 0.0080673 | 1 | 0.3 | CBSA 2014 | -16.8573 | 2032 | 0.6 | N/A
COM-HVAC-72.69 | Com ¦ Com HVAC Motor - ECM - Cold ¦ SCE ¦ Cold | Com ¦ Com HVAC Motor - ECM - Cold | SCE ¦ Cold | SCE | All | Electric | Nonresidential air handler unit with super-efficient direct replacement brushless permanent magnet blower motor with built-in controller | Efficient | 0 | Conventional | HVAC | Com - Restaurant | Com | RET and NEW | 0 | 1000 sqft2 of floor space | HP | 15 | DEER:HVAC_Split-Package_AC | 785.6552 | 0.73326 | 0 | Work Paper SCE13HC031 Revision 2 | 2600 | 2014 | 0 | 1180 | 2014 | 0 | 0 | Work Paper SCE13HC031 Revision 2 | Com HVAC Motors - Cold ¦ SCE ¦ Cold | Com HVAC Motors - Cold | 0.0012361 | 1 | 0.3 | CBSA 2014 | -16.0145 | 2032 | 0.6 | N/A
COM-HVAC-72.70 | Com ¦ Com HVAC Motor - ECM - Cold ¦ SCE ¦ Cold | Com ¦ Com HVAC Motor - ECM - Cold | SCE ¦ Cold | SCE | All | Electric | Nonresidential air handler unit with super-efficient direct replacement brushless permanent magnet blower motor with built-in controller | Efficient | 0 | Conventional | HVAC | Com - Retail | Com | RET and NEW | 0 | 1000 sqft2 of floor space | HP | 15 | DEER:HVAC_Split-Package_AC | 785.6552 | 1.0758 | 0 | Work Paper SCE13HC031 Revision 2 | 2600 | 2014 | 0 | 1180 | 2014 | 0 | 0 | Work Paper SCE13HC031 Revision 2 | Com HVAC Motors - Cold ¦ SCE ¦ Cold | Com HVAC Motors - Cold | 0.0074898 | 1 | 0.3 | CBSA 2014 | -75.6657 | 2032 | 0.6 | N/A
COM-HVAC-72.71 | Com ¦ Com HVAC Motor - ECM - Cold ¦ SCE ¦ Cold | Com ¦ Com HVAC Motor - ECM - Cold | SCE ¦ Cold | SCE | All | Electric | Nonresidential air handler unit with super-efficient direct replacement brushless permanent magnet blower motor with built-in controller | Efficient | 0 | Conventional | HVAC | Com - School | Com | RET and NEW | 0 | 1000 sqft2 of floor space | HP | 15 | DEER:HVAC_Split-Package_AC | 786.4408 | 1.2587 | 0 | Work Paper SCE13HC031 Revision 2 | 2600 | 2014 | 0 | 1180 | 2014 | 0 | 0 | Work Paper SCE13HC031 Revision 2 | Com HVAC Motors - Cold ¦ SCE ¦ Cold | Com HVAC Motors - Cold | 0.15724 | 1 | 0.3 | CBSA 2014 | -43.1998 | 2032 | 0.6 | N/A
COM-HVAC-72.72 | Com ¦ Com HVAC Motor - ECM - Cold ¦ SCE ¦ Cold | Com ¦ Com HVAC Motor - ECM - Cold | SCE ¦ Cold | SCE | All | Electric | Nonresidential air handler unit with super-efficient direct replacement brushless permanent magnet blower motor with built-in controller | Efficient | 0 | Conventional | HVAC | Com - Warehouse | Com | RET and NEW | 0 | 1000 sqft2 of floor space | HP | 15 | DEER:HVAC_Split-Package_AC | 785.6552 | 0.78185 | 0 | Work Paper SCE13HC031 Revision 2 | 2600 | 2014 | 0 | 1180 | 2014 | 0 | 0 | Work Paper SCE13HC031 Revision 2 | Com HVAC Motors - Cold ¦ SCE ¦ Cold | Com HVAC Motors - Cold | 0.0080673 | 1 | 0.3 | CBSA 2014 | -58.4207 | 2032 | 0.6 | N/A
COM-HVAC-72.73 | Com ¦ Com HVAC Motor - ECM - Hot-Dry ¦ SDG&E ¦ Hot-Dry | Com ¦ Com HVAC Motor - ECM - Hot-Dry | SDG&E ¦ Hot-Dry | SDG&E | All | Electric | Nonresidential air handler unit with super-efficient direct replacement brushless permanent magnet blower motor with built-in controller | Efficient | 0 | Conventional | HVAC | Com - College | Com | RET and NEW | 0 | 1000 sqft2 of floor space | HP | 15 | DEER:HVAC_Split-Package_AC | 496.763 | 0.30938 | 0 | Work Paper SCE13HC031 Revision 2 | 2600 | 2014 | 0 | 1180 | 2014 | 0 | 0 | Work Paper SCE13HC031 Revision 2 | Com HVAC Motors - Hot-Dry ¦ SDG&E ¦ Hot-Dry | Com HVAC Motors - Hot-Dry | 0.15724 | 1 | 0.3 | CBSA 2014 | -16.8849 | 2032 | 0.6 | N/A
COM-HVAC-72.74 | Com ¦ Com HVAC Motor - ECM - Hot-Dry ¦ SDG&E ¦ Hot-Dry | Com ¦ Com HVAC Motor - ECM - Hot-Dry | SDG&E ¦ Hot-Dry | SDG&E | All | Electric | Nonresidential air handler unit with super-efficient direct replacement brushless permanent magnet blower motor with built-in controller | Efficient | 0 | Conventional | HVAC | Com - Grocery | Com | RET and NEW | 0 | 1000 sqft2 of floor space | HP | 15 | DEER:HVAC_Split-Package_AC | 496.763 | 0.68563 | 0 | Work Paper SCE13HC031 Revision 2 | 2600 | 2014 | 0 | 1180 | 2014 | 0 | 0 | Work Paper SCE13HC031 Revision 2 | Com HVAC Motors - Hot-Dry ¦ SDG&E ¦ Hot-Dry | Com HVAC Motors - Hot-Dry | 0.0014821 | 1 | 0.3 | CBSA 2014 | -10.9216 | 2032 | 0.6 | N/A
COM-HVAC-72.75 | Com ¦ Com HVAC Motor - ECM - Hot-Dry ¦ SDG&E ¦ Hot-Dry | Com ¦ Com HVAC Motor - ECM - Hot-Dry | SDG&E ¦ Hot-Dry | SDG&E | All | Electric | Nonresidential air handler unit with super-efficient direct replacement brushless permanent magnet blower motor with built-in controller | Efficient | 0 | Conventional | HVAC | Com - Health | Com | RET and NEW | 0 | 1000 sqft2 of floor space | HP | 15 | DEER:HVAC_Split-Package_AC | 496.763 | 0.3502 | 0 | Work Paper SCE13HC031 Revision 2 | 2600 | 2014 | 0 | 1180 | 2014 | 0 | 0 | Work Paper SCE13HC031 Revision 2 | Com HVAC Motors - Hot-Dry ¦ SDG&E ¦ Hot-Dry | Com HVAC Motors - Hot-Dry | 0.11352 | 1 | 0.3 | CBSA 2014 | -7.3628 | 2032 | 0.6 | N/A
COM-HVAC-72.76 | Com ¦ Com HVAC Motor - ECM - Hot-Dry ¦ SDG&E ¦ Hot-Dry | Com ¦ Com HVAC Motor - ECM - Hot-Dry | SDG&E ¦ Hot-Dry | SDG&E | All | Electric | Nonresidential air handler unit with super-efficient direct replacement brushless permanent magnet blower motor with built-in controller | Efficient | 0 | Conventional | HVAC | Com - Lodging | Com | RET and NEW | 0 | 1000 sqft2 of floor space | HP | 15 | DEER:HVAC_Split-Package_AC | 496.763 | 0.27197 | 0 | Work Paper SCE13HC031 Revision 2 | 2600 | 2014 | 0 | 1180 | 2014 | 0 | 0 | Work Paper SCE13HC031 Revision 2 | Com HVAC Motors - Hot-Dry ¦ SDG&E ¦ Hot-Dry | Com HVAC Motors - Hot-Dry | 0.069466 | 1 | 0.3 | CBSA 2014 | -27.3036 | 2032 | 0.6 | N/A
COM-HVAC-72.77 | Com ¦ Com HVAC Motor - ECM - Hot-Dry ¦ SDG&E ¦ Hot-Dry | Com ¦ Com HVAC Motor - ECM - Hot-Dry | SDG&E ¦ Hot-Dry | SDG&E | All | Electric | Nonresidential air handler unit with super-efficient direct replacement brushless permanent magnet blower motor with built-in controller | Efficient | 0 | Conventional | HVAC | Com - Office (Large) | Com | RET and NEW | 0 | 1000 sqft2 of floor space | HP | 15 | DEER:HVAC_Split-Package_AC | 496.763 | 0.205 | 0 | Work Paper SCE13HC031 Revision 2 | 2600 | 2014 | 0 | 1180 | 2014 | 0 | 0 | Work Paper SCE13HC031 Revision 2 | Com HVAC Motors - Hot-Dry ¦ SDG&E ¦ Hot-Dry | Com HVAC Motors - Hot-Dry | 0.23374 | 1 | 0.3 | CBSA 2014 | -7.7789 | 2032 | 0.6 | N/A
COM-HVAC-72.78 | Com ¦ Com HVAC Motor - ECM - Hot-Dry ¦ SDG&E ¦ Hot-Dry | Com ¦ Com HVAC Motor - ECM - Hot-Dry | SDG&E ¦ Hot-Dry | SDG&E | All | Electric | Nonresidential air handler unit with super-efficient direct replacement brushless permanent magnet blower motor with built-in controller | Efficient | 0 | Conventional | HVAC | Com - Office (Small) | Com | RET and NEW | 0 | 1000 sqft2 of floor space | HP | 15 | DEER:HVAC_Split-Package_AC | 496.763 | 0.4235 | 0 | Work Paper SCE13HC031 Revision 2 | 2600 | 2014 | 0 | 1180 | 2014 | 0 | 0 | Work Paper SCE13HC031 Revision 2 | Com HVAC Motors - Hot-Dry ¦ SDG&E ¦ Hot-Dry | Com HVAC Motors - Hot-Dry | 0.056081 | 1 | 0.3 | CBSA 2014 | -12.929 | 2032 | 0.6 | N/A
COM-HVAC-72.79 | Com ¦ Com HVAC Motor - ECM - Hot-Dry ¦ SDG&E ¦ Hot-Dry | Com ¦ Com HVAC Motor - ECM - Hot-Dry | SDG&E ¦ Hot-Dry | SDG&E | All | Electric | Nonresidential air handler unit with super-efficient direct replacement brushless permanent magnet blower motor with built-in controller | Efficient | 0 | Conventional | HVAC | Com - Other | Com | RET and NEW | 0 | 1000 sqft2 of floor space | HP | 15 | DEER:HVAC_Split-Package_AC | 496.763 | 0.46842 | 0 | Work Paper SCE13HC031 Revision 2 | 2600 | 2014 | 0 | 1180 | 2014 | 0 | 0 | Work Paper SCE13HC031 Revision 2 | Com HVAC Motors - Hot-Dry ¦ SDG&E ¦ Hot-Dry | Com HVAC Motors - Hot-Dry | 0.03784 | 1 | 0.3 | CBSA 2014 | -29.1266 | 2032 | 0.6 | N/A
COM-HVAC-72.80 | Com ¦ Com HVAC Motor - ECM - Hot-Dry ¦ SDG&E ¦ Hot-Dry | Com ¦ Com HVAC Motor - ECM - Hot-Dry | SDG&E ¦ Hot-Dry | SDG&E | All | Electric | Nonresidential air handler unit with super-efficient direct replacement brushless permanent magnet blower motor with built-in controller | Efficient | 0 | Conventional | HVAC | Com - Refrig. Warehouse | Com | RET and NEW | 0 | 1000 sqft2 of floor space | HP | 15 | DEER:HVAC_Split-Package_AC | 496.763 | 0.68965 | 0 | Work Paper SCE13HC031 Revision 2 | 2600 | 2014 | 0 | 1180 | 2014 | 0 | 0 | Work Paper SCE13HC031 Revision 2 | Com HVAC Motors - Hot-Dry ¦ SDG&E ¦ Hot-Dry | Com HVAC Motors - Hot-Dry | 0.0080673 | 1 | 0.3 | CBSA 2014 | -10.6587 | 2032 | 0.6 | N/A
COM-HVAC-72.81 | Com ¦ Com HVAC Motor - ECM - Hot-Dry ¦ SDG&E ¦ Hot-Dry | Com ¦ Com HVAC Motor - ECM - Hot-Dry | SDG&E ¦ Hot-Dry | SDG&E | All | Electric | Nonresidential air handler unit with super-efficient direct replacement brushless permanent magnet blower motor with built-in controller | Efficient | 0 | Conventional | HVAC | Com - Restaurant | Com | RET and NEW | 0 | 1000 sqft2 of floor space | HP | 15 | DEER:HVAC_Split-Package_AC | 496.763 | 0.43931 | 0 | Work Paper SCE13HC031 Revision 2 | 2600 | 2014 | 0 | 1180 | 2014 | 0 | 0 | Work Paper SCE13HC031 Revision 2 | Com HVAC Motors - Hot-Dry ¦ SDG&E ¦ Hot-Dry | Com HVAC Motors - Hot-Dry | 0.0012361 | 1 | 0.3 | CBSA 2014 | -10.1258 | 2032 | 0.6 | N/A
COM-HVAC-72.82 | Com ¦ Com HVAC Motor - ECM - Hot-Dry ¦ SDG&E ¦ Hot-Dry | Com ¦ Com HVAC Motor - ECM - Hot-Dry | SDG&E ¦ Hot-Dry | SDG&E | All | Electric | Nonresidential air handler unit with super-efficient direct replacement brushless permanent magnet blower motor with built-in controller | Efficient | 0 | Conventional | HVAC | Com - Retail | Com | RET and NEW | 0 | 1000 sqft2 of floor space | HP | 15 | DEER:HVAC_Split-Package_AC | 496.763 | 0.64456 | 0 | Work Paper SCE13HC031 Revision 2 | 2600 | 2014 | 0 | 1180 | 2014 | 0 | 0 | Work Paper SCE13HC031 Revision 2 | Com HVAC Motors - Hot-Dry ¦ SDG&E ¦ Hot-Dry | Com HVAC Motors - Hot-Dry | 0.0074898 | 1 | 0.3 | CBSA 2014 | -47.8428 | 2032 | 0.6 | N/A
COM-HVAC-72.83 | Com ¦ Com HVAC Motor - ECM - Hot-Dry ¦ SDG&E ¦ Hot-Dry | Com ¦ Com HVAC Motor - ECM - Hot-Dry | SDG&E ¦ Hot-Dry | SDG&E | All | Electric | Nonresidential air handler unit with super-efficient direct replacement brushless permanent magnet blower motor with built-in controller | Efficient | 0 | Conventional | HVAC | Com - School | Com | RET and NEW | 0 | 1000 sqft2 of floor space | HP | 15 | DEER:HVAC_Split-Package_AC | 497.2597 | 0.75411 | 0 | Work Paper SCE13HC031 Revision 2 | 2600 | 2014 | 0 | 1180 | 2014 | 0 | 0 | Work Paper SCE13HC031 Revision 2 | Com HVAC Motors - Hot-Dry ¦ SDG&E ¦ Hot-Dry | Com HVAC Motors - Hot-Dry | 0.15724 | 1 | 0.3 | CBSA 2014 | -27.3148 | 2032 | 0.6 | N/A
COM-HVAC-72.84 | Com ¦ Com HVAC Motor - ECM - Hot-Dry ¦ SDG&E ¦ Hot-Dry | Com ¦ Com HVAC Motor - ECM - Hot-Dry | SDG&E ¦ Hot-Dry | SDG&E | All | Electric | Nonresidential air handler unit with super-efficient direct replacement brushless permanent magnet blower motor with built-in controller | Efficient | 0 | Conventional | HVAC | Com - Warehouse | Com | RET and NEW | 0 | 1000 sqft2 of floor space | HP | 15 | DEER:HVAC_Split-Package_AC | 496.763 | 0.46842 | 0 | Work Paper SCE13HC031 Revision 2 | 2600 | 2014 | 0 | 1180 | 2014 | 0 | 0 | Work Paper SCE13HC031 Revision 2 | Com HVAC Motors - Hot-Dry ¦ SDG&E ¦ Hot-Dry | Com HVAC Motors - Hot-Dry | 0.0080673 | 1 | 0.3 | CBSA 2014 | -36.9389 | 2032 | 0.6 | N/A
COM-HVAC-72.85 | Com ¦ Com HVAC Motor - ECM - Marine ¦ SDG&E ¦ Marine | Com ¦ Com HVAC Motor - ECM - Marine | SDG&E ¦ Marine | SDG&E | All | Electric | Nonresidential air handler unit with super-efficient direct replacement brushless permanent magnet blower motor with built-in controller | Efficient | 0 | Conventional | HVAC | Com - College | Com | RET and NEW | 0 | 1000 sqft2 of floor space | HP | 15 | DEER:HVAC_Split-Package_AC | 339.3944 | 0.21137 | 0 | Work Paper SCE13HC031 Revision 2 | 2600 | 2014 | 0 | 1180 | 2014 | 0 | 0 | Work Paper SCE13HC031 Revision 2 | Com HVAC Motors - Marine ¦ SDG&E ¦ Marine | Com HVAC Motors - Marine | 0.15724 | 1 | 0.3 | CBSA 2014 | -11.536 | 2032 | 0.6 | N/A
COM-HVAC-72.86 | Com ¦ Com HVAC Motor - ECM - Marine ¦ SDG&E ¦ Marine | Com ¦ Com HVAC Motor - ECM - Marine | SDG&E ¦ Marine | SDG&E | All | Electric | Nonresidential air handler unit with super-efficient direct replacement brushless permanent magnet blower motor with built-in controller | Efficient | 0 | Conventional | HVAC | Com - Grocery | Com | RET and NEW | 0 | 1000 sqft2 of floor space | HP | 15 | DEER:HVAC_Split-Package_AC | 339.3944 | 0.46843 | 0 | Work Paper SCE13HC031 Revision 2 | 2600 | 2014 | 0 | 1180 | 2014 | 0 | 0 | Work Paper SCE13HC031 Revision 2 | Com HVAC Motors - Marine ¦ SDG&E ¦ Marine | Com HVAC Motors - Marine | 0.0014821 | 1 | 0.3 | CBSA 2014 | -7.4618 | 2032 | 0.6 | N/A
COM-HVAC-72.87 | Com ¦ Com HVAC Motor - ECM - Marine ¦ SDG&E ¦ Marine | Com ¦ Com HVAC Motor - ECM - Marine | SDG&E ¦ Marine | SDG&E | All | Electric | Nonresidential air handler unit with super-efficient direct replacement brushless permanent magnet blower motor with built-in controller | Efficient | 0 | Conventional | HVAC | Com - Health | Com | RET and NEW | 0 | 1000 sqft2 of floor space | HP | 15 | DEER:HVAC_Split-Package_AC | 339.3944 | 0.23926 | 0 | Work Paper SCE13HC031 Revision 2 | 2600 | 2014 | 0 | 1180 | 2014 | 0 | 0 | Work Paper SCE13HC031 Revision 2 | Com HVAC Motors - Marine ¦ SDG&E ¦ Marine | Com HVAC Motors - Marine | 0.11352 | 1 | 0.3 | CBSA 2014 | -5.0304 | 2032 | 0.6 | N/A
COM-HVAC-72.88 | Com ¦ Com HVAC Motor - ECM - Marine ¦ SDG&E ¦ Marine | Com ¦ Com HVAC Motor - ECM - Marine | SDG&E ¦ Marine | SDG&E | All | Electric | Nonresidential air handler unit with super-efficient direct replacement brushless permanent magnet blower motor with built-in controller | Efficient | 0 | Conventional | HVAC | Com - Lodging | Com | RET and NEW | 0 | 1000 sqft2 of floor space | HP | 15 | DEER:HVAC_Split-Package_AC | 339.3944 | 0.18581 | 0 | Work Paper SCE13HC031 Revision 2 | 2600 | 2014 | 0 | 1180 | 2014 | 0 | 0 | Work Paper SCE13HC031 Revision 2 | Com HVAC Motors - Marine ¦ SDG&E ¦ Marine | Com HVAC Motors - Marine | 0.069466 | 1 | 0.3 | CBSA 2014 | -18.6542 | 2032 | 0.6 | N/A
COM-HVAC-72.89 | Com ¦ Com HVAC Motor - ECM - Marine ¦ SDG&E ¦ Marine | Com ¦ Com HVAC Motor - ECM - Marine | SDG&E ¦ Marine | SDG&E | All | Electric | Nonresidential air handler unit with super-efficient direct replacement brushless permanent magnet blower motor with built-in controller | Efficient | 0 | Conventional | HVAC | Com - Office (Large) | Com | RET and NEW | 0 | 1000 sqft2 of floor space | HP | 15 | DEER:HVAC_Split-Package_AC | 339.3944 | 0.14006 | 0 | Work Paper SCE13HC031 Revision 2 | 2600 | 2014 | 0 | 1180 | 2014 | 0 | 0 | Work Paper SCE13HC031 Revision 2 | Com HVAC Motors - Marine ¦ SDG&E ¦ Marine | Com HVAC Motors - Marine | 0.23374 | 1 | 0.3 | CBSA 2014 | -5.3146 | 2032 | 0.6 | N/A
COM-HVAC-72.90 | Com ¦ Com HVAC Motor - ECM - Marine ¦ SDG&E ¦ Marine | Com ¦ Com HVAC Motor - ECM - Marine | SDG&E ¦ Marine | SDG&E | All | Electric | Nonresidential air handler unit with super-efficient direct replacement brushless permanent magnet blower motor with built-in controller | Efficient | 0 | Conventional | HVAC | Com - Office (Small) | Com | RET and NEW | 0 | 1000 sqft2 of floor space | HP | 15 | DEER:HVAC_Split-Package_AC | 339.3944 | 0.28934 | 0 | Work Paper SCE13HC031 Revision 2 | 2600 | 2014 | 0 | 1180 | 2014 | 0 | 0 | Work Paper SCE13HC031 Revision 2 | Com HVAC Motors - Marine ¦ SDG&E ¦ Marine | Com HVAC Motors - Marine | 0.056081 | 1 | 0.3 | CBSA 2014 | -8.8332 | 2032 | 0.6 | N/A
COM-HVAC-72.91 | Com ¦ Com HVAC Motor - ECM - Marine ¦ SDG&E ¦ Marine | Com ¦ Com HVAC Motor - ECM - Marine | SDG&E ¦ Marine | SDG&E | All | Electric | Nonresidential air handler unit with super-efficient direct replacement brushless permanent magnet blower motor with built-in controller | Efficient | 0 | Conventional | HVAC | Com - Other | Com | RET and NEW | 0 | 1000 sqft2 of floor space | HP | 15 | DEER:HVAC_Split-Package_AC | 339.3944 | 0.32003 | 0 | Work Paper SCE13HC031 Revision 2 | 2600 | 2014 | 0 | 1180 | 2014 | 0 | 0 | Work Paper SCE13HC031 Revision 2 | Com HVAC Motors - Marine ¦ SDG&E ¦ Marine | Com HVAC Motors - Marine | 0.03784 | 1 | 0.3 | CBSA 2014 | -19.8996 | 2032 | 0.6 | N/A
COM-HVAC-72.92 | Com ¦ Com HVAC Motor - ECM - Marine ¦ SDG&E ¦ Marine | Com ¦ Com HVAC Motor - ECM - Marine | SDG&E ¦ Marine | SDG&E | All | Electric | Nonresidential air handler unit with super-efficient direct replacement brushless permanent magnet blower motor with built-in controller | Efficient | 0 | Conventional | HVAC | Com - Refrig. Warehouse | Com | RET and NEW | 0 | 1000 sqft2 of floor space | HP | 15 | DEER:HVAC_Split-Package_AC | 339.3944 | 0.47118 | 0 | Work Paper SCE13HC031 Revision 2 | 2600 | 2014 | 0 | 1180 | 2014 | 0 | 0 | Work Paper SCE13HC031 Revision 2 | Com HVAC Motors - Marine ¦ SDG&E ¦ Marine | Com HVAC Motors - Marine | 0.0080673 | 1 | 0.3 | CBSA 2014 | -7.2822 | 2032 | 0.6 | N/A
COM-HVAC-72.93 | Com ¦ Com HVAC Motor - ECM - Marine ¦ SDG&E ¦ Marine | Com ¦ Com HVAC Motor - ECM - Marine | SDG&E ¦ Marine | SDG&E | All | Electric | Nonresidential air handler unit with super-efficient direct replacement brushless permanent magnet blower motor with built-in controller | Efficient | 0 | Conventional | HVAC | Com - Restaurant | Com | RET and NEW | 0 | 1000 sqft2 of floor space | HP | 15 | DEER:HVAC_Split-Package_AC | 339.3944 | 0.30014 | 0 | Work Paper SCE13HC031 Revision 2 | 2600 | 2014 | 0 | 1180 | 2014 | 0 | 0 | Work Paper SCE13HC031 Revision 2 | Com HVAC Motors - Marine ¦ SDG&E ¦ Marine | Com HVAC Motors - Marine | 0.0012361 | 1 | 0.3 | CBSA 2014 | -6.9181 | 2032 | 0.6 | N/A
COM-HVAC-72.94 | Com ¦ Com HVAC Motor - ECM - Marine ¦ SDG&E ¦ Marine | Com ¦ Com HVAC Motor - ECM - Marine | SDG&E ¦ Marine | SDG&E | All | Electric | Nonresidential air handler unit with super-efficient direct replacement brushless permanent magnet blower motor with built-in controller | Efficient | 0 | Conventional | HVAC | Com - Retail | Com | RET and NEW | 0 | 1000 sqft2 of floor space | HP | 15 | DEER:HVAC_Split-Package_AC | 339.3944 | 0.44037 | 0 | Work Paper SCE13HC031 Revision 2 | 2600 | 2014 | 0 | 1180 | 2014 | 0 | 0 | Work Paper SCE13HC031 Revision 2 | Com HVAC Motors - Marine ¦ SDG&E ¦ Marine | Com HVAC Motors - Marine | 0.0074898 | 1 | 0.3 | CBSA 2014 | -32.6868 | 2032 | 0.6 | N/A
COM-HVAC-72.95 | Com ¦ Com HVAC Motor - ECM - Marine ¦ SDG&E ¦ Marine | Com ¦ Com HVAC Motor - ECM - Marine | SDG&E ¦ Marine | SDG&E | All | Electric | Nonresidential air handler unit with super-efficient direct replacement brushless permanent magnet blower motor with built-in controller | Efficient | 0 | Conventional | HVAC | Com - School | Com | RET and NEW | 0 | 1000 sqft2 of floor space | HP | 15 | DEER:HVAC_Split-Package_AC | 339.7338 | 0.51522 | 0 | Work Paper SCE13HC031 Revision 2 | 2600 | 2014 | 0 | 1180 | 2014 | 0 | 0 | Work Paper SCE13HC031 Revision 2 | Com HVAC Motors - Marine ¦ SDG&E ¦ Marine | Com HVAC Motors - Marine | 0.15724 | 1 | 0.3 | CBSA 2014 | -18.6618 | 2032 | 0.6 | N/A
COM-HVAC-72.96 | Com ¦ Com HVAC Motor - ECM - Marine ¦ SDG&E ¦ Marine | Com ¦ Com HVAC Motor - ECM - Marine | SDG&E ¦ Marine | SDG&E | All | Electric | Nonresidential air handler unit with super-efficient direct replacement brushless permanent magnet blower motor with built-in controller | Efficient | 0 | Conventional | HVAC | Com - Warehouse | Com | RET and NEW | 0 | 1000 sqft2 of floor space | HP | 15 | DEER:HVAC_Split-Package_AC | 339.3944 | 0.32003 | 0 | Work Paper SCE13HC031 Revision 2 | 2600 | 2014 | 0 | 1180 | 2014 | 0 | 0 | Work Paper SCE13HC031 Revision 2 | Com HVAC Motors - Marine ¦ SDG&E ¦ Marine | Com HVAC Motors - Marine | 0.0080673 | 1 | 0.3 | CBSA 2014 | -25.2371 | 2032 | 0.6 | N/A
COM-HVAC-75.1 | Com ¦ Com Code Furnace (81 AFUE) - Marine ¦ PG&E ¦ Marine | Com ¦ Com Code Furnace (81 AFUE) - Marine | PG&E ¦ Marine | PG&E | All | Gas | Furnace, Commercial, 81% AFUE | Average Existing and Code | 0 | Conventional | HVAC | Com - College | Com | ROB and NEW | 0 | 1000 sqft2 of floor space | Cap-kBTUh | 20 | None | 7.44 | 0.00126 | 0.267 | SWHC011-01 | 54.19 | 2022 | 0 | 15.62 | 2021 | 0 | 0 | SWHC011-01 | Com Furnaces - Marine ¦ PG&E ¦ Marine | Com Furnaces - Marine | 0.7206 | 1 | 0.89024 | CBSA 2014 | -0.407 | 2012 | 0.6 | SWHC011-01
COM-HVAC-75.2 | Com ¦ Com Code Furnace (81 AFUE) - Marine ¦ PG&E ¦ Marine | Com ¦ Com Code Furnace (81 AFUE) - Marine | PG&E ¦ Marine | PG&E | All | Gas | Furnace, Commercial, 81% AFUE | Average Existing and Code | 0 | Conventional | HVAC | Com - Grocery | Com | ROB and NEW | 0 | 1000 sqft2 of floor space | Cap-kBTUh | 20 | None | 7.44 | 0.00126 | 0.267 | SWHC011-01 | 54.19 | 2022 | 0 | 15.62 | 2021 | 0 | 0 | SWHC011-01 | Com Furnaces - Marine ¦ PG&E ¦ Marine | Com Furnaces - Marine | 0.3 | 1 | 0.89024 | CBSA 2014 | -0.72516 | 2012 | 0.6 | SWHC011-01
COM-HVAC-75.3 | Com ¦ Com Code Furnace (81 AFUE) - Marine ¦ PG&E ¦ Marine | Com ¦ Com Code Furnace (81 AFUE) - Marine | PG&E ¦ Marine | PG&E | All | Gas | Furnace, Commercial, 81% AFUE | Average Existing and Code | 0 | Conventional | HVAC | Com - Health | Com | ROB and NEW | 0 | 1000 sqft2 of floor space | Cap-kBTUh | 20 | None | 7.44 | 0.00126 | 0.267 | SWHC011-01 | 54.19 | 2022 | 0 | 15.62 | 2021 | 0 | 0 | SWHC011-01 | Com Furnaces - Marine ¦ PG&E ¦ Marine | Com Furnaces - Marine | 1.0074 | 1 | 0.89024 | CBSA 2014 | -0.74076 | 2012 | 0.6 | SWHC011-01
COM-HVAC-75.4 | Com ¦ Com Code Furnace (81 AFUE) - Marine ¦ PG&E ¦ Marine | Com ¦ Com Code Furnace (81 AFUE) - Marine | PG&E ¦ Marine | PG&E | All | Gas | Furnace, Commercial, 81% AFUE | Average Existing and Code | 0 | Conventional | HVAC | Com - Lodging | Com | ROB and NEW | 0 | 1000 sqft2 of floor space | Cap-kBTUh | 20 | None | 7.44 | 0.00126 | 0.267 | SWHC011-01 | 54.19 | 2022 | 0 | 15.62 | 2021 | 0 | 0 | SWHC011-01 | Com Furnaces - Marine ¦ PG&E ¦ Marine | Com Furnaces - Marine | 0.4628 | 1 | 0.89024 | CBSA 2014 | -2.4424 | 2012 | 0.6 | SWHC011-01
COM-HVAC-75.5 | Com ¦ Com Code Furnace (81 AFUE) - Marine ¦ PG&E ¦ Marine | Com ¦ Com Code Furnace (81 AFUE) - Marine | PG&E ¦ Marine | PG&E | All | Gas | Furnace, Commercial, 81% AFUE | Average Existing and Code | 0 | Conventional | HVAC | Com - Office (Large) | Com | ROB and NEW | 0 | 1000 sqft2 of floor space | Cap-kBTUh | 20 | None | 7.44 | 0.00126 | 0.267 | SWHC011-01 | 54.19 | 2022 | 0 | 15.62 | 2021 | 0 | 0 | SWHC011-01 | Com Furnaces - Marine ¦ PG&E ¦ Marine | Com Furnaces - Marine | 0.10857 | 1 | 0.89024 | CBSA 2014 | -1.0404 | 2012 | 0.6 | SWHC011-01
COM-HVAC-75.6 | Com ¦ Com Code Furnace (81 AFUE) - Marine ¦ PG&E ¦ Marine | Com ¦ Com Code Furnace (81 AFUE) - Marine | PG&E ¦ Marine | PG&E | All | Gas | Furnace, Commercial, 81% AFUE | Average Existing and Code | 0 | Conventional | HVAC | Com - Office (Small) | Com | ROB and NEW | 0 | 1000 sqft2 of floor space | Cap-kBTUh | 20 | None | 7.44 | 0.00126 | 0.267 | SWHC011-01 | 54.19 | 2022 | 0 | 15.62 | 2021 | 0 | 0 | SWHC011-01 | Com Furnaces - Marine ¦ PG&E ¦ Marine | Com Furnaces - Marine | 0.3 | 1 | 0.89024 | CBSA 2014 | -0.45501 | 2012 | 0.6 | SWHC011-01
COM-HVAC-75.7 | Com ¦ Com Code Furnace (81 AFUE) - Marine ¦ PG&E ¦ Marine | Com ¦ Com Code Furnace (81 AFUE) - Marine | PG&E ¦ Marine | PG&E | All | Gas | Furnace, Commercial, 81% AFUE | Average Existing and Code | 0 | Conventional | HVAC | Com - Other | Com | ROB and NEW | 0 | 1000 sqft2 of floor space | Cap-kBTUh | 20 | None | 7.44 | 0.00126 | 0.267 | SWHC011-01 | 54.19 | 2022 | 0 | 15.62 | 2021 | 0 | 0 | SWHC011-01 | Com Furnaces - Marine ¦ PG&E ¦ Marine | Com Furnaces - Marine | 0.88227 | 1 | 0.89024 | CBSA 2014 | -1.1035 | 2012 | 0.6 | SWHC011-01
COM-HVAC-75.8 | Com ¦ Com Code Furnace (81 AFUE) - Marine ¦ PG&E ¦ Marine | Com ¦ Com Code Furnace (81 AFUE) - Marine | PG&E ¦ Marine | PG&E | All | Gas | Furnace, Commercial, 81% AFUE | Average Existing and Code | 0 | Conventional | HVAC | Com - Refrig. Warehouse | Com | ROB and NEW | 0 | 1000 sqft2 of floor space | Cap-kBTUh | 20 | None | 7.44 | 0.00126 | 0.267 | SWHC011-01 | 54.19 | 2022 | 0 | 15.62 | 2021 | 0 | 0 | SWHC011-01 | Com Furnaces - Marine ¦ PG&E ¦ Marine | Com Furnaces - Marine | 0.05 | 1 | 0.89024 | CBSA 2014 | -0.35512 | 2012 | 0.6 | SWHC011-01
COM-HVAC-75.9 | Com ¦ Com Code Furnace (81 AFUE) - Marine ¦ PG&E ¦ Marine | Com ¦ Com Code Furnace (81 AFUE) - Marine | PG&E ¦ Marine | PG&E | All | Gas | Furnace, Commercial, 81% AFUE | Average Existing and Code | 0 | Conventional | HVAC | Com - Restaurant | Com | ROB and NEW | 0 | 1000 sqft2 of floor space | Cap-kBTUh | 20 | None | 7.44 | 0.00126 | 0.267 | SWHC011-01 | 54.19 | 2022 | 0 | 15.62 | 2021 | 0 | 0 | SWHC011-01 | Com Furnaces - Marine ¦ PG&E ¦ Marine | Com Furnaces - Marine | 8.5 | 1 | 0.89024 | CBSA 2014 | -0.22005 | 2012 | 0.6 | SWHC011-01
COM-HVAC-75.10 | Com ¦ Com Code Furnace (81 AFUE) - Marine ¦ PG&E ¦ Marine | Com ¦ Com Code Furnace (81 AFUE) - Marine | PG&E ¦ Marine | PG&E | All | Gas | Furnace, Commercial, 81% AFUE | Average Existing and Code | 0 | Conventional | HVAC | Com - Retail | Com | ROB and NEW | 0 | 1000 sqft2 of floor space | Cap-kBTUh | 20 | None | 7.44 | 0.00126 | 0.267 | SWHC011-01 | 54.19 | 2022 | 0 | 15.62 | 2021 | 0 | 0 | SWHC011-01 | Com Furnaces - Marine ¦ PG&E ¦ Marine | Com Furnaces - Marine | 0.43965 | 1 | 0.89024 | CBSA 2014 | -40.7923 | 2012 | 0.6 | SWHC011-01
COM-HVAC-75.11 | Com ¦ Com Code Furnace (81 AFUE) - Marine ¦ PG&E ¦ Marine | Com ¦ Com Code Furnace (81 AFUE) - Marine | PG&E ¦ Marine | PG&E | All | Gas | Furnace, Commercial, 81% AFUE | Average Existing and Code | 0 | Conventional | HVAC | Com - School | Com | ROB and NEW | 0 | 1000 sqft2 of floor space | Cap-kBTUh | 20 | None | 7.44 | 0.00126 | 0.267 | SWHC011-01 | 54.19 | 2022 | 0 | 15.62 | 2021 | 0 | 0 | SWHC011-01 | Com Furnaces - Marine ¦ PG&E ¦ Marine | Com Furnaces - Marine | 2.5576 | 1 | 0.89024 | CBSA 2014 | -0.63227 | 2012 | 0.6 | SWHC011-01
COM-HVAC-75.12 | Com ¦ Com Code Furnace (81 AFUE) - Marine ¦ PG&E ¦ Marine | Com ¦ Com Code Furnace (81 AFUE) - Marine | PG&E ¦ Marine | PG&E | All | Gas | Furnace, Commercial, 81% AFUE | Average Existing and Code | 0 | Conventional | HVAC | Com - Warehouse | Com | ROB and NEW | 0 | 1000 sqft2 of floor space | Cap-kBTUh | 20 | None | 7.44 | 0.00126 | 0.267 | SWHC011-01 | 54.19 | 2022 | 0 | 15.62 | 2021 | 0 | 0 | SWHC011-01 | Com Furnaces - Marine ¦ PG&E ¦ Marine | Com Furnaces - Marine | 0.02 | 1 | 0.89024 | CBSA 2014 | -2.5979 | 2012 | 0.6 | SWHC011-01
COM-HVAC-75.13 | Com ¦ Com Code Furnace (81 AFUE) - Hot-Dry ¦ PG&E ¦ Hot-Dry | Com ¦ Com Code Furnace (81 AFUE) - Hot-Dry | PG&E ¦ Hot-Dry | PG&E | All | Gas | Furnace, Commercial, 81% AFUE | Average Existing and Code | 0 | Conventional | HVAC | Com - College | Com | ROB and NEW | 0 | 1000 sqft2 of floor space | Cap-kBTUh | 20 | None | 7.3 | 0.00126 | 0.31 | SWHC011-01 | 54.19 | 2022 | 0 | 15.62 | 2021 | 0 | 0 | SWHC011-01 | Com Furnaces - Hot-Dry ¦ PG&E ¦ Hot-Dry | Com Furnaces - Hot-Dry | 0.7206 | 1 | 0.89024 | CBSA 2014 | -0.42706 | 2012 | 0.6 | SWHC011-01
COM-HVAC-75.14 | Com ¦ Com Code Furnace (81 AFUE) - Hot-Dry ¦ PG&E ¦ Hot-Dry | Com ¦ Com Code Furnace (81 AFUE) - Hot-Dry | PG&E ¦ Hot-Dry | PG&E | All | Gas | Furnace, Commercial, 81% AFUE | Average Existing and Code | 0 | Conventional | HVAC | Com - Grocery | Com | ROB and NEW | 0 | 1000 sqft2 of floor space | Cap-kBTUh | 20 | None | 7.3 | 0.00126 | 0.31 | SWHC011-01 | 54.19 | 2022 | 0 | 15.62 | 2021 | 0 | 0 | SWHC011-01 | Com Furnaces - Hot-Dry ¦ PG&E ¦ Hot-Dry | Com Furnaces - Hot-Dry | 0.3 | 1 | 0.89024 | CBSA 2014 | -0.81252 | 2012 | 0.6 | SWHC011-01
COM-HVAC-75.15 | Com ¦ Com Code Furnace (81 AFUE) - Hot-Dry ¦ PG&E ¦ Hot-Dry | Com ¦ Com Code Furnace (81 AFUE) - Hot-Dry | PG&E ¦ Hot-Dry | PG&E | All | Gas | Furnace, Commercial, 81% AFUE | Average Existing and Code | 0 | Conventional | HVAC | Com - Health | Com | ROB and NEW | 0 | 1000 sqft2 of floor space | Cap-kBTUh | 20 | None | 7.3 | 0.00126 | 0.31 | SWHC011-01 | 54.19 | 2022 | 0 | 15.62 | 2021 | 0 | 0 | SWHC011-01 | Com Furnaces - Hot-Dry ¦ PG&E ¦ Hot-Dry | Com Furnaces - Hot-Dry | 1.0074 | 1 | 0.89024 | CBSA 2014 | -0.84023 | 2012 | 0.6 | SWHC011-01
COM-HVAC-75.16 | Com ¦ Com Code Furnace (81 AFUE) - Hot-Dry ¦ PG&E ¦ Hot-Dry | Com ¦ Com Code Furnace (81 AFUE) - Hot-Dry | PG&E ¦ Hot-Dry | PG&E | All | Gas | Furnace, Commercial, 81% AFUE | Average Existing and Code | 0 | Conventional | HVAC | Com - Lodging | Com | ROB and NEW | 0 | 1000 sqft2 of floor space | Cap-kBTUh | 20 | None | 7.3 | 0.00126 | 0.31 | SWHC011-01 | 54.19 | 2022 | 0 | 15.62 | 2021 | 0 | 0 | SWHC011-01 | Com Furnaces - Hot-Dry ¦ PG&E ¦ Hot-Dry | Com Furnaces - Hot-Dry | 0.4628 | 1 | 0.89024 | CBSA 2014 | -2.7622 | 2012 | 0.6 | SWHC011-01
COM-HVAC-75.17 | Com ¦ Com Code Furnace (81 AFUE) - Hot-Dry ¦ PG&E ¦ Hot-Dry | Com ¦ Com Code Furnace (81 AFUE) - Hot-Dry | PG&E ¦ Hot-Dry | PG&E | All | Gas | Furnace, Commercial, 81% AFUE | Average Existing and Code | 0 | Conventional | HVAC | Com - Office (Large) | Com | ROB and NEW | 0 | 1000 sqft2 of floor space | Cap-kBTUh | 20 | None | 7.3 | 0.00126 | 0.31 | SWHC011-01 | 54.19 | 2022 | 0 | 15.62 | 2021 | 0 | 0 | SWHC011-01 | Com Furnaces - Hot-Dry ¦ PG&E ¦ Hot-Dry | Com Furnaces - Hot-Dry | 0.10857 | 1 | 0.89024 | CBSA 2014 | -1.187 | 2012 | 0.6 | SWHC011-01
COM-HVAC-75.18 | Com ¦ Com Code Furnace (81 AFUE) - Hot-Dry ¦ PG&E ¦ Hot-Dry | Com ¦ Com Code Furnace (81 AFUE) - Hot-Dry | PG&E ¦ Hot-Dry | PG&E | All | Gas | Furnace, Commercial, 81% AFUE | Average Existing and Code | 0 | Conventional | HVAC | Com - Office (Small) | Com | ROB and NEW | 0 | 1000 sqft2 of floor space | Cap-kBTUh | 20 | None | 7.3 | 0.00126 | 0.31 | SWHC011-01 | 54.19 | 2022 | 0 | 15.62 | 2021 | 0 | 0 | SWHC011-01 | Com Furnaces - Hot-Dry ¦ PG&E ¦ Hot-Dry | Com Furnaces - Hot-Dry | 0.3 | 1 | 0.89024 | CBSA 2014 | -0.49346 | 2012 | 0.6 | SWHC011-01
COM-HVAC-75.19 | Com ¦ Com Code Furnace (81 AFUE) - Hot-Dry ¦ PG&E ¦ Hot-Dry | Com ¦ Com Code Furnace (81 AFUE) - Hot-Dry | PG&E ¦ Hot-Dry | PG&E | All | Gas | Furnace, Commercial, 81% AFUE | Average Existing and Code | 0 | Conventional | HVAC | Com - Other | Com | ROB and NEW | 0 | 1000 sqft2 of floor space | Cap-kBTUh | 20 | None | 7.3 | 0.00126 | 0.31 | SWHC011-01 | 54.19 | 2022 | 0 | 15.62 | 2021 | 0 | 0 | SWHC011-01 | Com Furnaces - Hot-Dry ¦ PG&E ¦ Hot-Dry | Com Furnaces - Hot-Dry | 0.88227 | 1 | 0.89024 | CBSA 2014 | -1.2027 | 2012 | 0.6 | SWHC011-01
COM-HVAC-75.20 | Com ¦ Com Code Furnace (81 AFUE) - Hot-Dry ¦ PG&E ¦ Hot-Dry | Com ¦ Com Code Furnace (81 AFUE) - Hot-Dry | PG&E ¦ Hot-Dry | PG&E | All | Gas | Furnace, Commercial, 81% AFUE | Average Existing and Code | 0 | Conventional | HVAC | Com - Refrig. Warehouse | Com | ROB and NEW | 0 | 1000 sqft2 of floor space | Cap-kBTUh | 20 | None | 7.3 | 0.00126 | 0.31 | SWHC011-01 | 54.19 | 2022 | 0 | 15.62 | 2021 | 0 | 0 | SWHC011-01 | Com Furnaces - Hot-Dry ¦ PG&E ¦ Hot-Dry | Com Furnaces - Hot-Dry | 0.05 | 1 | 0.89024 | CBSA 2014 | -0.3836 | 2012 | 0.6 | SWHC011-01
COM-HVAC-75.21 | Com ¦ Com Code Furnace (81 AFUE) - Hot-Dry ¦ PG&E ¦ Hot-Dry | Com ¦ Com Code Furnace (81 AFUE) - Hot-Dry | PG&E ¦ Hot-Dry | PG&E | All | Gas | Furnace, Commercial, 81% AFUE | Average Existing and Code | 0 | Conventional | HVAC | Com - Restaurant | Com | ROB and NEW | 0 | 1000 sqft2 of floor space | Cap-kBTUh | 20 | None | 7.3 | 0.00126 | 0.31 | SWHC011-01 | 54.19 | 2022 | 0 | 15.62 | 2021 | 0 | 0 | SWHC011-01 | Com Furnaces - Hot-Dry ¦ PG&E ¦ Hot-Dry | Com Furnaces - Hot-Dry | 8.5 | 1 | 0.89024 | CBSA 2014 | -0.22821 | 2012 | 0.6 | SWHC011-01
COM-HVAC-75.22 | Com ¦ Com Code Furnace (81 AFUE) - Hot-Dry ¦ PG&E ¦ Hot-Dry | Com ¦ Com Code Furnace (81 AFUE) - Hot-Dry | PG&E ¦ Hot-Dry | PG&E | All | Gas | Furnace, Commercial, 81% AFUE | Average Existing and Code | 0 | Conventional | HVAC | Com - Retail | Com | ROB and NEW | 0 | 1000 sqft2 of floor space | Cap-kBTUh | 20 | None | 7.3 | 0.00126 | 0.31 | SWHC011-01 | 54.19 | 2022 | 0 | 15.62 | 2021 | 0 | 0 | SWHC011-01 | Com Furnaces - Hot-Dry ¦ PG&E ¦ Hot-Dry | Com Furnaces - Hot-Dry | 0.43965 | 1 | 0.89024 | CBSA 2014 | -47.233 | 2012 | 0.6 | SWHC011-01
COM-HVAC-75.23 | Com ¦ Com Code Furnace (81 AFUE) - Hot-Dry ¦ PG&E ¦ Hot-Dry | Com ¦ Com Code Furnace (81 AFUE) - Hot-Dry | PG&E ¦ Hot-Dry | PG&E | All | Gas | Furnace, Commercial, 81% AFUE | Average Existing and Code | 0 | Conventional | HVAC | Com - School | Com | ROB and NEW | 0 | 1000 sqft2 of floor space | Cap-kBTUh | 20 | None | 7.3 | 0.00126 | 0.31 | SWHC011-01 | 54.19 | 2022 | 0 | 15.62 | 2021 | 0 | 0 | SWHC011-01 | Com Furnaces - Hot-Dry ¦ PG&E ¦ Hot-Dry | Com Furnaces - Hot-Dry | 2.5576 | 1 | 0.89024 | CBSA 2014 | -0.66059 | 2012 | 0.6 | SWHC011-01
COM-HVAC-75.24 | Com ¦ Com Code Furnace (81 AFUE) - Hot-Dry ¦ PG&E ¦ Hot-Dry | Com ¦ Com Code Furnace (81 AFUE) - Hot-Dry | PG&E ¦ Hot-Dry | PG&E | All | Gas | Furnace, Commercial, 81% AFUE | Average Existing and Code | 0 | Conventional | HVAC | Com - Warehouse | Com | ROB and NEW | 0 | 1000 sqft2 of floor space | Cap-kBTUh | 20 | None | 7.3 | 0.00126 | 0.31 | SWHC011-01 | 54.19 | 2022 | 0 | 15.62 | 2021 | 0 | 0 | SWHC011-01 | Com Furnaces - Hot-Dry ¦ PG&E ¦ Hot-Dry | Com Furnaces - Hot-Dry | 0.02 | 1 | 0.89024 | CBSA 2014 | -2.9167 | 2012 | 0.6 | SWHC011-01
COM-HVAC-75.25 | Com ¦ Com Code Furnace (81 AFUE) - Cold ¦ PG&E ¦ Cold | Com ¦ Com Code Furnace (81 AFUE) - Cold | PG&E ¦ Cold | PG&E | All | Gas | Furnace, Commercial, 81% AFUE | Average Existing and Code | 0 | Conventional | HVAC | Com - College | Com | ROB and NEW | 0 | 1000 sqft2 of floor space | Cap-kBTUh | 20 | None | 6.54 | 0.0012 | 0.88 | SWHC011-01 | 54.19 | 2022 | 0 | 15.62 | 2021 | 0 | 0 | SWHC011-01 | Com Furnaces - Cold ¦ PG&E ¦ Cold | Com Furnaces - Cold | 0.7206 | 1 | 0.89024 | CBSA 2014 | -0.73025 | 2012 | 0.6 | SWHC011-01
COM-HVAC-75.26 | Com ¦ Com Code Furnace (81 AFUE) - Cold ¦ PG&E ¦ Cold | Com ¦ Com Code Furnace (81 AFUE) - Cold | PG&E ¦ Cold | PG&E | All | Gas | Furnace, Commercial, 81% AFUE | Average Existing and Code | 0 | Conventional | HVAC | Com - Grocery | Com | ROB and NEW | 0 | 1000 sqft2 of floor space | Cap-kBTUh | 20 | None | 6.54 | 0.0012 | 0.88 | SWHC011-01 | 54.19 | 2022 | 0 | 15.62 | 2021 | 0 | 0 | SWHC011-01 | Com Furnaces - Cold ¦ PG&E ¦ Cold | Com Furnaces - Cold | 0.3 | 1 | 0.89024 | CBSA 2014 | -1.9947 | 2012 | 0.6 | SWHC011-01
COM-HVAC-75.27 | Com ¦ Com Code Furnace (81 AFUE) - Cold ¦ PG&E ¦ Cold | Com ¦ Com Code Furnace (81 AFUE) - Cold | PG&E ¦ Cold | PG&E | All | Gas | Furnace, Commercial, 81% AFUE | Average Existing and Code | 0 | Conventional | HVAC | Com - Health | Com | ROB and NEW | 0 | 1000 sqft2 of floor space | Cap-kBTUh | 20 | None | 6.54 | 0.0012 | 0.88 | SWHC011-01 | 54.19 | 2022 | 0 | 15.62 | 2021 | 0 | 0 | SWHC011-01 | Com Furnaces - Cold ¦ PG&E ¦ Cold | Com Furnaces - Cold | 1.0074 | 1 | 0.89024 | CBSA 2014 | -2.175 | 2012 | 0.6 | SWHC011-01
COM-HVAC-75.28 | Com ¦ Com Code Furnace (81 AFUE) - Cold ¦ PG&E ¦ Cold | Com ¦ Com Code Furnace (81 AFUE) - Cold | PG&E ¦ Cold | PG&E | All | Gas | Furnace, Commercial, 81% AFUE | Average Existing and Code | 0 | Conventional | HVAC | Com - Lodging | Com | ROB and NEW | 0 | 1000 sqft2 of floor space | Cap-kBTUh | 20 | None | 6.54 | 0.0012 | 0.88 | SWHC011-01 | 54.19 | 2022 | 0 | 15.62 | 2021 | 0 | 0 | SWHC011-01 | Com Furnaces - Cold ¦ PG&E ¦ Cold | Com Furnaces - Cold | 0.4628 | 1 | 0.89024 | CBSA 2014 | -7.0616 | 2012 | 0.6 | SWHC011-01
COM-HVAC-75.29 | Com ¦ Com Code Furnace (81 AFUE) - Cold ¦ PG&E ¦ Cold | Com ¦ Com Code Furnace (81 AFUE) - Cold | PG&E ¦ Cold | PG&E | All | Gas | Furnace, Commercial, 81% AFUE | Average Existing and Code | 0 | Conventional | HVAC | Com - Office (Large) | Com | ROB and NEW | 0 | 1000 sqft2 of floor space | Cap-kBTUh | 20 | None | 6.54 | 0.0012 | 0.88 | SWHC011-01 | 54.19 | 2022 | 0 | 15.62 | 2021 | 0 | 0 | SWHC011-01 | Com Furnaces - Cold ¦ PG&E ¦ Cold | Com Furnaces - Cold | 0.10857 | 1 | 0.89024 | CBSA 2014 | -3.1474 | 2012 | 0.6 | SWHC011-01
COM-HVAC-75.30 | Com ¦ Com Code Furnace (81 AFUE) - Cold ¦ PG&E ¦ Cold | Com ¦ Com Code Furnace (81 AFUE) - Cold | PG&E ¦ Cold | PG&E | All | Gas | Furnace, Commercial, 81% AFUE | Average Existing and Code | 0 | Conventional | HVAC | Com - Office (Small) | Com | ROB and NEW | 0 | 1000 sqft2 of floor space | Cap-kBTUh | 20 | None | 6.54 | 0.0012 | 0.88 | SWHC011-01 | 54.19 | 2022 | 0 | 15.62 | 2021 | 0 | 0 | SWHC011-01 | Com Furnaces - Cold ¦ PG&E ¦ Cold | Com Furnaces - Cold | 0.3 | 1 | 0.89024 | CBSA 2014 | -1.0317 | 2012 | 0.6 | SWHC011-01
COM-HVAC-75.31 | Com ¦ Com Code Furnace (81 AFUE) - Cold ¦ PG&E ¦ Cold | Com ¦ Com Code Furnace (81 AFUE) - Cold | PG&E ¦ Cold | PG&E | All | Gas | Furnace, Commercial, 81% AFUE | Average Existing and Code | 0 | Conventional | HVAC | Com - Other | Com | ROB and NEW | 0 | 1000 sqft2 of floor space | Cap-kBTUh | 20 | None | 6.54 | 0.0012 | 0.88 | SWHC011-01 | 54.19 | 2022 | 0 | 15.62 | 2021 | 0 | 0 | SWHC011-01 | Com Furnaces - Cold ¦ PG&E ¦ Cold | Com Furnaces - Cold | 0.88227 | 1 | 0.89024 | CBSA 2014 | -2.5827 | 2012 | 0.6 | SWHC011-01
COM-HVAC-75.32 | Com ¦ Com Code Furnace (81 AFUE) - Cold ¦ PG&E ¦ Cold | Com ¦ Com Code Furnace (81 AFUE) - Cold | PG&E ¦ Cold | PG&E | All | Gas | Furnace, Commercial, 81% AFUE | Average Existing and Code | 0 | Conventional | HVAC | Com - Refrig. Warehouse | Com | ROB and NEW | 0 | 1000 sqft2 of floor space | Cap-kBTUh | 20 | None | 6.54 | 0.0012 | 0.88 | SWHC011-01 | 54.19 | 2022 | 0 | 15.62 | 2021 | 0 | 0 | SWHC011-01 | Com Furnaces - Cold ¦ PG&E ¦ Cold | Com Furnaces - Cold | 0.05 | 1 | 0.89024 | CBSA 2014 | -0.78463 | 2012 | 0.6 | SWHC011-01
COM-HVAC-75.33 | Com ¦ Com Code Furnace (81 AFUE) - Cold ¦ PG&E ¦ Cold | Com ¦ Com Code Furnace (81 AFUE) - Cold | PG&E ¦ Cold | PG&E | All | Gas | Furnace, Commercial, 81% AFUE | Average Existing and Code | 0 | Conventional | HVAC | Com - Restaurant | Com | ROB and NEW | 0 | 1000 sqft2 of floor space | Cap-kBTUh | 20 | None | 6.54 | 0.0012 | 0.88 | SWHC011-01 | 54.19 | 2022 | 0 | 15.62 | 2021 | 0 | 0 | SWHC011-01 | Com Furnaces - Cold ¦ PG&E ¦ Cold | Com Furnaces - Cold | 8.5 | 1 | 0.89024 | CBSA 2014 | -0.35874 | 2012 | 0.6 | SWHC011-01
COM-HVAC-75.34 | Com ¦ Com Code Furnace (81 AFUE) - Cold ¦ PG&E ¦ Cold | Com ¦ Com Code Furnace (81 AFUE) - Cold | PG&E ¦ Cold | PG&E | All | Gas | Furnace, Commercial, 81% AFUE | Average Existing and Code | 0 | Conventional | HVAC | Com - Retail | Com | ROB and NEW | 0 | 1000 sqft2 of floor space | Cap-kBTUh | 20 | None | 6.54 | 0.0012 | 0.88 | SWHC011-01 | 54.19 | 2022 | 0 | 15.62 | 2021 | 0 | 0 | SWHC011-01 | Com Furnaces - Cold ¦ PG&E ¦ Cold | Com Furnaces - Cold | 0.43965 | 1 | 0.89024 | CBSA 2014 | -132.7148 | 2012 | 0.6 | SWHC011-01
COM-HVAC-75.35 | Com ¦ Com Code Furnace (81 AFUE) - Cold ¦ PG&E ¦ Cold | Com ¦ Com Code Furnace (81 AFUE) - Cold | PG&E ¦ Cold | PG&E | All | Gas | Furnace, Commercial, 81% AFUE | Average Existing and Code | 0 | Conventional | HVAC | Com - School | Com | ROB and NEW | 0 | 1000 sqft2 of floor space | Cap-kBTUh | 20 | None | 6.54 | 0.0012 | 0.88 | SWHC011-01 | 54.19 | 2022 | 0 | 15.62 | 2021 | 0 | 0 | SWHC011-01 | Com Furnaces - Cold ¦ PG&E ¦ Cold | Com Furnaces - Cold | 2.5576 | 1 | 0.89024 | CBSA 2014 | -1.0962 | 2012 | 0.6 | SWHC011-01
COM-HVAC-75.36 | Com ¦ Com Code Furnace (81 AFUE) - Cold ¦ PG&E ¦ Cold | Com ¦ Com Code Furnace (81 AFUE) - Cold | PG&E ¦ Cold | PG&E | All | Gas | Furnace, Commercial, 81% AFUE | Average Existing and Code | 0 | Conventional | HVAC | Com - Warehouse | Com | ROB and NEW | 0 | 1000 sqft2 of floor space | Cap-kBTUh | 20 | None | 6.54 | 0.0012 | 0.88 | SWHC011-01 | 54.19 | 2022 | 0 | 15.62 | 2021 | 0 | 0 | SWHC011-01 | Com Furnaces - Cold ¦ PG&E ¦ Cold | Com Furnaces - Cold | 0.02 | 1 | 0.89024 | CBSA 2014 | -7.2252 | 2012 | 0.6 | SWHC011-01
COM-HVAC-75.37 | Com ¦ Com Code Furnace (81 AFUE) - Marine ¦ SCG ¦ Marine | Com ¦ Com Code Furnace (81 AFUE) - Marine | SCG ¦ Marine | SCG | All | Gas | Furnace, Commercial, 81% AFUE | Average Existing and Code | 0 | Conventional | HVAC | Com - College | Com | ROB and NEW | 0 | 1000 sqft2 of floor space | Cap-kBTUh | 20 | None | 8.56 | 0.00152 | 0.146 | SWHC011-01 | 54.19 | 2022 | 0 | 15.62 | 2021 | 0 | 0 | SWHC011-01 | Com Furnaces - Marine ¦ SCG ¦ Marine | Com Furnaces - Marine | 0.7206 | 1 | 0.89024 | CBSA 2014 | -0.37523 | 2012 | 0.6 | SWHC011-01
COM-HVAC-75.38 | Com ¦ Com Code Furnace (81 AFUE) - Marine ¦ SCG ¦ Marine | Com ¦ Com Code Furnace (81 AFUE) - Marine | SCG ¦ Marine | SCG | All | Gas | Furnace, Commercial, 81% AFUE | Average Existing and Code | 0 | Conventional | HVAC | Com - Grocery | Com | ROB and NEW | 0 | 1000 sqft2 of floor space | Cap-kBTUh | 20 | None | 8.56 | 0.00152 | 0.146 | SWHC011-01 | 54.19 | 2022 | 0 | 15.62 | 2021 | 0 | 0 | SWHC011-01 | Com Furnaces - Marine ¦ SCG ¦ Marine | Com Furnaces - Marine | 0.3 | 1 | 0.89024 | CBSA 2014 | -0.49528 | 2012 | 0.6 | SWHC011-01
COM-HVAC-75.39 | Com ¦ Com Code Furnace (81 AFUE) - Marine ¦ SCG ¦ Marine | Com ¦ Com Code Furnace (81 AFUE) - Marine | SCG ¦ Marine | SCG | All | Gas | Furnace, Commercial, 81% AFUE | Average Existing and Code | 0 | Conventional | HVAC | Com - Health | Com | ROB and NEW | 0 | 1000 sqft2 of floor space | Cap-kBTUh | 20 | None | 8.56 | 0.00152 | 0.146 | SWHC011-01 | 54.19 | 2022 | 0 | 15.62 | 2021 | 0 | 0 | SWHC011-01 | Com Furnaces - Marine ¦ SCG ¦ Marine | Com Furnaces - Marine | 1.0074 | 1 | 0.89024 | CBSA 2014 | -0.47163 | 2012 | 0.6 | SWHC011-01
COM-HVAC-75.40 | Com ¦ Com Code Furnace (81 AFUE) - Marine ¦ SCG ¦ Marine | Com ¦ Com Code Furnace (81 AFUE) - Marine | SCG ¦ Marine | SCG | All | Gas | Furnace, Commercial, 81% AFUE | Average Existing and Code | 0 | Conventional | HVAC | Com - Lodging | Com | ROB and NEW | 0 | 1000 sqft2 of floor space | Cap-kBTUh | 20 | None | 8.56 | 0.00152 | 0.146 | SWHC011-01 | 54.19 | 2022 | 0 | 15.62 | 2021 | 0 | 0 | SWHC011-01 | Com Furnaces - Marine ¦ SCG ¦ Marine | Com Furnaces - Marine | 0.4628 | 1 | 0.89024 | CBSA 2014 | -1.5824 | 2012 | 0.6 | SWHC011-01
COM-HVAC-75.41 | Com ¦ Com Code Furnace (81 AFUE) - Marine ¦ SCG ¦ Marine | Com ¦ Com Code Furnace (81 AFUE) - Marine | SCG ¦ Marine | SCG | All | Gas | Furnace, Commercial, 81% AFUE | Average Existing and Code | 0 | Conventional | HVAC | Com - Office (Large) | Com | ROB and NEW | 0 | 1000 sqft2 of floor space | Cap-kBTUh | 20 | None | 8.56 | 0.00152 | 0.146 | SWHC011-01 | 54.19 | 2022 | 0 | 15.62 | 2021 | 0 | 0 | SWHC011-01 | Com Furnaces - Marine ¦ SCG ¦ Marine | Com Furnaces - Marine | 0.10857 | 1 | 0.89024 | CBSA 2014 | -0.63923 | 2012 | 0.6 | SWHC011-01
COM-HVAC-75.42 | Com ¦ Com Code Furnace (81 AFUE) - Marine ¦ SCG ¦ Marine | Com ¦ Com Code Furnace (81 AFUE) - Marine | SCG ¦ Marine | SCG | All | Gas | Furnace, Commercial, 81% AFUE | Average Existing and Code | 0 | Conventional | HVAC | Com - Office (Small) | Com | ROB and NEW | 0 | 1000 sqft2 of floor space | Cap-kBTUh | 20 | None | 8.56 | 0.00152 | 0.146 | SWHC011-01 | 54.19 | 2022 | 0 | 15.62 | 2021 | 0 | 0 | SWHC011-01 | Com Furnaces - Marine ¦ SCG ¦ Marine | Com Furnaces - Marine | 0.3 | 1 | 0.89024 | CBSA 2014 | -0.36571 | 2012 | 0.6 | SWHC011-01
COM-HVAC-75.43 | Com ¦ Com Code Furnace (81 AFUE) - Marine ¦ SCG ¦ Marine | Com ¦ Com Code Furnace (81 AFUE) - Marine | SCG ¦ Marine | SCG | All | Gas | Furnace, Commercial, 81% AFUE | Average Existing and Code | 0 | Conventional | HVAC | Com - Other | Com | ROB and NEW | 0 | 1000 sqft2 of floor space | Cap-kBTUh | 20 | None | 8.56 | 0.00152 | 0.146 | SWHC011-01 | 54.19 | 2022 | 0 | 15.62 | 2021 | 0 | 0 | SWHC011-01 | Com Furnaces - Marine ¦ SCG ¦ Marine | Com Furnaces - Marine | 0.88227 | 1 | 0.89024 | CBSA 2014 | -0.86676 | 2012 | 0.6 | SWHC011-01
COM-HVAC-75.44 | Com ¦ Com Code Furnace (81 AFUE) - Marine ¦ SCG ¦ Marine | Com ¦ Com Code Furnace (81 AFUE) - Marine | SCG ¦ Marine | SCG | All | Gas | Furnace, Commercial, 81% AFUE | Average Existing and Code | 0 | Conventional | HVAC | Com - Refrig. Warehouse | Com | ROB and NEW | 0 | 1000 sqft2 of floor space | Cap-kBTUh | 20 | None | 8.56 | 0.00152 | 0.146 | SWHC011-01 | 54.19 | 2022 | 0 | 15.62 | 2021 | 0 | 0 | SWHC011-01 | Com Furnaces - Marine ¦ SCG ¦ Marine | Com Furnaces - Marine | 0.05 | 1 | 0.89024 | CBSA 2014 | -0.29056 | 2012 | 0.6 | SWHC011-01
COM-HVAC-75.45 | Com ¦ Com Code Furnace (81 AFUE) - Marine ¦ SCG ¦ Marine | Com ¦ Com Code Furnace (81 AFUE) - Marine | SCG ¦ Marine | SCG | All | Gas | Furnace, Commercial, 81% AFUE | Average Existing and Code | 0 | Conventional | HVAC | Com - Restaurant | Com | ROB and NEW | 0 | 1000 sqft2 of floor space | Cap-kBTUh | 20 | None | 8.56 | 0.00152 | 0.146 | SWHC011-01 | 54.19 | 2022 | 0 | 15.62 | 2021 | 0 | 0 | SWHC011-01 | Com Furnaces - Marine ¦ SCG ¦ Marine | Com Furnaces - Marine | 8.5 | 1 | 0.89024 | CBSA 2014 | -0.21188 | 2012 | 0.6 | SWHC011-01
COM-HVAC-75.46 | Com ¦ Com Code Furnace (81 AFUE) - Marine ¦ SCG ¦ Marine | Com ¦ Com Code Furnace (81 AFUE) - Marine | SCG ¦ Marine | SCG | All | Gas | Furnace, Commercial, 81% AFUE | Average Existing and Code | 0 | Conventional | HVAC | Com - Retail | Com | ROB and NEW | 0 | 1000 sqft2 of floor space | Cap-kBTUh | 20 | None | 8.56 | 0.00152 | 0.146 | SWHC011-01 | 54.19 | 2022 | 0 | 15.62 | 2021 | 0 | 0 | SWHC011-01 | Com Furnaces - Marine ¦ SCG ¦ Marine | Com Furnaces - Marine | 0.43965 | 1 | 0.89024 | CBSA 2014 | -22.7385 | 2012 | 0.6 | SWHC011-01
COM-HVAC-75.47 | Com ¦ Com Code Furnace (81 AFUE) - Marine ¦ SCG ¦ Marine | Com ¦ Com Code Furnace (81 AFUE) - Marine | SCG ¦ Marine | SCG | All | Gas | Furnace, Commercial, 81% AFUE | Average Existing and Code | 0 | Conventional | HVAC | Com - School | Com | ROB and NEW | 0 | 1000 sqft2 of floor space | Cap-kBTUh | 20 | None | 8.56 | 0.00152 | 0.146 | SWHC011-01 | 54.19 | 2022 | 0 | 15.62 | 2021 | 0 | 0 | SWHC011-01 | Com Furnaces - Marine ¦ SCG ¦ Marine | Com Furnaces - Marine | 2.5576 | 1 | 0.89024 | CBSA 2014 | -0.59247 | 2012 | 0.6 | SWHC011-01
COM-HVAC-75.48 | Com ¦ Com Code Furnace (81 AFUE) - Marine ¦ SCG ¦ Marine | Com ¦ Com Code Furnace (81 AFUE) - Marine | SCG ¦ Marine | SCG | All | Gas | Furnace, Commercial, 81% AFUE | Average Existing and Code | 0 | Conventional | HVAC | Com - Warehouse | Com | ROB and NEW | 0 | 1000 sqft2 of floor space | Cap-kBTUh | 20 | None | 8.56 | 0.00152 | 0.146 | SWHC011-01 | 54.19 | 2022 | 0 | 15.62 | 2021 | 0 | 0 | SWHC011-01 | Com Furnaces - Marine ¦ SCG ¦ Marine | Com Furnaces - Marine | 0.02 | 1 | 0.89024 | CBSA 2014 | -1.7546 | 2012 | 0.6 | SWHC011-01
COM-HVAC-75.49 | Com ¦ Com Code Furnace (81 AFUE) - Hot-Dry ¦ SCG ¦ Hot-Dry | Com ¦ Com Code Furnace (81 AFUE) - Hot-Dry | SCG ¦ Hot-Dry | SCG | All | Gas | Furnace, Commercial, 81% AFUE | Average Existing and Code | 0 | Conventional | HVAC | Com - College | Com | ROB and NEW | 0 | 1000 sqft2 of floor space | Cap-kBTUh | 20 | None | 8.38 | 0.00149 | 0.132 | SWHC011-01 | 54.19 | 2022 | 0 | 15.62 | 2021 | 0 | 0 | SWHC011-01 | Com Furnaces - Hot-Dry ¦ SCG ¦ Hot-Dry | Com Furnaces - Hot-Dry | 0.7206 | 1 | 0.89024 | CBSA 2014 | -0.36103 | 2012 | 0.6 | SWHC011-01
COM-HVAC-75.50 | Com ¦ Com Code Furnace (81 AFUE) - Hot-Dry ¦ SCG ¦ Hot-Dry | Com ¦ Com Code Furnace (81 AFUE) - Hot-Dry | SCG ¦ Hot-Dry | SCG | All | Gas | Furnace, Commercial, 81% AFUE | Average Existing and Code | 0 | Conventional | HVAC | Com - Grocery | Com | ROB and NEW | 0 | 1000 sqft2 of floor space | Cap-kBTUh | 20 | None | 8.38 | 0.00149 | 0.132 | SWHC011-01 | 54.19 | 2022 | 0 | 15.62 | 2021 | 0 | 0 | SWHC011-01 | Com Furnaces - Hot-Dry ¦ SCG ¦ Hot-Dry | Com Furnaces - Hot-Dry | 0.3 | 1 | 0.89024 | CBSA 2014 | -0.46188 | 2012 | 0.6 | SWHC011-01
COM-HVAC-75.51 | Com ¦ Com Code Furnace (81 AFUE) - Hot-Dry ¦ SCG ¦ Hot-Dry | Com ¦ Com Code Furnace (81 AFUE) - Hot-Dry | SCG ¦ Hot-Dry | SCG | All | Gas | Furnace, Commercial, 81% AFUE | Average Existing and Code | 0 | Conventional | HVAC | Com - Health | Com | ROB and NEW | 0 | 1000 sqft2 of floor space | Cap-kBTUh | 20 | None | 8.38 | 0.00149 | 0.132 | SWHC011-01 | 54.19 | 2022 | 0 | 15.62 | 2021 | 0 | 0 | SWHC011-01 | Com Furnaces - Hot-Dry ¦ SCG ¦ Hot-Dry | Com Furnaces - Hot-Dry | 1.0074 | 1 | 0.89024 | CBSA 2014 | -0.43591 | 2012 | 0.6 | SWHC011-01
COM-HVAC-75.52 | Com ¦ Com Code Furnace (81 AFUE) - Hot-Dry ¦ SCG ¦ Hot-Dry | Com ¦ Com Code Furnace (81 AFUE) - Hot-Dry | SCG ¦ Hot-Dry | SCG | All | Gas | Furnace, Commercial, 81% AFUE | Average Existing and Code | 0 | Conventional | HVAC | Com - Lodging | Com | ROB and NEW | 0 | 1000 sqft2 of floor space | Cap-kBTUh | 20 | None | 8.38 | 0.00149 | 0.132 | SWHC011-01 | 54.19 | 2022 | 0 | 15.62 | 2021 | 0 | 0 | SWHC011-01 | Com Furnaces - Hot-Dry ¦ SCG ¦ Hot-Dry | Com Furnaces - Hot-Dry | 0.4628 | 1 | 0.89024 | CBSA 2014 | -1.4659 | 2012 | 0.6 | SWHC011-01
COM-HVAC-75.53 | Com ¦ Com Code Furnace (81 AFUE) - Hot-Dry ¦ SCG ¦ Hot-Dry | Com ¦ Com Code Furnace (81 AFUE) - Hot-Dry | SCG ¦ Hot-Dry | SCG | All | Gas | Furnace, Commercial, 81% AFUE | Average Existing and Code | 0 | Conventional | HVAC | Com - Office (Large) | Com | ROB and NEW | 0 | 1000 sqft2 of floor space | Cap-kBTUh | 20 | None | 8.38 | 0.00149 | 0.132 | SWHC011-01 | 54.19 | 2022 | 0 | 15.62 | 2021 | 0 | 0 | SWHC011-01 | Com Furnaces - Hot-Dry ¦ SCG ¦ Hot-Dry | Com Furnaces - Hot-Dry | 0.10857 | 1 | 0.89024 | CBSA 2014 | -0.58797 | 2012 | 0.6 | SWHC011-01
COM-HVAC-75.54 | Com ¦ Com Code Furnace (81 AFUE) - Hot-Dry ¦ SCG ¦ Hot-Dry | Com ¦ Com Code Furnace (81 AFUE) - Hot-Dry | SCG ¦ Hot-Dry | SCG | All | Gas | Furnace, Commercial, 81% AFUE | Average Existing and Code | 0 | Conventional | HVAC | Com - Office (Small) | Com | ROB and NEW | 0 | 1000 sqft2 of floor space | Cap-kBTUh | 20 | None | 8.38 | 0.00149 | 0.132 | SWHC011-01 | 54.19 | 2022 | 0 | 15.62 | 2021 | 0 | 0 | SWHC011-01 | Com Furnaces - Hot-Dry ¦ SCG ¦ Hot-Dry | Com Furnaces - Hot-Dry | 0.3 | 1 | 0.89024 | CBSA 2014 | -0.34732 | 2012 | 0.6 | SWHC011-01
COM-HVAC-75.55 | Com ¦ Com Code Furnace (81 AFUE) - Hot-Dry ¦ SCG ¦ Hot-Dry | Com ¦ Com Code Furnace (81 AFUE) - Hot-Dry | SCG ¦ Hot-Dry | SCG | All | Gas | Furnace, Commercial, 81% AFUE | Average Existing and Code | 0 | Conventional | HVAC | Com - Other | Com | ROB and NEW | 0 | 1000 sqft2 of floor space | Cap-kBTUh | 20 | None | 8.38 | 0.00149 | 0.132 | SWHC011-01 | 54.19 | 2022 | 0 | 15.62 | 2021 | 0 | 0 | SWHC011-01 | Com Furnaces - Hot-Dry ¦ SCG ¦ Hot-Dry | Com Furnaces - Hot-Dry | 0.88227 | 1 | 0.89024 | CBSA 2014 | -0.82122 | 2012 | 0.6 | SWHC011-01
COM-HVAC-75.56 | Com ¦ Com Code Furnace (81 AFUE) - Hot-Dry ¦ SCG ¦ Hot-Dry | Com ¦ Com Code Furnace (81 AFUE) - Hot-Dry | SCG ¦ Hot-Dry | SCG | All | Gas | Furnace, Commercial, 81% AFUE | Average Existing and Code | 0 | Conventional | HVAC | Com - Refrig. Warehouse | Com | ROB and NEW | 0 | 1000 sqft2 of floor space | Cap-kBTUh | 20 | None | 8.38 | 0.00149 | 0.132 | SWHC011-01 | 54.19 | 2022 | 0 | 15.62 | 2021 | 0 | 0 | SWHC011-01 | Com Furnaces - Hot-Dry ¦ SCG ¦ Hot-Dry | Com Furnaces - Hot-Dry | 0.05 | 1 | 0.89024 | CBSA 2014 | -0.27645 | 2012 | 0.6 | SWHC011-01
COM-HVAC-75.57 | Com ¦ Com Code Furnace (81 AFUE) - Hot-Dry ¦ SCG ¦ Hot-Dry | Com ¦ Com Code Furnace (81 AFUE) - Hot-Dry | SCG ¦ Hot-Dry | SCG | All | Gas | Furnace, Commercial, 81% AFUE | Average Existing and Code | 0 | Conventional | HVAC | Com - Restaurant | Com | ROB and NEW | 0 | 1000 sqft2 of floor space | Cap-kBTUh | 20 | None | 8.38 | 0.00149 | 0.132 | SWHC011-01 | 54.19 | 2022 | 0 | 15.62 | 2021 | 0 | 0 | SWHC011-01 | Com Furnaces - Hot-Dry ¦ SCG ¦ Hot-Dry | Com Furnaces - Hot-Dry | 8.5 | 1 | 0.89024 | CBSA 2014 | -0.20463 | 2012 | 0.6 | SWHC011-01
COM-HVAC-75.58 | Com ¦ Com Code Furnace (81 AFUE) - Hot-Dry ¦ SCG ¦ Hot-Dry | Com ¦ Com Code Furnace (81 AFUE) - Hot-Dry | SCG ¦ Hot-Dry | SCG | All | Gas | Furnace, Commercial, 81% AFUE | Average Existing and Code | 0 | Conventional | HVAC | Com - Retail | Com | ROB and NEW | 0 | 1000 sqft2 of floor space | Cap-kBTUh | 20 | None | 8.38 | 0.00149 | 0.132 | SWHC011-01 | 54.19 | 2022 | 0 | 15.62 | 2021 | 0 | 0 | SWHC011-01 | Com Furnaces - Hot-Dry ¦ SCG ¦ Hot-Dry | Com Furnaces - Hot-Dry | 0.43965 | 1 | 0.89024 | CBSA 2014 | -20.6198 | 2012 | 0.6 | SWHC011-01
COM-HVAC-75.59 | Com ¦ Com Code Furnace (81 AFUE) - Hot-Dry ¦ SCG ¦ Hot-Dry | Com ¦ Com Code Furnace (81 AFUE) - Hot-Dry | SCG ¦ Hot-Dry | SCG | All | Gas | Furnace, Commercial, 81% AFUE | Average Existing and Code | 0 | Conventional | HVAC | Com - School | Com | ROB and NEW | 0 | 1000 sqft2 of floor space | Cap-kBTUh | 20 | None | 8.38 | 0.00149 | 0.132 | SWHC011-01 | 54.19 | 2022 | 0 | 15.62 | 2021 | 0 | 0 | SWHC011-01 | Com Furnaces - Hot-Dry ¦ SCG ¦ Hot-Dry | Com Furnaces - Hot-Dry | 2.5576 | 1 | 0.89024 | CBSA 2014 | -0.57086 | 2012 | 0.6 | SWHC011-01
COM-HVAC-75.60 | Com ¦ Com Code Furnace (81 AFUE) - Hot-Dry ¦ SCG ¦ Hot-Dry | Com ¦ Com Code Furnace (81 AFUE) - Hot-Dry | SCG ¦ Hot-Dry | SCG | All | Gas | Furnace, Commercial, 81% AFUE | Average Existing and Code | 0 | Conventional | HVAC | Com - Warehouse | Com | ROB and NEW | 0 | 1000 sqft2 of floor space | Cap-kBTUh | 20 | None | 8.38 | 0.00149 | 0.132 | SWHC011-01 | 54.19 | 2022 | 0 | 15.62 | 2021 | 0 | 0 | SWHC011-01 | Com Furnaces - Hot-Dry ¦ SCG ¦ Hot-Dry | Com Furnaces - Hot-Dry | 0.02 | 1 | 0.89024 | CBSA 2014 | -1.634 | 2012 | 0.6 | SWHC011-01
COM-HVAC-75.61 | Com ¦ Com Code Furnace (81 AFUE) - Cold ¦ SCG ¦ Cold | Com ¦ Com Code Furnace (81 AFUE) - Cold | SCG ¦ Cold | SCG | All | Gas | Furnace, Commercial, 81% AFUE | Average Existing and Code | 0 | Conventional | HVAC | Com - College | Com | ROB and NEW | 0 | 1000 sqft2 of floor space | Cap-kBTUh | 20 | None | 6.54 | 0.0012 | 0.88 | SWHC011-01 | 54.19 | 2022 | 0 | 15.62 | 2021 | 0 | 0 | SWHC011-01 | Com Furnaces - Cold ¦ SCG ¦ Cold | Com Furnaces - Cold | 0.7206 | 1 | 0.89024 | CBSA 2014 | -0.73025 | 2012 | 0.6 | SWHC011-01
COM-HVAC-75.62 | Com ¦ Com Code Furnace (81 AFUE) - Cold ¦ SCG ¦ Cold | Com ¦ Com Code Furnace (81 AFUE) - Cold | SCG ¦ Cold | SCG | All | Gas | Furnace, Commercial, 81% AFUE | Average Existing and Code | 0 | Conventional | HVAC | Com - Grocery | Com | ROB and NEW | 0 | 1000 sqft2 of floor space | Cap-kBTUh | 20 | None | 6.54 | 0.0012 | 0.88 | SWHC011-01 | 54.19 | 2022 | 0 | 15.62 | 2021 | 0 | 0 | SWHC011-01 | Com Furnaces - Cold ¦ SCG ¦ Cold | Com Furnaces - Cold | 0.3 | 1 | 0.89024 | CBSA 2014 | -1.9947 | 2012 | 0.6 | SWHC011-01
COM-HVAC-75.63 | Com ¦ Com Code Furnace (81 AFUE) - Cold ¦ SCG ¦ Cold | Com ¦ Com Code Furnace (81 AFUE) - Cold | SCG ¦ Cold | SCG | All | Gas | Furnace, Commercial, 81% AFUE | Average Existing and Code | 0 | Conventional | HVAC | Com - Health | Com | ROB and NEW | 0 | 1000 sqft2 of floor space | Cap-kBTUh | 20 | None | 6.54 | 0.0012 | 0.88 | SWHC011-01 | 54.19 | 2022 | 0 | 15.62 | 2021 | 0 | 0 | SWHC011-01 | Com Furnaces - Cold ¦ SCG ¦ Cold | Com Furnaces - Cold | 1.0074 | 1 | 0.89024 | CBSA 2014 | -2.175 | 2012 | 0.6 | SWHC011-01
COM-HVAC-75.64 | Com ¦ Com Code Furnace (81 AFUE) - Cold ¦ SCG ¦ Cold | Com ¦ Com Code Furnace (81 AFUE) - Cold | SCG ¦ Cold | SCG | All | Gas | Furnace, Commercial, 81% AFUE | Average Existing and Code | 0 | Conventional | HVAC | Com - Lodging | Com | ROB and NEW | 0 | 1000 sqft2 of floor space | Cap-kBTUh | 20 | None | 6.54 | 0.0012 | 0.88 | SWHC011-01 | 54.19 | 2022 | 0 | 15.62 | 2021 | 0 | 0 | SWHC011-01 | Com Furnaces - Cold ¦ SCG ¦ Cold | Com Furnaces - Cold | 0.4628 | 1 | 0.89024 | CBSA 2014 | -7.0616 | 2012 | 0.6 | SWHC011-01
COM-HVAC-75.65 | Com ¦ Com Code Furnace (81 AFUE) - Cold ¦ SCG ¦ Cold | Com ¦ Com Code Furnace (81 AFUE) - Cold | SCG ¦ Cold | SCG | All | Gas | Furnace, Commercial, 81% AFUE | Average Existing and Code | 0 | Conventional | HVAC | Com - Office (Large) | Com | ROB and NEW | 0 | 1000 sqft2 of floor space | Cap-kBTUh | 20 | None | 6.54 | 0.0012 | 0.88 | SWHC011-01 | 54.19 | 2022 | 0 | 15.62 | 2021 | 0 | 0 | SWHC011-01 | Com Furnaces - Cold ¦ SCG ¦ Cold | Com Furnaces - Cold | 0.10857 | 1 | 0.89024 | CBSA 2014 | -3.1474 | 2012 | 0.6 | SWHC011-01
COM-HVAC-75.66 | Com ¦ Com Code Furnace (81 AFUE) - Cold ¦ SCG ¦ Cold | Com ¦ Com Code Furnace (81 AFUE) - Cold | SCG ¦ Cold | SCG | All | Gas | Furnace, Commercial, 81% AFUE | Average Existing and Code | 0 | Conventional | HVAC | Com - Office (Small) | Com | ROB and NEW | 0 | 1000 sqft2 of floor space | Cap-kBTUh | 20 | None | 6.54 | 0.0012 | 0.88 | SWHC011-01 | 54.19 | 2022 | 0 | 15.62 | 2021 | 0 | 0 | SWHC011-01 | Com Furnaces - Cold ¦ SCG ¦ Cold | Com Furnaces - Cold | 0.3 | 1 | 0.89024 | CBSA 2014 | -1.0317 | 2012 | 0.6 | SWHC011-01
COM-HVAC-75.67 | Com ¦ Com Code Furnace (81 AFUE) - Cold ¦ SCG ¦ Cold | Com ¦ Com Code Furnace (81 AFUE) - Cold | SCG ¦ Cold | SCG | All | Gas | Furnace, Commercial, 81% AFUE | Average Existing and Code | 0 | Conventional | HVAC | Com - Other | Com | ROB and NEW | 0 | 1000 sqft2 of floor space | Cap-kBTUh | 20 | None | 6.54 | 0.0012 | 0.88 | SWHC011-01 | 54.19 | 2022 | 0 | 15.62 | 2021 | 0 | 0 | SWHC011-01 | Com Furnaces - Cold ¦ SCG ¦ Cold | Com Furnaces - Cold | 0.88227 | 1 | 0.89024 | CBSA 2014 | -2.5827 | 2012 | 0.6 | SWHC011-01
COM-HVAC-75.68 | Com ¦ Com Code Furnace (81 AFUE) - Cold ¦ SCG ¦ Cold | Com ¦ Com Code Furnace (81 AFUE) - Cold | SCG ¦ Cold | SCG | All | Gas | Furnace, Commercial, 81% AFUE | Average Existing and Code | 0 | Conventional | HVAC | Com - Refrig. Warehouse | Com | ROB and NEW | 0 | 1000 sqft2 of floor space | Cap-kBTUh | 20 | None | 6.54 | 0.0012 | 0.88 | SWHC011-01 | 54.19 | 2022 | 0 | 15.62 | 2021 | 0 | 0 | SWHC011-01 | Com Furnaces - Cold ¦ SCG ¦ Cold | Com Furnaces - Cold | 0.05 | 1 | 0.89024 | CBSA 2014 | -0.78463 | 2012 | 0.6 | SWHC011-01
COM-HVAC-75.69 | Com ¦ Com Code Furnace (81 AFUE) - Cold ¦ SCG ¦ Cold | Com ¦ Com Code Furnace (81 AFUE) - Cold | SCG ¦ Cold | SCG | All | Gas | Furnace, Commercial, 81% AFUE | Average Existing and Code | 0 | Conventional | HVAC | Com - Restaurant | Com | ROB and NEW | 0 | 1000 sqft2 of floor space | Cap-kBTUh | 20 | None | 6.54 | 0.0012 | 0.88 | SWHC011-01 | 54.19 | 2022 | 0 | 15.62 | 2021 | 0 | 0 | SWHC011-01 | Com Furnaces - Cold ¦ SCG ¦ Cold | Com Furnaces - Cold | 8.5 | 1 | 0.89024 | CBSA 2014 | -0.35874 | 2012 | 0.6 | SWHC011-01
COM-HVAC-75.70 | Com ¦ Com Code Furnace (81 AFUE) - Cold ¦ SCG ¦ Cold | Com ¦ Com Code Furnace (81 AFUE) - Cold | SCG ¦ Cold | SCG | All | Gas | Furnace, Commercial, 81% AFUE | Average Existing and Code | 0 | Conventional | HVAC | Com - Retail | Com | ROB and NEW | 0 | 1000 sqft2 of floor space | Cap-kBTUh | 20 | None | 6.54 | 0.0012 | 0.88 | SWHC011-01 | 54.19 | 2022 | 0 | 15.62 | 2021 | 0 | 0 | SWHC011-01 | Com Furnaces - Cold ¦ SCG ¦ Cold | Com Furnaces - Cold | 0.43965 | 1 | 0.89024 | CBSA 2014 | -132.7148 | 2012 | 0.6 | SWHC011-01
COM-HVAC-75.71 | Com ¦ Com Code Furnace (81 AFUE) - Cold ¦ SCG ¦ Cold | Com ¦ Com Code Furnace (81 AFUE) - Cold | SCG ¦ Cold | SCG | All | Gas | Furnace, Commercial, 81% AFUE | Average Existing and Code | 0 | Conventional | HVAC | Com - School | Com | ROB and NEW | 0 | 1000 sqft2 of floor space | Cap-kBTUh | 20 | None | 6.54 | 0.0012 | 0.88 | SWHC011-01 | 54.19 | 2022 | 0 | 15.62 | 2021 | 0 | 0 | SWHC011-01 | Com Furnaces - Cold ¦ SCG ¦ Cold | Com Furnaces - Cold | 2.5576 | 1 | 0.89024 | CBSA 2014 | -1.0962 | 2012 | 0.6 | SWHC011-01
COM-HVAC-75.72 | Com ¦ Com Code Furnace (81 AFUE) - Cold ¦ SCG ¦ Cold | Com ¦ Com Code Furnace (81 AFUE) - Cold | SCG ¦ Cold | SCG | All | Gas | Furnace, Commercial, 81% AFUE | Average Existing and Code | 0 | Conventional | HVAC | Com - Warehouse | Com | ROB and NEW | 0 | 1000 sqft2 of floor space | Cap-kBTUh | 20 | None | 6.54 | 0.0012 | 0.88 | SWHC011-01 | 54.19 | 2022 | 0 | 15.62 | 2021 | 0 | 0 | SWHC011-01 | Com Furnaces - Cold ¦ SCG ¦ Cold | Com Furnaces - Cold | 0.02 | 1 | 0.89024 | CBSA 2014 | -7.2252 | 2012 | 0.6 | SWHC011-01
COM-HVAC-75.73 | Com ¦ Com Code Furnace (81 AFUE) - Marine ¦ SDG&E ¦ Marine | Com ¦ Com Code Furnace (81 AFUE) - Marine | SDG&E ¦ Marine | SDG&E | All | Gas | Furnace, Commercial, 81% AFUE | Average Existing and Code | 0 | Conventional | HVAC | Com - College | Com | ROB and NEW | 0 | 1000 sqft2 of floor space | Cap-kBTUh | 20 | None | 8.56 | 0.00152 | 0.146 | SWHC011-01 | 54.19 | 2022 | 0 | 15.62 | 2021 | 0 | 0 | SWHC011-01 | Com Furnaces - Marine ¦ SDG&E ¦ Marine | Com Furnaces - Marine | 0.7206 | 1 | 0.89024 | CBSA 2014 | -0.37523 | 2012 | 0.6 | SWHC011-01
COM-HVAC-75.74 | Com ¦ Com Code Furnace (81 AFUE) - Marine ¦ SDG&E ¦ Marine | Com ¦ Com Code Furnace (81 AFUE) - Marine | SDG&E ¦ Marine | SDG&E | All | Gas | Furnace, Commercial, 81% AFUE | Average Existing and Code | 0 | Conventional | HVAC | Com - Grocery | Com | ROB and NEW | 0 | 1000 sqft2 of floor space | Cap-kBTUh | 20 | None | 8.56 | 0.00152 | 0.146 | SWHC011-01 | 54.19 | 2022 | 0 | 15.62 | 2021 | 0 | 0 | SWHC011-01 | Com Furnaces - Marine ¦ SDG&E ¦ Marine | Com Furnaces - Marine | 0.3 | 1 | 0.89024 | CBSA 2014 | -0.49528 | 2012 | 0.6 | SWHC011-01
COM-HVAC-75.75 | Com ¦ Com Code Furnace (81 AFUE) - Marine ¦ SDG&E ¦ Marine | Com ¦ Com Code Furnace (81 AFUE) - Marine | SDG&E ¦ Marine | SDG&E | All | Gas | Furnace, Commercial, 81% AFUE | Average Existing and Code | 0 | Conventional | HVAC | Com - Health | Com | ROB and NEW | 0 | 1000 sqft2 of floor space | Cap-kBTUh | 20 | None | 8.56 | 0.00152 | 0.146 | SWHC011-01 | 54.19 | 2022 | 0 | 15.62 | 2021 | 0 | 0 | SWHC011-01 | Com Furnaces - Marine ¦ SDG&E ¦ Marine | Com Furnaces - Marine | 1.0074 | 1 | 0.89024 | CBSA 2014 | -0.47163 | 2012 | 0.6 | SWHC011-01
COM-HVAC-75.76 | Com ¦ Com Code Furnace (81 AFUE) - Marine ¦ SDG&E ¦ Marine | Com ¦ Com Code Furnace (81 AFUE) - Marine | SDG&E ¦ Marine | SDG&E | All | Gas | Furnace, Commercial, 81% AFUE | Average Existing and Code | 0 | Conventional | HVAC | Com - Lodging | Com | ROB and NEW | 0 | 1000 sqft2 of floor space | Cap-kBTUh | 20 | None | 8.56 | 0.00152 | 0.146 | SWHC011-01 | 54.19 | 2022 | 0 | 15.62 | 2021 | 0 | 0 | SWHC011-01 | Com Furnaces - Marine ¦ SDG&E ¦ Marine | Com Furnaces - Marine | 0.4628 | 1 | 0.89024 | CBSA 2014 | -1.5824 | 2012 | 0.6 | SWHC011-01
COM-HVAC-75.77 | Com ¦ Com Code Furnace (81 AFUE) - Marine ¦ SDG&E ¦ Marine | Com ¦ Com Code Furnace (81 AFUE) - Marine | SDG&E ¦ Marine | SDG&E | All | Gas | Furnace, Commercial, 81% AFUE | Average Existing and Code | 0 | Conventional | HVAC | Com - Office (Large) | Com | ROB and NEW | 0 | 1000 sqft2 of floor space | Cap-kBTUh | 20 | None | 8.56 | 0.00152 | 0.146 | SWHC011-01 | 54.19 | 2022 | 0 | 15.62 | 2021 | 0 | 0 | SWHC011-01 | Com Furnaces - Marine ¦ SDG&E ¦ Marine | Com Furnaces - Marine | 0.10857 | 1 | 0.89024 | CBSA 2014 | -0.63923 | 2012 | 0.6 | SWHC011-01
COM-HVAC-75.78 | Com ¦ Com Code Furnace (81 AFUE) - Marine ¦ SDG&E ¦ Marine | Com ¦ Com Code Furnace (81 AFUE) - Marine | SDG&E ¦ Marine | SDG&E | All | Gas | Furnace, Commercial, 81% AFUE | Average Existing and Code | 0 | Conventional | HVAC | Com - Office (Small) | Com | ROB and NEW | 0 | 1000 sqft2 of floor space | Cap-kBTUh | 20 | None | 8.56 | 0.00152 | 0.146 | SWHC011-01 | 54.19 | 2022 | 0 | 15.62 | 2021 | 0 | 0 | SWHC011-01 | Com Furnaces - Marine ¦ SDG&E ¦ Marine | Com Furnaces - Marine | 0.3 | 1 | 0.89024 | CBSA 2014 | -0.36571 | 2012 | 0.6 | SWHC011-01
COM-HVAC-75.79 | Com ¦ Com Code Furnace (81 AFUE) - Marine ¦ SDG&E ¦ Marine | Com ¦ Com Code Furnace (81 AFUE) - Marine | SDG&E ¦ Marine | SDG&E | All | Gas | Furnace, Commercial, 81% AFUE | Average Existing and Code | 0 | Conventional | HVAC | Com - Other | Com | ROB and NEW | 0 | 1000 sqft2 of floor space | Cap-kBTUh | 20 | None | 8.56 | 0.00152 | 0.146 | SWHC011-01 | 54.19 | 2022 | 0 | 15.62 | 2021 | 0 | 0 | SWHC011-01 | Com Furnaces - Marine ¦ SDG&E ¦ Marine | Com Furnaces - Marine | 0.88227 | 1 | 0.89024 | CBSA 2014 | -0.86676 | 2012 | 0.6 | SWHC011-01
COM-HVAC-75.80 | Com ¦ Com Code Furnace (81 AFUE) - Marine ¦ SDG&E ¦ Marine | Com ¦ Com Code Furnace (81 AFUE) - Marine | SDG&E ¦ Marine | SDG&E | All | Gas | Furnace, Commercial, 81% AFUE | Average Existing and Code | 0 | Conventional | HVAC | Com - Refrig. Warehouse | Com | ROB and NEW | 0 | 1000 sqft2 of floor space | Cap-kBTUh | 20 | None | 8.56 | 0.00152 | 0.146 | SWHC011-01 | 54.19 | 2022 | 0 | 15.62 | 2021 | 0 | 0 | SWHC011-01 | Com Furnaces - Marine ¦ SDG&E ¦ Marine | Com Furnaces - Marine | 0.05 | 1 | 0.89024 | CBSA 2014 | -0.29056 | 2012 | 0.6 | SWHC011-01
COM-HVAC-75.81 | Com ¦ Com Code Furnace (81 AFUE) - Marine ¦ SDG&E ¦ Marine | Com ¦ Com Code Furnace (81 AFUE) - Marine | SDG&E ¦ Marine | SDG&E | All | Gas | Furnace, Commercial, 81% AFUE | Average Existing and Code | 0 | Conventional | HVAC | Com - Restaurant | Com | ROB and NEW | 0 | 1000 sqft2 of floor space | Cap-kBTUh | 20 | None | 8.56 | 0.00152 | 0.146 | SWHC011-01 | 54.19 | 2022 | 0 | 15.62 | 2021 | 0 | 0 | SWHC011-01 | Com Furnaces - Marine ¦ SDG&E ¦ Marine | Com Furnaces - Marine | 8.5 | 1 | 0.89024 | CBSA 2014 | -0.21188 | 2012 | 0.6 | SWHC011-01
COM-HVAC-75.82 | Com ¦ Com Code Furnace (81 AFUE) - Marine ¦ SDG&E ¦ Marine | Com ¦ Com Code Furnace (81 AFUE) - Marine | SDG&E ¦ Marine | SDG&E | All | Gas | Furnace, Commercial, 81% AFUE | Average Existing and Code | 0 | Conventional | HVAC | Com - Retail | Com | ROB and NEW | 0 | 1000 sqft2 of floor space | Cap-kBTUh | 20 | None | 8.56 | 0.00152 | 0.146 | SWHC011-01 | 54.19 | 2022 | 0 | 15.62 | 2021 | 0 | 0 | SWHC011-01 | Com Furnaces - Marine ¦ SDG&E ¦ Marine | Com Furnaces - Marine | 0.43965 | 1 | 0.89024 | CBSA 2014 | -22.7385 | 2012 | 0.6 | SWHC011-01
COM-HVAC-75.83 | Com ¦ Com Code Furnace (81 AFUE) - Marine ¦ SDG&E ¦ Marine | Com ¦ Com Code Furnace (81 AFUE) - Marine | SDG&E ¦ Marine | SDG&E | All | Gas | Furnace, Commercial, 81% AFUE | Average Existing and Code | 0 | Conventional | HVAC | Com - School | Com | ROB and NEW | 0 | 1000 sqft2 of floor space | Cap-kBTUh | 20 | None | 8.56 | 0.00152 | 0.146 | SWHC011-01 | 54.19 | 2022 | 0 | 15.62 | 2021 | 0 | 0 | SWHC011-01 | Com Furnaces - Marine ¦ SDG&E ¦ Marine | Com Furnaces - Marine | 2.5576 | 1 | 0.89024 | CBSA 2014 | -0.59247 | 2012 | 0.6 | SWHC011-01
COM-HVAC-75.84 | Com ¦ Com Code Furnace (81 AFUE) - Marine ¦ SDG&E ¦ Marine | Com ¦ Com Code Furnace (81 AFUE) - Marine | SDG&E ¦ Marine | SDG&E | All | Gas | Furnace, Commercial, 81% AFUE | Average Existing and Code | 0 | Conventional | HVAC | Com - Warehouse | Com | ROB and NEW | 0 | 1000 sqft2 of floor space | Cap-kBTUh | 20 | None | 8.56 | 0.00152 | 0.146 | SWHC011-01 | 54.19 | 2022 | 0 | 15.62 | 2021 | 0 | 0 | SWHC011-01 | Com Furnaces - Marine ¦ SDG&E ¦ Marine | Com Furnaces - Marine | 0.02 | 1 | 0.89024 | CBSA 2014 | -1.7546 | 2012 | 0.6 | SWHC011-01
COM-HVAC-75.85 | Com ¦ Com Code Furnace (81 AFUE) - Hot-Dry ¦ SDG&E ¦ Hot-Dry | Com ¦ Com Code Furnace (81 AFUE) - Hot-Dry | SDG&E ¦ Hot-Dry | SDG&E | All | Gas | Furnace, Commercial, 81% AFUE | Average Existing and Code | 0 | Conventional | HVAC | Com - College | Com | ROB and NEW | 0 | 1000 sqft2 of floor space | Cap-kBTUh | 20 | None | 9.3 | 0.00158 | 0.113 | SWHC011-01 | 54.19 | 2022 | 0 | 15.62 | 2021 | 0 | 0 | SWHC011-01 | Com Furnaces - Hot-Dry ¦ SDG&E ¦ Hot-Dry | Com Furnaces - Hot-Dry | 0.7206 | 1 | 0.89024 | CBSA 2014 | -0.38133 | 2012 | 0.6 | SWHC011-01
COM-HVAC-75.86 | Com ¦ Com Code Furnace (81 AFUE) - Hot-Dry ¦ SDG&E ¦ Hot-Dry | Com ¦ Com Code Furnace (81 AFUE) - Hot-Dry | SDG&E ¦ Hot-Dry | SDG&E | All | Gas | Furnace, Commercial, 81% AFUE | Average Existing and Code | 0 | Conventional | HVAC | Com - Grocery | Com | ROB and NEW | 0 | 1000 sqft2 of floor space | Cap-kBTUh | 20 | None | 9.3 | 0.00158 | 0.113 | SWHC011-01 | 54.19 | 2022 | 0 | 15.62 | 2021 | 0 | 0 | SWHC011-01 | Com Furnaces - Hot-Dry ¦ SDG&E ¦ Hot-Dry | Com Furnaces - Hot-Dry | 0.3 | 1 | 0.89024 | CBSA 2014 | -0.44214 | 2012 | 0.6 | SWHC011-01
COM-HVAC-75.87 | Com ¦ Com Code Furnace (81 AFUE) - Hot-Dry ¦ SDG&E ¦ Hot-Dry | Com ¦ Com Code Furnace (81 AFUE) - Hot-Dry | SDG&E ¦ Hot-Dry | SDG&E | All | Gas | Furnace, Commercial, 81% AFUE | Average Existing and Code | 0 | Conventional | HVAC | Com - Health | Com | ROB and NEW | 0 | 1000 sqft2 of floor space | Cap-kBTUh | 20 | None | 9.3 | 0.00158 | 0.113 | SWHC011-01 | 54.19 | 2022 | 0 | 15.62 | 2021 | 0 | 0 | SWHC011-01 | Com Furnaces - Hot-Dry ¦ SDG&E ¦ Hot-Dry | Com Furnaces - Hot-Dry | 1.0074 | 1 | 0.89024 | CBSA 2014 | -0.40468 | 2012 | 0.6 | SWHC011-01
COM-HVAC-75.88 | Com ¦ Com Code Furnace (81 AFUE) - Hot-Dry ¦ SDG&E ¦ Hot-Dry | Com ¦ Com Code Furnace (81 AFUE) - Hot-Dry | SDG&E ¦ Hot-Dry | SDG&E | All | Gas | Furnace, Commercial, 81% AFUE | Average Existing and Code | 0 | Conventional | HVAC | Com - Lodging | Com | ROB and NEW | 0 | 1000 sqft2 of floor space | Cap-kBTUh | 20 | None | 9.3 | 0.00158 | 0.113 | SWHC011-01 | 54.19 | 2022 | 0 | 15.62 | 2021 | 0 | 0 | SWHC011-01 | Com Furnaces - Hot-Dry ¦ SDG&E ¦ Hot-Dry | Com Furnaces - Hot-Dry | 0.4628 | 1 | 0.89024 | CBSA 2014 | -1.3718 | 2012 | 0.6 | SWHC011-01
COM-HVAC-75.89 | Com ¦ Com Code Furnace (81 AFUE) - Hot-Dry ¦ SDG&E ¦ Hot-Dry | Com ¦ Com Code Furnace (81 AFUE) - Hot-Dry | SDG&E ¦ Hot-Dry | SDG&E | All | Gas | Furnace, Commercial, 81% AFUE | Average Existing and Code | 0 | Conventional | HVAC | Com - Office (Large) | Com | ROB and NEW | 0 | 1000 sqft2 of floor space | Cap-kBTUh | 20 | None | 9.3 | 0.00158 | 0.113 | SWHC011-01 | 54.19 | 2022 | 0 | 15.62 | 2021 | 0 | 0 | SWHC011-01 | Com Furnaces - Hot-Dry ¦ SDG&E ¦ Hot-Dry | Com Furnaces - Hot-Dry | 0.10857 | 1 | 0.89024 | CBSA 2014 | -0.53663 | 2012 | 0.6 | SWHC011-01
COM-HVAC-75.90 | Com ¦ Com Code Furnace (81 AFUE) - Hot-Dry ¦ SDG&E ¦ Hot-Dry | Com ¦ Com Code Furnace (81 AFUE) - Hot-Dry | SDG&E ¦ Hot-Dry | SDG&E | All | Gas | Furnace, Commercial, 81% AFUE | Average Existing and Code | 0 | Conventional | HVAC | Com - Office (Small) | Com | ROB and NEW | 0 | 1000 sqft2 of floor space | Cap-kBTUh | 20 | None | 9.3 | 0.00158 | 0.113 | SWHC011-01 | 54.19 | 2022 | 0 | 15.62 | 2021 | 0 | 0 | SWHC011-01 | Com Furnaces - Hot-Dry ¦ SDG&E ¦ Hot-Dry | Com Furnaces - Hot-Dry | 0.3 | 1 | 0.89024 | CBSA 2014 | -0.35266 | 2012 | 0.6 | SWHC011-01
COM-HVAC-75.91 | Com ¦ Com Code Furnace (81 AFUE) - Hot-Dry ¦ SDG&E ¦ Hot-Dry | Com ¦ Com Code Furnace (81 AFUE) - Hot-Dry | SDG&E ¦ Hot-Dry | SDG&E | All | Gas | Furnace, Commercial, 81% AFUE | Average Existing and Code | 0 | Conventional | HVAC | Com - Other | Com | ROB and NEW | 0 | 1000 sqft2 of floor space | Cap-kBTUh | 20 | None | 9.3 | 0.00158 | 0.113 | SWHC011-01 | 54.19 | 2022 | 0 | 15.62 | 2021 | 0 | 0 | SWHC011-01 | Com Furnaces - Hot-Dry ¦ SDG&E ¦ Hot-Dry | Com Furnaces - Hot-Dry | 0.88227 | 1 | 0.89024 | CBSA 2014 | -0.82768 | 2012 | 0.6 | SWHC011-01
COM-HVAC-75.92 | Com ¦ Com Code Furnace (81 AFUE) - Hot-Dry ¦ SDG&E ¦ Hot-Dry | Com ¦ Com Code Furnace (81 AFUE) - Hot-Dry | SDG&E ¦ Hot-Dry | SDG&E | All | Gas | Furnace, Commercial, 81% AFUE | Average Existing and Code | 0 | Conventional | HVAC | Com - Refrig. Warehouse | Com | ROB and NEW | 0 | 1000 sqft2 of floor space | Cap-kBTUh | 20 | None | 9.3 | 0.00158 | 0.113 | SWHC011-01 | 54.19 | 2022 | 0 | 15.62 | 2021 | 0 | 0 | SWHC011-01 | Com Furnaces - Hot-Dry ¦ SDG&E ¦ Hot-Dry | Com Furnaces - Hot-Dry | 0.05 | 1 | 0.89024 | CBSA 2014 | -0.28228 | 2012 | 0.6 | SWHC011-01
COM-HVAC-75.93 | Com ¦ Com Code Furnace (81 AFUE) - Hot-Dry ¦ SDG&E ¦ Hot-Dry | Com ¦ Com Code Furnace (81 AFUE) - Hot-Dry | SDG&E ¦ Hot-Dry | SDG&E | All | Gas | Furnace, Commercial, 81% AFUE | Average Existing and Code | 0 | Conventional | HVAC | Com - Restaurant | Com | ROB and NEW | 0 | 1000 sqft2 of floor space | Cap-kBTUh | 20 | None | 9.3 | 0.00158 | 0.113 | SWHC011-01 | 54.19 | 2022 | 0 | 15.62 | 2021 | 0 | 0 | SWHC011-01 | Com Furnaces - Hot-Dry ¦ SDG&E ¦ Hot-Dry | Com Furnaces - Hot-Dry | 8.5 | 1 | 0.89024 | CBSA 2014 | -0.21852 | 2012 | 0.6 | SWHC011-01
COM-HVAC-75.94 | Com ¦ Com Code Furnace (81 AFUE) - Hot-Dry ¦ SDG&E ¦ Hot-Dry | Com ¦ Com Code Furnace (81 AFUE) - Hot-Dry | SDG&E ¦ Hot-Dry | SDG&E | All | Gas | Furnace, Commercial, 81% AFUE | Average Existing and Code | 0 | Conventional | HVAC | Com - Retail | Com | ROB and NEW | 0 | 1000 sqft2 of floor space | Cap-kBTUh | 20 | None | 9.3 | 0.00158 | 0.113 | SWHC011-01 | 54.19 | 2022 | 0 | 15.62 | 2021 | 0 | 0 | SWHC011-01 | Com Furnaces - Hot-Dry ¦ SDG&E ¦ Hot-Dry | Com Furnaces - Hot-Dry | 0.43965 | 1 | 0.89024 | CBSA 2014 | -17.8566 | 2012 | 0.6 | SWHC011-01
COM-HVAC-75.95 | Com ¦ Com Code Furnace (81 AFUE) - Hot-Dry ¦ SDG&E ¦ Hot-Dry | Com ¦ Com Code Furnace (81 AFUE) - Hot-Dry | SDG&E ¦ Hot-Dry | SDG&E | All | Gas | Furnace, Commercial, 81% AFUE | Average Existing and Code | 0 | Conventional | HVAC | Com - School | Com | ROB and NEW | 0 | 1000 sqft2 of floor space | Cap-kBTUh | 20 | None | 9.3 | 0.00158 | 0.113 | SWHC011-01 | 54.19 | 2022 | 0 | 15.62 | 2021 | 0 | 0 | SWHC011-01 | Com Furnaces - Hot-Dry ¦ SDG&E ¦ Hot-Dry | Com Furnaces - Hot-Dry | 2.5576 | 1 | 0.89024 | CBSA 2014 | -0.60548 | 2012 | 0.6 | SWHC011-01
COM-HVAC-75.96 | Com ¦ Com Code Furnace (81 AFUE) - Hot-Dry ¦ SDG&E ¦ Hot-Dry | Com ¦ Com Code Furnace (81 AFUE) - Hot-Dry | SDG&E ¦ Hot-Dry | SDG&E | All | Gas | Furnace, Commercial, 81% AFUE | Average Existing and Code | 0 | Conventional | HVAC | Com - Warehouse | Com | ROB and NEW | 0 | 1000 sqft2 of floor space | Cap-kBTUh | 20 | None | 9.3 | 0.00158 | 0.113 | SWHC011-01 | 54.19 | 2022 | 0 | 15.62 | 2021 | 0 | 0 | SWHC011-01 | Com Furnaces - Hot-Dry ¦ SDG&E ¦ Hot-Dry | Com Furnaces - Hot-Dry | 0.02 | 1 | 0.89024 | CBSA 2014 | -1.5569 | 2012 | 0.6 | SWHC011-01
COM-HVAC-76.1 | Com ¦ Com High Eff. Furnace (92 AFUE) - Marine ¦ PG&E ¦ Marine | Com ¦ Com High Eff. Furnace (92 AFUE) - Marine | PG&E ¦ Marine | PG&E | All | Gas | High Efficiency Furnace, Commercial, 95% AFUE | Efficient | 2030 | Conventional | HVAC | Com - College | Com | ROB and NEW | 0 | 1000 sqft2 of floor space | Cap-kBTUh | 20 | None | 0 | 0 | 0 | SWHC011-01 | 83.09 | 2022 | 0 | 31.25 | 2021 | 0 | 0 | SWHC011-01 | Com Furnaces - Marine ¦ PG&E ¦ Marine | Com Furnaces - Marine | 0.7206 | 1 | 0.10976 | CBSA 2014 | 0 | 2032 | 0.6 | SWHC011-01
COM-HVAC-76.2 | Com ¦ Com High Eff. Furnace (92 AFUE) - Marine ¦ PG&E ¦ Marine | Com ¦ Com High Eff. Furnace (92 AFUE) - Marine | PG&E ¦ Marine | PG&E | All | Gas | High Efficiency Furnace, Commercial, 95% AFUE | Efficient | 2030 | Conventional | HVAC | Com - Grocery | Com | ROB and NEW | 0 | 1000 sqft2 of floor space | Cap-kBTUh | 20 | None | 0 | 0 | 0 | SWHC011-01 | 83.09 | 2022 | 0 | 31.25 | 2021 | 0 | 0 | SWHC011-01 | Com Furnaces - Marine ¦ PG&E ¦ Marine | Com Furnaces - Marine | 0.3 | 1 | 0.10976 | CBSA 2014 | 0 | 2032 | 0.6 | SWHC011-01
COM-HVAC-76.3 | Com ¦ Com High Eff. Furnace (92 AFUE) - Marine ¦ PG&E ¦ Marine | Com ¦ Com High Eff. Furnace (92 AFUE) - Marine | PG&E ¦ Marine | PG&E | All | Gas | High Efficiency Furnace, Commercial, 95% AFUE | Efficient | 2030 | Conventional | HVAC | Com - Health | Com | ROB and NEW | 0 | 1000 sqft2 of floor space | Cap-kBTUh | 20 | None | 0 | 0 | 0 | SWHC011-01 | 83.09 | 2022 | 0 | 31.25 | 2021 | 0 | 0 | SWHC011-01 | Com Furnaces - Marine ¦ PG&E ¦ Marine | Com Furnaces - Marine | 1.0074 | 1 | 0.10976 | CBSA 2014 | 0 | 2032 | 0.6 | SWHC011-01
COM-HVAC-76.4 | Com ¦ Com High Eff. Furnace (92 AFUE) - Marine ¦ PG&E ¦ Marine | Com ¦ Com High Eff. Furnace (92 AFUE) - Marine | PG&E ¦ Marine | PG&E | All | Gas | High Efficiency Furnace, Commercial, 95% AFUE | Efficient | 2030 | Conventional | HVAC | Com - Lodging | Com | ROB and NEW | 0 | 1000 sqft2 of floor space | Cap-kBTUh | 20 | None | 0 | 0 | 0 | SWHC011-01 | 83.09 | 2022 | 0 | 31.25 | 2021 | 0 | 0 | SWHC011-01 | Com Furnaces - Marine ¦ PG&E ¦ Marine | Com Furnaces - Marine | 0.4628 | 1 | 0.10976 | CBSA 2014 | 0 | 2032 | 0.6 | SWHC011-01
COM-HVAC-76.5 | Com ¦ Com High Eff. Furnace (92 AFUE) - Marine ¦ PG&E ¦ Marine | Com ¦ Com High Eff. Furnace (92 AFUE) - Marine | PG&E ¦ Marine | PG&E | All | Gas | High Efficiency Furnace, Commercial, 95% AFUE | Efficient | 2030 | Conventional | HVAC | Com - Office (Large) | Com | ROB and NEW | 0 | 1000 sqft2 of floor space | Cap-kBTUh | 20 | None | 0 | 0 | 0 | SWHC011-01 | 83.09 | 2022 | 0 | 31.25 | 2021 | 0 | 0 | SWHC011-01 | Com Furnaces - Marine ¦ PG&E ¦ Marine | Com Furnaces - Marine | 0.10857 | 1 | 0.10976 | CBSA 2014 | 0 | 2032 | 0.6 | SWHC011-01
COM-HVAC-76.6 | Com ¦ Com High Eff. Furnace (92 AFUE) - Marine ¦ PG&E ¦ Marine | Com ¦ Com High Eff. Furnace (92 AFUE) - Marine | PG&E ¦ Marine | PG&E | All | Gas | High Efficiency Furnace, Commercial, 95% AFUE | Efficient | 2030 | Conventional | HVAC | Com - Office (Small) | Com | ROB and NEW | 0 | 1000 sqft2 of floor space | Cap-kBTUh | 20 | None | 0 | 0 | 0 | SWHC011-01 | 83.09 | 2022 | 0 | 31.25 | 2021 | 0 | 0 | SWHC011-01 | Com Furnaces - Marine ¦ PG&E ¦ Marine | Com Furnaces - Marine | 0.3 | 1 | 0.10976 | CBSA 2014 | 0 | 2032 | 0.6 | SWHC011-01
COM-HVAC-76.7 | Com ¦ Com High Eff. Furnace (92 AFUE) - Marine ¦ PG&E ¦ Marine | Com ¦ Com High Eff. Furnace (92 AFUE) - Marine | PG&E ¦ Marine | PG&E | All | Gas | High Efficiency Furnace, Commercial, 95% AFUE | Efficient | 2030 | Conventional | HVAC | Com - Other | Com | ROB and NEW | 0 | 1000 sqft2 of floor space | Cap-kBTUh | 20 | None | 0 | 0 | 0 | SWHC011-01 | 83.09 | 2022 | 0 | 31.25 | 2021 | 0 | 0 | SWHC011-01 | Com Furnaces - Marine ¦ PG&E ¦ Marine | Com Furnaces - Marine | 0.88227 | 1 | 0.10976 | CBSA 2014 | 0 | 2032 | 0.6 | SWHC011-01
COM-HVAC-76.8 | Com ¦ Com High Eff. Furnace (92 AFUE) - Marine ¦ PG&E ¦ Marine | Com ¦ Com High Eff. Furnace (92 AFUE) - Marine | PG&E ¦ Marine | PG&E | All | Gas | High Efficiency Furnace, Commercial, 95% AFUE | Efficient | 2030 | Conventional | HVAC | Com - Refrig. Warehouse | Com | ROB and NEW | 0 | 1000 sqft2 of floor space | Cap-kBTUh | 20 | None | 0 | 0 | 0 | SWHC011-01 | 83.09 | 2022 | 0 | 31.25 | 2021 | 0 | 0 | SWHC011-01 | Com Furnaces - Marine ¦ PG&E ¦ Marine | Com Furnaces - Marine | 0.05 | 1 | 0.10976 | CBSA 2014 | 0 | 2032 | 0.6 | SWHC011-01
COM-HVAC-76.9 | Com ¦ Com High Eff. Furnace (92 AFUE) - Marine ¦ PG&E ¦ Marine | Com ¦ Com High Eff. Furnace (92 AFUE) - Marine | PG&E ¦ Marine | PG&E | All | Gas | High Efficiency Furnace, Commercial, 95% AFUE | Efficient | 2030 | Conventional | HVAC | Com - Restaurant | Com | ROB and NEW | 0 | 1000 sqft2 of floor space | Cap-kBTUh | 20 | None | 0 | 0 | 0 | SWHC011-01 | 83.09 | 2022 | 0 | 31.25 | 2021 | 0 | 0 | SWHC011-01 | Com Furnaces - Marine ¦ PG&E ¦ Marine | Com Furnaces - Marine | 8.5 | 1 | 0.10976 | CBSA 2014 | 0 | 2032 | 0.6 | SWHC011-01
COM-HVAC-76.10 | Com ¦ Com High Eff. Furnace (92 AFUE) - Marine ¦ PG&E ¦ Marine | Com ¦ Com High Eff. Furnace (92 AFUE) - Marine | PG&E ¦ Marine | PG&E | All | Gas | High Efficiency Furnace, Commercial, 95% AFUE | Efficient | 2030 | Conventional | HVAC | Com - Retail | Com | ROB and NEW | 0 | 1000 sqft2 of floor space | Cap-kBTUh | 20 | None | 0 | 0 | 0 | SWHC011-01 | 83.09 | 2022 | 0 | 31.25 | 2021 | 0 | 0 | SWHC011-01 | Com Furnaces - Marine ¦ PG&E ¦ Marine | Com Furnaces - Marine | 0.43965 | 1 | 0.10976 | CBSA 2014 | 0 | 2032 | 0.6 | SWHC011-01
COM-HVAC-76.11 | Com ¦ Com High Eff. Furnace (92 AFUE) - Marine ¦ PG&E ¦ Marine | Com ¦ Com High Eff. Furnace (92 AFUE) - Marine | PG&E ¦ Marine | PG&E | All | Gas | High Efficiency Furnace, Commercial, 95% AFUE | Efficient | 2030 | Conventional | HVAC | Com - School | Com | ROB and NEW | 0 | 1000 sqft2 of floor space | Cap-kBTUh | 20 | None | 0 | 0 | 0 | SWHC011-01 | 83.09 | 2022 | 0 | 31.25 | 2021 | 0 | 0 | SWHC011-01 | Com Furnaces - Marine ¦ PG&E ¦ Marine | Com Furnaces - Marine | 2.5576 | 1 | 0.10976 | CBSA 2014 | 0 | 2032 | 0.6 | SWHC011-01
COM-HVAC-76.12 | Com ¦ Com High Eff. Furnace (92 AFUE) - Marine ¦ PG&E ¦ Marine | Com ¦ Com High Eff. Furnace (92 AFUE) - Marine | PG&E ¦ Marine | PG&E | All | Gas | High Efficiency Furnace, Commercial, 95% AFUE | Efficient | 2030 | Conventional | HVAC | Com - Warehouse | Com | ROB and NEW | 0 | 1000 sqft2 of floor space | Cap-kBTUh | 20 | None | 0 | 0 | 0 | SWHC011-01 | 83.09 | 2022 | 0 | 31.25 | 2021 | 0 | 0 | SWHC011-01 | Com Furnaces - Marine ¦ PG&E ¦ Marine | Com Furnaces - Marine | 0.02 | 1 | 0.10976 | CBSA 2014 | 0 | 2032 | 0.6 | SWHC011-01
COM-HVAC-76.13 | Com ¦ Com High Eff. Furnace (92 AFUE) - Hot-Dry ¦ PG&E ¦ Hot-Dry | Com ¦ Com High Eff. Furnace (92 AFUE) - Hot-Dry | PG&E ¦ Hot-Dry | PG&E | All | Gas | High Efficiency Furnace, Commercial, 95% AFUE | Efficient | 2030 | Conventional | HVAC | Com - College | Com | ROB and NEW | 0 | 1000 sqft2 of floor space | Cap-kBTUh | 20 | None | 0 | 0 | 0 | SWHC011-01 | 83.09 | 2022 | 0 | 31.25 | 2021 | 0 | 0 | SWHC011-01 | Com Furnaces - Hot-Dry ¦ PG&E ¦ Hot-Dry | Com Furnaces - Hot-Dry | 0.7206 | 1 | 0.10976 | CBSA 2014 | 0 | 2032 | 0.6 | SWHC011-01
COM-HVAC-76.14 | Com ¦ Com High Eff. Furnace (92 AFUE) - Hot-Dry ¦ PG&E ¦ Hot-Dry | Com ¦ Com High Eff. Furnace (92 AFUE) - Hot-Dry | PG&E ¦ Hot-Dry | PG&E | All | Gas | High Efficiency Furnace, Commercial, 95% AFUE | Efficient | 2030 | Conventional | HVAC | Com - Grocery | Com | ROB and NEW | 0 | 1000 sqft2 of floor space | Cap-kBTUh | 20 | None | 0 | 0 | 0 | SWHC011-01 | 83.09 | 2022 | 0 | 31.25 | 2021 | 0 | 0 | SWHC011-01 | Com Furnaces - Hot-Dry ¦ PG&E ¦ Hot-Dry | Com Furnaces - Hot-Dry | 0.3 | 1 | 0.10976 | CBSA 2014 | 0 | 2032 | 0.6 | SWHC011-01
COM-HVAC-76.15 | Com ¦ Com High Eff. Furnace (92 AFUE) - Hot-Dry ¦ PG&E ¦ Hot-Dry | Com ¦ Com High Eff. Furnace (92 AFUE) - Hot-Dry | PG&E ¦ Hot-Dry | PG&E | All | Gas | High Efficiency Furnace, Commercial, 95% AFUE | Efficient | 2030 | Conventional | HVAC | Com - Health | Com | ROB and NEW | 0 | 1000 sqft2 of floor space | Cap-kBTUh | 20 | None | 0 | 0 | 0 | SWHC011-01 | 83.09 | 2022 | 0 | 31.25 | 2021 | 0 | 0 | SWHC011-01 | Com Furnaces - Hot-Dry ¦ PG&E ¦ Hot-Dry | Com Furnaces - Hot-Dry | 1.0074 | 1 | 0.10976 | CBSA 2014 | 0 | 2032 | 0.6 | SWHC011-01
COM-HVAC-76.16 | Com ¦ Com High Eff. Furnace (92 AFUE) - Hot-Dry ¦ PG&E ¦ Hot-Dry | Com ¦ Com High Eff. Furnace (92 AFUE) - Hot-Dry | PG&E ¦ Hot-Dry | PG&E | All | Gas | High Efficiency Furnace, Commercial, 95% AFUE | Efficient | 2030 | Conventional | HVAC | Com - Lodging | Com | ROB and NEW | 0 | 1000 sqft2 of floor space | Cap-kBTUh | 20 | None | 0 | 0 | 0 | SWHC011-01 | 83.09 | 2022 | 0 | 31.25 | 2021 | 0 | 0 | SWHC011-01 | Com Furnaces - Hot-Dry ¦ PG&E ¦ Hot-Dry | Com Furnaces - Hot-Dry | 0.4628 | 1 | 0.10976 | CBSA 2014 | 0 | 2032 | 0.6 | SWHC011-01
COM-HVAC-76.17 | Com ¦ Com High Eff. Furnace (92 AFUE) - Hot-Dry ¦ PG&E ¦ Hot-Dry | Com ¦ Com High Eff. Furnace (92 AFUE) - Hot-Dry | PG&E ¦ Hot-Dry | PG&E | All | Gas | High Efficiency Furnace, Commercial, 95% AFUE | Efficient | 2030 | Conventional | HVAC | Com - Office (Large) | Com | ROB and NEW | 0 | 1000 sqft2 of floor space | Cap-kBTUh | 20 | None | 0 | 0 | 0 | SWHC011-01 | 83.09 | 2022 | 0 | 31.25 | 2021 | 0 | 0 | SWHC011-01 | Com Furnaces - Hot-Dry ¦ PG&E ¦ Hot-Dry | Com Furnaces - Hot-Dry | 0.10857 | 1 | 0.10976 | CBSA 2014 | 0 | 2032 | 0.6 | SWHC011-01
COM-HVAC-76.18 | Com ¦ Com High Eff. Furnace (92 AFUE) - Hot-Dry ¦ PG&E ¦ Hot-Dry | Com ¦ Com High Eff. Furnace (92 AFUE) - Hot-Dry | PG&E ¦ Hot-Dry | PG&E | All | Gas | High Efficiency Furnace, Commercial, 95% AFUE | Efficient | 2030 | Conventional | HVAC | Com - Office (Small) | Com | ROB and NEW | 0 | 1000 sqft2 of floor space | Cap-kBTUh | 20 | None | 0 | 0 | 0 | SWHC011-01 | 83.09 | 2022 | 0 | 31.25 | 2021 | 0 | 0 | SWHC011-01 | Com Furnaces - Hot-Dry ¦ PG&E ¦ Hot-Dry | Com Furnaces - Hot-Dry | 0.3 | 1 | 0.10976 | CBSA 2014 | 0 | 2032 | 0.6 | SWHC011-01
COM-HVAC-76.19 | Com ¦ Com High Eff. Furnace (92 AFUE) - Hot-Dry ¦ PG&E ¦ Hot-Dry | Com ¦ Com High Eff. Furnace (92 AFUE) - Hot-Dry | PG&E ¦ Hot-Dry | PG&E | All | Gas | High Efficiency Furnace, Commercial, 95% AFUE | Efficient | 2030 | Conventional | HVAC | Com - Other | Com | ROB and NEW | 0 | 1000 sqft2 of floor space | Cap-kBTUh | 20 | None | 0 | 0 | 0 | SWHC011-01 | 83.09 | 2022 | 0 | 31.25 | 2021 | 0 | 0 | SWHC011-01 | Com Furnaces - Hot-Dry ¦ PG&E ¦ Hot-Dry | Com Furnaces - Hot-Dry | 0.88227 | 1 | 0.10976 | CBSA 2014 | 0 | 2032 | 0.6 | SWHC011-01
COM-HVAC-76.20 | Com ¦ Com High Eff. Furnace (92 AFUE) - Hot-Dry ¦ PG&E ¦ Hot-Dry | Com ¦ Com High Eff. Furnace (92 AFUE) - Hot-Dry | PG&E ¦ Hot-Dry | PG&E | All | Gas | High Efficiency Furnace, Commercial, 95% AFUE | Efficient | 2030 | Conventional | HVAC | Com - Refrig. Warehouse | Com | ROB and NEW | 0 | 1000 sqft2 of floor space | Cap-kBTUh | 20 | None | 0 | 0 | 0 | SWHC011-01 | 83.09 | 2022 | 0 | 31.25 | 2021 | 0 | 0 | SWHC011-01 | Com Furnaces - Hot-Dry ¦ PG&E ¦ Hot-Dry | Com Furnaces - Hot-Dry | 0.05 | 1 | 0.10976 | CBSA 2014 | 0 | 2032 | 0.6 | SWHC011-01
COM-HVAC-76.21 | Com ¦ Com High Eff. Furnace (92 AFUE) - Hot-Dry ¦ PG&E ¦ Hot-Dry | Com ¦ Com High Eff. Furnace (92 AFUE) - Hot-Dry | PG&E ¦ Hot-Dry | PG&E | All | Gas | High Efficiency Furnace, Commercial, 95% AFUE | Efficient | 2030 | Conventional | HVAC | Com - Restaurant | Com | ROB and NEW | 0 | 1000 sqft2 of floor space | Cap-kBTUh | 20 | None | 0 | 0 | 0 | SWHC011-01 | 83.09 | 2022 | 0 | 31.25 | 2021 | 0 | 0 | SWHC011-01 | Com Furnaces - Hot-Dry ¦ PG&E ¦ Hot-Dry | Com Furnaces - Hot-Dry | 8.5 | 1 | 0.10976 | CBSA 2014 | 0 | 2032 | 0.6 | SWHC011-01
COM-HVAC-76.22 | Com ¦ Com High Eff. Furnace (92 AFUE) - Hot-Dry ¦ PG&E ¦ Hot-Dry | Com ¦ Com High Eff. Furnace (92 AFUE) - Hot-Dry | PG&E ¦ Hot-Dry | PG&E | All | Gas | High Efficiency Furnace, Commercial, 95% AFUE | Efficient | 2030 | Conventional | HVAC | Com - Retail | Com | ROB and NEW | 0 | 1000 sqft2 of floor space | Cap-kBTUh | 20 | None | 0 | 0 | 0 | SWHC011-01 | 83.09 | 2022 | 0 | 31.25 | 2021 | 0 | 0 | SWHC011-01 | Com Furnaces - Hot-Dry ¦ PG&E ¦ Hot-Dry | Com Furnaces - Hot-Dry | 0.43965 | 1 | 0.10976 | CBSA 2014 | 0 | 2032 | 0.6 | SWHC011-01
COM-HVAC-76.23 | Com ¦ Com High Eff. Furnace (92 AFUE) - Hot-Dry ¦ PG&E ¦ Hot-Dry | Com ¦ Com High Eff. Furnace (92 AFUE) - Hot-Dry | PG&E ¦ Hot-Dry | PG&E | All | Gas | High Efficiency Furnace, Commercial, 95% AFUE | Efficient | 2030 | Conventional | HVAC | Com - School | Com | ROB and NEW | 0 | 1000 sqft2 of floor space | Cap-kBTUh | 20 | None | 0 | 0 | 0 | SWHC011-01 | 83.09 | 2022 | 0 | 31.25 | 2021 | 0 | 0 | SWHC011-01 | Com Furnaces - Hot-Dry ¦ PG&E ¦ Hot-Dry | Com Furnaces - Hot-Dry | 2.5576 | 1 | 0.10976 | CBSA 2014 | 0 | 2032 | 0.6 | SWHC011-01
COM-HVAC-76.24 | Com ¦ Com High Eff. Furnace (92 AFUE) - Hot-Dry ¦ PG&E ¦ Hot-Dry | Com ¦ Com High Eff. Furnace (92 AFUE) - Hot-Dry | PG&E ¦ Hot-Dry | PG&E | All | Gas | High Efficiency Furnace, Commercial, 95% AFUE | Efficient | 2030 | Conventional | HVAC | Com - Warehouse | Com | ROB and NEW | 0 | 1000 sqft2 of floor space | Cap-kBTUh | 20 | None | 0 | 0 | 0 | SWHC011-01 | 83.09 | 2022 | 0 | 31.25 | 2021 | 0 | 0 | SWHC011-01 | Com Furnaces - Hot-Dry ¦ PG&E ¦ Hot-Dry | Com Furnaces - Hot-Dry | 0.02 | 1 | 0.10976 | CBSA 2014 | 0 | 2032 | 0.6 | SWHC011-01
COM-HVAC-76.25 | Com ¦ Com High Eff. Furnace (92 AFUE) - Cold ¦ PG&E ¦ Cold | Com ¦ Com High Eff. Furnace (92 AFUE) - Cold | PG&E ¦ Cold | PG&E | All | Gas | High Efficiency Furnace, Commercial, 95% AFUE | Efficient | 2030 | Conventional | HVAC | Com - College | Com | ROB and NEW | 0 | 1000 sqft2 of floor space | Cap-kBTUh | 20 | None | 0 | 0 | 0 | SWHC011-01 | 83.09 | 2022 | 0 | 31.25 | 2021 | 0 | 0 | SWHC011-01 | Com Furnaces - Cold ¦ PG&E ¦ Cold | Com Furnaces - Cold | 0.7206 | 1 | 0.10976 | CBSA 2014 | 0 | 2032 | 0.6 | SWHC011-01
COM-HVAC-76.26 | Com ¦ Com High Eff. Furnace (92 AFUE) - Cold ¦ PG&E ¦ Cold | Com ¦ Com High Eff. Furnace (92 AFUE) - Cold | PG&E ¦ Cold | PG&E | All | Gas | High Efficiency Furnace, Commercial, 95% AFUE | Efficient | 2030 | Conventional | HVAC | Com - Grocery | Com | ROB and NEW | 0 | 1000 sqft2 of floor space | Cap-kBTUh | 20 | None | 0 | 0 | 0 | SWHC011-01 | 83.09 | 2022 | 0 | 31.25 | 2021 | 0 | 0 | SWHC011-01 | Com Furnaces - Cold ¦ PG&E ¦ Cold | Com Furnaces - Cold | 0.3 | 1 | 0.10976 | CBSA 2014 | 0 | 2032 | 0.6 | SWHC011-01
COM-HVAC-76.27 | Com ¦ Com High Eff. Furnace (92 AFUE) - Cold ¦ PG&E ¦ Cold | Com ¦ Com High Eff. Furnace (92 AFUE) - Cold | PG&E ¦ Cold | PG&E | All | Gas | High Efficiency Furnace, Commercial, 95% AFUE | Efficient | 2030 | Conventional | HVAC | Com - Health | Com | ROB and NEW | 0 | 1000 sqft2 of floor space | Cap-kBTUh | 20 | None | 0 | 0 | 0 | SWHC011-01 | 83.09 | 2022 | 0 | 31.25 | 2021 | 0 | 0 | SWHC011-01 | Com Furnaces - Cold ¦ PG&E ¦ Cold | Com Furnaces - Cold | 1.0074 | 1 | 0.10976 | CBSA 2014 | 0 | 2032 | 0.6 | SWHC011-01
COM-HVAC-76.28 | Com ¦ Com High Eff. Furnace (92 AFUE) - Cold ¦ PG&E ¦ Cold | Com ¦ Com High Eff. Furnace (92 AFUE) - Cold | PG&E ¦ Cold | PG&E | All | Gas | High Efficiency Furnace, Commercial, 95% AFUE | Efficient | 2030 | Conventional | HVAC | Com - Lodging | Com | ROB and NEW | 0 | 1000 sqft2 of floor space | Cap-kBTUh | 20 | None | 0 | 0 | 0 | SWHC011-01 | 83.09 | 2022 | 0 | 31.25 | 2021 | 0 | 0 | SWHC011-01 | Com Furnaces - Cold ¦ PG&E ¦ Cold | Com Furnaces - Cold | 0.4628 | 1 | 0.10976 | CBSA 2014 | 0 | 2032 | 0.6 | SWHC011-01
COM-HVAC-76.29 | Com ¦ Com High Eff. Furnace (92 AFUE) - Cold ¦ PG&E ¦ Cold | Com ¦ Com High Eff. Furnace (92 AFUE) - Cold | PG&E ¦ Cold | PG&E | All | Gas | High Efficiency Furnace, Commercial, 95% AFUE | Efficient | 2030 | Conventional | HVAC | Com - Office (Large) | Com | ROB and NEW | 0 | 1000 sqft2 of floor space | Cap-kBTUh | 20 | None | 0 | 0 | 0 | SWHC011-01 | 83.09 | 2022 | 0 | 31.25 | 2021 | 0 | 0 | SWHC011-01 | Com Furnaces - Cold ¦ PG&E ¦ Cold | Com Furnaces - Cold | 0.10857 | 1 | 0.10976 | CBSA 2014 | 0 | 2032 | 0.6 | SWHC011-01
COM-HVAC-76.30 | Com ¦ Com High Eff. Furnace (92 AFUE) - Cold ¦ PG&E ¦ Cold | Com ¦ Com High Eff. Furnace (92 AFUE) - Cold | PG&E ¦ Cold | PG&E | All | Gas | High Efficiency Furnace, Commercial, 95% AFUE | Efficient | 2030 | Conventional | HVAC | Com - Office (Small) | Com | ROB and NEW | 0 | 1000 sqft2 of floor space | Cap-kBTUh | 20 | None | 0 | 0 | 0 | SWHC011-01 | 83.09 | 2022 | 0 | 31.25 | 2021 | 0 | 0 | SWHC011-01 | Com Furnaces - Cold ¦ PG&E ¦ Cold | Com Furnaces - Cold | 0.3 | 1 | 0.10976 | CBSA 2014 | 0 | 2032 | 0.6 | SWHC011-01
COM-HVAC-76.31 | Com ¦ Com High Eff. Furnace (92 AFUE) - Cold ¦ PG&E ¦ Cold | Com ¦ Com High Eff. Furnace (92 AFUE) - Cold | PG&E ¦ Cold | PG&E | All | Gas | High Efficiency Furnace, Commercial, 95% AFUE | Efficient | 2030 | Conventional | HVAC | Com - Other | Com | ROB and NEW | 0 | 1000 sqft2 of floor space | Cap-kBTUh | 20 | None | 0 | 0 | 0 | SWHC011-01 | 83.09 | 2022 | 0 | 31.25 | 2021 | 0 | 0 | SWHC011-01 | Com Furnaces - Cold ¦ PG&E ¦ Cold | Com Furnaces - Cold | 0.88227 | 1 | 0.10976 | CBSA 2014 | 0 | 2032 | 0.6 | SWHC011-01
COM-HVAC-76.32 | Com ¦ Com High Eff. Furnace (92 AFUE) - Cold ¦ PG&E ¦ Cold | Com ¦ Com High Eff. Furnace (92 AFUE) - Cold | PG&E ¦ Cold | PG&E | All | Gas | High Efficiency Furnace, Commercial, 95% AFUE | Efficient | 2030 | Conventional | HVAC | Com - Refrig. Warehouse | Com | ROB and NEW | 0 | 1000 sqft2 of floor space | Cap-kBTUh | 20 | None | 0 | 0 | 0 | SWHC011-01 | 83.09 | 2022 | 0 | 31.25 | 2021 | 0 | 0 | SWHC011-01 | Com Furnaces - Cold ¦ PG&E ¦ Cold | Com Furnaces - Cold | 0.05 | 1 | 0.10976 | CBSA 2014 | 0 | 2032 | 0.6 | SWHC011-01
COM-HVAC-76.33 | Com ¦ Com High Eff. Furnace (92 AFUE) - Cold ¦ PG&E ¦ Cold | Com ¦ Com High Eff. Furnace (92 AFUE) - Cold | PG&E ¦ Cold | PG&E | All | Gas | High Efficiency Furnace, Commercial, 95% AFUE | Efficient | 2030 | Conventional | HVAC | Com - Restaurant | Com | ROB and NEW | 0 | 1000 sqft2 of floor space | Cap-kBTUh | 20 | None | 0 | 0 | 0 | SWHC011-01 | 83.09 | 2022 | 0 | 31.25 | 2021 | 0 | 0 | SWHC011-01 | Com Furnaces - Cold ¦ PG&E ¦ Cold | Com Furnaces - Cold | 8.5 | 1 | 0.10976 | CBSA 2014 | 0 | 2032 | 0.6 | SWHC011-01
COM-HVAC-76.34 | Com ¦ Com High Eff. Furnace (92 AFUE) - Cold ¦ PG&E ¦ Cold | Com ¦ Com High Eff. Furnace (92 AFUE) - Cold | PG&E ¦ Cold | PG&E | All | Gas | High Efficiency Furnace, Commercial, 95% AFUE | Efficient | 2030 | Conventional | HVAC | Com - Retail | Com | ROB and NEW | 0 | 1000 sqft2 of floor space | Cap-kBTUh | 20 | None | 0 | 0 | 0 | SWHC011-01 | 83.09 | 2022 | 0 | 31.25 | 2021 | 0 | 0 | SWHC011-01 | Com Furnaces - Cold ¦ PG&E ¦ Cold | Com Furnaces - Cold | 0.43965 | 1 | 0.10976 | CBSA 2014 | 0 | 2032 | 0.6 | SWHC011-01
COM-HVAC-76.35 | Com ¦ Com High Eff. Furnace (92 AFUE) - Cold ¦ PG&E ¦ Cold | Com ¦ Com High Eff. Furnace (92 AFUE) - Cold | PG&E ¦ Cold | PG&E | All | Gas | High Efficiency Furnace, Commercial, 95% AFUE | Efficient | 2030 | Conventional | HVAC | Com - School | Com | ROB and NEW | 0 | 1000 sqft2 of floor space | Cap-kBTUh | 20 | None | 0 | 0 | 0 | SWHC011-01 | 83.09 | 2022 | 0 | 31.25 | 2021 | 0 | 0 | SWHC011-01 | Com Furnaces - Cold ¦ PG&E ¦ Cold | Com Furnaces - Cold | 2.5576 | 1 | 0.10976 | CBSA 2014 | 0 | 2032 | 0.6 | SWHC011-01
COM-HVAC-76.36 | Com ¦ Com High Eff. Furnace (92 AFUE) - Cold ¦ PG&E ¦ Cold | Com ¦ Com High Eff. Furnace (92 AFUE) - Cold | PG&E ¦ Cold | PG&E | All | Gas | High Efficiency Furnace, Commercial, 95% AFUE | Efficient | 2030 | Conventional | HVAC | Com - Warehouse | Com | ROB and NEW | 0 | 1000 sqft2 of floor space | Cap-kBTUh | 20 | None | 0 | 0 | 0 | SWHC011-01 | 83.09 | 2022 | 0 | 31.25 | 2021 | 0 | 0 | SWHC011-01 | Com Furnaces - Cold ¦ PG&E ¦ Cold | Com Furnaces - Cold | 0.02 | 1 | 0.10976 | CBSA 2014 | 0 | 2032 | 0.6 | SWHC011-01
COM-HVAC-76.37 | Com ¦ Com High Eff. Furnace (92 AFUE) - Marine ¦ SCG ¦ Marine | Com ¦ Com High Eff. Furnace (92 AFUE) - Marine | SCG ¦ Marine | SCG | All | Gas | High Efficiency Furnace, Commercial, 95% AFUE | Efficient | 2030 | Conventional | HVAC | Com - College | Com | ROB and NEW | 0 | 1000 sqft2 of floor space | Cap-kBTUh | 20 | None | 0 | 0 | 0 | SWHC011-01 | 83.09 | 2022 | 0 | 31.25 | 2021 | 0 | 0 | SWHC011-01 | Com Furnaces - Marine ¦ SCG ¦ Marine | Com Furnaces - Marine | 0.7206 | 1 | 0.10976 | CBSA 2014 | 0 | 2032 | 0.6 | SWHC011-01
COM-HVAC-76.38 | Com ¦ Com High Eff. Furnace (92 AFUE) - Marine ¦ SCG ¦ Marine | Com ¦ Com High Eff. Furnace (92 AFUE) - Marine | SCG ¦ Marine | SCG | All | Gas | High Efficiency Furnace, Commercial, 95% AFUE | Efficient | 2030 | Conventional | HVAC | Com - Grocery | Com | ROB and NEW | 0 | 1000 sqft2 of floor space | Cap-kBTUh | 20 | None | 0 | 0 | 0 | SWHC011-01 | 83.09 | 2022 | 0 | 31.25 | 2021 | 0 | 0 | SWHC011-01 | Com Furnaces - Marine ¦ SCG ¦ Marine | Com Furnaces - Marine | 0.3 | 1 | 0.10976 | CBSA 2014 | 0 | 2032 | 0.6 | SWHC011-01
COM-HVAC-76.39 | Com ¦ Com High Eff. Furnace (92 AFUE) - Marine ¦ SCG ¦ Marine | Com ¦ Com High Eff. Furnace (92 AFUE) - Marine | SCG ¦ Marine | SCG | All | Gas | High Efficiency Furnace, Commercial, 95% AFUE | Efficient | 2030 | Conventional | HVAC | Com - Health | Com | ROB and NEW | 0 | 1000 sqft2 of floor space | Cap-kBTUh | 20 | None | 0 | 0 | 0 | SWHC011-01 | 83.09 | 2022 | 0 | 31.25 | 2021 | 0 | 0 | SWHC011-01 | Com Furnaces - Marine ¦ SCG ¦ Marine | Com Furnaces - Marine | 1.0074 | 1 | 0.10976 | CBSA 2014 | 0 | 2032 | 0.6 | SWHC011-01
COM-HVAC-76.40 | Com ¦ Com High Eff. Furnace (92 AFUE) - Marine ¦ SCG ¦ Marine | Com ¦ Com High Eff. Furnace (92 AFUE) - Marine | SCG ¦ Marine | SCG | All | Gas | High Efficiency Furnace, Commercial, 95% AFUE | Efficient | 2030 | Conventional | HVAC | Com - Lodging | Com | ROB and NEW | 0 | 1000 sqft2 of floor space | Cap-kBTUh | 20 | None | 0 | 0 | 0 | SWHC011-01 | 83.09 | 2022 | 0 | 31.25 | 2021 | 0 | 0 | SWHC011-01 | Com Furnaces - Marine ¦ SCG ¦ Marine | Com Furnaces - Marine | 0.4628 | 1 | 0.10976 | CBSA 2014 | 0 | 2032 | 0.6 | SWHC011-01
COM-HVAC-76.41 | Com ¦ Com High Eff. Furnace (92 AFUE) - Marine ¦ SCG ¦ Marine | Com ¦ Com High Eff. Furnace (92 AFUE) - Marine | SCG ¦ Marine | SCG | All | Gas | High Efficiency Furnace, Commercial, 95% AFUE | Efficient | 2030 | Conventional | HVAC | Com - Office (Large) | Com | ROB and NEW | 0 | 1000 sqft2 of floor space | Cap-kBTUh | 20 | None | 0 | 0 | 0 | SWHC011-01 | 83.09 | 2022 | 0 | 31.25 | 2021 | 0 | 0 | SWHC011-01 | Com Furnaces - Marine ¦ SCG ¦ Marine | Com Furnaces - Marine | 0.10857 | 1 | 0.10976 | CBSA 2014 | 0 | 2032 | 0.6 | SWHC011-01
COM-HVAC-76.42 | Com ¦ Com High Eff. Furnace (92 AFUE) - Marine ¦ SCG ¦ Marine | Com ¦ Com High Eff. Furnace (92 AFUE) - Marine | SCG ¦ Marine | SCG | All | Gas | High Efficiency Furnace, Commercial, 95% AFUE | Efficient | 2030 | Conventional | HVAC | Com - Office (Small) | Com | ROB and NEW | 0 | 1000 sqft2 of floor space | Cap-kBTUh | 20 | None | 0 | 0 | 0 | SWHC011-01 | 83.09 | 2022 | 0 | 31.25 | 2021 | 0 | 0 | SWHC011-01 | Com Furnaces - Marine ¦ SCG ¦ Marine | Com Furnaces - Marine | 0.3 | 1 | 0.10976 | CBSA 2014 | 0 | 2032 | 0.6 | SWHC011-01
COM-HVAC-76.43 | Com ¦ Com High Eff. Furnace (92 AFUE) - Marine ¦ SCG ¦ Marine | Com ¦ Com High Eff. Furnace (92 AFUE) - Marine | SCG ¦ Marine | SCG | All | Gas | High Efficiency Furnace, Commercial, 95% AFUE | Efficient | 2030 | Conventional | HVAC | Com - Other | Com | ROB and NEW | 0 | 1000 sqft2 of floor space | Cap-kBTUh | 20 | None | 0 | 0 | 0 | SWHC011-01 | 83.09 | 2022 | 0 | 31.25 | 2021 | 0 | 0 | SWHC011-01 | Com Furnaces - Marine ¦ SCG ¦ Marine | Com Furnaces - Marine | 0.88227 | 1 | 0.10976 | CBSA 2014 | 0 | 2032 | 0.6 | SWHC011-01
COM-HVAC-76.44 | Com ¦ Com High Eff. Furnace (92 AFUE) - Marine ¦ SCG ¦ Marine | Com ¦ Com High Eff. Furnace (92 AFUE) - Marine | SCG ¦ Marine | SCG | All | Gas | High Efficiency Furnace, Commercial, 95% AFUE | Efficient | 2030 | Conventional | HVAC | Com - Refrig. Warehouse | Com | ROB and NEW | 0 | 1000 sqft2 of floor space | Cap-kBTUh | 20 | None | 0 | 0 | 0 | SWHC011-01 | 83.09 | 2022 | 0 | 31.25 | 2021 | 0 | 0 | SWHC011-01 | Com Furnaces - Marine ¦ SCG ¦ Marine | Com Furnaces - Marine | 0.05 | 1 | 0.10976 | CBSA 2014 | 0 | 2032 | 0.6 | SWHC011-01
COM-HVAC-76.45 | Com ¦ Com High Eff. Furnace (92 AFUE) - Marine ¦ SCG ¦ Marine | Com ¦ Com High Eff. Furnace (92 AFUE) - Marine | SCG ¦ Marine | SCG | All | Gas | High Efficiency Furnace, Commercial, 95% AFUE | Efficient | 2030 | Conventional | HVAC | Com - Restaurant | Com | ROB and NEW | 0 | 1000 sqft2 of floor space | Cap-kBTUh | 20 | None | 0 | 0 | 0 | SWHC011-01 | 83.09 | 2022 | 0 | 31.25 | 2021 | 0 | 0 | SWHC011-01 | Com Furnaces - Marine ¦ SCG ¦ Marine | Com Furnaces - Marine | 8.5 | 1 | 0.10976 | CBSA 2014 | 0 | 2032 | 0.6 | SWHC011-01
COM-HVAC-76.46 | Com ¦ Com High Eff. Furnace (92 AFUE) - Marine ¦ SCG ¦ Marine | Com ¦ Com High Eff. Furnace (92 AFUE) - Marine | SCG ¦ Marine | SCG | All | Gas | High Efficiency Furnace, Commercial, 95% AFUE | Efficient | 2030 | Conventional | HVAC | Com - Retail | Com | ROB and NEW | 0 | 1000 sqft2 of floor space | Cap-kBTUh | 20 | None | 0 | 0 | 0 | SWHC011-01 | 83.09 | 2022 | 0 | 31.25 | 2021 | 0 | 0 | SWHC011-01 | Com Furnaces - Marine ¦ SCG ¦ Marine | Com Furnaces - Marine | 0.43965 | 1 | 0.10976 | CBSA 2014 | 0 | 2032 | 0.6 | SWHC011-01
COM-HVAC-76.47 | Com ¦ Com High Eff. Furnace (92 AFUE) - Marine ¦ SCG ¦ Marine | Com ¦ Com High Eff. Furnace (92 AFUE) - Marine | SCG ¦ Marine | SCG | All | Gas | High Efficiency Furnace, Commercial, 95% AFUE | Efficient | 2030 | Conventional | HVAC | Com - School | Com | ROB and NEW | 0 | 1000 sqft2 of floor space | Cap-kBTUh | 20 | None | 0 | 0 | 0 | SWHC011-01 | 83.09 | 2022 | 0 | 31.25 | 2021 | 0 | 0 | SWHC011-01 | Com Furnaces - Marine ¦ SCG ¦ Marine | Com Furnaces - Marine | 2.5576 | 1 | 0.10976 | CBSA 2014 | 0 | 2032 | 0.6 | SWHC011-01
COM-HVAC-76.48 | Com ¦ Com High Eff. Furnace (92 AFUE) - Marine ¦ SCG ¦ Marine | Com ¦ Com High Eff. Furnace (92 AFUE) - Marine | SCG ¦ Marine | SCG | All | Gas | High Efficiency Furnace, Commercial, 95% AFUE | Efficient | 2030 | Conventional | HVAC | Com - Warehouse | Com | ROB and NEW | 0 | 1000 sqft2 of floor space | Cap-kBTUh | 20 | None | 0 | 0 | 0 | SWHC011-01 | 83.09 | 2022 | 0 | 31.25 | 2021 | 0 | 0 | SWHC011-01 | Com Furnaces - Marine ¦ SCG ¦ Marine | Com Furnaces - Marine | 0.02 | 1 | 0.10976 | CBSA 2014 | 0 | 2032 | 0.6 | SWHC011-01
COM-HVAC-76.49 | Com ¦ Com High Eff. Furnace (92 AFUE) - Hot-Dry ¦ SCG ¦ Hot-Dry | Com ¦ Com High Eff. Furnace (92 AFUE) - Hot-Dry | SCG ¦ Hot-Dry | SCG | All | Gas | High Efficiency Furnace, Commercial, 95% AFUE | Efficient | 2030 | Conventional | HVAC | Com - College | Com | ROB and NEW | 0 | 1000 sqft2 of floor space | Cap-kBTUh | 20 | None | 0 | 0 | 0 | SWHC011-01 | 83.09 | 2022 | 0 | 31.25 | 2021 | 0 | 0 | SWHC011-01 | Com Furnaces - Hot-Dry ¦ SCG ¦ Hot-Dry | Com Furnaces - Hot-Dry | 0.7206 | 1 | 0.10976 | CBSA 2014 | 0 | 2032 | 0.6 | SWHC011-01
COM-HVAC-76.50 | Com ¦ Com High Eff. Furnace (92 AFUE) - Hot-Dry ¦ SCG ¦ Hot-Dry | Com ¦ Com High Eff. Furnace (92 AFUE) - Hot-Dry | SCG ¦ Hot-Dry | SCG | All | Gas | High Efficiency Furnace, Commercial, 95% AFUE | Efficient | 2030 | Conventional | HVAC | Com - Grocery | Com | ROB and NEW | 0 | 1000 sqft2 of floor space | Cap-kBTUh | 20 | None | 0 | 0 | 0 | SWHC011-01 | 83.09 | 2022 | 0 | 31.25 | 2021 | 0 | 0 | SWHC011-01 | Com Furnaces - Hot-Dry ¦ SCG ¦ Hot-Dry | Com Furnaces - Hot-Dry | 0.3 | 1 | 0.10976 | CBSA 2014 | 0 | 2032 | 0.6 | SWHC011-01
COM-HVAC-76.51 | Com ¦ Com High Eff. Furnace (92 AFUE) - Hot-Dry ¦ SCG ¦ Hot-Dry | Com ¦ Com High Eff. Furnace (92 AFUE) - Hot-Dry | SCG ¦ Hot-Dry | SCG | All | Gas | High Efficiency Furnace, Commercial, 95% AFUE | Efficient | 2030 | Conventional | HVAC | Com - Health | Com | ROB and NEW | 0 | 1000 sqft2 of floor space | Cap-kBTUh | 20 | None | 0 | 0 | 0 | SWHC011-01 | 83.09 | 2022 | 0 | 31.25 | 2021 | 0 | 0 | SWHC011-01 | Com Furnaces - Hot-Dry ¦ SCG ¦ Hot-Dry | Com Furnaces - Hot-Dry | 1.0074 | 1 | 0.10976 | CBSA 2014 | 0 | 2032 | 0.6 | SWHC011-01
COM-HVAC-76.52 | Com ¦ Com High Eff. Furnace (92 AFUE) - Hot-Dry ¦ SCG ¦ Hot-Dry | Com ¦ Com High Eff. Furnace (92 AFUE) - Hot-Dry | SCG ¦ Hot-Dry | SCG | All | Gas | High Efficiency Furnace, Commercial, 95% AFUE | Efficient | 2030 | Conventional | HVAC | Com - Lodging | Com | ROB and NEW | 0 | 1000 sqft2 of floor space | Cap-kBTUh | 20 | None | 0 | 0 | 0 | SWHC011-01 | 83.09 | 2022 | 0 | 31.25 | 2021 | 0 | 0 | SWHC011-01 | Com Furnaces - Hot-Dry ¦ SCG ¦ Hot-Dry | Com Furnaces - Hot-Dry | 0.4628 | 1 | 0.10976 | CBSA 2014 | 0 | 2032 | 0.6 | SWHC011-01
COM-HVAC-76.53 | Com ¦ Com High Eff. Furnace (92 AFUE) - Hot-Dry ¦ SCG ¦ Hot-Dry | Com ¦ Com High Eff. Furnace (92 AFUE) - Hot-Dry | SCG ¦ Hot-Dry | SCG | All | Gas | High Efficiency Furnace, Commercial, 95% AFUE | Efficient | 2030 | Conventional | HVAC | Com - Office (Large) | Com | ROB and NEW | 0 | 1000 sqft2 of floor space | Cap-kBTUh | 20 | None | 0 | 0 | 0 | SWHC011-01 | 83.09 | 2022 | 0 | 31.25 | 2021 | 0 | 0 | SWHC011-01 | Com Furnaces - Hot-Dry ¦ SCG ¦ Hot-Dry | Com Furnaces - Hot-Dry | 0.10857 | 1 | 0.10976 | CBSA 2014 | 0 | 2032 | 0.6 | SWHC011-01
COM-HVAC-76.54 | Com ¦ Com High Eff. Furnace (92 AFUE) - Hot-Dry ¦ SCG ¦ Hot-Dry | Com ¦ Com High Eff. Furnace (92 AFUE) - Hot-Dry | SCG ¦ Hot-Dry | SCG | All | Gas | High Efficiency Furnace, Commercial, 95% AFUE | Efficient | 2030 | Conventional | HVAC | Com - Office (Small) | Com | ROB and NEW | 0 | 1000 sqft2 of floor space | Cap-kBTUh | 20 | None | 0 | 0 | 0 | SWHC011-01 | 83.09 | 2022 | 0 | 31.25 | 2021 | 0 | 0 | SWHC011-01 | Com Furnaces - Hot-Dry ¦ SCG ¦ Hot-Dry | Com Furnaces - Hot-Dry | 0.3 | 1 | 0.10976 | CBSA 2014 | 0 | 2032 | 0.6 | SWHC011-01
COM-HVAC-76.55 | Com ¦ Com High Eff. Furnace (92 AFUE) - Hot-Dry ¦ SCG ¦ Hot-Dry | Com ¦ Com High Eff. Furnace (92 AFUE) - Hot-Dry | SCG ¦ Hot-Dry | SCG | All | Gas | High Efficiency Furnace, Commercial, 95% AFUE | Efficient | 2030 | Conventional | HVAC | Com - Other | Com | ROB and NEW | 0 | 1000 sqft2 of floor space | Cap-kBTUh | 20 | None | 0 | 0 | 0 | SWHC011-01 | 83.09 | 2022 | 0 | 31.25 | 2021 | 0 | 0 | SWHC011-01 | Com Furnaces - Hot-Dry ¦ SCG ¦ Hot-Dry | Com Furnaces - Hot-Dry | 0.88227 | 1 | 0.10976 | CBSA 2014 | 0 | 2032 | 0.6 | SWHC011-01
COM-HVAC-76.56 | Com ¦ Com High Eff. Furnace (92 AFUE) - Hot-Dry ¦ SCG ¦ Hot-Dry | Com ¦ Com High Eff. Furnace (92 AFUE) - Hot-Dry | SCG ¦ Hot-Dry | SCG | All | Gas | High Efficiency Furnace, Commercial, 95% AFUE | Efficient | 2030 | Conventional | HVAC | Com - Refrig. Warehouse | Com | ROB and NEW | 0 | 1000 sqft2 of floor space | Cap-kBTUh | 20 | None | 0 | 0 | 0 | SWHC011-01 | 83.09 | 2022 | 0 | 31.25 | 2021 | 0 | 0 | SWHC011-01 | Com Furnaces - Hot-Dry ¦ SCG ¦ Hot-Dry | Com Furnaces - Hot-Dry | 0.05 | 1 | 0.10976 | CBSA 2014 | 0 | 2032 | 0.6 | SWHC011-01
COM-HVAC-76.57 | Com ¦ Com High Eff. Furnace (92 AFUE) - Hot-Dry ¦ SCG ¦ Hot-Dry | Com ¦ Com High Eff. Furnace (92 AFUE) - Hot-Dry | SCG ¦ Hot-Dry | SCG | All | Gas | High Efficiency Furnace, Commercial, 95% AFUE | Efficient | 2030 | Conventional | HVAC | Com - Restaurant | Com | ROB and NEW | 0 | 1000 sqft2 of floor space | Cap-kBTUh | 20 | None | 0 | 0 | 0 | SWHC011-01 | 83.09 | 2022 | 0 | 31.25 | 2021 | 0 | 0 | SWHC011-01 | Com Furnaces - Hot-Dry ¦ SCG ¦ Hot-Dry | Com Furnaces - Hot-Dry | 8.5 | 1 | 0.10976 | CBSA 2014 | 0 | 2032 | 0.6 | SWHC011-01
COM-HVAC-76.58 | Com ¦ Com High Eff. Furnace (92 AFUE) - Hot-Dry ¦ SCG ¦ Hot-Dry | Com ¦ Com High Eff. Furnace (92 AFUE) - Hot-Dry | SCG ¦ Hot-Dry | SCG | All | Gas | High Efficiency Furnace, Commercial, 95% AFUE | Efficient | 2030 | Conventional | HVAC | Com - Retail | Com | ROB and NEW | 0 | 1000 sqft2 of floor space | Cap-kBTUh | 20 | None | 0 | 0 | 0 | SWHC011-01 | 83.09 | 2022 | 0 | 31.25 | 2021 | 0 | 0 | SWHC011-01 | Com Furnaces - Hot-Dry ¦ SCG ¦ Hot-Dry | Com Furnaces - Hot-Dry | 0.43965 | 1 | 0.10976 | CBSA 2014 | 0 | 2032 | 0.6 | SWHC011-01
COM-HVAC-76.59 | Com ¦ Com High Eff. Furnace (92 AFUE) - Hot-Dry ¦ SCG ¦ Hot-Dry | Com ¦ Com High Eff. Furnace (92 AFUE) - Hot-Dry | SCG ¦ Hot-Dry | SCG | All | Gas | High Efficiency Furnace, Commercial, 95% AFUE | Efficient | 2030 | Conventional | HVAC | Com - School | Com | ROB and NEW | 0 | 1000 sqft2 of floor space | Cap-kBTUh | 20 | None | 0 | 0 | 0 | SWHC011-01 | 83.09 | 2022 | 0 | 31.25 | 2021 | 0 | 0 | SWHC011-01 | Com Furnaces - Hot-Dry ¦ SCG ¦ Hot-Dry | Com Furnaces - Hot-Dry | 2.5576 | 1 | 0.10976 | CBSA 2014 | 0 | 2032 | 0.6 | SWHC011-01
COM-HVAC-76.60 | Com ¦ Com High Eff. Furnace (92 AFUE) - Hot-Dry ¦ SCG ¦ Hot-Dry | Com ¦ Com High Eff. Furnace (92 AFUE) - Hot-Dry | SCG ¦ Hot-Dry | SCG | All | Gas | High Efficiency Furnace, Commercial, 95% AFUE | Efficient | 2030 | Conventional | HVAC | Com - Warehouse | Com | ROB and NEW | 0 | 1000 sqft2 of floor space | Cap-kBTUh | 20 | None | 0 | 0 | 0 | SWHC011-01 | 83.09 | 2022 | 0 | 31.25 | 2021 | 0 | 0 | SWHC011-01 | Com Furnaces - Hot-Dry ¦ SCG ¦ Hot-Dry | Com Furnaces - Hot-Dry | 0.02 | 1 | 0.10976 | CBSA 2014 | 0 | 2032 | 0.6 | SWHC011-01
COM-HVAC-76.61 | Com ¦ Com High Eff. Furnace (92 AFUE) - Cold ¦ SCG ¦ Cold | Com ¦ Com High Eff. Furnace (92 AFUE) - Cold | SCG ¦ Cold | SCG | All | Gas | High Efficiency Furnace, Commercial, 95% AFUE | Efficient | 2030 | Conventional | HVAC | Com - College | Com | ROB and NEW | 0 | 1000 sqft2 of floor space | Cap-kBTUh | 20 | None | 0 | 0 | 0 | SWHC011-01 | 83.09 | 2022 | 0 | 31.25 | 2021 | 0 | 0 | SWHC011-01 | Com Furnaces - Cold ¦ SCG ¦ Cold | Com Furnaces - Cold | 0.7206 | 1 | 0.10976 | CBSA 2014 | 0 | 2032 | 0.6 | SWHC011-01
COM-HVAC-76.62 | Com ¦ Com High Eff. Furnace (92 AFUE) - Cold ¦ SCG ¦ Cold | Com ¦ Com High Eff. Furnace (92 AFUE) - Cold | SCG ¦ Cold | SCG | All | Gas | High Efficiency Furnace, Commercial, 95% AFUE | Efficient | 2030 | Conventional | HVAC | Com - Grocery | Com | ROB and NEW | 0 | 1000 sqft2 of floor space | Cap-kBTUh | 20 | None | 0 | 0 | 0 | SWHC011-01 | 83.09 | 2022 | 0 | 31.25 | 2021 | 0 | 0 | SWHC011-01 | Com Furnaces - Cold ¦ SCG ¦ Cold | Com Furnaces - Cold | 0.3 | 1 | 0.10976 | CBSA 2014 | 0 | 2032 | 0.6 | SWHC011-01
COM-HVAC-76.63 | Com ¦ Com High Eff. Furnace (92 AFUE) - Cold ¦ SCG ¦ Cold | Com ¦ Com High Eff. Furnace (92 AFUE) - Cold | SCG ¦ Cold | SCG | All | Gas | High Efficiency Furnace, Commercial, 95% AFUE | Efficient | 2030 | Conventional | HVAC | Com - Health | Com | ROB and NEW | 0 | 1000 sqft2 of floor space | Cap-kBTUh | 20 | None | 0 | 0 | 0 | SWHC011-01 | 83.09 | 2022 | 0 | 31.25 | 2021 | 0 | 0 | SWHC011-01 | Com Furnaces - Cold ¦ SCG ¦ Cold | Com Furnaces - Cold | 1.0074 | 1 | 0.10976 | CBSA 2014 | 0 | 2032 | 0.6 | SWHC011-01
COM-HVAC-76.64 | Com ¦ Com High Eff. Furnace (92 AFUE) - Cold ¦ SCG ¦ Cold | Com ¦ Com High Eff. Furnace (92 AFUE) - Cold | SCG ¦ Cold | SCG | All | Gas | High Efficiency Furnace, Commercial, 95% AFUE | Efficient | 2030 | Conventional | HVAC | Com - Lodging | Com | ROB and NEW | 0 | 1000 sqft2 of floor space | Cap-kBTUh | 20 | None | 0 | 0 | 0 | SWHC011-01 | 83.09 | 2022 | 0 | 31.25 | 2021 | 0 | 0 | SWHC011-01 | Com Furnaces - Cold ¦ SCG ¦ Cold | Com Furnaces - Cold | 0.4628 | 1 | 0.10976 | CBSA 2014 | 0 | 2032 | 0.6 | SWHC011-01
COM-HVAC-76.65 | Com ¦ Com High Eff. Furnace (92 AFUE) - Cold ¦ SCG ¦ Cold | Com ¦ Com High Eff. Furnace (92 AFUE) - Cold | SCG ¦ Cold | SCG | All | Gas | High Efficiency Furnace, Commercial, 95% AFUE | Efficient | 2030 | Conventional | HVAC | Com - Office (Large) | Com | ROB and NEW | 0 | 1000 sqft2 of floor space | Cap-kBTUh | 20 | None | 0 | 0 | 0 | SWHC011-01 | 83.09 | 2022 | 0 | 31.25 | 2021 | 0 | 0 | SWHC011-01 | Com Furnaces - Cold ¦ SCG ¦ Cold | Com Furnaces - Cold | 0.10857 | 1 | 0.10976 | CBSA 2014 | 0 | 2032 | 0.6 | SWHC011-01
COM-HVAC-76.66 | Com ¦ Com High Eff. Furnace (92 AFUE) - Cold ¦ SCG ¦ Cold | Com ¦ Com High Eff. Furnace (92 AFUE) - Cold | SCG ¦ Cold | SCG | All | Gas | High Efficiency Furnace, Commercial, 95% AFUE | Efficient | 2030 | Conventional | HVAC | Com - Office (Small) | Com | ROB and NEW | 0 | 1000 sqft2 of floor space | Cap-kBTUh | 20 | None | 0 | 0 | 0 | SWHC011-01 | 83.09 | 2022 | 0 | 31.25 | 2021 | 0 | 0 | SWHC011-01 | Com Furnaces - Cold ¦ SCG ¦ Cold | Com Furnaces - Cold | 0.3 | 1 | 0.10976 | CBSA 2014 | 0 | 2032 | 0.6 | SWHC011-01
COM-HVAC-76.67 | Com ¦ Com High Eff. Furnace (92 AFUE) - Cold ¦ SCG ¦ Cold | Com ¦ Com High Eff. Furnace (92 AFUE) - Cold | SCG ¦ Cold | SCG | All | Gas | High Efficiency Furnace, Commercial, 95% AFUE | Efficient | 2030 | Conventional | HVAC | Com - Other | Com | ROB and NEW | 0 | 1000 sqft2 of floor space | Cap-kBTUh | 20 | None | 0 | 0 | 0 | SWHC011-01 | 83.09 | 2022 | 0 | 31.25 | 2021 | 0 | 0 | SWHC011-01 | Com Furnaces - Cold ¦ SCG ¦ Cold | Com Furnaces - Cold | 0.88227 | 1 | 0.10976 | CBSA 2014 | 0 | 2032 | 0.6 | SWHC011-01
COM-HVAC-76.68 | Com ¦ Com High Eff. Furnace (92 AFUE) - Cold ¦ SCG ¦ Cold | Com ¦ Com High Eff. Furnace (92 AFUE) - Cold | SCG ¦ Cold | SCG | All | Gas | High Efficiency Furnace, Commercial, 95% AFUE | Efficient | 2030 | Conventional | HVAC | Com - Refrig. Warehouse | Com | ROB and NEW | 0 | 1000 sqft2 of floor space | Cap-kBTUh | 20 | None | 0 | 0 | 0 | SWHC011-01 | 83.09 | 2022 | 0 | 31.25 | 2021 | 0 | 0 | SWHC011-01 | Com Furnaces - Cold ¦ SCG ¦ Cold | Com Furnaces - Cold | 0.05 | 1 | 0.10976 | CBSA 2014 | 0 | 2032 | 0.6 | SWHC011-01
COM-HVAC-76.69 | Com ¦ Com High Eff. Furnace (92 AFUE) - Cold ¦ SCG ¦ Cold | Com ¦ Com High Eff. Furnace (92 AFUE) - Cold | SCG ¦ Cold | SCG | All | Gas | High Efficiency Furnace, Commercial, 95% AFUE | Efficient | 2030 | Conventional | HVAC | Com - Restaurant | Com | ROB and NEW | 0 | 1000 sqft2 of floor space | Cap-kBTUh | 20 | None | 0 | 0 | 0 | SWHC011-01 | 83.09 | 2022 | 0 | 31.25 | 2021 | 0 | 0 | SWHC011-01 | Com Furnaces - Cold ¦ SCG ¦ Cold | Com Furnaces - Cold | 8.5 | 1 | 0.10976 | CBSA 2014 | 0 | 2032 | 0.6 | SWHC011-01
COM-HVAC-76.70 | Com ¦ Com High Eff. Furnace (92 AFUE) - Cold ¦ SCG ¦ Cold | Com ¦ Com High Eff. Furnace (92 AFUE) - Cold | SCG ¦ Cold | SCG | All | Gas | High Efficiency Furnace, Commercial, 95% AFUE | Efficient | 2030 | Conventional | HVAC | Com - Retail | Com | ROB and NEW | 0 | 1000 sqft2 of floor space | Cap-kBTUh | 20 | None | 0 | 0 | 0 | SWHC011-01 | 83.09 | 2022 | 0 | 31.25 | 2021 | 0 | 0 | SWHC011-01 | Com Furnaces - Cold ¦ SCG ¦ Cold | Com Furnaces - Cold | 0.43965 | 1 | 0.10976 | CBSA 2014 | 0 | 2032 | 0.6 | SWHC011-01
COM-HVAC-76.71 | Com ¦ Com High Eff. Furnace (92 AFUE) - Cold ¦ SCG ¦ Cold | Com ¦ Com High Eff. Furnace (92 AFUE) - Cold | SCG ¦ Cold | SCG | All | Gas | High Efficiency Furnace, Commercial, 95% AFUE | Efficient | 2030 | Conventional | HVAC | Com - School | Com | ROB and NEW | 0 | 1000 sqft2 of floor space | Cap-kBTUh | 20 | None | 0 | 0 | 0 | SWHC011-01 | 83.09 | 2022 | 0 | 31.25 | 2021 | 0 | 0 | SWHC011-01 | Com Furnaces - Cold ¦ SCG ¦ Cold | Com Furnaces - Cold | 2.5576 | 1 | 0.10976 | CBSA 2014 | 0 | 2032 | 0.6 | SWHC011-01
COM-HVAC-76.72 | Com ¦ Com High Eff. Furnace (92 AFUE) - Cold ¦ SCG ¦ Cold | Com ¦ Com High Eff. Furnace (92 AFUE) - Cold | SCG ¦ Cold | SCG | All | Gas | High Efficiency Furnace, Commercial, 95% AFUE | Efficient | 2030 | Conventional | HVAC | Com - Warehouse | Com | ROB and NEW | 0 | 1000 sqft2 of floor space | Cap-kBTUh | 20 | None | 0 | 0 | 0 | SWHC011-01 | 83.09 | 2022 | 0 | 31.25 | 2021 | 0 | 0 | SWHC011-01 | Com Furnaces - Cold ¦ SCG ¦ Cold | Com Furnaces - Cold | 0.02 | 1 | 0.10976 | CBSA 2014 | 0 | 2032 | 0.6 | SWHC011-01
COM-HVAC-76.73 | Com ¦ Com High Eff. Furnace (92 AFUE) - Marine ¦ SDG&E ¦ Marine | Com ¦ Com High Eff. Furnace (92 AFUE) - Marine | SDG&E ¦ Marine | SDG&E | All | Gas | High Efficiency Furnace, Commercial, 95% AFUE | Efficient | 2030 | Conventional | HVAC | Com - College | Com | ROB and NEW | 0 | 1000 sqft2 of floor space | Cap-kBTUh | 20 | None | 0 | 0 | 0 | SWHC011-01 | 83.09 | 2022 | 0 | 31.25 | 2021 | 0 | 0 | SWHC011-01 | Com Furnaces - Marine ¦ SDG&E ¦ Marine | Com Furnaces - Marine | 0.7206 | 1 | 0.10976 | CBSA 2014 | 0 | 2032 | 0.6 | SWHC011-01
COM-HVAC-76.74 | Com ¦ Com High Eff. Furnace (92 AFUE) - Marine ¦ SDG&E ¦ Marine | Com ¦ Com High Eff. Furnace (92 AFUE) - Marine | SDG&E ¦ Marine | SDG&E | All | Gas | High Efficiency Furnace, Commercial, 95% AFUE | Efficient | 2030 | Conventional | HVAC | Com - Grocery | Com | ROB and NEW | 0 | 1000 sqft2 of floor space | Cap-kBTUh | 20 | None | 0 | 0 | 0 | SWHC011-01 | 83.09 | 2022 | 0 | 31.25 | 2021 | 0 | 0 | SWHC011-01 | Com Furnaces - Marine ¦ SDG&E ¦ Marine | Com Furnaces - Marine | 0.3 | 1 | 0.10976 | CBSA 2014 | 0 | 2032 | 0.6 | SWHC011-01
COM-HVAC-76.75 | Com ¦ Com High Eff. Furnace (92 AFUE) - Marine ¦ SDG&E ¦ Marine | Com ¦ Com High Eff. Furnace (92 AFUE) - Marine | SDG&E ¦ Marine | SDG&E | All | Gas | High Efficiency Furnace, Commercial, 95% AFUE | Efficient | 2030 | Conventional | HVAC | Com - Health | Com | ROB and NEW | 0 | 1000 sqft2 of floor space | Cap-kBTUh | 20 | None | 0 | 0 | 0 | SWHC011-01 | 83.09 | 2022 | 0 | 31.25 | 2021 | 0 | 0 | SWHC011-01 | Com Furnaces - Marine ¦ SDG&E ¦ Marine | Com Furnaces - Marine | 1.0074 | 1 | 0.10976 | CBSA 2014 | 0 | 2032 | 0.6 | SWHC011-01
COM-HVAC-76.76 | Com ¦ Com High Eff. Furnace (92 AFUE) - Marine ¦ SDG&E ¦ Marine | Com ¦ Com High Eff. Furnace (92 AFUE) - Marine | SDG&E ¦ Marine | SDG&E | All | Gas | High Efficiency Furnace, Commercial, 95% AFUE | Efficient | 2030 | Conventional | HVAC | Com - Lodging | Com | ROB and NEW | 0 | 1000 sqft2 of floor space | Cap-kBTUh | 20 | None | 0 | 0 | 0 | SWHC011-01 | 83.09 | 2022 | 0 | 31.25 | 2021 | 0 | 0 | SWHC011-01 | Com Furnaces - Marine ¦ SDG&E ¦ Marine | Com Furnaces - Marine | 0.4628 | 1 | 0.10976 | CBSA 2014 | 0 | 2032 | 0.6 | SWHC011-01
COM-HVAC-76.77 | Com ¦ Com High Eff. Furnace (92 AFUE) - Marine ¦ SDG&E ¦ Marine | Com ¦ Com High Eff. Furnace (92 AFUE) - Marine | SDG&E ¦ Marine | SDG&E | All | Gas | High Efficiency Furnace, Commercial, 95% AFUE | Efficient | 2030 | Conventional | HVAC | Com - Office (Large) | Com | ROB and NEW | 0 | 1000 sqft2 of floor space | Cap-kBTUh | 20 | None | 0 | 0 | 0 | SWHC011-01 | 83.09 | 2022 | 0 | 31.25 | 2021 | 0 | 0 | SWHC011-01 | Com Furnaces - Marine ¦ SDG&E ¦ Marine | Com Furnaces - Marine | 0.10857 | 1 | 0.10976 | CBSA 2014 | 0 | 2032 | 0.6 | SWHC011-01
COM-HVAC-76.78 | Com ¦ Com High Eff. Furnace (92 AFUE) - Marine ¦ SDG&E ¦ Marine | Com ¦ Com High Eff. Furnace (92 AFUE) - Marine | SDG&E ¦ Marine | SDG&E | All | Gas | High Efficiency Furnace, Commercial, 95% AFUE | Efficient | 2030 | Conventional | HVAC | Com - Office (Small) | Com | ROB and NEW | 0 | 1000 sqft2 of floor space | Cap-kBTUh | 20 | None | 0 | 0 | 0 | SWHC011-01 | 83.09 | 2022 | 0 | 31.25 | 2021 | 0 | 0 | SWHC011-01 | Com Furnaces - Marine ¦ SDG&E ¦ Marine | Com Furnaces - Marine | 0.3 | 1 | 0.10976 | CBSA 2014 | 0 | 2032 | 0.6 | SWHC011-01
COM-HVAC-76.79 | Com ¦ Com High Eff. Furnace (92 AFUE) - Marine ¦ SDG&E ¦ Marine | Com ¦ Com High Eff. Furnace (92 AFUE) - Marine | SDG&E ¦ Marine | SDG&E | All | Gas | High Efficiency Furnace, Commercial, 95% AFUE | Efficient | 2030 | Conventional | HVAC | Com - Other | Com | ROB and NEW | 0 | 1000 sqft2 of floor space | Cap-kBTUh | 20 | None | 0 | 0 | 0 | SWHC011-01 | 83.09 | 2022 | 0 | 31.25 | 2021 | 0 | 0 | SWHC011-01 | Com Furnaces - Marine ¦ SDG&E ¦ Marine | Com Furnaces - Marine | 0.88227 | 1 | 0.10976 | CBSA 2014 | 0 | 2032 | 0.6 | SWHC011-01
COM-HVAC-76.80 | Com ¦ Com High Eff. Furnace (92 AFUE) - Marine ¦ SDG&E ¦ Marine | Com ¦ Com High Eff. Furnace (92 AFUE) - Marine | SDG&E ¦ Marine | SDG&E | All | Gas | High Efficiency Furnace, Commercial, 95% AFUE | Efficient | 2030 | Conventional | HVAC | Com - Refrig. Warehouse | Com | ROB and NEW | 0 | 1000 sqft2 of floor space | Cap-kBTUh | 20 | None | 0 | 0 | 0 | SWHC011-01 | 83.09 | 2022 | 0 | 31.25 | 2021 | 0 | 0 | SWHC011-01 | Com Furnaces - Marine ¦ SDG&E ¦ Marine | Com Furnaces - Marine | 0.05 | 1 | 0.10976 | CBSA 2014 | 0 | 2032 | 0.6 | SWHC011-01
COM-HVAC-76.81 | Com ¦ Com High Eff. Furnace (92 AFUE) - Marine ¦ SDG&E ¦ Marine | Com ¦ Com High Eff. Furnace (92 AFUE) - Marine | SDG&E ¦ Marine | SDG&E | All | Gas | High Efficiency Furnace, Commercial, 95% AFUE | Efficient | 2030 | Conventional | HVAC | Com - Restaurant | Com | ROB and NEW | 0 | 1000 sqft2 of floor space | Cap-kBTUh | 20 | None | 0 | 0 | 0 | SWHC011-01 | 83.09 | 2022 | 0 | 31.25 | 2021 | 0 | 0 | SWHC011-01 | Com Furnaces - Marine ¦ SDG&E ¦ Marine | Com Furnaces - Marine | 8.5 | 1 | 0.10976 | CBSA 2014 | 0 | 2032 | 0.6 | SWHC011-01
COM-HVAC-76.82 | Com ¦ Com High Eff. Furnace (92 AFUE) - Marine ¦ SDG&E ¦ Marine | Com ¦ Com High Eff. Furnace (92 AFUE) - Marine | SDG&E ¦ Marine | SDG&E | All | Gas | High Efficiency Furnace, Commercial, 95% AFUE | Efficient | 2030 | Conventional | HVAC | Com - Retail | Com | ROB and NEW | 0 | 1000 sqft2 of floor space | Cap-kBTUh | 20 | None | 0 | 0 | 0 | SWHC011-01 | 83.09 | 2022 | 0 | 31.25 | 2021 | 0 | 0 | SWHC011-01 | Com Furnaces - Marine ¦ SDG&E ¦ Marine | Com Furnaces - Marine | 0.43965 | 1 | 0.10976 | CBSA 2014 | 0 | 2032 | 0.6 | SWHC011-01
COM-HVAC-76.83 | Com ¦ Com High Eff. Furnace (92 AFUE) - Marine ¦ SDG&E ¦ Marine | Com ¦ Com High Eff. Furnace (92 AFUE) - Marine | SDG&E ¦ Marine | SDG&E | All | Gas | High Efficiency Furnace, Commercial, 95% AFUE | Efficient | 2030 | Conventional | HVAC | Com - School | Com | ROB and NEW | 0 | 1000 sqft2 of floor space | Cap-kBTUh | 20 | None | 0 | 0 | 0 | SWHC011-01 | 83.09 | 2022 | 0 | 31.25 | 2021 | 0 | 0 | SWHC011-01 | Com Furnaces - Marine ¦ SDG&E ¦ Marine | Com Furnaces - Marine | 2.5576 | 1 | 0.10976 | CBSA 2014 | 0 | 2032 | 0.6 | SWHC011-01
COM-HVAC-76.84 | Com ¦ Com High Eff. Furnace (92 AFUE) - Marine ¦ SDG&E ¦ Marine | Com ¦ Com High Eff. Furnace (92 AFUE) - Marine | SDG&E ¦ Marine | SDG&E | All | Gas | High Efficiency Furnace, Commercial, 95% AFUE | Efficient | 2030 | Conventional | HVAC | Com - Warehouse | Com | ROB and NEW | 0 | 1000 sqft2 of floor space | Cap-kBTUh | 20 | None | 0 | 0 | 0 | SWHC011-01 | 83.09 | 2022 | 0 | 31.25 | 2021 | 0 | 0 | SWHC011-01 | Com Furnaces - Marine ¦ SDG&E ¦ Marine | Com Furnaces - Marine | 0.02 | 1 | 0.10976 | CBSA 2014 | 0 | 2032 | 0.6 | SWHC011-01
COM-HVAC-76.85 | Com ¦ Com High Eff. Furnace (92 AFUE) - Hot-Dry ¦ SDG&E ¦ Hot-Dry | Com ¦ Com High Eff. Furnace (92 AFUE) - Hot-Dry | SDG&E ¦ Hot-Dry | SDG&E | All | Gas | High Efficiency Furnace, Commercial, 95% AFUE | Efficient | 2030 | Conventional | HVAC | Com - College | Com | ROB and NEW | 0 | 1000 sqft2 of floor space | Cap-kBTUh | 20 | None | 0 | 0 | 0 | SWHC011-01 | 83.09 | 2022 | 0 | 31.25 | 2021 | 0 | 0 | SWHC011-01 | Com Furnaces - Hot-Dry ¦ SDG&E ¦ Hot-Dry | Com Furnaces - Hot-Dry | 0.7206 | 1 | 0.10976 | CBSA 2014 | 0 | 2032 | 0.6 | SWHC011-01
COM-HVAC-76.86 | Com ¦ Com High Eff. Furnace (92 AFUE) - Hot-Dry ¦ SDG&E ¦ Hot-Dry | Com ¦ Com High Eff. Furnace (92 AFUE) - Hot-Dry | SDG&E ¦ Hot-Dry | SDG&E | All | Gas | High Efficiency Furnace, Commercial, 95% AFUE | Efficient | 2030 | Conventional | HVAC | Com - Grocery | Com | ROB and NEW | 0 | 1000 sqft2 of floor space | Cap-kBTUh | 20 | None | 0 | 0 | 0 | SWHC011-01 | 83.09 | 2022 | 0 | 31.25 | 2021 | 0 | 0 | SWHC011-01 | Com Furnaces - Hot-Dry ¦ SDG&E ¦ Hot-Dry | Com Furnaces - Hot-Dry | 0.3 | 1 | 0.10976 | CBSA 2014 | 0 | 2032 | 0.6 | SWHC011-01
COM-HVAC-76.87 | Com ¦ Com High Eff. Furnace (92 AFUE) - Hot-Dry ¦ SDG&E ¦ Hot-Dry | Com ¦ Com High Eff. Furnace (92 AFUE) - Hot-Dry | SDG&E ¦ Hot-Dry | SDG&E | All | Gas | High Efficiency Furnace, Commercial, 95% AFUE | Efficient | 2030 | Conventional | HVAC | Com - Health | Com | ROB and NEW | 0 | 1000 sqft2 of floor space | Cap-kBTUh | 20 | None | 0 | 0 | 0 | SWHC011-01 | 83.09 | 2022 | 0 | 31.25 | 2021 | 0 | 0 | SWHC011-01 | Com Furnaces - Hot-Dry ¦ SDG&E ¦ Hot-Dry | Com Furnaces - Hot-Dry | 1.0074 | 1 | 0.10976 | CBSA 2014 | 0 | 2032 | 0.6 | SWHC011-01
COM-HVAC-76.88 | Com ¦ Com High Eff. Furnace (92 AFUE) - Hot-Dry ¦ SDG&E ¦ Hot-Dry | Com ¦ Com High Eff. Furnace (92 AFUE) - Hot-Dry | SDG&E ¦ Hot-Dry | SDG&E | All | Gas | High Efficiency Furnace, Commercial, 95% AFUE | Efficient | 2030 | Conventional | HVAC | Com - Lodging | Com | ROB and NEW | 0 | 1000 sqft2 of floor space | Cap-kBTUh | 20 | None | 0 | 0 | 0 | SWHC011-01 | 83.09 | 2022 | 0 | 31.25 | 2021 | 0 | 0 | SWHC011-01 | Com Furnaces - Hot-Dry ¦ SDG&E ¦ Hot-Dry | Com Furnaces - Hot-Dry | 0.4628 | 1 | 0.10976 | CBSA 2014 | 0 | 2032 | 0.6 | SWHC011-01
COM-HVAC-76.89 | Com ¦ Com High Eff. Furnace (92 AFUE) - Hot-Dry ¦ SDG&E ¦ Hot-Dry | Com ¦ Com High Eff. Furnace (92 AFUE) - Hot-Dry | SDG&E ¦ Hot-Dry | SDG&E | All | Gas | High Efficiency Furnace, Commercial, 95% AFUE | Efficient | 2030 | Conventional | HVAC | Com - Office (Large) | Com | ROB and NEW | 0 | 1000 sqft2 of floor space | Cap-kBTUh | 20 | None | 0 | 0 | 0 | SWHC011-01 | 83.09 | 2022 | 0 | 31.25 | 2021 | 0 | 0 | SWHC011-01 | Com Furnaces - Hot-Dry ¦ SDG&E ¦ Hot-Dry | Com Furnaces - Hot-Dry | 0.10857 | 1 | 0.10976 | CBSA 2014 | 0 | 2032 | 0.6 | SWHC011-01
COM-HVAC-76.90 | Com ¦ Com High Eff. Furnace (92 AFUE) - Hot-Dry ¦ SDG&E ¦ Hot-Dry | Com ¦ Com High Eff. Furnace (92 AFUE) - Hot-Dry | SDG&E ¦ Hot-Dry | SDG&E | All | Gas | High Efficiency Furnace, Commercial, 95% AFUE | Efficient | 2030 | Conventional | HVAC | Com - Office (Small) | Com | ROB and NEW | 0 | 1000 sqft2 of floor space | Cap-kBTUh | 20 | None | 0 | 0 | 0 | SWHC011-01 | 83.09 | 2022 | 0 | 31.25 | 2021 | 0 | 0 | SWHC011-01 | Com Furnaces - Hot-Dry ¦ SDG&E ¦ Hot-Dry | Com Furnaces - Hot-Dry | 0.3 | 1 | 0.10976 | CBSA 2014 | 0 | 2032 | 0.6 | SWHC011-01
COM-HVAC-76.91 | Com ¦ Com High Eff. Furnace (92 AFUE) - Hot-Dry ¦ SDG&E ¦ Hot-Dry | Com ¦ Com High Eff. Furnace (92 AFUE) - Hot-Dry | SDG&E ¦ Hot-Dry | SDG&E | All | Gas | High Efficiency Furnace, Commercial, 95% AFUE | Efficient | 2030 | Conventional | HVAC | Com - Other | Com | ROB and NEW | 0 | 1000 sqft2 of floor space | Cap-kBTUh | 20 | None | 0 | 0 | 0 | SWHC011-01 | 83.09 | 2022 | 0 | 31.25 | 2021 | 0 | 0 | SWHC011-01 | Com Furnaces - Hot-Dry ¦ SDG&E ¦ Hot-Dry | Com Furnaces - Hot-Dry | 0.88227 | 1 | 0.10976 | CBSA 2014 | 0 | 2032 | 0.6 | SWHC011-01
COM-HVAC-76.92 | Com ¦ Com High Eff. Furnace (92 AFUE) - Hot-Dry ¦ SDG&E ¦ Hot-Dry | Com ¦ Com High Eff. Furnace (92 AFUE) - Hot-Dry | SDG&E ¦ Hot-Dry | SDG&E | All | Gas | High Efficiency Furnace, Commercial, 95% AFUE | Efficient | 2030 | Conventional | HVAC | Com - Refrig. Warehouse | Com | ROB and NEW | 0 | 1000 sqft2 of floor space | Cap-kBTUh | 20 | None | 0 | 0 | 0 | SWHC011-01 | 83.09 | 2022 | 0 | 31.25 | 2021 | 0 | 0 | SWHC011-01 | Com Furnaces - Hot-Dry ¦ SDG&E ¦ Hot-Dry | Com Furnaces - Hot-Dry | 0.05 | 1 | 0.10976 | CBSA 2014 | 0 | 2032 | 0.6 | SWHC011-01
COM-HVAC-76.93 | Com ¦ Com High Eff. Furnace (92 AFUE) - Hot-Dry ¦ SDG&E ¦ Hot-Dry | Com ¦ Com High Eff. Furnace (92 AFUE) - Hot-Dry | SDG&E ¦ Hot-Dry | SDG&E | All | Gas | High Efficiency Furnace, Commercial, 95% AFUE | Efficient | 2030 | Conventional | HVAC | Com - Restaurant | Com | ROB and NEW | 0 | 1000 sqft2 of floor space | Cap-kBTUh | 20 | None | 0 | 0 | 0 | SWHC011-01 | 83.09 | 2022 | 0 | 31.25 | 2021 | 0 | 0 | SWHC011-01 | Com Furnaces - Hot-Dry ¦ SDG&E ¦ Hot-Dry | Com Furnaces - Hot-Dry | 8.5 | 1 | 0.10976 | CBSA 2014 | 0 | 2032 | 0.6 | SWHC011-01
COM-HVAC-76.94 | Com ¦ Com High Eff. Furnace (92 AFUE) - Hot-Dry ¦ SDG&E ¦ Hot-Dry | Com ¦ Com High Eff. Furnace (92 AFUE) - Hot-Dry | SDG&E ¦ Hot-Dry | SDG&E | All | Gas | High Efficiency Furnace, Commercial, 95% AFUE | Efficient | 2030 | Conventional | HVAC | Com - Retail | Com | ROB and NEW | 0 | 1000 sqft2 of floor space | Cap-kBTUh | 20 | None | 0 | 0 | 0 | SWHC011-01 | 83.09 | 2022 | 0 | 31.25 | 2021 | 0 | 0 | SWHC011-01 | Com Furnaces - Hot-Dry ¦ SDG&E ¦ Hot-Dry | Com Furnaces - Hot-Dry | 0.43965 | 1 | 0.10976 | CBSA 2014 | 0 | 2032 | 0.6 | SWHC011-01
COM-HVAC-76.95 | Com ¦ Com High Eff. Furnace (92 AFUE) - Hot-Dry ¦ SDG&E ¦ Hot-Dry | Com ¦ Com High Eff. Furnace (92 AFUE) - Hot-Dry | SDG&E ¦ Hot-Dry | SDG&E | All | Gas | High Efficiency Furnace, Commercial, 95% AFUE | Efficient | 2030 | Conventional | HVAC | Com - School | Com | ROB and NEW | 0 | 1000 sqft2 of floor space | Cap-kBTUh | 20 | None | 0 | 0 | 0 | SWHC011-01 | 83.09 | 2022 | 0 | 31.25 | 2021 | 0 | 0 | SWHC011-01 | Com Furnaces - Hot-Dry ¦ SDG&E ¦ Hot-Dry | Com Furnaces - Hot-Dry | 2.5576 | 1 | 0.10976 | CBSA 2014 | 0 | 2032 | 0.6 | SWHC011-01
COM-HVAC-76.96 | Com ¦ Com High Eff. Furnace (92 AFUE) - Hot-Dry ¦ SDG&E ¦ Hot-Dry | Com ¦ Com High Eff. Furnace (92 AFUE) - Hot-Dry | SDG&E ¦ Hot-Dry | SDG&E | All | Gas | High Efficiency Furnace, Commercial, 95% AFUE | Efficient | 2030 | Conventional | HVAC | Com - Warehouse | Com | ROB and NEW | 0 | 1000 sqft2 of floor space | Cap-kBTUh | 20 | None | 0 | 0 | 0 | SWHC011-01 | 83.09 | 2022 | 0 | 31.25 | 2021 | 0 | 0 | SWHC011-01 | Com Furnaces - Hot-Dry ¦ SDG&E ¦ Hot-Dry | Com Furnaces - Hot-Dry | 0.02 | 1 | 0.10976 | CBSA 2014 | 0 | 2032 | 0.6 | SWHC011-01
COM-HVAC-77.1 | Com ¦ HVAC Pump with no VFD - Marine ¦ PG&E ¦ Marine | Com ¦ HVAC Pump with no VFD - Marine | PG&E ¦ Marine | PG&E | All | Electric | Constant Speed CWP/CHWP Control | Average Existing and Code | 0 | Conventional | HVAC | Com - College | Com | RET Only | 0 | 1000 sqft2 of floor space | Rated-HP | 15 | DEER:HVAC_Chillers | 372.1015 | 0.10026 | 0 | California eTRM (https://www.caetrm.com/) | 0 | 2018 | 0 | 0 | 2018 | 0 | 0 | California eTRM (https://www.caetrm.com/) | HVAC Pump VFD - Marine ¦ PG&E ¦ Marine | HVAC Pump VFD - Marine | 0.21688 | 1 | 0.67492 | CBSA 2014 | -12.6477 | 2012 | 0.6 | SWHC008-01
COM-HVAC-77.2 | Com ¦ HVAC Pump with no VFD - Marine ¦ PG&E ¦ Marine | Com ¦ HVAC Pump with no VFD - Marine | PG&E ¦ Marine | PG&E | All | Electric | Constant Speed CWP/CHWP Control | Average Existing and Code | 0 | Conventional | HVAC | Com - Grocery | Com | RET Only | 0 | 1000 sqft2 of floor space | Rated-HP | 15 | DEER:HVAC_Chillers | 0 | 0 | 0 | California eTRM (https://www.caetrm.com/) | 0 | 2018 | 0 | 0 | 2018 | 0 | 0 | California eTRM (https://www.caetrm.com/) | HVAC Pump VFD - Marine ¦ PG&E ¦ Marine | HVAC Pump VFD - Marine | 0.0017703 | 1 | 0.67492 | CBSA 2014 | 0 | 2012 | 0.6 | SWHC008-01
COM-HVAC-77.3 | Com ¦ HVAC Pump with no VFD - Marine ¦ PG&E ¦ Marine | Com ¦ HVAC Pump with no VFD - Marine | PG&E ¦ Marine | PG&E | All | Electric | Constant Speed CWP/CHWP Control | Average Existing and Code | 0 | Conventional | HVAC | Com - Health | Com | RET Only | 0 | 1000 sqft2 of floor space | Rated-HP | 15 | DEER:HVAC_Chillers | 498.4166 | 0.073597 | 0 | California eTRM (https://www.caetrm.com/) | 0 | 2018 | 0 | 0 | 2018 | 0 | 0 | California eTRM (https://www.caetrm.com/) | HVAC Pump VFD - Marine ¦ PG&E ¦ Marine | HVAC Pump VFD - Marine | 0.13315 | 1 | 0.67492 | CBSA 2014 | -7.3873 | 2012 | 0.6 | SWHC008-01
COM-HVAC-77.4 | Com ¦ HVAC Pump with no VFD - Marine ¦ PG&E ¦ Marine | Com ¦ HVAC Pump with no VFD - Marine | PG&E ¦ Marine | PG&E | All | Electric | Constant Speed CWP/CHWP Control | Average Existing and Code | 0 | Conventional | HVAC | Com - Lodging | Com | RET Only | 0 | 1000 sqft2 of floor space | Rated-HP | 15 | DEER:HVAC_Chillers | 946.5 | 0.06 | 0 | California eTRM (https://www.caetrm.com/) | 0 | 2018 | 0 | 0 | 2018 | 0 | 0 | California eTRM (https://www.caetrm.com/) | HVAC Pump VFD - Marine ¦ PG&E ¦ Marine | HVAC Pump VFD - Marine | 0.11253 | 1 | 0.67492 | CBSA 2014 | -52.0226 | 2012 | 0.6 | SWHC008-01
COM-HVAC-77.5 | Com ¦ HVAC Pump with no VFD - Marine ¦ PG&E ¦ Marine | Com ¦ HVAC Pump with no VFD - Marine | PG&E ¦ Marine | PG&E | All | Electric | Constant Speed CWP/CHWP Control | Average Existing and Code | 0 | Conventional | HVAC | Com - Office (Large) | Com | RET Only | 0 | 1000 sqft2 of floor space | Rated-HP | 15 | DEER:HVAC_Chillers | 393.8 | 0.09 | 0 | California eTRM (https://www.caetrm.com/) | 0 | 2018 | 0 | 0 | 2018 | 0 | 0 | California eTRM (https://www.caetrm.com/) | HVAC Pump VFD - Marine ¦ PG&E ¦ Marine | HVAC Pump VFD - Marine | 0.27108 | 1 | 0.67492 | CBSA 2014 | -6.1666 | 2012 | 0.6 | SWHC008-01
COM-HVAC-77.6 | Com ¦ HVAC Pump with no VFD - Marine ¦ PG&E ¦ Marine | Com ¦ HVAC Pump with no VFD - Marine | PG&E ¦ Marine | PG&E | All | Electric | Constant Speed CWP/CHWP Control | Average Existing and Code | 0 | Conventional | HVAC | Com - Office (Small) | Com | RET Only | 0 | 1000 sqft2 of floor space | Rated-HP | 15 | DEER:HVAC_Chillers | 415.8 | 0.09 | 0 | California eTRM (https://www.caetrm.com/) | 0 | 2018 | 0 | 0 | 2018 | 0 | 0 | California eTRM (https://www.caetrm.com/) | HVAC Pump VFD - Marine ¦ PG&E ¦ Marine | HVAC Pump VFD - Marine | 0.070806 | 1 | 0.67492 | CBSA 2014 | -10.8218 | 2012 | 0.6 | SWHC008-01
COM-HVAC-77.7 | Com ¦ HVAC Pump with no VFD - Marine ¦ PG&E ¦ Marine | Com ¦ HVAC Pump with no VFD - Marine | PG&E ¦ Marine | PG&E | All | Electric | Constant Speed CWP/CHWP Control | Average Existing and Code | 0 | Conventional | HVAC | Com - Other | Com | RET Only | 0 | 1000 sqft2 of floor space | Rated-HP | 15 | DEER:HVAC_Chillers | 0 | 0 | 0 | California eTRM (https://www.caetrm.com/) | 0 | 2018 | 0 | 0 | 2018 | 0 | 0 | California eTRM (https://www.caetrm.com/) | HVAC Pump VFD - Marine ¦ PG&E ¦ Marine | HVAC Pump VFD - Marine | 0.044383 | 1 | 0.67492 | CBSA 2014 | 0 | 2012 | 0.6 | SWHC008-01
COM-HVAC-77.8 | Com ¦ HVAC Pump with no VFD - Marine ¦ PG&E ¦ Marine | Com ¦ HVAC Pump with no VFD - Marine | PG&E ¦ Marine | PG&E | All | Electric | Constant Speed CWP/CHWP Control | Average Existing and Code | 0 | Conventional | HVAC | Com - Refrig. Warehouse | Com | RET Only | 0 | 1000 sqft2 of floor space | Rated-HP | 15 | DEER:HVAC_Chillers | 0 | 0 | 0 | California eTRM (https://www.caetrm.com/) | 0 | 2018 | 0 | 0 | 2018 | 0 | 0 | California eTRM (https://www.caetrm.com/) | HVAC Pump VFD - Marine ¦ PG&E ¦ Marine | HVAC Pump VFD - Marine | 0.010581 | 1 | 0.67492 | CBSA 2014 | 0 | 2012 | 0.6 | SWHC008-01
COM-HVAC-77.10 | Com ¦ HVAC Pump with no VFD - Marine ¦ PG&E ¦ Marine | Com ¦ HVAC Pump with no VFD - Marine | PG&E ¦ Marine | PG&E | All | Electric | Constant Speed CWP/CHWP Control | Average Existing and Code | 0 | Conventional | HVAC | Com - Retail | Com | RET Only | 0 | 1000 sqft2 of floor space | Rated-HP | 15 | DEER:HVAC_Chillers | 506.65 | 0.06 | 0 | California eTRM (https://www.caetrm.com/) | 0 | 2018 | 0 | 0 | 2018 | 0 | 0 | California eTRM (https://www.caetrm.com/) | HVAC Pump VFD - Marine ¦ PG&E ¦ Marine | HVAC Pump VFD - Marine | 0.011221 | 1 | 0.67492 | CBSA 2014 | -48.795 | 2012 | 0.6 | SWHC008-01
COM-HVAC-77.11 | Com ¦ HVAC Pump with no VFD - Marine ¦ PG&E ¦ Marine | Com ¦ HVAC Pump with no VFD - Marine | PG&E ¦ Marine | PG&E | All | Electric | Constant Speed CWP/CHWP Control | Average Existing and Code | 0 | Conventional | HVAC | Com - School | Com | RET Only | 0 | 1000 sqft2 of floor space | Rated-HP | 15 | DEER:HVAC_Chillers | 338.74 | 0.1 | 0 | California eTRM (https://www.caetrm.com/) | 0 | 2018 | 0 | 0 | 2018 | 0 | 0 | California eTRM (https://www.caetrm.com/) | HVAC Pump VFD - Marine ¦ PG&E ¦ Marine | HVAC Pump VFD - Marine | 0.21688 | 1 | 0.67492 | CBSA 2014 | -18.6072 | 2012 | 0.6 | SWHC008-01
COM-HVAC-77.12 | Com ¦ HVAC Pump with no VFD - Marine ¦ PG&E ¦ Marine | Com ¦ HVAC Pump with no VFD - Marine | PG&E ¦ Marine | PG&E | All | Electric | Constant Speed CWP/CHWP Control | Average Existing and Code | 0 | Conventional | HVAC | Com - Warehouse | Com | RET Only | 0 | 1000 sqft2 of floor space | Rated-HP | 15 | DEER:HVAC_Chillers | 0 | 0 | 0 | California eTRM (https://www.caetrm.com/) | 0 | 2018 | 0 | 0 | 2018 | 0 | 0 | California eTRM (https://www.caetrm.com/) | HVAC Pump VFD - Marine ¦ PG&E ¦ Marine | HVAC Pump VFD - Marine | 0.010581 | 1 | 0.67492 | CBSA 2014 | 0 | 2012 | 0.6 | SWHC008-01
COM-HVAC-77.13 | Com ¦ HVAC Pump with no VFD - Hot-Dry ¦ PG&E ¦ Hot-Dry | Com ¦ HVAC Pump with no VFD - Hot-Dry | PG&E ¦ Hot-Dry | PG&E | All | Electric | Constant Speed CWP/CHWP Control | Average Existing and Code | 0 | Conventional | HVAC | Com - College | Com | RET Only | 0 | 1000 sqft2 of floor space | Rated-HP | 15 | DEER:HVAC_Chillers | 434.5367 | 0.090261 | 0 | California eTRM (https://www.caetrm.com/) | 0 | 2018 | 0 | 0 | 2018 | 0 | 0 | California eTRM (https://www.caetrm.com/) | HVAC Pump VFD - Hot-Dry ¦ PG&E ¦ Hot-Dry | HVAC Pump VFD - Hot-Dry | 0.21688 | 1 | 0.67492 | CBSA 2014 | -14.7699 | 2012 | 0.6 | SWHC008-01
COM-HVAC-77.14 | Com ¦ HVAC Pump with no VFD - Hot-Dry ¦ PG&E ¦ Hot-Dry | Com ¦ HVAC Pump with no VFD - Hot-Dry | PG&E ¦ Hot-Dry | PG&E | All | Electric | Constant Speed CWP/CHWP Control | Average Existing and Code | 0 | Conventional | HVAC | Com - Grocery | Com | RET Only | 0 | 1000 sqft2 of floor space | Rated-HP | 15 | DEER:HVAC_Chillers | 0 | 0 | 0 | California eTRM (https://www.caetrm.com/) | 0 | 2018 | 0 | 0 | 2018 | 0 | 0 | California eTRM (https://www.caetrm.com/) | HVAC Pump VFD - Hot-Dry ¦ PG&E ¦ Hot-Dry | HVAC Pump VFD - Hot-Dry | 0.0017703 | 1 | 0.67492 | CBSA 2014 | 0 | 2012 | 0.6 | SWHC008-01
COM-HVAC-77.15 | Com ¦ HVAC Pump with no VFD - Hot-Dry ¦ PG&E ¦ Hot-Dry | Com ¦ HVAC Pump with no VFD - Hot-Dry | PG&E ¦ Hot-Dry | PG&E | All | Electric | Constant Speed CWP/CHWP Control | Average Existing and Code | 0 | Conventional | HVAC | Com - Health | Com | RET Only | 0 | 1000 sqft2 of floor space | Rated-HP | 15 | DEER:HVAC_Chillers | 582.8724 | 0.067195 | 0 | California eTRM (https://www.caetrm.com/) | 0 | 2018 | 0 | 0 | 2018 | 0 | 0 | California eTRM (https://www.caetrm.com/) | HVAC Pump VFD - Hot-Dry ¦ PG&E ¦ Hot-Dry | HVAC Pump VFD - Hot-Dry | 0.13315 | 1 | 0.67492 | CBSA 2014 | -8.6391 | 2012 | 0.6 | SWHC008-01
COM-HVAC-77.16 | Com ¦ HVAC Pump with no VFD - Hot-Dry ¦ PG&E ¦ Hot-Dry | Com ¦ HVAC Pump with no VFD - Hot-Dry | PG&E ¦ Hot-Dry | PG&E | All | Electric | Constant Speed CWP/CHWP Control | Average Existing and Code | 0 | Conventional | HVAC | Com - Lodging | Com | RET Only | 0 | 1000 sqft2 of floor space | Rated-HP | 15 | DEER:HVAC_Chillers | 844.84 | 0.04 | 0 | California eTRM (https://www.caetrm.com/) | 0 | 2018 | 0 | 0 | 2018 | 0 | 0 | California eTRM (https://www.caetrm.com/) | HVAC Pump VFD - Hot-Dry ¦ PG&E ¦ Hot-Dry | HVAC Pump VFD - Hot-Dry | 0.11253 | 1 | 0.67492 | CBSA 2014 | -46.435 | 2012 | 0.6 | SWHC008-01
COM-HVAC-77.17 | Com ¦ HVAC Pump with no VFD - Hot-Dry ¦ PG&E ¦ Hot-Dry | Com ¦ HVAC Pump with no VFD - Hot-Dry | PG&E ¦ Hot-Dry | PG&E | All | Electric | Constant Speed CWP/CHWP Control | Average Existing and Code | 0 | Conventional | HVAC | Com - Office (Large) | Com | RET Only | 0 | 1000 sqft2 of floor space | Rated-HP | 15 | DEER:HVAC_Chillers | 400.11 | 0.1 | 0 | California eTRM (https://www.caetrm.com/) | 0 | 2018 | 0 | 0 | 2018 | 0 | 0 | California eTRM (https://www.caetrm.com/) | HVAC Pump VFD - Hot-Dry ¦ PG&E ¦ Hot-Dry | HVAC Pump VFD - Hot-Dry | 0.27108 | 1 | 0.67492 | CBSA 2014 | -6.2654 | 2012 | 0.6 | SWHC008-01
COM-HVAC-77.18 | Com ¦ HVAC Pump with no VFD - Hot-Dry ¦ PG&E ¦ Hot-Dry | Com ¦ HVAC Pump with no VFD - Hot-Dry | PG&E ¦ Hot-Dry | PG&E | All | Electric | Constant Speed CWP/CHWP Control | Average Existing and Code | 0 | Conventional | HVAC | Com - Office (Small) | Com | RET Only | 0 | 1000 sqft2 of floor space | Rated-HP | 15 | DEER:HVAC_Chillers | 373.47 | 0.06 | 0 | California eTRM (https://www.caetrm.com/) | 0 | 2018 | 0 | 0 | 2018 | 0 | 0 | California eTRM (https://www.caetrm.com/) | HVAC Pump VFD - Hot-Dry ¦ PG&E ¦ Hot-Dry | HVAC Pump VFD - Hot-Dry | 0.070806 | 1 | 0.67492 | CBSA 2014 | -9.7201 | 2012 | 0.6 | SWHC008-01
COM-HVAC-77.19 | Com ¦ HVAC Pump with no VFD - Hot-Dry ¦ PG&E ¦ Hot-Dry | Com ¦ HVAC Pump with no VFD - Hot-Dry | PG&E ¦ Hot-Dry | PG&E | All | Electric | Constant Speed CWP/CHWP Control | Average Existing and Code | 0 | Conventional | HVAC | Com - Other | Com | RET Only | 0 | 1000 sqft2 of floor space | Rated-HP | 15 | DEER:HVAC_Chillers | 0 | 0 | 0 | California eTRM (https://www.caetrm.com/) | 0 | 2018 | 0 | 0 | 2018 | 0 | 0 | California eTRM (https://www.caetrm.com/) | HVAC Pump VFD - Hot-Dry ¦ PG&E ¦ Hot-Dry | HVAC Pump VFD - Hot-Dry | 0.044383 | 1 | 0.67492 | CBSA 2014 | 0 | 2012 | 0.6 | SWHC008-01
COM-HVAC-77.20 | Com ¦ HVAC Pump with no VFD - Hot-Dry ¦ PG&E ¦ Hot-Dry | Com ¦ HVAC Pump with no VFD - Hot-Dry | PG&E ¦ Hot-Dry | PG&E | All | Electric | Constant Speed CWP/CHWP Control | Average Existing and Code | 0 | Conventional | HVAC | Com - Refrig. Warehouse | Com | RET Only | 0 | 1000 sqft2 of floor space | Rated-HP | 15 | DEER:HVAC_Chillers | 0 | 0 | 0 | California eTRM (https://www.caetrm.com/) | 0 | 2018 | 0 | 0 | 2018 | 0 | 0 | California eTRM (https://www.caetrm.com/) | HVAC Pump VFD - Hot-Dry ¦ PG&E ¦ Hot-Dry | HVAC Pump VFD - Hot-Dry | 0.010581 | 1 | 0.67492 | CBSA 2014 | 0 | 2012 | 0.6 | SWHC008-01
COM-HVAC-77.22 | Com ¦ HVAC Pump with no VFD - Hot-Dry ¦ PG&E ¦ Hot-Dry | Com ¦ HVAC Pump with no VFD - Hot-Dry | PG&E ¦ Hot-Dry | PG&E | All | Electric | Constant Speed CWP/CHWP Control | Average Existing and Code | 0 | Conventional | HVAC | Com - Retail | Com | RET Only | 0 | 1000 sqft2 of floor space | Rated-HP | 15 | DEER:HVAC_Chillers | 397.63 | 0.06 | 0 | California eTRM (https://www.caetrm.com/) | 0 | 2018 | 0 | 0 | 2018 | 0 | 0 | California eTRM (https://www.caetrm.com/) | HVAC Pump VFD - Hot-Dry ¦ PG&E ¦ Hot-Dry | HVAC Pump VFD - Hot-Dry | 0.011221 | 1 | 0.67492 | CBSA 2014 | -38.2954 | 2012 | 0.6 | SWHC008-01
COM-HVAC-77.23 | Com ¦ HVAC Pump with no VFD - Hot-Dry ¦ PG&E ¦ Hot-Dry | Com ¦ HVAC Pump with no VFD - Hot-Dry | PG&E ¦ Hot-Dry | PG&E | All | Electric | Constant Speed CWP/CHWP Control | Average Existing and Code | 0 | Conventional | HVAC | Com - School | Com | RET Only | 0 | 1000 sqft2 of floor space | Rated-HP | 15 | DEER:HVAC_Chillers | 421.19 | 0.11 | 0 | California eTRM (https://www.caetrm.com/) | 0 | 2018 | 0 | 0 | 2018 | 0 | 0 | California eTRM (https://www.caetrm.com/) | HVAC Pump VFD - Hot-Dry ¦ PG&E ¦ Hot-Dry | HVAC Pump VFD - Hot-Dry | 0.21688 | 1 | 0.67492 | CBSA 2014 | -23.1363 | 2012 | 0.6 | SWHC008-01
COM-HVAC-77.24 | Com ¦ HVAC Pump with no VFD - Hot-Dry ¦ PG&E ¦ Hot-Dry | Com ¦ HVAC Pump with no VFD - Hot-Dry | PG&E ¦ Hot-Dry | PG&E | All | Electric | Constant Speed CWP/CHWP Control | Average Existing and Code | 0 | Conventional | HVAC | Com - Warehouse | Com | RET Only | 0 | 1000 sqft2 of floor space | Rated-HP | 15 | DEER:HVAC_Chillers | 0 | 0 | 0 | California eTRM (https://www.caetrm.com/) | 0 | 2018 | 0 | 0 | 2018 | 0 | 0 | California eTRM (https://www.caetrm.com/) | HVAC Pump VFD - Hot-Dry ¦ PG&E ¦ Hot-Dry | HVAC Pump VFD - Hot-Dry | 0.010581 | 1 | 0.67492 | CBSA 2014 | 0 | 2012 | 0.6 | SWHC008-01
COM-HVAC-77.25 | Com ¦ HVAC Pump with no VFD - Cold ¦ PG&E ¦ Cold | Com ¦ HVAC Pump with no VFD - Cold | PG&E ¦ Cold | PG&E | All | Electric | Constant Speed CWP/CHWP Control | Average Existing and Code | 0 | Conventional | HVAC | Com - College | Com | RET Only | 0 | 1000 sqft2 of floor space | Rated-HP | 15 | DEER:HVAC_Chillers | 339.4156 | 0.10539 | 0 | California eTRM (https://www.caetrm.com/) | 0 | 2018 | 0 | 0 | 2018 | 0 | 0 | California eTRM (https://www.caetrm.com/) | HVAC Pump VFD - Cold ¦ PG&E ¦ Cold | HVAC Pump VFD - Cold | 0.21688 | 1 | 0.67492 | CBSA 2014 | -11.5367 | 2012 | 0.6 | SWHC008-01
COM-HVAC-77.26 | Com ¦ HVAC Pump with no VFD - Cold ¦ PG&E ¦ Cold | Com ¦ HVAC Pump with no VFD - Cold | PG&E ¦ Cold | PG&E | All | Electric | Constant Speed CWP/CHWP Control | Average Existing and Code | 0 | Conventional | HVAC | Com - Grocery | Com | RET Only | 0 | 1000 sqft2 of floor space | Rated-HP | 15 | DEER:HVAC_Chillers | 0 | 0 | 0 | California eTRM (https://www.caetrm.com/) | 0 | 2018 | 0 | 0 | 2018 | 0 | 0 | California eTRM (https://www.caetrm.com/) | HVAC Pump VFD - Cold ¦ PG&E ¦ Cold | HVAC Pump VFD - Cold | 0.0017703 | 1 | 0.67492 | CBSA 2014 | 0 | 2012 | 0.6 | SWHC008-01
COM-HVAC-77.27 | Com ¦ HVAC Pump with no VFD - Cold ¦ PG&E ¦ Cold | Com ¦ HVAC Pump with no VFD - Cold | PG&E ¦ Cold | PG&E | All | Electric | Constant Speed CWP/CHWP Control | Average Existing and Code | 0 | Conventional | HVAC | Com - Health | Com | RET Only | 0 | 1000 sqft2 of floor space | Rated-HP | 15 | DEER:HVAC_Chillers | 360.1883 | 0.062662 | 0 | California eTRM (https://www.caetrm.com/) | 0 | 2018 | 0 | 0 | 2018 | 0 | 0 | California eTRM (https://www.caetrm.com/) | HVAC Pump VFD - Cold ¦ PG&E ¦ Cold | HVAC Pump VFD - Cold | 0.13315 | 1 | 0.67492 | CBSA 2014 | -5.3386 | 2012 | 0.6 | SWHC008-01
COM-HVAC-77.28 | Com ¦ HVAC Pump with no VFD - Cold ¦ PG&E ¦ Cold | Com ¦ HVAC Pump with no VFD - Cold | PG&E ¦ Cold | PG&E | All | Electric | Constant Speed CWP/CHWP Control | Average Existing and Code | 0 | Conventional | HVAC | Com - Lodging | Com | RET Only | 0 | 1000 sqft2 of floor space | Rated-HP | 15 | DEER:HVAC_Chillers | 734.63 | 0.05 | 0 | California eTRM (https://www.caetrm.com/) | 0 | 2018 | 0 | 0 | 2018 | 0 | 0 | California eTRM (https://www.caetrm.com/) | HVAC Pump VFD - Cold ¦ PG&E ¦ Cold | HVAC Pump VFD - Cold | 0.11253 | 1 | 0.67492 | CBSA 2014 | -40.3775 | 2012 | 0.6 | SWHC008-01
COM-HVAC-77.29 | Com ¦ HVAC Pump with no VFD - Cold ¦ PG&E ¦ Cold | Com ¦ HVAC Pump with no VFD - Cold | PG&E ¦ Cold | PG&E | All | Electric | Constant Speed CWP/CHWP Control | Average Existing and Code | 0 | Conventional | HVAC | Com - Office (Large) | Com | RET Only | 0 | 1000 sqft2 of floor space | Rated-HP | 15 | DEER:HVAC_Chillers | 260.03 | 0.09 | 0 | California eTRM (https://www.caetrm.com/) | 0 | 2018 | 0 | 0 | 2018 | 0 | 0 | California eTRM (https://www.caetrm.com/) | HVAC Pump VFD - Cold ¦ PG&E ¦ Cold | HVAC Pump VFD - Cold | 0.27108 | 1 | 0.67492 | CBSA 2014 | -4.0719 | 2012 | 0.6 | SWHC008-01
COM-HVAC-77.30 | Com ¦ HVAC Pump with no VFD - Cold ¦ PG&E ¦ Cold | Com ¦ HVAC Pump with no VFD - Cold | PG&E ¦ Cold | PG&E | All | Electric | Constant Speed CWP/CHWP Control | Average Existing and Code | 0 | Conventional | HVAC | Com - Office (Small) | Com | RET Only | 0 | 1000 sqft2 of floor space | Rated-HP | 15 | DEER:HVAC_Chillers | 285.67 | 0.09 | 0 | California eTRM (https://www.caetrm.com/) | 0 | 2018 | 0 | 0 | 2018 | 0 | 0 | California eTRM (https://www.caetrm.com/) | HVAC Pump VFD - Cold ¦ PG&E ¦ Cold | HVAC Pump VFD - Cold | 0.070806 | 1 | 0.67492 | CBSA 2014 | -7.435 | 2012 | 0.6 | SWHC008-01
COM-HVAC-77.31 | Com ¦ HVAC Pump with no VFD - Cold ¦ PG&E ¦ Cold | Com ¦ HVAC Pump with no VFD - Cold | PG&E ¦ Cold | PG&E | All | Electric | Constant Speed CWP/CHWP Control | Average Existing and Code | 0 | Conventional | HVAC | Com - Other | Com | RET Only | 0 | 1000 sqft2 of floor space | Rated-HP | 15 | DEER:HVAC_Chillers | 0 | 0 | 0 | California eTRM (https://www.caetrm.com/) | 0 | 2018 | 0 | 0 | 2018 | 0 | 0 | California eTRM (https://www.caetrm.com/) | HVAC Pump VFD - Cold ¦ PG&E ¦ Cold | HVAC Pump VFD - Cold | 0.044383 | 1 | 0.67492 | CBSA 2014 | 0 | 2012 | 0.6 | SWHC008-01
COM-HVAC-77.32 | Com ¦ HVAC Pump with no VFD - Cold ¦ PG&E ¦ Cold | Com ¦ HVAC Pump with no VFD - Cold | PG&E ¦ Cold | PG&E | All | Electric | Constant Speed CWP/CHWP Control | Average Existing and Code | 0 | Conventional | HVAC | Com - Refrig. Warehouse | Com | RET Only | 0 | 1000 sqft2 of floor space | Rated-HP | 15 | DEER:HVAC_Chillers | 0 | 0 | 0 | California eTRM (https://www.caetrm.com/) | 0 | 2018 | 0 | 0 | 2018 | 0 | 0 | California eTRM (https://www.caetrm.com/) | HVAC Pump VFD - Cold ¦ PG&E ¦ Cold | HVAC Pump VFD - Cold | 0.010581 | 1 | 0.67492 | CBSA 2014 | 0 | 2012 | 0.6 | SWHC008-01
COM-HVAC-77.34 | Com ¦ HVAC Pump with no VFD - Cold ¦ PG&E ¦ Cold | Com ¦ HVAC Pump with no VFD - Cold | PG&E ¦ Cold | PG&E | All | Electric | Constant Speed CWP/CHWP Control | Average Existing and Code | 0 | Conventional | HVAC | Com - Retail | Com | RET Only | 0 | 1000 sqft2 of floor space | Rated-HP | 15 | DEER:HVAC_Chillers | 305.74 | 0.07 | 0 | California eTRM (https://www.caetrm.com/) | 0 | 2018 | 0 | 0 | 2018 | 0 | 0 | California eTRM (https://www.caetrm.com/) | HVAC Pump VFD - Cold ¦ PG&E ¦ Cold | HVAC Pump VFD - Cold | 0.011221 | 1 | 0.67492 | CBSA 2014 | -29.4455 | 2012 | 0.6 | SWHC008-01
COM-HVAC-77.35 | Com ¦ HVAC Pump with no VFD - Cold ¦ PG&E ¦ Cold | Com ¦ HVAC Pump with no VFD - Cold | PG&E ¦ Cold | PG&E | All | Electric | Constant Speed CWP/CHWP Control | Average Existing and Code | 0 | Conventional | HVAC | Com - School | Com | RET Only | 0 | 1000 sqft2 of floor space | Rated-HP | 15 | DEER:HVAC_Chillers | 343.96 | 0.13 | 0 | California eTRM (https://www.caetrm.com/) | 0 | 2018 | 0 | 0 | 2018 | 0 | 0 | California eTRM (https://www.caetrm.com/) | HVAC Pump VFD - Cold ¦ PG&E ¦ Cold | HVAC Pump VFD - Cold | 0.21688 | 1 | 0.67492 | CBSA 2014 | -18.894 | 2012 | 0.6 | SWHC008-01
COM-HVAC-77.36 | Com ¦ HVAC Pump with no VFD - Cold ¦ PG&E ¦ Cold | Com ¦ HVAC Pump with no VFD - Cold | PG&E ¦ Cold | PG&E | All | Electric | Constant Speed CWP/CHWP Control | Average Existing and Code | 0 | Conventional | HVAC | Com - Warehouse | Com | RET Only | 0 | 1000 sqft2 of floor space | Rated-HP | 15 | DEER:HVAC_Chillers | 0 | 0 | 0 | California eTRM (https://www.caetrm.com/) | 0 | 2018 | 0 | 0 | 2018 | 0 | 0 | California eTRM (https://www.caetrm.com/) | HVAC Pump VFD - Cold ¦ PG&E ¦ Cold | HVAC Pump VFD - Cold | 0.010581 | 1 | 0.67492 | CBSA 2014 | 0 | 2012 | 0.6 | SWHC008-01
COM-HVAC-77.37 | Com ¦ HVAC Pump with no VFD - Marine ¦ SCE ¦ Marine | Com ¦ HVAC Pump with no VFD - Marine | SCE ¦ Marine | SCE | All | Electric | Constant Speed CWP/CHWP Control | Average Existing and Code | 0 | Conventional | HVAC | Com - College | Com | RET Only | 0 | 1000 sqft2 of floor space | Rated-HP | 15 | DEER:HVAC_Chillers | 539.1872 | 0.095391 | 0 | California eTRM (https://www.caetrm.com/) | 0 | 2018 | 0 | 0 | 2018 | 0 | 0 | California eTRM (https://www.caetrm.com/) | HVAC Pump VFD - Marine ¦ SCE ¦ Marine | HVAC Pump VFD - Marine | 0.21688 | 1 | 0.67492 | CBSA 2014 | -18.3269 | 2012 | 0.6 | SWHC008-01
COM-HVAC-77.38 | Com ¦ HVAC Pump with no VFD - Marine ¦ SCE ¦ Marine | Com ¦ HVAC Pump with no VFD - Marine | SCE ¦ Marine | SCE | All | Electric | Constant Speed CWP/CHWP Control | Average Existing and Code | 0 | Conventional | HVAC | Com - Grocery | Com | RET Only | 0 | 1000 sqft2 of floor space | Rated-HP | 15 | DEER:HVAC_Chillers | 0 | 0 | 0 | California eTRM (https://www.caetrm.com/) | 0 | 2018 | 0 | 0 | 2018 | 0 | 0 | California eTRM (https://www.caetrm.com/) | HVAC Pump VFD - Marine ¦ SCE ¦ Marine | HVAC Pump VFD - Marine | 0.0017703 | 1 | 0.67492 | CBSA 2014 | 0 | 2012 | 0.6 | SWHC008-01
COM-HVAC-77.39 | Com ¦ HVAC Pump with no VFD - Marine ¦ SCE ¦ Marine | Com ¦ HVAC Pump with no VFD - Marine | SCE ¦ Marine | SCE | All | Electric | Constant Speed CWP/CHWP Control | Average Existing and Code | 0 | Conventional | HVAC | Com - Health | Com | RET Only | 0 | 1000 sqft2 of floor space | Rated-HP | 15 | DEER:HVAC_Chillers | 885.2779 | 0.079065 | 0 | California eTRM (https://www.caetrm.com/) | 0 | 2018 | 0 | 0 | 2018 | 0 | 0 | California eTRM (https://www.caetrm.com/) | HVAC Pump VFD - Marine ¦ SCE ¦ Marine | HVAC Pump VFD - Marine | 0.13315 | 1 | 0.67492 | CBSA 2014 | -13.1212 | 2012 | 0.6 | SWHC008-01
COM-HVAC-77.40 | Com ¦ HVAC Pump with no VFD - Marine ¦ SCE ¦ Marine | Com ¦ HVAC Pump with no VFD - Marine | SCE ¦ Marine | SCE | All | Electric | Constant Speed CWP/CHWP Control | Average Existing and Code | 0 | Conventional | HVAC | Com - Lodging | Com | RET Only | 0 | 1000 sqft2 of floor space | Rated-HP | 15 | DEER:HVAC_Chillers | 1298.23 | 0.07 | 0 | California eTRM (https://www.caetrm.com/) | 0 | 2018 | 0 | 0 | 2018 | 0 | 0 | California eTRM (https://www.caetrm.com/) | HVAC Pump VFD - Marine ¦ SCE ¦ Marine | HVAC Pump VFD - Marine | 0.11253 | 1 | 0.67492 | CBSA 2014 | -71.3547 | 2012 | 0.6 | SWHC008-01
COM-HVAC-77.41 | Com ¦ HVAC Pump with no VFD - Marine ¦ SCE ¦ Marine | Com ¦ HVAC Pump with no VFD - Marine | SCE ¦ Marine | SCE | All | Electric | Constant Speed CWP/CHWP Control | Average Existing and Code | 0 | Conventional | HVAC | Com - Office (Large) | Com | RET Only | 0 | 1000 sqft2 of floor space | Rated-HP | 15 | DEER:HVAC_Chillers | 514.55 | 0.06 | 0 | California eTRM (https://www.caetrm.com/) | 0 | 2018 | 0 | 0 | 2018 | 0 | 0 | California eTRM (https://www.caetrm.com/) | HVAC Pump VFD - Marine ¦ SCE ¦ Marine | HVAC Pump VFD - Marine | 0.27108 | 1 | 0.67492 | CBSA 2014 | -8.0574 | 2012 | 0.6 | SWHC008-01
COM-HVAC-77.42 | Com ¦ HVAC Pump with no VFD - Marine ¦ SCE ¦ Marine | Com ¦ HVAC Pump with no VFD - Marine | SCE ¦ Marine | SCE | All | Electric | Constant Speed CWP/CHWP Control | Average Existing and Code | 0 | Conventional | HVAC | Com - Office (Small) | Com | RET Only | 0 | 1000 sqft2 of floor space | Rated-HP | 15 | DEER:HVAC_Chillers | 633.13 | 0.07 | 0 | California eTRM (https://www.caetrm.com/) | 0 | 2018 | 0 | 0 | 2018 | 0 | 0 | California eTRM (https://www.caetrm.com/) | HVAC Pump VFD - Marine ¦ SCE ¦ Marine | HVAC Pump VFD - Marine | 0.070806 | 1 | 0.67492 | CBSA 2014 | -16.4782 | 2012 | 0.6 | SWHC008-01
COM-HVAC-77.43 | Com ¦ HVAC Pump with no VFD - Marine ¦ SCE ¦ Marine | Com ¦ HVAC Pump with no VFD - Marine | SCE ¦ Marine | SCE | All | Electric | Constant Speed CWP/CHWP Control | Average Existing and Code | 0 | Conventional | HVAC | Com - Other | Com | RET Only | 0 | 1000 sqft2 of floor space | Rated-HP | 15 | DEER:HVAC_Chillers | 0 | 0 | 0 | California eTRM (https://www.caetrm.com/) | 0 | 2018 | 0 | 0 | 2018 | 0 | 0 | California eTRM (https://www.caetrm.com/) | HVAC Pump VFD - Marine ¦ SCE ¦ Marine | HVAC Pump VFD - Marine | 0.044383 | 1 | 0.67492 | CBSA 2014 | 0 | 2012 | 0.6 | SWHC008-01
COM-HVAC-77.44 | Com ¦ HVAC Pump with no VFD - Marine ¦ SCE ¦ Marine | Com ¦ HVAC Pump with no VFD - Marine | SCE ¦ Marine | SCE | All | Electric | Constant Speed CWP/CHWP Control | Average Existing and Code | 0 | Conventional | HVAC | Com - Refrig. Warehouse | Com | RET Only | 0 | 1000 sqft2 of floor space | Rated-HP | 15 | DEER:HVAC_Chillers | 0 | 0 | 0 | California eTRM (https://www.caetrm.com/) | 0 | 2018 | 0 | 0 | 2018 | 0 | 0 | California eTRM (https://www.caetrm.com/) | HVAC Pump VFD - Marine ¦ SCE ¦ Marine | HVAC Pump VFD - Marine | 0.010581 | 1 | 0.67492 | CBSA 2014 | 0 | 2012 | 0.6 | SWHC008-01
COM-HVAC-77.46 | Com ¦ HVAC Pump with no VFD - Marine ¦ SCE ¦ Marine | Com ¦ HVAC Pump with no VFD - Marine | SCE ¦ Marine | SCE | All | Electric | Constant Speed CWP/CHWP Control | Average Existing and Code | 0 | Conventional | HVAC | Com - Retail | Com | RET Only | 0 | 1000 sqft2 of floor space | Rated-HP | 15 | DEER:HVAC_Chillers | 711.66 | 0.06 | 0 | California eTRM (https://www.caetrm.com/) | 0 | 2018 | 0 | 0 | 2018 | 0 | 0 | California eTRM (https://www.caetrm.com/) | HVAC Pump VFD - Marine ¦ SCE ¦ Marine | HVAC Pump VFD - Marine | 0.011221 | 1 | 0.67492 | CBSA 2014 | -68.5393 | 2012 | 0.6 | SWHC008-01
COM-HVAC-77.47 | Com ¦ HVAC Pump with no VFD - Marine ¦ SCE ¦ Marine | Com ¦ HVAC Pump with no VFD - Marine | SCE ¦ Marine | SCE | All | Electric | Constant Speed CWP/CHWP Control | Average Existing and Code | 0 | Conventional | HVAC | Com - School | Com | RET Only | 0 | 1000 sqft2 of floor space | Rated-HP | 15 | DEER:HVAC_Chillers | 611.85 | 0.08 | 0 | California eTRM (https://www.caetrm.com/) | 0 | 2018 | 0 | 0 | 2018 | 0 | 0 | California eTRM (https://www.caetrm.com/) | HVAC Pump VFD - Marine ¦ SCE ¦ Marine | HVAC Pump VFD - Marine | 0.21688 | 1 | 0.67492 | CBSA 2014 | -33.6094 | 2012 | 0.6 | SWHC008-01
COM-HVAC-77.48 | Com ¦ HVAC Pump with no VFD - Marine ¦ SCE ¦ Marine | Com ¦ HVAC Pump with no VFD - Marine | SCE ¦ Marine | SCE | All | Electric | Constant Speed CWP/CHWP Control | Average Existing and Code | 0 | Conventional | HVAC | Com - Warehouse | Com | RET Only | 0 | 1000 sqft2 of floor space | Rated-HP | 15 | DEER:HVAC_Chillers | 0 | 0 | 0 | California eTRM (https://www.caetrm.com/) | 0 | 2018 | 0 | 0 | 2018 | 0 | 0 | California eTRM (https://www.caetrm.com/) | HVAC Pump VFD - Marine ¦ SCE ¦ Marine | HVAC Pump VFD - Marine | 0.010581 | 1 | 0.67492 | CBSA 2014 | 0 | 2012 | 0.6 | SWHC008-01
COM-HVAC-77.49 | Com ¦ HVAC Pump with no VFD - Hot-Dry ¦ SCE ¦ Hot-Dry | Com ¦ HVAC Pump with no VFD - Hot-Dry | SCE ¦ Hot-Dry | SCE | All | Electric | Constant Speed CWP/CHWP Control | Average Existing and Code | 0 | Conventional | HVAC | Com - College | Com | RET Only | 0 | 1000 sqft2 of floor space | Rated-HP | 15 | DEER:HVAC_Chillers | 546.3017 | 0.095391 | 0 | California eTRM (https://www.caetrm.com/) | 0 | 2018 | 0 | 0 | 2018 | 0 | 0 | California eTRM (https://www.caetrm.com/) | HVAC Pump VFD - Hot-Dry ¦ SCE ¦ Hot-Dry | HVAC Pump VFD - Hot-Dry | 0.21688 | 1 | 0.67492 | CBSA 2014 | -18.5688 | 2012 | 0.6 | SWHC008-01
COM-HVAC-77.50 | Com ¦ HVAC Pump with no VFD - Hot-Dry ¦ SCE ¦ Hot-Dry | Com ¦ HVAC Pump with no VFD - Hot-Dry | SCE ¦ Hot-Dry | SCE | All | Electric | Constant Speed CWP/CHWP Control | Average Existing and Code | 0 | Conventional | HVAC | Com - Grocery | Com | RET Only | 0 | 1000 sqft2 of floor space | Rated-HP | 15 | DEER:HVAC_Chillers | 0 | 0 | 0 | California eTRM (https://www.caetrm.com/) | 0 | 2018 | 0 | 0 | 2018 | 0 | 0 | California eTRM (https://www.caetrm.com/) | HVAC Pump VFD - Hot-Dry ¦ SCE ¦ Hot-Dry | HVAC Pump VFD - Hot-Dry | 0.0017703 | 1 | 0.67492 | CBSA 2014 | 0 | 2012 | 0.6 | SWHC008-01
COM-HVAC-77.51 | Com ¦ HVAC Pump with no VFD - Hot-Dry ¦ SCE ¦ Hot-Dry | Com ¦ HVAC Pump with no VFD - Hot-Dry | SCE ¦ Hot-Dry | SCE | All | Electric | Constant Speed CWP/CHWP Control | Average Existing and Code | 0 | Conventional | HVAC | Com - Health | Com | RET Only | 0 | 1000 sqft2 of floor space | Rated-HP | 15 | DEER:HVAC_Chillers | 817.3389 | 0.082662 | 0 | California eTRM (https://www.caetrm.com/) | 0 | 2018 | 0 | 0 | 2018 | 0 | 0 | California eTRM (https://www.caetrm.com/) | HVAC Pump VFD - Hot-Dry ¦ SCE ¦ Hot-Dry | HVAC Pump VFD - Hot-Dry | 0.13315 | 1 | 0.67492 | CBSA 2014 | -12.1143 | 2012 | 0.6 | SWHC008-01
COM-HVAC-77.52 | Com ¦ HVAC Pump with no VFD - Hot-Dry ¦ SCE ¦ Hot-Dry | Com ¦ HVAC Pump with no VFD - Hot-Dry | SCE ¦ Hot-Dry | SCE | All | Electric | Constant Speed CWP/CHWP Control | Average Existing and Code | 0 | Conventional | HVAC | Com - Lodging | Com | RET Only | 0 | 1000 sqft2 of floor space | Rated-HP | 15 | DEER:HVAC_Chillers | 1110.45 | 0.06 | 0 | California eTRM (https://www.caetrm.com/) | 0 | 2018 | 0 | 0 | 2018 | 0 | 0 | California eTRM (https://www.caetrm.com/) | HVAC Pump VFD - Hot-Dry ¦ SCE ¦ Hot-Dry | HVAC Pump VFD - Hot-Dry | 0.11253 | 1 | 0.67492 | CBSA 2014 | -61.0338 | 2012 | 0.6 | SWHC008-01
COM-HVAC-77.53 | Com ¦ HVAC Pump with no VFD - Hot-Dry ¦ SCE ¦ Hot-Dry | Com ¦ HVAC Pump with no VFD - Hot-Dry | SCE ¦ Hot-Dry | SCE | All | Electric | Constant Speed CWP/CHWP Control | Average Existing and Code | 0 | Conventional | HVAC | Com - Office (Large) | Com | RET Only | 0 | 1000 sqft2 of floor space | Rated-HP | 15 | DEER:HVAC_Chillers | 522.15 | 0.06 | 0 | California eTRM (https://www.caetrm.com/) | 0 | 2018 | 0 | 0 | 2018 | 0 | 0 | California eTRM (https://www.caetrm.com/) | HVAC Pump VFD - Hot-Dry ¦ SCE ¦ Hot-Dry | HVAC Pump VFD - Hot-Dry | 0.27108 | 1 | 0.67492 | CBSA 2014 | -8.1765 | 2012 | 0.6 | SWHC008-01
COM-HVAC-77.54 | Com ¦ HVAC Pump with no VFD - Hot-Dry ¦ SCE ¦ Hot-Dry | Com ¦ HVAC Pump with no VFD - Hot-Dry | SCE ¦ Hot-Dry | SCE | All | Electric | Constant Speed CWP/CHWP Control | Average Existing and Code | 0 | Conventional | HVAC | Com - Office (Small) | Com | RET Only | 0 | 1000 sqft2 of floor space | Rated-HP | 15 | DEER:HVAC_Chillers | 273.58 | 0.03 | 0 | California eTRM (https://www.caetrm.com/) | 0 | 2018 | 0 | 0 | 2018 | 0 | 0 | California eTRM (https://www.caetrm.com/) | HVAC Pump VFD - Hot-Dry ¦ SCE ¦ Hot-Dry | HVAC Pump VFD - Hot-Dry | 0.070806 | 1 | 0.67492 | CBSA 2014 | -7.1203 | 2012 | 0.6 | SWHC008-01
COM-HVAC-77.55 | Com ¦ HVAC Pump with no VFD - Hot-Dry ¦ SCE ¦ Hot-Dry | Com ¦ HVAC Pump with no VFD - Hot-Dry | SCE ¦ Hot-Dry | SCE | All | Electric | Constant Speed CWP/CHWP Control | Average Existing and Code | 0 | Conventional | HVAC | Com - Other | Com | RET Only | 0 | 1000 sqft2 of floor space | Rated-HP | 15 | DEER:HVAC_Chillers | 0 | 0 | 0 | California eTRM (https://www.caetrm.com/) | 0 | 2018 | 0 | 0 | 2018 | 0 | 0 | California eTRM (https://www.caetrm.com/) | HVAC Pump VFD - Hot-Dry ¦ SCE ¦ Hot-Dry | HVAC Pump VFD - Hot-Dry | 0.044383 | 1 | 0.67492 | CBSA 2014 | 0 | 2012 | 0.6 | SWHC008-01
COM-HVAC-77.56 | Com ¦ HVAC Pump with no VFD - Hot-Dry ¦ SCE ¦ Hot-Dry | Com ¦ HVAC Pump with no VFD - Hot-Dry | SCE ¦ Hot-Dry | SCE | All | Electric | Constant Speed CWP/CHWP Control | Average Existing and Code | 0 | Conventional | HVAC | Com - Refrig. Warehouse | Com | RET Only | 0 | 1000 sqft2 of floor space | Rated-HP | 15 | DEER:HVAC_Chillers | 0 | 0 | 0 | California eTRM (https://www.caetrm.com/) | 0 | 2018 | 0 | 0 | 2018 | 0 | 0 | California eTRM (https://www.caetrm.com/) | HVAC Pump VFD - Hot-Dry ¦ SCE ¦ Hot-Dry | HVAC Pump VFD - Hot-Dry | 0.010581 | 1 | 0.67492 | CBSA 2014 | 0 | 2012 | 0.6 | SWHC008-01
COM-HVAC-77.58 | Com ¦ HVAC Pump with no VFD - Hot-Dry ¦ SCE ¦ Hot-Dry | Com ¦ HVAC Pump with no VFD - Hot-Dry | SCE ¦ Hot-Dry | SCE | All | Electric | Constant Speed CWP/CHWP Control | Average Existing and Code | 0 | Conventional | HVAC | Com - Retail | Com | RET Only | 0 | 1000 sqft2 of floor space | Rated-HP | 15 | DEER:HVAC_Chillers | 634.1 | 0.06 | 0 | California eTRM (https://www.caetrm.com/) | 0 | 2018 | 0 | 0 | 2018 | 0 | 0 | California eTRM (https://www.caetrm.com/) | HVAC Pump VFD - Hot-Dry ¦ SCE ¦ Hot-Dry | HVAC Pump VFD - Hot-Dry | 0.011221 | 1 | 0.67492 | CBSA 2014 | -61.0696 | 2012 | 0.6 | SWHC008-01
COM-HVAC-77.59 | Com ¦ HVAC Pump with no VFD - Hot-Dry ¦ SCE ¦ Hot-Dry | Com ¦ HVAC Pump with no VFD - Hot-Dry | SCE ¦ Hot-Dry | SCE | All | Electric | Constant Speed CWP/CHWP Control | Average Existing and Code | 0 | Conventional | HVAC | Com - School | Com | RET Only | 0 | 1000 sqft2 of floor space | Rated-HP | 15 | DEER:HVAC_Chillers | 583.82 | 0.08 | 0 | California eTRM (https://www.caetrm.com/) | 0 | 2018 | 0 | 0 | 2018 | 0 | 0 | California eTRM (https://www.caetrm.com/) | HVAC Pump VFD - Hot-Dry ¦ SCE ¦ Hot-Dry | HVAC Pump VFD - Hot-Dry | 0.21688 | 1 | 0.67492 | CBSA 2014 | -32.0697 | 2012 | 0.6 | SWHC008-01
COM-HVAC-77.60 | Com ¦ HVAC Pump with no VFD - Hot-Dry ¦ SCE ¦ Hot-Dry | Com ¦ HVAC Pump with no VFD - Hot-Dry | SCE ¦ Hot-Dry | SCE | All | Electric | Constant Speed CWP/CHWP Control | Average Existing and Code | 0 | Conventional | HVAC | Com - Warehouse | Com | RET Only | 0 | 1000 sqft2 of floor space | Rated-HP | 15 | DEER:HVAC_Chillers | 0 | 0 | 0 | California eTRM (https://www.caetrm.com/) | 0 | 2018 | 0 | 0 | 2018 | 0 | 0 | California eTRM (https://www.caetrm.com/) | HVAC Pump VFD - Hot-Dry ¦ SCE ¦ Hot-Dry | HVAC Pump VFD - Hot-Dry | 0.010581 | 1 | 0.67492 | CBSA 2014 | 0 | 2012 | 0.6 | SWHC008-01
COM-HVAC-77.61 | Com ¦ HVAC Pump with no VFD - Cold ¦ SCE ¦ Cold | Com ¦ HVAC Pump with no VFD - Cold | SCE ¦ Cold | SCE | All | Electric | Constant Speed CWP/CHWP Control | Average Existing and Code | 0 | Conventional | HVAC | Com - College | Com | RET Only | 0 | 1000 sqft2 of floor space | Rated-HP | 15 | DEER:HVAC_Chillers | 339.4156 | 0.10539 | 0 | California eTRM (https://www.caetrm.com/) | 0 | 2018 | 0 | 0 | 2018 | 0 | 0 | California eTRM (https://www.caetrm.com/) | HVAC Pump VFD - Cold ¦ SCE ¦ Cold | HVAC Pump VFD - Cold | 0.21688 | 1 | 0.67492 | CBSA 2014 | -11.5367 | 2012 | 0.6 | SWHC008-01
COM-HVAC-77.62 | Com ¦ HVAC Pump with no VFD - Cold ¦ SCE ¦ Cold | Com ¦ HVAC Pump with no VFD - Cold | SCE ¦ Cold | SCE | All | Electric | Constant Speed CWP/CHWP Control | Average Existing and Code | 0 | Conventional | HVAC | Com - Grocery | Com | RET Only | 0 | 1000 sqft2 of floor space | Rated-HP | 15 | DEER:HVAC_Chillers | 0 | 0 | 0 | California eTRM (https://www.caetrm.com/) | 0 | 2018 | 0 | 0 | 2018 | 0 | 0 | California eTRM (https://www.caetrm.com/) | HVAC Pump VFD - Cold ¦ SCE ¦ Cold | HVAC Pump VFD - Cold | 0.0017703 | 1 | 0.67492 | CBSA 2014 | 0 | 2012 | 0.6 | SWHC008-01
COM-HVAC-77.63 | Com ¦ HVAC Pump with no VFD - Cold ¦ SCE ¦ Cold | Com ¦ HVAC Pump with no VFD - Cold | SCE ¦ Cold | SCE | All | Electric | Constant Speed CWP/CHWP Control | Average Existing and Code | 0 | Conventional | HVAC | Com - Health | Com | RET Only | 0 | 1000 sqft2 of floor space | Rated-HP | 15 | DEER:HVAC_Chillers | 360.1883 | 0.062662 | 0 | California eTRM (https://www.caetrm.com/) | 0 | 2018 | 0 | 0 | 2018 | 0 | 0 | California eTRM (https://www.caetrm.com/) | HVAC Pump VFD - Cold ¦ SCE ¦ Cold | HVAC Pump VFD - Cold | 0.13315 | 1 | 0.67492 | CBSA 2014 | -5.3386 | 2012 | 0.6 | SWHC008-01
COM-HVAC-77.64 | Com ¦ HVAC Pump with no VFD - Cold ¦ SCE ¦ Cold | Com ¦ HVAC Pump with no VFD - Cold | SCE ¦ Cold | SCE | All | Electric | Constant Speed CWP/CHWP Control | Average Existing and Code | 0 | Conventional | HVAC | Com - Lodging | Com | RET Only | 0 | 1000 sqft2 of floor space | Rated-HP | 15 | DEER:HVAC_Chillers | 734.63 | 0.05 | 0 | California eTRM (https://www.caetrm.com/) | 0 | 2018 | 0 | 0 | 2018 | 0 | 0 | California eTRM (https://www.caetrm.com/) | HVAC Pump VFD - Cold ¦ SCE ¦ Cold | HVAC Pump VFD - Cold | 0.11253 | 1 | 0.67492 | CBSA 2014 | -40.3775 | 2012 | 0.6 | SWHC008-01
COM-HVAC-77.65 | Com ¦ HVAC Pump with no VFD - Cold ¦ SCE ¦ Cold | Com ¦ HVAC Pump with no VFD - Cold | SCE ¦ Cold | SCE | All | Electric | Constant Speed CWP/CHWP Control | Average Existing and Code | 0 | Conventional | HVAC | Com - Office (Large) | Com | RET Only | 0 | 1000 sqft2 of floor space | Rated-HP | 15 | DEER:HVAC_Chillers | 260.03 | 0.09 | 0 | California eTRM (https://www.caetrm.com/) | 0 | 2018 | 0 | 0 | 2018 | 0 | 0 | California eTRM (https://www.caetrm.com/) | HVAC Pump VFD - Cold ¦ SCE ¦ Cold | HVAC Pump VFD - Cold | 0.27108 | 1 | 0.67492 | CBSA 2014 | -4.0719 | 2012 | 0.6 | SWHC008-01
COM-HVAC-77.66 | Com ¦ HVAC Pump with no VFD - Cold ¦ SCE ¦ Cold | Com ¦ HVAC Pump with no VFD - Cold | SCE ¦ Cold | SCE | All | Electric | Constant Speed CWP/CHWP Control | Average Existing and Code | 0 | Conventional | HVAC | Com - Office (Small) | Com | RET Only | 0 | 1000 sqft2 of floor space | Rated-HP | 15 | DEER:HVAC_Chillers | 285.67 | 0.09 | 0 | California eTRM (https://www.caetrm.com/) | 0 | 2018 | 0 | 0 | 2018 | 0 | 0 | California eTRM (https://www.caetrm.com/) | HVAC Pump VFD - Cold ¦ SCE ¦ Cold | HVAC Pump VFD - Cold | 0.070806 | 1 | 0.67492 | CBSA 2014 | -7.435 | 2012 | 0.6 | SWHC008-01
COM-HVAC-77.67 | Com ¦ HVAC Pump with no VFD - Cold ¦ SCE ¦ Cold | Com ¦ HVAC Pump with no VFD - Cold | SCE ¦ Cold | SCE | All | Electric | Constant Speed CWP/CHWP Control | Average Existing and Code | 0 | Conventional | HVAC | Com - Other | Com | RET Only | 0 | 1000 sqft2 of floor space | Rated-HP | 15 | DEER:HVAC_Chillers | 0 | 0 | 0 | California eTRM (https://www.caetrm.com/) | 0 | 2018 | 0 | 0 | 2018 | 0 | 0 | California eTRM (https://www.caetrm.com/) | HVAC Pump VFD - Cold ¦ SCE ¦ Cold | HVAC Pump VFD - Cold | 0.044383 | 1 | 0.67492 | CBSA 2014 | 0 | 2012 | 0.6 | SWHC008-01
COM-HVAC-77.68 | Com ¦ HVAC Pump with no VFD - Cold ¦ SCE ¦ Cold | Com ¦ HVAC Pump with no VFD - Cold | SCE ¦ Cold | SCE | All | Electric | Constant Speed CWP/CHWP Control | Average Existing and Code | 0 | Conventional | HVAC | Com - Refrig. Warehouse | Com | RET Only | 0 | 1000 sqft2 of floor space | Rated-HP | 15 | DEER:HVAC_Chillers | 0 | 0 | 0 | California eTRM (https://www.caetrm.com/) | 0 | 2018 | 0 | 0 | 2018 | 0 | 0 | California eTRM (https://www.caetrm.com/) | HVAC Pump VFD - Cold ¦ SCE ¦ Cold | HVAC Pump VFD - Cold | 0.010581 | 1 | 0.67492 | CBSA 2014 | 0 | 2012 | 0.6 | SWHC008-01
COM-HVAC-77.70 | Com ¦ HVAC Pump with no VFD - Cold ¦ SCE ¦ Cold | Com ¦ HVAC Pump with no VFD - Cold | SCE ¦ Cold | SCE | All | Electric | Constant Speed CWP/CHWP Control | Average Existing and Code | 0 | Conventional | HVAC | Com - Retail | Com | RET Only | 0 | 1000 sqft2 of floor space | Rated-HP | 15 | DEER:HVAC_Chillers | 305.74 | 0.07 | 0 | California eTRM (https://www.caetrm.com/) | 0 | 2018 | 0 | 0 | 2018 | 0 | 0 | California eTRM (https://www.caetrm.com/) | HVAC Pump VFD - Cold ¦ SCE ¦ Cold | HVAC Pump VFD - Cold | 0.011221 | 1 | 0.67492 | CBSA 2014 | -29.4455 | 2012 | 0.6 | SWHC008-01
COM-HVAC-77.71 | Com ¦ HVAC Pump with no VFD - Cold ¦ SCE ¦ Cold | Com ¦ HVAC Pump with no VFD - Cold | SCE ¦ Cold | SCE | All | Electric | Constant Speed CWP/CHWP Control | Average Existing and Code | 0 | Conventional | HVAC | Com - School | Com | RET Only | 0 | 1000 sqft2 of floor space | Rated-HP | 15 | DEER:HVAC_Chillers | 343.96 | 0.13 | 0 | California eTRM (https://www.caetrm.com/) | 0 | 2018 | 0 | 0 | 2018 | 0 | 0 | California eTRM (https://www.caetrm.com/) | HVAC Pump VFD - Cold ¦ SCE ¦ Cold | HVAC Pump VFD - Cold | 0.21688 | 1 | 0.67492 | CBSA 2014 | -18.894 | 2012 | 0.6 | SWHC008-01
COM-HVAC-77.72 | Com ¦ HVAC Pump with no VFD - Cold ¦ SCE ¦ Cold | Com ¦ HVAC Pump with no VFD - Cold | SCE ¦ Cold | SCE | All | Electric | Constant Speed CWP/CHWP Control | Average Existing and Code | 0 | Conventional | HVAC | Com - Warehouse | Com | RET Only | 0 | 1000 sqft2 of floor space | Rated-HP | 15 | DEER:HVAC_Chillers | 0 | 0 | 0 | California eTRM (https://www.caetrm.com/) | 0 | 2018 | 0 | 0 | 2018 | 0 | 0 | California eTRM (https://www.caetrm.com/) | HVAC Pump VFD - Cold ¦ SCE ¦ Cold | HVAC Pump VFD - Cold | 0.010581 | 1 | 0.67492 | CBSA 2014 | 0 | 2012 | 0.6 | SWHC008-01
COM-HVAC-77.73 | Com ¦ HVAC Pump with no VFD - Marine ¦ SDG&E ¦ Marine | Com ¦ HVAC Pump with no VFD - Marine | SDG&E ¦ Marine | SDG&E | All | Electric | Constant Speed CWP/CHWP Control | Average Existing and Code | 0 | Conventional | HVAC | Com - College | Com | RET Only | 0 | 1000 sqft2 of floor space | Rated-HP | 15 | DEER:HVAC_Chillers | 539.1872 | 0.095391 | 0 | California eTRM (https://www.caetrm.com/) | 0 | 2018 | 0 | 0 | 2018 | 0 | 0 | California eTRM (https://www.caetrm.com/) | HVAC Pump VFD - Marine ¦ SDG&E ¦ Marine | HVAC Pump VFD - Marine | 0.21688 | 1 | 0.67492 | CBSA 2014 | -18.3269 | 2012 | 0.6 | SWHC008-01
COM-HVAC-77.74 | Com ¦ HVAC Pump with no VFD - Marine ¦ SDG&E ¦ Marine | Com ¦ HVAC Pump with no VFD - Marine | SDG&E ¦ Marine | SDG&E | All | Electric | Constant Speed CWP/CHWP Control | Average Existing and Code | 0 | Conventional | HVAC | Com - Grocery | Com | RET Only | 0 | 1000 sqft2 of floor space | Rated-HP | 15 | DEER:HVAC_Chillers | 0 | 0 | 0 | California eTRM (https://www.caetrm.com/) | 0 | 2018 | 0 | 0 | 2018 | 0 | 0 | California eTRM (https://www.caetrm.com/) | HVAC Pump VFD - Marine ¦ SDG&E ¦ Marine | HVAC Pump VFD - Marine | 0.0017703 | 1 | 0.67492 | CBSA 2014 | 0 | 2012 | 0.6 | SWHC008-01
COM-HVAC-77.75 | Com ¦ HVAC Pump with no VFD - Marine ¦ SDG&E ¦ Marine | Com ¦ HVAC Pump with no VFD - Marine | SDG&E ¦ Marine | SDG&E | All | Electric | Constant Speed CWP/CHWP Control | Average Existing and Code | 0 | Conventional | HVAC | Com - Health | Com | RET Only | 0 | 1000 sqft2 of floor space | Rated-HP | 15 | DEER:HVAC_Chillers | 885.2779 | 0.079065 | 0 | California eTRM (https://www.caetrm.com/) | 0 | 2018 | 0 | 0 | 2018 | 0 | 0 | California eTRM (https://www.caetrm.com/) | HVAC Pump VFD - Marine ¦ SDG&E ¦ Marine | HVAC Pump VFD - Marine | 0.13315 | 1 | 0.67492 | CBSA 2014 | -13.1212 | 2012 | 0.6 | SWHC008-01
COM-HVAC-77.76 | Com ¦ HVAC Pump with no VFD - Marine ¦ SDG&E ¦ Marine | Com ¦ HVAC Pump with no VFD - Marine | SDG&E ¦ Marine | SDG&E | All | Electric | Constant Speed CWP/CHWP Control | Average Existing and Code | 0 | Conventional | HVAC | Com - Lodging | Com | RET Only | 0 | 1000 sqft2 of floor space | Rated-HP | 15 | DEER:HVAC_Chillers | 1298.23 | 0.07 | 0 | California eTRM (https://www.caetrm.com/) | 0 | 2018 | 0 | 0 | 2018 | 0 | 0 | California eTRM (https://www.caetrm.com/) | HVAC Pump VFD - Marine ¦ SDG&E ¦ Marine | HVAC Pump VFD - Marine | 0.11253 | 1 | 0.67492 | CBSA 2014 | -71.3547 | 2012 | 0.6 | SWHC008-01
COM-HVAC-77.77 | Com ¦ HVAC Pump with no VFD - Marine ¦ SDG&E ¦ Marine | Com ¦ HVAC Pump with no VFD - Marine | SDG&E ¦ Marine | SDG&E | All | Electric | Constant Speed CWP/CHWP Control | Average Existing and Code | 0 | Conventional | HVAC | Com - Office (Large) | Com | RET Only | 0 | 1000 sqft2 of floor space | Rated-HP | 15 | DEER:HVAC_Chillers | 514.55 | 0.06 | 0 | California eTRM (https://www.caetrm.com/) | 0 | 2018 | 0 | 0 | 2018 | 0 | 0 | California eTRM (https://www.caetrm.com/) | HVAC Pump VFD - Marine ¦ SDG&E ¦ Marine | HVAC Pump VFD - Marine | 0.27108 | 1 | 0.67492 | CBSA 2014 | -8.0574 | 2012 | 0.6 | SWHC008-01
COM-HVAC-77.78 | Com ¦ HVAC Pump with no VFD - Marine ¦ SDG&E ¦ Marine | Com ¦ HVAC Pump with no VFD - Marine | SDG&E ¦ Marine | SDG&E | All | Electric | Constant Speed CWP/CHWP Control | Average Existing and Code | 0 | Conventional | HVAC | Com - Office (Small) | Com | RET Only | 0 | 1000 sqft2 of floor space | Rated-HP | 15 | DEER:HVAC_Chillers | 633.13 | 0.07 | 0 | California eTRM (https://www.caetrm.com/) | 0 | 2018 | 0 | 0 | 2018 | 0 | 0 | California eTRM (https://www.caetrm.com/) | HVAC Pump VFD - Marine ¦ SDG&E ¦ Marine | HVAC Pump VFD - Marine | 0.070806 | 1 | 0.67492 | CBSA 2014 | -16.4782 | 2012 | 0.6 | SWHC008-01
COM-HVAC-77.79 | Com ¦ HVAC Pump with no VFD - Marine ¦ SDG&E ¦ Marine | Com ¦ HVAC Pump with no VFD - Marine | SDG&E ¦ Marine | SDG&E | All | Electric | Constant Speed CWP/CHWP Control | Average Existing and Code | 0 | Conventional | HVAC | Com - Other | Com | RET Only | 0 | 1000 sqft2 of floor space | Rated-HP | 15 | DEER:HVAC_Chillers | 0 | 0 | 0 | California eTRM (https://www.caetrm.com/) | 0 | 2018 | 0 | 0 | 2018 | 0 | 0 | California eTRM (https://www.caetrm.com/) | HVAC Pump VFD - Marine ¦ SDG&E ¦ Marine | HVAC Pump VFD - Marine | 0.044383 | 1 | 0.67492 | CBSA 2014 | 0 | 2012 | 0.6 | SWHC008-01
COM-HVAC-77.80 | Com ¦ HVAC Pump with no VFD - Marine ¦ SDG&E ¦ Marine | Com ¦ HVAC Pump with no VFD - Marine | SDG&E ¦ Marine | SDG&E | All | Electric | Constant Speed CWP/CHWP Control | Average Existing and Code | 0 | Conventional | HVAC | Com - Refrig. Warehouse | Com | RET Only | 0 | 1000 sqft2 of floor space | Rated-HP | 15 | DEER:HVAC_Chillers | 0 | 0 | 0 | California eTRM (https://www.caetrm.com/) | 0 | 2018 | 0 | 0 | 2018 | 0 | 0 | California eTRM (https://www.caetrm.com/) | HVAC Pump VFD - Marine ¦ SDG&E ¦ Marine | HVAC Pump VFD - Marine | 0.010581 | 1 | 0.67492 | CBSA 2014 | 0 | 2012 | 0.6 | SWHC008-01
COM-HVAC-77.82 | Com ¦ HVAC Pump with no VFD - Marine ¦ SDG&E ¦ Marine | Com ¦ HVAC Pump with no VFD - Marine | SDG&E ¦ Marine | SDG&E | All | Electric | Constant Speed CWP/CHWP Control | Average Existing and Code | 0 | Conventional | HVAC | Com - Retail | Com | RET Only | 0 | 1000 sqft2 of floor space | Rated-HP | 15 | DEER:HVAC_Chillers | 711.66 | 0.06 | 0 | California eTRM (https://www.caetrm.com/) | 0 | 2018 | 0 | 0 | 2018 | 0 | 0 | California eTRM (https://www.caetrm.com/) | HVAC Pump VFD - Marine ¦ SDG&E ¦ Marine | HVAC Pump VFD - Marine | 0.011221 | 1 | 0.67492 | CBSA 2014 | -68.5393 | 2012 | 0.6 | SWHC008-01
COM-HVAC-77.83 | Com ¦ HVAC Pump with no VFD - Marine ¦ SDG&E ¦ Marine | Com ¦ HVAC Pump with no VFD - Marine | SDG&E ¦ Marine | SDG&E | All | Electric | Constant Speed CWP/CHWP Control | Average Existing and Code | 0 | Conventional | HVAC | Com - School | Com | RET Only | 0 | 1000 sqft2 of floor space | Rated-HP | 15 | DEER:HVAC_Chillers | 611.85 | 0.08 | 0 | California eTRM (https://www.caetrm.com/) | 0 | 2018 | 0 | 0 | 2018 | 0 | 0 | California eTRM (https://www.caetrm.com/) | HVAC Pump VFD - Marine ¦ SDG&E ¦ Marine | HVAC Pump VFD - Marine | 0.21688 | 1 | 0.67492 | CBSA 2014 | -33.6094 | 2012 | 0.6 | SWHC008-01
COM-HVAC-77.84 | Com ¦ HVAC Pump with no VFD - Marine ¦ SDG&E ¦ Marine | Com ¦ HVAC Pump with no VFD - Marine | SDG&E ¦ Marine | SDG&E | All | Electric | Constant Speed CWP/CHWP Control | Average Existing and Code | 0 | Conventional | HVAC | Com - Warehouse | Com | RET Only | 0 | 1000 sqft2 of floor space | Rated-HP | 15 | DEER:HVAC_Chillers | 0 | 0 | 0 | California eTRM (https://www.caetrm.com/) | 0 | 2018 | 0 | 0 | 2018 | 0 | 0 | California eTRM (https://www.caetrm.com/) | HVAC Pump VFD - Marine ¦ SDG&E ¦ Marine | HVAC Pump VFD - Marine | 0.010581 | 1 | 0.67492 | CBSA 2014 | 0 | 2012 | 0.6 | SWHC008-01
COM-HVAC-77.85 | Com ¦ HVAC Pump with no VFD - Hot-Dry ¦ SDG&E ¦ Hot-Dry | Com ¦ HVAC Pump with no VFD - Hot-Dry | SDG&E ¦ Hot-Dry | SDG&E | All | Electric | Constant Speed CWP/CHWP Control | Average Existing and Code | 0 | Conventional | HVAC | Com - College | Com | RET Only | 0 | 1000 sqft2 of floor space | Rated-HP | 15 | DEER:HVAC_Chillers | 568.3479 | 0.095391 | 0 | California eTRM (https://www.caetrm.com/) | 0 | 2018 | 0 | 0 | 2018 | 0 | 0 | California eTRM (https://www.caetrm.com/) | HVAC Pump VFD - Hot-Dry ¦ SDG&E ¦ Hot-Dry | HVAC Pump VFD - Hot-Dry | 0.21688 | 1 | 0.67492 | CBSA 2014 | -19.3181 | 2012 | 0.6 | SWHC008-01
COM-HVAC-77.86 | Com ¦ HVAC Pump with no VFD - Hot-Dry ¦ SDG&E ¦ Hot-Dry | Com ¦ HVAC Pump with no VFD - Hot-Dry | SDG&E ¦ Hot-Dry | SDG&E | All | Electric | Constant Speed CWP/CHWP Control | Average Existing and Code | 0 | Conventional | HVAC | Com - Grocery | Com | RET Only | 0 | 1000 sqft2 of floor space | Rated-HP | 15 | DEER:HVAC_Chillers | 0 | 0 | 0 | California eTRM (https://www.caetrm.com/) | 0 | 2018 | 0 | 0 | 2018 | 0 | 0 | California eTRM (https://www.caetrm.com/) | HVAC Pump VFD - Hot-Dry ¦ SDG&E ¦ Hot-Dry | HVAC Pump VFD - Hot-Dry | 0.0017703 | 1 | 0.67492 | CBSA 2014 | 0 | 2012 | 0.6 | SWHC008-01
COM-HVAC-77.87 | Com ¦ HVAC Pump with no VFD - Hot-Dry ¦ SDG&E ¦ Hot-Dry | Com ¦ HVAC Pump with no VFD - Hot-Dry | SDG&E ¦ Hot-Dry | SDG&E | All | Electric | Constant Speed CWP/CHWP Control | Average Existing and Code | 0 | Conventional | HVAC | Com - Health | Com | RET Only | 0 | 1000 sqft2 of floor space | Rated-HP | 15 | DEER:HVAC_Chillers | 997.4385 | 0.079065 | 0 | California eTRM (https://www.caetrm.com/) | 0 | 2018 | 0 | 0 | 2018 | 0 | 0 | California eTRM (https://www.caetrm.com/) | HVAC Pump VFD - Hot-Dry ¦ SDG&E ¦ Hot-Dry | HVAC Pump VFD - Hot-Dry | 0.13315 | 1 | 0.67492 | CBSA 2014 | -14.7836 | 2012 | 0.6 | SWHC008-01
COM-HVAC-77.88 | Com ¦ HVAC Pump with no VFD - Hot-Dry ¦ SDG&E ¦ Hot-Dry | Com ¦ HVAC Pump with no VFD - Hot-Dry | SDG&E ¦ Hot-Dry | SDG&E | All | Electric | Constant Speed CWP/CHWP Control | Average Existing and Code | 0 | Conventional | HVAC | Com - Lodging | Com | RET Only | 0 | 1000 sqft2 of floor space | Rated-HP | 15 | DEER:HVAC_Chillers | 1278.92 | 0.08 | 0 | California eTRM (https://www.caetrm.com/) | 0 | 2018 | 0 | 0 | 2018 | 0 | 0 | California eTRM (https://www.caetrm.com/) | HVAC Pump VFD - Hot-Dry ¦ SDG&E ¦ Hot-Dry | HVAC Pump VFD - Hot-Dry | 0.11253 | 1 | 0.67492 | CBSA 2014 | -70.2934 | 2012 | 0.6 | SWHC008-01
COM-HVAC-77.89 | Com ¦ HVAC Pump with no VFD - Hot-Dry ¦ SDG&E ¦ Hot-Dry | Com ¦ HVAC Pump with no VFD - Hot-Dry | SDG&E ¦ Hot-Dry | SDG&E | All | Electric | Constant Speed CWP/CHWP Control | Average Existing and Code | 0 | Conventional | HVAC | Com - Office (Large) | Com | RET Only | 0 | 1000 sqft2 of floor space | Rated-HP | 15 | DEER:HVAC_Chillers | 561.18 | 0.04 | 0 | California eTRM (https://www.caetrm.com/) | 0 | 2018 | 0 | 0 | 2018 | 0 | 0 | California eTRM (https://www.caetrm.com/) | HVAC Pump VFD - Hot-Dry ¦ SDG&E ¦ Hot-Dry | HVAC Pump VFD - Hot-Dry | 0.27108 | 1 | 0.67492 | CBSA 2014 | -8.7876 | 2012 | 0.6 | SWHC008-01
COM-HVAC-77.90 | Com ¦ HVAC Pump with no VFD - Hot-Dry ¦ SDG&E ¦ Hot-Dry | Com ¦ HVAC Pump with no VFD - Hot-Dry | SDG&E ¦ Hot-Dry | SDG&E | All | Electric | Constant Speed CWP/CHWP Control | Average Existing and Code | 0 | Conventional | HVAC | Com - Office (Small) | Com | RET Only | 0 | 1000 sqft2 of floor space | Rated-HP | 15 | DEER:HVAC_Chillers | 664.87 | 0.04 | 0 | California eTRM (https://www.caetrm.com/) | 0 | 2018 | 0 | 0 | 2018 | 0 | 0 | California eTRM (https://www.caetrm.com/) | HVAC Pump VFD - Hot-Dry ¦ SDG&E ¦ Hot-Dry | HVAC Pump VFD - Hot-Dry | 0.070806 | 1 | 0.67492 | CBSA 2014 | -17.3042 | 2012 | 0.6 | SWHC008-01
COM-HVAC-77.91 | Com ¦ HVAC Pump with no VFD - Hot-Dry ¦ SDG&E ¦ Hot-Dry | Com ¦ HVAC Pump with no VFD - Hot-Dry | SDG&E ¦ Hot-Dry | SDG&E | All | Electric | Constant Speed CWP/CHWP Control | Average Existing and Code | 0 | Conventional | HVAC | Com - Other | Com | RET Only | 0 | 1000 sqft2 of floor space | Rated-HP | 15 | DEER:HVAC_Chillers | 0 | 0 | 0 | California eTRM (https://www.caetrm.com/) | 0 | 2018 | 0 | 0 | 2018 | 0 | 0 | California eTRM (https://www.caetrm.com/) | HVAC Pump VFD - Hot-Dry ¦ SDG&E ¦ Hot-Dry | HVAC Pump VFD - Hot-Dry | 0.044383 | 1 | 0.67492 | CBSA 2014 | 0 | 2012 | 0.6 | SWHC008-01
COM-HVAC-77.92 | Com ¦ HVAC Pump with no VFD - Hot-Dry ¦ SDG&E ¦ Hot-Dry | Com ¦ HVAC Pump with no VFD - Hot-Dry | SDG&E ¦ Hot-Dry | SDG&E | All | Electric | Constant Speed CWP/CHWP Control | Average Existing and Code | 0 | Conventional | HVAC | Com - Refrig. Warehouse | Com | RET Only | 0 | 1000 sqft2 of floor space | Rated-HP | 15 | DEER:HVAC_Chillers | 0 | 0 | 0 | California eTRM (https://www.caetrm.com/) | 0 | 2018 | 0 | 0 | 2018 | 0 | 0 | California eTRM (https://www.caetrm.com/) | HVAC Pump VFD - Hot-Dry ¦ SDG&E ¦ Hot-Dry | HVAC Pump VFD - Hot-Dry | 0.010581 | 1 | 0.67492 | CBSA 2014 | 0 | 2012 | 0.6 | SWHC008-01
COM-HVAC-77.94 | Com ¦ HVAC Pump with no VFD - Hot-Dry ¦ SDG&E ¦ Hot-Dry | Com ¦ HVAC Pump with no VFD - Hot-Dry | SDG&E ¦ Hot-Dry | SDG&E | All | Electric | Constant Speed CWP/CHWP Control | Average Existing and Code | 0 | Conventional | HVAC | Com - Retail | Com | RET Only | 0 | 1000 sqft2 of floor space | Rated-HP | 15 | DEER:HVAC_Chillers | 790.04 | 0.07 | 0 | California eTRM (https://www.caetrm.com/) | 0 | 2018 | 0 | 0 | 2018 | 0 | 0 | California eTRM (https://www.caetrm.com/) | HVAC Pump VFD - Hot-Dry ¦ SDG&E ¦ Hot-Dry | HVAC Pump VFD - Hot-Dry | 0.011221 | 1 | 0.67492 | CBSA 2014 | -76.088 | 2012 | 0.6 | SWHC008-01
COM-HVAC-77.95 | Com ¦ HVAC Pump with no VFD - Hot-Dry ¦ SDG&E ¦ Hot-Dry | Com ¦ HVAC Pump with no VFD - Hot-Dry | SDG&E ¦ Hot-Dry | SDG&E | All | Electric | Constant Speed CWP/CHWP Control | Average Existing and Code | 0 | Conventional | HVAC | Com - School | Com | RET Only | 0 | 1000 sqft2 of floor space | Rated-HP | 15 | DEER:HVAC_Chillers | 660.71 | 0.06 | 0 | California eTRM (https://www.caetrm.com/) | 0 | 2018 | 0 | 0 | 2018 | 0 | 0 | California eTRM (https://www.caetrm.com/) | HVAC Pump VFD - Hot-Dry ¦ SDG&E ¦ Hot-Dry | HVAC Pump VFD - Hot-Dry | 0.21688 | 1 | 0.67492 | CBSA 2014 | -36.2933 | 2012 | 0.6 | SWHC008-01
COM-HVAC-77.96 | Com ¦ HVAC Pump with no VFD - Hot-Dry ¦ SDG&E ¦ Hot-Dry | Com ¦ HVAC Pump with no VFD - Hot-Dry | SDG&E ¦ Hot-Dry | SDG&E | All | Electric | Constant Speed CWP/CHWP Control | Average Existing and Code | 0 | Conventional | HVAC | Com - Warehouse | Com | RET Only | 0 | 1000 sqft2 of floor space | Rated-HP | 15 | DEER:HVAC_Chillers | 0 | 0 | 0 | California eTRM (https://www.caetrm.com/) | 0 | 2018 | 0 | 0 | 2018 | 0 | 0 | California eTRM (https://www.caetrm.com/) | HVAC Pump VFD - Hot-Dry ¦ SDG&E ¦ Hot-Dry | HVAC Pump VFD - Hot-Dry | 0.010581 | 1 | 0.67492 | CBSA 2014 | 0 | 2012 | 0.6 | SWHC008-01
COM-HVAC-78.1 | Com ¦ HVAC Pump Variable Frequency Drive (VFD) - Marine ¦ PG&E ¦ Marine | Com ¦ HVAC Pump Variable Frequency Drive (VFD) - Marine | PG&E ¦ Marine | PG&E | All | Electric | Variable Speed Drive on Chilled Water Pump (CHWP) or Condenser Water Pump (CWP) | Efficient | 0 | Conventional | HVAC | Com - College | Com | RET Only | 0 | 1000 sqft2 of floor space | Rated-HP | 15 | DEER:HVAC_Chillers | 0 | 0 | 0 | California eTRM (https://www.caetrm.com/) | 345.32 | 2018 | 0 | 108.63 | 2018 | 0 | 0 | California eTRM (https://www.caetrm.com/) | HVAC Pump VFD - Marine ¦ PG&E ¦ Marine | HVAC Pump VFD - Marine | 0.21688 | 1 | 0.32508 | CBSA 2014 | 0 | 2032 | 0.6 | SWHC008-01
COM-HVAC-78.2 | Com ¦ HVAC Pump Variable Frequency Drive (VFD) - Marine ¦ PG&E ¦ Marine | Com ¦ HVAC Pump Variable Frequency Drive (VFD) - Marine | PG&E ¦ Marine | PG&E | All | Electric | Variable Speed Drive on Chilled Water Pump (CHWP) or Condenser Water Pump (CWP) | Efficient | 0 | Conventional | HVAC | Com - Grocery | Com | RET Only | 0 | 1000 sqft2 of floor space | Rated-HP | 15 | DEER:HVAC_Chillers | 0 | 0 | 0 | California eTRM (https://www.caetrm.com/) | 345.32 | 2018 | 0 | 108.63 | 2018 | 0 | 0 | California eTRM (https://www.caetrm.com/) | HVAC Pump VFD - Marine ¦ PG&E ¦ Marine | HVAC Pump VFD - Marine | 0.0017703 | 1 | 0.32508 | CBSA 2014 | 0 | 2032 | 0.6 | SWHC008-01
COM-HVAC-78.3 | Com ¦ HVAC Pump Variable Frequency Drive (VFD) - Marine ¦ PG&E ¦ Marine | Com ¦ HVAC Pump Variable Frequency Drive (VFD) - Marine | PG&E ¦ Marine | PG&E | All | Electric | Variable Speed Drive on Chilled Water Pump (CHWP) or Condenser Water Pump (CWP) | Efficient | 0 | Conventional | HVAC | Com - Health | Com | RET Only | 0 | 1000 sqft2 of floor space | Rated-HP | 15 | DEER:HVAC_Chillers | 0 | 0 | 0 | California eTRM (https://www.caetrm.com/) | 345.32 | 2018 | 0 | 108.63 | 2018 | 0 | 0 | California eTRM (https://www.caetrm.com/) | HVAC Pump VFD - Marine ¦ PG&E ¦ Marine | HVAC Pump VFD - Marine | 0.13315 | 1 | 0.32508 | CBSA 2014 | 0 | 2032 | 0.6 | SWHC008-01
COM-HVAC-78.4 | Com ¦ HVAC Pump Variable Frequency Drive (VFD) - Marine ¦ PG&E ¦ Marine | Com ¦ HVAC Pump Variable Frequency Drive (VFD) - Marine | PG&E ¦ Marine | PG&E | All | Electric | Variable Speed Drive on Chilled Water Pump (CHWP) or Condenser Water Pump (CWP) | Efficient | 0 | Conventional | HVAC | Com - Lodging | Com | RET Only | 0 | 1000 sqft2 of floor space | Rated-HP | 15 | DEER:HVAC_Chillers | 0 | 0 | 0 | California eTRM (https://www.caetrm.com/) | 345.32 | 2018 | 0 | 108.63 | 2018 | 0 | 0 | California eTRM (https://www.caetrm.com/) | HVAC Pump VFD - Marine ¦ PG&E ¦ Marine | HVAC Pump VFD - Marine | 0.11253 | 1 | 0.32508 | CBSA 2014 | 0 | 2032 | 0.6 | SWHC008-01
COM-HVAC-78.5 | Com ¦ HVAC Pump Variable Frequency Drive (VFD) - Marine ¦ PG&E ¦ Marine | Com ¦ HVAC Pump Variable Frequency Drive (VFD) - Marine | PG&E ¦ Marine | PG&E | All | Electric | Variable Speed Drive on Chilled Water Pump (CHWP) or Condenser Water Pump (CWP) | Efficient | 0 | Conventional | HVAC | Com - Office (Large) | Com | RET Only | 0 | 1000 sqft2 of floor space | Rated-HP | 15 | DEER:HVAC_Chillers | 0 | 0 | 0 | California eTRM (https://www.caetrm.com/) | 345.32 | 2018 | 0 | 108.63 | 2018 | 0 | 0 | California eTRM (https://www.caetrm.com/) | HVAC Pump VFD - Marine ¦ PG&E ¦ Marine | HVAC Pump VFD - Marine | 0.27108 | 1 | 0.32508 | CBSA 2014 | 0 | 2032 | 0.6 | SWHC008-01
COM-HVAC-78.6 | Com ¦ HVAC Pump Variable Frequency Drive (VFD) - Marine ¦ PG&E ¦ Marine | Com ¦ HVAC Pump Variable Frequency Drive (VFD) - Marine | PG&E ¦ Marine | PG&E | All | Electric | Variable Speed Drive on Chilled Water Pump (CHWP) or Condenser Water Pump (CWP) | Efficient | 0 | Conventional | HVAC | Com - Office (Small) | Com | RET Only | 0 | 1000 sqft2 of floor space | Rated-HP | 15 | DEER:HVAC_Chillers | 0 | 0 | 0 | California eTRM (https://www.caetrm.com/) | 345.32 | 2018 | 0 | 108.63 | 2018 | 0 | 0 | California eTRM (https://www.caetrm.com/) | HVAC Pump VFD - Marine ¦ PG&E ¦ Marine | HVAC Pump VFD - Marine | 0.070806 | 1 | 0.32508 | CBSA 2014 | 0 | 2032 | 0.6 | SWHC008-01
COM-HVAC-78.7 | Com ¦ HVAC Pump Variable Frequency Drive (VFD) - Marine ¦ PG&E ¦ Marine | Com ¦ HVAC Pump Variable Frequency Drive (VFD) - Marine | PG&E ¦ Marine | PG&E | All | Electric | Variable Speed Drive on Chilled Water Pump (CHWP) or Condenser Water Pump (CWP) | Efficient | 0 | Conventional | HVAC | Com - Other | Com | RET Only | 0 | 1000 sqft2 of floor space | Rated-HP | 15 | DEER:HVAC_Chillers | 0 | 0 | 0 | California eTRM (https://www.caetrm.com/) | 345.32 | 2018 | 0 | 108.63 | 2018 | 0 | 0 | California eTRM (https://www.caetrm.com/) | HVAC Pump VFD - Marine ¦ PG&E ¦ Marine | HVAC Pump VFD - Marine | 0.044383 | 1 | 0.32508 | CBSA 2014 | 0 | 2032 | 0.6 | SWHC008-01
COM-HVAC-78.8 | Com ¦ HVAC Pump Variable Frequency Drive (VFD) - Marine ¦ PG&E ¦ Marine | Com ¦ HVAC Pump Variable Frequency Drive (VFD) - Marine | PG&E ¦ Marine | PG&E | All | Electric | Variable Speed Drive on Chilled Water Pump (CHWP) or Condenser Water Pump (CWP) | Efficient | 0 | Conventional | HVAC | Com - Refrig. Warehouse | Com | RET Only | 0 | 1000 sqft2 of floor space | Rated-HP | 15 | DEER:HVAC_Chillers | 0 | 0 | 0 | California eTRM (https://www.caetrm.com/) | 345.32 | 2018 | 0 | 108.63 | 2018 | 0 | 0 | California eTRM (https://www.caetrm.com/) | HVAC Pump VFD - Marine ¦ PG&E ¦ Marine | HVAC Pump VFD - Marine | 0.010581 | 1 | 0.32508 | CBSA 2014 | 0 | 2032 | 0.6 | SWHC008-01
COM-HVAC-78.10 | Com ¦ HVAC Pump Variable Frequency Drive (VFD) - Marine ¦ PG&E ¦ Marine | Com ¦ HVAC Pump Variable Frequency Drive (VFD) - Marine | PG&E ¦ Marine | PG&E | All | Electric | Variable Speed Drive on Chilled Water Pump (CHWP) or Condenser Water Pump (CWP) | Efficient | 0 | Conventional | HVAC | Com - Retail | Com | RET Only | 0 | 1000 sqft2 of floor space | Rated-HP | 15 | DEER:HVAC_Chillers | 0 | 0 | 0 | California eTRM (https://www.caetrm.com/) | 345.32 | 2018 | 0 | 108.63 | 2018 | 0 | 0 | California eTRM (https://www.caetrm.com/) | HVAC Pump VFD - Marine ¦ PG&E ¦ Marine | HVAC Pump VFD - Marine | 0.011221 | 1 | 0.32508 | CBSA 2014 | 0 | 2032 | 0.6 | SWHC008-01
COM-HVAC-78.11 | Com ¦ HVAC Pump Variable Frequency Drive (VFD) - Marine ¦ PG&E ¦ Marine | Com ¦ HVAC Pump Variable Frequency Drive (VFD) - Marine | PG&E ¦ Marine | PG&E | All | Electric | Variable Speed Drive on Chilled Water Pump (CHWP) or Condenser Water Pump (CWP) | Efficient | 0 | Conventional | HVAC | Com - School | Com | RET Only | 0 | 1000 sqft2 of floor space | Rated-HP | 15 | DEER:HVAC_Chillers | 0 | 0 | 0 | California eTRM (https://www.caetrm.com/) | 345.32 | 2018 | 0 | 108.63 | 2018 | 0 | 0 | California eTRM (https://www.caetrm.com/) | HVAC Pump VFD - Marine ¦ PG&E ¦ Marine | HVAC Pump VFD - Marine | 0.21688 | 1 | 0.32508 | CBSA 2014 | 0 | 2032 | 0.6 | SWHC008-01
COM-HVAC-78.12 | Com ¦ HVAC Pump Variable Frequency Drive (VFD) - Marine ¦ PG&E ¦ Marine | Com ¦ HVAC Pump Variable Frequency Drive (VFD) - Marine | PG&E ¦ Marine | PG&E | All | Electric | Variable Speed Drive on Chilled Water Pump (CHWP) or Condenser Water Pump (CWP) | Efficient | 0 | Conventional | HVAC | Com - Warehouse | Com | RET Only | 0 | 1000 sqft2 of floor space | Rated-HP | 15 | DEER:HVAC_Chillers | 0 | 0 | 0 | California eTRM (https://www.caetrm.com/) | 345.32 | 2018 | 0 | 108.63 | 2018 | 0 | 0 | California eTRM (https://www.caetrm.com/) | HVAC Pump VFD - Marine ¦ PG&E ¦ Marine | HVAC Pump VFD - Marine | 0.010581 | 1 | 0.32508 | CBSA 2014 | 0 | 2032 | 0.6 | SWHC008-01
COM-HVAC-78.13 | Com ¦ HVAC Pump Variable Frequency Drive (VFD) - Hot-Dry ¦ PG&E ¦ Hot-Dry | Com ¦ HVAC Pump Variable Frequency Drive (VFD) - Hot-Dry | PG&E ¦ Hot-Dry | PG&E | All | Electric | Variable Speed Drive on Chilled Water Pump (CHWP) or Condenser Water Pump (CWP) | Efficient | 0 | Conventional | HVAC | Com - College | Com | RET Only | 0 | 1000 sqft2 of floor space | Rated-HP | 15 | DEER:HVAC_Chillers | 0 | 0 | 0 | California eTRM (https://www.caetrm.com/) | 345.32 | 2018 | 0 | 108.63 | 2018 | 0 | 0 | California eTRM (https://www.caetrm.com/) | HVAC Pump VFD - Hot-Dry ¦ PG&E ¦ Hot-Dry | HVAC Pump VFD - Hot-Dry | 0.21688 | 1 | 0.32508 | CBSA 2014 | 0 | 2032 | 0.6 | SWHC008-01
COM-HVAC-78.14 | Com ¦ HVAC Pump Variable Frequency Drive (VFD) - Hot-Dry ¦ PG&E ¦ Hot-Dry | Com ¦ HVAC Pump Variable Frequency Drive (VFD) - Hot-Dry | PG&E ¦ Hot-Dry | PG&E | All | Electric | Variable Speed Drive on Chilled Water Pump (CHWP) or Condenser Water Pump (CWP) | Efficient | 0 | Conventional | HVAC | Com - Grocery | Com | RET Only | 0 | 1000 sqft2 of floor space | Rated-HP | 15 | DEER:HVAC_Chillers | 0 | 0 | 0 | California eTRM (https://www.caetrm.com/) | 345.32 | 2018 | 0 | 108.63 | 2018 | 0 | 0 | California eTRM (https://www.caetrm.com/) | HVAC Pump VFD - Hot-Dry ¦ PG&E ¦ Hot-Dry | HVAC Pump VFD - Hot-Dry | 0.0017703 | 1 | 0.32508 | CBSA 2014 | 0 | 2032 | 0.6 | SWHC008-01
COM-HVAC-78.15 | Com ¦ HVAC Pump Variable Frequency Drive (VFD) - Hot-Dry ¦ PG&E ¦ Hot-Dry | Com ¦ HVAC Pump Variable Frequency Drive (VFD) - Hot-Dry | PG&E ¦ Hot-Dry | PG&E | All | Electric | Variable Speed Drive on Chilled Water Pump (CHWP) or Condenser Water Pump (CWP) | Efficient | 0 | Conventional | HVAC | Com - Health | Com | RET Only | 0 | 1000 sqft2 of floor space | Rated-HP | 15 | DEER:HVAC_Chillers | 0 | 0 | 0 | California eTRM (https://www.caetrm.com/) | 345.32 | 2018 | 0 | 108.63 | 2018 | 0 | 0 | California eTRM (https://www.caetrm.com/) | HVAC Pump VFD - Hot-Dry ¦ PG&E ¦ Hot-Dry | HVAC Pump VFD - Hot-Dry | 0.13315 | 1 | 0.32508 | CBSA 2014 | 0 | 2032 | 0.6 | SWHC008-01
COM-HVAC-78.16 | Com ¦ HVAC Pump Variable Frequency Drive (VFD) - Hot-Dry ¦ PG&E ¦ Hot-Dry | Com ¦ HVAC Pump Variable Frequency Drive (VFD) - Hot-Dry | PG&E ¦ Hot-Dry | PG&E | All | Electric | Variable Speed Drive on Chilled Water Pump (CHWP) or Condenser Water Pump (CWP) | Efficient | 0 | Conventional | HVAC | Com - Lodging | Com | RET Only | 0 | 1000 sqft2 of floor space | Rated-HP | 15 | DEER:HVAC_Chillers | 0 | 0 | 0 | California eTRM (https://www.caetrm.com/) | 345.32 | 2018 | 0 | 108.63 | 2018 | 0 | 0 | California eTRM (https://www.caetrm.com/) | HVAC Pump VFD - Hot-Dry ¦ PG&E ¦ Hot-Dry | HVAC Pump VFD - Hot-Dry | 0.11253 | 1 | 0.32508 | CBSA 2014 | 0 | 2032 | 0.6 | SWHC008-01
COM-HVAC-78.17 | Com ¦ HVAC Pump Variable Frequency Drive (VFD) - Hot-Dry ¦ PG&E ¦ Hot-Dry | Com ¦ HVAC Pump Variable Frequency Drive (VFD) - Hot-Dry | PG&E ¦ Hot-Dry | PG&E | All | Electric | Variable Speed Drive on Chilled Water Pump (CHWP) or Condenser Water Pump (CWP) | Efficient | 0 | Conventional | HVAC | Com - Office (Large) | Com | RET Only | 0 | 1000 sqft2 of floor space | Rated-HP | 15 | DEER:HVAC_Chillers | 0 | 0 | 0 | California eTRM (https://www.caetrm.com/) | 345.32 | 2018 | 0 | 108.63 | 2018 | 0 | 0 | California eTRM (https://www.caetrm.com/) | HVAC Pump VFD - Hot-Dry ¦ PG&E ¦ Hot-Dry | HVAC Pump VFD - Hot-Dry | 0.27108 | 1 | 0.32508 | CBSA 2014 | 0 | 2032 | 0.6 | SWHC008-01
COM-HVAC-78.18 | Com ¦ HVAC Pump Variable Frequency Drive (VFD) - Hot-Dry ¦ PG&E ¦ Hot-Dry | Com ¦ HVAC Pump Variable Frequency Drive (VFD) - Hot-Dry | PG&E ¦ Hot-Dry | PG&E | All | Electric | Variable Speed Drive on Chilled Water Pump (CHWP) or Condenser Water Pump (CWP) | Efficient | 0 | Conventional | HVAC | Com - Office (Small) | Com | RET Only | 0 | 1000 sqft2 of floor space | Rated-HP | 15 | DEER:HVAC_Chillers | 0 | 0 | 0 | California eTRM (https://www.caetrm.com/) | 345.32 | 2018 | 0 | 108.63 | 2018 | 0 | 0 | California eTRM (https://www.caetrm.com/) | HVAC Pump VFD - Hot-Dry ¦ PG&E ¦ Hot-Dry | HVAC Pump VFD - Hot-Dry | 0.070806 | 1 | 0.32508 | CBSA 2014 | 0 | 2032 | 0.6 | SWHC008-01
COM-HVAC-78.19 | Com ¦ HVAC Pump Variable Frequency Drive (VFD) - Hot-Dry ¦ PG&E ¦ Hot-Dry | Com ¦ HVAC Pump Variable Frequency Drive (VFD) - Hot-Dry | PG&E ¦ Hot-Dry | PG&E | All | Electric | Variable Speed Drive on Chilled Water Pump (CHWP) or Condenser Water Pump (CWP) | Efficient | 0 | Conventional | HVAC | Com - Other | Com | RET Only | 0 | 1000 sqft2 of floor space | Rated-HP | 15 | DEER:HVAC_Chillers | 0 | 0 | 0 | California eTRM (https://www.caetrm.com/) | 345.32 | 2018 | 0 | 108.63 | 2018 | 0 | 0 | California eTRM (https://www.caetrm.com/) | HVAC Pump VFD - Hot-Dry ¦ PG&E ¦ Hot-Dry | HVAC Pump VFD - Hot-Dry | 0.044383 | 1 | 0.32508 | CBSA 2014 | 0 | 2032 | 0.6 | SWHC008-01
COM-HVAC-78.20 | Com ¦ HVAC Pump Variable Frequency Drive (VFD) - Hot-Dry ¦ PG&E ¦ Hot-Dry | Com ¦ HVAC Pump Variable Frequency Drive (VFD) - Hot-Dry | PG&E ¦ Hot-Dry | PG&E | All | Electric | Variable Speed Drive on Chilled Water Pump (CHWP) or Condenser Water Pump (CWP) | Efficient | 0 | Conventional | HVAC | Com - Refrig. Warehouse | Com | RET Only | 0 | 1000 sqft2 of floor space | Rated-HP | 15 | DEER:HVAC_Chillers | 0 | 0 | 0 | California eTRM (https://www.caetrm.com/) | 345.32 | 2018 | 0 | 108.63 | 2018 | 0 | 0 | California eTRM (https://www.caetrm.com/) | HVAC Pump VFD - Hot-Dry ¦ PG&E ¦ Hot-Dry | HVAC Pump VFD - Hot-Dry | 0.010581 | 1 | 0.32508 | CBSA 2014 | 0 | 2032 | 0.6 | SWHC008-01
COM-HVAC-78.22 | Com ¦ HVAC Pump Variable Frequency Drive (VFD) - Hot-Dry ¦ PG&E ¦ Hot-Dry | Com ¦ HVAC Pump Variable Frequency Drive (VFD) - Hot-Dry | PG&E ¦ Hot-Dry | PG&E | All | Electric | Variable Speed Drive on Chilled Water Pump (CHWP) or Condenser Water Pump (CWP) | Efficient | 0 | Conventional | HVAC | Com - Retail | Com | RET Only | 0 | 1000 sqft2 of floor space | Rated-HP | 15 | DEER:HVAC_Chillers | 0 | 0 | 0 | California eTRM (https://www.caetrm.com/) | 345.32 | 2018 | 0 | 108.63 | 2018 | 0 | 0 | California eTRM (https://www.caetrm.com/) | HVAC Pump VFD - Hot-Dry ¦ PG&E ¦ Hot-Dry | HVAC Pump VFD - Hot-Dry | 0.011221 | 1 | 0.32508 | CBSA 2014 | 0 | 2032 | 0.6 | SWHC008-01
COM-HVAC-78.23 | Com ¦ HVAC Pump Variable Frequency Drive (VFD) - Hot-Dry ¦ PG&E ¦ Hot-Dry | Com ¦ HVAC Pump Variable Frequency Drive (VFD) - Hot-Dry | PG&E ¦ Hot-Dry | PG&E | All | Electric | Variable Speed Drive on Chilled Water Pump (CHWP) or Condenser Water Pump (CWP) | Efficient | 0 | Conventional | HVAC | Com - School | Com | RET Only | 0 | 1000 sqft2 of floor space | Rated-HP | 15 | DEER:HVAC_Chillers | 0 | 0 | 0 | California eTRM (https://www.caetrm.com/) | 345.32 | 2018 | 0 | 108.63 | 2018 | 0 | 0 | California eTRM (https://www.caetrm.com/) | HVAC Pump VFD - Hot-Dry ¦ PG&E ¦ Hot-Dry | HVAC Pump VFD - Hot-Dry | 0.21688 | 1 | 0.32508 | CBSA 2014 | 0 | 2032 | 0.6 | SWHC008-01
COM-HVAC-78.24 | Com ¦ HVAC Pump Variable Frequency Drive (VFD) - Hot-Dry ¦ PG&E ¦ Hot-Dry | Com ¦ HVAC Pump Variable Frequency Drive (VFD) - Hot-Dry | PG&E ¦ Hot-Dry | PG&E | All | Electric | Variable Speed Drive on Chilled Water Pump (CHWP) or Condenser Water Pump (CWP) | Efficient | 0 | Conventional | HVAC | Com - Warehouse | Com | RET Only | 0 | 1000 sqft2 of floor space | Rated-HP | 15 | DEER:HVAC_Chillers | 0 | 0 | 0 | California eTRM (https://www.caetrm.com/) | 345.32 | 2018 | 0 | 108.63 | 2018 | 0 | 0 | California eTRM (https://www.caetrm.com/) | HVAC Pump VFD - Hot-Dry ¦ PG&E ¦ Hot-Dry | HVAC Pump VFD - Hot-Dry | 0.010581 | 1 | 0.32508 | CBSA 2014 | 0 | 2032 | 0.6 | SWHC008-01
COM-HVAC-78.25 | Com ¦ HVAC Pump Variable Frequency Drive (VFD) - Cold ¦ PG&E ¦ Cold | Com ¦ HVAC Pump Variable Frequency Drive (VFD) - Cold | PG&E ¦ Cold | PG&E | All | Electric | Variable Speed Drive on Chilled Water Pump (CHWP) or Condenser Water Pump (CWP) | Efficient | 0 | Conventional | HVAC | Com - College | Com | RET Only | 0 | 1000 sqft2 of floor space | Rated-HP | 15 | DEER:HVAC_Chillers | 0 | 0 | 0 | California eTRM (https://www.caetrm.com/) | 345.32 | 2018 | 0 | 108.63 | 2018 | 0 | 0 | California eTRM (https://www.caetrm.com/) | HVAC Pump VFD - Cold ¦ PG&E ¦ Cold | HVAC Pump VFD - Cold | 0.21688 | 1 | 0.32508 | CBSA 2014 | 0 | 2032 | 0.6 | SWHC008-01
COM-HVAC-78.26 | Com ¦ HVAC Pump Variable Frequency Drive (VFD) - Cold ¦ PG&E ¦ Cold | Com ¦ HVAC Pump Variable Frequency Drive (VFD) - Cold | PG&E ¦ Cold | PG&E | All | Electric | Variable Speed Drive on Chilled Water Pump (CHWP) or Condenser Water Pump (CWP) | Efficient | 0 | Conventional | HVAC | Com - Grocery | Com | RET Only | 0 | 1000 sqft2 of floor space | Rated-HP | 15 | DEER:HVAC_Chillers | 0 | 0 | 0 | California eTRM (https://www.caetrm.com/) | 345.32 | 2018 | 0 | 108.63 | 2018 | 0 | 0 | California eTRM (https://www.caetrm.com/) | HVAC Pump VFD - Cold ¦ PG&E ¦ Cold | HVAC Pump VFD - Cold | 0.0017703 | 1 | 0.32508 | CBSA 2014 | 0 | 2032 | 0.6 | SWHC008-01
COM-HVAC-78.27 | Com ¦ HVAC Pump Variable Frequency Drive (VFD) - Cold ¦ PG&E ¦ Cold | Com ¦ HVAC Pump Variable Frequency Drive (VFD) - Cold | PG&E ¦ Cold | PG&E | All | Electric | Variable Speed Drive on Chilled Water Pump (CHWP) or Condenser Water Pump (CWP) | Efficient | 0 | Conventional | HVAC | Com - Health | Com | RET Only | 0 | 1000 sqft2 of floor space | Rated-HP | 15 | DEER:HVAC_Chillers | 0 | 0 | 0 | California eTRM (https://www.caetrm.com/) | 345.32 | 2018 | 0 | 108.63 | 2018 | 0 | 0 | California eTRM (https://www.caetrm.com/) | HVAC Pump VFD - Cold ¦ PG&E ¦ Cold | HVAC Pump VFD - Cold | 0.13315 | 1 | 0.32508 | CBSA 2014 | 0 | 2032 | 0.6 | SWHC008-01
COM-HVAC-78.28 | Com ¦ HVAC Pump Variable Frequency Drive (VFD) - Cold ¦ PG&E ¦ Cold | Com ¦ HVAC Pump Variable Frequency Drive (VFD) - Cold | PG&E ¦ Cold | PG&E | All | Electric | Variable Speed Drive on Chilled Water Pump (CHWP) or Condenser Water Pump (CWP) | Efficient | 0 | Conventional | HVAC | Com - Lodging | Com | RET Only | 0 | 1000 sqft2 of floor space | Rated-HP | 15 | DEER:HVAC_Chillers | 0 | 0 | 0 | California eTRM (https://www.caetrm.com/) | 345.32 | 2018 | 0 | 108.63 | 2018 | 0 | 0 | California eTRM (https://www.caetrm.com/) | HVAC Pump VFD - Cold ¦ PG&E ¦ Cold | HVAC Pump VFD - Cold | 0.11253 | 1 | 0.32508 | CBSA 2014 | 0 | 2032 | 0.6 | SWHC008-01
COM-HVAC-78.29 | Com ¦ HVAC Pump Variable Frequency Drive (VFD) - Cold ¦ PG&E ¦ Cold | Com ¦ HVAC Pump Variable Frequency Drive (VFD) - Cold | PG&E ¦ Cold | PG&E | All | Electric | Variable Speed Drive on Chilled Water Pump (CHWP) or Condenser Water Pump (CWP) | Efficient | 0 | Conventional | HVAC | Com - Office (Large) | Com | RET Only | 0 | 1000 sqft2 of floor space | Rated-HP | 15 | DEER:HVAC_Chillers | 0 | 0 | 0 | California eTRM (https://www.caetrm.com/) | 345.32 | 2018 | 0 | 108.63 | 2018 | 0 | 0 | California eTRM (https://www.caetrm.com/) | HVAC Pump VFD - Cold ¦ PG&E ¦ Cold | HVAC Pump VFD - Cold | 0.27108 | 1 | 0.32508 | CBSA 2014 | 0 | 2032 | 0.6 | SWHC008-01
COM-HVAC-78.30 | Com ¦ HVAC Pump Variable Frequency Drive (VFD) - Cold ¦ PG&E ¦ Cold | Com ¦ HVAC Pump Variable Frequency Drive (VFD) - Cold | PG&E ¦ Cold | PG&E | All | Electric | Variable Speed Drive on Chilled Water Pump (CHWP) or Condenser Water Pump (CWP) | Efficient | 0 | Conventional | HVAC | Com - Office (Small) | Com | RET Only | 0 | 1000 sqft2 of floor space | Rated-HP | 15 | DEER:HVAC_Chillers | 0 | 0 | 0 | California eTRM (https://www.caetrm.com/) | 345.32 | 2018 | 0 | 108.63 | 2018 | 0 | 0 | California eTRM (https://www.caetrm.com/) | HVAC Pump VFD - Cold ¦ PG&E ¦ Cold | HVAC Pump VFD - Cold | 0.070806 | 1 | 0.32508 | CBSA 2014 | 0 | 2032 | 0.6 | SWHC008-01
COM-HVAC-78.31 | Com ¦ HVAC Pump Variable Frequency Drive (VFD) - Cold ¦ PG&E ¦ Cold | Com ¦ HVAC Pump Variable Frequency Drive (VFD) - Cold | PG&E ¦ Cold | PG&E | All | Electric | Variable Speed Drive on Chilled Water Pump (CHWP) or Condenser Water Pump (CWP) | Efficient | 0 | Conventional | HVAC | Com - Other | Com | RET Only | 0 | 1000 sqft2 of floor space | Rated-HP | 15 | DEER:HVAC_Chillers | 0 | 0 | 0 | California eTRM (https://www.caetrm.com/) | 345.32 | 2018 | 0 | 108.63 | 2018 | 0 | 0 | California eTRM (https://www.caetrm.com/) | HVAC Pump VFD - Cold ¦ PG&E ¦ Cold | HVAC Pump VFD - Cold | 0.044383 | 1 | 0.32508 | CBSA 2014 | 0 | 2032 | 0.6 | SWHC008-01
COM-HVAC-78.32 | Com ¦ HVAC Pump Variable Frequency Drive (VFD) - Cold ¦ PG&E ¦ Cold | Com ¦ HVAC Pump Variable Frequency Drive (VFD) - Cold | PG&E ¦ Cold | PG&E | All | Electric | Variable Speed Drive on Chilled Water Pump (CHWP) or Condenser Water Pump (CWP) | Efficient | 0 | Conventional | HVAC | Com - Refrig. Warehouse | Com | RET Only | 0 | 1000 sqft2 of floor space | Rated-HP | 15 | DEER:HVAC_Chillers | 0 | 0 | 0 | California eTRM (https://www.caetrm.com/) | 345.32 | 2018 | 0 | 108.63 | 2018 | 0 | 0 | California eTRM (https://www.caetrm.com/) | HVAC Pump VFD - Cold ¦ PG&E ¦ Cold | HVAC Pump VFD - Cold | 0.010581 | 1 | 0.32508 | CBSA 2014 | 0 | 2032 | 0.6 | SWHC008-01
COM-HVAC-78.34 | Com ¦ HVAC Pump Variable Frequency Drive (VFD) - Cold ¦ PG&E ¦ Cold | Com ¦ HVAC Pump Variable Frequency Drive (VFD) - Cold | PG&E ¦ Cold | PG&E | All | Electric | Variable Speed Drive on Chilled Water Pump (CHWP) or Condenser Water Pump (CWP) | Efficient | 0 | Conventional | HVAC | Com - Retail | Com | RET Only | 0 | 1000 sqft2 of floor space | Rated-HP | 15 | DEER:HVAC_Chillers | 0 | 0 | 0 | California eTRM (https://www.caetrm.com/) | 345.32 | 2018 | 0 | 108.63 | 2018 | 0 | 0 | California eTRM (https://www.caetrm.com/) | HVAC Pump VFD - Cold ¦ PG&E ¦ Cold | HVAC Pump VFD - Cold | 0.011221 | 1 | 0.32508 | CBSA 2014 | 0 | 2032 | 0.6 | SWHC008-01
COM-HVAC-78.35 | Com ¦ HVAC Pump Variable Frequency Drive (VFD) - Cold ¦ PG&E ¦ Cold | Com ¦ HVAC Pump Variable Frequency Drive (VFD) - Cold | PG&E ¦ Cold | PG&E | All | Electric | Variable Speed Drive on Chilled Water Pump (CHWP) or Condenser Water Pump (CWP) | Efficient | 0 | Conventional | HVAC | Com - School | Com | RET Only | 0 | 1000 sqft2 of floor space | Rated-HP | 15 | DEER:HVAC_Chillers | 0 | 0 | 0 | California eTRM (https://www.caetrm.com/) | 345.32 | 2018 | 0 | 108.63 | 2018 | 0 | 0 | California eTRM (https://www.caetrm.com/) | HVAC Pump VFD - Cold ¦ PG&E ¦ Cold | HVAC Pump VFD - Cold | 0.21688 | 1 | 0.32508 | CBSA 2014 | 0 | 2032 | 0.6 | SWHC008-01
COM-HVAC-78.36 | Com ¦ HVAC Pump Variable Frequency Drive (VFD) - Cold ¦ PG&E ¦ Cold | Com ¦ HVAC Pump Variable Frequency Drive (VFD) - Cold | PG&E ¦ Cold | PG&E | All | Electric | Variable Speed Drive on Chilled Water Pump (CHWP) or Condenser Water Pump (CWP) | Efficient | 0 | Conventional | HVAC | Com - Warehouse | Com | RET Only | 0 | 1000 sqft2 of floor space | Rated-HP | 15 | DEER:HVAC_Chillers | 0 | 0 | 0 | California eTRM (https://www.caetrm.com/) | 345.32 | 2018 | 0 | 108.63 | 2018 | 0 | 0 | California eTRM (https://www.caetrm.com/) | HVAC Pump VFD - Cold ¦ PG&E ¦ Cold | HVAC Pump VFD - Cold | 0.010581 | 1 | 0.32508 | CBSA 2014 | 0 | 2032 | 0.6 | SWHC008-01
COM-HVAC-78.37 | Com ¦ HVAC Pump Variable Frequency Drive (VFD) - Marine ¦ SCE ¦ Marine | Com ¦ HVAC Pump Variable Frequency Drive (VFD) - Marine | SCE ¦ Marine | SCE | All | Electric | Variable Speed Drive on Chilled Water Pump (CHWP) or Condenser Water Pump (CWP) | Efficient | 0 | Conventional | HVAC | Com - College | Com | RET Only | 0 | 1000 sqft2 of floor space | Rated-HP | 15 | DEER:HVAC_Chillers | 0 | 0 | 0 | California eTRM (https://www.caetrm.com/) | 345.32 | 2018 | 0 | 108.63 | 2018 | 0 | 0 | California eTRM (https://www.caetrm.com/) | HVAC Pump VFD - Marine ¦ SCE ¦ Marine | HVAC Pump VFD - Marine | 0.21688 | 1 | 0.32508 | CBSA 2014 | 0 | 2032 | 0.6 | SWHC008-01
COM-HVAC-78.38 | Com ¦ HVAC Pump Variable Frequency Drive (VFD) - Marine ¦ SCE ¦ Marine | Com ¦ HVAC Pump Variable Frequency Drive (VFD) - Marine | SCE ¦ Marine | SCE | All | Electric | Variable Speed Drive on Chilled Water Pump (CHWP) or Condenser Water Pump (CWP) | Efficient | 0 | Conventional | HVAC | Com - Grocery | Com | RET Only | 0 | 1000 sqft2 of floor space | Rated-HP | 15 | DEER:HVAC_Chillers | 0 | 0 | 0 | California eTRM (https://www.caetrm.com/) | 345.32 | 2018 | 0 | 108.63 | 2018 | 0 | 0 | California eTRM (https://www.caetrm.com/) | HVAC Pump VFD - Marine ¦ SCE ¦ Marine | HVAC Pump VFD - Marine | 0.0017703 | 1 | 0.32508 | CBSA 2014 | 0 | 2032 | 0.6 | SWHC008-01
COM-HVAC-78.39 | Com ¦ HVAC Pump Variable Frequency Drive (VFD) - Marine ¦ SCE ¦ Marine | Com ¦ HVAC Pump Variable Frequency Drive (VFD) - Marine | SCE ¦ Marine | SCE | All | Electric | Variable Speed Drive on Chilled Water Pump (CHWP) or Condenser Water Pump (CWP) | Efficient | 0 | Conventional | HVAC | Com - Health | Com | RET Only | 0 | 1000 sqft2 of floor space | Rated-HP | 15 | DEER:HVAC_Chillers | 0 | 0 | 0 | California eTRM (https://www.caetrm.com/) | 345.32 | 2018 | 0 | 108.63 | 2018 | 0 | 0 | California eTRM (https://www.caetrm.com/) | HVAC Pump VFD - Marine ¦ SCE ¦ Marine | HVAC Pump VFD - Marine | 0.13315 | 1 | 0.32508 | CBSA 2014 | 0 | 2032 | 0.6 | SWHC008-01
COM-HVAC-78.40 | Com ¦ HVAC Pump Variable Frequency Drive (VFD) - Marine ¦ SCE ¦ Marine | Com ¦ HVAC Pump Variable Frequency Drive (VFD) - Marine | SCE ¦ Marine | SCE | All | Electric | Variable Speed Drive on Chilled Water Pump (CHWP) or Condenser Water Pump (CWP) | Efficient | 0 | Conventional | HVAC | Com - Lodging | Com | RET Only | 0 | 1000 sqft2 of floor space | Rated-HP | 15 | DEER:HVAC_Chillers | 0 | 0 | 0 | California eTRM (https://www.caetrm.com/) | 345.32 | 2018 | 0 | 108.63 | 2018 | 0 | 0 | California eTRM (https://www.caetrm.com/) | HVAC Pump VFD - Marine ¦ SCE ¦ Marine | HVAC Pump VFD - Marine | 0.11253 | 1 | 0.32508 | CBSA 2014 | 0 | 2032 | 0.6 | SWHC008-01
COM-HVAC-78.41 | Com ¦ HVAC Pump Variable Frequency Drive (VFD) - Marine ¦ SCE ¦ Marine | Com ¦ HVAC Pump Variable Frequency Drive (VFD) - Marine | SCE ¦ Marine | SCE | All | Electric | Variable Speed Drive on Chilled Water Pump (CHWP) or Condenser Water Pump (CWP) | Efficient | 0 | Conventional | HVAC | Com - Office (Large) | Com | RET Only | 0 | 1000 sqft2 of floor space | Rated-HP | 15 | DEER:HVAC_Chillers | 0 | 0 | 0 | California eTRM (https://www.caetrm.com/) | 345.32 | 2018 | 0 | 108.63 | 2018 | 0 | 0 | California eTRM (https://www.caetrm.com/) | HVAC Pump VFD - Marine ¦ SCE ¦ Marine | HVAC Pump VFD - Marine | 0.27108 | 1 | 0.32508 | CBSA 2014 | 0 | 2032 | 0.6 | SWHC008-01
COM-HVAC-78.42 | Com ¦ HVAC Pump Variable Frequency Drive (VFD) - Marine ¦ SCE ¦ Marine | Com ¦ HVAC Pump Variable Frequency Drive (VFD) - Marine | SCE ¦ Marine | SCE | All | Electric | Variable Speed Drive on Chilled Water Pump (CHWP) or Condenser Water Pump (CWP) | Efficient | 0 | Conventional | HVAC | Com - Office (Small) | Com | RET Only | 0 | 1000 sqft2 of floor space | Rated-HP | 15 | DEER:HVAC_Chillers | 0 | 0 | 0 | California eTRM (https://www.caetrm.com/) | 345.32 | 2018 | 0 | 108.63 | 2018 | 0 | 0 | California eTRM (https://www.caetrm.com/) | HVAC Pump VFD - Marine ¦ SCE ¦ Marine | HVAC Pump VFD - Marine | 0.070806 | 1 | 0.32508 | CBSA 2014 | 0 | 2032 | 0.6 | SWHC008-01
COM-HVAC-78.43 | Com ¦ HVAC Pump Variable Frequency Drive (VFD) - Marine ¦ SCE ¦ Marine | Com ¦ HVAC Pump Variable Frequency Drive (VFD) - Marine | SCE ¦ Marine | SCE | All | Electric | Variable Speed Drive on Chilled Water Pump (CHWP) or Condenser Water Pump (CWP) | Efficient | 0 | Conventional | HVAC | Com - Other | Com | RET Only | 0 | 1000 sqft2 of floor space | Rated-HP | 15 | DEER:HVAC_Chillers | 0 | 0 | 0 | California eTRM (https://www.caetrm.com/) | 345.32 | 2018 | 0 | 108.63 | 2018 | 0 | 0 | California eTRM (https://www.caetrm.com/) | HVAC Pump VFD - Marine ¦ SCE ¦ Marine | HVAC Pump VFD - Marine | 0.044383 | 1 | 0.32508 | CBSA 2014 | 0 | 2032 | 0.6 | SWHC008-01
COM-HVAC-78.44 | Com ¦ HVAC Pump Variable Frequency Drive (VFD) - Marine ¦ SCE ¦ Marine | Com ¦ HVAC Pump Variable Frequency Drive (VFD) - Marine | SCE ¦ Marine | SCE | All | Electric | Variable Speed Drive on Chilled Water Pump (CHWP) or Condenser Water Pump (CWP) | Efficient | 0 | Conventional | HVAC | Com - Refrig. Warehouse | Com | RET Only | 0 | 1000 sqft2 of floor space | Rated-HP | 15 | DEER:HVAC_Chillers | 0 | 0 | 0 | California eTRM (https://www.caetrm.com/) | 345.32 | 2018 | 0 | 108.63 | 2018 | 0 | 0 | California eTRM (https://www.caetrm.com/) | HVAC Pump VFD - Marine ¦ SCE ¦ Marine | HVAC Pump VFD - Marine | 0.010581 | 1 | 0.32508 | CBSA 2014 | 0 | 2032 | 0.6 | SWHC008-01
COM-HVAC-78.46 | Com ¦ HVAC Pump Variable Frequency Drive (VFD) - Marine ¦ SCE ¦ Marine | Com ¦ HVAC Pump Variable Frequency Drive (VFD) - Marine | SCE ¦ Marine | SCE | All | Electric | Variable Speed Drive on Chilled Water Pump (CHWP) or Condenser Water Pump (CWP) | Efficient | 0 | Conventional | HVAC | Com - Retail | Com | RET Only | 0 | 1000 sqft2 of floor space | Rated-HP | 15 | DEER:HVAC_Chillers | 0 | 0 | 0 | California eTRM (https://www.caetrm.com/) | 345.32 | 2018 | 0 | 108.63 | 2018 | 0 | 0 | California eTRM (https://www.caetrm.com/) | HVAC Pump VFD - Marine ¦ SCE ¦ Marine | HVAC Pump VFD - Marine | 0.011221 | 1 | 0.32508 | CBSA 2014 | 0 | 2032 | 0.6 | SWHC008-01
COM-HVAC-78.47 | Com ¦ HVAC Pump Variable Frequency Drive (VFD) - Marine ¦ SCE ¦ Marine | Com ¦ HVAC Pump Variable Frequency Drive (VFD) - Marine | SCE ¦ Marine | SCE | All | Electric | Variable Speed Drive on Chilled Water Pump (CHWP) or Condenser Water Pump (CWP) | Efficient | 0 | Conventional | HVAC | Com - School | Com | RET Only | 0 | 1000 sqft2 of floor space | Rated-HP | 15 | DEER:HVAC_Chillers | 0 | 0 | 0 | California eTRM (https://www.caetrm.com/) | 345.32 | 2018 | 0 | 108.63 | 2018 | 0 | 0 | California eTRM (https://www.caetrm.com/) | HVAC Pump VFD - Marine ¦ SCE ¦ Marine | HVAC Pump VFD - Marine | 0.21688 | 1 | 0.32508 | CBSA 2014 | 0 | 2032 | 0.6 | SWHC008-01
COM-HVAC-78.48 | Com ¦ HVAC Pump Variable Frequency Drive (VFD) - Marine ¦ SCE ¦ Marine | Com ¦ HVAC Pump Variable Frequency Drive (VFD) - Marine | SCE ¦ Marine | SCE | All | Electric | Variable Speed Drive on Chilled Water Pump (CHWP) or Condenser Water Pump (CWP) | Efficient | 0 | Conventional | HVAC | Com - Warehouse | Com | RET Only | 0 | 1000 sqft2 of floor space | Rated-HP | 15 | DEER:HVAC_Chillers | 0 | 0 | 0 | California eTRM (https://www.caetrm.com/) | 345.32 | 2018 | 0 | 108.63 | 2018 | 0 | 0 | California eTRM (https://www.caetrm.com/) | HVAC Pump VFD - Marine ¦ SCE ¦ Marine | HVAC Pump VFD - Marine | 0.010581 | 1 | 0.32508 | CBSA 2014 | 0 | 2032 | 0.6 | SWHC008-01
COM-HVAC-78.49 | Com ¦ HVAC Pump Variable Frequency Drive (VFD) - Hot-Dry ¦ SCE ¦ Hot-Dry | Com ¦ HVAC Pump Variable Frequency Drive (VFD) - Hot-Dry | SCE ¦ Hot-Dry | SCE | All | Electric | Variable Speed Drive on Chilled Water Pump (CHWP) or Condenser Water Pump (CWP) | Efficient | 0 | Conventional | HVAC | Com - College | Com | RET Only | 0 | 1000 sqft2 of floor space | Rated-HP | 15 | DEER:HVAC_Chillers | 0 | 0 | 0 | California eTRM (https://www.caetrm.com/) | 345.32 | 2018 | 0 | 108.63 | 2018 | 0 | 0 | California eTRM (https://www.caetrm.com/) | HVAC Pump VFD - Hot-Dry ¦ SCE ¦ Hot-Dry | HVAC Pump VFD - Hot-Dry | 0.21688 | 1 | 0.32508 | CBSA 2014 | 0 | 2032 | 0.6 | SWHC008-01
COM-HVAC-78.50 | Com ¦ HVAC Pump Variable Frequency Drive (VFD) - Hot-Dry ¦ SCE ¦ Hot-Dry | Com ¦ HVAC Pump Variable Frequency Drive (VFD) - Hot-Dry | SCE ¦ Hot-Dry | SCE | All | Electric | Variable Speed Drive on Chilled Water Pump (CHWP) or Condenser Water Pump (CWP) | Efficient | 0 | Conventional | HVAC | Com - Grocery | Com | RET Only | 0 | 1000 sqft2 of floor space | Rated-HP | 15 | DEER:HVAC_Chillers | 0 | 0 | 0 | California eTRM (https://www.caetrm.com/) | 345.32 | 2018 | 0 | 108.63 | 2018 | 0 | 0 | California eTRM (https://www.caetrm.com/) | HVAC Pump VFD - Hot-Dry ¦ SCE ¦ Hot-Dry | HVAC Pump VFD - Hot-Dry | 0.0017703 | 1 | 0.32508 | CBSA 2014 | 0 | 2032 | 0.6 | SWHC008-01
COM-HVAC-78.51 | Com ¦ HVAC Pump Variable Frequency Drive (VFD) - Hot-Dry ¦ SCE ¦ Hot-Dry | Com ¦ HVAC Pump Variable Frequency Drive (VFD) - Hot-Dry | SCE ¦ Hot-Dry | SCE | All | Electric | Variable Speed Drive on Chilled Water Pump (CHWP) or Condenser Water Pump (CWP) | Efficient | 0 | Conventional | HVAC | Com - Health | Com | RET Only | 0 | 1000 sqft2 of floor space | Rated-HP | 15 | DEER:HVAC_Chillers | 0 | 0 | 0 | California eTRM (https://www.caetrm.com/) | 345.32 | 2018 | 0 | 108.63 | 2018 | 0 | 0 | California eTRM (https://www.caetrm.com/) | HVAC Pump VFD - Hot-Dry ¦ SCE ¦ Hot-Dry | HVAC Pump VFD - Hot-Dry | 0.13315 | 1 | 0.32508 | CBSA 2014 | 0 | 2032 | 0.6 | SWHC008-01
COM-HVAC-78.52 | Com ¦ HVAC Pump Variable Frequency Drive (VFD) - Hot-Dry ¦ SCE ¦ Hot-Dry | Com ¦ HVAC Pump Variable Frequency Drive (VFD) - Hot-Dry | SCE ¦ Hot-Dry | SCE | All | Electric | Variable Speed Drive on Chilled Water Pump (CHWP) or Condenser Water Pump (CWP) | Efficient | 0 | Conventional | HVAC | Com - Lodging | Com | RET Only | 0 | 1000 sqft2 of floor space | Rated-HP | 15 | DEER:HVAC_Chillers | 0 | 0 | 0 | California eTRM (https://www.caetrm.com/) | 345.32 | 2018 | 0 | 108.63 | 2018 | 0 | 0 | California eTRM (https://www.caetrm.com/) | HVAC Pump VFD - Hot-Dry ¦ SCE ¦ Hot-Dry | HVAC Pump VFD - Hot-Dry | 0.11253 | 1 | 0.32508 | CBSA 2014 | 0 | 2032 | 0.6 | SWHC008-01
COM-HVAC-78.53 | Com ¦ HVAC Pump Variable Frequency Drive (VFD) - Hot-Dry ¦ SCE ¦ Hot-Dry | Com ¦ HVAC Pump Variable Frequency Drive (VFD) - Hot-Dry | SCE ¦ Hot-Dry | SCE | All | Electric | Variable Speed Drive on Chilled Water Pump (CHWP) or Condenser Water Pump (CWP) | Efficient | 0 | Conventional | HVAC | Com - Office (Large) | Com | RET Only | 0 | 1000 sqft2 of floor space | Rated-HP | 15 | DEER:HVAC_Chillers | 0 | 0 | 0 | California eTRM (https://www.caetrm.com/) | 345.32 | 2018 | 0 | 108.63 | 2018 | 0 | 0 | California eTRM (https://www.caetrm.com/) | HVAC Pump VFD - Hot-Dry ¦ SCE ¦ Hot-Dry | HVAC Pump VFD - Hot-Dry | 0.27108 | 1 | 0.32508 | CBSA 2014 | 0 | 2032 | 0.6 | SWHC008-01
COM-HVAC-78.54 | Com ¦ HVAC Pump Variable Frequency Drive (VFD) - Hot-Dry ¦ SCE ¦ Hot-Dry | Com ¦ HVAC Pump Variable Frequency Drive (VFD) - Hot-Dry | SCE ¦ Hot-Dry | SCE | All | Electric | Variable Speed Drive on Chilled Water Pump (CHWP) or Condenser Water Pump (CWP) | Efficient | 0 | Conventional | HVAC | Com - Office (Small) | Com | RET Only | 0 | 1000 sqft2 of floor space | Rated-HP | 15 | DEER:HVAC_Chillers | 0 | 0 | 0 | California eTRM (https://www.caetrm.com/) | 345.32 | 2018 | 0 | 108.63 | 2018 | 0 | 0 | California eTRM (https://www.caetrm.com/) | HVAC Pump VFD - Hot-Dry ¦ SCE ¦ Hot-Dry | HVAC Pump VFD - Hot-Dry | 0.070806 | 1 | 0.32508 | CBSA 2014 | 0 | 2032 | 0.6 | SWHC008-01
COM-HVAC-78.55 | Com ¦ HVAC Pump Variable Frequency Drive (VFD) - Hot-Dry ¦ SCE ¦ Hot-Dry | Com ¦ HVAC Pump Variable Frequency Drive (VFD) - Hot-Dry | SCE ¦ Hot-Dry | SCE | All | Electric | Variable Speed Drive on Chilled Water Pump (CHWP) or Condenser Water Pump (CWP) | Efficient | 0 | Conventional | HVAC | Com - Other | Com | RET Only | 0 | 1000 sqft2 of floor space | Rated-HP | 15 | DEER:HVAC_Chillers | 0 | 0 | 0 | California eTRM (https://www.caetrm.com/) | 345.32 | 2018 | 0 | 108.63 | 2018 | 0 | 0 | California eTRM (https://www.caetrm.com/) | HVAC Pump VFD - Hot-Dry ¦ SCE ¦ Hot-Dry | HVAC Pump VFD - Hot-Dry | 0.044383 | 1 | 0.32508 | CBSA 2014 | 0 | 2032 | 0.6 | SWHC008-01
COM-HVAC-78.56 | Com ¦ HVAC Pump Variable Frequency Drive (VFD) - Hot-Dry ¦ SCE ¦ Hot-Dry | Com ¦ HVAC Pump Variable Frequency Drive (VFD) - Hot-Dry | SCE ¦ Hot-Dry | SCE | All | Electric | Variable Speed Drive on Chilled Water Pump (CHWP) or Condenser Water Pump (CWP) | Efficient | 0 | Conventional | HVAC | Com - Refrig. Warehouse | Com | RET Only | 0 | 1000 sqft2 of floor space | Rated-HP | 15 | DEER:HVAC_Chillers | 0 | 0 | 0 | California eTRM (https://www.caetrm.com/) | 345.32 | 2018 | 0 | 108.63 | 2018 | 0 | 0 | California eTRM (https://www.caetrm.com/) | HVAC Pump VFD - Hot-Dry ¦ SCE ¦ Hot-Dry | HVAC Pump VFD - Hot-Dry | 0.010581 | 1 | 0.32508 | CBSA 2014 | 0 | 2032 | 0.6 | SWHC008-01
COM-HVAC-78.58 | Com ¦ HVAC Pump Variable Frequency Drive (VFD) - Hot-Dry ¦ SCE ¦ Hot-Dry | Com ¦ HVAC Pump Variable Frequency Drive (VFD) - Hot-Dry | SCE ¦ Hot-Dry | SCE | All | Electric | Variable Speed Drive on Chilled Water Pump (CHWP) or Condenser Water Pump (CWP) | Efficient | 0 | Conventional | HVAC | Com - Retail | Com | RET Only | 0 | 1000 sqft2 of floor space | Rated-HP | 15 | DEER:HVAC_Chillers | 0 | 0 | 0 | California eTRM (https://www.caetrm.com/) | 345.32 | 2018 | 0 | 108.63 | 2018 | 0 | 0 | California eTRM (https://www.caetrm.com/) | HVAC Pump VFD - Hot-Dry ¦ SCE ¦ Hot-Dry | HVAC Pump VFD - Hot-Dry | 0.011221 | 1 | 0.32508 | CBSA 2014 | 0 | 2032 | 0.6 | SWHC008-01
COM-HVAC-78.59 | Com ¦ HVAC Pump Variable Frequency Drive (VFD) - Hot-Dry ¦ SCE ¦ Hot-Dry | Com ¦ HVAC Pump Variable Frequency Drive (VFD) - Hot-Dry | SCE ¦ Hot-Dry | SCE | All | Electric | Variable Speed Drive on Chilled Water Pump (CHWP) or Condenser Water Pump (CWP) | Efficient | 0 | Conventional | HVAC | Com - School | Com | RET Only | 0 | 1000 sqft2 of floor space | Rated-HP | 15 | DEER:HVAC_Chillers | 0 | 0 | 0 | California eTRM (https://www.caetrm.com/) | 345.32 | 2018 | 0 | 108.63 | 2018 | 0 | 0 | California eTRM (https://www.caetrm.com/) | HVAC Pump VFD - Hot-Dry ¦ SCE ¦ Hot-Dry | HVAC Pump VFD - Hot-Dry | 0.21688 | 1 | 0.32508 | CBSA 2014 | 0 | 2032 | 0.6 | SWHC008-01
COM-HVAC-78.60 | Com ¦ HVAC Pump Variable Frequency Drive (VFD) - Hot-Dry ¦ SCE ¦ Hot-Dry | Com ¦ HVAC Pump Variable Frequency Drive (VFD) - Hot-Dry | SCE ¦ Hot-Dry | SCE | All | Electric | Variable Speed Drive on Chilled Water Pump (CHWP) or Condenser Water Pump (CWP) | Efficient | 0 | Conventional | HVAC | Com - Warehouse | Com | RET Only | 0 | 1000 sqft2 of floor space | Rated-HP | 15 | DEER:HVAC_Chillers | 0 | 0 | 0 | California eTRM (https://www.caetrm.com/) | 345.32 | 2018 | 0 | 108.63 | 2018 | 0 | 0 | California eTRM (https://www.caetrm.com/) | HVAC Pump VFD - Hot-Dry ¦ SCE ¦ Hot-Dry | HVAC Pump VFD - Hot-Dry | 0.010581 | 1 | 0.32508 | CBSA 2014 | 0 | 2032 | 0.6 | SWHC008-01
COM-HVAC-78.61 | Com ¦ HVAC Pump Variable Frequency Drive (VFD) - Cold ¦ SCE ¦ Cold | Com ¦ HVAC Pump Variable Frequency Drive (VFD) - Cold | SCE ¦ Cold | SCE | All | Electric | Variable Speed Drive on Chilled Water Pump (CHWP) or Condenser Water Pump (CWP) | Efficient | 0 | Conventional | HVAC | Com - College | Com | RET Only | 0 | 1000 sqft2 of floor space | Rated-HP | 15 | DEER:HVAC_Chillers | 0 | 0 | 0 | California eTRM (https://www.caetrm.com/) | 345.32 | 2018 | 0 | 108.63 | 2018 | 0 | 0 | California eTRM (https://www.caetrm.com/) | HVAC Pump VFD - Cold ¦ SCE ¦ Cold | HVAC Pump VFD - Cold | 0.21688 | 1 | 0.32508 | CBSA 2014 | 0 | 2032 | 0.6 | SWHC008-01
COM-HVAC-78.62 | Com ¦ HVAC Pump Variable Frequency Drive (VFD) - Cold ¦ SCE ¦ Cold | Com ¦ HVAC Pump Variable Frequency Drive (VFD) - Cold | SCE ¦ Cold | SCE | All | Electric | Variable Speed Drive on Chilled Water Pump (CHWP) or Condenser Water Pump (CWP) | Efficient | 0 | Conventional | HVAC | Com - Grocery | Com | RET Only | 0 | 1000 sqft2 of floor space | Rated-HP | 15 | DEER:HVAC_Chillers | 0 | 0 | 0 | California eTRM (https://www.caetrm.com/) | 345.32 | 2018 | 0 | 108.63 | 2018 | 0 | 0 | California eTRM (https://www.caetrm.com/) | HVAC Pump VFD - Cold ¦ SCE ¦ Cold | HVAC Pump VFD - Cold | 0.0017703 | 1 | 0.32508 | CBSA 2014 | 0 | 2032 | 0.6 | SWHC008-01
COM-HVAC-78.63 | Com ¦ HVAC Pump Variable Frequency Drive (VFD) - Cold ¦ SCE ¦ Cold | Com ¦ HVAC Pump Variable Frequency Drive (VFD) - Cold | SCE ¦ Cold | SCE | All | Electric | Variable Speed Drive on Chilled Water Pump (CHWP) or Condenser Water Pump (CWP) | Efficient | 0 | Conventional | HVAC | Com - Health | Com | RET Only | 0 | 1000 sqft2 of floor space | Rated-HP | 15 | DEER:HVAC_Chillers | 0 | 0 | 0 | California eTRM (https://www.caetrm.com/) | 345.32 | 2018 | 0 | 108.63 | 2018 | 0 | 0 | California eTRM (https://www.caetrm.com/) | HVAC Pump VFD - Cold ¦ SCE ¦ Cold | HVAC Pump VFD - Cold | 0.13315 | 1 | 0.32508 | CBSA 2014 | 0 | 2032 | 0.6 | SWHC008-01
COM-HVAC-78.64 | Com ¦ HVAC Pump Variable Frequency Drive (VFD) - Cold ¦ SCE ¦ Cold | Com ¦ HVAC Pump Variable Frequency Drive (VFD) - Cold | SCE ¦ Cold | SCE | All | Electric | Variable Speed Drive on Chilled Water Pump (CHWP) or Condenser Water Pump (CWP) | Efficient | 0 | Conventional | HVAC | Com - Lodging | Com | RET Only | 0 | 1000 sqft2 of floor space | Rated-HP | 15 | DEER:HVAC_Chillers | 0 | 0 | 0 | California eTRM (https://www.caetrm.com/) | 345.32 | 2018 | 0 | 108.63 | 2018 | 0 | 0 | California eTRM (https://www.caetrm.com/) | HVAC Pump VFD - Cold ¦ SCE ¦ Cold | HVAC Pump VFD - Cold | 0.11253 | 1 | 0.32508 | CBSA 2014 | 0 | 2032 | 0.6 | SWHC008-01
COM-HVAC-78.65 | Com ¦ HVAC Pump Variable Frequency Drive (VFD) - Cold ¦ SCE ¦ Cold | Com ¦ HVAC Pump Variable Frequency Drive (VFD) - Cold | SCE ¦ Cold | SCE | All | Electric | Variable Speed Drive on Chilled Water Pump (CHWP) or Condenser Water Pump (CWP) | Efficient | 0 | Conventional | HVAC | Com - Office (Large) | Com | RET Only | 0 | 1000 sqft2 of floor space | Rated-HP | 15 | DEER:HVAC_Chillers | 0 | 0 | 0 | California eTRM (https://www.caetrm.com/) | 345.32 | 2018 | 0 | 108.63 | 2018 | 0 | 0 | California eTRM (https://www.caetrm.com/) | HVAC Pump VFD - Cold ¦ SCE ¦ Cold | HVAC Pump VFD - Cold | 0.27108 | 1 | 0.32508 | CBSA 2014 | 0 | 2032 | 0.6 | SWHC008-01
COM-HVAC-78.66 | Com ¦ HVAC Pump Variable Frequency Drive (VFD) - Cold ¦ SCE ¦ Cold | Com ¦ HVAC Pump Variable Frequency Drive (VFD) - Cold | SCE ¦ Cold | SCE | All | Electric | Variable Speed Drive on Chilled Water Pump (CHWP) or Condenser Water Pump (CWP) | Efficient | 0 | Conventional | HVAC | Com - Office (Small) | Com | RET Only | 0 | 1000 sqft2 of floor space | Rated-HP | 15 | DEER:HVAC_Chillers | 0 | 0 | 0 | California eTRM (https://www.caetrm.com/) | 345.32 | 2018 | 0 | 108.63 | 2018 | 0 | 0 | California eTRM (https://www.caetrm.com/) | HVAC Pump VFD - Cold ¦ SCE ¦ Cold | HVAC Pump VFD - Cold | 0.070806 | 1 | 0.32508 | CBSA 2014 | 0 | 2032 | 0.6 | SWHC008-01
COM-HVAC-78.67 | Com ¦ HVAC Pump Variable Frequency Drive (VFD) - Cold ¦ SCE ¦ Cold | Com ¦ HVAC Pump Variable Frequency Drive (VFD) - Cold | SCE ¦ Cold | SCE | All | Electric | Variable Speed Drive on Chilled Water Pump (CHWP) or Condenser Water Pump (CWP) | Efficient | 0 | Conventional | HVAC | Com - Other | Com | RET Only | 0 | 1000 sqft2 of floor space | Rated-HP | 15 | DEER:HVAC_Chillers | 0 | 0 | 0 | California eTRM (https://www.caetrm.com/) | 345.32 | 2018 | 0 | 108.63 | 2018 | 0 | 0 | California eTRM (https://www.caetrm.com/) | HVAC Pump VFD - Cold ¦ SCE ¦ Cold | HVAC Pump VFD - Cold | 0.044383 | 1 | 0.32508 | CBSA 2014 | 0 | 2032 | 0.6 | SWHC008-01
COM-HVAC-78.68 | Com ¦ HVAC Pump Variable Frequency Drive (VFD) - Cold ¦ SCE ¦ Cold | Com ¦ HVAC Pump Variable Frequency Drive (VFD) - Cold | SCE ¦ Cold | SCE | All | Electric | Variable Speed Drive on Chilled Water Pump (CHWP) or Condenser Water Pump (CWP) | Efficient | 0 | Conventional | HVAC | Com - Refrig. Warehouse | Com | RET Only | 0 | 1000 sqft2 of floor space | Rated-HP | 15 | DEER:HVAC_Chillers | 0 | 0 | 0 | California eTRM (https://www.caetrm.com/) | 345.32 | 2018 | 0 | 108.63 | 2018 | 0 | 0 | California eTRM (https://www.caetrm.com/) | HVAC Pump VFD - Cold ¦ SCE ¦ Cold | HVAC Pump VFD - Cold | 0.010581 | 1 | 0.32508 | CBSA 2014 | 0 | 2032 | 0.6 | SWHC008-01
COM-HVAC-78.70 | Com ¦ HVAC Pump Variable Frequency Drive (VFD) - Cold ¦ SCE ¦ Cold | Com ¦ HVAC Pump Variable Frequency Drive (VFD) - Cold | SCE ¦ Cold | SCE | All | Electric | Variable Speed Drive on Chilled Water Pump (CHWP) or Condenser Water Pump (CWP) | Efficient | 0 | Conventional | HVAC | Com - Retail | Com | RET Only | 0 | 1000 sqft2 of floor space | Rated-HP | 15 | DEER:HVAC_Chillers | 0 | 0 | 0 | California eTRM (https://www.caetrm.com/) | 345.32 | 2018 | 0 | 108.63 | 2018 | 0 | 0 | California eTRM (https://www.caetrm.com/) | HVAC Pump VFD - Cold ¦ SCE ¦ Cold | HVAC Pump VFD - Cold | 0.011221 | 1 | 0.32508 | CBSA 2014 | 0 | 2032 | 0.6 | SWHC008-01
COM-HVAC-78.71 | Com ¦ HVAC Pump Variable Frequency Drive (VFD) - Cold ¦ SCE ¦ Cold | Com ¦ HVAC Pump Variable Frequency Drive (VFD) - Cold | SCE ¦ Cold | SCE | All | Electric | Variable Speed Drive on Chilled Water Pump (CHWP) or Condenser Water Pump (CWP) | Efficient | 0 | Conventional | HVAC | Com - School | Com | RET Only | 0 | 1000 sqft2 of floor space | Rated-HP | 15 | DEER:HVAC_Chillers | 0 | 0 | 0 | California eTRM (https://www.caetrm.com/) | 345.32 | 2018 | 0 | 108.63 | 2018 | 0 | 0 | California eTRM (https://www.caetrm.com/) | HVAC Pump VFD - Cold ¦ SCE ¦ Cold | HVAC Pump VFD - Cold | 0.21688 | 1 | 0.32508 | CBSA 2014 | 0 | 2032 | 0.6 | SWHC008-01
COM-HVAC-78.72 | Com ¦ HVAC Pump Variable Frequency Drive (VFD) - Cold ¦ SCE ¦ Cold | Com ¦ HVAC Pump Variable Frequency Drive (VFD) - Cold | SCE ¦ Cold | SCE | All | Electric | Variable Speed Drive on Chilled Water Pump (CHWP) or Condenser Water Pump (CWP) | Efficient | 0 | Conventional | HVAC | Com - Warehouse | Com | RET Only | 0 | 1000 sqft2 of floor space | Rated-HP | 15 | DEER:HVAC_Chillers | 0 | 0 | 0 | California eTRM (https://www.caetrm.com/) | 345.32 | 2018 | 0 | 108.63 | 2018 | 0 | 0 | California eTRM (https://www.caetrm.com/) | HVAC Pump VFD - Cold ¦ SCE ¦ Cold | HVAC Pump VFD - Cold | 0.010581 | 1 | 0.32508 | CBSA 2014 | 0 | 2032 | 0.6 | SWHC008-01
COM-HVAC-78.73 | Com ¦ HVAC Pump Variable Frequency Drive (VFD) - Marine ¦ SDG&E ¦ Marine | Com ¦ HVAC Pump Variable Frequency Drive (VFD) - Marine | SDG&E ¦ Marine | SDG&E | All | Electric | Variable Speed Drive on Chilled Water Pump (CHWP) or Condenser Water Pump (CWP) | Efficient | 0 | Conventional | HVAC | Com - College | Com | RET Only | 0 | 1000 sqft2 of floor space | Rated-HP | 15 | DEER:HVAC_Chillers | 0 | 0 | 0 | California eTRM (https://www.caetrm.com/) | 345.32 | 2018 | 0 | 108.63 | 2018 | 0 | 0 | California eTRM (https://www.caetrm.com/) | HVAC Pump VFD - Marine ¦ SDG&E ¦ Marine | HVAC Pump VFD - Marine | 0.21688 | 1 | 0.32508 | CBSA 2014 | 0 | 2032 | 0.6 | SWHC008-01
COM-HVAC-78.74 | Com ¦ HVAC Pump Variable Frequency Drive (VFD) - Marine ¦ SDG&E ¦ Marine | Com ¦ HVAC Pump Variable Frequency Drive (VFD) - Marine | SDG&E ¦ Marine | SDG&E | All | Electric | Variable Speed Drive on Chilled Water Pump (CHWP) or Condenser Water Pump (CWP) | Efficient | 0 | Conventional | HVAC | Com - Grocery | Com | RET Only | 0 | 1000 sqft2 of floor space | Rated-HP | 15 | DEER:HVAC_Chillers | 0 | 0 | 0 | California eTRM (https://www.caetrm.com/) | 345.32 | 2018 | 0 | 108.63 | 2018 | 0 | 0 | California eTRM (https://www.caetrm.com/) | HVAC Pump VFD - Marine ¦ SDG&E ¦ Marine | HVAC Pump VFD - Marine | 0.0017703 | 1 | 0.32508 | CBSA 2014 | 0 | 2032 | 0.6 | SWHC008-01
COM-HVAC-78.75 | Com ¦ HVAC Pump Variable Frequency Drive (VFD) - Marine ¦ SDG&E ¦ Marine | Com ¦ HVAC Pump Variable Frequency Drive (VFD) - Marine | SDG&E ¦ Marine | SDG&E | All | Electric | Variable Speed Drive on Chilled Water Pump (CHWP) or Condenser Water Pump (CWP) | Efficient | 0 | Conventional | HVAC | Com - Health | Com | RET Only | 0 | 1000 sqft2 of floor space | Rated-HP | 15 | DEER:HVAC_Chillers | 0 | 0 | 0 | California eTRM (https://www.caetrm.com/) | 345.32 | 2018 | 0 | 108.63 | 2018 | 0 | 0 | California eTRM (https://www.caetrm.com/) | HVAC Pump VFD - Marine ¦ SDG&E ¦ Marine | HVAC Pump VFD - Marine | 0.13315 | 1 | 0.32508 | CBSA 2014 | 0 | 2032 | 0.6 | SWHC008-01
COM-HVAC-78.76 | Com ¦ HVAC Pump Variable Frequency Drive (VFD) - Marine ¦ SDG&E ¦ Marine | Com ¦ HVAC Pump Variable Frequency Drive (VFD) - Marine | SDG&E ¦ Marine | SDG&E | All | Electric | Variable Speed Drive on Chilled Water Pump (CHWP) or Condenser Water Pump (CWP) | Efficient | 0 | Conventional | HVAC | Com - Lodging | Com | RET Only | 0 | 1000 sqft2 of floor space | Rated-HP | 15 | DEER:HVAC_Chillers | 0 | 0 | 0 | California eTRM (https://www.caetrm.com/) | 345.32 | 2018 | 0 | 108.63 | 2018 | 0 | 0 | California eTRM (https://www.caetrm.com/) | HVAC Pump VFD - Marine ¦ SDG&E ¦ Marine | HVAC Pump VFD - Marine | 0.11253 | 1 | 0.32508 | CBSA 2014 | 0 | 2032 | 0.6 | SWHC008-01
COM-HVAC-78.77 | Com ¦ HVAC Pump Variable Frequency Drive (VFD) - Marine ¦ SDG&E ¦ Marine | Com ¦ HVAC Pump Variable Frequency Drive (VFD) - Marine | SDG&E ¦ Marine | SDG&E | All | Electric | Variable Speed Drive on Chilled Water Pump (CHWP) or Condenser Water Pump (CWP) | Efficient | 0 | Conventional | HVAC | Com - Office (Large) | Com | RET Only | 0 | 1000 sqft2 of floor space | Rated-HP | 15 | DEER:HVAC_Chillers | 0 | 0 | 0 | California eTRM (https://www.caetrm.com/) | 345.32 | 2018 | 0 | 108.63 | 2018 | 0 | 0 | California eTRM (https://www.caetrm.com/) | HVAC Pump VFD - Marine ¦ SDG&E ¦ Marine | HVAC Pump VFD - Marine | 0.27108 | 1 | 0.32508 | CBSA 2014 | 0 | 2032 | 0.6 | SWHC008-01
COM-HVAC-78.78 | Com ¦ HVAC Pump Variable Frequency Drive (VFD) - Marine ¦ SDG&E ¦ Marine | Com ¦ HVAC Pump Variable Frequency Drive (VFD) - Marine | SDG&E ¦ Marine | SDG&E | All | Electric | Variable Speed Drive on Chilled Water Pump (CHWP) or Condenser Water Pump (CWP) | Efficient | 0 | Conventional | HVAC | Com - Office (Small) | Com | RET Only | 0 | 1000 sqft2 of floor space | Rated-HP | 15 | DEER:HVAC_Chillers | 0 | 0 | 0 | California eTRM (https://www.caetrm.com/) | 345.32 | 2018 | 0 | 108.63 | 2018 | 0 | 0 | California eTRM (https://www.caetrm.com/) | HVAC Pump VFD - Marine ¦ SDG&E ¦ Marine | HVAC Pump VFD - Marine | 0.070806 | 1 | 0.32508 | CBSA 2014 | 0 | 2032 | 0.6 | SWHC008-01
COM-HVAC-78.79 | Com ¦ HVAC Pump Variable Frequency Drive (VFD) - Marine ¦ SDG&E ¦ Marine | Com ¦ HVAC Pump Variable Frequency Drive (VFD) - Marine | SDG&E ¦ Marine | SDG&E | All | Electric | Variable Speed Drive on Chilled Water Pump (CHWP) or Condenser Water Pump (CWP) | Efficient | 0 | Conventional | HVAC | Com - Other | Com | RET Only | 0 | 1000 sqft2 of floor space | Rated-HP | 15 | DEER:HVAC_Chillers | 0 | 0 | 0 | California eTRM (https://www.caetrm.com/) | 345.32 | 2018 | 0 | 108.63 | 2018 | 0 | 0 | California eTRM (https://www.caetrm.com/) | HVAC Pump VFD - Marine ¦ SDG&E ¦ Marine | HVAC Pump VFD - Marine | 0.044383 | 1 | 0.32508 | CBSA 2014 | 0 | 2032 | 0.6 | SWHC008-01
COM-HVAC-78.80 | Com ¦ HVAC Pump Variable Frequency Drive (VFD) - Marine ¦ SDG&E ¦ Marine | Com ¦ HVAC Pump Variable Frequency Drive (VFD) - Marine | SDG&E ¦ Marine | SDG&E | All | Electric | Variable Speed Drive on Chilled Water Pump (CHWP) or Condenser Water Pump (CWP) | Efficient | 0 | Conventional | HVAC | Com - Refrig. Warehouse | Com | RET Only | 0 | 1000 sqft2 of floor space | Rated-HP | 15 | DEER:HVAC_Chillers | 0 | 0 | 0 | California eTRM (https://www.caetrm.com/) | 345.32 | 2018 | 0 | 108.63 | 2018 | 0 | 0 | California eTRM (https://www.caetrm.com/) | HVAC Pump VFD - Marine ¦ SDG&E ¦ Marine | HVAC Pump VFD - Marine | 0.010581 | 1 | 0.32508 | CBSA 2014 | 0 | 2032 | 0.6 | SWHC008-01
COM-HVAC-78.82 | Com ¦ HVAC Pump Variable Frequency Drive (VFD) - Marine ¦ SDG&E ¦ Marine | Com ¦ HVAC Pump Variable Frequency Drive (VFD) - Marine | SDG&E ¦ Marine | SDG&E | All | Electric | Variable Speed Drive on Chilled Water Pump (CHWP) or Condenser Water Pump (CWP) | Efficient | 0 | Conventional | HVAC | Com - Retail | Com | RET Only | 0 | 1000 sqft2 of floor space | Rated-HP | 15 | DEER:HVAC_Chillers | 0 | 0 | 0 | California eTRM (https://www.caetrm.com/) | 345.32 | 2018 | 0 | 108.63 | 2018 | 0 | 0 | California eTRM (https://www.caetrm.com/) | HVAC Pump VFD - Marine ¦ SDG&E ¦ Marine | HVAC Pump VFD - Marine | 0.011221 | 1 | 0.32508 | CBSA 2014 | 0 | 2032 | 0.6 | SWHC008-01
COM-HVAC-78.83 | Com ¦ HVAC Pump Variable Frequency Drive (VFD) - Marine ¦ SDG&E ¦ Marine | Com ¦ HVAC Pump Variable Frequency Drive (VFD) - Marine | SDG&E ¦ Marine | SDG&E | All | Electric | Variable Speed Drive on Chilled Water Pump (CHWP) or Condenser Water Pump (CWP) | Efficient | 0 | Conventional | HVAC | Com - School | Com | RET Only | 0 | 1000 sqft2 of floor space | Rated-HP | 15 | DEER:HVAC_Chillers | 0 | 0 | 0 | California eTRM (https://www.caetrm.com/) | 345.32 | 2018 | 0 | 108.63 | 2018 | 0 | 0 | California eTRM (https://www.caetrm.com/) | HVAC Pump VFD - Marine ¦ SDG&E ¦ Marine | HVAC Pump VFD - Marine | 0.21688 | 1 | 0.32508 | CBSA 2014 | 0 | 2032 | 0.6 | SWHC008-01
COM-HVAC-78.84 | Com ¦ HVAC Pump Variable Frequency Drive (VFD) - Marine ¦ SDG&E ¦ Marine | Com ¦ HVAC Pump Variable Frequency Drive (VFD) - Marine | SDG&E ¦ Marine | SDG&E | All | Electric | Variable Speed Drive on Chilled Water Pump (CHWP) or Condenser Water Pump (CWP) | Efficient | 0 | Conventional | HVAC | Com - Warehouse | Com | RET Only | 0 | 1000 sqft2 of floor space | Rated-HP | 15 | DEER:HVAC_Chillers | 0 | 0 | 0 | California eTRM (https://www.caetrm.com/) | 345.32 | 2018 | 0 | 108.63 | 2018 | 0 | 0 | California eTRM (https://www.caetrm.com/) | HVAC Pump VFD - Marine ¦ SDG&E ¦ Marine | HVAC Pump VFD - Marine | 0.010581 | 1 | 0.32508 | CBSA 2014 | 0 | 2032 | 0.6 | SWHC008-01
COM-HVAC-78.85 | Com ¦ HVAC Pump Variable Frequency Drive (VFD) - Hot-Dry ¦ SDG&E ¦ Hot-Dry | Com ¦ HVAC Pump Variable Frequency Drive (VFD) - Hot-Dry | SDG&E ¦ Hot-Dry | SDG&E | All | Electric | Variable Speed Drive on Chilled Water Pump (CHWP) or Condenser Water Pump (CWP) | Efficient | 0 | Conventional | HVAC | Com - College | Com | RET Only | 0 | 1000 sqft2 of floor space | Rated-HP | 15 | DEER:HVAC_Chillers | 0 | 0 | 0 | California eTRM (https://www.caetrm.com/) | 345.32 | 2018 | 0 | 108.63 | 2018 | 0 | 0 | California eTRM (https://www.caetrm.com/) | HVAC Pump VFD - Hot-Dry ¦ SDG&E ¦ Hot-Dry | HVAC Pump VFD - Hot-Dry | 0.21688 | 1 | 0.32508 | CBSA 2014 | 0 | 2032 | 0.6 | SWHC008-01
COM-HVAC-78.86 | Com ¦ HVAC Pump Variable Frequency Drive (VFD) - Hot-Dry ¦ SDG&E ¦ Hot-Dry | Com ¦ HVAC Pump Variable Frequency Drive (VFD) - Hot-Dry | SDG&E ¦ Hot-Dry | SDG&E | All | Electric | Variable Speed Drive on Chilled Water Pump (CHWP) or Condenser Water Pump (CWP) | Efficient | 0 | Conventional | HVAC | Com - Grocery | Com | RET Only | 0 | 1000 sqft2 of floor space | Rated-HP | 15 | DEER:HVAC_Chillers | 0 | 0 | 0 | California eTRM (https://www.caetrm.com/) | 345.32 | 2018 | 0 | 108.63 | 2018 | 0 | 0 | California eTRM (https://www.caetrm.com/) | HVAC Pump VFD - Hot-Dry ¦ SDG&E ¦ Hot-Dry | HVAC Pump VFD - Hot-Dry | 0.0017703 | 1 | 0.32508 | CBSA 2014 | 0 | 2032 | 0.6 | SWHC008-01
COM-HVAC-78.87 | Com ¦ HVAC Pump Variable Frequency Drive (VFD) - Hot-Dry ¦ SDG&E ¦ Hot-Dry | Com ¦ HVAC Pump Variable Frequency Drive (VFD) - Hot-Dry | SDG&E ¦ Hot-Dry | SDG&E | All | Electric | Variable Speed Drive on Chilled Water Pump (CHWP) or Condenser Water Pump (CWP) | Efficient | 0 | Conventional | HVAC | Com - Health | Com | RET Only | 0 | 1000 sqft2 of floor space | Rated-HP | 15 | DEER:HVAC_Chillers | 0 | 0 | 0 | California eTRM (https://www.caetrm.com/) | 345.32 | 2018 | 0 | 108.63 | 2018 | 0 | 0 | California eTRM (https://www.caetrm.com/) | HVAC Pump VFD - Hot-Dry ¦ SDG&E ¦ Hot-Dry | HVAC Pump VFD - Hot-Dry | 0.13315 | 1 | 0.32508 | CBSA 2014 | 0 | 2032 | 0.6 | SWHC008-01
COM-HVAC-78.88 | Com ¦ HVAC Pump Variable Frequency Drive (VFD) - Hot-Dry ¦ SDG&E ¦ Hot-Dry | Com ¦ HVAC Pump Variable Frequency Drive (VFD) - Hot-Dry | SDG&E ¦ Hot-Dry | SDG&E | All | Electric | Variable Speed Drive on Chilled Water Pump (CHWP) or Condenser Water Pump (CWP) | Efficient | 0 | Conventional | HVAC | Com - Lodging | Com | RET Only | 0 | 1000 sqft2 of floor space | Rated-HP | 15 | DEER:HVAC_Chillers | 0 | 0 | 0 | California eTRM (https://www.caetrm.com/) | 345.32 | 2018 | 0 | 108.63 | 2018 | 0 | 0 | California eTRM (https://www.caetrm.com/) | HVAC Pump VFD - Hot-Dry ¦ SDG&E ¦ Hot-Dry | HVAC Pump VFD - Hot-Dry | 0.11253 | 1 | 0.32508 | CBSA 2014 | 0 | 2032 | 0.6 | SWHC008-01
COM-HVAC-78.89 | Com ¦ HVAC Pump Variable Frequency Drive (VFD) - Hot-Dry ¦ SDG&E ¦ Hot-Dry | Com ¦ HVAC Pump Variable Frequency Drive (VFD) - Hot-Dry | SDG&E ¦ Hot-Dry | SDG&E | All | Electric | Variable Speed Drive on Chilled Water Pump (CHWP) or Condenser Water Pump (CWP) | Efficient | 0 | Conventional | HVAC | Com - Office (Large) | Com | RET Only | 0 | 1000 sqft2 of floor space | Rated-HP | 15 | DEER:HVAC_Chillers | 0 | 0 | 0 | California eTRM (https://www.caetrm.com/) | 345.32 | 2018 | 0 | 108.63 | 2018 | 0 | 0 | California eTRM (https://www.caetrm.com/) | HVAC Pump VFD - Hot-Dry ¦ SDG&E ¦ Hot-Dry | HVAC Pump VFD - Hot-Dry | 0.27108 | 1 | 0.32508 | CBSA 2014 | 0 | 2032 | 0.6 | SWHC008-01
COM-HVAC-78.90 | Com ¦ HVAC Pump Variable Frequency Drive (VFD) - Hot-Dry ¦ SDG&E ¦ Hot-Dry | Com ¦ HVAC Pump Variable Frequency Drive (VFD) - Hot-Dry | SDG&E ¦ Hot-Dry | SDG&E | All | Electric | Variable Speed Drive on Chilled Water Pump (CHWP) or Condenser Water Pump (CWP) | Efficient | 0 | Conventional | HVAC | Com - Office (Small) | Com | RET Only | 0 | 1000 sqft2 of floor space | Rated-HP | 15 | DEER:HVAC_Chillers | 0 | 0 | 0 | California eTRM (https://www.caetrm.com/) | 345.32 | 2018 | 0 | 108.63 | 2018 | 0 | 0 | California eTRM (https://www.caetrm.com/) | HVAC Pump VFD - Hot-Dry ¦ SDG&E ¦ Hot-Dry | HVAC Pump VFD - Hot-Dry | 0.070806 | 1 | 0.32508 | CBSA 2014 | 0 | 2032 | 0.6 | SWHC008-01
COM-HVAC-78.91 | Com ¦ HVAC Pump Variable Frequency Drive (VFD) - Hot-Dry ¦ SDG&E ¦ Hot-Dry | Com ¦ HVAC Pump Variable Frequency Drive (VFD) - Hot-Dry | SDG&E ¦ Hot-Dry | SDG&E | All | Electric | Variable Speed Drive on Chilled Water Pump (CHWP) or Condenser Water Pump (CWP) | Efficient | 0 | Conventional | HVAC | Com - Other | Com | RET Only | 0 | 1000 sqft2 of floor space | Rated-HP | 15 | DEER:HVAC_Chillers | 0 | 0 | 0 | California eTRM (https://www.caetrm.com/) | 345.32 | 2018 | 0 | 108.63 | 2018 | 0 | 0 | California eTRM (https://www.caetrm.com/) | HVAC Pump VFD - Hot-Dry ¦ SDG&E ¦ Hot-Dry | HVAC Pump VFD - Hot-Dry | 0.044383 | 1 | 0.32508 | CBSA 2014 | 0 | 2032 | 0.6 | SWHC008-01
COM-HVAC-78.92 | Com ¦ HVAC Pump Variable Frequency Drive (VFD) - Hot-Dry ¦ SDG&E ¦ Hot-Dry | Com ¦ HVAC Pump Variable Frequency Drive (VFD) - Hot-Dry | SDG&E ¦ Hot-Dry | SDG&E | All | Electric | Variable Speed Drive on Chilled Water Pump (CHWP) or Condenser Water Pump (CWP) | Efficient | 0 | Conventional | HVAC | Com - Refrig. Warehouse | Com | RET Only | 0 | 1000 sqft2 of floor space | Rated-HP | 15 | DEER:HVAC_Chillers | 0 | 0 | 0 | California eTRM (https://www.caetrm.com/) | 345.32 | 2018 | 0 | 108.63 | 2018 | 0 | 0 | California eTRM (https://www.caetrm.com/) | HVAC Pump VFD - Hot-Dry ¦ SDG&E ¦ Hot-Dry | HVAC Pump VFD - Hot-Dry | 0.010581 | 1 | 0.32508 | CBSA 2014 | 0 | 2032 | 0.6 | SWHC008-01
COM-HVAC-78.94 | Com ¦ HVAC Pump Variable Frequency Drive (VFD) - Hot-Dry ¦ SDG&E ¦ Hot-Dry | Com ¦ HVAC Pump Variable Frequency Drive (VFD) - Hot-Dry | SDG&E ¦ Hot-Dry | SDG&E | All | Electric | Variable Speed Drive on Chilled Water Pump (CHWP) or Condenser Water Pump (CWP) | Efficient | 0 | Conventional | HVAC | Com - Retail | Com | RET Only | 0 | 1000 sqft2 of floor space | Rated-HP | 15 | DEER:HVAC_Chillers | 0 | 0 | 0 | California eTRM (https://www.caetrm.com/) | 345.32 | 2018 | 0 | 108.63 | 2018 | 0 | 0 | California eTRM (https://www.caetrm.com/) | HVAC Pump VFD - Hot-Dry ¦ SDG&E ¦ Hot-Dry | HVAC Pump VFD - Hot-Dry | 0.011221 | 1 | 0.32508 | CBSA 2014 | 0 | 2032 | 0.6 | SWHC008-01
COM-HVAC-78.95 | Com ¦ HVAC Pump Variable Frequency Drive (VFD) - Hot-Dry ¦ SDG&E ¦ Hot-Dry | Com ¦ HVAC Pump Variable Frequency Drive (VFD) - Hot-Dry | SDG&E ¦ Hot-Dry | SDG&E | All | Electric | Variable Speed Drive on Chilled Water Pump (CHWP) or Condenser Water Pump (CWP) | Efficient | 0 | Conventional | HVAC | Com - School | Com | RET Only | 0 | 1000 sqft2 of floor space | Rated-HP | 15 | DEER:HVAC_Chillers | 0 | 0 | 0 | California eTRM (https://www.caetrm.com/) | 345.32 | 2018 | 0 | 108.63 | 2018 | 0 | 0 | California eTRM (https://www.caetrm.com/) | HVAC Pump VFD - Hot-Dry ¦ SDG&E ¦ Hot-Dry | HVAC Pump VFD - Hot-Dry | 0.21688 | 1 | 0.32508 | CBSA 2014 | 0 | 2032 | 0.6 | SWHC008-01
COM-HVAC-78.96 | Com ¦ HVAC Pump Variable Frequency Drive (VFD) - Hot-Dry ¦ SDG&E ¦ Hot-Dry | Com ¦ HVAC Pump Variable Frequency Drive (VFD) - Hot-Dry | SDG&E ¦ Hot-Dry | SDG&E | All | Electric | Variable Speed Drive on Chilled Water Pump (CHWP) or Condenser Water Pump (CWP) | Efficient | 0 | Conventional | HVAC | Com - Warehouse | Com | RET Only | 0 | 1000 sqft2 of floor space | Rated-HP | 15 | DEER:HVAC_Chillers | 0 | 0 | 0 | California eTRM (https://www.caetrm.com/) | 345.32 | 2018 | 0 | 108.63 | 2018 | 0 | 0 | California eTRM (https://www.caetrm.com/) | HVAC Pump VFD - Hot-Dry ¦ SDG&E ¦ Hot-Dry | HVAC Pump VFD - Hot-Dry | 0.010581 | 1 | 0.32508 | CBSA 2014 | 0 | 2032 | 0.6 | SWHC008-01
COM-HVAC-79.1 | Com ¦ HVAC Fan with no VFD - Marine ¦ PG&E ¦ Marine | Com ¦ HVAC Fan with no VFD - Marine | PG&E ¦ Marine | PG&E | All | Electric | Damper controlled VAV | Average Existing and Code | 0 | Conventional | HVAC | Com - College | Com | RET Only | 0 | 1000 sqft2 of floor space | Rated-HP | 15 | DEER:HVAC_Split-Package_AC | 1182.1741 | 0.27412 | -4.4143 | California eTRM (https://www.caetrm.com/) | 0 | 2019 | 0 | 0 | 2019 | 0 | 0 | California eTRM (https://www.caetrm.com/) | HVAC Fan VFD - Marine ¦ PG&E ¦ Marine | HVAC Fan VFD - Marine | 0.097588 | 1 | 0.50609 | CBSA 2014 | -37.634 | 2012 | 0.6 | SWHC018-03
COM-HVAC-79.2 | Com ¦ HVAC Fan with no VFD - Marine ¦ PG&E ¦ Marine | Com ¦ HVAC Fan with no VFD - Marine | PG&E ¦ Marine | PG&E | All | Electric | Damper controlled VAV | Average Existing and Code | 0 | Conventional | HVAC | Com - Grocery | Com | RET Only | 0 | 1000 sqft2 of floor space | Rated-HP | 15 | DEER:HVAC_Split-Package_AC | 1570 | 0.21 | -64.5 | California eTRM (https://www.caetrm.com/) | 0 | 2019 | 0 | 0 | 2019 | 0 | 0 | California eTRM (https://www.caetrm.com/) | HVAC Fan VFD - Marine ¦ PG&E ¦ Marine | HVAC Fan VFD - Marine | 0.0011938 | 1 | 0.50609 | CBSA 2014 | 101.1466 | 2012 | 0.6 | SWHC018-03
COM-HVAC-79.3 | Com ¦ HVAC Fan with no VFD - Marine ¦ PG&E ¦ Marine | Com ¦ HVAC Fan with no VFD - Marine | PG&E ¦ Marine | PG&E | All | Electric | Damper controlled VAV | Average Existing and Code | 0 | Conventional | HVAC | Com - Health | Com | RET Only | 0 | 1000 sqft2 of floor space | Rated-HP | 15 | DEER:HVAC_Split-Package_AC | 1806.5459 | 0.266 | -7.0065 | California eTRM (https://www.caetrm.com/) | 0 | 2019 | 0 | 0 | 2019 | 0 | 0 | California eTRM (https://www.caetrm.com/) | HVAC Fan VFD - Marine ¦ PG&E ¦ Marine | HVAC Fan VFD - Marine | 0.09389 | 1 | 0.50609 | CBSA 2014 | -10.2309 | 2012 | 0.6 | SWHC018-03
COM-HVAC-79.4 | Com ¦ HVAC Fan with no VFD - Marine ¦ PG&E ¦ Marine | Com ¦ HVAC Fan with no VFD - Marine | PG&E ¦ Marine | PG&E | All | Electric | Damper controlled VAV | Average Existing and Code | 0 | Conventional | HVAC | Com - Lodging | Com | RET Only | 0 | 1000 sqft2 of floor space | Rated-HP | 15 | DEER:HVAC_Split-Package_AC | 1640 | 0.18 | -16.5 | California eTRM (https://www.caetrm.com/) | 0 | 2019 | 0 | 0 | 2019 | 0 | 0 | California eTRM (https://www.caetrm.com/) | HVAC Fan VFD - Marine ¦ PG&E ¦ Marine | HVAC Fan VFD - Marine | 0.026398 | 1 | 0.50609 | CBSA 2014 | 35.5258 | 2012 | 0.6 | SWHC018-03
COM-HVAC-79.5 | Com ¦ HVAC Fan with no VFD - Marine ¦ PG&E ¦ Marine | Com ¦ HVAC Fan with no VFD - Marine | PG&E ¦ Marine | PG&E | All | Electric | Damper controlled VAV | Average Existing and Code | 0 | Conventional | HVAC | Com - Office (Large) | Com | RET Only | 0 | 1000 sqft2 of floor space | Rated-HP | 15 | DEER:HVAC_Split-Package_AC | 930 | 0.135 | -0.242 | California eTRM (https://www.caetrm.com/) | 0 | 2019 | 0 | 0 | 2019 | 0 | 0 | California eTRM (https://www.caetrm.com/) | HVAC Fan VFD - Marine ¦ PG&E ¦ Marine | HVAC Fan VFD - Marine | 0.19641 | 1 | 0.50609 | CBSA 2014 | -13.7257 | 2012 | 0.6 | SWHC018-03
COM-HVAC-79.6 | Com ¦ HVAC Fan with no VFD - Marine ¦ PG&E ¦ Marine | Com ¦ HVAC Fan with no VFD - Marine | PG&E ¦ Marine | PG&E | All | Electric | Damper controlled VAV | Average Existing and Code | 0 | Conventional | HVAC | Com - Office (Small) | Com | RET Only | 0 | 1000 sqft2 of floor space | Rated-HP | 15 | DEER:HVAC_Split-Package_AC | 0 | 0 | 0 | California eTRM (https://www.caetrm.com/) | 0 | 2019 | 0 | 0 | 2019 | 0 | 0 | California eTRM (https://www.caetrm.com/) | HVAC Fan VFD - Marine ¦ PG&E ¦ Marine | HVAC Fan VFD - Marine | 0.041357 | 1 | 0.50609 | CBSA 2014 | 0 | 2012 | 0.6 | SWHC018-03
COM-HVAC-79.7 | Com ¦ HVAC Fan with no VFD - Marine ¦ PG&E ¦ Marine | Com ¦ HVAC Fan with no VFD - Marine | PG&E ¦ Marine | PG&E | All | Electric | Damper controlled VAV | Average Existing and Code | 0 | Conventional | HVAC | Com - Other | Com | RET Only | 0 | 1000 sqft2 of floor space | Rated-HP | 15 | DEER:HVAC_Split-Package_AC | 0 | 0 | 0 | California eTRM (https://www.caetrm.com/) | 0 | 2019 | 0 | 0 | 2019 | 0 | 0 | California eTRM (https://www.caetrm.com/) | HVAC Fan VFD - Marine ¦ PG&E ¦ Marine | HVAC Fan VFD - Marine | 0.031297 | 1 | 0.50609 | CBSA 2014 | 0 | 2012 | 0.6 | SWHC018-03
COM-HVAC-79.8 | Com ¦ HVAC Fan with no VFD - Marine ¦ PG&E ¦ Marine | Com ¦ HVAC Fan with no VFD - Marine | PG&E ¦ Marine | PG&E | All | Electric | Damper controlled VAV | Average Existing and Code | 0 | Conventional | HVAC | Com - Refrig. Warehouse | Com | RET Only | 0 | 1000 sqft2 of floor space | Rated-HP | 15 | DEER:HVAC_Split-Package_AC | 0 | 0 | 0 | California eTRM (https://www.caetrm.com/) | 0 | 2019 | 0 | 0 | 2019 | 0 | 0 | California eTRM (https://www.caetrm.com/) | HVAC Fan VFD - Marine ¦ PG&E ¦ Marine | HVAC Fan VFD - Marine | 0.0055537 | 1 | 0.50609 | CBSA 2014 | 0 | 2012 | 0.6 | SWHC018-03
COM-HVAC-79.9 | Com ¦ HVAC Fan with no VFD - Marine ¦ PG&E ¦ Marine | Com ¦ HVAC Fan with no VFD - Marine | PG&E ¦ Marine | PG&E | All | Electric | Damper controlled VAV | Average Existing and Code | 0 | Conventional | HVAC | Com - Restaurant | Com | RET Only | 0 | 1000 sqft2 of floor space | Rated-HP | 15 | DEER:HVAC_Split-Package_AC | 0 | 0 | 0 | California eTRM (https://www.caetrm.com/) | 0 | 2019 | 0 | 0 | 2019 | 0 | 0 | California eTRM (https://www.caetrm.com/) | HVAC Fan VFD - Marine ¦ PG&E ¦ Marine | HVAC Fan VFD - Marine | 0.0024721 | 1 | 0.50609 | CBSA 2014 | 0 | 2012 | 0.6 | SWHC018-03
COM-HVAC-79.10 | Com ¦ HVAC Fan with no VFD - Marine ¦ PG&E ¦ Marine | Com ¦ HVAC Fan with no VFD - Marine | PG&E ¦ Marine | PG&E | All | Electric | Damper controlled VAV | Average Existing and Code | 0 | Conventional | HVAC | Com - Retail | Com | RET Only | 0 | 1000 sqft2 of floor space | Rated-HP | 15 | DEER:HVAC_Split-Package_AC | 1270 | 0.254 | -4.37 | California eTRM (https://www.caetrm.com/) | 0 | 2019 | 0 | 0 | 2019 | 0 | 0 | California eTRM (https://www.caetrm.com/) | HVAC Fan VFD - Marine ¦ PG&E ¦ Marine | HVAC Fan VFD - Marine | 0.0037584 | 1 | 0.50609 | CBSA 2014 | 533.6094 | 2012 | 0.6 | SWHC018-03
COM-HVAC-79.11 | Com ¦ HVAC Fan with no VFD - Marine ¦ PG&E ¦ Marine | Com ¦ HVAC Fan with no VFD - Marine | PG&E ¦ Marine | PG&E | All | Electric | Damper controlled VAV | Average Existing and Code | 0 | Conventional | HVAC | Com - School | Com | RET Only | 0 | 1000 sqft2 of floor space | Rated-HP | 15 | DEER:HVAC_Split-Package_AC | 1020 | 0.186 | -4.34 | California eTRM (https://www.caetrm.com/) | 0 | 2019 | 0 | 0 | 2019 | 0 | 0 | California eTRM (https://www.caetrm.com/) | HVAC Fan VFD - Marine ¦ PG&E ¦ Marine | HVAC Fan VFD - Marine | 0.097588 | 1 | 0.50609 | CBSA 2014 | -52.3951 | 2012 | 0.6 | SWHC018-03
COM-HVAC-79.12 | Com ¦ HVAC Fan with no VFD - Marine ¦ PG&E ¦ Marine | Com ¦ HVAC Fan with no VFD - Marine | PG&E ¦ Marine | PG&E | All | Electric | Damper controlled VAV | Average Existing and Code | 0 | Conventional | HVAC | Com - Warehouse | Com | RET Only | 0 | 1000 sqft2 of floor space | Rated-HP | 15 | DEER:HVAC_Split-Package_AC | 0 | 0 | 0 | California eTRM (https://www.caetrm.com/) | 0 | 2019 | 0 | 0 | 2019 | 0 | 0 | California eTRM (https://www.caetrm.com/) | HVAC Fan VFD - Marine ¦ PG&E ¦ Marine | HVAC Fan VFD - Marine | 0.0055537 | 1 | 0.50609 | CBSA 2014 | 0 | 2012 | 0.6 | SWHC018-03
COM-HVAC-79.13 | Com ¦ HVAC Fan with no VFD - Hot-Dry ¦ PG&E ¦ Hot-Dry | Com ¦ HVAC Fan with no VFD - Hot-Dry | PG&E ¦ Hot-Dry | PG&E | All | Electric | Damper controlled VAV | Average Existing and Code | 0 | Conventional | HVAC | Com - College | Com | RET Only | 0 | 1000 sqft2 of floor space | Rated-HP | 15 | DEER:HVAC_Split-Package_AC | 1274.0876 | 0.2758 | -5.1909 | California eTRM (https://www.caetrm.com/) | 0 | 2019 | 0 | 0 | 2019 | 0 | 0 | California eTRM (https://www.caetrm.com/) | HVAC Fan VFD - Hot-Dry ¦ PG&E ¦ Hot-Dry | HVAC Fan VFD - Hot-Dry | 0.097588 | 1 | 0.50609 | CBSA 2014 | -40.3099 | 2012 | 0.6 | SWHC018-03
COM-HVAC-79.14 | Com ¦ HVAC Fan with no VFD - Hot-Dry ¦ PG&E ¦ Hot-Dry | Com ¦ HVAC Fan with no VFD - Hot-Dry | PG&E ¦ Hot-Dry | PG&E | All | Electric | Damper controlled VAV | Average Existing and Code | 0 | Conventional | HVAC | Com - Grocery | Com | RET Only | 0 | 1000 sqft2 of floor space | Rated-HP | 15 | DEER:HVAC_Split-Package_AC | 1710 | 0.235 | -55.7 | California eTRM (https://www.caetrm.com/) | 0 | 2019 | 0 | 0 | 2019 | 0 | 0 | California eTRM (https://www.caetrm.com/) | HVAC Fan VFD - Hot-Dry ¦ PG&E ¦ Hot-Dry | HVAC Fan VFD - Hot-Dry | 0.0011938 | 1 | 0.50609 | CBSA 2014 | 79.5595 | 2012 | 0.6 | SWHC018-03
COM-HVAC-79.15 | Com ¦ HVAC Fan with no VFD - Hot-Dry ¦ PG&E ¦ Hot-Dry | Com ¦ HVAC Fan with no VFD - Hot-Dry | PG&E ¦ Hot-Dry | PG&E | All | Electric | Damper controlled VAV | Average Existing and Code | 0 | Conventional | HVAC | Com - Health | Com | RET Only | 0 | 1000 sqft2 of floor space | Rated-HP | 15 | DEER:HVAC_Split-Package_AC | 1862.0135 | 0.27816 | -10.9799 | California eTRM (https://www.caetrm.com/) | 0 | 2019 | 0 | 0 | 2019 | 0 | 0 | California eTRM (https://www.caetrm.com/) | HVAC Fan VFD - Hot-Dry ¦ PG&E ¦ Hot-Dry | HVAC Fan VFD - Hot-Dry | 0.09389 | 1 | 0.50609 | CBSA 2014 | -1.6703 | 2012 | 0.6 | SWHC018-03
COM-HVAC-79.16 | Com ¦ HVAC Fan with no VFD - Hot-Dry ¦ PG&E ¦ Hot-Dry | Com ¦ HVAC Fan with no VFD - Hot-Dry | PG&E ¦ Hot-Dry | PG&E | All | Electric | Damper controlled VAV | Average Existing and Code | 0 | Conventional | HVAC | Com - Lodging | Com | RET Only | 0 | 1000 sqft2 of floor space | Rated-HP | 15 | DEER:HVAC_Split-Package_AC | 1720 | 0.126 | -16.9 | California eTRM (https://www.caetrm.com/) | 0 | 2019 | 0 | 0 | 2019 | 0 | 0 | California eTRM (https://www.caetrm.com/) | HVAC Fan VFD - Hot-Dry ¦ PG&E ¦ Hot-Dry | HVAC Fan VFD - Hot-Dry | 0.026398 | 1 | 0.50609 | CBSA 2014 | 34.1751 | 2012 | 0.6 | SWHC018-03
COM-HVAC-79.17 | Com ¦ HVAC Fan with no VFD - Hot-Dry ¦ PG&E ¦ Hot-Dry | Com ¦ HVAC Fan with no VFD - Hot-Dry | PG&E ¦ Hot-Dry | PG&E | All | Electric | Damper controlled VAV | Average Existing and Code | 0 | Conventional | HVAC | Com - Office (Large) | Com | RET Only | 0 | 1000 sqft2 of floor space | Rated-HP | 15 | DEER:HVAC_Split-Package_AC | 953 | 0.191 | -0.7 | California eTRM (https://www.caetrm.com/) | 0 | 2019 | 0 | 0 | 2019 | 0 | 0 | California eTRM (https://www.caetrm.com/) | HVAC Fan VFD - Hot-Dry ¦ PG&E ¦ Hot-Dry | HVAC Fan VFD - Hot-Dry | 0.19641 | 1 | 0.50609 | CBSA 2014 | -12.5011 | 2012 | 0.6 | SWHC018-03
COM-HVAC-79.18 | Com ¦ HVAC Fan with no VFD - Hot-Dry ¦ PG&E ¦ Hot-Dry | Com ¦ HVAC Fan with no VFD - Hot-Dry | PG&E ¦ Hot-Dry | PG&E | All | Electric | Damper controlled VAV | Average Existing and Code | 0 | Conventional | HVAC | Com - Office (Small) | Com | RET Only | 0 | 1000 sqft2 of floor space | Rated-HP | 15 | DEER:HVAC_Split-Package_AC | 0 | 0 | 0 | California eTRM (https://www.caetrm.com/) | 0 | 2019 | 0 | 0 | 2019 | 0 | 0 | California eTRM (https://www.caetrm.com/) | HVAC Fan VFD - Hot-Dry ¦ PG&E ¦ Hot-Dry | HVAC Fan VFD - Hot-Dry | 0.041357 | 1 | 0.50609 | CBSA 2014 | 0 | 2012 | 0.6 | SWHC018-03
COM-HVAC-79.19 | Com ¦ HVAC Fan with no VFD - Hot-Dry ¦ PG&E ¦ Hot-Dry | Com ¦ HVAC Fan with no VFD - Hot-Dry | PG&E ¦ Hot-Dry | PG&E | All | Electric | Damper controlled VAV | Average Existing and Code | 0 | Conventional | HVAC | Com - Other | Com | RET Only | 0 | 1000 sqft2 of floor space | Rated-HP | 15 | DEER:HVAC_Split-Package_AC | 0 | 0 | 0 | California eTRM (https://www.caetrm.com/) | 0 | 2019 | 0 | 0 | 2019 | 0 | 0 | California eTRM (https://www.caetrm.com/) | HVAC Fan VFD - Hot-Dry ¦ PG&E ¦ Hot-Dry | HVAC Fan VFD - Hot-Dry | 0.031297 | 1 | 0.50609 | CBSA 2014 | 0 | 2012 | 0.6 | SWHC018-03
COM-HVAC-79.20 | Com ¦ HVAC Fan with no VFD - Hot-Dry ¦ PG&E ¦ Hot-Dry | Com ¦ HVAC Fan with no VFD - Hot-Dry | PG&E ¦ Hot-Dry | PG&E | All | Electric | Damper controlled VAV | Average Existing and Code | 0 | Conventional | HVAC | Com - Refrig. Warehouse | Com | RET Only | 0 | 1000 sqft2 of floor space | Rated-HP | 15 | DEER:HVAC_Split-Package_AC | 0 | 0 | 0 | California eTRM (https://www.caetrm.com/) | 0 | 2019 | 0 | 0 | 2019 | 0 | 0 | California eTRM (https://www.caetrm.com/) | HVAC Fan VFD - Hot-Dry ¦ PG&E ¦ Hot-Dry | HVAC Fan VFD - Hot-Dry | 0.0055537 | 1 | 0.50609 | CBSA 2014 | 0 | 2012 | 0.6 | SWHC018-03
COM-HVAC-79.21 | Com ¦ HVAC Fan with no VFD - Hot-Dry ¦ PG&E ¦ Hot-Dry | Com ¦ HVAC Fan with no VFD - Hot-Dry | PG&E ¦ Hot-Dry | PG&E | All | Electric | Damper controlled VAV | Average Existing and Code | 0 | Conventional | HVAC | Com - Restaurant | Com | RET Only | 0 | 1000 sqft2 of floor space | Rated-HP | 15 | DEER:HVAC_Split-Package_AC | 0 | 0 | 0 | California eTRM (https://www.caetrm.com/) | 0 | 2019 | 0 | 0 | 2019 | 0 | 0 | California eTRM (https://www.caetrm.com/) | HVAC Fan VFD - Hot-Dry ¦ PG&E ¦ Hot-Dry | HVAC Fan VFD - Hot-Dry | 0.0024721 | 1 | 0.50609 | CBSA 2014 | 0 | 2012 | 0.6 | SWHC018-03
COM-HVAC-79.22 | Com ¦ HVAC Fan with no VFD - Hot-Dry ¦ PG&E ¦ Hot-Dry | Com ¦ HVAC Fan with no VFD - Hot-Dry | PG&E ¦ Hot-Dry | PG&E | All | Electric | Damper controlled VAV | Average Existing and Code | 0 | Conventional | HVAC | Com - Retail | Com | RET Only | 0 | 1000 sqft2 of floor space | Rated-HP | 15 | DEER:HVAC_Split-Package_AC | 1260 | 0.209 | -5.38 | California eTRM (https://www.caetrm.com/) | 0 | 2019 | 0 | 0 | 2019 | 0 | 0 | California eTRM (https://www.caetrm.com/) | HVAC Fan VFD - Hot-Dry ¦ PG&E ¦ Hot-Dry | HVAC Fan VFD - Hot-Dry | 0.0037584 | 1 | 0.50609 | CBSA 2014 | 686.17 | 2012 | 0.6 | SWHC018-03
COM-HVAC-79.23 | Com ¦ HVAC Fan with no VFD - Hot-Dry ¦ PG&E ¦ Hot-Dry | Com ¦ HVAC Fan with no VFD - Hot-Dry | PG&E ¦ Hot-Dry | PG&E | All | Electric | Damper controlled VAV | Average Existing and Code | 0 | Conventional | HVAC | Com - School | Com | RET Only | 0 | 1000 sqft2 of floor space | Rated-HP | 15 | DEER:HVAC_Split-Package_AC | 1120 | 0.24 | -5.31 | California eTRM (https://www.caetrm.com/) | 0 | 2019 | 0 | 0 | 2019 | 0 | 0 | California eTRM (https://www.caetrm.com/) | HVAC Fan VFD - Hot-Dry ¦ PG&E ¦ Hot-Dry | HVAC Fan VFD - Hot-Dry | 0.097588 | 1 | 0.50609 | CBSA 2014 | -57.0758 | 2012 | 0.6 | SWHC018-03
COM-HVAC-79.24 | Com ¦ HVAC Fan with no VFD - Hot-Dry ¦ PG&E ¦ Hot-Dry | Com ¦ HVAC Fan with no VFD - Hot-Dry | PG&E ¦ Hot-Dry | PG&E | All | Electric | Damper controlled VAV | Average Existing and Code | 0 | Conventional | HVAC | Com - Warehouse | Com | RET Only | 0 | 1000 sqft2 of floor space | Rated-HP | 15 | DEER:HVAC_Split-Package_AC | 0 | 0 | 0 | California eTRM (https://www.caetrm.com/) | 0 | 2019 | 0 | 0 | 2019 | 0 | 0 | California eTRM (https://www.caetrm.com/) | HVAC Fan VFD - Hot-Dry ¦ PG&E ¦ Hot-Dry | HVAC Fan VFD - Hot-Dry | 0.0055537 | 1 | 0.50609 | CBSA 2014 | 0 | 2012 | 0.6 | SWHC018-03
COM-HVAC-79.25 | Com ¦ HVAC Fan with no VFD - Cold ¦ PG&E ¦ Cold | Com ¦ HVAC Fan with no VFD - Cold | PG&E ¦ Cold | PG&E | All | Electric | Damper controlled VAV | Average Existing and Code | 0 | Conventional | HVAC | Com - College | Com | RET Only | 0 | 1000 sqft2 of floor space | Rated-HP | 15 | DEER:HVAC_Split-Package_AC | 1214.3483 | 0.19617 | -13.7513 | California eTRM (https://www.caetrm.com/) | 0 | 2019 | 0 | 0 | 2019 | 0 | 0 | California eTRM (https://www.caetrm.com/) | HVAC Fan VFD - Cold ¦ PG&E ¦ Cold | HVAC Fan VFD - Cold | 0.097588 | 1 | 0.50609 | CBSA 2014 | -33.3381 | 2012 | 0.6 | SWHC018-03
COM-HVAC-79.26 | Com ¦ HVAC Fan with no VFD - Cold ¦ PG&E ¦ Cold | Com ¦ HVAC Fan with no VFD - Cold | PG&E ¦ Cold | PG&E | All | Electric | Damper controlled VAV | Average Existing and Code | 0 | Conventional | HVAC | Com - Grocery | Com | RET Only | 0 | 1000 sqft2 of floor space | Rated-HP | 15 | DEER:HVAC_Split-Package_AC | 1570 | 0.219 | -59.7 | California eTRM (https://www.caetrm.com/) | 0 | 2019 | 0 | 0 | 2019 | 0 | 0 | California eTRM (https://www.caetrm.com/) | HVAC Fan VFD - Cold ¦ PG&E ¦ Cold | HVAC Fan VFD - Cold | 0.0011938 | 1 | 0.50609 | CBSA 2014 | 91.0507 | 2012 | 0.6 | SWHC018-03
COM-HVAC-79.27 | Com ¦ HVAC Fan with no VFD - Cold ¦ PG&E ¦ Cold | Com ¦ HVAC Fan with no VFD - Cold | PG&E ¦ Cold | PG&E | All | Electric | Damper controlled VAV | Average Existing and Code | 0 | Conventional | HVAC | Com - Health | Com | RET Only | 0 | 1000 sqft2 of floor space | Rated-HP | 15 | DEER:HVAC_Split-Package_AC | 1718.273 | 0.25999 | -24.0813 | California eTRM (https://www.caetrm.com/) | 0 | 2019 | 0 | 0 | 2019 | 0 | 0 | California eTRM (https://www.caetrm.com/) | HVAC Fan VFD - Cold ¦ PG&E ¦ Cold | HVAC Fan VFD - Cold | 0.09389 | 1 | 0.50609 | CBSA 2014 | 31.3976 | 2012 | 0.6 | SWHC018-03
COM-HVAC-79.28 | Com ¦ HVAC Fan with no VFD - Cold ¦ PG&E ¦ Cold | Com ¦ HVAC Fan with no VFD - Cold | PG&E ¦ Cold | PG&E | All | Electric | Damper controlled VAV | Average Existing and Code | 0 | Conventional | HVAC | Com - Lodging | Com | RET Only | 0 | 1000 sqft2 of floor space | Rated-HP | 15 | DEER:HVAC_Split-Package_AC | 1430 | 0.125 | -26.7 | California eTRM (https://www.caetrm.com/) | 0 | 2019 | 0 | 0 | 2019 | 0 | 0 | California eTRM (https://www.caetrm.com/) | HVAC Fan VFD - Cold ¦ PG&E ¦ Cold | HVAC Fan VFD - Cold | 0.026398 | 1 | 0.50609 | CBSA 2014 | 124.752 | 2012 | 0.6 | SWHC018-03
COM-HVAC-79.29 | Com ¦ HVAC Fan with no VFD - Cold ¦ PG&E ¦ Cold | Com ¦ HVAC Fan with no VFD - Cold | PG&E ¦ Cold | PG&E | All | Electric | Damper controlled VAV | Average Existing and Code | 0 | Conventional | HVAC | Com - Office (Large) | Com | RET Only | 0 | 1000 sqft2 of floor space | Rated-HP | 15 | DEER:HVAC_Split-Package_AC | 880 | 0.157 | -5.26 | California eTRM (https://www.caetrm.com/) | 0 | 2019 | 0 | 0 | 2019 | 0 | 0 | California eTRM (https://www.caetrm.com/) | HVAC Fan VFD - Cold ¦ PG&E ¦ Cold | HVAC Fan VFD - Cold | 0.19641 | 1 | 0.50609 | CBSA 2014 | 4.4204 | 2012 | 0.6 | SWHC018-03
COM-HVAC-79.30 | Com ¦ HVAC Fan with no VFD - Cold ¦ PG&E ¦ Cold | Com ¦ HVAC Fan with no VFD - Cold | PG&E ¦ Cold | PG&E | All | Electric | Damper controlled VAV | Average Existing and Code | 0 | Conventional | HVAC | Com - Office (Small) | Com | RET Only | 0 | 1000 sqft2 of floor space | Rated-HP | 15 | DEER:HVAC_Split-Package_AC | 0 | 0 | 0 | California eTRM (https://www.caetrm.com/) | 0 | 2019 | 0 | 0 | 2019 | 0 | 0 | California eTRM (https://www.caetrm.com/) | HVAC Fan VFD - Cold ¦ PG&E ¦ Cold | HVAC Fan VFD - Cold | 0.041357 | 1 | 0.50609 | CBSA 2014 | 0 | 2012 | 0.6 | SWHC018-03
COM-HVAC-79.31 | Com ¦ HVAC Fan with no VFD - Cold ¦ PG&E ¦ Cold | Com ¦ HVAC Fan with no VFD - Cold | PG&E ¦ Cold | PG&E | All | Electric | Damper controlled VAV | Average Existing and Code | 0 | Conventional | HVAC | Com - Other | Com | RET Only | 0 | 1000 sqft2 of floor space | Rated-HP | 15 | DEER:HVAC_Split-Package_AC | 0 | 0 | 0 | California eTRM (https://www.caetrm.com/) | 0 | 2019 | 0 | 0 | 2019 | 0 | 0 | California eTRM (https://www.caetrm.com/) | HVAC Fan VFD - Cold ¦ PG&E ¦ Cold | HVAC Fan VFD - Cold | 0.031297 | 1 | 0.50609 | CBSA 2014 | 0 | 2012 | 0.6 | SWHC018-03
COM-HVAC-79.32 | Com ¦ HVAC Fan with no VFD - Cold ¦ PG&E ¦ Cold | Com ¦ HVAC Fan with no VFD - Cold | PG&E ¦ Cold | PG&E | All | Electric | Damper controlled VAV | Average Existing and Code | 0 | Conventional | HVAC | Com - Refrig. Warehouse | Com | RET Only | 0 | 1000 sqft2 of floor space | Rated-HP | 15 | DEER:HVAC_Split-Package_AC | 0 | 0 | 0 | California eTRM (https://www.caetrm.com/) | 0 | 2019 | 0 | 0 | 2019 | 0 | 0 | California eTRM (https://www.caetrm.com/) | HVAC Fan VFD - Cold ¦ PG&E ¦ Cold | HVAC Fan VFD - Cold | 0.0055537 | 1 | 0.50609 | CBSA 2014 | 0 | 2012 | 0.6 | SWHC018-03
COM-HVAC-79.33 | Com ¦ HVAC Fan with no VFD - Cold ¦ PG&E ¦ Cold | Com ¦ HVAC Fan with no VFD - Cold | PG&E ¦ Cold | PG&E | All | Electric | Damper controlled VAV | Average Existing and Code | 0 | Conventional | HVAC | Com - Restaurant | Com | RET Only | 0 | 1000 sqft2 of floor space | Rated-HP | 15 | DEER:HVAC_Split-Package_AC | 0 | 0 | 0 | California eTRM (https://www.caetrm.com/) | 0 | 2019 | 0 | 0 | 2019 | 0 | 0 | California eTRM (https://www.caetrm.com/) | HVAC Fan VFD - Cold ¦ PG&E ¦ Cold | HVAC Fan VFD - Cold | 0.0024721 | 1 | 0.50609 | CBSA 2014 | 0 | 2012 | 0.6 | SWHC018-03
COM-HVAC-79.34 | Com ¦ HVAC Fan with no VFD - Cold ¦ PG&E ¦ Cold | Com ¦ HVAC Fan with no VFD - Cold | PG&E ¦ Cold | PG&E | All | Electric | Damper controlled VAV | Average Existing and Code | 0 | Conventional | HVAC | Com - Retail | Com | RET Only | 0 | 1000 sqft2 of floor space | Rated-HP | 15 | DEER:HVAC_Split-Package_AC | 1140 | 0.227 | -13.5 | California eTRM (https://www.caetrm.com/) | 0 | 2019 | 0 | 0 | 2019 | 0 | 0 | California eTRM (https://www.caetrm.com/) | HVAC Fan VFD - Cold ¦ PG&E ¦ Cold | HVAC Fan VFD - Cold | 0.0037584 | 1 | 0.50609 | CBSA 2014 | 1916.5111 | 2012 | 0.6 | SWHC018-03
COM-HVAC-79.35 | Com ¦ HVAC Fan with no VFD - Cold ¦ PG&E ¦ Cold | Com ¦ HVAC Fan with no VFD - Cold | PG&E ¦ Cold | PG&E | All | Electric | Damper controlled VAV | Average Existing and Code | 0 | Conventional | HVAC | Com - School | Com | RET Only | 0 | 1000 sqft2 of floor space | Rated-HP | 15 | DEER:HVAC_Split-Package_AC | 1080 | 0.195 | -12.7 | California eTRM (https://www.caetrm.com/) | 0 | 2019 | 0 | 0 | 2019 | 0 | 0 | California eTRM (https://www.caetrm.com/) | HVAC Fan VFD - Cold ¦ PG&E ¦ Cold | HVAC Fan VFD - Cold | 0.097588 | 1 | 0.50609 | CBSA 2014 | -48.6902 | 2012 | 0.6 | SWHC018-03
COM-HVAC-79.36 | Com ¦ HVAC Fan with no VFD - Cold ¦ PG&E ¦ Cold | Com ¦ HVAC Fan with no VFD - Cold | PG&E ¦ Cold | PG&E | All | Electric | Damper controlled VAV | Average Existing and Code | 0 | Conventional | HVAC | Com - Warehouse | Com | RET Only | 0 | 1000 sqft2 of floor space | Rated-HP | 15 | DEER:HVAC_Split-Package_AC | 0 | 0 | 0 | California eTRM (https://www.caetrm.com/) | 0 | 2019 | 0 | 0 | 2019 | 0 | 0 | California eTRM (https://www.caetrm.com/) | HVAC Fan VFD - Cold ¦ PG&E ¦ Cold | HVAC Fan VFD - Cold | 0.0055537 | 1 | 0.50609 | CBSA 2014 | 0 | 2012 | 0.6 | SWHC018-03
COM-HVAC-79.37 | Com ¦ HVAC Fan with no VFD - Marine ¦ SCE ¦ Marine | Com ¦ HVAC Fan with no VFD - Marine | SCE ¦ Marine | SCE | All | Electric | Damper controlled VAV | Average Existing and Code | 0 | Conventional | HVAC | Com - College | Com | RET Only | 0 | 1000 sqft2 of floor space | Rated-HP | 15 | DEER:HVAC_Split-Package_AC | 1299.2179 | 0.28663 | -1.2887 | California eTRM (https://www.caetrm.com/) | 0 | 2019 | 0 | 0 | 2019 | 0 | 0 | California eTRM (https://www.caetrm.com/) | HVAC Fan VFD - Marine ¦ SCE ¦ Marine | HVAC Fan VFD - Marine | 0.097588 | 1 | 0.50609 | CBSA 2014 | -43.4165 | 2012 | 0.6 | SWHC018-03
COM-HVAC-79.38 | Com ¦ HVAC Fan with no VFD - Marine ¦ SCE ¦ Marine | Com ¦ HVAC Fan with no VFD - Marine | SCE ¦ Marine | SCE | All | Electric | Damper controlled VAV | Average Existing and Code | 0 | Conventional | HVAC | Com - Grocery | Com | RET Only | 0 | 1000 sqft2 of floor space | Rated-HP | 15 | DEER:HVAC_Split-Package_AC | 1670 | 0.216 | -54.9 | California eTRM (https://www.caetrm.com/) | 0 | 2019 | 0 | 0 | 2019 | 0 | 0 | California eTRM (https://www.caetrm.com/) | HVAC Fan VFD - Marine ¦ SCE ¦ Marine | HVAC Fan VFD - Marine | 0.0011938 | 1 | 0.50609 | CBSA 2014 | 78.7562 | 2012 | 0.6 | SWHC018-03
COM-HVAC-79.39 | Com ¦ HVAC Fan with no VFD - Marine ¦ SCE ¦ Marine | Com ¦ HVAC Fan with no VFD - Marine | SCE ¦ Marine | SCE | All | Electric | Damper controlled VAV | Average Existing and Code | 0 | Conventional | HVAC | Com - Health | Com | RET Only | 0 | 1000 sqft2 of floor space | Rated-HP | 15 | DEER:HVAC_Split-Package_AC | 2087.4811 | 0.27071 | -2.4022 | California eTRM (https://www.caetrm.com/) | 0 | 2019 | 0 | 0 | 2019 | 0 | 0 | California eTRM (https://www.caetrm.com/) | HVAC Fan VFD - Marine ¦ SCE ¦ Marine | HVAC Fan VFD - Marine | 0.09389 | 1 | 0.50609 | CBSA 2014 | -25.2674 | 2012 | 0.6 | SWHC018-03
COM-HVAC-79.40 | Com ¦ HVAC Fan with no VFD - Marine ¦ SCE ¦ Marine | Com ¦ HVAC Fan with no VFD - Marine | SCE ¦ Marine | SCE | All | Electric | Damper controlled VAV | Average Existing and Code | 0 | Conventional | HVAC | Com - Lodging | Com | RET Only | 0 | 1000 sqft2 of floor space | Rated-HP | 15 | DEER:HVAC_Split-Package_AC | 1880 | 0.227 | -6.63 | California eTRM (https://www.caetrm.com/) | 0 | 2019 | 0 | 0 | 2019 | 0 | 0 | California eTRM (https://www.caetrm.com/) | HVAC Fan VFD - Marine ¦ SCE ¦ Marine | HVAC Fan VFD - Marine | 0.026398 | 1 | 0.50609 | CBSA 2014 | -52.836 | 2012 | 0.6 | SWHC018-03
COM-HVAC-79.41 | Com ¦ HVAC Fan with no VFD - Marine ¦ SCE ¦ Marine | Com ¦ HVAC Fan with no VFD - Marine | SCE ¦ Marine | SCE | All | Electric | Damper controlled VAV | Average Existing and Code | 0 | Conventional | HVAC | Com - Office (Large) | Com | RET Only | 0 | 1000 sqft2 of floor space | Rated-HP | 15 | DEER:HVAC_Split-Package_AC | 1010 | 0.134 | -0.00343 | California eTRM (https://www.caetrm.com/) | 0 | 2019 | 0 | 0 | 2019 | 0 | 0 | California eTRM (https://www.caetrm.com/) | HVAC Fan VFD - Marine ¦ SCE ¦ Marine | HVAC Fan VFD - Marine | 0.19641 | 1 | 0.50609 | CBSA 2014 | -15.8039 | 2012 | 0.6 | SWHC018-03
COM-HVAC-79.42 | Com ¦ HVAC Fan with no VFD - Marine ¦ SCE ¦ Marine | Com ¦ HVAC Fan with no VFD - Marine | SCE ¦ Marine | SCE | All | Electric | Damper controlled VAV | Average Existing and Code | 0 | Conventional | HVAC | Com - Office (Small) | Com | RET Only | 0 | 1000 sqft2 of floor space | Rated-HP | 15 | DEER:HVAC_Split-Package_AC | 0 | 0 | 0 | California eTRM (https://www.caetrm.com/) | 0 | 2019 | 0 | 0 | 2019 | 0 | 0 | California eTRM (https://www.caetrm.com/) | HVAC Fan VFD - Marine ¦ SCE ¦ Marine | HVAC Fan VFD - Marine | 0.041357 | 1 | 0.50609 | CBSA 2014 | 0 | 2012 | 0.6 | SWHC018-03
COM-HVAC-79.43 | Com ¦ HVAC Fan with no VFD - Marine ¦ SCE ¦ Marine | Com ¦ HVAC Fan with no VFD - Marine | SCE ¦ Marine | SCE | All | Electric | Damper controlled VAV | Average Existing and Code | 0 | Conventional | HVAC | Com - Other | Com | RET Only | 0 | 1000 sqft2 of floor space | Rated-HP | 15 | DEER:HVAC_Split-Package_AC | 0 | 0 | 0 | California eTRM (https://www.caetrm.com/) | 0 | 2019 | 0 | 0 | 2019 | 0 | 0 | California eTRM (https://www.caetrm.com/) | HVAC Fan VFD - Marine ¦ SCE ¦ Marine | HVAC Fan VFD - Marine | 0.031297 | 1 | 0.50609 | CBSA 2014 | 0 | 2012 | 0.6 | SWHC018-03
COM-HVAC-79.44 | Com ¦ HVAC Fan with no VFD - Marine ¦ SCE ¦ Marine | Com ¦ HVAC Fan with no VFD - Marine | SCE ¦ Marine | SCE | All | Electric | Damper controlled VAV | Average Existing and Code | 0 | Conventional | HVAC | Com - Refrig. Warehouse | Com | RET Only | 0 | 1000 sqft2 of floor space | Rated-HP | 15 | DEER:HVAC_Split-Package_AC | 0 | 0 | 0 | California eTRM (https://www.caetrm.com/) | 0 | 2019 | 0 | 0 | 2019 | 0 | 0 | California eTRM (https://www.caetrm.com/) | HVAC Fan VFD - Marine ¦ SCE ¦ Marine | HVAC Fan VFD - Marine | 0.0055537 | 1 | 0.50609 | CBSA 2014 | 0 | 2012 | 0.6 | SWHC018-03
COM-HVAC-79.45 | Com ¦ HVAC Fan with no VFD - Marine ¦ SCE ¦ Marine | Com ¦ HVAC Fan with no VFD - Marine | SCE ¦ Marine | SCE | All | Electric | Damper controlled VAV | Average Existing and Code | 0 | Conventional | HVAC | Com - Restaurant | Com | RET Only | 0 | 1000 sqft2 of floor space | Rated-HP | 15 | DEER:HVAC_Split-Package_AC | 0 | 0 | 0 | California eTRM (https://www.caetrm.com/) | 0 | 2019 | 0 | 0 | 2019 | 0 | 0 | California eTRM (https://www.caetrm.com/) | HVAC Fan VFD - Marine ¦ SCE ¦ Marine | HVAC Fan VFD - Marine | 0.0024721 | 1 | 0.50609 | CBSA 2014 | 0 | 2012 | 0.6 | SWHC018-03
COM-HVAC-79.46 | Com ¦ HVAC Fan with no VFD - Marine ¦ SCE ¦ Marine | Com ¦ HVAC Fan with no VFD - Marine | SCE ¦ Marine | SCE | All | Electric | Damper controlled VAV | Average Existing and Code | 0 | Conventional | HVAC | Com - Retail | Com | RET Only | 0 | 1000 sqft2 of floor space | Rated-HP | 15 | DEER:HVAC_Split-Package_AC | 1400 | 0.25 | -0.747 | California eTRM (https://www.caetrm.com/) | 0 | 2019 | 0 | 0 | 2019 | 0 | 0 | California eTRM (https://www.caetrm.com/) | HVAC Fan VFD - Marine ¦ SCE ¦ Marine | HVAC Fan VFD - Marine | 0.0037584 | 1 | 0.50609 | CBSA 2014 | -22.7106 | 2012 | 0.6 | SWHC018-03
COM-HVAC-79.47 | Com ¦ HVAC Fan with no VFD - Marine ¦ SCE ¦ Marine | Com ¦ HVAC Fan with no VFD - Marine | SCE ¦ Marine | SCE | All | Electric | Damper controlled VAV | Average Existing and Code | 0 | Conventional | HVAC | Com - School | Com | RET Only | 0 | 1000 sqft2 of floor space | Rated-HP | 15 | DEER:HVAC_Split-Package_AC | 1150 | 0.222 | -1.56 | California eTRM (https://www.caetrm.com/) | 0 | 2019 | 0 | 0 | 2019 | 0 | 0 | California eTRM (https://www.caetrm.com/) | HVAC Fan VFD - Marine ¦ SCE ¦ Marine | HVAC Fan VFD - Marine | 0.097588 | 1 | 0.50609 | CBSA 2014 | -61.864 | 2012 | 0.6 | SWHC018-03
COM-HVAC-79.48 | Com ¦ HVAC Fan with no VFD - Marine ¦ SCE ¦ Marine | Com ¦ HVAC Fan with no VFD - Marine | SCE ¦ Marine | SCE | All | Electric | Damper controlled VAV | Average Existing and Code | 0 | Conventional | HVAC | Com - Warehouse | Com | RET Only | 0 | 1000 sqft2 of floor space | Rated-HP | 15 | DEER:HVAC_Split-Package_AC | 0 | 0 | 0 | California eTRM (https://www.caetrm.com/) | 0 | 2019 | 0 | 0 | 2019 | 0 | 0 | California eTRM (https://www.caetrm.com/) | HVAC Fan VFD - Marine ¦ SCE ¦ Marine | HVAC Fan VFD - Marine | 0.0055537 | 1 | 0.50609 | CBSA 2014 | 0 | 2012 | 0.6 | SWHC018-03
COM-HVAC-79.49 | Com ¦ HVAC Fan with no VFD - Hot-Dry ¦ SCE ¦ Hot-Dry | Com ¦ HVAC Fan with no VFD - Hot-Dry | SCE ¦ Hot-Dry | SCE | All | Electric | Damper controlled VAV | Average Existing and Code | 0 | Conventional | HVAC | Com - College | Com | RET Only | 0 | 1000 sqft2 of floor space | Rated-HP | 15 | DEER:HVAC_Split-Package_AC | 1273.8269 | 0.26346 | -1.6363 | California eTRM (https://www.caetrm.com/) | 0 | 2019 | 0 | 0 | 2019 | 0 | 0 | California eTRM (https://www.caetrm.com/) | HVAC Fan VFD - Hot-Dry ¦ SCE ¦ Hot-Dry | HVAC Fan VFD - Hot-Dry | 0.097588 | 1 | 0.50609 | CBSA 2014 | -42.3528 | 2012 | 0.6 | SWHC018-03
COM-HVAC-79.50 | Com ¦ HVAC Fan with no VFD - Hot-Dry ¦ SCE ¦ Hot-Dry | Com ¦ HVAC Fan with no VFD - Hot-Dry | SCE ¦ Hot-Dry | SCE | All | Electric | Damper controlled VAV | Average Existing and Code | 0 | Conventional | HVAC | Com - Grocery | Com | RET Only | 0 | 1000 sqft2 of floor space | Rated-HP | 15 | DEER:HVAC_Split-Package_AC | 1730 | 0.235 | -50.7 | California eTRM (https://www.caetrm.com/) | 0 | 2019 | 0 | 0 | 2019 | 0 | 0 | California eTRM (https://www.caetrm.com/) | HVAC Fan VFD - Hot-Dry ¦ SCE ¦ Hot-Dry | HVAC Fan VFD - Hot-Dry | 0.0011938 | 1 | 0.50609 | CBSA 2014 | 68.6032 | 2012 | 0.6 | SWHC018-03
COM-HVAC-79.51 | Com ¦ HVAC Fan with no VFD - Hot-Dry ¦ SCE ¦ Hot-Dry | Com ¦ HVAC Fan with no VFD - Hot-Dry | SCE ¦ Hot-Dry | SCE | All | Electric | Damper controlled VAV | Average Existing and Code | 0 | Conventional | HVAC | Com - Health | Com | RET Only | 0 | 1000 sqft2 of floor space | Rated-HP | 15 | DEER:HVAC_Split-Package_AC | 1987.4811 | 0.25519 | -3.6211 | California eTRM (https://www.caetrm.com/) | 0 | 2019 | 0 | 0 | 2019 | 0 | 0 | California eTRM (https://www.caetrm.com/) | HVAC Fan VFD - Hot-Dry ¦ SCE ¦ Hot-Dry | HVAC Fan VFD - Hot-Dry | 0.09389 | 1 | 0.50609 | CBSA 2014 | -20.9069 | 2012 | 0.6 | SWHC018-03
COM-HVAC-79.52 | Com ¦ HVAC Fan with no VFD - Hot-Dry ¦ SCE ¦ Hot-Dry | Com ¦ HVAC Fan with no VFD - Hot-Dry | SCE ¦ Hot-Dry | SCE | All | Electric | Damper controlled VAV | Average Existing and Code | 0 | Conventional | HVAC | Com - Lodging | Com | RET Only | 0 | 1000 sqft2 of floor space | Rated-HP | 15 | DEER:HVAC_Split-Package_AC | 1980 | 0.214 | -8.31 | California eTRM (https://www.caetrm.com/) | 0 | 2019 | 0 | 0 | 2019 | 0 | 0 | California eTRM (https://www.caetrm.com/) | HVAC Fan VFD - Hot-Dry ¦ SCE ¦ Hot-Dry | HVAC Fan VFD - Hot-Dry | 0.026398 | 1 | 0.50609 | CBSA 2014 | -45.5373 | 2012 | 0.6 | SWHC018-03
COM-HVAC-79.53 | Com ¦ HVAC Fan with no VFD - Hot-Dry ¦ SCE ¦ Hot-Dry | Com ¦ HVAC Fan with no VFD - Hot-Dry | SCE ¦ Hot-Dry | SCE | All | Electric | Damper controlled VAV | Average Existing and Code | 0 | Conventional | HVAC | Com - Office (Large) | Com | RET Only | 0 | 1000 sqft2 of floor space | Rated-HP | 15 | DEER:HVAC_Split-Package_AC | 1010 | 0.14 | -0.0264 | California eTRM (https://www.caetrm.com/) | 0 | 2019 | 0 | 0 | 2019 | 0 | 0 | California eTRM (https://www.caetrm.com/) | HVAC Fan VFD - Hot-Dry ¦ SCE ¦ Hot-Dry | HVAC Fan VFD - Hot-Dry | 0.19641 | 1 | 0.50609 | CBSA 2014 | -15.7245 | 2012 | 0.6 | SWHC018-03
COM-HVAC-79.54 | Com ¦ HVAC Fan with no VFD - Hot-Dry ¦ SCE ¦ Hot-Dry | Com ¦ HVAC Fan with no VFD - Hot-Dry | SCE ¦ Hot-Dry | SCE | All | Electric | Damper controlled VAV | Average Existing and Code | 0 | Conventional | HVAC | Com - Office (Small) | Com | RET Only | 0 | 1000 sqft2 of floor space | Rated-HP | 15 | DEER:HVAC_Split-Package_AC | 0 | 0 | 0 | California eTRM (https://www.caetrm.com/) | 0 | 2019 | 0 | 0 | 2019 | 0 | 0 | California eTRM (https://www.caetrm.com/) | HVAC Fan VFD - Hot-Dry ¦ SCE ¦ Hot-Dry | HVAC Fan VFD - Hot-Dry | 0.041357 | 1 | 0.50609 | CBSA 2014 | 0 | 2012 | 0.6 | SWHC018-03
COM-HVAC-79.55 | Com ¦ HVAC Fan with no VFD - Hot-Dry ¦ SCE ¦ Hot-Dry | Com ¦ HVAC Fan with no VFD - Hot-Dry | SCE ¦ Hot-Dry | SCE | All | Electric | Damper controlled VAV | Average Existing and Code | 0 | Conventional | HVAC | Com - Other | Com | RET Only | 0 | 1000 sqft2 of floor space | Rated-HP | 15 | DEER:HVAC_Split-Package_AC | 0 | 0 | 0 | California eTRM (https://www.caetrm.com/) | 0 | 2019 | 0 | 0 | 2019 | 0 | 0 | California eTRM (https://www.caetrm.com/) | HVAC Fan VFD - Hot-Dry ¦ SCE ¦ Hot-Dry | HVAC Fan VFD - Hot-Dry | 0.031297 | 1 | 0.50609 | CBSA 2014 | 0 | 2012 | 0.6 | SWHC018-03
COM-HVAC-79.56 | Com ¦ HVAC Fan with no VFD - Hot-Dry ¦ SCE ¦ Hot-Dry | Com ¦ HVAC Fan with no VFD - Hot-Dry | SCE ¦ Hot-Dry | SCE | All | Electric | Damper controlled VAV | Average Existing and Code | 0 | Conventional | HVAC | Com - Refrig. Warehouse | Com | RET Only | 0 | 1000 sqft2 of floor space | Rated-HP | 15 | DEER:HVAC_Split-Package_AC | 0 | 0 | 0 | California eTRM (https://www.caetrm.com/) | 0 | 2019 | 0 | 0 | 2019 | 0 | 0 | California eTRM (https://www.caetrm.com/) | HVAC Fan VFD - Hot-Dry ¦ SCE ¦ Hot-Dry | HVAC Fan VFD - Hot-Dry | 0.0055537 | 1 | 0.50609 | CBSA 2014 | 0 | 2012 | 0.6 | SWHC018-03
COM-HVAC-79.57 | Com ¦ HVAC Fan with no VFD - Hot-Dry ¦ SCE ¦ Hot-Dry | Com ¦ HVAC Fan with no VFD - Hot-Dry | SCE ¦ Hot-Dry | SCE | All | Electric | Damper controlled VAV | Average Existing and Code | 0 | Conventional | HVAC | Com - Restaurant | Com | RET Only | 0 | 1000 sqft2 of floor space | Rated-HP | 15 | DEER:HVAC_Split-Package_AC | 0 | 0 | 0 | California eTRM (https://www.caetrm.com/) | 0 | 2019 | 0 | 0 | 2019 | 0 | 0 | California eTRM (https://www.caetrm.com/) | HVAC Fan VFD - Hot-Dry ¦ SCE ¦ Hot-Dry | HVAC Fan VFD - Hot-Dry | 0.0024721 | 1 | 0.50609 | CBSA 2014 | 0 | 2012 | 0.6 | SWHC018-03
COM-HVAC-79.58 | Com ¦ HVAC Fan with no VFD - Hot-Dry ¦ SCE ¦ Hot-Dry | Com ¦ HVAC Fan with no VFD - Hot-Dry | SCE ¦ Hot-Dry | SCE | All | Electric | Damper controlled VAV | Average Existing and Code | 0 | Conventional | HVAC | Com - Retail | Com | RET Only | 0 | 1000 sqft2 of floor space | Rated-HP | 15 | DEER:HVAC_Split-Package_AC | 1360 | 0.277 | -1.16 | California eTRM (https://www.caetrm.com/) | 0 | 2019 | 0 | 0 | 2019 | 0 | 0 | California eTRM (https://www.caetrm.com/) | HVAC Fan VFD - Hot-Dry ¦ SCE ¦ Hot-Dry | HVAC Fan VFD - Hot-Dry | 0.0037584 | 1 | 0.50609 | CBSA 2014 | 43.1317 | 2012 | 0.6 | SWHC018-03
COM-HVAC-79.59 | Com ¦ HVAC Fan with no VFD - Hot-Dry ¦ SCE ¦ Hot-Dry | Com ¦ HVAC Fan with no VFD - Hot-Dry | SCE ¦ Hot-Dry | SCE | All | Electric | Damper controlled VAV | Average Existing and Code | 0 | Conventional | HVAC | Com - School | Com | RET Only | 0 | 1000 sqft2 of floor space | Rated-HP | 15 | DEER:HVAC_Split-Package_AC | 1210 | 0.203 | -1.91 | California eTRM (https://www.caetrm.com/) | 0 | 2019 | 0 | 0 | 2019 | 0 | 0 | California eTRM (https://www.caetrm.com/) | HVAC Fan VFD - Hot-Dry ¦ SCE ¦ Hot-Dry | HVAC Fan VFD - Hot-Dry | 0.097588 | 1 | 0.50609 | CBSA 2014 | -64.8668 | 2012 | 0.6 | SWHC018-03
COM-HVAC-79.60 | Com ¦ HVAC Fan with no VFD - Hot-Dry ¦ SCE ¦ Hot-Dry | Com ¦ HVAC Fan with no VFD - Hot-Dry | SCE ¦ Hot-Dry | SCE | All | Electric | Damper controlled VAV | Average Existing and Code | 0 | Conventional | HVAC | Com - Warehouse | Com | RET Only | 0 | 1000 sqft2 of floor space | Rated-HP | 15 | DEER:HVAC_Split-Package_AC | 0 | 0 | 0 | California eTRM (https://www.caetrm.com/) | 0 | 2019 | 0 | 0 | 2019 | 0 | 0 | California eTRM (https://www.caetrm.com/) | HVAC Fan VFD - Hot-Dry ¦ SCE ¦ Hot-Dry | HVAC Fan VFD - Hot-Dry | 0.0055537 | 1 | 0.50609 | CBSA 2014 | 0 | 2012 | 0.6 | SWHC018-03
COM-HVAC-79.61 | Com ¦ HVAC Fan with no VFD - Cold ¦ SCE ¦ Cold | Com ¦ HVAC Fan with no VFD - Cold | SCE ¦ Cold | SCE | All | Electric | Damper controlled VAV | Average Existing and Code | 0 | Conventional | HVAC | Com - College | Com | RET Only | 0 | 1000 sqft2 of floor space | Rated-HP | 15 | DEER:HVAC_Split-Package_AC | 1214.3483 | 0.19617 | -13.7513 | California eTRM (https://www.caetrm.com/) | 0 | 2019 | 0 | 0 | 2019 | 0 | 0 | California eTRM (https://www.caetrm.com/) | HVAC Fan VFD - Cold ¦ SCE ¦ Cold | HVAC Fan VFD - Cold | 0.097588 | 1 | 0.50609 | CBSA 2014 | -33.3381 | 2012 | 0.6 | SWHC018-03
COM-HVAC-79.62 | Com ¦ HVAC Fan with no VFD - Cold ¦ SCE ¦ Cold | Com ¦ HVAC Fan with no VFD - Cold | SCE ¦ Cold | SCE | All | Electric | Damper controlled VAV | Average Existing and Code | 0 | Conventional | HVAC | Com - Grocery | Com | RET Only | 0 | 1000 sqft2 of floor space | Rated-HP | 15 | DEER:HVAC_Split-Package_AC | 1570 | 0.219 | -59.7 | California eTRM (https://www.caetrm.com/) | 0 | 2019 | 0 | 0 | 2019 | 0 | 0 | California eTRM (https://www.caetrm.com/) | HVAC Fan VFD - Cold ¦ SCE ¦ Cold | HVAC Fan VFD - Cold | 0.0011938 | 1 | 0.50609 | CBSA 2014 | 91.0507 | 2012 | 0.6 | SWHC018-03
COM-HVAC-79.63 | Com ¦ HVAC Fan with no VFD - Cold ¦ SCE ¦ Cold | Com ¦ HVAC Fan with no VFD - Cold | SCE ¦ Cold | SCE | All | Electric | Damper controlled VAV | Average Existing and Code | 0 | Conventional | HVAC | Com - Health | Com | RET Only | 0 | 1000 sqft2 of floor space | Rated-HP | 15 | DEER:HVAC_Split-Package_AC | 1718.273 | 0.25999 | -24.0813 | California eTRM (https://www.caetrm.com/) | 0 | 2019 | 0 | 0 | 2019 | 0 | 0 | California eTRM (https://www.caetrm.com/) | HVAC Fan VFD - Cold ¦ SCE ¦ Cold | HVAC Fan VFD - Cold | 0.09389 | 1 | 0.50609 | CBSA 2014 | 31.3976 | 2012 | 0.6 | SWHC018-03
COM-HVAC-79.64 | Com ¦ HVAC Fan with no VFD - Cold ¦ SCE ¦ Cold | Com ¦ HVAC Fan with no VFD - Cold | SCE ¦ Cold | SCE | All | Electric | Damper controlled VAV | Average Existing and Code | 0 | Conventional | HVAC | Com - Lodging | Com | RET Only | 0 | 1000 sqft2 of floor space | Rated-HP | 15 | DEER:HVAC_Split-Package_AC | 1430 | 0.125 | -26.7 | California eTRM (https://www.caetrm.com/) | 0 | 2019 | 0 | 0 | 2019 | 0 | 0 | California eTRM (https://www.caetrm.com/) | HVAC Fan VFD - Cold ¦ SCE ¦ Cold | HVAC Fan VFD - Cold | 0.026398 | 1 | 0.50609 | CBSA 2014 | 124.752 | 2012 | 0.6 | SWHC018-03
COM-HVAC-79.65 | Com ¦ HVAC Fan with no VFD - Cold ¦ SCE ¦ Cold | Com ¦ HVAC Fan with no VFD - Cold | SCE ¦ Cold | SCE | All | Electric | Damper controlled VAV | Average Existing and Code | 0 | Conventional | HVAC | Com - Office (Large) | Com | RET Only | 0 | 1000 sqft2 of floor space | Rated-HP | 15 | DEER:HVAC_Split-Package_AC | 880 | 0.157 | -5.26 | California eTRM (https://www.caetrm.com/) | 0 | 2019 | 0 | 0 | 2019 | 0 | 0 | California eTRM (https://www.caetrm.com/) | HVAC Fan VFD - Cold ¦ SCE ¦ Cold | HVAC Fan VFD - Cold | 0.19641 | 1 | 0.50609 | CBSA 2014 | 4.4204 | 2012 | 0.6 | SWHC018-03
COM-HVAC-79.66 | Com ¦ HVAC Fan with no VFD - Cold ¦ SCE ¦ Cold | Com ¦ HVAC Fan with no VFD - Cold | SCE ¦ Cold | SCE | All | Electric | Damper controlled VAV | Average Existing and Code | 0 | Conventional | HVAC | Com - Office (Small) | Com | RET Only | 0 | 1000 sqft2 of floor space | Rated-HP | 15 | DEER:HVAC_Split-Package_AC | 0 | 0 | 0 | California eTRM (https://www.caetrm.com/) | 0 | 2019 | 0 | 0 | 2019 | 0 | 0 | California eTRM (https://www.caetrm.com/) | HVAC Fan VFD - Cold ¦ SCE ¦ Cold | HVAC Fan VFD - Cold | 0.041357 | 1 | 0.50609 | CBSA 2014 | 0 | 2012 | 0.6 | SWHC018-03
COM-HVAC-79.67 | Com ¦ HVAC Fan with no VFD - Cold ¦ SCE ¦ Cold | Com ¦ HVAC Fan with no VFD - Cold | SCE ¦ Cold | SCE | All | Electric | Damper controlled VAV | Average Existing and Code | 0 | Conventional | HVAC | Com - Other | Com | RET Only | 0 | 1000 sqft2 of floor space | Rated-HP | 15 | DEER:HVAC_Split-Package_AC | 0 | 0 | 0 | California eTRM (https://www.caetrm.com/) | 0 | 2019 | 0 | 0 | 2019 | 0 | 0 | California eTRM (https://www.caetrm.com/) | HVAC Fan VFD - Cold ¦ SCE ¦ Cold | HVAC Fan VFD - Cold | 0.031297 | 1 | 0.50609 | CBSA 2014 | 0 | 2012 | 0.6 | SWHC018-03
COM-HVAC-79.68 | Com ¦ HVAC Fan with no VFD - Cold ¦ SCE ¦ Cold | Com ¦ HVAC Fan with no VFD - Cold | SCE ¦ Cold | SCE | All | Electric | Damper controlled VAV | Average Existing and Code | 0 | Conventional | HVAC | Com - Refrig. Warehouse | Com | RET Only | 0 | 1000 sqft2 of floor space | Rated-HP | 15 | DEER:HVAC_Split-Package_AC | 0 | 0 | 0 | California eTRM (https://www.caetrm.com/) | 0 | 2019 | 0 | 0 | 2019 | 0 | 0 | California eTRM (https://www.caetrm.com/) | HVAC Fan VFD - Cold ¦ SCE ¦ Cold | HVAC Fan VFD - Cold | 0.0055537 | 1 | 0.50609 | CBSA 2014 | 0 | 2012 | 0.6 | SWHC018-03
COM-HVAC-79.69 | Com ¦ HVAC Fan with no VFD - Cold ¦ SCE ¦ Cold | Com ¦ HVAC Fan with no VFD - Cold | SCE ¦ Cold | SCE | All | Electric | Damper controlled VAV | Average Existing and Code | 0 | Conventional | HVAC | Com - Restaurant | Com | RET Only | 0 | 1000 sqft2 of floor space | Rated-HP | 15 | DEER:HVAC_Split-Package_AC | 0 | 0 | 0 | California eTRM (https://www.caetrm.com/) | 0 | 2019 | 0 | 0 | 2019 | 0 | 0 | California eTRM (https://www.caetrm.com/) | HVAC Fan VFD - Cold ¦ SCE ¦ Cold | HVAC Fan VFD - Cold | 0.0024721 | 1 | 0.50609 | CBSA 2014 | 0 | 2012 | 0.6 | SWHC018-03
COM-HVAC-79.70 | Com ¦ HVAC Fan with no VFD - Cold ¦ SCE ¦ Cold | Com ¦ HVAC Fan with no VFD - Cold | SCE ¦ Cold | SCE | All | Electric | Damper controlled VAV | Average Existing and Code | 0 | Conventional | HVAC | Com - Retail | Com | RET Only | 0 | 1000 sqft2 of floor space | Rated-HP | 15 | DEER:HVAC_Split-Package_AC | 1140 | 0.227 | -13.5 | California eTRM (https://www.caetrm.com/) | 0 | 2019 | 0 | 0 | 2019 | 0 | 0 | California eTRM (https://www.caetrm.com/) | HVAC Fan VFD - Cold ¦ SCE ¦ Cold | HVAC Fan VFD - Cold | 0.0037584 | 1 | 0.50609 | CBSA 2014 | 1916.5111 | 2012 | 0.6 | SWHC018-03
COM-HVAC-79.71 | Com ¦ HVAC Fan with no VFD - Cold ¦ SCE ¦ Cold | Com ¦ HVAC Fan with no VFD - Cold | SCE ¦ Cold | SCE | All | Electric | Damper controlled VAV | Average Existing and Code | 0 | Conventional | HVAC | Com - School | Com | RET Only | 0 | 1000 sqft2 of floor space | Rated-HP | 15 | DEER:HVAC_Split-Package_AC | 1080 | 0.195 | -12.7 | California eTRM (https://www.caetrm.com/) | 0 | 2019 | 0 | 0 | 2019 | 0 | 0 | California eTRM (https://www.caetrm.com/) | HVAC Fan VFD - Cold ¦ SCE ¦ Cold | HVAC Fan VFD - Cold | 0.097588 | 1 | 0.50609 | CBSA 2014 | -48.6902 | 2012 | 0.6 | SWHC018-03
COM-HVAC-79.72 | Com ¦ HVAC Fan with no VFD - Cold ¦ SCE ¦ Cold | Com ¦ HVAC Fan with no VFD - Cold | SCE ¦ Cold | SCE | All | Electric | Damper controlled VAV | Average Existing and Code | 0 | Conventional | HVAC | Com - Warehouse | Com | RET Only | 0 | 1000 sqft2 of floor space | Rated-HP | 15 | DEER:HVAC_Split-Package_AC | 0 | 0 | 0 | California eTRM (https://www.caetrm.com/) | 0 | 2019 | 0 | 0 | 2019 | 0 | 0 | California eTRM (https://www.caetrm.com/) | HVAC Fan VFD - Cold ¦ SCE ¦ Cold | HVAC Fan VFD - Cold | 0.0055537 | 1 | 0.50609 | CBSA 2014 | 0 | 2012 | 0.6 | SWHC018-03
COM-HVAC-79.73 | Com ¦ HVAC Fan with no VFD - Marine ¦ SDG&E ¦ Marine | Com ¦ HVAC Fan with no VFD - Marine | SDG&E ¦ Marine | SDG&E | All | Electric | Damper controlled VAV | Average Existing and Code | 0 | Conventional | HVAC | Com - College | Com | RET Only | 0 | 1000 sqft2 of floor space | Rated-HP | 15 | DEER:HVAC_Split-Package_AC | 1299.2179 | 0.28663 | -1.2887 | California eTRM (https://www.caetrm.com/) | 0 | 2019 | 0 | 0 | 2019 | 0 | 0 | California eTRM (https://www.caetrm.com/) | HVAC Fan VFD - Marine ¦ SDG&E ¦ Marine | HVAC Fan VFD - Marine | 0.097588 | 1 | 0.50609 | CBSA 2014 | -43.4165 | 2012 | 0.6 | SWHC018-03
COM-HVAC-79.74 | Com ¦ HVAC Fan with no VFD - Marine ¦ SDG&E ¦ Marine | Com ¦ HVAC Fan with no VFD - Marine | SDG&E ¦ Marine | SDG&E | All | Electric | Damper controlled VAV | Average Existing and Code | 0 | Conventional | HVAC | Com - Grocery | Com | RET Only | 0 | 1000 sqft2 of floor space | Rated-HP | 15 | DEER:HVAC_Split-Package_AC | 1670 | 0.216 | -54.9 | California eTRM (https://www.caetrm.com/) | 0 | 2019 | 0 | 0 | 2019 | 0 | 0 | California eTRM (https://www.caetrm.com/) | HVAC Fan VFD - Marine ¦ SDG&E ¦ Marine | HVAC Fan VFD - Marine | 0.0011938 | 1 | 0.50609 | CBSA 2014 | 78.7562 | 2012 | 0.6 | SWHC018-03
COM-HVAC-79.75 | Com ¦ HVAC Fan with no VFD - Marine ¦ SDG&E ¦ Marine | Com ¦ HVAC Fan with no VFD - Marine | SDG&E ¦ Marine | SDG&E | All | Electric | Damper controlled VAV | Average Existing and Code | 0 | Conventional | HVAC | Com - Health | Com | RET Only | 0 | 1000 sqft2 of floor space | Rated-HP | 15 | DEER:HVAC_Split-Package_AC | 2087.4811 | 0.27071 | -2.4022 | California eTRM (https://www.caetrm.com/) | 0 | 2019 | 0 | 0 | 2019 | 0 | 0 | California eTRM (https://www.caetrm.com/) | HVAC Fan VFD - Marine ¦ SDG&E ¦ Marine | HVAC Fan VFD - Marine | 0.09389 | 1 | 0.50609 | CBSA 2014 | -25.2674 | 2012 | 0.6 | SWHC018-03
COM-HVAC-79.76 | Com ¦ HVAC Fan with no VFD - Marine ¦ SDG&E ¦ Marine | Com ¦ HVAC Fan with no VFD - Marine | SDG&E ¦ Marine | SDG&E | All | Electric | Damper controlled VAV | Average Existing and Code | 0 | Conventional | HVAC | Com - Lodging | Com | RET Only | 0 | 1000 sqft2 of floor space | Rated-HP | 15 | DEER:HVAC_Split-Package_AC | 1880 | 0.227 | -6.63 | California eTRM (https://www.caetrm.com/) | 0 | 2019 | 0 | 0 | 2019 | 0 | 0 | California eTRM (https://www.caetrm.com/) | HVAC Fan VFD - Marine ¦ SDG&E ¦ Marine | HVAC Fan VFD - Marine | 0.026398 | 1 | 0.50609 | CBSA 2014 | -52.836 | 2012 | 0.6 | SWHC018-03
COM-HVAC-79.77 | Com ¦ HVAC Fan with no VFD - Marine ¦ SDG&E ¦ Marine | Com ¦ HVAC Fan with no VFD - Marine | SDG&E ¦ Marine | SDG&E | All | Electric | Damper controlled VAV | Average Existing and Code | 0 | Conventional | HVAC | Com - Office (Large) | Com | RET Only | 0 | 1000 sqft2 of floor space | Rated-HP | 15 | DEER:HVAC_Split-Package_AC | 1010 | 0.134 | -0.00343 | California eTRM (https://www.caetrm.com/) | 0 | 2019 | 0 | 0 | 2019 | 0 | 0 | California eTRM (https://www.caetrm.com/) | HVAC Fan VFD - Marine ¦ SDG&E ¦ Marine | HVAC Fan VFD - Marine | 0.19641 | 1 | 0.50609 | CBSA 2014 | -15.8039 | 2012 | 0.6 | SWHC018-03
COM-HVAC-79.78 | Com ¦ HVAC Fan with no VFD - Marine ¦ SDG&E ¦ Marine | Com ¦ HVAC Fan with no VFD - Marine | SDG&E ¦ Marine | SDG&E | All | Electric | Damper controlled VAV | Average Existing and Code | 0 | Conventional | HVAC | Com - Office (Small) | Com | RET Only | 0 | 1000 sqft2 of floor space | Rated-HP | 15 | DEER:HVAC_Split-Package_AC | 0 | 0 | 0 | California eTRM (https://www.caetrm.com/) | 0 | 2019 | 0 | 0 | 2019 | 0 | 0 | California eTRM (https://www.caetrm.com/) | HVAC Fan VFD - Marine ¦ SDG&E ¦ Marine | HVAC Fan VFD - Marine | 0.041357 | 1 | 0.50609 | CBSA 2014 | 0 | 2012 | 0.6 | SWHC018-03
COM-HVAC-79.79 | Com ¦ HVAC Fan with no VFD - Marine ¦ SDG&E ¦ Marine | Com ¦ HVAC Fan with no VFD - Marine | SDG&E ¦ Marine | SDG&E | All | Electric | Damper controlled VAV | Average Existing and Code | 0 | Conventional | HVAC | Com - Other | Com | RET Only | 0 | 1000 sqft2 of floor space | Rated-HP | 15 | DEER:HVAC_Split-Package_AC | 0 | 0 | 0 | California eTRM (https://www.caetrm.com/) | 0 | 2019 | 0 | 0 | 2019 | 0 | 0 | California eTRM (https://www.caetrm.com/) | HVAC Fan VFD - Marine ¦ SDG&E ¦ Marine | HVAC Fan VFD - Marine | 0.031297 | 1 | 0.50609 | CBSA 2014 | 0 | 2012 | 0.6 | SWHC018-03
COM-HVAC-79.80 | Com ¦ HVAC Fan with no VFD - Marine ¦ SDG&E ¦ Marine | Com ¦ HVAC Fan with no VFD - Marine | SDG&E ¦ Marine | SDG&E | All | Electric | Damper controlled VAV | Average Existing and Code | 0 | Conventional | HVAC | Com - Refrig. Warehouse | Com | RET Only | 0 | 1000 sqft2 of floor space | Rated-HP | 15 | DEER:HVAC_Split-Package_AC | 0 | 0 | 0 | California eTRM (https://www.caetrm.com/) | 0 | 2019 | 0 | 0 | 2019 | 0 | 0 | California eTRM (https://www.caetrm.com/) | HVAC Fan VFD - Marine ¦ SDG&E ¦ Marine | HVAC Fan VFD - Marine | 0.0055537 | 1 | 0.50609 | CBSA 2014 | 0 | 2012 | 0.6 | SWHC018-03
COM-HVAC-79.81 | Com ¦ HVAC Fan with no VFD - Marine ¦ SDG&E ¦ Marine | Com ¦ HVAC Fan with no VFD - Marine | SDG&E ¦ Marine | SDG&E | All | Electric | Damper controlled VAV | Average Existing and Code | 0 | Conventional | HVAC | Com - Restaurant | Com | RET Only | 0 | 1000 sqft2 of floor space | Rated-HP | 15 | DEER:HVAC_Split-Package_AC | 0 | 0 | 0 | California eTRM (https://www.caetrm.com/) | 0 | 2019 | 0 | 0 | 2019 | 0 | 0 | California eTRM (https://www.caetrm.com/) | HVAC Fan VFD - Marine ¦ SDG&E ¦ Marine | HVAC Fan VFD - Marine | 0.0024721 | 1 | 0.50609 | CBSA 2014 | 0 | 2012 | 0.6 | SWHC018-03
COM-HVAC-79.82 | Com ¦ HVAC Fan with no VFD - Marine ¦ SDG&E ¦ Marine | Com ¦ HVAC Fan with no VFD - Marine | SDG&E ¦ Marine | SDG&E | All | Electric | Damper controlled VAV | Average Existing and Code | 0 | Conventional | HVAC | Com - Retail | Com | RET Only | 0 | 1000 sqft2 of floor space | Rated-HP | 15 | DEER:HVAC_Split-Package_AC | 1400 | 0.25 | -0.747 | California eTRM (https://www.caetrm.com/) | 0 | 2019 | 0 | 0 | 2019 | 0 | 0 | California eTRM (https://www.caetrm.com/) | HVAC Fan VFD - Marine ¦ SDG&E ¦ Marine | HVAC Fan VFD - Marine | 0.0037584 | 1 | 0.50609 | CBSA 2014 | -22.7106 | 2012 | 0.6 | SWHC018-03
COM-HVAC-79.83 | Com ¦ HVAC Fan with no VFD - Marine ¦ SDG&E ¦ Marine | Com ¦ HVAC Fan with no VFD - Marine | SDG&E ¦ Marine | SDG&E | All | Electric | Damper controlled VAV | Average Existing and Code | 0 | Conventional | HVAC | Com - School | Com | RET Only | 0 | 1000 sqft2 of floor space | Rated-HP | 15 | DEER:HVAC_Split-Package_AC | 1150 | 0.222 | -1.56 | California eTRM (https://www.caetrm.com/) | 0 | 2019 | 0 | 0 | 2019 | 0 | 0 | California eTRM (https://www.caetrm.com/) | HVAC Fan VFD - Marine ¦ SDG&E ¦ Marine | HVAC Fan VFD - Marine | 0.097588 | 1 | 0.50609 | CBSA 2014 | -61.864 | 2012 | 0.6 | SWHC018-03
COM-HVAC-79.84 | Com ¦ HVAC Fan with no VFD - Marine ¦ SDG&E ¦ Marine | Com ¦ HVAC Fan with no VFD - Marine | SDG&E ¦ Marine | SDG&E | All | Electric | Damper controlled VAV | Average Existing and Code | 0 | Conventional | HVAC | Com - Warehouse | Com | RET Only | 0 | 1000 sqft2 of floor space | Rated-HP | 15 | DEER:HVAC_Split-Package_AC | 0 | 0 | 0 | California eTRM (https://www.caetrm.com/) | 0 | 2019 | 0 | 0 | 2019 | 0 | 0 | California eTRM (https://www.caetrm.com/) | HVAC Fan VFD - Marine ¦ SDG&E ¦ Marine | HVAC Fan VFD - Marine | 0.0055537 | 1 | 0.50609 | CBSA 2014 | 0 | 2012 | 0.6 | SWHC018-03
COM-HVAC-79.85 | Com ¦ HVAC Fan with no VFD - Hot-Dry ¦ SDG&E ¦ Hot-Dry | Com ¦ HVAC Fan with no VFD - Hot-Dry | SDG&E ¦ Hot-Dry | SDG&E | All | Electric | Damper controlled VAV | Average Existing and Code | 0 | Conventional | HVAC | Com - College | Com | RET Only | 0 | 1000 sqft2 of floor space | Rated-HP | 15 | DEER:HVAC_Split-Package_AC | 1266.7831 | 0.2977 | -0.81492 | California eTRM (https://www.caetrm.com/) | 0 | 2019 | 0 | 0 | 2019 | 0 | 0 | California eTRM (https://www.caetrm.com/) | HVAC Fan VFD - Hot-Dry ¦ SDG&E ¦ Hot-Dry | HVAC Fan VFD - Hot-Dry | 0.097588 | 1 | 0.50609 | CBSA 2014 | -42.5875 | 2012 | 0.6 | SWHC018-03
COM-HVAC-79.86 | Com ¦ HVAC Fan with no VFD - Hot-Dry ¦ SDG&E ¦ Hot-Dry | Com ¦ HVAC Fan with no VFD - Hot-Dry | SDG&E ¦ Hot-Dry | SDG&E | All | Electric | Damper controlled VAV | Average Existing and Code | 0 | Conventional | HVAC | Com - Grocery | Com | RET Only | 0 | 1000 sqft2 of floor space | Rated-HP | 15 | DEER:HVAC_Split-Package_AC | 1640 | 0.211 | -55.9 | California eTRM (https://www.caetrm.com/) | 0 | 2019 | 0 | 0 | 2019 | 0 | 0 | California eTRM (https://www.caetrm.com/) | HVAC Fan VFD - Hot-Dry ¦ SDG&E ¦ Hot-Dry | HVAC Fan VFD - Hot-Dry | 0.0011938 | 1 | 0.50609 | CBSA 2014 | 81.5191 | 2012 | 0.6 | SWHC018-03
COM-HVAC-79.87 | Com ¦ HVAC Fan with no VFD - Hot-Dry ¦ SDG&E ¦ Hot-Dry | Com ¦ HVAC Fan with no VFD - Hot-Dry | SDG&E ¦ Hot-Dry | SDG&E | All | Electric | Damper controlled VAV | Average Existing and Code | 0 | Conventional | HVAC | Com - Health | Com | RET Only | 0 | 1000 sqft2 of floor space | Rated-HP | 15 | DEER:HVAC_Split-Package_AC | 2031.0784 | 0.28627 | -1.1069 | California eTRM (https://www.caetrm.com/) | 0 | 2019 | 0 | 0 | 2019 | 0 | 0 | California eTRM (https://www.caetrm.com/) | HVAC Fan VFD - Hot-Dry ¦ SDG&E ¦ Hot-Dry | HVAC Fan VFD - Hot-Dry | 0.09389 | 1 | 0.50609 | CBSA 2014 | -27.4901 | 2012 | 0.6 | SWHC018-03
COM-HVAC-79.88 | Com ¦ HVAC Fan with no VFD - Hot-Dry ¦ SDG&E ¦ Hot-Dry | Com ¦ HVAC Fan with no VFD - Hot-Dry | SDG&E ¦ Hot-Dry | SDG&E | All | Electric | Damper controlled VAV | Average Existing and Code | 0 | Conventional | HVAC | Com - Lodging | Com | RET Only | 0 | 1000 sqft2 of floor space | Rated-HP | 15 | DEER:HVAC_Split-Package_AC | 1780 | 0.24 | -4.83 | California eTRM (https://www.caetrm.com/) | 0 | 2019 | 0 | 0 | 2019 | 0 | 0 | California eTRM (https://www.caetrm.com/) | HVAC Fan VFD - Hot-Dry ¦ SDG&E ¦ Hot-Dry | HVAC Fan VFD - Hot-Dry | 0.026398 | 1 | 0.50609 | CBSA 2014 | -61.0487 | 2012 | 0.6 | SWHC018-03
COM-HVAC-79.89 | Com ¦ HVAC Fan with no VFD - Hot-Dry ¦ SDG&E ¦ Hot-Dry | Com ¦ HVAC Fan with no VFD - Hot-Dry | SDG&E ¦ Hot-Dry | SDG&E | All | Electric | Damper controlled VAV | Average Existing and Code | 0 | Conventional | HVAC | Com - Office (Large) | Com | RET Only | 0 | 1000 sqft2 of floor space | Rated-HP | 15 | DEER:HVAC_Split-Package_AC | 988 | 0.104 | 0.0126 | California eTRM (https://www.caetrm.com/) | 0 | 2019 | 0 | 0 | 2019 | 0 | 0 | California eTRM (https://www.caetrm.com/) | HVAC Fan VFD - Hot-Dry ¦ SDG&E ¦ Hot-Dry | HVAC Fan VFD - Hot-Dry | 0.19641 | 1 | 0.50609 | CBSA 2014 | -15.5149 | 2012 | 0.6 | SWHC018-03
COM-HVAC-79.90 | Com ¦ HVAC Fan with no VFD - Hot-Dry ¦ SDG&E ¦ Hot-Dry | Com ¦ HVAC Fan with no VFD - Hot-Dry | SDG&E ¦ Hot-Dry | SDG&E | All | Electric | Damper controlled VAV | Average Existing and Code | 0 | Conventional | HVAC | Com - Office (Small) | Com | RET Only | 0 | 1000 sqft2 of floor space | Rated-HP | 15 | DEER:HVAC_Split-Package_AC | 0 | 0 | 0 | California eTRM (https://www.caetrm.com/) | 0 | 2019 | 0 | 0 | 2019 | 0 | 0 | California eTRM (https://www.caetrm.com/) | HVAC Fan VFD - Hot-Dry ¦ SDG&E ¦ Hot-Dry | HVAC Fan VFD - Hot-Dry | 0.041357 | 1 | 0.50609 | CBSA 2014 | 0 | 2012 | 0.6 | SWHC018-03
COM-HVAC-79.91 | Com ¦ HVAC Fan with no VFD - Hot-Dry ¦ SDG&E ¦ Hot-Dry | Com ¦ HVAC Fan with no VFD - Hot-Dry | SDG&E ¦ Hot-Dry | SDG&E | All | Electric | Damper controlled VAV | Average Existing and Code | 0 | Conventional | HVAC | Com - Other | Com | RET Only | 0 | 1000 sqft2 of floor space | Rated-HP | 15 | DEER:HVAC_Split-Package_AC | 0 | 0 | 0 | California eTRM (https://www.caetrm.com/) | 0 | 2019 | 0 | 0 | 2019 | 0 | 0 | California eTRM (https://www.caetrm.com/) | HVAC Fan VFD - Hot-Dry ¦ SDG&E ¦ Hot-Dry | HVAC Fan VFD - Hot-Dry | 0.031297 | 1 | 0.50609 | CBSA 2014 | 0 | 2012 | 0.6 | SWHC018-03
COM-HVAC-79.92 | Com ¦ HVAC Fan with no VFD - Hot-Dry ¦ SDG&E ¦ Hot-Dry | Com ¦ HVAC Fan with no VFD - Hot-Dry | SDG&E ¦ Hot-Dry | SDG&E | All | Electric | Damper controlled VAV | Average Existing and Code | 0 | Conventional | HVAC | Com - Refrig. Warehouse | Com | RET Only | 0 | 1000 sqft2 of floor space | Rated-HP | 15 | DEER:HVAC_Split-Package_AC | 0 | 0 | 0 | California eTRM (https://www.caetrm.com/) | 0 | 2019 | 0 | 0 | 2019 | 0 | 0 | California eTRM (https://www.caetrm.com/) | HVAC Fan VFD - Hot-Dry ¦ SDG&E ¦ Hot-Dry | HVAC Fan VFD - Hot-Dry | 0.0055537 | 1 | 0.50609 | CBSA 2014 | 0 | 2012 | 0.6 | SWHC018-03
COM-HVAC-79.93 | Com ¦ HVAC Fan with no VFD - Hot-Dry ¦ SDG&E ¦ Hot-Dry | Com ¦ HVAC Fan with no VFD - Hot-Dry | SDG&E ¦ Hot-Dry | SDG&E | All | Electric | Damper controlled VAV | Average Existing and Code | 0 | Conventional | HVAC | Com - Restaurant | Com | RET Only | 0 | 1000 sqft2 of floor space | Rated-HP | 15 | DEER:HVAC_Split-Package_AC | 0 | 0 | 0 | California eTRM (https://www.caetrm.com/) | 0 | 2019 | 0 | 0 | 2019 | 0 | 0 | California eTRM (https://www.caetrm.com/) | HVAC Fan VFD - Hot-Dry ¦ SDG&E ¦ Hot-Dry | HVAC Fan VFD - Hot-Dry | 0.0024721 | 1 | 0.50609 | CBSA 2014 | 0 | 2012 | 0.6 | SWHC018-03
COM-HVAC-79.94 | Com ¦ HVAC Fan with no VFD - Hot-Dry ¦ SDG&E ¦ Hot-Dry | Com ¦ HVAC Fan with no VFD - Hot-Dry | SDG&E ¦ Hot-Dry | SDG&E | All | Electric | Damper controlled VAV | Average Existing and Code | 0 | Conventional | HVAC | Com - Retail | Com | RET Only | 0 | 1000 sqft2 of floor space | Rated-HP | 15 | DEER:HVAC_Split-Package_AC | 1390 | 0.256 | -0.518 | California eTRM (https://www.caetrm.com/) | 0 | 2019 | 0 | 0 | 2019 | 0 | 0 | California eTRM (https://www.caetrm.com/) | HVAC Fan VFD - Hot-Dry ¦ SDG&E ¦ Hot-Dry | HVAC Fan VFD - Hot-Dry | 0.0037584 | 1 | 0.50609 | CBSA 2014 | -56.1196 | 2012 | 0.6 | SWHC018-03
COM-HVAC-79.95 | Com ¦ HVAC Fan with no VFD - Hot-Dry ¦ SDG&E ¦ Hot-Dry | Com ¦ HVAC Fan with no VFD - Hot-Dry | SDG&E ¦ Hot-Dry | SDG&E | All | Electric | Damper controlled VAV | Average Existing and Code | 0 | Conventional | HVAC | Com - School | Com | RET Only | 0 | 1000 sqft2 of floor space | Rated-HP | 15 | DEER:HVAC_Split-Package_AC | 1140 | 0.191 | -1.14 | California eTRM (https://www.caetrm.com/) | 0 | 2019 | 0 | 0 | 2019 | 0 | 0 | California eTRM (https://www.caetrm.com/) | HVAC Fan VFD - Hot-Dry ¦ SDG&E ¦ Hot-Dry | HVAC Fan VFD - Hot-Dry | 0.097588 | 1 | 0.50609 | CBSA 2014 | -61.6664 | 2012 | 0.6 | SWHC018-03
COM-HVAC-79.96 | Com ¦ HVAC Fan with no VFD - Hot-Dry ¦ SDG&E ¦ Hot-Dry | Com ¦ HVAC Fan with no VFD - Hot-Dry | SDG&E ¦ Hot-Dry | SDG&E | All | Electric | Damper controlled VAV | Average Existing and Code | 0 | Conventional | HVAC | Com - Warehouse | Com | RET Only | 0 | 1000 sqft2 of floor space | Rated-HP | 15 | DEER:HVAC_Split-Package_AC | 0 | 0 | 0 | California eTRM (https://www.caetrm.com/) | 0 | 2019 | 0 | 0 | 2019 | 0 | 0 | California eTRM (https://www.caetrm.com/) | HVAC Fan VFD - Hot-Dry ¦ SDG&E ¦ Hot-Dry | HVAC Fan VFD - Hot-Dry | 0.0055537 | 1 | 0.50609 | CBSA 2014 | 0 | 2012 | 0.6 | SWHC018-03
COM-HVAC-80.1 | Com ¦ HVAC Fan Variable Frequency Drive (VFD) - Marine ¦ PG&E ¦ Marine | Com ¦ HVAC Fan Variable Frequency Drive (VFD) - Marine | PG&E ¦ Marine | PG&E | All | Electric | VSD for HVAC Fan Controls | Efficient | 0 | Conventional | HVAC | Com - College | Com | RET Only | 0 | 1000 sqft2 of floor space | Rated-HP | 15 | DEER:HVAC_Split-Package_AC | 0 | 0 | 0 | California eTRM (https://www.caetrm.com/) | 156.23 | 2019 | 0 | 101.53 | 2019 | 0 | 0 | California eTRM (https://www.caetrm.com/) | HVAC Fan VFD - Marine ¦ PG&E ¦ Marine | HVAC Fan VFD - Marine | 0.097588 | 1 | 0.49391 | CBSA 2014 | 0 | 2032 | 0.6 | SWHC018-03
COM-HVAC-80.2 | Com ¦ HVAC Fan Variable Frequency Drive (VFD) - Marine ¦ PG&E ¦ Marine | Com ¦ HVAC Fan Variable Frequency Drive (VFD) - Marine | PG&E ¦ Marine | PG&E | All | Electric | VSD for HVAC Fan Controls | Efficient | 0 | Conventional | HVAC | Com - Grocery | Com | RET Only | 0 | 1000 sqft2 of floor space | Rated-HP | 15 | DEER:HVAC_Split-Package_AC | 0 | 0 | 0 | California eTRM (https://www.caetrm.com/) | 156.23 | 2019 | 0 | 101.53 | 2019 | 0 | 0 | California eTRM (https://www.caetrm.com/) | HVAC Fan VFD - Marine ¦ PG&E ¦ Marine | HVAC Fan VFD - Marine | 0.0011938 | 1 | 0.49391 | CBSA 2014 | 0 | 2032 | 0.6 | SWHC018-03
COM-HVAC-80.3 | Com ¦ HVAC Fan Variable Frequency Drive (VFD) - Marine ¦ PG&E ¦ Marine | Com ¦ HVAC Fan Variable Frequency Drive (VFD) - Marine | PG&E ¦ Marine | PG&E | All | Electric | VSD for HVAC Fan Controls | Efficient | 0 | Conventional | HVAC | Com - Health | Com | RET Only | 0 | 1000 sqft2 of floor space | Rated-HP | 15 | DEER:HVAC_Split-Package_AC | 0 | 0 | 0 | California eTRM (https://www.caetrm.com/) | 156.23 | 2019 | 0 | 101.53 | 2019 | 0 | 0 | California eTRM (https://www.caetrm.com/) | HVAC Fan VFD - Marine ¦ PG&E ¦ Marine | HVAC Fan VFD - Marine | 0.09389 | 1 | 0.49391 | CBSA 2014 | 0 | 2032 | 0.6 | SWHC018-03
COM-HVAC-80.4 | Com ¦ HVAC Fan Variable Frequency Drive (VFD) - Marine ¦ PG&E ¦ Marine | Com ¦ HVAC Fan Variable Frequency Drive (VFD) - Marine | PG&E ¦ Marine | PG&E | All | Electric | VSD for HVAC Fan Controls | Efficient | 0 | Conventional | HVAC | Com - Lodging | Com | RET Only | 0 | 1000 sqft2 of floor space | Rated-HP | 15 | DEER:HVAC_Split-Package_AC | 0 | 0 | 0 | California eTRM (https://www.caetrm.com/) | 156.23 | 2019 | 0 | 101.53 | 2019 | 0 | 0 | California eTRM (https://www.caetrm.com/) | HVAC Fan VFD - Marine ¦ PG&E ¦ Marine | HVAC Fan VFD - Marine | 0.026398 | 1 | 0.49391 | CBSA 2014 | 0 | 2032 | 0.6 | SWHC018-03
COM-HVAC-80.5 | Com ¦ HVAC Fan Variable Frequency Drive (VFD) - Marine ¦ PG&E ¦ Marine | Com ¦ HVAC Fan Variable Frequency Drive (VFD) - Marine | PG&E ¦ Marine | PG&E | All | Electric | VSD for HVAC Fan Controls | Efficient | 0 | Conventional | HVAC | Com - Office (Large) | Com | RET Only | 0 | 1000 sqft2 of floor space | Rated-HP | 15 | DEER:HVAC_Split-Package_AC | 0 | 0 | 0 | California eTRM (https://www.caetrm.com/) | 156.23 | 2019 | 0 | 101.53 | 2019 | 0 | 0 | California eTRM (https://www.caetrm.com/) | HVAC Fan VFD - Marine ¦ PG&E ¦ Marine | HVAC Fan VFD - Marine | 0.19641 | 1 | 0.49391 | CBSA 2014 | 0 | 2032 | 0.6 | SWHC018-03
COM-HVAC-80.6 | Com ¦ HVAC Fan Variable Frequency Drive (VFD) - Marine ¦ PG&E ¦ Marine | Com ¦ HVAC Fan Variable Frequency Drive (VFD) - Marine | PG&E ¦ Marine | PG&E | All | Electric | VSD for HVAC Fan Controls | Efficient | 0 | Conventional | HVAC | Com - Office (Small) | Com | RET Only | 0 | 1000 sqft2 of floor space | Rated-HP | 15 | DEER:HVAC_Split-Package_AC | 0 | 0 | 0 | California eTRM (https://www.caetrm.com/) | 156.23 | 2019 | 0 | 101.53 | 2019 | 0 | 0 | California eTRM (https://www.caetrm.com/) | HVAC Fan VFD - Marine ¦ PG&E ¦ Marine | HVAC Fan VFD - Marine | 0.041357 | 1 | 0.49391 | CBSA 2014 | 0 | 2032 | 0.6 | SWHC018-03
COM-HVAC-80.7 | Com ¦ HVAC Fan Variable Frequency Drive (VFD) - Marine ¦ PG&E ¦ Marine | Com ¦ HVAC Fan Variable Frequency Drive (VFD) - Marine | PG&E ¦ Marine | PG&E | All | Electric | VSD for HVAC Fan Controls | Efficient | 0 | Conventional | HVAC | Com - Other | Com | RET Only | 0 | 1000 sqft2 of floor space | Rated-HP | 15 | DEER:HVAC_Split-Package_AC | 0 | 0 | 0 | California eTRM (https://www.caetrm.com/) | 156.23 | 2019 | 0 | 101.53 | 2019 | 0 | 0 | California eTRM (https://www.caetrm.com/) | HVAC Fan VFD - Marine ¦ PG&E ¦ Marine | HVAC Fan VFD - Marine | 0.031297 | 1 | 0.49391 | CBSA 2014 | 0 | 2032 | 0.6 | SWHC018-03
COM-HVAC-80.8 | Com ¦ HVAC Fan Variable Frequency Drive (VFD) - Marine ¦ PG&E ¦ Marine | Com ¦ HVAC Fan Variable Frequency Drive (VFD) - Marine | PG&E ¦ Marine | PG&E | All | Electric | VSD for HVAC Fan Controls | Efficient | 0 | Conventional | HVAC | Com - Refrig. Warehouse | Com | RET Only | 0 | 1000 sqft2 of floor space | Rated-HP | 15 | DEER:HVAC_Split-Package_AC | 0 | 0 | 0 | California eTRM (https://www.caetrm.com/) | 156.23 | 2019 | 0 | 101.53 | 2019 | 0 | 0 | California eTRM (https://www.caetrm.com/) | HVAC Fan VFD - Marine ¦ PG&E ¦ Marine | HVAC Fan VFD - Marine | 0.0055537 | 1 | 0.49391 | CBSA 2014 | 0 | 2032 | 0.6 | SWHC018-03
COM-HVAC-80.9 | Com ¦ HVAC Fan Variable Frequency Drive (VFD) - Marine ¦ PG&E ¦ Marine | Com ¦ HVAC Fan Variable Frequency Drive (VFD) - Marine | PG&E ¦ Marine | PG&E | All | Electric | VSD for HVAC Fan Controls | Efficient | 0 | Conventional | HVAC | Com - Restaurant | Com | RET Only | 0 | 1000 sqft2 of floor space | Rated-HP | 15 | DEER:HVAC_Split-Package_AC | 0 | 0 | 0 | California eTRM (https://www.caetrm.com/) | 156.23 | 2019 | 0 | 101.53 | 2019 | 0 | 0 | California eTRM (https://www.caetrm.com/) | HVAC Fan VFD - Marine ¦ PG&E ¦ Marine | HVAC Fan VFD - Marine | 0.0024721 | 1 | 0.49391 | CBSA 2014 | 0 | 2032 | 0.6 | SWHC018-03
COM-HVAC-80.10 | Com ¦ HVAC Fan Variable Frequency Drive (VFD) - Marine ¦ PG&E ¦ Marine | Com ¦ HVAC Fan Variable Frequency Drive (VFD) - Marine | PG&E ¦ Marine | PG&E | All | Electric | VSD for HVAC Fan Controls | Efficient | 0 | Conventional | HVAC | Com - Retail | Com | RET Only | 0 | 1000 sqft2 of floor space | Rated-HP | 15 | DEER:HVAC_Split-Package_AC | 0 | 0 | 0 | California eTRM (https://www.caetrm.com/) | 156.23 | 2019 | 0 | 101.53 | 2019 | 0 | 0 | California eTRM (https://www.caetrm.com/) | HVAC Fan VFD - Marine ¦ PG&E ¦ Marine | HVAC Fan VFD - Marine | 0.0037584 | 1 | 0.49391 | CBSA 2014 | 0 | 2032 | 0.6 | SWHC018-03
COM-HVAC-80.11 | Com ¦ HVAC Fan Variable Frequency Drive (VFD) - Marine ¦ PG&E ¦ Marine | Com ¦ HVAC Fan Variable Frequency Drive (VFD) - Marine | PG&E ¦ Marine | PG&E | All | Electric | VSD for HVAC Fan Controls | Efficient | 0 | Conventional | HVAC | Com - School | Com | RET Only | 0 | 1000 sqft2 of floor space | Rated-HP | 15 | DEER:HVAC_Split-Package_AC | 0 | 0 | 0 | California eTRM (https://www.caetrm.com/) | 156.23 | 2019 | 0 | 101.53 | 2019 | 0 | 0 | California eTRM (https://www.caetrm.com/) | HVAC Fan VFD - Marine ¦ PG&E ¦ Marine | HVAC Fan VFD - Marine | 0.097588 | 1 | 0.49391 | CBSA 2014 | 0 | 2032 | 0.6 | SWHC018-03
COM-HVAC-80.12 | Com ¦ HVAC Fan Variable Frequency Drive (VFD) - Marine ¦ PG&E ¦ Marine | Com ¦ HVAC Fan Variable Frequency Drive (VFD) - Marine | PG&E ¦ Marine | PG&E | All | Electric | VSD for HVAC Fan Controls | Efficient | 0 | Conventional | HVAC | Com - Warehouse | Com | RET Only | 0 | 1000 sqft2 of floor space | Rated-HP | 15 | DEER:HVAC_Split-Package_AC | 0 | 0 | 0 | California eTRM (https://www.caetrm.com/) | 156.23 | 2019 | 0 | 101.53 | 2019 | 0 | 0 | California eTRM (https://www.caetrm.com/) | HVAC Fan VFD - Marine ¦ PG&E ¦ Marine | HVAC Fan VFD - Marine | 0.0055537 | 1 | 0.49391 | CBSA 2014 | 0 | 2032 | 0.6 | SWHC018-03
COM-HVAC-80.13 | Com ¦ HVAC Fan Variable Frequency Drive (VFD) - Hot-Dry ¦ PG&E ¦ Hot-Dry | Com ¦ HVAC Fan Variable Frequency Drive (VFD) - Hot-Dry | PG&E ¦ Hot-Dry | PG&E | All | Electric | VSD for HVAC Fan Controls | Efficient | 0 | Conventional | HVAC | Com - College | Com | RET Only | 0 | 1000 sqft2 of floor space | Rated-HP | 15 | DEER:HVAC_Split-Package_AC | 0 | 0 | 0 | California eTRM (https://www.caetrm.com/) | 156.23 | 2019 | 0 | 101.53 | 2019 | 0 | 0 | California eTRM (https://www.caetrm.com/) | HVAC Fan VFD - Hot-Dry ¦ PG&E ¦ Hot-Dry | HVAC Fan VFD - Hot-Dry | 0.097588 | 1 | 0.49391 | CBSA 2014 | 0 | 2032 | 0.6 | SWHC018-03
COM-HVAC-80.14 | Com ¦ HVAC Fan Variable Frequency Drive (VFD) - Hot-Dry ¦ PG&E ¦ Hot-Dry | Com ¦ HVAC Fan Variable Frequency Drive (VFD) - Hot-Dry | PG&E ¦ Hot-Dry | PG&E | All | Electric | VSD for HVAC Fan Controls | Efficient | 0 | Conventional | HVAC | Com - Grocery | Com | RET Only | 0 | 1000 sqft2 of floor space | Rated-HP | 15 | DEER:HVAC_Split-Package_AC | 0 | 0 | 0 | California eTRM (https://www.caetrm.com/) | 156.23 | 2019 | 0 | 101.53 | 2019 | 0 | 0 | California eTRM (https://www.caetrm.com/) | HVAC Fan VFD - Hot-Dry ¦ PG&E ¦ Hot-Dry | HVAC Fan VFD - Hot-Dry | 0.0011938 | 1 | 0.49391 | CBSA 2014 | 0 | 2032 | 0.6 | SWHC018-03
COM-HVAC-80.15 | Com ¦ HVAC Fan Variable Frequency Drive (VFD) - Hot-Dry ¦ PG&E ¦ Hot-Dry | Com ¦ HVAC Fan Variable Frequency Drive (VFD) - Hot-Dry | PG&E ¦ Hot-Dry | PG&E | All | Electric | VSD for HVAC Fan Controls | Efficient | 0 | Conventional | HVAC | Com - Health | Com | RET Only | 0 | 1000 sqft2 of floor space | Rated-HP | 15 | DEER:HVAC_Split-Package_AC | 0 | 0 | 0 | California eTRM (https://www.caetrm.com/) | 156.23 | 2019 | 0 | 101.53 | 2019 | 0 | 0 | California eTRM (https://www.caetrm.com/) | HVAC Fan VFD - Hot-Dry ¦ PG&E ¦ Hot-Dry | HVAC Fan VFD - Hot-Dry | 0.09389 | 1 | 0.49391 | CBSA 2014 | 0 | 2032 | 0.6 | SWHC018-03
COM-HVAC-80.16 | Com ¦ HVAC Fan Variable Frequency Drive (VFD) - Hot-Dry ¦ PG&E ¦ Hot-Dry | Com ¦ HVAC Fan Variable Frequency Drive (VFD) - Hot-Dry | PG&E ¦ Hot-Dry | PG&E | All | Electric | VSD for HVAC Fan Controls | Efficient | 0 | Conventional | HVAC | Com - Lodging | Com | RET Only | 0 | 1000 sqft2 of floor space | Rated-HP | 15 | DEER:HVAC_Split-Package_AC | 0 | 0 | 0 | California eTRM (https://www.caetrm.com/) | 156.23 | 2019 | 0 | 101.53 | 2019 | 0 | 0 | California eTRM (https://www.caetrm.com/) | HVAC Fan VFD - Hot-Dry ¦ PG&E ¦ Hot-Dry | HVAC Fan VFD - Hot-Dry | 0.026398 | 1 | 0.49391 | CBSA 2014 | 0 | 2032 | 0.6 | SWHC018-03
COM-HVAC-80.17 | Com ¦ HVAC Fan Variable Frequency Drive (VFD) - Hot-Dry ¦ PG&E ¦ Hot-Dry | Com ¦ HVAC Fan Variable Frequency Drive (VFD) - Hot-Dry | PG&E ¦ Hot-Dry | PG&E | All | Electric | VSD for HVAC Fan Controls | Efficient | 0 | Conventional | HVAC | Com - Office (Large) | Com | RET Only | 0 | 1000 sqft2 of floor space | Rated-HP | 15 | DEER:HVAC_Split-Package_AC | 0 | 0 | 0 | California eTRM (https://www.caetrm.com/) | 156.23 | 2019 | 0 | 101.53 | 2019 | 0 | 0 | California eTRM (https://www.caetrm.com/) | HVAC Fan VFD - Hot-Dry ¦ PG&E ¦ Hot-Dry | HVAC Fan VFD - Hot-Dry | 0.19641 | 1 | 0.49391 | CBSA 2014 | 0 | 2032 | 0.6 | SWHC018-03
COM-HVAC-80.18 | Com ¦ HVAC Fan Variable Frequency Drive (VFD) - Hot-Dry ¦ PG&E ¦ Hot-Dry | Com ¦ HVAC Fan Variable Frequency Drive (VFD) - Hot-Dry | PG&E ¦ Hot-Dry | PG&E | All | Electric | VSD for HVAC Fan Controls | Efficient | 0 | Conventional | HVAC | Com - Office (Small) | Com | RET Only | 0 | 1000 sqft2 of floor space | Rated-HP | 15 | DEER:HVAC_Split-Package_AC | 0 | 0 | 0 | California eTRM (https://www.caetrm.com/) | 156.23 | 2019 | 0 | 101.53 | 2019 | 0 | 0 | California eTRM (https://www.caetrm.com/) | HVAC Fan VFD - Hot-Dry ¦ PG&E ¦ Hot-Dry | HVAC Fan VFD - Hot-Dry | 0.041357 | 1 | 0.49391 | CBSA 2014 | 0 | 2032 | 0.6 | SWHC018-03
COM-HVAC-80.19 | Com ¦ HVAC Fan Variable Frequency Drive (VFD) - Hot-Dry ¦ PG&E ¦ Hot-Dry | Com ¦ HVAC Fan Variable Frequency Drive (VFD) - Hot-Dry | PG&E ¦ Hot-Dry | PG&E | All | Electric | VSD for HVAC Fan Controls | Efficient | 0 | Conventional | HVAC | Com - Other | Com | RET Only | 0 | 1000 sqft2 of floor space | Rated-HP | 15 | DEER:HVAC_Split-Package_AC | 0 | 0 | 0 | California eTRM (https://www.caetrm.com/) | 156.23 | 2019 | 0 | 101.53 | 2019 | 0 | 0 | California eTRM (https://www.caetrm.com/) | HVAC Fan VFD - Hot-Dry ¦ PG&E ¦ Hot-Dry | HVAC Fan VFD - Hot-Dry | 0.031297 | 1 | 0.49391 | CBSA 2014 | 0 | 2032 | 0.6 | SWHC018-03
COM-HVAC-80.20 | Com ¦ HVAC Fan Variable Frequency Drive (VFD) - Hot-Dry ¦ PG&E ¦ Hot-Dry | Com ¦ HVAC Fan Variable Frequency Drive (VFD) - Hot-Dry | PG&E ¦ Hot-Dry | PG&E | All | Electric | VSD for HVAC Fan Controls | Efficient | 0 | Conventional | HVAC | Com - Refrig. Warehouse | Com | RET Only | 0 | 1000 sqft2 of floor space | Rated-HP | 15 | DEER:HVAC_Split-Package_AC | 0 | 0 | 0 | California eTRM (https://www.caetrm.com/) | 156.23 | 2019 | 0 | 101.53 | 2019 | 0 | 0 | California eTRM (https://www.caetrm.com/) | HVAC Fan VFD - Hot-Dry ¦ PG&E ¦ Hot-Dry | HVAC Fan VFD - Hot-Dry | 0.0055537 | 1 | 0.49391 | CBSA 2014 | 0 | 2032 | 0.6 | SWHC018-03
COM-HVAC-80.21 | Com ¦ HVAC Fan Variable Frequency Drive (VFD) - Hot-Dry ¦ PG&E ¦ Hot-Dry | Com ¦ HVAC Fan Variable Frequency Drive (VFD) - Hot-Dry | PG&E ¦ Hot-Dry | PG&E | All | Electric | VSD for HVAC Fan Controls | Efficient | 0 | Conventional | HVAC | Com - Restaurant | Com | RET Only | 0 | 1000 sqft2 of floor space | Rated-HP | 15 | DEER:HVAC_Split-Package_AC | 0 | 0 | 0 | California eTRM (https://www.caetrm.com/) | 156.23 | 2019 | 0 | 101.53 | 2019 | 0 | 0 | California eTRM (https://www.caetrm.com/) | HVAC Fan VFD - Hot-Dry ¦ PG&E ¦ Hot-Dry | HVAC Fan VFD - Hot-Dry | 0.0024721 | 1 | 0.49391 | CBSA 2014 | 0 | 2032 | 0.6 | SWHC018-03
COM-HVAC-80.22 | Com ¦ HVAC Fan Variable Frequency Drive (VFD) - Hot-Dry ¦ PG&E ¦ Hot-Dry | Com ¦ HVAC Fan Variable Frequency Drive (VFD) - Hot-Dry | PG&E ¦ Hot-Dry | PG&E | All | Electric | VSD for HVAC Fan Controls | Efficient | 0 | Conventional | HVAC | Com - Retail | Com | RET Only | 0 | 1000 sqft2 of floor space | Rated-HP | 15 | DEER:HVAC_Split-Package_AC | 0 | 0 | 0 | California eTRM (https://www.caetrm.com/) | 156.23 | 2019 | 0 | 101.53 | 2019 | 0 | 0 | California eTRM (https://www.caetrm.com/) | HVAC Fan VFD - Hot-Dry ¦ PG&E ¦ Hot-Dry | HVAC Fan VFD - Hot-Dry | 0.0037584 | 1 | 0.49391 | CBSA 2014 | 0 | 2032 | 0.6 | SWHC018-03
COM-HVAC-80.23 | Com ¦ HVAC Fan Variable Frequency Drive (VFD) - Hot-Dry ¦ PG&E ¦ Hot-Dry | Com ¦ HVAC Fan Variable Frequency Drive (VFD) - Hot-Dry | PG&E ¦ Hot-Dry | PG&E | All | Electric | VSD for HVAC Fan Controls | Efficient | 0 | Conventional | HVAC | Com - School | Com | RET Only | 0 | 1000 sqft2 of floor space | Rated-HP | 15 | DEER:HVAC_Split-Package_AC | 0 | 0 | 0 | California eTRM (https://www.caetrm.com/) | 156.23 | 2019 | 0 | 101.53 | 2019 | 0 | 0 | California eTRM (https://www.caetrm.com/) | HVAC Fan VFD - Hot-Dry ¦ PG&E ¦ Hot-Dry | HVAC Fan VFD - Hot-Dry | 0.097588 | 1 | 0.49391 | CBSA 2014 | 0 | 2032 | 0.6 | SWHC018-03
COM-HVAC-80.24 | Com ¦ HVAC Fan Variable Frequency Drive (VFD) - Hot-Dry ¦ PG&E ¦ Hot-Dry | Com ¦ HVAC Fan Variable Frequency Drive (VFD) - Hot-Dry | PG&E ¦ Hot-Dry | PG&E | All | Electric | VSD for HVAC Fan Controls | Efficient | 0 | Conventional | HVAC | Com - Warehouse | Com | RET Only | 0 | 1000 sqft2 of floor space | Rated-HP | 15 | DEER:HVAC_Split-Package_AC | 0 | 0 | 0 | California eTRM (https://www.caetrm.com/) | 156.23 | 2019 | 0 | 101.53 | 2019 | 0 | 0 | California eTRM (https://www.caetrm.com/) | HVAC Fan VFD - Hot-Dry ¦ PG&E ¦ Hot-Dry | HVAC Fan VFD - Hot-Dry | 0.0055537 | 1 | 0.49391 | CBSA 2014 | 0 | 2032 | 0.6 | SWHC018-03
COM-HVAC-80.25 | Com ¦ HVAC Fan Variable Frequency Drive (VFD) - Cold ¦ PG&E ¦ Cold | Com ¦ HVAC Fan Variable Frequency Drive (VFD) - Cold | PG&E ¦ Cold | PG&E | All | Electric | VSD for HVAC Fan Controls | Efficient | 0 | Conventional | HVAC | Com - College | Com | RET Only | 0 | 1000 sqft2 of floor space | Rated-HP | 15 | DEER:HVAC_Split-Package_AC | 0 | 0 | 0 | California eTRM (https://www.caetrm.com/) | 156.23 | 2019 | 0 | 101.53 | 2019 | 0 | 0 | California eTRM (https://www.caetrm.com/) | HVAC Fan VFD - Cold ¦ PG&E ¦ Cold | HVAC Fan VFD - Cold | 0.097588 | 1 | 0.49391 | CBSA 2014 | 0 | 2032 | 0.6 | SWHC018-03
COM-HVAC-80.26 | Com ¦ HVAC Fan Variable Frequency Drive (VFD) - Cold ¦ PG&E ¦ Cold | Com ¦ HVAC Fan Variable Frequency Drive (VFD) - Cold | PG&E ¦ Cold | PG&E | All | Electric | VSD for HVAC Fan Controls | Efficient | 0 | Conventional | HVAC | Com - Grocery | Com | RET Only | 0 | 1000 sqft2 of floor space | Rated-HP | 15 | DEER:HVAC_Split-Package_AC | 0 | 0 | 0 | California eTRM (https://www.caetrm.com/) | 156.23 | 2019 | 0 | 101.53 | 2019 | 0 | 0 | California eTRM (https://www.caetrm.com/) | HVAC Fan VFD - Cold ¦ PG&E ¦ Cold | HVAC Fan VFD - Cold | 0.0011938 | 1 | 0.49391 | CBSA 2014 | 0 | 2032 | 0.6 | SWHC018-03
COM-HVAC-80.27 | Com ¦ HVAC Fan Variable Frequency Drive (VFD) - Cold ¦ PG&E ¦ Cold | Com ¦ HVAC Fan Variable Frequency Drive (VFD) - Cold | PG&E ¦ Cold | PG&E | All | Electric | VSD for HVAC Fan Controls | Efficient | 0 | Conventional | HVAC | Com - Health | Com | RET Only | 0 | 1000 sqft2 of floor space | Rated-HP | 15 | DEER:HVAC_Split-Package_AC | 0 | 0 | 0 | California eTRM (https://www.caetrm.com/) | 156.23 | 2019 | 0 | 101.53 | 2019 | 0 | 0 | California eTRM (https://www.caetrm.com/) | HVAC Fan VFD - Cold ¦ PG&E ¦ Cold | HVAC Fan VFD - Cold | 0.09389 | 1 | 0.49391 | CBSA 2014 | 0 | 2032 | 0.6 | SWHC018-03
COM-HVAC-80.28 | Com ¦ HVAC Fan Variable Frequency Drive (VFD) - Cold ¦ PG&E ¦ Cold | Com ¦ HVAC Fan Variable Frequency Drive (VFD) - Cold | PG&E ¦ Cold | PG&E | All | Electric | VSD for HVAC Fan Controls | Efficient | 0 | Conventional | HVAC | Com - Lodging | Com | RET Only | 0 | 1000 sqft2 of floor space | Rated-HP | 15 | DEER:HVAC_Split-Package_AC | 0 | 0 | 0 | California eTRM (https://www.caetrm.com/) | 156.23 | 2019 | 0 | 101.53 | 2019 | 0 | 0 | California eTRM (https://www.caetrm.com/) | HVAC Fan VFD - Cold ¦ PG&E ¦ Cold | HVAC Fan VFD - Cold | 0.026398 | 1 | 0.49391 | CBSA 2014 | 0 | 2032 | 0.6 | SWHC018-03
COM-HVAC-80.29 | Com ¦ HVAC Fan Variable Frequency Drive (VFD) - Cold ¦ PG&E ¦ Cold | Com ¦ HVAC Fan Variable Frequency Drive (VFD) - Cold | PG&E ¦ Cold | PG&E | All | Electric | VSD for HVAC Fan Controls | Efficient | 0 | Conventional | HVAC | Com - Office (Large) | Com | RET Only | 0 | 1000 sqft2 of floor space | Rated-HP | 15 | DEER:HVAC_Split-Package_AC | 0 | 0 | 0 | California eTRM (https://www.caetrm.com/) | 156.23 | 2019 | 0 | 101.53 | 2019 | 0 | 0 | California eTRM (https://www.caetrm.com/) | HVAC Fan VFD - Cold ¦ PG&E ¦ Cold | HVAC Fan VFD - Cold | 0.19641 | 1 | 0.49391 | CBSA 2014 | 0 | 2032 | 0.6 | SWHC018-03
COM-HVAC-80.30 | Com ¦ HVAC Fan Variable Frequency Drive (VFD) - Cold ¦ PG&E ¦ Cold | Com ¦ HVAC Fan Variable Frequency Drive (VFD) - Cold | PG&E ¦ Cold | PG&E | All | Electric | VSD for HVAC Fan Controls | Efficient | 0 | Conventional | HVAC | Com - Office (Small) | Com | RET Only | 0 | 1000 sqft2 of floor space | Rated-HP | 15 | DEER:HVAC_Split-Package_AC | 0 | 0 | 0 | California eTRM (https://www.caetrm.com/) | 156.23 | 2019 | 0 | 101.53 | 2019 | 0 | 0 | California eTRM (https://www.caetrm.com/) | HVAC Fan VFD - Cold ¦ PG&E ¦ Cold | HVAC Fan VFD - Cold | 0.041357 | 1 | 0.49391 | CBSA 2014 | 0 | 2032 | 0.6 | SWHC018-03
COM-HVAC-80.31 | Com ¦ HVAC Fan Variable Frequency Drive (VFD) - Cold ¦ PG&E ¦ Cold | Com ¦ HVAC Fan Variable Frequency Drive (VFD) - Cold | PG&E ¦ Cold | PG&E | All | Electric | VSD for HVAC Fan Controls | Efficient | 0 | Conventional | HVAC | Com - Other | Com | RET Only | 0 | 1000 sqft2 of floor space | Rated-HP | 15 | DEER:HVAC_Split-Package_AC | 0 | 0 | 0 | California eTRM (https://www.caetrm.com/) | 156.23 | 2019 | 0 | 101.53 | 2019 | 0 | 0 | California eTRM (https://www.caetrm.com/) | HVAC Fan VFD - Cold ¦ PG&E ¦ Cold | HVAC Fan VFD - Cold | 0.031297 | 1 | 0.49391 | CBSA 2014 | 0 | 2032 | 0.6 | SWHC018-03
COM-HVAC-80.32 | Com ¦ HVAC Fan Variable Frequency Drive (VFD) - Cold ¦ PG&E ¦ Cold | Com ¦ HVAC Fan Variable Frequency Drive (VFD) - Cold | PG&E ¦ Cold | PG&E | All | Electric | VSD for HVAC Fan Controls | Efficient | 0 | Conventional | HVAC | Com - Refrig. Warehouse | Com | RET Only | 0 | 1000 sqft2 of floor space | Rated-HP | 15 | DEER:HVAC_Split-Package_AC | 0 | 0 | 0 | California eTRM (https://www.caetrm.com/) | 156.23 | 2019 | 0 | 101.53 | 2019 | 0 | 0 | California eTRM (https://www.caetrm.com/) | HVAC Fan VFD - Cold ¦ PG&E ¦ Cold | HVAC Fan VFD - Cold | 0.0055537 | 1 | 0.49391 | CBSA 2014 | 0 | 2032 | 0.6 | SWHC018-03
COM-HVAC-80.33 | Com ¦ HVAC Fan Variable Frequency Drive (VFD) - Cold ¦ PG&E ¦ Cold | Com ¦ HVAC Fan Variable Frequency Drive (VFD) - Cold | PG&E ¦ Cold | PG&E | All | Electric | VSD for HVAC Fan Controls | Efficient | 0 | Conventional | HVAC | Com - Restaurant | Com | RET Only | 0 | 1000 sqft2 of floor space | Rated-HP | 15 | DEER:HVAC_Split-Package_AC | 0 | 0 | 0 | California eTRM (https://www.caetrm.com/) | 156.23 | 2019 | 0 | 101.53 | 2019 | 0 | 0 | California eTRM (https://www.caetrm.com/) | HVAC Fan VFD - Cold ¦ PG&E ¦ Cold | HVAC Fan VFD - Cold | 0.0024721 | 1 | 0.49391 | CBSA 2014 | 0 | 2032 | 0.6 | SWHC018-03
COM-HVAC-80.34 | Com ¦ HVAC Fan Variable Frequency Drive (VFD) - Cold ¦ PG&E ¦ Cold | Com ¦ HVAC Fan Variable Frequency Drive (VFD) - Cold | PG&E ¦ Cold | PG&E | All | Electric | VSD for HVAC Fan Controls | Efficient | 0 | Conventional | HVAC | Com - Retail | Com | RET Only | 0 | 1000 sqft2 of floor space | Rated-HP | 15 | DEER:HVAC_Split-Package_AC | 0 | 0 | 0 | California eTRM (https://www.caetrm.com/) | 156.23 | 2019 | 0 | 101.53 | 2019 | 0 | 0 | California eTRM (https://www.caetrm.com/) | HVAC Fan VFD - Cold ¦ PG&E ¦ Cold | HVAC Fan VFD - Cold | 0.0037584 | 1 | 0.49391 | CBSA 2014 | 0 | 2032 | 0.6 | SWHC018-03
COM-HVAC-80.35 | Com ¦ HVAC Fan Variable Frequency Drive (VFD) - Cold ¦ PG&E ¦ Cold | Com ¦ HVAC Fan Variable Frequency Drive (VFD) - Cold | PG&E ¦ Cold | PG&E | All | Electric | VSD for HVAC Fan Controls | Efficient | 0 | Conventional | HVAC | Com - School | Com | RET Only | 0 | 1000 sqft2 of floor space | Rated-HP | 15 | DEER:HVAC_Split-Package_AC | 0 | 0 | 0 | California eTRM (https://www.caetrm.com/) | 156.23 | 2019 | 0 | 101.53 | 2019 | 0 | 0 | California eTRM (https://www.caetrm.com/) | HVAC Fan VFD - Cold ¦ PG&E ¦ Cold | HVAC Fan VFD - Cold | 0.097588 | 1 | 0.49391 | CBSA 2014 | 0 | 2032 | 0.6 | SWHC018-03
COM-HVAC-80.36 | Com ¦ HVAC Fan Variable Frequency Drive (VFD) - Cold ¦ PG&E ¦ Cold | Com ¦ HVAC Fan Variable Frequency Drive (VFD) - Cold | PG&E ¦ Cold | PG&E | All | Electric | VSD for HVAC Fan Controls | Efficient | 0 | Conventional | HVAC | Com - Warehouse | Com | RET Only | 0 | 1000 sqft2 of floor space | Rated-HP | 15 | DEER:HVAC_Split-Package_AC | 0 | 0 | 0 | California eTRM (https://www.caetrm.com/) | 156.23 | 2019 | 0 | 101.53 | 2019 | 0 | 0 | California eTRM (https://www.caetrm.com/) | HVAC Fan VFD - Cold ¦ PG&E ¦ Cold | HVAC Fan VFD - Cold | 0.0055537 | 1 | 0.49391 | CBSA 2014 | 0 | 2032 | 0.6 | SWHC018-03
COM-HVAC-80.37 | Com ¦ HVAC Fan Variable Frequency Drive (VFD) - Marine ¦ SCE ¦ Marine | Com ¦ HVAC Fan Variable Frequency Drive (VFD) - Marine | SCE ¦ Marine | SCE | All | Electric | VSD for HVAC Fan Controls | Efficient | 0 | Conventional | HVAC | Com - College | Com | RET Only | 0 | 1000 sqft2 of floor space | Rated-HP | 15 | DEER:HVAC_Split-Package_AC | 0 | 0 | 0 | California eTRM (https://www.caetrm.com/) | 156.23 | 2019 | 0 | 101.53 | 2019 | 0 | 0 | California eTRM (https://www.caetrm.com/) | HVAC Fan VFD - Marine ¦ SCE ¦ Marine | HVAC Fan VFD - Marine | 0.097588 | 1 | 0.49391 | CBSA 2014 | 0 | 2032 | 0.6 | SWHC018-03
COM-HVAC-80.38 | Com ¦ HVAC Fan Variable Frequency Drive (VFD) - Marine ¦ SCE ¦ Marine | Com ¦ HVAC Fan Variable Frequency Drive (VFD) - Marine | SCE ¦ Marine | SCE | All | Electric | VSD for HVAC Fan Controls | Efficient | 0 | Conventional | HVAC | Com - Grocery | Com | RET Only | 0 | 1000 sqft2 of floor space | Rated-HP | 15 | DEER:HVAC_Split-Package_AC | 0 | 0 | 0 | California eTRM (https://www.caetrm.com/) | 156.23 | 2019 | 0 | 101.53 | 2019 | 0 | 0 | California eTRM (https://www.caetrm.com/) | HVAC Fan VFD - Marine ¦ SCE ¦ Marine | HVAC Fan VFD - Marine | 0.0011938 | 1 | 0.49391 | CBSA 2014 | 0 | 2032 | 0.6 | SWHC018-03
COM-HVAC-80.39 | Com ¦ HVAC Fan Variable Frequency Drive (VFD) - Marine ¦ SCE ¦ Marine | Com ¦ HVAC Fan Variable Frequency Drive (VFD) - Marine | SCE ¦ Marine | SCE | All | Electric | VSD for HVAC Fan Controls | Efficient | 0 | Conventional | HVAC | Com - Health | Com | RET Only | 0 | 1000 sqft2 of floor space | Rated-HP | 15 | DEER:HVAC_Split-Package_AC | 0 | 0 | 0 | California eTRM (https://www.caetrm.com/) | 156.23 | 2019 | 0 | 101.53 | 2019 | 0 | 0 | California eTRM (https://www.caetrm.com/) | HVAC Fan VFD - Marine ¦ SCE ¦ Marine | HVAC Fan VFD - Marine | 0.09389 | 1 | 0.49391 | CBSA 2014 | 0 | 2032 | 0.6 | SWHC018-03
COM-HVAC-80.40 | Com ¦ HVAC Fan Variable Frequency Drive (VFD) - Marine ¦ SCE ¦ Marine | Com ¦ HVAC Fan Variable Frequency Drive (VFD) - Marine | SCE ¦ Marine | SCE | All | Electric | VSD for HVAC Fan Controls | Efficient | 0 | Conventional | HVAC | Com - Lodging | Com | RET Only | 0 | 1000 sqft2 of floor space | Rated-HP | 15 | DEER:HVAC_Split-Package_AC | 0 | 0 | 0 | California eTRM (https://www.caetrm.com/) | 156.23 | 2019 | 0 | 101.53 | 2019 | 0 | 0 | California eTRM (https://www.caetrm.com/) | HVAC Fan VFD - Marine ¦ SCE ¦ Marine | HVAC Fan VFD - Marine | 0.026398 | 1 | 0.49391 | CBSA 2014 | 0 | 2032 | 0.6 | SWHC018-03
COM-HVAC-80.41 | Com ¦ HVAC Fan Variable Frequency Drive (VFD) - Marine ¦ SCE ¦ Marine | Com ¦ HVAC Fan Variable Frequency Drive (VFD) - Marine | SCE ¦ Marine | SCE | All | Electric | VSD for HVAC Fan Controls | Efficient | 0 | Conventional | HVAC | Com - Office (Large) | Com | RET Only | 0 | 1000 sqft2 of floor space | Rated-HP | 15 | DEER:HVAC_Split-Package_AC | 0 | 0 | 0 | California eTRM (https://www.caetrm.com/) | 156.23 | 2019 | 0 | 101.53 | 2019 | 0 | 0 | California eTRM (https://www.caetrm.com/) | HVAC Fan VFD - Marine ¦ SCE ¦ Marine | HVAC Fan VFD - Marine | 0.19641 | 1 | 0.49391 | CBSA 2014 | 0 | 2032 | 0.6 | SWHC018-03
COM-HVAC-80.42 | Com ¦ HVAC Fan Variable Frequency Drive (VFD) - Marine ¦ SCE ¦ Marine | Com ¦ HVAC Fan Variable Frequency Drive (VFD) - Marine | SCE ¦ Marine | SCE | All | Electric | VSD for HVAC Fan Controls | Efficient | 0 | Conventional | HVAC | Com - Office (Small) | Com | RET Only | 0 | 1000 sqft2 of floor space | Rated-HP | 15 | DEER:HVAC_Split-Package_AC | 0 | 0 | 0 | California eTRM (https://www.caetrm.com/) | 156.23 | 2019 | 0 | 101.53 | 2019 | 0 | 0 | California eTRM (https://www.caetrm.com/) | HVAC Fan VFD - Marine ¦ SCE ¦ Marine | HVAC Fan VFD - Marine | 0.041357 | 1 | 0.49391 | CBSA 2014 | 0 | 2032 | 0.6 | SWHC018-03
COM-HVAC-80.43 | Com ¦ HVAC Fan Variable Frequency Drive (VFD) - Marine ¦ SCE ¦ Marine | Com ¦ HVAC Fan Variable Frequency Drive (VFD) - Marine | SCE ¦ Marine | SCE | All | Electric | VSD for HVAC Fan Controls | Efficient | 0 | Conventional | HVAC | Com - Other | Com | RET Only | 0 | 1000 sqft2 of floor space | Rated-HP | 15 | DEER:HVAC_Split-Package_AC | 0 | 0 | 0 | California eTRM (https://www.caetrm.com/) | 156.23 | 2019 | 0 | 101.53 | 2019 | 0 | 0 | California eTRM (https://www.caetrm.com/) | HVAC Fan VFD - Marine ¦ SCE ¦ Marine | HVAC Fan VFD - Marine | 0.031297 | 1 | 0.49391 | CBSA 2014 | 0 | 2032 | 0.6 | SWHC018-03
COM-HVAC-80.44 | Com ¦ HVAC Fan Variable Frequency Drive (VFD) - Marine ¦ SCE ¦ Marine | Com ¦ HVAC Fan Variable Frequency Drive (VFD) - Marine | SCE ¦ Marine | SCE | All | Electric | VSD for HVAC Fan Controls | Efficient | 0 | Conventional | HVAC | Com - Refrig. Warehouse | Com | RET Only | 0 | 1000 sqft2 of floor space | Rated-HP | 15 | DEER:HVAC_Split-Package_AC | 0 | 0 | 0 | California eTRM (https://www.caetrm.com/) | 156.23 | 2019 | 0 | 101.53 | 2019 | 0 | 0 | California eTRM (https://www.caetrm.com/) | HVAC Fan VFD - Marine ¦ SCE ¦ Marine | HVAC Fan VFD - Marine | 0.0055537 | 1 | 0.49391 | CBSA 2014 | 0 | 2032 | 0.6 | SWHC018-03
COM-HVAC-80.45 | Com ¦ HVAC Fan Variable Frequency Drive (VFD) - Marine ¦ SCE ¦ Marine | Com ¦ HVAC Fan Variable Frequency Drive (VFD) - Marine | SCE ¦ Marine | SCE | All | Electric | VSD for HVAC Fan Controls | Efficient | 0 | Conventional | HVAC | Com - Restaurant | Com | RET Only | 0 | 1000 sqft2 of floor space | Rated-HP | 15 | DEER:HVAC_Split-Package_AC | 0 | 0 | 0 | California eTRM (https://www.caetrm.com/) | 156.23 | 2019 | 0 | 101.53 | 2019 | 0 | 0 | California eTRM (https://www.caetrm.com/) | HVAC Fan VFD - Marine ¦ SCE ¦ Marine | HVAC Fan VFD - Marine | 0.0024721 | 1 | 0.49391 | CBSA 2014 | 0 | 2032 | 0.6 | SWHC018-03
COM-HVAC-80.46 | Com ¦ HVAC Fan Variable Frequency Drive (VFD) - Marine ¦ SCE ¦ Marine | Com ¦ HVAC Fan Variable Frequency Drive (VFD) - Marine | SCE ¦ Marine | SCE | All | Electric | VSD for HVAC Fan Controls | Efficient | 0 | Conventional | HVAC | Com - Retail | Com | RET Only | 0 | 1000 sqft2 of floor space | Rated-HP | 15 | DEER:HVAC_Split-Package_AC | 0 | 0 | 0 | California eTRM (https://www.caetrm.com/) | 156.23 | 2019 | 0 | 101.53 | 2019 | 0 | 0 | California eTRM (https://www.caetrm.com/) | HVAC Fan VFD - Marine ¦ SCE ¦ Marine | HVAC Fan VFD - Marine | 0.0037584 | 1 | 0.49391 | CBSA 2014 | 0 | 2032 | 0.6 | SWHC018-03
COM-HVAC-80.47 | Com ¦ HVAC Fan Variable Frequency Drive (VFD) - Marine ¦ SCE ¦ Marine | Com ¦ HVAC Fan Variable Frequency Drive (VFD) - Marine | SCE ¦ Marine | SCE | All | Electric | VSD for HVAC Fan Controls | Efficient | 0 | Conventional | HVAC | Com - School | Com | RET Only | 0 | 1000 sqft2 of floor space | Rated-HP | 15 | DEER:HVAC_Split-Package_AC | 0 | 0 | 0 | California eTRM (https://www.caetrm.com/) | 156.23 | 2019 | 0 | 101.53 | 2019 | 0 | 0 | California eTRM (https://www.caetrm.com/) | HVAC Fan VFD - Marine ¦ SCE ¦ Marine | HVAC Fan VFD - Marine | 0.097588 | 1 | 0.49391 | CBSA 2014 | 0 | 2032 | 0.6 | SWHC018-03
COM-HVAC-80.48 | Com ¦ HVAC Fan Variable Frequency Drive (VFD) - Marine ¦ SCE ¦ Marine | Com ¦ HVAC Fan Variable Frequency Drive (VFD) - Marine | SCE ¦ Marine | SCE | All | Electric | VSD for HVAC Fan Controls | Efficient | 0 | Conventional | HVAC | Com - Warehouse | Com | RET Only | 0 | 1000 sqft2 of floor space | Rated-HP | 15 | DEER:HVAC_Split-Package_AC | 0 | 0 | 0 | California eTRM (https://www.caetrm.com/) | 156.23 | 2019 | 0 | 101.53 | 2019 | 0 | 0 | California eTRM (https://www.caetrm.com/) | HVAC Fan VFD - Marine ¦ SCE ¦ Marine | HVAC Fan VFD - Marine | 0.0055537 | 1 | 0.49391 | CBSA 2014 | 0 | 2032 | 0.6 | SWHC018-03
COM-HVAC-80.49 | Com ¦ HVAC Fan Variable Frequency Drive (VFD) - Hot-Dry ¦ SCE ¦ Hot-Dry | Com ¦ HVAC Fan Variable Frequency Drive (VFD) - Hot-Dry | SCE ¦ Hot-Dry | SCE | All | Electric | VSD for HVAC Fan Controls | Efficient | 0 | Conventional | HVAC | Com - College | Com | RET Only | 0 | 1000 sqft2 of floor space | Rated-HP | 15 | DEER:HVAC_Split-Package_AC | 0 | 0 | 0 | California eTRM (https://www.caetrm.com/) | 156.23 | 2019 | 0 | 101.53 | 2019 | 0 | 0 | California eTRM (https://www.caetrm.com/) | HVAC Fan VFD - Hot-Dry ¦ SCE ¦ Hot-Dry | HVAC Fan VFD - Hot-Dry | 0.097588 | 1 | 0.49391 | CBSA 2014 | 0 | 2032 | 0.6 | SWHC018-03
COM-HVAC-80.50 | Com ¦ HVAC Fan Variable Frequency Drive (VFD) - Hot-Dry ¦ SCE ¦ Hot-Dry | Com ¦ HVAC Fan Variable Frequency Drive (VFD) - Hot-Dry | SCE ¦ Hot-Dry | SCE | All | Electric | VSD for HVAC Fan Controls | Efficient | 0 | Conventional | HVAC | Com - Grocery | Com | RET Only | 0 | 1000 sqft2 of floor space | Rated-HP | 15 | DEER:HVAC_Split-Package_AC | 0 | 0 | 0 | California eTRM (https://www.caetrm.com/) | 156.23 | 2019 | 0 | 101.53 | 2019 | 0 | 0 | California eTRM (https://www.caetrm.com/) | HVAC Fan VFD - Hot-Dry ¦ SCE ¦ Hot-Dry | HVAC Fan VFD - Hot-Dry | 0.0011938 | 1 | 0.49391 | CBSA 2014 | 0 | 2032 | 0.6 | SWHC018-03
COM-HVAC-80.51 | Com ¦ HVAC Fan Variable Frequency Drive (VFD) - Hot-Dry ¦ SCE ¦ Hot-Dry | Com ¦ HVAC Fan Variable Frequency Drive (VFD) - Hot-Dry | SCE ¦ Hot-Dry | SCE | All | Electric | VSD for HVAC Fan Controls | Efficient | 0 | Conventional | HVAC | Com - Health | Com | RET Only | 0 | 1000 sqft2 of floor space | Rated-HP | 15 | DEER:HVAC_Split-Package_AC | 0 | 0 | 0 | California eTRM (https://www.caetrm.com/) | 156.23 | 2019 | 0 | 101.53 | 2019 | 0 | 0 | California eTRM (https://www.caetrm.com/) | HVAC Fan VFD - Hot-Dry ¦ SCE ¦ Hot-Dry | HVAC Fan VFD - Hot-Dry | 0.09389 | 1 | 0.49391 | CBSA 2014 | 0 | 2032 | 0.6 | SWHC018-03
COM-HVAC-80.52 | Com ¦ HVAC Fan Variable Frequency Drive (VFD) - Hot-Dry ¦ SCE ¦ Hot-Dry | Com ¦ HVAC Fan Variable Frequency Drive (VFD) - Hot-Dry | SCE ¦ Hot-Dry | SCE | All | Electric | VSD for HVAC Fan Controls | Efficient | 0 | Conventional | HVAC | Com - Lodging | Com | RET Only | 0 | 1000 sqft2 of floor space | Rated-HP | 15 | DEER:HVAC_Split-Package_AC | 0 | 0 | 0 | California eTRM (https://www.caetrm.com/) | 156.23 | 2019 | 0 | 101.53 | 2019 | 0 | 0 | California eTRM (https://www.caetrm.com/) | HVAC Fan VFD - Hot-Dry ¦ SCE ¦ Hot-Dry | HVAC Fan VFD - Hot-Dry | 0.026398 | 1 | 0.49391 | CBSA 2014 | 0 | 2032 | 0.6 | SWHC018-03
COM-HVAC-80.53 | Com ¦ HVAC Fan Variable Frequency Drive (VFD) - Hot-Dry ¦ SCE ¦ Hot-Dry | Com ¦ HVAC Fan Variable Frequency Drive (VFD) - Hot-Dry | SCE ¦ Hot-Dry | SCE | All | Electric | VSD for HVAC Fan Controls | Efficient | 0 | Conventional | HVAC | Com - Office (Large) | Com | RET Only | 0 | 1000 sqft2 of floor space | Rated-HP | 15 | DEER:HVAC_Split-Package_AC | 0 | 0 | 0 | California eTRM (https://www.caetrm.com/) | 156.23 | 2019 | 0 | 101.53 | 2019 | 0 | 0 | California eTRM (https://www.caetrm.com/) | HVAC Fan VFD - Hot-Dry ¦ SCE ¦ Hot-Dry | HVAC Fan VFD - Hot-Dry | 0.19641 | 1 | 0.49391 | CBSA 2014 | 0 | 2032 | 0.6 | SWHC018-03
COM-HVAC-80.54 | Com ¦ HVAC Fan Variable Frequency Drive (VFD) - Hot-Dry ¦ SCE ¦ Hot-Dry | Com ¦ HVAC Fan Variable Frequency Drive (VFD) - Hot-Dry | SCE ¦ Hot-Dry | SCE | All | Electric | VSD for HVAC Fan Controls | Efficient | 0 | Conventional | HVAC | Com - Office (Small) | Com | RET Only | 0 | 1000 sqft2 of floor space | Rated-HP | 15 | DEER:HVAC_Split-Package_AC | 0 | 0 | 0 | California eTRM (https://www.caetrm.com/) | 156.23 | 2019 | 0 | 101.53 | 2019 | 0 | 0 | California eTRM (https://www.caetrm.com/) | HVAC Fan VFD - Hot-Dry ¦ SCE ¦ Hot-Dry | HVAC Fan VFD - Hot-Dry | 0.041357 | 1 | 0.49391 | CBSA 2014 | 0 | 2032 | 0.6 | SWHC018-03
COM-HVAC-80.55 | Com ¦ HVAC Fan Variable Frequency Drive (VFD) - Hot-Dry ¦ SCE ¦ Hot-Dry | Com ¦ HVAC Fan Variable Frequency Drive (VFD) - Hot-Dry | SCE ¦ Hot-Dry | SCE | All | Electric | VSD for HVAC Fan Controls | Efficient | 0 | Conventional | HVAC | Com - Other | Com | RET Only | 0 | 1000 sqft2 of floor space | Rated-HP | 15 | DEER:HVAC_Split-Package_AC | 0 | 0 | 0 | California eTRM (https://www.caetrm.com/) | 156.23 | 2019 | 0 | 101.53 | 2019 | 0 | 0 | California eTRM (https://www.caetrm.com/) | HVAC Fan VFD - Hot-Dry ¦ SCE ¦ Hot-Dry | HVAC Fan VFD - Hot-Dry | 0.031297 | 1 | 0.49391 | CBSA 2014 | 0 | 2032 | 0.6 | SWHC018-03
COM-HVAC-80.56 | Com ¦ HVAC Fan Variable Frequency Drive (VFD) - Hot-Dry ¦ SCE ¦ Hot-Dry | Com ¦ HVAC Fan Variable Frequency Drive (VFD) - Hot-Dry | SCE ¦ Hot-Dry | SCE | All | Electric | VSD for HVAC Fan Controls | Efficient | 0 | Conventional | HVAC | Com - Refrig. Warehouse | Com | RET Only | 0 | 1000 sqft2 of floor space | Rated-HP | 15 | DEER:HVAC_Split-Package_AC | 0 | 0 | 0 | California eTRM (https://www.caetrm.com/) | 156.23 | 2019 | 0 | 101.53 | 2019 | 0 | 0 | California eTRM (https://www.caetrm.com/) | HVAC Fan VFD - Hot-Dry ¦ SCE ¦ Hot-Dry | HVAC Fan VFD - Hot-Dry | 0.0055537 | 1 | 0.49391 | CBSA 2014 | 0 | 2032 | 0.6 | SWHC018-03
COM-HVAC-80.57 | Com ¦ HVAC Fan Variable Frequency Drive (VFD) - Hot-Dry ¦ SCE ¦ Hot-Dry | Com ¦ HVAC Fan Variable Frequency Drive (VFD) - Hot-Dry | SCE ¦ Hot-Dry | SCE | All | Electric | VSD for HVAC Fan Controls | Efficient | 0 | Conventional | HVAC | Com - Restaurant | Com | RET Only | 0 | 1000 sqft2 of floor space | Rated-HP | 15 | DEER:HVAC_Split-Package_AC | 0 | 0 | 0 | California eTRM (https://www.caetrm.com/) | 156.23 | 2019 | 0 | 101.53 | 2019 | 0 | 0 | California eTRM (https://www.caetrm.com/) | HVAC Fan VFD - Hot-Dry ¦ SCE ¦ Hot-Dry | HVAC Fan VFD - Hot-Dry | 0.0024721 | 1 | 0.49391 | CBSA 2014 | 0 | 2032 | 0.6 | SWHC018-03
COM-HVAC-80.58 | Com ¦ HVAC Fan Variable Frequency Drive (VFD) - Hot-Dry ¦ SCE ¦ Hot-Dry | Com ¦ HVAC Fan Variable Frequency Drive (VFD) - Hot-Dry | SCE ¦ Hot-Dry | SCE | All | Electric | VSD for HVAC Fan Controls | Efficient | 0 | Conventional | HVAC | Com - Retail | Com | RET Only | 0 | 1000 sqft2 of floor space | Rated-HP | 15 | DEER:HVAC_Split-Package_AC | 0 | 0 | 0 | California eTRM (https://www.caetrm.com/) | 156.23 | 2019 | 0 | 101.53 | 2019 | 0 | 0 | California eTRM (https://www.caetrm.com/) | HVAC Fan VFD - Hot-Dry ¦ SCE ¦ Hot-Dry | HVAC Fan VFD - Hot-Dry | 0.0037584 | 1 | 0.49391 | CBSA 2014 | 0 | 2032 | 0.6 | SWHC018-03
COM-HVAC-80.59 | Com ¦ HVAC Fan Variable Frequency Drive (VFD) - Hot-Dry ¦ SCE ¦ Hot-Dry | Com ¦ HVAC Fan Variable Frequency Drive (VFD) - Hot-Dry | SCE ¦ Hot-Dry | SCE | All | Electric | VSD for HVAC Fan Controls | Efficient | 0 | Conventional | HVAC | Com - School | Com | RET Only | 0 | 1000 sqft2 of floor space | Rated-HP | 15 | DEER:HVAC_Split-Package_AC | 0 | 0 | 0 | California eTRM (https://www.caetrm.com/) | 156.23 | 2019 | 0 | 101.53 | 2019 | 0 | 0 | California eTRM (https://www.caetrm.com/) | HVAC Fan VFD - Hot-Dry ¦ SCE ¦ Hot-Dry | HVAC Fan VFD - Hot-Dry | 0.097588 | 1 | 0.49391 | CBSA 2014 | 0 | 2032 | 0.6 | SWHC018-03
COM-HVAC-80.60 | Com ¦ HVAC Fan Variable Frequency Drive (VFD) - Hot-Dry ¦ SCE ¦ Hot-Dry | Com ¦ HVAC Fan Variable Frequency Drive (VFD) - Hot-Dry | SCE ¦ Hot-Dry | SCE | All | Electric | VSD for HVAC Fan Controls | Efficient | 0 | Conventional | HVAC | Com - Warehouse | Com | RET Only | 0 | 1000 sqft2 of floor space | Rated-HP | 15 | DEER:HVAC_Split-Package_AC | 0 | 0 | 0 | California eTRM (https://www.caetrm.com/) | 156.23 | 2019 | 0 | 101.53 | 2019 | 0 | 0 | California eTRM (https://www.caetrm.com/) | HVAC Fan VFD - Hot-Dry ¦ SCE ¦ Hot-Dry | HVAC Fan VFD - Hot-Dry | 0.0055537 | 1 | 0.49391 | CBSA 2014 | 0 | 2032 | 0.6 | SWHC018-03
COM-HVAC-80.61 | Com ¦ HVAC Fan Variable Frequency Drive (VFD) - Cold ¦ SCE ¦ Cold | Com ¦ HVAC Fan Variable Frequency Drive (VFD) - Cold | SCE ¦ Cold | SCE | All | Electric | VSD for HVAC Fan Controls | Efficient | 0 | Conventional | HVAC | Com - College | Com | RET Only | 0 | 1000 sqft2 of floor space | Rated-HP | 15 | DEER:HVAC_Split-Package_AC | 0 | 0 | 0 | California eTRM (https://www.caetrm.com/) | 156.23 | 2019 | 0 | 101.53 | 2019 | 0 | 0 | California eTRM (https://www.caetrm.com/) | HVAC Fan VFD - Cold ¦ SCE ¦ Cold | HVAC Fan VFD - Cold | 0.097588 | 1 | 0.49391 | CBSA 2014 | 0 | 2032 | 0.6 | SWHC018-03
COM-HVAC-80.62 | Com ¦ HVAC Fan Variable Frequency Drive (VFD) - Cold ¦ SCE ¦ Cold | Com ¦ HVAC Fan Variable Frequency Drive (VFD) - Cold | SCE ¦ Cold | SCE | All | Electric | VSD for HVAC Fan Controls | Efficient | 0 | Conventional | HVAC | Com - Grocery | Com | RET Only | 0 | 1000 sqft2 of floor space | Rated-HP | 15 | DEER:HVAC_Split-Package_AC | 0 | 0 | 0 | California eTRM (https://www.caetrm.com/) | 156.23 | 2019 | 0 | 101.53 | 2019 | 0 | 0 | California eTRM (https://www.caetrm.com/) | HVAC Fan VFD - Cold ¦ SCE ¦ Cold | HVAC Fan VFD - Cold | 0.0011938 | 1 | 0.49391 | CBSA 2014 | 0 | 2032 | 0.6 | SWHC018-03
COM-HVAC-80.63 | Com ¦ HVAC Fan Variable Frequency Drive (VFD) - Cold ¦ SCE ¦ Cold | Com ¦ HVAC Fan Variable Frequency Drive (VFD) - Cold | SCE ¦ Cold | SCE | All | Electric | VSD for HVAC Fan Controls | Efficient | 0 | Conventional | HVAC | Com - Health | Com | RET Only | 0 | 1000 sqft2 of floor space | Rated-HP | 15 | DEER:HVAC_Split-Package_AC | 0 | 0 | 0 | California eTRM (https://www.caetrm.com/) | 156.23 | 2019 | 0 | 101.53 | 2019 | 0 | 0 | California eTRM (https://www.caetrm.com/) | HVAC Fan VFD - Cold ¦ SCE ¦ Cold | HVAC Fan VFD - Cold | 0.09389 | 1 | 0.49391 | CBSA 2014 | 0 | 2032 | 0.6 | SWHC018-03
COM-HVAC-80.64 | Com ¦ HVAC Fan Variable Frequency Drive (VFD) - Cold ¦ SCE ¦ Cold | Com ¦ HVAC Fan Variable Frequency Drive (VFD) - Cold | SCE ¦ Cold | SCE | All | Electric | VSD for HVAC Fan Controls | Efficient | 0 | Conventional | HVAC | Com - Lodging | Com | RET Only | 0 | 1000 sqft2 of floor space | Rated-HP | 15 | DEER:HVAC_Split-Package_AC | 0 | 0 | 0 | California eTRM (https://www.caetrm.com/) | 156.23 | 2019 | 0 | 101.53 | 2019 | 0 | 0 | California eTRM (https://www.caetrm.com/) | HVAC Fan VFD - Cold ¦ SCE ¦ Cold | HVAC Fan VFD - Cold | 0.026398 | 1 | 0.49391 | CBSA 2014 | 0 | 2032 | 0.6 | SWHC018-03
COM-HVAC-80.65 | Com ¦ HVAC Fan Variable Frequency Drive (VFD) - Cold ¦ SCE ¦ Cold | Com ¦ HVAC Fan Variable Frequency Drive (VFD) - Cold | SCE ¦ Cold | SCE | All | Electric | VSD for HVAC Fan Controls | Efficient | 0 | Conventional | HVAC | Com - Office (Large) | Com | RET Only | 0 | 1000 sqft2 of floor space | Rated-HP | 15 | DEER:HVAC_Split-Package_AC | 0 | 0 | 0 | California eTRM (https://www.caetrm.com/) | 156.23 | 2019 | 0 | 101.53 | 2019 | 0 | 0 | California eTRM (https://www.caetrm.com/) | HVAC Fan VFD - Cold ¦ SCE ¦ Cold | HVAC Fan VFD - Cold | 0.19641 | 1 | 0.49391 | CBSA 2014 | 0 | 2032 | 0.6 | SWHC018-03
COM-HVAC-80.66 | Com ¦ HVAC Fan Variable Frequency Drive (VFD) - Cold ¦ SCE ¦ Cold | Com ¦ HVAC Fan Variable Frequency Drive (VFD) - Cold | SCE ¦ Cold | SCE | All | Electric | VSD for HVAC Fan Controls | Efficient | 0 | Conventional | HVAC | Com - Office (Small) | Com | RET Only | 0 | 1000 sqft2 of floor space | Rated-HP | 15 | DEER:HVAC_Split-Package_AC | 0 | 0 | 0 | California eTRM (https://www.caetrm.com/) | 156.23 | 2019 | 0 | 101.53 | 2019 | 0 | 0 | California eTRM (https://www.caetrm.com/) | HVAC Fan VFD - Cold ¦ SCE ¦ Cold | HVAC Fan VFD - Cold | 0.041357 | 1 | 0.49391 | CBSA 2014 | 0 | 2032 | 0.6 | SWHC018-03
COM-HVAC-80.67 | Com ¦ HVAC Fan Variable Frequency Drive (VFD) - Cold ¦ SCE ¦ Cold | Com ¦ HVAC Fan Variable Frequency Drive (VFD) - Cold | SCE ¦ Cold | SCE | All | Electric | VSD for HVAC Fan Controls | Efficient | 0 | Conventional | HVAC | Com - Other | Com | RET Only | 0 | 1000 sqft2 of floor space | Rated-HP | 15 | DEER:HVAC_Split-Package_AC | 0 | 0 | 0 | California eTRM (https://www.caetrm.com/) | 156.23 | 2019 | 0 | 101.53 | 2019 | 0 | 0 | California eTRM (https://www.caetrm.com/) | HVAC Fan VFD - Cold ¦ SCE ¦ Cold | HVAC Fan VFD - Cold | 0.031297 | 1 | 0.49391 | CBSA 2014 | 0 | 2032 | 0.6 | SWHC018-03
COM-HVAC-80.68 | Com ¦ HVAC Fan Variable Frequency Drive (VFD) - Cold ¦ SCE ¦ Cold | Com ¦ HVAC Fan Variable Frequency Drive (VFD) - Cold | SCE ¦ Cold | SCE | All | Electric | VSD for HVAC Fan Controls | Efficient | 0 | Conventional | HVAC | Com - Refrig. Warehouse | Com | RET Only | 0 | 1000 sqft2 of floor space | Rated-HP | 15 | DEER:HVAC_Split-Package_AC | 0 | 0 | 0 | California eTRM (https://www.caetrm.com/) | 156.23 | 2019 | 0 | 101.53 | 2019 | 0 | 0 | California eTRM (https://www.caetrm.com/) | HVAC Fan VFD - Cold ¦ SCE ¦ Cold | HVAC Fan VFD - Cold | 0.0055537 | 1 | 0.49391 | CBSA 2014 | 0 | 2032 | 0.6 | SWHC018-03
COM-HVAC-80.69 | Com ¦ HVAC Fan Variable Frequency Drive (VFD) - Cold ¦ SCE ¦ Cold | Com ¦ HVAC Fan Variable Frequency Drive (VFD) - Cold | SCE ¦ Cold | SCE | All | Electric | VSD for HVAC Fan Controls | Efficient | 0 | Conventional | HVAC | Com - Restaurant | Com | RET Only | 0 | 1000 sqft2 of floor space | Rated-HP | 15 | DEER:HVAC_Split-Package_AC | 0 | 0 | 0 | California eTRM (https://www.caetrm.com/) | 156.23 | 2019 | 0 | 101.53 | 2019 | 0 | 0 | California eTRM (https://www.caetrm.com/) | HVAC Fan VFD - Cold ¦ SCE ¦ Cold | HVAC Fan VFD - Cold | 0.0024721 | 1 | 0.49391 | CBSA 2014 | 0 | 2032 | 0.6 | SWHC018-03
COM-HVAC-80.70 | Com ¦ HVAC Fan Variable Frequency Drive (VFD) - Cold ¦ SCE ¦ Cold | Com ¦ HVAC Fan Variable Frequency Drive (VFD) - Cold | SCE ¦ Cold | SCE | All | Electric | VSD for HVAC Fan Controls | Efficient | 0 | Conventional | HVAC | Com - Retail | Com | RET Only | 0 | 1000 sqft2 of floor space | Rated-HP | 15 | DEER:HVAC_Split-Package_AC | 0 | 0 | 0 | California eTRM (https://www.caetrm.com/) | 156.23 | 2019 | 0 | 101.53 | 2019 | 0 | 0 | California eTRM (https://www.caetrm.com/) | HVAC Fan VFD - Cold ¦ SCE ¦ Cold | HVAC Fan VFD - Cold | 0.0037584 | 1 | 0.49391 | CBSA 2014 | 0 | 2032 | 0.6 | SWHC018-03
COM-HVAC-80.71 | Com ¦ HVAC Fan Variable Frequency Drive (VFD) - Cold ¦ SCE ¦ Cold | Com ¦ HVAC Fan Variable Frequency Drive (VFD) - Cold | SCE ¦ Cold | SCE | All | Electric | VSD for HVAC Fan Controls | Efficient | 0 | Conventional | HVAC | Com - School | Com | RET Only | 0 | 1000 sqft2 of floor space | Rated-HP | 15 | DEER:HVAC_Split-Package_AC | 0 | 0 | 0 | California eTRM (https://www.caetrm.com/) | 156.23 | 2019 | 0 | 101.53 | 2019 | 0 | 0 | California eTRM (https://www.caetrm.com/) | HVAC Fan VFD - Cold ¦ SCE ¦ Cold | HVAC Fan VFD - Cold | 0.097588 | 1 | 0.49391 | CBSA 2014 | 0 | 2032 | 0.6 | SWHC018-03
COM-HVAC-80.72 | Com ¦ HVAC Fan Variable Frequency Drive (VFD) - Cold ¦ SCE ¦ Cold | Com ¦ HVAC Fan Variable Frequency Drive (VFD) - Cold | SCE ¦ Cold | SCE | All | Electric | VSD for HVAC Fan Controls | Efficient | 0 | Conventional | HVAC | Com - Warehouse | Com | RET Only | 0 | 1000 sqft2 of floor space | Rated-HP | 15 | DEER:HVAC_Split-Package_AC | 0 | 0 | 0 | California eTRM (https://www.caetrm.com/) | 156.23 | 2019 | 0 | 101.53 | 2019 | 0 | 0 | California eTRM (https://www.caetrm.com/) | HVAC Fan VFD - Cold ¦ SCE ¦ Cold | HVAC Fan VFD - Cold | 0.0055537 | 1 | 0.49391 | CBSA 2014 | 0 | 2032 | 0.6 | SWHC018-03
COM-HVAC-80.73 | Com ¦ HVAC Fan Variable Frequency Drive (VFD) - Marine ¦ SDG&E ¦ Marine | Com ¦ HVAC Fan Variable Frequency Drive (VFD) - Marine | SDG&E ¦ Marine | SDG&E | All | Electric | VSD for HVAC Fan Controls | Efficient | 0 | Conventional | HVAC | Com - College | Com | RET Only | 0 | 1000 sqft2 of floor space | Rated-HP | 15 | DEER:HVAC_Split-Package_AC | 0 | 0 | 0 | California eTRM (https://www.caetrm.com/) | 156.23 | 2019 | 0 | 101.53 | 2019 | 0 | 0 | California eTRM (https://www.caetrm.com/) | HVAC Fan VFD - Marine ¦ SDG&E ¦ Marine | HVAC Fan VFD - Marine | 0.097588 | 1 | 0.49391 | CBSA 2014 | 0 | 2032 | 0.6 | SWHC018-03
COM-HVAC-80.74 | Com ¦ HVAC Fan Variable Frequency Drive (VFD) - Marine ¦ SDG&E ¦ Marine | Com ¦ HVAC Fan Variable Frequency Drive (VFD) - Marine | SDG&E ¦ Marine | SDG&E | All | Electric | VSD for HVAC Fan Controls | Efficient | 0 | Conventional | HVAC | Com - Grocery | Com | RET Only | 0 | 1000 sqft2 of floor space | Rated-HP | 15 | DEER:HVAC_Split-Package_AC | 0 | 0 | 0 | California eTRM (https://www.caetrm.com/) | 156.23 | 2019 | 0 | 101.53 | 2019 | 0 | 0 | California eTRM (https://www.caetrm.com/) | HVAC Fan VFD - Marine ¦ SDG&E ¦ Marine | HVAC Fan VFD - Marine | 0.0011938 | 1 | 0.49391 | CBSA 2014 | 0 | 2032 | 0.6 | SWHC018-03
COM-HVAC-80.75 | Com ¦ HVAC Fan Variable Frequency Drive (VFD) - Marine ¦ SDG&E ¦ Marine | Com ¦ HVAC Fan Variable Frequency Drive (VFD) - Marine | SDG&E ¦ Marine | SDG&E | All | Electric | VSD for HVAC Fan Controls | Efficient | 0 | Conventional | HVAC | Com - Health | Com | RET Only | 0 | 1000 sqft2 of floor space | Rated-HP | 15 | DEER:HVAC_Split-Package_AC | 0 | 0 | 0 | California eTRM (https://www.caetrm.com/) | 156.23 | 2019 | 0 | 101.53 | 2019 | 0 | 0 | California eTRM (https://www.caetrm.com/) | HVAC Fan VFD - Marine ¦ SDG&E ¦ Marine | HVAC Fan VFD - Marine | 0.09389 | 1 | 0.49391 | CBSA 2014 | 0 | 2032 | 0.6 | SWHC018-03
COM-HVAC-80.76 | Com ¦ HVAC Fan Variable Frequency Drive (VFD) - Marine ¦ SDG&E ¦ Marine | Com ¦ HVAC Fan Variable Frequency Drive (VFD) - Marine | SDG&E ¦ Marine | SDG&E | All | Electric | VSD for HVAC Fan Controls | Efficient | 0 | Conventional | HVAC | Com - Lodging | Com | RET Only | 0 | 1000 sqft2 of floor space | Rated-HP | 15 | DEER:HVAC_Split-Package_AC | 0 | 0 | 0 | California eTRM (https://www.caetrm.com/) | 156.23 | 2019 | 0 | 101.53 | 2019 | 0 | 0 | California eTRM (https://www.caetrm.com/) | HVAC Fan VFD - Marine ¦ SDG&E ¦ Marine | HVAC Fan VFD - Marine | 0.026398 | 1 | 0.49391 | CBSA 2014 | 0 | 2032 | 0.6 | SWHC018-03
COM-HVAC-80.77 | Com ¦ HVAC Fan Variable Frequency Drive (VFD) - Marine ¦ SDG&E ¦ Marine | Com ¦ HVAC Fan Variable Frequency Drive (VFD) - Marine | SDG&E ¦ Marine | SDG&E | All | Electric | VSD for HVAC Fan Controls | Efficient | 0 | Conventional | HVAC | Com - Office (Large) | Com | RET Only | 0 | 1000 sqft2 of floor space | Rated-HP | 15 | DEER:HVAC_Split-Package_AC | 0 | 0 | 0 | California eTRM (https://www.caetrm.com/) | 156.23 | 2019 | 0 | 101.53 | 2019 | 0 | 0 | California eTRM (https://www.caetrm.com/) | HVAC Fan VFD - Marine ¦ SDG&E ¦ Marine | HVAC Fan VFD - Marine | 0.19641 | 1 | 0.49391 | CBSA 2014 | 0 | 2032 | 0.6 | SWHC018-03
COM-HVAC-80.78 | Com ¦ HVAC Fan Variable Frequency Drive (VFD) - Marine ¦ SDG&E ¦ Marine | Com ¦ HVAC Fan Variable Frequency Drive (VFD) - Marine | SDG&E ¦ Marine | SDG&E | All | Electric | VSD for HVAC Fan Controls | Efficient | 0 | Conventional | HVAC | Com - Office (Small) | Com | RET Only | 0 | 1000 sqft2 of floor space | Rated-HP | 15 | DEER:HVAC_Split-Package_AC | 0 | 0 | 0 | California eTRM (https://www.caetrm.com/) | 156.23 | 2019 | 0 | 101.53 | 2019 | 0 | 0 | California eTRM (https://www.caetrm.com/) | HVAC Fan VFD - Marine ¦ SDG&E ¦ Marine | HVAC Fan VFD - Marine | 0.041357 | 1 | 0.49391 | CBSA 2014 | 0 | 2032 | 0.6 | SWHC018-03
COM-HVAC-80.79 | Com ¦ HVAC Fan Variable Frequency Drive (VFD) - Marine ¦ SDG&E ¦ Marine | Com ¦ HVAC Fan Variable Frequency Drive (VFD) - Marine | SDG&E ¦ Marine | SDG&E | All | Electric | VSD for HVAC Fan Controls | Efficient | 0 | Conventional | HVAC | Com - Other | Com | RET Only | 0 | 1000 sqft2 of floor space | Rated-HP | 15 | DEER:HVAC_Split-Package_AC | 0 | 0 | 0 | California eTRM (https://www.caetrm.com/) | 156.23 | 2019 | 0 | 101.53 | 2019 | 0 | 0 | California eTRM (https://www.caetrm.com/) | HVAC Fan VFD - Marine ¦ SDG&E ¦ Marine | HVAC Fan VFD - Marine | 0.031297 | 1 | 0.49391 | CBSA 2014 | 0 | 2032 | 0.6 | SWHC018-03
COM-HVAC-80.80 | Com ¦ HVAC Fan Variable Frequency Drive (VFD) - Marine ¦ SDG&E ¦ Marine | Com ¦ HVAC Fan Variable Frequency Drive (VFD) - Marine | SDG&E ¦ Marine | SDG&E | All | Electric | VSD for HVAC Fan Controls | Efficient | 0 | Conventional | HVAC | Com - Refrig. Warehouse | Com | RET Only | 0 | 1000 sqft2 of floor space | Rated-HP | 15 | DEER:HVAC_Split-Package_AC | 0 | 0 | 0 | California eTRM (https://www.caetrm.com/) | 156.23 | 2019 | 0 | 101.53 | 2019 | 0 | 0 | California eTRM (https://www.caetrm.com/) | HVAC Fan VFD - Marine ¦ SDG&E ¦ Marine | HVAC Fan VFD - Marine | 0.0055537 | 1 | 0.49391 | CBSA 2014 | 0 | 2032 | 0.6 | SWHC018-03
COM-HVAC-80.81 | Com ¦ HVAC Fan Variable Frequency Drive (VFD) - Marine ¦ SDG&E ¦ Marine | Com ¦ HVAC Fan Variable Frequency Drive (VFD) - Marine | SDG&E ¦ Marine | SDG&E | All | Electric | VSD for HVAC Fan Controls | Efficient | 0 | Conventional | HVAC | Com - Restaurant | Com | RET Only | 0 | 1000 sqft2 of floor space | Rated-HP | 15 | DEER:HVAC_Split-Package_AC | 0 | 0 | 0 | California eTRM (https://www.caetrm.com/) | 156.23 | 2019 | 0 | 101.53 | 2019 | 0 | 0 | California eTRM (https://www.caetrm.com/) | HVAC Fan VFD - Marine ¦ SDG&E ¦ Marine | HVAC Fan VFD - Marine | 0.0024721 | 1 | 0.49391 | CBSA 2014 | 0 | 2032 | 0.6 | SWHC018-03
COM-HVAC-80.82 | Com ¦ HVAC Fan Variable Frequency Drive (VFD) - Marine ¦ SDG&E ¦ Marine | Com ¦ HVAC Fan Variable Frequency Drive (VFD) - Marine | SDG&E ¦ Marine | SDG&E | All | Electric | VSD for HVAC Fan Controls | Efficient | 0 | Conventional | HVAC | Com - Retail | Com | RET Only | 0 | 1000 sqft2 of floor space | Rated-HP | 15 | DEER:HVAC_Split-Package_AC | 0 | 0 | 0 | California eTRM (https://www.caetrm.com/) | 156.23 | 2019 | 0 | 101.53 | 2019 | 0 | 0 | California eTRM (https://www.caetrm.com/) | HVAC Fan VFD - Marine ¦ SDG&E ¦ Marine | HVAC Fan VFD - Marine | 0.0037584 | 1 | 0.49391 | CBSA 2014 | 0 | 2032 | 0.6 | SWHC018-03
COM-HVAC-80.83 | Com ¦ HVAC Fan Variable Frequency Drive (VFD) - Marine ¦ SDG&E ¦ Marine | Com ¦ HVAC Fan Variable Frequency Drive (VFD) - Marine | SDG&E ¦ Marine | SDG&E | All | Electric | VSD for HVAC Fan Controls | Efficient | 0 | Conventional | HVAC | Com - School | Com | RET Only | 0 | 1000 sqft2 of floor space | Rated-HP | 15 | DEER:HVAC_Split-Package_AC | 0 | 0 | 0 | California eTRM (https://www.caetrm.com/) | 156.23 | 2019 | 0 | 101.53 | 2019 | 0 | 0 | California eTRM (https://www.caetrm.com/) | HVAC Fan VFD - Marine ¦ SDG&E ¦ Marine | HVAC Fan VFD - Marine | 0.097588 | 1 | 0.49391 | CBSA 2014 | 0 | 2032 | 0.6 | SWHC018-03
COM-HVAC-80.84 | Com ¦ HVAC Fan Variable Frequency Drive (VFD) - Marine ¦ SDG&E ¦ Marine | Com ¦ HVAC Fan Variable Frequency Drive (VFD) - Marine | SDG&E ¦ Marine | SDG&E | All | Electric | VSD for HVAC Fan Controls | Efficient | 0 | Conventional | HVAC | Com - Warehouse | Com | RET Only | 0 | 1000 sqft2 of floor space | Rated-HP | 15 | DEER:HVAC_Split-Package_AC | 0 | 0 | 0 | California eTRM (https://www.caetrm.com/) | 156.23 | 2019 | 0 | 101.53 | 2019 | 0 | 0 | California eTRM (https://www.caetrm.com/) | HVAC Fan VFD - Marine ¦ SDG&E ¦ Marine | HVAC Fan VFD - Marine | 0.0055537 | 1 | 0.49391 | CBSA 2014 | 0 | 2032 | 0.6 | SWHC018-03
COM-HVAC-80.85 | Com ¦ HVAC Fan Variable Frequency Drive (VFD) - Hot-Dry ¦ SDG&E ¦ Hot-Dry | Com ¦ HVAC Fan Variable Frequency Drive (VFD) - Hot-Dry | SDG&E ¦ Hot-Dry | SDG&E | All | Electric | VSD for HVAC Fan Controls | Efficient | 0 | Conventional | HVAC | Com - College | Com | RET Only | 0 | 1000 sqft2 of floor space | Rated-HP | 15 | DEER:HVAC_Split-Package_AC | 0 | 0 | 0 | California eTRM (https://www.caetrm.com/) | 156.23 | 2019 | 0 | 101.53 | 2019 | 0 | 0 | California eTRM (https://www.caetrm.com/) | HVAC Fan VFD - Hot-Dry ¦ SDG&E ¦ Hot-Dry | HVAC Fan VFD - Hot-Dry | 0.097588 | 1 | 0.49391 | CBSA 2014 | 0 | 2032 | 0.6 | SWHC018-03
COM-HVAC-80.86 | Com ¦ HVAC Fan Variable Frequency Drive (VFD) - Hot-Dry ¦ SDG&E ¦ Hot-Dry | Com ¦ HVAC Fan Variable Frequency Drive (VFD) - Hot-Dry | SDG&E ¦ Hot-Dry | SDG&E | All | Electric | VSD for HVAC Fan Controls | Efficient | 0 | Conventional | HVAC | Com - Grocery | Com | RET Only | 0 | 1000 sqft2 of floor space | Rated-HP | 15 | DEER:HVAC_Split-Package_AC | 0 | 0 | 0 | California eTRM (https://www.caetrm.com/) | 156.23 | 2019 | 0 | 101.53 | 2019 | 0 | 0 | California eTRM (https://www.caetrm.com/) | HVAC Fan VFD - Hot-Dry ¦ SDG&E ¦ Hot-Dry | HVAC Fan VFD - Hot-Dry | 0.0011938 | 1 | 0.49391 | CBSA 2014 | 0 | 2032 | 0.6 | SWHC018-03
COM-HVAC-80.87 | Com ¦ HVAC Fan Variable Frequency Drive (VFD) - Hot-Dry ¦ SDG&E ¦ Hot-Dry | Com ¦ HVAC Fan Variable Frequency Drive (VFD) - Hot-Dry | SDG&E ¦ Hot-Dry | SDG&E | All | Electric | VSD for HVAC Fan Controls | Efficient | 0 | Conventional | HVAC | Com - Health | Com | RET Only | 0 | 1000 sqft2 of floor space | Rated-HP | 15 | DEER:HVAC_Split-Package_AC | 0 | 0 | 0 | California eTRM (https://www.caetrm.com/) | 156.23 | 2019 | 0 | 101.53 | 2019 | 0 | 0 | California eTRM (https://www.caetrm.com/) | HVAC Fan VFD - Hot-Dry ¦ SDG&E ¦ Hot-Dry | HVAC Fan VFD - Hot-Dry | 0.09389 | 1 | 0.49391 | CBSA 2014 | 0 | 2032 | 0.6 | SWHC018-03
COM-HVAC-80.88 | Com ¦ HVAC Fan Variable Frequency Drive (VFD) - Hot-Dry ¦ SDG&E ¦ Hot-Dry | Com ¦ HVAC Fan Variable Frequency Drive (VFD) - Hot-Dry | SDG&E ¦ Hot-Dry | SDG&E | All | Electric | VSD for HVAC Fan Controls | Efficient | 0 | Conventional | HVAC | Com - Lodging | Com | RET Only | 0 | 1000 sqft2 of floor space | Rated-HP | 15 | DEER:HVAC_Split-Package_AC | 0 | 0 | 0 | California eTRM (https://www.caetrm.com/) | 156.23 | 2019 | 0 | 101.53 | 2019 | 0 | 0 | California eTRM (https://www.caetrm.com/) | HVAC Fan VFD - Hot-Dry ¦ SDG&E ¦ Hot-Dry | HVAC Fan VFD - Hot-Dry | 0.026398 | 1 | 0.49391 | CBSA 2014 | 0 | 2032 | 0.6 | SWHC018-03
COM-HVAC-80.89 | Com ¦ HVAC Fan Variable Frequency Drive (VFD) - Hot-Dry ¦ SDG&E ¦ Hot-Dry | Com ¦ HVAC Fan Variable Frequency Drive (VFD) - Hot-Dry | SDG&E ¦ Hot-Dry | SDG&E | All | Electric | VSD for HVAC Fan Controls | Efficient | 0 | Conventional | HVAC | Com - Office (Large) | Com | RET Only | 0 | 1000 sqft2 of floor space | Rated-HP | 15 | DEER:HVAC_Split-Package_AC | 0 | 0 | 0 | California eTRM (https://www.caetrm.com/) | 156.23 | 2019 | 0 | 101.53 | 2019 | 0 | 0 | California eTRM (https://www.caetrm.com/) | HVAC Fan VFD - Hot-Dry ¦ SDG&E ¦ Hot-Dry | HVAC Fan VFD - Hot-Dry | 0.19641 | 1 | 0.49391 | CBSA 2014 | 0 | 2032 | 0.6 | SWHC018-03
COM-HVAC-80.90 | Com ¦ HVAC Fan Variable Frequency Drive (VFD) - Hot-Dry ¦ SDG&E ¦ Hot-Dry | Com ¦ HVAC Fan Variable Frequency Drive (VFD) - Hot-Dry | SDG&E ¦ Hot-Dry | SDG&E | All | Electric | VSD for HVAC Fan Controls | Efficient | 0 | Conventional | HVAC | Com - Office (Small) | Com | RET Only | 0 | 1000 sqft2 of floor space | Rated-HP | 15 | DEER:HVAC_Split-Package_AC | 0 | 0 | 0 | California eTRM (https://www.caetrm.com/) | 156.23 | 2019 | 0 | 101.53 | 2019 | 0 | 0 | California eTRM (https://www.caetrm.com/) | HVAC Fan VFD - Hot-Dry ¦ SDG&E ¦ Hot-Dry | HVAC Fan VFD - Hot-Dry | 0.041357 | 1 | 0.49391 | CBSA 2014 | 0 | 2032 | 0.6 | SWHC018-03
COM-HVAC-80.91 | Com ¦ HVAC Fan Variable Frequency Drive (VFD) - Hot-Dry ¦ SDG&E ¦ Hot-Dry | Com ¦ HVAC Fan Variable Frequency Drive (VFD) - Hot-Dry | SDG&E ¦ Hot-Dry | SDG&E | All | Electric | VSD for HVAC Fan Controls | Efficient | 0 | Conventional | HVAC | Com - Other | Com | RET Only | 0 | 1000 sqft2 of floor space | Rated-HP | 15 | DEER:HVAC_Split-Package_AC | 0 | 0 | 0 | California eTRM (https://www.caetrm.com/) | 156.23 | 2019 | 0 | 101.53 | 2019 | 0 | 0 | California eTRM (https://www.caetrm.com/) | HVAC Fan VFD - Hot-Dry ¦ SDG&E ¦ Hot-Dry | HVAC Fan VFD - Hot-Dry | 0.031297 | 1 | 0.49391 | CBSA 2014 | 0 | 2032 | 0.6 | SWHC018-03
COM-HVAC-80.92 | Com ¦ HVAC Fan Variable Frequency Drive (VFD) - Hot-Dry ¦ SDG&E ¦ Hot-Dry | Com ¦ HVAC Fan Variable Frequency Drive (VFD) - Hot-Dry | SDG&E ¦ Hot-Dry | SDG&E | All | Electric | VSD for HVAC Fan Controls | Efficient | 0 | Conventional | HVAC | Com - Refrig. Warehouse | Com | RET Only | 0 | 1000 sqft2 of floor space | Rated-HP | 15 | DEER:HVAC_Split-Package_AC | 0 | 0 | 0 | California eTRM (https://www.caetrm.com/) | 156.23 | 2019 | 0 | 101.53 | 2019 | 0 | 0 | California eTRM (https://www.caetrm.com/) | HVAC Fan VFD - Hot-Dry ¦ SDG&E ¦ Hot-Dry | HVAC Fan VFD - Hot-Dry | 0.0055537 | 1 | 0.49391 | CBSA 2014 | 0 | 2032 | 0.6 | SWHC018-03
COM-HVAC-80.93 | Com ¦ HVAC Fan Variable Frequency Drive (VFD) - Hot-Dry ¦ SDG&E ¦ Hot-Dry | Com ¦ HVAC Fan Variable Frequency Drive (VFD) - Hot-Dry | SDG&E ¦ Hot-Dry | SDG&E | All | Electric | VSD for HVAC Fan Controls | Efficient | 0 | Conventional | HVAC | Com - Restaurant | Com | RET Only | 0 | 1000 sqft2 of floor space | Rated-HP | 15 | DEER:HVAC_Split-Package_AC | 0 | 0 | 0 | California eTRM (https://www.caetrm.com/) | 156.23 | 2019 | 0 | 101.53 | 2019 | 0 | 0 | California eTRM (https://www.caetrm.com/) | HVAC Fan VFD - Hot-Dry ¦ SDG&E ¦ Hot-Dry | HVAC Fan VFD - Hot-Dry | 0.0024721 | 1 | 0.49391 | CBSA 2014 | 0 | 2032 | 0.6 | SWHC018-03
COM-HVAC-80.94 | Com ¦ HVAC Fan Variable Frequency Drive (VFD) - Hot-Dry ¦ SDG&E ¦ Hot-Dry | Com ¦ HVAC Fan Variable Frequency Drive (VFD) - Hot-Dry | SDG&E ¦ Hot-Dry | SDG&E | All | Electric | VSD for HVAC Fan Controls | Efficient | 0 | Conventional | HVAC | Com - Retail | Com | RET Only | 0 | 1000 sqft2 of floor space | Rated-HP | 15 | DEER:HVAC_Split-Package_AC | 0 | 0 | 0 | California eTRM (https://www.caetrm.com/) | 156.23 | 2019 | 0 | 101.53 | 2019 | 0 | 0 | California eTRM (https://www.caetrm.com/) | HVAC Fan VFD - Hot-Dry ¦ SDG&E ¦ Hot-Dry | HVAC Fan VFD - Hot-Dry | 0.0037584 | 1 | 0.49391 | CBSA 2014 | 0 | 2032 | 0.6 | SWHC018-03
COM-HVAC-80.95 | Com ¦ HVAC Fan Variable Frequency Drive (VFD) - Hot-Dry ¦ SDG&E ¦ Hot-Dry | Com ¦ HVAC Fan Variable Frequency Drive (VFD) - Hot-Dry | SDG&E ¦ Hot-Dry | SDG&E | All | Electric | VSD for HVAC Fan Controls | Efficient | 0 | Conventional | HVAC | Com - School | Com | RET Only | 0 | 1000 sqft2 of floor space | Rated-HP | 15 | DEER:HVAC_Split-Package_AC | 0 | 0 | 0 | California eTRM (https://www.caetrm.com/) | 156.23 | 2019 | 0 | 101.53 | 2019 | 0 | 0 | California eTRM (https://www.caetrm.com/) | HVAC Fan VFD - Hot-Dry ¦ SDG&E ¦ Hot-Dry | HVAC Fan VFD - Hot-Dry | 0.097588 | 1 | 0.49391 | CBSA 2014 | 0 | 2032 | 0.6 | SWHC018-03
COM-HVAC-80.96 | Com ¦ HVAC Fan Variable Frequency Drive (VFD) - Hot-Dry ¦ SDG&E ¦ Hot-Dry | Com ¦ HVAC Fan Variable Frequency Drive (VFD) - Hot-Dry | SDG&E ¦ Hot-Dry | SDG&E | All | Electric | VSD for HVAC Fan Controls | Efficient | 0 | Conventional | HVAC | Com - Warehouse | Com | RET Only | 0 | 1000 sqft2 of floor space | Rated-HP | 15 | DEER:HVAC_Split-Package_AC | 0 | 0 | 0 | California eTRM (https://www.caetrm.com/) | 156.23 | 2019 | 0 | 101.53 | 2019 | 0 | 0 | California eTRM (https://www.caetrm.com/) | HVAC Fan VFD - Hot-Dry ¦ SDG&E ¦ Hot-Dry | HVAC Fan VFD - Hot-Dry | 0.0055537 | 1 | 0.49391 | CBSA 2014 | 0 | 2032 | 0.6 | SWHC018-03
COM-HVAC-85.1 | Com ¦ No Economizer - Marine ¦ PG&E ¦ Marine | Com ¦ No Economizer - Marine | PG&E ¦ Marine | PG&E | All | Electric | Existing Economizer with snapdisc or malfunctioning analog sensor or Existing Economizer with fully operating analog sensor but requires adjustment | Average Existing and Code | 0 | Conventional | HVAC | Com - College | Com | RET and NEW | 0 | 1000 sqft2 of floor space | Cap-Tons | 3 | DEER:HVAC_Split-Package_AC | 82.3056 | 0.001 | 0 | California eTRM (https://www.caetrm.com/) | 0 | 2018 | 0 | 0 | 2018 | 0 | 0 | California eTRM (https://www.caetrm.com/) | Economizers - Marine ¦ PG&E ¦ Marine | Economizers - Marine | 0.55707 | 0.85 | 0.84535 | CBSA 2014 | -2.7976 | 2012 | 0.45 | SWSV010-01
COM-HVAC-85.2 | Com ¦ No Economizer - Marine ¦ PG&E ¦ Marine | Com ¦ No Economizer - Marine | PG&E ¦ Marine | PG&E | All | Electric | Existing Economizer with snapdisc or malfunctioning analog sensor or Existing Economizer with fully operating analog sensor but requires adjustment | Average Existing and Code | 0 | Conventional | HVAC | Com - Grocery | Com | RET and NEW | 0 | 1000 sqft2 of floor space | Cap-Tons | 3 | DEER:HVAC_Split-Package_AC | 34.41 | 0 | 0 | California eTRM (https://www.caetrm.com/) | 0 | 2018 | 0 | 0 | 2018 | 0 | 0 | California eTRM (https://www.caetrm.com/) | Economizers - Marine ¦ PG&E ¦ Marine | Economizers - Marine | 0.92949 | 0.85 | 0.84535 | CBSA 2014 | -0.75652 | 2012 | 0.45 | SWSV010-01
COM-HVAC-85.3 | Com ¦ No Economizer - Marine ¦ PG&E ¦ Marine | Com ¦ No Economizer - Marine | PG&E ¦ Marine | PG&E | All | Electric | Existing Economizer with snapdisc or malfunctioning analog sensor or Existing Economizer with fully operating analog sensor but requires adjustment | Average Existing and Code | 0 | Conventional | HVAC | Com - Health | Com | RET and NEW | 0 | 1000 sqft2 of floor space | Cap-Tons | 3 | DEER:HVAC_Split-Package_AC | 107.0544 | 0.0025468 | 0 | California eTRM (https://www.caetrm.com/) | 0 | 2018 | 0 | 0 | 2018 | 0 | 0 | California eTRM (https://www.caetrm.com/) | Economizers - Marine ¦ PG&E ¦ Marine | Economizers - Marine | 0.82262 | 0.85 | 0.84535 | CBSA 2014 | -1.5867 | 2012 | 0.45 | SWSV010-01
COM-HVAC-85.4 | Com ¦ No Economizer - Marine ¦ PG&E ¦ Marine | Com ¦ No Economizer - Marine | PG&E ¦ Marine | PG&E | All | Electric | Existing Economizer with snapdisc or malfunctioning analog sensor or Existing Economizer with fully operating analog sensor but requires adjustment | Average Existing and Code | 0 | Conventional | HVAC | Com - Lodging | Com | RET and NEW | 0 | 1000 sqft2 of floor space | Cap-Tons | 3 | DEER:HVAC_Split-Package_AC | 19.353 | 0 | 0 | California eTRM (https://www.caetrm.com/) | 0 | 2018 | 0 | 0 | 2018 | 0 | 0 | California eTRM (https://www.caetrm.com/) | Economizers - Marine ¦ PG&E ¦ Marine | Economizers - Marine | 0.43849 | 0.85 | 0.84535 | CBSA 2014 | -1.0637 | 2012 | 0.45 | SWSV010-01
COM-HVAC-85.5 | Com ¦ No Economizer - Marine ¦ PG&E ¦ Marine | Com ¦ No Economizer - Marine | PG&E ¦ Marine | PG&E | All | Electric | Existing Economizer with snapdisc or malfunctioning analog sensor or Existing Economizer with fully operating analog sensor but requires adjustment | Average Existing and Code | 0 | Conventional | HVAC | Com - Office (Large) | Com | RET and NEW | 0 | 1000 sqft2 of floor space | Cap-Tons | 3 | DEER:HVAC_Split-Package_AC | 130.96 | 0 | 0 | California eTRM (https://www.caetrm.com/) | 0 | 2018 | 0 | 0 | 2018 | 0 | 0 | California eTRM (https://www.caetrm.com/) | Economizers - Marine ¦ PG&E ¦ Marine | Economizers - Marine | 0.58414 | 0.85 | 0.84535 | CBSA 2014 | -2.0507 | 2012 | 0.45 | SWSV010-01
COM-HVAC-85.6 | Com ¦ No Economizer - Marine ¦ PG&E ¦ Marine | Com ¦ No Economizer - Marine | PG&E ¦ Marine | PG&E | All | Electric | Existing Economizer with snapdisc or malfunctioning analog sensor or Existing Economizer with fully operating analog sensor but requires adjustment | Average Existing and Code | 0 | Conventional | HVAC | Com - Office (Small) | Com | RET and NEW | 0 | 1000 sqft2 of floor space | Cap-Tons | 3 | DEER:HVAC_Split-Package_AC | 95.12 | -0.001 | 0 | California eTRM (https://www.caetrm.com/) | 0 | 2018 | 0 | 0 | 2018 | 0 | 0 | California eTRM (https://www.caetrm.com/) | Economizers - Marine ¦ PG&E ¦ Marine | Economizers - Marine | 0.68317 | 0.85 | 0.84535 | CBSA 2014 | -2.4756 | 2012 | 0.45 | SWSV010-01
COM-HVAC-85.7 | Com ¦ No Economizer - Marine ¦ PG&E ¦ Marine | Com ¦ No Economizer - Marine | PG&E ¦ Marine | PG&E | All | Electric | Existing Economizer with snapdisc or malfunctioning analog sensor or Existing Economizer with fully operating analog sensor but requires adjustment | Average Existing and Code | 0 | Conventional | HVAC | Com - Other | Com | RET and NEW | 0 | 1000 sqft2 of floor space | Cap-Tons | 3 | DEER:HVAC_Split-Package_AC | 35.8 | 0 | 0 | California eTRM (https://www.caetrm.com/) | 0 | 2018 | 0 | 0 | 2018 | 0 | 0 | California eTRM (https://www.caetrm.com/) | Economizers - Marine ¦ PG&E ¦ Marine | Economizers - Marine | 0.32241 | 0.85 | 0.84535 | CBSA 2014 | -2.0991 | 2012 | 0.45 | SWSV010-01
COM-HVAC-85.9 | Com ¦ No Economizer - Marine ¦ PG&E ¦ Marine | Com ¦ No Economizer - Marine | PG&E ¦ Marine | PG&E | All | Electric | Existing Economizer with snapdisc or malfunctioning analog sensor or Existing Economizer with fully operating analog sensor but requires adjustment | Average Existing and Code | 0 | Conventional | HVAC | Com - Restaurant | Com | RET and NEW | 0 | 1000 sqft2 of floor space | Cap-Tons | 3 | DEER:HVAC_Split-Package_AC | 71.6979 | -0.001 | 0 | California eTRM (https://www.caetrm.com/) | 0 | 2018 | 0 | 0 | 2018 | 0 | 0 | California eTRM (https://www.caetrm.com/) | Economizers - Marine ¦ PG&E ¦ Marine | Economizers - Marine | 0.98716 | 0.85 | 0.84535 | CBSA 2014 | -1.4615 | 2012 | 0.45 | SWSV010-01
COM-HVAC-85.10 | Com ¦ No Economizer - Marine ¦ PG&E ¦ Marine | Com ¦ No Economizer - Marine | PG&E ¦ Marine | PG&E | All | Electric | Existing Economizer with snapdisc or malfunctioning analog sensor or Existing Economizer with fully operating analog sensor but requires adjustment | Average Existing and Code | 0 | Conventional | HVAC | Com - Retail | Com | RET and NEW | 0 | 1000 sqft2 of floor space | Cap-Tons | 3 | DEER:HVAC_Split-Package_AC | 131.4398 | 0.00052899 | 0 | California eTRM (https://www.caetrm.com/) | 0 | 2018 | 0 | 0 | 2018 | 0 | 0 | California eTRM (https://www.caetrm.com/) | Economizers - Marine ¦ PG&E ¦ Marine | Economizers - Marine | 0.41141 | 0.85 | 0.84535 | CBSA 2014 | -12.6588 | 2012 | 0.45 | SWSV010-01
COM-HVAC-85.11 | Com ¦ No Economizer - Marine ¦ PG&E ¦ Marine | Com ¦ No Economizer - Marine | PG&E ¦ Marine | PG&E | All | Electric | Existing Economizer with snapdisc or malfunctioning analog sensor or Existing Economizer with fully operating analog sensor but requires adjustment | Average Existing and Code | 0 | Conventional | HVAC | Com - School | Com | RET and NEW | 0 | 1000 sqft2 of floor space | Cap-Tons | 3 | DEER:HVAC_Split-Package_AC | 40.483 | 0 | 0 | California eTRM (https://www.caetrm.com/) | 0 | 2018 | 0 | 0 | 2018 | 0 | 0 | California eTRM (https://www.caetrm.com/) | Economizers - Marine ¦ PG&E ¦ Marine | Economizers - Marine | 0.62474 | 0.85 | 0.84535 | CBSA 2014 | -2.2238 | 2012 | 0.45 | SWSV010-01
COM-HVAC-85.12 | Com ¦ No Economizer - Marine ¦ PG&E ¦ Marine | Com ¦ No Economizer - Marine | PG&E ¦ Marine | PG&E | All | Electric | Existing Economizer with snapdisc or malfunctioning analog sensor or Existing Economizer with fully operating analog sensor but requires adjustment | Average Existing and Code | 0 | Conventional | HVAC | Com - Warehouse | Com | RET and NEW | 0 | 1000 sqft2 of floor space | Cap-Tons | 3 | DEER:HVAC_Split-Package_AC | 10.09 | 0 | 0 | California eTRM (https://www.caetrm.com/) | 0 | 2018 | 0 | 0 | 2018 | 0 | 0 | California eTRM (https://www.caetrm.com/) | Economizers - Marine ¦ PG&E ¦ Marine | Economizers - Marine | 0.12804 | 0.85 | 0.84535 | CBSA 2014 | -0.75028 | 2012 | 0.45 | SWSV010-01
COM-HVAC-85.13 | Com ¦ No Economizer - Hot-Dry ¦ PG&E ¦ Hot-Dry | Com ¦ No Economizer - Hot-Dry | PG&E ¦ Hot-Dry | PG&E | All | Electric | Existing Economizer with snapdisc or malfunctioning analog sensor or Existing Economizer with fully operating analog sensor but requires adjustment | Average Existing and Code | 0 | Conventional | HVAC | Com - College | Com | RET and NEW | 0 | 1000 sqft2 of floor space | Cap-Tons | 3 | DEER:HVAC_Split-Package_AC | 52.3243 | 0 | 0 | California eTRM (https://www.caetrm.com/) | 0 | 2018 | 0 | 0 | 2018 | 0 | 0 | California eTRM (https://www.caetrm.com/) | Economizers - Hot-Dry ¦ PG&E ¦ Hot-Dry | Economizers - Hot-Dry | 0.55707 | 0.85 | 0.84535 | CBSA 2014 | -1.7785 | 2012 | 0.45 | SWSV010-01
COM-HVAC-85.14 | Com ¦ No Economizer - Hot-Dry ¦ PG&E ¦ Hot-Dry | Com ¦ No Economizer - Hot-Dry | PG&E ¦ Hot-Dry | PG&E | All | Electric | Existing Economizer with snapdisc or malfunctioning analog sensor or Existing Economizer with fully operating analog sensor but requires adjustment | Average Existing and Code | 0 | Conventional | HVAC | Com - Grocery | Com | RET and NEW | 0 | 1000 sqft2 of floor space | Cap-Tons | 3 | DEER:HVAC_Split-Package_AC | 13.63 | 0 | 0 | California eTRM (https://www.caetrm.com/) | 0 | 2018 | 0 | 0 | 2018 | 0 | 0 | California eTRM (https://www.caetrm.com/) | Economizers - Hot-Dry ¦ PG&E ¦ Hot-Dry | Economizers - Hot-Dry | 0.92949 | 0.85 | 0.84535 | CBSA 2014 | -0.29966 | 2012 | 0.45 | SWSV010-01
COM-HVAC-85.15 | Com ¦ No Economizer - Hot-Dry ¦ PG&E ¦ Hot-Dry | Com ¦ No Economizer - Hot-Dry | PG&E ¦ Hot-Dry | PG&E | All | Electric | Existing Economizer with snapdisc or malfunctioning analog sensor or Existing Economizer with fully operating analog sensor but requires adjustment | Average Existing and Code | 0 | Conventional | HVAC | Com - Health | Com | RET and NEW | 0 | 1000 sqft2 of floor space | Cap-Tons | 3 | DEER:HVAC_Split-Package_AC | 75.5651 | 0 | 0 | California eTRM (https://www.caetrm.com/) | 0 | 2018 | 0 | 0 | 2018 | 0 | 0 | California eTRM (https://www.caetrm.com/) | Economizers - Hot-Dry ¦ PG&E ¦ Hot-Dry | Economizers - Hot-Dry | 0.82262 | 0.85 | 0.84535 | CBSA 2014 | -1.12 | 2012 | 0.45 | SWSV010-01
COM-HVAC-85.16 | Com ¦ No Economizer - Hot-Dry ¦ PG&E ¦ Hot-Dry | Com ¦ No Economizer - Hot-Dry | PG&E ¦ Hot-Dry | PG&E | All | Electric | Existing Economizer with snapdisc or malfunctioning analog sensor or Existing Economizer with fully operating analog sensor but requires adjustment | Average Existing and Code | 0 | Conventional | HVAC | Com - Lodging | Com | RET and NEW | 0 | 1000 sqft2 of floor space | Cap-Tons | 3 | DEER:HVAC_Split-Package_AC | 13.9907 | 0 | 0 | California eTRM (https://www.caetrm.com/) | 0 | 2018 | 0 | 0 | 2018 | 0 | 0 | California eTRM (https://www.caetrm.com/) | Economizers - Hot-Dry ¦ PG&E ¦ Hot-Dry | Economizers - Hot-Dry | 0.43849 | 0.85 | 0.84535 | CBSA 2014 | -0.76897 | 2012 | 0.45 | SWSV010-01
COM-HVAC-85.17 | Com ¦ No Economizer - Hot-Dry ¦ PG&E ¦ Hot-Dry | Com ¦ No Economizer - Hot-Dry | PG&E ¦ Hot-Dry | PG&E | All | Electric | Existing Economizer with snapdisc or malfunctioning analog sensor or Existing Economizer with fully operating analog sensor but requires adjustment | Average Existing and Code | 0 | Conventional | HVAC | Com - Office (Large) | Com | RET and NEW | 0 | 1000 sqft2 of floor space | Cap-Tons | 3 | DEER:HVAC_Split-Package_AC | 79.88 | 0 | 0 | California eTRM (https://www.caetrm.com/) | 0 | 2018 | 0 | 0 | 2018 | 0 | 0 | California eTRM (https://www.caetrm.com/) | Economizers - Hot-Dry ¦ PG&E ¦ Hot-Dry | Economizers - Hot-Dry | 0.58414 | 0.85 | 0.84535 | CBSA 2014 | -1.2509 | 2012 | 0.45 | SWSV010-01
COM-HVAC-85.18 | Com ¦ No Economizer - Hot-Dry ¦ PG&E ¦ Hot-Dry | Com ¦ No Economizer - Hot-Dry | PG&E ¦ Hot-Dry | PG&E | All | Electric | Existing Economizer with snapdisc or malfunctioning analog sensor or Existing Economizer with fully operating analog sensor but requires adjustment | Average Existing and Code | 0 | Conventional | HVAC | Com - Office (Small) | Com | RET and NEW | 0 | 1000 sqft2 of floor space | Cap-Tons | 3 | DEER:HVAC_Split-Package_AC | 60.68 | 0 | 0 | California eTRM (https://www.caetrm.com/) | 0 | 2018 | 0 | 0 | 2018 | 0 | 0 | California eTRM (https://www.caetrm.com/) | Economizers - Hot-Dry ¦ PG&E ¦ Hot-Dry | Economizers - Hot-Dry | 0.68317 | 0.85 | 0.84535 | CBSA 2014 | -1.5793 | 2012 | 0.45 | SWSV010-01
COM-HVAC-85.19 | Com ¦ No Economizer - Hot-Dry ¦ PG&E ¦ Hot-Dry | Com ¦ No Economizer - Hot-Dry | PG&E ¦ Hot-Dry | PG&E | All | Electric | Existing Economizer with snapdisc or malfunctioning analog sensor or Existing Economizer with fully operating analog sensor but requires adjustment | Average Existing and Code | 0 | Conventional | HVAC | Com - Other | Com | RET and NEW | 0 | 1000 sqft2 of floor space | Cap-Tons | 3 | DEER:HVAC_Split-Package_AC | 20.42 | 0 | 0 | California eTRM (https://www.caetrm.com/) | 0 | 2018 | 0 | 0 | 2018 | 0 | 0 | California eTRM (https://www.caetrm.com/) | Economizers - Hot-Dry ¦ PG&E ¦ Hot-Dry | Economizers - Hot-Dry | 0.32241 | 0.85 | 0.84535 | CBSA 2014 | -1.1973 | 2012 | 0.45 | SWSV010-01
COM-HVAC-85.21 | Com ¦ No Economizer - Hot-Dry ¦ PG&E ¦ Hot-Dry | Com ¦ No Economizer - Hot-Dry | PG&E ¦ Hot-Dry | PG&E | All | Electric | Existing Economizer with snapdisc or malfunctioning analog sensor or Existing Economizer with fully operating analog sensor but requires adjustment | Average Existing and Code | 0 | Conventional | HVAC | Com - Restaurant | Com | RET and NEW | 0 | 1000 sqft2 of floor space | Cap-Tons | 3 | DEER:HVAC_Split-Package_AC | 54.2956 | 0 | 0 | California eTRM (https://www.caetrm.com/) | 0 | 2018 | 0 | 0 | 2018 | 0 | 0 | California eTRM (https://www.caetrm.com/) | Economizers - Hot-Dry ¦ PG&E ¦ Hot-Dry | Economizers - Hot-Dry | 0.98716 | 0.85 | 0.84535 | CBSA 2014 | -1.1067 | 2012 | 0.45 | SWSV010-01
COM-HVAC-85.22 | Com ¦ No Economizer - Hot-Dry ¦ PG&E ¦ Hot-Dry | Com ¦ No Economizer - Hot-Dry | PG&E ¦ Hot-Dry | PG&E | All | Electric | Existing Economizer with snapdisc or malfunctioning analog sensor or Existing Economizer with fully operating analog sensor but requires adjustment | Average Existing and Code | 0 | Conventional | HVAC | Com - Retail | Com | RET and NEW | 0 | 1000 sqft2 of floor space | Cap-Tons | 3 | DEER:HVAC_Split-Package_AC | 80.956 | 0.001 | 0 | California eTRM (https://www.caetrm.com/) | 0 | 2018 | 0 | 0 | 2018 | 0 | 0 | California eTRM (https://www.caetrm.com/) | Economizers - Hot-Dry ¦ PG&E ¦ Hot-Dry | Economizers - Hot-Dry | 0.41141 | 0.85 | 0.84535 | CBSA 2014 | -7.7968 | 2012 | 0.45 | SWSV010-01
COM-HVAC-85.23 | Com ¦ No Economizer - Hot-Dry ¦ PG&E ¦ Hot-Dry | Com ¦ No Economizer - Hot-Dry | PG&E ¦ Hot-Dry | PG&E | All | Electric | Existing Economizer with snapdisc or malfunctioning analog sensor or Existing Economizer with fully operating analog sensor but requires adjustment | Average Existing and Code | 0 | Conventional | HVAC | Com - School | Com | RET and NEW | 0 | 1000 sqft2 of floor space | Cap-Tons | 3 | DEER:HVAC_Split-Package_AC | 30.7693 | 0 | 0 | California eTRM (https://www.caetrm.com/) | 0 | 2018 | 0 | 0 | 2018 | 0 | 0 | California eTRM (https://www.caetrm.com/) | Economizers - Hot-Dry ¦ PG&E ¦ Hot-Dry | Economizers - Hot-Dry | 0.62474 | 0.85 | 0.84535 | CBSA 2014 | -1.6902 | 2012 | 0.45 | SWSV010-01
COM-HVAC-85.24 | Com ¦ No Economizer - Hot-Dry ¦ PG&E ¦ Hot-Dry | Com ¦ No Economizer - Hot-Dry | PG&E ¦ Hot-Dry | PG&E | All | Electric | Existing Economizer with snapdisc or malfunctioning analog sensor or Existing Economizer with fully operating analog sensor but requires adjustment | Average Existing and Code | 0 | Conventional | HVAC | Com - Warehouse | Com | RET and NEW | 0 | 1000 sqft2 of floor space | Cap-Tons | 3 | DEER:HVAC_Split-Package_AC | 16.05 | 0 | 0 | California eTRM (https://www.caetrm.com/) | 0 | 2018 | 0 | 0 | 2018 | 0 | 0 | California eTRM (https://www.caetrm.com/) | Economizers - Hot-Dry ¦ PG&E ¦ Hot-Dry | Economizers - Hot-Dry | 0.12804 | 0.85 | 0.84535 | CBSA 2014 | -1.1935 | 2012 | 0.45 | SWSV010-01
COM-HVAC-85.25 | Com ¦ No Economizer - Cold ¦ PG&E ¦ Cold | Com ¦ No Economizer - Cold | PG&E ¦ Cold | PG&E | All | Electric | Existing Economizer with snapdisc or malfunctioning analog sensor or Existing Economizer with fully operating analog sensor but requires adjustment | Average Existing and Code | 0 | Conventional | HVAC | Com - College | Com | RET and NEW | 0 | 1000 sqft2 of floor space | Cap-Tons | 3 | DEER:HVAC_Split-Package_AC | 41.0127 | 0 | 0 | California eTRM (https://www.caetrm.com/) | 0 | 2018 | 0 | 0 | 2018 | 0 | 0 | California eTRM (https://www.caetrm.com/) | Economizers - Cold ¦ PG&E ¦ Cold | Economizers - Cold | 0.55707 | 0.85 | 0.84535 | CBSA 2014 | -1.394 | 2012 | 0.45 | SWSV010-01
COM-HVAC-85.26 | Com ¦ No Economizer - Cold ¦ PG&E ¦ Cold | Com ¦ No Economizer - Cold | PG&E ¦ Cold | PG&E | All | Electric | Existing Economizer with snapdisc or malfunctioning analog sensor or Existing Economizer with fully operating analog sensor but requires adjustment | Average Existing and Code | 0 | Conventional | HVAC | Com - Grocery | Com | RET and NEW | 0 | 1000 sqft2 of floor space | Cap-Tons | 3 | DEER:HVAC_Split-Package_AC | 37.48 | 0 | 0 | California eTRM (https://www.caetrm.com/) | 0 | 2018 | 0 | 0 | 2018 | 0 | 0 | California eTRM (https://www.caetrm.com/) | Economizers - Cold ¦ PG&E ¦ Cold | Economizers - Cold | 0.92949 | 0.85 | 0.84535 | CBSA 2014 | -0.82402 | 2012 | 0.45 | SWSV010-01
COM-HVAC-85.27 | Com ¦ No Economizer - Cold ¦ PG&E ¦ Cold | Com ¦ No Economizer - Cold | PG&E ¦ Cold | PG&E | All | Electric | Existing Economizer with snapdisc or malfunctioning analog sensor or Existing Economizer with fully operating analog sensor but requires adjustment | Average Existing and Code | 0 | Conventional | HVAC | Com - Health | Com | RET and NEW | 0 | 1000 sqft2 of floor space | Cap-Tons | 3 | DEER:HVAC_Split-Package_AC | 61.7779 | 0 | 0 | California eTRM (https://www.caetrm.com/) | 0 | 2018 | 0 | 0 | 2018 | 0 | 0 | California eTRM (https://www.caetrm.com/) | Economizers - Cold ¦ PG&E ¦ Cold | Economizers - Cold | 0.82262 | 0.85 | 0.84535 | CBSA 2014 | -0.91565 | 2012 | 0.45 | SWSV010-01
COM-HVAC-85.28 | Com ¦ No Economizer - Cold ¦ PG&E ¦ Cold | Com ¦ No Economizer - Cold | PG&E ¦ Cold | PG&E | All | Electric | Existing Economizer with snapdisc or malfunctioning analog sensor or Existing Economizer with fully operating analog sensor but requires adjustment | Average Existing and Code | 0 | Conventional | HVAC | Com - Lodging | Com | RET and NEW | 0 | 1000 sqft2 of floor space | Cap-Tons | 3 | DEER:HVAC_Split-Package_AC | 11.7442 | 0 | 0 | California eTRM (https://www.caetrm.com/) | 0 | 2018 | 0 | 0 | 2018 | 0 | 0 | California eTRM (https://www.caetrm.com/) | Economizers - Cold ¦ PG&E ¦ Cold | Economizers - Cold | 0.43849 | 0.85 | 0.84535 | CBSA 2014 | -0.6455 | 2012 | 0.45 | SWSV010-01
COM-HVAC-85.29 | Com ¦ No Economizer - Cold ¦ PG&E ¦ Cold | Com ¦ No Economizer - Cold | PG&E ¦ Cold | PG&E | All | Electric | Existing Economizer with snapdisc or malfunctioning analog sensor or Existing Economizer with fully operating analog sensor but requires adjustment | Average Existing and Code | 0 | Conventional | HVAC | Com - Office (Large) | Com | RET and NEW | 0 | 1000 sqft2 of floor space | Cap-Tons | 3 | DEER:HVAC_Split-Package_AC | 59.96 | 0 | 0 | California eTRM (https://www.caetrm.com/) | 0 | 2018 | 0 | 0 | 2018 | 0 | 0 | California eTRM (https://www.caetrm.com/) | Economizers - Cold ¦ PG&E ¦ Cold | Economizers - Cold | 0.58414 | 0.85 | 0.84535 | CBSA 2014 | -0.93893 | 2012 | 0.45 | SWSV010-01
COM-HVAC-85.30 | Com ¦ No Economizer - Cold ¦ PG&E ¦ Cold | Com ¦ No Economizer - Cold | PG&E ¦ Cold | PG&E | All | Electric | Existing Economizer with snapdisc or malfunctioning analog sensor or Existing Economizer with fully operating analog sensor but requires adjustment | Average Existing and Code | 0 | Conventional | HVAC | Com - Office (Small) | Com | RET and NEW | 0 | 1000 sqft2 of floor space | Cap-Tons | 3 | DEER:HVAC_Split-Package_AC | 46.44 | 0 | 0 | California eTRM (https://www.caetrm.com/) | 0 | 2018 | 0 | 0 | 2018 | 0 | 0 | California eTRM (https://www.caetrm.com/) | Economizers - Cold ¦ PG&E ¦ Cold | Economizers - Cold | 0.68317 | 0.85 | 0.84535 | CBSA 2014 | -1.2087 | 2012 | 0.45 | SWSV010-01
COM-HVAC-85.31 | Com ¦ No Economizer - Cold ¦ PG&E ¦ Cold | Com ¦ No Economizer - Cold | PG&E ¦ Cold | PG&E | All | Electric | Existing Economizer with snapdisc or malfunctioning analog sensor or Existing Economizer with fully operating analog sensor but requires adjustment | Average Existing and Code | 0 | Conventional | HVAC | Com - Other | Com | RET and NEW | 0 | 1000 sqft2 of floor space | Cap-Tons | 3 | DEER:HVAC_Split-Package_AC | 13.49 | 0 | 0 | California eTRM (https://www.caetrm.com/) | 0 | 2018 | 0 | 0 | 2018 | 0 | 0 | California eTRM (https://www.caetrm.com/) | Economizers - Cold ¦ PG&E ¦ Cold | Economizers - Cold | 0.32241 | 0.85 | 0.84535 | CBSA 2014 | -0.79096 | 2012 | 0.45 | SWSV010-01
COM-HVAC-85.33 | Com ¦ No Economizer - Cold ¦ PG&E ¦ Cold | Com ¦ No Economizer - Cold | PG&E ¦ Cold | PG&E | All | Electric | Existing Economizer with snapdisc or malfunctioning analog sensor or Existing Economizer with fully operating analog sensor but requires adjustment | Average Existing and Code | 0 | Conventional | HVAC | Com - Restaurant | Com | RET and NEW | 0 | 1000 sqft2 of floor space | Cap-Tons | 3 | DEER:HVAC_Split-Package_AC | 34.631 | 0 | 0 | California eTRM (https://www.caetrm.com/) | 0 | 2018 | 0 | 0 | 2018 | 0 | 0 | California eTRM (https://www.caetrm.com/) | Economizers - Cold ¦ PG&E ¦ Cold | Economizers - Cold | 0.98716 | 0.85 | 0.84535 | CBSA 2014 | -0.7059 | 2012 | 0.45 | SWSV010-01
COM-HVAC-85.34 | Com ¦ No Economizer - Cold ¦ PG&E ¦ Cold | Com ¦ No Economizer - Cold | PG&E ¦ Cold | PG&E | All | Electric | Existing Economizer with snapdisc or malfunctioning analog sensor or Existing Economizer with fully operating analog sensor but requires adjustment | Average Existing and Code | 0 | Conventional | HVAC | Com - Retail | Com | RET and NEW | 0 | 1000 sqft2 of floor space | Cap-Tons | 3 | DEER:HVAC_Split-Package_AC | 47.0116 | 0.001 | 0 | California eTRM (https://www.caetrm.com/) | 0 | 2018 | 0 | 0 | 2018 | 0 | 0 | California eTRM (https://www.caetrm.com/) | Economizers - Cold ¦ PG&E ¦ Cold | Economizers - Cold | 0.41141 | 0.85 | 0.84535 | CBSA 2014 | -4.5276 | 2012 | 0.45 | SWSV010-01
COM-HVAC-85.35 | Com ¦ No Economizer - Cold ¦ PG&E ¦ Cold | Com ¦ No Economizer - Cold | PG&E ¦ Cold | PG&E | All | Electric | Existing Economizer with snapdisc or malfunctioning analog sensor or Existing Economizer with fully operating analog sensor but requires adjustment | Average Existing and Code | 0 | Conventional | HVAC | Com - School | Com | RET and NEW | 0 | 1000 sqft2 of floor space | Cap-Tons | 3 | DEER:HVAC_Split-Package_AC | 22.0604 | 0 | 0 | California eTRM (https://www.caetrm.com/) | 0 | 2018 | 0 | 0 | 2018 | 0 | 0 | California eTRM (https://www.caetrm.com/) | Economizers - Cold ¦ PG&E ¦ Cold | Economizers - Cold | 0.62474 | 0.85 | 0.84535 | CBSA 2014 | -1.2118 | 2012 | 0.45 | SWSV010-01
COM-HVAC-85.36 | Com ¦ No Economizer - Cold ¦ PG&E ¦ Cold | Com ¦ No Economizer - Cold | PG&E ¦ Cold | PG&E | All | Electric | Existing Economizer with snapdisc or malfunctioning analog sensor or Existing Economizer with fully operating analog sensor but requires adjustment | Average Existing and Code | 0 | Conventional | HVAC | Com - Warehouse | Com | RET and NEW | 0 | 1000 sqft2 of floor space | Cap-Tons | 3 | DEER:HVAC_Split-Package_AC | 13.16 | 0 | 0 | California eTRM (https://www.caetrm.com/) | 0 | 2018 | 0 | 0 | 2018 | 0 | 0 | California eTRM (https://www.caetrm.com/) | Economizers - Cold ¦ PG&E ¦ Cold | Economizers - Cold | 0.12804 | 0.85 | 0.84535 | CBSA 2014 | -0.97857 | 2012 | 0.45 | SWSV010-01
COM-HVAC-85.37 | Com ¦ No Economizer - Marine ¦ SCE ¦ Marine | Com ¦ No Economizer - Marine | SCE ¦ Marine | SCE | All | Electric | Existing Economizer with snapdisc or malfunctioning analog sensor or Existing Economizer with fully operating analog sensor but requires adjustment | Average Existing and Code | 0 | Conventional | HVAC | Com - College | Com | RET and NEW | 0 | 1000 sqft2 of floor space | Cap-Tons | 3 | DEER:HVAC_Split-Package_AC | 84.3597 | 0 | 0 | California eTRM (https://www.caetrm.com/) | 0 | 2018 | 0 | 0 | 2018 | 0 | 0 | California eTRM (https://www.caetrm.com/) | Economizers - Marine ¦ SCE ¦ Marine | Economizers - Marine | 0.62169 | 0.85 | 0.85381 | CBSA 2014 | -2.8674 | 2012 | 0.45 | SWSV010-01
COM-HVAC-85.38 | Com ¦ No Economizer - Marine ¦ SCE ¦ Marine | Com ¦ No Economizer - Marine | SCE ¦ Marine | SCE | All | Electric | Existing Economizer with snapdisc or malfunctioning analog sensor or Existing Economizer with fully operating analog sensor but requires adjustment | Average Existing and Code | 0 | Conventional | HVAC | Com - Grocery | Com | RET and NEW | 0 | 1000 sqft2 of floor space | Cap-Tons | 3 | DEER:HVAC_Split-Package_AC | 30.05 | 0 | 0 | California eTRM (https://www.caetrm.com/) | 0 | 2018 | 0 | 0 | 2018 | 0 | 0 | California eTRM (https://www.caetrm.com/) | Economizers - Marine ¦ SCE ¦ Marine | Economizers - Marine | 1.1059 | 0.85 | 0.85381 | CBSA 2014 | -0.66066 | 2012 | 0.45 | SWSV010-01
COM-HVAC-85.39 | Com ¦ No Economizer - Marine ¦ SCE ¦ Marine | Com ¦ No Economizer - Marine | SCE ¦ Marine | SCE | All | Electric | Existing Economizer with snapdisc or malfunctioning analog sensor or Existing Economizer with fully operating analog sensor but requires adjustment | Average Existing and Code | 0 | Conventional | HVAC | Com - Health | Com | RET and NEW | 0 | 1000 sqft2 of floor space | Cap-Tons | 3 | DEER:HVAC_Split-Package_AC | 110.1443 | 0 | 0 | California eTRM (https://www.caetrm.com/) | 0 | 2018 | 0 | 0 | 2018 | 0 | 0 | California eTRM (https://www.caetrm.com/) | Economizers - Marine ¦ SCE ¦ Marine | Economizers - Marine | 0.88169 | 0.85 | 0.85381 | CBSA 2014 | -1.6325 | 2012 | 0.45 | SWSV010-01
COM-HVAC-85.40 | Com ¦ No Economizer - Marine ¦ SCE ¦ Marine | Com ¦ No Economizer - Marine | SCE ¦ Marine | SCE | All | Electric | Existing Economizer with snapdisc or malfunctioning analog sensor or Existing Economizer with fully operating analog sensor but requires adjustment | Average Existing and Code | 0 | Conventional | HVAC | Com - Lodging | Com | RET and NEW | 0 | 1000 sqft2 of floor space | Cap-Tons | 3 | DEER:HVAC_Split-Package_AC | 20.4232 | 0 | 0 | California eTRM (https://www.caetrm.com/) | 0 | 2018 | 0 | 0 | 2018 | 0 | 0 | California eTRM (https://www.caetrm.com/) | Economizers - Marine ¦ SCE ¦ Marine | Economizers - Marine | 0.49511 | 0.85 | 0.85381 | CBSA 2014 | -1.1225 | 2012 | 0.45 | SWSV010-01
COM-HVAC-85.41 | Com ¦ No Economizer - Marine ¦ SCE ¦ Marine | Com ¦ No Economizer - Marine | SCE ¦ Marine | SCE | All | Electric | Existing Economizer with snapdisc or malfunctioning analog sensor or Existing Economizer with fully operating analog sensor but requires adjustment | Average Existing and Code | 0 | Conventional | HVAC | Com - Office (Large) | Com | RET and NEW | 0 | 1000 sqft2 of floor space | Cap-Tons | 3 | DEER:HVAC_Split-Package_AC | 118.14 | 0 | 0 | California eTRM (https://www.caetrm.com/) | 0 | 2018 | 0 | 0 | 2018 | 0 | 0 | California eTRM (https://www.caetrm.com/) | Economizers - Marine ¦ SCE ¦ Marine | Economizers - Marine | 0.65634 | 0.85 | 0.85381 | CBSA 2014 | -1.85 | 2012 | 0.45 | SWSV010-01
COM-HVAC-85.42 | Com ¦ No Economizer - Marine ¦ SCE ¦ Marine | Com ¦ No Economizer - Marine | SCE ¦ Marine | SCE | All | Electric | Existing Economizer with snapdisc or malfunctioning analog sensor or Existing Economizer with fully operating analog sensor but requires adjustment | Average Existing and Code | 0 | Conventional | HVAC | Com - Office (Small) | Com | RET and NEW | 0 | 1000 sqft2 of floor space | Cap-Tons | 3 | DEER:HVAC_Split-Package_AC | 84.18 | 0 | 0 | California eTRM (https://www.caetrm.com/) | 0 | 2018 | 0 | 0 | 2018 | 0 | 0 | California eTRM (https://www.caetrm.com/) | Economizers - Marine ¦ SCE ¦ Marine | Economizers - Marine | 0.74464 | 0.85 | 0.85381 | CBSA 2014 | -2.1909 | 2012 | 0.45 | SWSV010-01
COM-HVAC-85.43 | Com ¦ No Economizer - Marine ¦ SCE ¦ Marine | Com ¦ No Economizer - Marine | SCE ¦ Marine | SCE | All | Electric | Existing Economizer with snapdisc or malfunctioning analog sensor or Existing Economizer with fully operating analog sensor but requires adjustment | Average Existing and Code | 0 | Conventional | HVAC | Com - Other | Com | RET and NEW | 0 | 1000 sqft2 of floor space | Cap-Tons | 3 | DEER:HVAC_Split-Package_AC | 38.41 | 0 | 0 | California eTRM (https://www.caetrm.com/) | 0 | 2018 | 0 | 0 | 2018 | 0 | 0 | California eTRM (https://www.caetrm.com/) | Economizers - Marine ¦ SCE ¦ Marine | Economizers - Marine | 0.35552 | 0.85 | 0.85381 | CBSA 2014 | -2.2521 | 2012 | 0.45 | SWSV010-01
COM-HVAC-85.45 | Com ¦ No Economizer - Marine ¦ SCE ¦ Marine | Com ¦ No Economizer - Marine | SCE ¦ Marine | SCE | All | Electric | Existing Economizer with snapdisc or malfunctioning analog sensor or Existing Economizer with fully operating analog sensor but requires adjustment | Average Existing and Code | 0 | Conventional | HVAC | Com - Restaurant | Com | RET and NEW | 0 | 1000 sqft2 of floor space | Cap-Tons | 3 | DEER:HVAC_Split-Package_AC | 85.6255 | 0 | 0 | California eTRM (https://www.caetrm.com/) | 0 | 2018 | 0 | 0 | 2018 | 0 | 0 | California eTRM (https://www.caetrm.com/) | Economizers - Marine ¦ SCE ¦ Marine | Economizers - Marine | 1.0866 | 0.85 | 0.85381 | CBSA 2014 | -1.7454 | 2012 | 0.45 | SWSV010-01
COM-HVAC-85.46 | Com ¦ No Economizer - Marine ¦ SCE ¦ Marine | Com ¦ No Economizer - Marine | SCE ¦ Marine | SCE | All | Electric | Existing Economizer with snapdisc or malfunctioning analog sensor or Existing Economizer with fully operating analog sensor but requires adjustment | Average Existing and Code | 0 | Conventional | HVAC | Com - Retail | Com | RET and NEW | 0 | 1000 sqft2 of floor space | Cap-Tons | 3 | DEER:HVAC_Split-Package_AC | 124.0291 | 0 | 0 | California eTRM (https://www.caetrm.com/) | 0 | 2018 | 0 | 0 | 2018 | 0 | 0 | California eTRM (https://www.caetrm.com/) | Economizers - Marine ¦ SCE ¦ Marine | Economizers - Marine | 0.45973 | 0.85 | 0.85381 | CBSA 2014 | -11.9451 | 2012 | 0.45 | SWSV010-01
COM-HVAC-85.47 | Com ¦ No Economizer - Marine ¦ SCE ¦ Marine | Com ¦ No Economizer - Marine | SCE ¦ Marine | SCE | All | Electric | Existing Economizer with snapdisc or malfunctioning analog sensor or Existing Economizer with fully operating analog sensor but requires adjustment | Average Existing and Code | 0 | Conventional | HVAC | Com - School | Com | RET and NEW | 0 | 1000 sqft2 of floor space | Cap-Tons | 3 | DEER:HVAC_Split-Package_AC | 50.1442 | 0 | 0 | California eTRM (https://www.caetrm.com/) | 0 | 2018 | 0 | 0 | 2018 | 0 | 0 | California eTRM (https://www.caetrm.com/) | Economizers - Marine ¦ SCE ¦ Marine | Economizers - Marine | 0.74863 | 0.85 | 0.85381 | CBSA 2014 | -2.7545 | 2012 | 0.45 | SWSV010-01
COM-HVAC-85.48 | Com ¦ No Economizer - Marine ¦ SCE ¦ Marine | Com ¦ No Economizer - Marine | SCE ¦ Marine | SCE | All | Electric | Existing Economizer with snapdisc or malfunctioning analog sensor or Existing Economizer with fully operating analog sensor but requires adjustment | Average Existing and Code | 0 | Conventional | HVAC | Com - Warehouse | Com | RET and NEW | 0 | 1000 sqft2 of floor space | Cap-Tons | 3 | DEER:HVAC_Split-Package_AC | 9.28 | 0 | 0 | California eTRM (https://www.caetrm.com/) | 0 | 2018 | 0 | 0 | 2018 | 0 | 0 | California eTRM (https://www.caetrm.com/) | Economizers - Marine ¦ SCE ¦ Marine | Economizers - Marine | 0.1408 | 0.85 | 0.85381 | CBSA 2014 | -0.69005 | 2012 | 0.45 | SWSV010-01
COM-HVAC-85.49 | Com ¦ No Economizer - Hot-Dry ¦ SCE ¦ Hot-Dry | Com ¦ No Economizer - Hot-Dry | SCE ¦ Hot-Dry | SCE | All | Electric | Existing Economizer with snapdisc or malfunctioning analog sensor or Existing Economizer with fully operating analog sensor but requires adjustment | Average Existing and Code | 0 | Conventional | HVAC | Com - College | Com | RET and NEW | 0 | 1000 sqft2 of floor space | Cap-Tons | 3 | DEER:HVAC_Split-Package_AC | 70.0324 | 0 | 0 | California eTRM (https://www.caetrm.com/) | 0 | 2018 | 0 | 0 | 2018 | 0 | 0 | California eTRM (https://www.caetrm.com/) | Economizers - Hot-Dry ¦ SCE ¦ Hot-Dry | Economizers - Hot-Dry | 0.62169 | 0.85 | 0.85381 | CBSA 2014 | -2.3804 | 2012 | 0.45 | SWSV010-01
COM-HVAC-85.50 | Com ¦ No Economizer - Hot-Dry ¦ SCE ¦ Hot-Dry | Com ¦ No Economizer - Hot-Dry | SCE ¦ Hot-Dry | SCE | All | Electric | Existing Economizer with snapdisc or malfunctioning analog sensor or Existing Economizer with fully operating analog sensor but requires adjustment | Average Existing and Code | 0 | Conventional | HVAC | Com - Grocery | Com | RET and NEW | 0 | 1000 sqft2 of floor space | Cap-Tons | 3 | DEER:HVAC_Split-Package_AC | 27.74 | 0 | 0 | California eTRM (https://www.caetrm.com/) | 0 | 2018 | 0 | 0 | 2018 | 0 | 0 | California eTRM (https://www.caetrm.com/) | Economizers - Hot-Dry ¦ SCE ¦ Hot-Dry | Economizers - Hot-Dry | 1.1059 | 0.85 | 0.85381 | CBSA 2014 | -0.60988 | 2012 | 0.45 | SWSV010-01
COM-HVAC-85.51 | Com ¦ No Economizer - Hot-Dry ¦ SCE ¦ Hot-Dry | Com ¦ No Economizer - Hot-Dry | SCE ¦ Hot-Dry | SCE | All | Electric | Existing Economizer with snapdisc or malfunctioning analog sensor or Existing Economizer with fully operating analog sensor but requires adjustment | Average Existing and Code | 0 | Conventional | HVAC | Com - Health | Com | RET and NEW | 0 | 1000 sqft2 of floor space | Cap-Tons | 3 | DEER:HVAC_Split-Package_AC | 88.3577 | 0 | 0 | California eTRM (https://www.caetrm.com/) | 0 | 2018 | 0 | 0 | 2018 | 0 | 0 | California eTRM (https://www.caetrm.com/) | Economizers - Hot-Dry ¦ SCE ¦ Hot-Dry | Economizers - Hot-Dry | 0.88169 | 0.85 | 0.85381 | CBSA 2014 | -1.3096 | 2012 | 0.45 | SWSV010-01
COM-HVAC-85.52 | Com ¦ No Economizer - Hot-Dry ¦ SCE ¦ Hot-Dry | Com ¦ No Economizer - Hot-Dry | SCE ¦ Hot-Dry | SCE | All | Electric | Existing Economizer with snapdisc or malfunctioning analog sensor or Existing Economizer with fully operating analog sensor but requires adjustment | Average Existing and Code | 0 | Conventional | HVAC | Com - Lodging | Com | RET and NEW | 0 | 1000 sqft2 of floor space | Cap-Tons | 3 | DEER:HVAC_Split-Package_AC | 17.8303 | 0 | 0 | California eTRM (https://www.caetrm.com/) | 0 | 2018 | 0 | 0 | 2018 | 0 | 0 | California eTRM (https://www.caetrm.com/) | Economizers - Hot-Dry ¦ SCE ¦ Hot-Dry | Economizers - Hot-Dry | 0.49511 | 0.85 | 0.85381 | CBSA 2014 | -0.98001 | 2012 | 0.45 | SWSV010-01
COM-HVAC-85.53 | Com ¦ No Economizer - Hot-Dry ¦ SCE ¦ Hot-Dry | Com ¦ No Economizer - Hot-Dry | SCE ¦ Hot-Dry | SCE | All | Electric | Existing Economizer with snapdisc or malfunctioning analog sensor or Existing Economizer with fully operating analog sensor but requires adjustment | Average Existing and Code | 0 | Conventional | HVAC | Com - Office (Large) | Com | RET and NEW | 0 | 1000 sqft2 of floor space | Cap-Tons | 3 | DEER:HVAC_Split-Package_AC | 97.24 | 0 | 0 | California eTRM (https://www.caetrm.com/) | 0 | 2018 | 0 | 0 | 2018 | 0 | 0 | California eTRM (https://www.caetrm.com/) | Economizers - Hot-Dry ¦ SCE ¦ Hot-Dry | Economizers - Hot-Dry | 0.65634 | 0.85 | 0.85381 | CBSA 2014 | -1.5227 | 2012 | 0.45 | SWSV010-01
COM-HVAC-85.54 | Com ¦ No Economizer - Hot-Dry ¦ SCE ¦ Hot-Dry | Com ¦ No Economizer - Hot-Dry | SCE ¦ Hot-Dry | SCE | All | Electric | Existing Economizer with snapdisc or malfunctioning analog sensor or Existing Economizer with fully operating analog sensor but requires adjustment | Average Existing and Code | 0 | Conventional | HVAC | Com - Office (Small) | Com | RET and NEW | 0 | 1000 sqft2 of floor space | Cap-Tons | 3 | DEER:HVAC_Split-Package_AC | 71.82 | 0 | 0 | California eTRM (https://www.caetrm.com/) | 0 | 2018 | 0 | 0 | 2018 | 0 | 0 | California eTRM (https://www.caetrm.com/) | Economizers - Hot-Dry ¦ SCE ¦ Hot-Dry | Economizers - Hot-Dry | 0.74464 | 0.85 | 0.85381 | CBSA 2014 | -1.8692 | 2012 | 0.45 | SWSV010-01
COM-HVAC-85.55 | Com ¦ No Economizer - Hot-Dry ¦ SCE ¦ Hot-Dry | Com ¦ No Economizer - Hot-Dry | SCE ¦ Hot-Dry | SCE | All | Electric | Existing Economizer with snapdisc or malfunctioning analog sensor or Existing Economizer with fully operating analog sensor but requires adjustment | Average Existing and Code | 0 | Conventional | HVAC | Com - Other | Com | RET and NEW | 0 | 1000 sqft2 of floor space | Cap-Tons | 3 | DEER:HVAC_Split-Package_AC | 44.32 | 0 | 0 | California eTRM (https://www.caetrm.com/) | 0 | 2018 | 0 | 0 | 2018 | 0 | 0 | California eTRM (https://www.caetrm.com/) | Economizers - Hot-Dry ¦ SCE ¦ Hot-Dry | Economizers - Hot-Dry | 0.35552 | 0.85 | 0.85381 | CBSA 2014 | -2.5986 | 2012 | 0.45 | SWSV010-01
COM-HVAC-85.57 | Com ¦ No Economizer - Hot-Dry ¦ SCE ¦ Hot-Dry | Com ¦ No Economizer - Hot-Dry | SCE ¦ Hot-Dry | SCE | All | Electric | Existing Economizer with snapdisc or malfunctioning analog sensor or Existing Economizer with fully operating analog sensor but requires adjustment | Average Existing and Code | 0 | Conventional | HVAC | Com - Restaurant | Com | RET and NEW | 0 | 1000 sqft2 of floor space | Cap-Tons | 3 | DEER:HVAC_Split-Package_AC | 82.93 | 0 | 0 | California eTRM (https://www.caetrm.com/) | 0 | 2018 | 0 | 0 | 2018 | 0 | 0 | California eTRM (https://www.caetrm.com/) | Economizers - Hot-Dry ¦ SCE ¦ Hot-Dry | Economizers - Hot-Dry | 1.0866 | 0.85 | 0.85381 | CBSA 2014 | -1.6904 | 2012 | 0.45 | SWSV010-01
COM-HVAC-85.58 | Com ¦ No Economizer - Hot-Dry ¦ SCE ¦ Hot-Dry | Com ¦ No Economizer - Hot-Dry | SCE ¦ Hot-Dry | SCE | All | Electric | Existing Economizer with snapdisc or malfunctioning analog sensor or Existing Economizer with fully operating analog sensor but requires adjustment | Average Existing and Code | 0 | Conventional | HVAC | Com - Retail | Com | RET and NEW | 0 | 1000 sqft2 of floor space | Cap-Tons | 3 | DEER:HVAC_Split-Package_AC | 108.3463 | 0 | 0 | California eTRM (https://www.caetrm.com/) | 0 | 2018 | 0 | 0 | 2018 | 0 | 0 | California eTRM (https://www.caetrm.com/) | Economizers - Hot-Dry ¦ SCE ¦ Hot-Dry | Economizers - Hot-Dry | 0.45973 | 0.85 | 0.85381 | CBSA 2014 | -10.4347 | 2012 | 0.45 | SWSV010-01
COM-HVAC-85.59 | Com ¦ No Economizer - Hot-Dry ¦ SCE ¦ Hot-Dry | Com ¦ No Economizer - Hot-Dry | SCE ¦ Hot-Dry | SCE | All | Electric | Existing Economizer with snapdisc or malfunctioning analog sensor or Existing Economizer with fully operating analog sensor but requires adjustment | Average Existing and Code | 0 | Conventional | HVAC | Com - School | Com | RET and NEW | 0 | 1000 sqft2 of floor space | Cap-Tons | 3 | DEER:HVAC_Split-Package_AC | 45.1615 | 0 | 0 | California eTRM (https://www.caetrm.com/) | 0 | 2018 | 0 | 0 | 2018 | 0 | 0 | California eTRM (https://www.caetrm.com/) | Economizers - Hot-Dry ¦ SCE ¦ Hot-Dry | Economizers - Hot-Dry | 0.74863 | 0.85 | 0.85381 | CBSA 2014 | -2.4808 | 2012 | 0.45 | SWSV010-01
COM-HVAC-85.60 | Com ¦ No Economizer - Hot-Dry ¦ SCE ¦ Hot-Dry | Com ¦ No Economizer - Hot-Dry | SCE ¦ Hot-Dry | SCE | All | Electric | Existing Economizer with snapdisc or malfunctioning analog sensor or Existing Economizer with fully operating analog sensor but requires adjustment | Average Existing and Code | 0 | Conventional | HVAC | Com - Warehouse | Com | RET and NEW | 0 | 1000 sqft2 of floor space | Cap-Tons | 3 | DEER:HVAC_Split-Package_AC | 13.61 | 0 | 0 | California eTRM (https://www.caetrm.com/) | 0 | 2018 | 0 | 0 | 2018 | 0 | 0 | California eTRM (https://www.caetrm.com/) | Economizers - Hot-Dry ¦ SCE ¦ Hot-Dry | Economizers - Hot-Dry | 0.1408 | 0.85 | 0.85381 | CBSA 2014 | -1.012 | 2012 | 0.45 | SWSV010-01
COM-HVAC-85.61 | Com ¦ No Economizer - Cold ¦ SCE ¦ Cold | Com ¦ No Economizer - Cold | SCE ¦ Cold | SCE | All | Electric | Existing Economizer with snapdisc or malfunctioning analog sensor or Existing Economizer with fully operating analog sensor but requires adjustment | Average Existing and Code | 0 | Conventional | HVAC | Com - College | Com | RET and NEW | 0 | 1000 sqft2 of floor space | Cap-Tons | 3 | DEER:HVAC_Split-Package_AC | 41.0127 | 0 | 0 | California eTRM (https://www.caetrm.com/) | 0 | 2018 | 0 | 0 | 2018 | 0 | 0 | California eTRM (https://www.caetrm.com/) | Economizers - Cold ¦ SCE ¦ Cold | Economizers - Cold | 0.62169 | 0.85 | 0.85381 | CBSA 2014 | -1.394 | 2012 | 0.45 | SWSV010-01
COM-HVAC-85.62 | Com ¦ No Economizer - Cold ¦ SCE ¦ Cold | Com ¦ No Economizer - Cold | SCE ¦ Cold | SCE | All | Electric | Existing Economizer with snapdisc or malfunctioning analog sensor or Existing Economizer with fully operating analog sensor but requires adjustment | Average Existing and Code | 0 | Conventional | HVAC | Com - Grocery | Com | RET and NEW | 0 | 1000 sqft2 of floor space | Cap-Tons | 3 | DEER:HVAC_Split-Package_AC | 37.48 | 0 | 0 | California eTRM (https://www.caetrm.com/) | 0 | 2018 | 0 | 0 | 2018 | 0 | 0 | California eTRM (https://www.caetrm.com/) | Economizers - Cold ¦ SCE ¦ Cold | Economizers - Cold | 1.1059 | 0.85 | 0.85381 | CBSA 2014 | -0.82402 | 2012 | 0.45 | SWSV010-01
COM-HVAC-85.63 | Com ¦ No Economizer - Cold ¦ SCE ¦ Cold | Com ¦ No Economizer - Cold | SCE ¦ Cold | SCE | All | Electric | Existing Economizer with snapdisc or malfunctioning analog sensor or Existing Economizer with fully operating analog sensor but requires adjustment | Average Existing and Code | 0 | Conventional | HVAC | Com - Health | Com | RET and NEW | 0 | 1000 sqft2 of floor space | Cap-Tons | 3 | DEER:HVAC_Split-Package_AC | 61.7779 | 0 | 0 | California eTRM (https://www.caetrm.com/) | 0 | 2018 | 0 | 0 | 2018 | 0 | 0 | California eTRM (https://www.caetrm.com/) | Economizers - Cold ¦ SCE ¦ Cold | Economizers - Cold | 0.88169 | 0.85 | 0.85381 | CBSA 2014 | -0.91565 | 2012 | 0.45 | SWSV010-01
COM-HVAC-85.64 | Com ¦ No Economizer - Cold ¦ SCE ¦ Cold | Com ¦ No Economizer - Cold | SCE ¦ Cold | SCE | All | Electric | Existing Economizer with snapdisc or malfunctioning analog sensor or Existing Economizer with fully operating analog sensor but requires adjustment | Average Existing and Code | 0 | Conventional | HVAC | Com - Lodging | Com | RET and NEW | 0 | 1000 sqft2 of floor space | Cap-Tons | 3 | DEER:HVAC_Split-Package_AC | 11.7442 | 0 | 0 | California eTRM (https://www.caetrm.com/) | 0 | 2018 | 0 | 0 | 2018 | 0 | 0 | California eTRM (https://www.caetrm.com/) | Economizers - Cold ¦ SCE ¦ Cold | Economizers - Cold | 0.49511 | 0.85 | 0.85381 | CBSA 2014 | -0.6455 | 2012 | 0.45 | SWSV010-01
COM-HVAC-85.65 | Com ¦ No Economizer - Cold ¦ SCE ¦ Cold | Com ¦ No Economizer - Cold | SCE ¦ Cold | SCE | All | Electric | Existing Economizer with snapdisc or malfunctioning analog sensor or Existing Economizer with fully operating analog sensor but requires adjustment | Average Existing and Code | 0 | Conventional | HVAC | Com - Office (Large) | Com | RET and NEW | 0 | 1000 sqft2 of floor space | Cap-Tons | 3 | DEER:HVAC_Split-Package_AC | 59.96 | 0 | 0 | California eTRM (https://www.caetrm.com/) | 0 | 2018 | 0 | 0 | 2018 | 0 | 0 | California eTRM (https://www.caetrm.com/) | Economizers - Cold ¦ SCE ¦ Cold | Economizers - Cold | 0.65634 | 0.85 | 0.85381 | CBSA 2014 | -0.93893 | 2012 | 0.45 | SWSV010-01
COM-HVAC-85.66 | Com ¦ No Economizer - Cold ¦ SCE ¦ Cold | Com ¦ No Economizer - Cold | SCE ¦ Cold | SCE | All | Electric | Existing Economizer with snapdisc or malfunctioning analog sensor or Existing Economizer with fully operating analog sensor but requires adjustment | Average Existing and Code | 0 | Conventional | HVAC | Com - Office (Small) | Com | RET and NEW | 0 | 1000 sqft2 of floor space | Cap-Tons | 3 | DEER:HVAC_Split-Package_AC | 46.44 | 0 | 0 | California eTRM (https://www.caetrm.com/) | 0 | 2018 | 0 | 0 | 2018 | 0 | 0 | California eTRM (https://www.caetrm.com/) | Economizers - Cold ¦ SCE ¦ Cold | Economizers - Cold | 0.74464 | 0.85 | 0.85381 | CBSA 2014 | -1.2087 | 2012 | 0.45 | SWSV010-01
COM-HVAC-85.67 | Com ¦ No Economizer - Cold ¦ SCE ¦ Cold | Com ¦ No Economizer - Cold | SCE ¦ Cold | SCE | All | Electric | Existing Economizer with snapdisc or malfunctioning analog sensor or Existing Economizer with fully operating analog sensor but requires adjustment | Average Existing and Code | 0 | Conventional | HVAC | Com - Other | Com | RET and NEW | 0 | 1000 sqft2 of floor space | Cap-Tons | 3 | DEER:HVAC_Split-Package_AC | 13.49 | 0 | 0 | California eTRM (https://www.caetrm.com/) | 0 | 2018 | 0 | 0 | 2018 | 0 | 0 | California eTRM (https://www.caetrm.com/) | Economizers - Cold ¦ SCE ¦ Cold | Economizers - Cold | 0.35552 | 0.85 | 0.85381 | CBSA 2014 | -0.79096 | 2012 | 0.45 | SWSV010-01
COM-HVAC-85.69 | Com ¦ No Economizer - Cold ¦ SCE ¦ Cold | Com ¦ No Economizer - Cold | SCE ¦ Cold | SCE | All | Electric | Existing Economizer with snapdisc or malfunctioning analog sensor or Existing Economizer with fully operating analog sensor but requires adjustment | Average Existing and Code | 0 | Conventional | HVAC | Com - Restaurant | Com | RET and NEW | 0 | 1000 sqft2 of floor space | Cap-Tons | 3 | DEER:HVAC_Split-Package_AC | 34.631 | 0 | 0 | California eTRM (https://www.caetrm.com/) | 0 | 2018 | 0 | 0 | 2018 | 0 | 0 | California eTRM (https://www.caetrm.com/) | Economizers - Cold ¦ SCE ¦ Cold | Economizers - Cold | 1.0866 | 0.85 | 0.85381 | CBSA 2014 | -0.7059 | 2012 | 0.45 | SWSV010-01
COM-HVAC-85.70 | Com ¦ No Economizer - Cold ¦ SCE ¦ Cold | Com ¦ No Economizer - Cold | SCE ¦ Cold | SCE | All | Electric | Existing Economizer with snapdisc or malfunctioning analog sensor or Existing Economizer with fully operating analog sensor but requires adjustment | Average Existing and Code | 0 | Conventional | HVAC | Com - Retail | Com | RET and NEW | 0 | 1000 sqft2 of floor space | Cap-Tons | 3 | DEER:HVAC_Split-Package_AC | 47.0116 | 0.001 | 0 | California eTRM (https://www.caetrm.com/) | 0 | 2018 | 0 | 0 | 2018 | 0 | 0 | California eTRM (https://www.caetrm.com/) | Economizers - Cold ¦ SCE ¦ Cold | Economizers - Cold | 0.45973 | 0.85 | 0.85381 | CBSA 2014 | -4.5276 | 2012 | 0.45 | SWSV010-01
COM-HVAC-85.71 | Com ¦ No Economizer - Cold ¦ SCE ¦ Cold | Com ¦ No Economizer - Cold | SCE ¦ Cold | SCE | All | Electric | Existing Economizer with snapdisc or malfunctioning analog sensor or Existing Economizer with fully operating analog sensor but requires adjustment | Average Existing and Code | 0 | Conventional | HVAC | Com - School | Com | RET and NEW | 0 | 1000 sqft2 of floor space | Cap-Tons | 3 | DEER:HVAC_Split-Package_AC | 22.0604 | 0 | 0 | California eTRM (https://www.caetrm.com/) | 0 | 2018 | 0 | 0 | 2018 | 0 | 0 | California eTRM (https://www.caetrm.com/) | Economizers - Cold ¦ SCE ¦ Cold | Economizers - Cold | 0.74863 | 0.85 | 0.85381 | CBSA 2014 | -1.2118 | 2012 | 0.45 | SWSV010-01
COM-HVAC-85.72 | Com ¦ No Economizer - Cold ¦ SCE ¦ Cold | Com ¦ No Economizer - Cold | SCE ¦ Cold | SCE | All | Electric | Existing Economizer with snapdisc or malfunctioning analog sensor or Existing Economizer with fully operating analog sensor but requires adjustment | Average Existing and Code | 0 | Conventional | HVAC | Com - Warehouse | Com | RET and NEW | 0 | 1000 sqft2 of floor space | Cap-Tons | 3 | DEER:HVAC_Split-Package_AC | 13.16 | 0 | 0 | California eTRM (https://www.caetrm.com/) | 0 | 2018 | 0 | 0 | 2018 | 0 | 0 | California eTRM (https://www.caetrm.com/) | Economizers - Cold ¦ SCE ¦ Cold | Economizers - Cold | 0.1408 | 0.85 | 0.85381 | CBSA 2014 | -0.97857 | 2012 | 0.45 | SWSV010-01
COM-HVAC-85.73 | Com ¦ No Economizer - Marine ¦ SDG&E ¦ Marine | Com ¦ No Economizer - Marine | SDG&E ¦ Marine | SDG&E | All | Electric | Existing Economizer with snapdisc or malfunctioning analog sensor or Existing Economizer with fully operating analog sensor but requires adjustment | Average Existing and Code | 0 | Conventional | HVAC | Com - College | Com | RET and NEW | 0 | 1000 sqft2 of floor space | Cap-Tons | 3 | DEER:HVAC_Split-Package_AC | 84.3597 | 0 | 0 | California eTRM (https://www.caetrm.com/) | 0 | 2018 | 0 | 0 | 2018 | 0 | 0 | California eTRM (https://www.caetrm.com/) | Economizers - Marine ¦ SDG&E ¦ Marine | Economizers - Marine | 0.60922 | 0.85 | 0.77703 | CBSA 2014 | -2.8674 | 2012 | 0.45 | SWSV010-01
COM-HVAC-85.74 | Com ¦ No Economizer - Marine ¦ SDG&E ¦ Marine | Com ¦ No Economizer - Marine | SDG&E ¦ Marine | SDG&E | All | Electric | Existing Economizer with snapdisc or malfunctioning analog sensor or Existing Economizer with fully operating analog sensor but requires adjustment | Average Existing and Code | 0 | Conventional | HVAC | Com - Grocery | Com | RET and NEW | 0 | 1000 sqft2 of floor space | Cap-Tons | 3 | DEER:HVAC_Split-Package_AC | 30.05 | 0 | 0 | California eTRM (https://www.caetrm.com/) | 0 | 2018 | 0 | 0 | 2018 | 0 | 0 | California eTRM (https://www.caetrm.com/) | Economizers - Marine ¦ SDG&E ¦ Marine | Economizers - Marine | 1.1243 | 0.85 | 0.77703 | CBSA 2014 | -0.66066 | 2012 | 0.45 | SWSV010-01
COM-HVAC-85.75 | Com ¦ No Economizer - Marine ¦ SDG&E ¦ Marine | Com ¦ No Economizer - Marine | SDG&E ¦ Marine | SDG&E | All | Electric | Existing Economizer with snapdisc or malfunctioning analog sensor or Existing Economizer with fully operating analog sensor but requires adjustment | Average Existing and Code | 0 | Conventional | HVAC | Com - Health | Com | RET and NEW | 0 | 1000 sqft2 of floor space | Cap-Tons | 3 | DEER:HVAC_Split-Package_AC | 110.1443 | 0 | 0 | California eTRM (https://www.caetrm.com/) | 0 | 2018 | 0 | 0 | 2018 | 0 | 0 | California eTRM (https://www.caetrm.com/) | Economizers - Marine ¦ SDG&E ¦ Marine | Economizers - Marine | 0.87675 | 0.85 | 0.77703 | CBSA 2014 | -1.6325 | 2012 | 0.45 | SWSV010-01
COM-HVAC-85.76 | Com ¦ No Economizer - Marine ¦ SDG&E ¦ Marine | Com ¦ No Economizer - Marine | SDG&E ¦ Marine | SDG&E | All | Electric | Existing Economizer with snapdisc or malfunctioning analog sensor or Existing Economizer with fully operating analog sensor but requires adjustment | Average Existing and Code | 0 | Conventional | HVAC | Com - Lodging | Com | RET and NEW | 0 | 1000 sqft2 of floor space | Cap-Tons | 3 | DEER:HVAC_Split-Package_AC | 20.4232 | 0 | 0 | California eTRM (https://www.caetrm.com/) | 0 | 2018 | 0 | 0 | 2018 | 0 | 0 | California eTRM (https://www.caetrm.com/) | Economizers - Marine ¦ SDG&E ¦ Marine | Economizers - Marine | 0.49055 | 0.85 | 0.77703 | CBSA 2014 | -1.1225 | 2012 | 0.45 | SWSV010-01
COM-HVAC-85.77 | Com ¦ No Economizer - Marine ¦ SDG&E ¦ Marine | Com ¦ No Economizer - Marine | SDG&E ¦ Marine | SDG&E | All | Electric | Existing Economizer with snapdisc or malfunctioning analog sensor or Existing Economizer with fully operating analog sensor but requires adjustment | Average Existing and Code | 0 | Conventional | HVAC | Com - Office (Large) | Com | RET and NEW | 0 | 1000 sqft2 of floor space | Cap-Tons | 3 | DEER:HVAC_Split-Package_AC | 118.14 | 0 | 0 | California eTRM (https://www.caetrm.com/) | 0 | 2018 | 0 | 0 | 2018 | 0 | 0 | California eTRM (https://www.caetrm.com/) | Economizers - Marine ¦ SDG&E ¦ Marine | Economizers - Marine | 0.64047 | 0.85 | 0.77703 | CBSA 2014 | -1.85 | 2012 | 0.45 | SWSV010-01
COM-HVAC-85.78 | Com ¦ No Economizer - Marine ¦ SDG&E ¦ Marine | Com ¦ No Economizer - Marine | SDG&E ¦ Marine | SDG&E | All | Electric | Existing Economizer with snapdisc or malfunctioning analog sensor or Existing Economizer with fully operating analog sensor but requires adjustment | Average Existing and Code | 0 | Conventional | HVAC | Com - Office (Small) | Com | RET and NEW | 0 | 1000 sqft2 of floor space | Cap-Tons | 3 | DEER:HVAC_Split-Package_AC | 84.18 | 0 | 0 | California eTRM (https://www.caetrm.com/) | 0 | 2018 | 0 | 0 | 2018 | 0 | 0 | California eTRM (https://www.caetrm.com/) | Economizers - Marine ¦ SDG&E ¦ Marine | Economizers - Marine | 0.77766 | 0.85 | 0.77703 | CBSA 2014 | -2.1909 | 2012 | 0.45 | SWSV010-01
COM-HVAC-85.79 | Com ¦ No Economizer - Marine ¦ SDG&E ¦ Marine | Com ¦ No Economizer - Marine | SDG&E ¦ Marine | SDG&E | All | Electric | Existing Economizer with snapdisc or malfunctioning analog sensor or Existing Economizer with fully operating analog sensor but requires adjustment | Average Existing and Code | 0 | Conventional | HVAC | Com - Other | Com | RET and NEW | 0 | 1000 sqft2 of floor space | Cap-Tons | 3 | DEER:HVAC_Split-Package_AC | 38.41 | 0 | 0 | California eTRM (https://www.caetrm.com/) | 0 | 2018 | 0 | 0 | 2018 | 0 | 0 | California eTRM (https://www.caetrm.com/) | Economizers - Marine ¦ SDG&E ¦ Marine | Economizers - Marine | 0.34945 | 0.85 | 0.77703 | CBSA 2014 | -2.2521 | 2012 | 0.45 | SWSV010-01
COM-HVAC-85.81 | Com ¦ No Economizer - Marine ¦ SDG&E ¦ Marine | Com ¦ No Economizer - Marine | SDG&E ¦ Marine | SDG&E | All | Electric | Existing Economizer with snapdisc or malfunctioning analog sensor or Existing Economizer with fully operating analog sensor but requires adjustment | Average Existing and Code | 0 | Conventional | HVAC | Com - Restaurant | Com | RET and NEW | 0 | 1000 sqft2 of floor space | Cap-Tons | 3 | DEER:HVAC_Split-Package_AC | 85.6255 | 0 | 0 | California eTRM (https://www.caetrm.com/) | 0 | 2018 | 0 | 0 | 2018 | 0 | 0 | California eTRM (https://www.caetrm.com/) | Economizers - Marine ¦ SDG&E ¦ Marine | Economizers - Marine | 1.1351 | 0.85 | 0.77703 | CBSA 2014 | -1.7454 | 2012 | 0.45 | SWSV010-01
COM-HVAC-85.82 | Com ¦ No Economizer - Marine ¦ SDG&E ¦ Marine | Com ¦ No Economizer - Marine | SDG&E ¦ Marine | SDG&E | All | Electric | Existing Economizer with snapdisc or malfunctioning analog sensor or Existing Economizer with fully operating analog sensor but requires adjustment | Average Existing and Code | 0 | Conventional | HVAC | Com - Retail | Com | RET and NEW | 0 | 1000 sqft2 of floor space | Cap-Tons | 3 | DEER:HVAC_Split-Package_AC | 124.0291 | 0 | 0 | California eTRM (https://www.caetrm.com/) | 0 | 2018 | 0 | 0 | 2018 | 0 | 0 | California eTRM (https://www.caetrm.com/) | Economizers - Marine ¦ SDG&E ¦ Marine | Economizers - Marine | 0.46017 | 0.85 | 0.77703 | CBSA 2014 | -11.9451 | 2012 | 0.45 | SWSV010-01
COM-HVAC-85.83 | Com ¦ No Economizer - Marine ¦ SDG&E ¦ Marine | Com ¦ No Economizer - Marine | SDG&E ¦ Marine | SDG&E | All | Electric | Existing Economizer with snapdisc or malfunctioning analog sensor or Existing Economizer with fully operating analog sensor but requires adjustment | Average Existing and Code | 0 | Conventional | HVAC | Com - School | Com | RET and NEW | 0 | 1000 sqft2 of floor space | Cap-Tons | 3 | DEER:HVAC_Split-Package_AC | 50.1442 | 0 | 0 | California eTRM (https://www.caetrm.com/) | 0 | 2018 | 0 | 0 | 2018 | 0 | 0 | California eTRM (https://www.caetrm.com/) | Economizers - Marine ¦ SDG&E ¦ Marine | Economizers - Marine | 0.77382 | 0.85 | 0.77703 | CBSA 2014 | -2.7545 | 2012 | 0.45 | SWSV010-01
COM-HVAC-85.84 | Com ¦ No Economizer - Marine ¦ SDG&E ¦ Marine | Com ¦ No Economizer - Marine | SDG&E ¦ Marine | SDG&E | All | Electric | Existing Economizer with snapdisc or malfunctioning analog sensor or Existing Economizer with fully operating analog sensor but requires adjustment | Average Existing and Code | 0 | Conventional | HVAC | Com - Warehouse | Com | RET and NEW | 0 | 1000 sqft2 of floor space | Cap-Tons | 3 | DEER:HVAC_Split-Package_AC | 9.28 | 0 | 0 | California eTRM (https://www.caetrm.com/) | 0 | 2018 | 0 | 0 | 2018 | 0 | 0 | California eTRM (https://www.caetrm.com/) | Economizers - Marine ¦ SDG&E ¦ Marine | Economizers - Marine | 0.14112 | 0.85 | 0.77703 | CBSA 2014 | -0.69005 | 2012 | 0.45 | SWSV010-01
COM-HVAC-85.85 | Com ¦ No Economizer - Hot-Dry ¦ SDG&E ¦ Hot-Dry | Com ¦ No Economizer - Hot-Dry | SDG&E ¦ Hot-Dry | SDG&E | All | Electric | Existing Economizer with snapdisc or malfunctioning analog sensor or Existing Economizer with fully operating analog sensor but requires adjustment | Average Existing and Code | 0 | Conventional | HVAC | Com - College | Com | RET and NEW | 0 | 1000 sqft2 of floor space | Cap-Tons | 3 | DEER:HVAC_Split-Package_AC | 114.1029 | 0 | 0 | California eTRM (https://www.caetrm.com/) | 0 | 2018 | 0 | 0 | 2018 | 0 | 0 | California eTRM (https://www.caetrm.com/) | Economizers - Hot-Dry ¦ SDG&E ¦ Hot-Dry | Economizers - Hot-Dry | 0.60922 | 0.85 | 0.77703 | CBSA 2014 | -3.8783 | 2012 | 0.45 | SWSV010-01
COM-HVAC-85.86 | Com ¦ No Economizer - Hot-Dry ¦ SDG&E ¦ Hot-Dry | Com ¦ No Economizer - Hot-Dry | SDG&E ¦ Hot-Dry | SDG&E | All | Electric | Existing Economizer with snapdisc or malfunctioning analog sensor or Existing Economizer with fully operating analog sensor but requires adjustment | Average Existing and Code | 0 | Conventional | HVAC | Com - Grocery | Com | RET and NEW | 0 | 1000 sqft2 of floor space | Cap-Tons | 3 | DEER:HVAC_Split-Package_AC | 50.07 | 0 | 0 | California eTRM (https://www.caetrm.com/) | 0 | 2018 | 0 | 0 | 2018 | 0 | 0 | California eTRM (https://www.caetrm.com/) | Economizers - Hot-Dry ¦ SDG&E ¦ Hot-Dry | Economizers - Hot-Dry | 1.1243 | 0.85 | 0.77703 | CBSA 2014 | -1.1008 | 2012 | 0.45 | SWSV010-01
COM-HVAC-85.87 | Com ¦ No Economizer - Hot-Dry ¦ SDG&E ¦ Hot-Dry | Com ¦ No Economizer - Hot-Dry | SDG&E ¦ Hot-Dry | SDG&E | All | Electric | Existing Economizer with snapdisc or malfunctioning analog sensor or Existing Economizer with fully operating analog sensor but requires adjustment | Average Existing and Code | 0 | Conventional | HVAC | Com - Health | Com | RET and NEW | 0 | 1000 sqft2 of floor space | Cap-Tons | 3 | DEER:HVAC_Split-Package_AC | 147.3987 | 0 | 0 | California eTRM (https://www.caetrm.com/) | 0 | 2018 | 0 | 0 | 2018 | 0 | 0 | California eTRM (https://www.caetrm.com/) | Economizers - Hot-Dry ¦ SDG&E ¦ Hot-Dry | Economizers - Hot-Dry | 0.87675 | 0.85 | 0.77703 | CBSA 2014 | -2.1847 | 2012 | 0.45 | SWSV010-01
COM-HVAC-85.88 | Com ¦ No Economizer - Hot-Dry ¦ SDG&E ¦ Hot-Dry | Com ¦ No Economizer - Hot-Dry | SDG&E ¦ Hot-Dry | SDG&E | All | Electric | Existing Economizer with snapdisc or malfunctioning analog sensor or Existing Economizer with fully operating analog sensor but requires adjustment | Average Existing and Code | 0 | Conventional | HVAC | Com - Lodging | Com | RET and NEW | 0 | 1000 sqft2 of floor space | Cap-Tons | 3 | DEER:HVAC_Split-Package_AC | 27.6136 | 0 | 0 | California eTRM (https://www.caetrm.com/) | 0 | 2018 | 0 | 0 | 2018 | 0 | 0 | California eTRM (https://www.caetrm.com/) | Economizers - Hot-Dry ¦ SDG&E ¦ Hot-Dry | Economizers - Hot-Dry | 0.49055 | 0.85 | 0.77703 | CBSA 2014 | -1.5177 | 2012 | 0.45 | SWSV010-01
COM-HVAC-85.89 | Com ¦ No Economizer - Hot-Dry ¦ SDG&E ¦ Hot-Dry | Com ¦ No Economizer - Hot-Dry | SDG&E ¦ Hot-Dry | SDG&E | All | Electric | Existing Economizer with snapdisc or malfunctioning analog sensor or Existing Economizer with fully operating analog sensor but requires adjustment | Average Existing and Code | 0 | Conventional | HVAC | Com - Office (Large) | Com | RET and NEW | 0 | 1000 sqft2 of floor space | Cap-Tons | 3 | DEER:HVAC_Split-Package_AC | 160.28 | 0 | 0 | California eTRM (https://www.caetrm.com/) | 0 | 2018 | 0 | 0 | 2018 | 0 | 0 | California eTRM (https://www.caetrm.com/) | Economizers - Hot-Dry ¦ SDG&E ¦ Hot-Dry | Economizers - Hot-Dry | 0.64047 | 0.85 | 0.77703 | CBSA 2014 | -2.5099 | 2012 | 0.45 | SWSV010-01
COM-HVAC-85.90 | Com ¦ No Economizer - Hot-Dry ¦ SDG&E ¦ Hot-Dry | Com ¦ No Economizer - Hot-Dry | SDG&E ¦ Hot-Dry | SDG&E | All | Electric | Existing Economizer with snapdisc or malfunctioning analog sensor or Existing Economizer with fully operating analog sensor but requires adjustment | Average Existing and Code | 0 | Conventional | HVAC | Com - Office (Small) | Com | RET and NEW | 0 | 1000 sqft2 of floor space | Cap-Tons | 3 | DEER:HVAC_Split-Package_AC | 119.69 | 0 | 0 | California eTRM (https://www.caetrm.com/) | 0 | 2018 | 0 | 0 | 2018 | 0 | 0 | California eTRM (https://www.caetrm.com/) | Economizers - Hot-Dry ¦ SDG&E ¦ Hot-Dry | Economizers - Hot-Dry | 0.77766 | 0.85 | 0.77703 | CBSA 2014 | -3.1151 | 2012 | 0.45 | SWSV010-01
COM-HVAC-85.91 | Com ¦ No Economizer - Hot-Dry ¦ SDG&E ¦ Hot-Dry | Com ¦ No Economizer - Hot-Dry | SDG&E ¦ Hot-Dry | SDG&E | All | Electric | Existing Economizer with snapdisc or malfunctioning analog sensor or Existing Economizer with fully operating analog sensor but requires adjustment | Average Existing and Code | 0 | Conventional | HVAC | Com - Other | Com | RET and NEW | 0 | 1000 sqft2 of floor space | Cap-Tons | 3 | DEER:HVAC_Split-Package_AC | 52.52 | 0 | 0 | California eTRM (https://www.caetrm.com/) | 0 | 2018 | 0 | 0 | 2018 | 0 | 0 | California eTRM (https://www.caetrm.com/) | Economizers - Hot-Dry ¦ SDG&E ¦ Hot-Dry | Economizers - Hot-Dry | 0.34945 | 0.85 | 0.77703 | CBSA 2014 | -3.0794 | 2012 | 0.45 | SWSV010-01
COM-HVAC-85.93 | Com ¦ No Economizer - Hot-Dry ¦ SDG&E ¦ Hot-Dry | Com ¦ No Economizer - Hot-Dry | SDG&E ¦ Hot-Dry | SDG&E | All | Electric | Existing Economizer with snapdisc or malfunctioning analog sensor or Existing Economizer with fully operating analog sensor but requires adjustment | Average Existing and Code | 0 | Conventional | HVAC | Com - Restaurant | Com | RET and NEW | 0 | 1000 sqft2 of floor space | Cap-Tons | 3 | DEER:HVAC_Split-Package_AC | 115.2358 | 0 | 0 | California eTRM (https://www.caetrm.com/) | 0 | 2018 | 0 | 0 | 2018 | 0 | 0 | California eTRM (https://www.caetrm.com/) | Economizers - Hot-Dry ¦ SDG&E ¦ Hot-Dry | Economizers - Hot-Dry | 1.1351 | 0.85 | 0.77703 | CBSA 2014 | -2.3489 | 2012 | 0.45 | SWSV010-01
COM-HVAC-85.94 | Com ¦ No Economizer - Hot-Dry ¦ SDG&E ¦ Hot-Dry | Com ¦ No Economizer - Hot-Dry | SDG&E ¦ Hot-Dry | SDG&E | All | Electric | Existing Economizer with snapdisc or malfunctioning analog sensor or Existing Economizer with fully operating analog sensor but requires adjustment | Average Existing and Code | 0 | Conventional | HVAC | Com - Retail | Com | RET and NEW | 0 | 1000 sqft2 of floor space | Cap-Tons | 3 | DEER:HVAC_Split-Package_AC | 172.6007 | 0 | 0 | California eTRM (https://www.caetrm.com/) | 0 | 2018 | 0 | 0 | 2018 | 0 | 0 | California eTRM (https://www.caetrm.com/) | Economizers - Hot-Dry ¦ SDG&E ¦ Hot-Dry | Economizers - Hot-Dry | 0.46017 | 0.85 | 0.77703 | CBSA 2014 | -16.623 | 2012 | 0.45 | SWSV010-01
COM-HVAC-85.95 | Com ¦ No Economizer - Hot-Dry ¦ SDG&E ¦ Hot-Dry | Com ¦ No Economizer - Hot-Dry | SDG&E ¦ Hot-Dry | SDG&E | All | Electric | Existing Economizer with snapdisc or malfunctioning analog sensor or Existing Economizer with fully operating analog sensor but requires adjustment | Average Existing and Code | 0 | Conventional | HVAC | Com - School | Com | RET and NEW | 0 | 1000 sqft2 of floor space | Cap-Tons | 3 | DEER:HVAC_Split-Package_AC | 68.5933 | 0 | 0 | California eTRM (https://www.caetrm.com/) | 0 | 2018 | 0 | 0 | 2018 | 0 | 0 | California eTRM (https://www.caetrm.com/) | Economizers - Hot-Dry ¦ SDG&E ¦ Hot-Dry | Economizers - Hot-Dry | 0.77382 | 0.85 | 0.77703 | CBSA 2014 | -3.7679 | 2012 | 0.45 | SWSV010-01
COM-HVAC-85.96 | Com ¦ No Economizer - Hot-Dry ¦ SDG&E ¦ Hot-Dry | Com ¦ No Economizer - Hot-Dry | SDG&E ¦ Hot-Dry | SDG&E | All | Electric | Existing Economizer with snapdisc or malfunctioning analog sensor or Existing Economizer with fully operating analog sensor but requires adjustment | Average Existing and Code | 0 | Conventional | HVAC | Com - Warehouse | Com | RET and NEW | 0 | 1000 sqft2 of floor space | Cap-Tons | 3 | DEER:HVAC_Split-Package_AC | 13.89 | 0 | 0 | California eTRM (https://www.caetrm.com/) | 0 | 2018 | 0 | 0 | 2018 | 0 | 0 | California eTRM (https://www.caetrm.com/) | Economizers - Hot-Dry ¦ SDG&E ¦ Hot-Dry | Economizers - Hot-Dry | 0.14112 | 0.85 | 0.77703 | CBSA 2014 | -1.0329 | 2012 | 0.45 | SWSV010-01
COM-HVAC-86.1 | Com ¦ Economizer - Marine ¦ PG&E ¦ Marine | Com ¦ Economizer - Marine | PG&E ¦ Marine | PG&E | All | Electric | Economizer Control Replacement or Control Adjustment | Efficient | 0 | Conventional | HVAC | Com - College | Com | RET and NEW | 0 | 1000 sqft2 of floor space | Cap-Tons | 3 | DEER:HVAC_Split-Package_AC | 0 | 0 | 0 | California eTRM (https://www.caetrm.com/) | 3.21 | 2018 | 0 | 18.78 | 2018 | 0 | 0 | California eTRM (https://www.caetrm.com/) | Economizers - Marine ¦ PG&E ¦ Marine | Economizers - Marine | 0.55707 | 0.85 | 0.15465 | CBSA 2014 | 0 | 2032 | 0.45 | SWSV010-01
COM-HVAC-86.2 | Com ¦ Economizer - Marine ¦ PG&E ¦ Marine | Com ¦ Economizer - Marine | PG&E ¦ Marine | PG&E | All | Electric | Economizer Control Replacement or Control Adjustment | Efficient | 0 | Conventional | HVAC | Com - Grocery | Com | RET and NEW | 0 | 1000 sqft2 of floor space | Cap-Tons | 3 | DEER:HVAC_Split-Package_AC | 0 | 0 | 0 | California eTRM (https://www.caetrm.com/) | 3.21 | 2018 | 0 | 18.78 | 2018 | 0 | 0 | California eTRM (https://www.caetrm.com/) | Economizers - Marine ¦ PG&E ¦ Marine | Economizers - Marine | 0.92949 | 0.85 | 0.15465 | CBSA 2014 | 0 | 2032 | 0.45 | SWSV010-01
COM-HVAC-86.3 | Com ¦ Economizer - Marine ¦ PG&E ¦ Marine | Com ¦ Economizer - Marine | PG&E ¦ Marine | PG&E | All | Electric | Economizer Control Replacement or Control Adjustment | Efficient | 0 | Conventional | HVAC | Com - Health | Com | RET and NEW | 0 | 1000 sqft2 of floor space | Cap-Tons | 3 | DEER:HVAC_Split-Package_AC | 0 | 0 | 0 | California eTRM (https://www.caetrm.com/) | 3.21 | 2018 | 0 | 18.78 | 2018 | 0 | 0 | California eTRM (https://www.caetrm.com/) | Economizers - Marine ¦ PG&E ¦ Marine | Economizers - Marine | 0.82262 | 0.85 | 0.15465 | CBSA 2014 | 0 | 2032 | 0.45 | SWSV010-01
COM-HVAC-86.4 | Com ¦ Economizer - Marine ¦ PG&E ¦ Marine | Com ¦ Economizer - Marine | PG&E ¦ Marine | PG&E | All | Electric | Economizer Control Replacement or Control Adjustment | Efficient | 0 | Conventional | HVAC | Com - Lodging | Com | RET and NEW | 0 | 1000 sqft2 of floor space | Cap-Tons | 3 | DEER:HVAC_Split-Package_AC | 0 | 0 | 0 | California eTRM (https://www.caetrm.com/) | 3.21 | 2018 | 0 | 18.78 | 2018 | 0 | 0 | California eTRM (https://www.caetrm.com/) | Economizers - Marine ¦ PG&E ¦ Marine | Economizers - Marine | 0.43849 | 0.85 | 0.15465 | CBSA 2014 | 0 | 2032 | 0.45 | SWSV010-01
COM-HVAC-86.5 | Com ¦ Economizer - Marine ¦ PG&E ¦ Marine | Com ¦ Economizer - Marine | PG&E ¦ Marine | PG&E | All | Electric | Economizer Control Replacement or Control Adjustment | Efficient | 0 | Conventional | HVAC | Com - Office (Large) | Com | RET and NEW | 0 | 1000 sqft2 of floor space | Cap-Tons | 3 | DEER:HVAC_Split-Package_AC | 0 | 0 | 0 | California eTRM (https://www.caetrm.com/) | 3.21 | 2018 | 0 | 18.78 | 2018 | 0 | 0 | California eTRM (https://www.caetrm.com/) | Economizers - Marine ¦ PG&E ¦ Marine | Economizers - Marine | 0.58414 | 0.85 | 0.15465 | CBSA 2014 | 0 | 2032 | 0.45 | SWSV010-01
COM-HVAC-86.6 | Com ¦ Economizer - Marine ¦ PG&E ¦ Marine | Com ¦ Economizer - Marine | PG&E ¦ Marine | PG&E | All | Electric | Economizer Control Replacement or Control Adjustment | Efficient | 0 | Conventional | HVAC | Com - Office (Small) | Com | RET and NEW | 0 | 1000 sqft2 of floor space | Cap-Tons | 3 | DEER:HVAC_Split-Package_AC | 0 | 0 | 0 | California eTRM (https://www.caetrm.com/) | 3.21 | 2018 | 0 | 18.78 | 2018 | 0 | 0 | California eTRM (https://www.caetrm.com/) | Economizers - Marine ¦ PG&E ¦ Marine | Economizers - Marine | 0.68317 | 0.85 | 0.15465 | CBSA 2014 | 0 | 2032 | 0.45 | SWSV010-01
COM-HVAC-86.7 | Com ¦ Economizer - Marine ¦ PG&E ¦ Marine | Com ¦ Economizer - Marine | PG&E ¦ Marine | PG&E | All | Electric | Economizer Control Replacement or Control Adjustment | Efficient | 0 | Conventional | HVAC | Com - Other | Com | RET and NEW | 0 | 1000 sqft2 of floor space | Cap-Tons | 3 | DEER:HVAC_Split-Package_AC | 0 | 0 | 0 | California eTRM (https://www.caetrm.com/) | 3.21 | 2018 | 0 | 18.78 | 2018 | 0 | 0 | California eTRM (https://www.caetrm.com/) | Economizers - Marine ¦ PG&E ¦ Marine | Economizers - Marine | 0.32241 | 0.85 | 0.15465 | CBSA 2014 | 0 | 2032 | 0.45 | SWSV010-01
COM-HVAC-86.9 | Com ¦ Economizer - Marine ¦ PG&E ¦ Marine | Com ¦ Economizer - Marine | PG&E ¦ Marine | PG&E | All | Electric | Economizer Control Replacement or Control Adjustment | Efficient | 0 | Conventional | HVAC | Com - Restaurant | Com | RET and NEW | 0 | 1000 sqft2 of floor space | Cap-Tons | 3 | DEER:HVAC_Split-Package_AC | 0 | 0 | 0 | California eTRM (https://www.caetrm.com/) | 3.21 | 2018 | 0 | 18.78 | 2018 | 0 | 0 | California eTRM (https://www.caetrm.com/) | Economizers - Marine ¦ PG&E ¦ Marine | Economizers - Marine | 0.98716 | 0.85 | 0.15465 | CBSA 2014 | 0 | 2032 | 0.45 | SWSV010-01
COM-HVAC-86.10 | Com ¦ Economizer - Marine ¦ PG&E ¦ Marine | Com ¦ Economizer - Marine | PG&E ¦ Marine | PG&E | All | Electric | Economizer Control Replacement or Control Adjustment | Efficient | 0 | Conventional | HVAC | Com - Retail | Com | RET and NEW | 0 | 1000 sqft2 of floor space | Cap-Tons | 3 | DEER:HVAC_Split-Package_AC | 0 | 0 | 0 | California eTRM (https://www.caetrm.com/) | 3.21 | 2018 | 0 | 18.78 | 2018 | 0 | 0 | California eTRM (https://www.caetrm.com/) | Economizers - Marine ¦ PG&E ¦ Marine | Economizers - Marine | 0.41141 | 0.85 | 0.15465 | CBSA 2014 | 0 | 2032 | 0.45 | SWSV010-01
COM-HVAC-86.11 | Com ¦ Economizer - Marine ¦ PG&E ¦ Marine | Com ¦ Economizer - Marine | PG&E ¦ Marine | PG&E | All | Electric | Economizer Control Replacement or Control Adjustment | Efficient | 0 | Conventional | HVAC | Com - School | Com | RET and NEW | 0 | 1000 sqft2 of floor space | Cap-Tons | 3 | DEER:HVAC_Split-Package_AC | 0 | 0 | 0 | California eTRM (https://www.caetrm.com/) | 3.21 | 2018 | 0 | 18.78 | 2018 | 0 | 0 | California eTRM (https://www.caetrm.com/) | Economizers - Marine ¦ PG&E ¦ Marine | Economizers - Marine | 0.62474 | 0.85 | 0.15465 | CBSA 2014 | 0 | 2032 | 0.45 | SWSV010-01
COM-HVAC-86.12 | Com ¦ Economizer - Marine ¦ PG&E ¦ Marine | Com ¦ Economizer - Marine | PG&E ¦ Marine | PG&E | All | Electric | Economizer Control Replacement or Control Adjustment | Efficient | 0 | Conventional | HVAC | Com - Warehouse | Com | RET and NEW | 0 | 1000 sqft2 of floor space | Cap-Tons | 3 | DEER:HVAC_Split-Package_AC | 0 | 0 | 0 | California eTRM (https://www.caetrm.com/) | 3.21 | 2018 | 0 | 18.78 | 2018 | 0 | 0 | California eTRM (https://www.caetrm.com/) | Economizers - Marine ¦ PG&E ¦ Marine | Economizers - Marine | 0.12804 | 0.85 | 0.15465 | CBSA 2014 | 0 | 2032 | 0.45 | SWSV010-01
COM-HVAC-86.13 | Com ¦ Economizer - Hot-Dry ¦ PG&E ¦ Hot-Dry | Com ¦ Economizer - Hot-Dry | PG&E ¦ Hot-Dry | PG&E | All | Electric | Economizer Control Replacement or Control Adjustment | Efficient | 0 | Conventional | HVAC | Com - College | Com | RET and NEW | 0 | 1000 sqft2 of floor space | Cap-Tons | 3 | DEER:HVAC_Split-Package_AC | 0 | 0 | 0 | California eTRM (https://www.caetrm.com/) | 3.21 | 2018 | 0 | 18.78 | 2018 | 0 | 0 | California eTRM (https://www.caetrm.com/) | Economizers - Hot-Dry ¦ PG&E ¦ Hot-Dry | Economizers - Hot-Dry | 0.55707 | 0.85 | 0.15465 | CBSA 2014 | 0 | 2032 | 0.45 | SWSV010-01
COM-HVAC-86.14 | Com ¦ Economizer - Hot-Dry ¦ PG&E ¦ Hot-Dry | Com ¦ Economizer - Hot-Dry | PG&E ¦ Hot-Dry | PG&E | All | Electric | Economizer Control Replacement or Control Adjustment | Efficient | 0 | Conventional | HVAC | Com - Grocery | Com | RET and NEW | 0 | 1000 sqft2 of floor space | Cap-Tons | 3 | DEER:HVAC_Split-Package_AC | 0 | 0 | 0 | California eTRM (https://www.caetrm.com/) | 3.21 | 2018 | 0 | 18.78 | 2018 | 0 | 0 | California eTRM (https://www.caetrm.com/) | Economizers - Hot-Dry ¦ PG&E ¦ Hot-Dry | Economizers - Hot-Dry | 0.92949 | 0.85 | 0.15465 | CBSA 2014 | 0 | 2032 | 0.45 | SWSV010-01
COM-HVAC-86.15 | Com ¦ Economizer - Hot-Dry ¦ PG&E ¦ Hot-Dry | Com ¦ Economizer - Hot-Dry | PG&E ¦ Hot-Dry | PG&E | All | Electric | Economizer Control Replacement or Control Adjustment | Efficient | 0 | Conventional | HVAC | Com - Health | Com | RET and NEW | 0 | 1000 sqft2 of floor space | Cap-Tons | 3 | DEER:HVAC_Split-Package_AC | 0 | 0 | 0 | California eTRM (https://www.caetrm.com/) | 3.21 | 2018 | 0 | 18.78 | 2018 | 0 | 0 | California eTRM (https://www.caetrm.com/) | Economizers - Hot-Dry ¦ PG&E ¦ Hot-Dry | Economizers - Hot-Dry | 0.82262 | 0.85 | 0.15465 | CBSA 2014 | 0 | 2032 | 0.45 | SWSV010-01
COM-HVAC-86.16 | Com ¦ Economizer - Hot-Dry ¦ PG&E ¦ Hot-Dry | Com ¦ Economizer - Hot-Dry | PG&E ¦ Hot-Dry | PG&E | All | Electric | Economizer Control Replacement or Control Adjustment | Efficient | 0 | Conventional | HVAC | Com - Lodging | Com | RET and NEW | 0 | 1000 sqft2 of floor space | Cap-Tons | 3 | DEER:HVAC_Split-Package_AC | 0 | 0 | 0 | California eTRM (https://www.caetrm.com/) | 3.21 | 2018 | 0 | 18.78 | 2018 | 0 | 0 | California eTRM (https://www.caetrm.com/) | Economizers - Hot-Dry ¦ PG&E ¦ Hot-Dry | Economizers - Hot-Dry | 0.43849 | 0.85 | 0.15465 | CBSA 2014 | 0 | 2032 | 0.45 | SWSV010-01
COM-HVAC-86.17 | Com ¦ Economizer - Hot-Dry ¦ PG&E ¦ Hot-Dry | Com ¦ Economizer - Hot-Dry | PG&E ¦ Hot-Dry | PG&E | All | Electric | Economizer Control Replacement or Control Adjustment | Efficient | 0 | Conventional | HVAC | Com - Office (Large) | Com | RET and NEW | 0 | 1000 sqft2 of floor space | Cap-Tons | 3 | DEER:HVAC_Split-Package_AC | 0 | 0 | 0 | California eTRM (https://www.caetrm.com/) | 3.21 | 2018 | 0 | 18.78 | 2018 | 0 | 0 | California eTRM (https://www.caetrm.com/) | Economizers - Hot-Dry ¦ PG&E ¦ Hot-Dry | Economizers - Hot-Dry | 0.58414 | 0.85 | 0.15465 | CBSA 2014 | 0 | 2032 | 0.45 | SWSV010-01
COM-HVAC-86.18 | Com ¦ Economizer - Hot-Dry ¦ PG&E ¦ Hot-Dry | Com ¦ Economizer - Hot-Dry | PG&E ¦ Hot-Dry | PG&E | All | Electric | Economizer Control Replacement or Control Adjustment | Efficient | 0 | Conventional | HVAC | Com - Office (Small) | Com | RET and NEW | 0 | 1000 sqft2 of floor space | Cap-Tons | 3 | DEER:HVAC_Split-Package_AC | 0 | 0 | 0 | California eTRM (https://www.caetrm.com/) | 3.21 | 2018 | 0 | 18.78 | 2018 | 0 | 0 | California eTRM (https://www.caetrm.com/) | Economizers - Hot-Dry ¦ PG&E ¦ Hot-Dry | Economizers - Hot-Dry | 0.68317 | 0.85 | 0.15465 | CBSA 2014 | 0 | 2032 | 0.45 | SWSV010-01
COM-HVAC-86.19 | Com ¦ Economizer - Hot-Dry ¦ PG&E ¦ Hot-Dry | Com ¦ Economizer - Hot-Dry | PG&E ¦ Hot-Dry | PG&E | All | Electric | Economizer Control Replacement or Control Adjustment | Efficient | 0 | Conventional | HVAC | Com - Other | Com | RET and NEW | 0 | 1000 sqft2 of floor space | Cap-Tons | 3 | DEER:HVAC_Split-Package_AC | 0 | 0 | 0 | California eTRM (https://www.caetrm.com/) | 3.21 | 2018 | 0 | 18.78 | 2018 | 0 | 0 | California eTRM (https://www.caetrm.com/) | Economizers - Hot-Dry ¦ PG&E ¦ Hot-Dry | Economizers - Hot-Dry | 0.32241 | 0.85 | 0.15465 | CBSA 2014 | 0 | 2032 | 0.45 | SWSV010-01
COM-HVAC-86.21 | Com ¦ Economizer - Hot-Dry ¦ PG&E ¦ Hot-Dry | Com ¦ Economizer - Hot-Dry | PG&E ¦ Hot-Dry | PG&E | All | Electric | Economizer Control Replacement or Control Adjustment | Efficient | 0 | Conventional | HVAC | Com - Restaurant | Com | RET and NEW | 0 | 1000 sqft2 of floor space | Cap-Tons | 3 | DEER:HVAC_Split-Package_AC | 0 | 0 | 0 | California eTRM (https://www.caetrm.com/) | 3.21 | 2018 | 0 | 18.78 | 2018 | 0 | 0 | California eTRM (https://www.caetrm.com/) | Economizers - Hot-Dry ¦ PG&E ¦ Hot-Dry | Economizers - Hot-Dry | 0.98716 | 0.85 | 0.15465 | CBSA 2014 | 0 | 2032 | 0.45 | SWSV010-01
COM-HVAC-86.22 | Com ¦ Economizer - Hot-Dry ¦ PG&E ¦ Hot-Dry | Com ¦ Economizer - Hot-Dry | PG&E ¦ Hot-Dry | PG&E | All | Electric | Economizer Control Replacement or Control Adjustment | Efficient | 0 | Conventional | HVAC | Com - Retail | Com | RET and NEW | 0 | 1000 sqft2 of floor space | Cap-Tons | 3 | DEER:HVAC_Split-Package_AC | 0 | 0 | 0 | California eTRM (https://www.caetrm.com/) | 3.21 | 2018 | 0 | 18.78 | 2018 | 0 | 0 | California eTRM (https://www.caetrm.com/) | Economizers - Hot-Dry ¦ PG&E ¦ Hot-Dry | Economizers - Hot-Dry | 0.41141 | 0.85 | 0.15465 | CBSA 2014 | 0 | 2032 | 0.45 | SWSV010-01
COM-HVAC-86.23 | Com ¦ Economizer - Hot-Dry ¦ PG&E ¦ Hot-Dry | Com ¦ Economizer - Hot-Dry | PG&E ¦ Hot-Dry | PG&E | All | Electric | Economizer Control Replacement or Control Adjustment | Efficient | 0 | Conventional | HVAC | Com - School | Com | RET and NEW | 0 | 1000 sqft2 of floor space | Cap-Tons | 3 | DEER:HVAC_Split-Package_AC | 0 | 0 | 0 | California eTRM (https://www.caetrm.com/) | 3.21 | 2018 | 0 | 18.78 | 2018 | 0 | 0 | California eTRM (https://www.caetrm.com/) | Economizers - Hot-Dry ¦ PG&E ¦ Hot-Dry | Economizers - Hot-Dry | 0.62474 | 0.85 | 0.15465 | CBSA 2014 | 0 | 2032 | 0.45 | SWSV010-01
COM-HVAC-86.24 | Com ¦ Economizer - Hot-Dry ¦ PG&E ¦ Hot-Dry | Com ¦ Economizer - Hot-Dry | PG&E ¦ Hot-Dry | PG&E | All | Electric | Economizer Control Replacement or Control Adjustment | Efficient | 0 | Conventional | HVAC | Com - Warehouse | Com | RET and NEW | 0 | 1000 sqft2 of floor space | Cap-Tons | 3 | DEER:HVAC_Split-Package_AC | 0 | 0 | 0 | California eTRM (https://www.caetrm.com/) | 3.21 | 2018 | 0 | 18.78 | 2018 | 0 | 0 | California eTRM (https://www.caetrm.com/) | Economizers - Hot-Dry ¦ PG&E ¦ Hot-Dry | Economizers - Hot-Dry | 0.12804 | 0.85 | 0.15465 | CBSA 2014 | 0 | 2032 | 0.45 | SWSV010-01
COM-HVAC-86.25 | Com ¦ Economizer - Cold ¦ PG&E ¦ Cold | Com ¦ Economizer - Cold | PG&E ¦ Cold | PG&E | All | Electric | Economizer Control Replacement or Control Adjustment | Efficient | 0 | Conventional | HVAC | Com - College | Com | RET and NEW | 0 | 1000 sqft2 of floor space | Cap-Tons | 3 | DEER:HVAC_Split-Package_AC | 0 | 0 | 0 | California eTRM (https://www.caetrm.com/) | 3.21 | 2018 | 0 | 18.78 | 2018 | 0 | 0 | California eTRM (https://www.caetrm.com/) | Economizers - Cold ¦ PG&E ¦ Cold | Economizers - Cold | 0.55707 | 0.85 | 0.15465 | CBSA 2014 | 0 | 2032 | 0.45 | SWSV010-01
COM-HVAC-86.26 | Com ¦ Economizer - Cold ¦ PG&E ¦ Cold | Com ¦ Economizer - Cold | PG&E ¦ Cold | PG&E | All | Electric | Economizer Control Replacement or Control Adjustment | Efficient | 0 | Conventional | HVAC | Com - Grocery | Com | RET and NEW | 0 | 1000 sqft2 of floor space | Cap-Tons | 3 | DEER:HVAC_Split-Package_AC | 0 | 0 | 0 | California eTRM (https://www.caetrm.com/) | 3.21 | 2018 | 0 | 18.78 | 2018 | 0 | 0 | California eTRM (https://www.caetrm.com/) | Economizers - Cold ¦ PG&E ¦ Cold | Economizers - Cold | 0.92949 | 0.85 | 0.15465 | CBSA 2014 | 0 | 2032 | 0.45 | SWSV010-01
COM-HVAC-86.27 | Com ¦ Economizer - Cold ¦ PG&E ¦ Cold | Com ¦ Economizer - Cold | PG&E ¦ Cold | PG&E | All | Electric | Economizer Control Replacement or Control Adjustment | Efficient | 0 | Conventional | HVAC | Com - Health | Com | RET and NEW | 0 | 1000 sqft2 of floor space | Cap-Tons | 3 | DEER:HVAC_Split-Package_AC | 0 | 0 | 0 | California eTRM (https://www.caetrm.com/) | 3.21 | 2018 | 0 | 18.78 | 2018 | 0 | 0 | California eTRM (https://www.caetrm.com/) | Economizers - Cold ¦ PG&E ¦ Cold | Economizers - Cold | 0.82262 | 0.85 | 0.15465 | CBSA 2014 | 0 | 2032 | 0.45 | SWSV010-01
COM-HVAC-86.28 | Com ¦ Economizer - Cold ¦ PG&E ¦ Cold | Com ¦ Economizer - Cold | PG&E ¦ Cold | PG&E | All | Electric | Economizer Control Replacement or Control Adjustment | Efficient | 0 | Conventional | HVAC | Com - Lodging | Com | RET and NEW | 0 | 1000 sqft2 of floor space | Cap-Tons | 3 | DEER:HVAC_Split-Package_AC | 0 | 0 | 0 | California eTRM (https://www.caetrm.com/) | 3.21 | 2018 | 0 | 18.78 | 2018 | 0 | 0 | California eTRM (https://www.caetrm.com/) | Economizers - Cold ¦ PG&E ¦ Cold | Economizers - Cold | 0.43849 | 0.85 | 0.15465 | CBSA 2014 | 0 | 2032 | 0.45 | SWSV010-01
COM-HVAC-86.29 | Com ¦ Economizer - Cold ¦ PG&E ¦ Cold | Com ¦ Economizer - Cold | PG&E ¦ Cold | PG&E | All | Electric | Economizer Control Replacement or Control Adjustment | Efficient | 0 | Conventional | HVAC | Com - Office (Large) | Com | RET and NEW | 0 | 1000 sqft2 of floor space | Cap-Tons | 3 | DEER:HVAC_Split-Package_AC | 0 | 0 | 0 | California eTRM (https://www.caetrm.com/) | 3.21 | 2018 | 0 | 18.78 | 2018 | 0 | 0 | California eTRM (https://www.caetrm.com/) | Economizers - Cold ¦ PG&E ¦ Cold | Economizers - Cold | 0.58414 | 0.85 | 0.15465 | CBSA 2014 | 0 | 2032 | 0.45 | SWSV010-01
COM-HVAC-86.30 | Com ¦ Economizer - Cold ¦ PG&E ¦ Cold | Com ¦ Economizer - Cold | PG&E ¦ Cold | PG&E | All | Electric | Economizer Control Replacement or Control Adjustment | Efficient | 0 | Conventional | HVAC | Com - Office (Small) | Com | RET and NEW | 0 | 1000 sqft2 of floor space | Cap-Tons | 3 | DEER:HVAC_Split-Package_AC | 0 | 0 | 0 | California eTRM (https://www.caetrm.com/) | 3.21 | 2018 | 0 | 18.78 | 2018 | 0 | 0 | California eTRM (https://www.caetrm.com/) | Economizers - Cold ¦ PG&E ¦ Cold | Economizers - Cold | 0.68317 | 0.85 | 0.15465 | CBSA 2014 | 0 | 2032 | 0.45 | SWSV010-01
COM-HVAC-86.31 | Com ¦ Economizer - Cold ¦ PG&E ¦ Cold | Com ¦ Economizer - Cold | PG&E ¦ Cold | PG&E | All | Electric | Economizer Control Replacement or Control Adjustment | Efficient | 0 | Conventional | HVAC | Com - Other | Com | RET and NEW | 0 | 1000 sqft2 of floor space | Cap-Tons | 3 | DEER:HVAC_Split-Package_AC | 0 | 0 | 0 | California eTRM (https://www.caetrm.com/) | 3.21 | 2018 | 0 | 18.78 | 2018 | 0 | 0 | California eTRM (https://www.caetrm.com/) | Economizers - Cold ¦ PG&E ¦ Cold | Economizers - Cold | 0.32241 | 0.85 | 0.15465 | CBSA 2014 | 0 | 2032 | 0.45 | SWSV010-01
COM-HVAC-86.33 | Com ¦ Economizer - Cold ¦ PG&E ¦ Cold | Com ¦ Economizer - Cold | PG&E ¦ Cold | PG&E | All | Electric | Economizer Control Replacement or Control Adjustment | Efficient | 0 | Conventional | HVAC | Com - Restaurant | Com | RET and NEW | 0 | 1000 sqft2 of floor space | Cap-Tons | 3 | DEER:HVAC_Split-Package_AC | 0 | 0 | 0 | California eTRM (https://www.caetrm.com/) | 3.21 | 2018 | 0 | 18.78 | 2018 | 0 | 0 | California eTRM (https://www.caetrm.com/) | Economizers - Cold ¦ PG&E ¦ Cold | Economizers - Cold | 0.98716 | 0.85 | 0.15465 | CBSA 2014 | 0 | 2032 | 0.45 | SWSV010-01
COM-HVAC-86.34 | Com ¦ Economizer - Cold ¦ PG&E ¦ Cold | Com ¦ Economizer - Cold | PG&E ¦ Cold | PG&E | All | Electric | Economizer Control Replacement or Control Adjustment | Efficient | 0 | Conventional | HVAC | Com - Retail | Com | RET and NEW | 0 | 1000 sqft2 of floor space | Cap-Tons | 3 | DEER:HVAC_Split-Package_AC | 0 | 0 | 0 | California eTRM (https://www.caetrm.com/) | 3.21 | 2018 | 0 | 18.78 | 2018 | 0 | 0 | California eTRM (https://www.caetrm.com/) | Economizers - Cold ¦ PG&E ¦ Cold | Economizers - Cold | 0.41141 | 0.85 | 0.15465 | CBSA 2014 | 0 | 2032 | 0.45 | SWSV010-01
COM-HVAC-86.35 | Com ¦ Economizer - Cold ¦ PG&E ¦ Cold | Com ¦ Economizer - Cold | PG&E ¦ Cold | PG&E | All | Electric | Economizer Control Replacement or Control Adjustment | Efficient | 0 | Conventional | HVAC | Com - School | Com | RET and NEW | 0 | 1000 sqft2 of floor space | Cap-Tons | 3 | DEER:HVAC_Split-Package_AC | 0 | 0 | 0 | California eTRM (https://www.caetrm.com/) | 3.21 | 2018 | 0 | 18.78 | 2018 | 0 | 0 | California eTRM (https://www.caetrm.com/) | Economizers - Cold ¦ PG&E ¦ Cold | Economizers - Cold | 0.62474 | 0.85 | 0.15465 | CBSA 2014 | 0 | 2032 | 0.45 | SWSV010-01
COM-HVAC-86.36 | Com ¦ Economizer - Cold ¦ PG&E ¦ Cold | Com ¦ Economizer - Cold | PG&E ¦ Cold | PG&E | All | Electric | Economizer Control Replacement or Control Adjustment | Efficient | 0 | Conventional | HVAC | Com - Warehouse | Com | RET and NEW | 0 | 1000 sqft2 of floor space | Cap-Tons | 3 | DEER:HVAC_Split-Package_AC | 0 | 0 | 0 | California eTRM (https://www.caetrm.com/) | 3.21 | 2018 | 0 | 18.78 | 2018 | 0 | 0 | California eTRM (https://www.caetrm.com/) | Economizers - Cold ¦ PG&E ¦ Cold | Economizers - Cold | 0.12804 | 0.85 | 0.15465 | CBSA 2014 | 0 | 2032 | 0.45 | SWSV010-01
COM-HVAC-86.37 | Com ¦ Economizer - Marine ¦ SCE ¦ Marine | Com ¦ Economizer - Marine | SCE ¦ Marine | SCE | All | Electric | Economizer Control Replacement or Control Adjustment | Efficient | 0 | Conventional | HVAC | Com - College | Com | RET and NEW | 0 | 1000 sqft2 of floor space | Cap-Tons | 3 | DEER:HVAC_Split-Package_AC | 0 | 0 | 0 | California eTRM (https://www.caetrm.com/) | 3.21 | 2018 | 0 | 18.78 | 2018 | 0 | 0 | California eTRM (https://www.caetrm.com/) | Economizers - Marine ¦ SCE ¦ Marine | Economizers - Marine | 0.62169 | 0.85 | 0.14619 | CBSA 2014 | 0 | 2032 | 0.45 | SWSV010-01
COM-HVAC-86.38 | Com ¦ Economizer - Marine ¦ SCE ¦ Marine | Com ¦ Economizer - Marine | SCE ¦ Marine | SCE | All | Electric | Economizer Control Replacement or Control Adjustment | Efficient | 0 | Conventional | HVAC | Com - Grocery | Com | RET and NEW | 0 | 1000 sqft2 of floor space | Cap-Tons | 3 | DEER:HVAC_Split-Package_AC | 0 | 0 | 0 | California eTRM (https://www.caetrm.com/) | 3.21 | 2018 | 0 | 18.78 | 2018 | 0 | 0 | California eTRM (https://www.caetrm.com/) | Economizers - Marine ¦ SCE ¦ Marine | Economizers - Marine | 1.1059 | 0.85 | 0.14619 | CBSA 2014 | 0 | 2032 | 0.45 | SWSV010-01
COM-HVAC-86.39 | Com ¦ Economizer - Marine ¦ SCE ¦ Marine | Com ¦ Economizer - Marine | SCE ¦ Marine | SCE | All | Electric | Economizer Control Replacement or Control Adjustment | Efficient | 0 | Conventional | HVAC | Com - Health | Com | RET and NEW | 0 | 1000 sqft2 of floor space | Cap-Tons | 3 | DEER:HVAC_Split-Package_AC | 0 | 0 | 0 | California eTRM (https://www.caetrm.com/) | 3.21 | 2018 | 0 | 18.78 | 2018 | 0 | 0 | California eTRM (https://www.caetrm.com/) | Economizers - Marine ¦ SCE ¦ Marine | Economizers - Marine | 0.88169 | 0.85 | 0.14619 | CBSA 2014 | 0 | 2032 | 0.45 | SWSV010-01
COM-HVAC-86.40 | Com ¦ Economizer - Marine ¦ SCE ¦ Marine | Com ¦ Economizer - Marine | SCE ¦ Marine | SCE | All | Electric | Economizer Control Replacement or Control Adjustment | Efficient | 0 | Conventional | HVAC | Com - Lodging | Com | RET and NEW | 0 | 1000 sqft2 of floor space | Cap-Tons | 3 | DEER:HVAC_Split-Package_AC | 0 | 0 | 0 | California eTRM (https://www.caetrm.com/) | 3.21 | 2018 | 0 | 18.78 | 2018 | 0 | 0 | California eTRM (https://www.caetrm.com/) | Economizers - Marine ¦ SCE ¦ Marine | Economizers - Marine | 0.49511 | 0.85 | 0.14619 | CBSA 2014 | 0 | 2032 | 0.45 | SWSV010-01
COM-HVAC-86.41 | Com ¦ Economizer - Marine ¦ SCE ¦ Marine | Com ¦ Economizer - Marine | SCE ¦ Marine | SCE | All | Electric | Economizer Control Replacement or Control Adjustment | Efficient | 0 | Conventional | HVAC | Com - Office (Large) | Com | RET and NEW | 0 | 1000 sqft2 of floor space | Cap-Tons | 3 | DEER:HVAC_Split-Package_AC | 0 | 0 | 0 | California eTRM (https://www.caetrm.com/) | 3.21 | 2018 | 0 | 18.78 | 2018 | 0 | 0 | California eTRM (https://www.caetrm.com/) | Economizers - Marine ¦ SCE ¦ Marine | Economizers - Marine | 0.65634 | 0.85 | 0.14619 | CBSA 2014 | 0 | 2032 | 0.45 | SWSV010-01
COM-HVAC-86.42 | Com ¦ Economizer - Marine ¦ SCE ¦ Marine | Com ¦ Economizer - Marine | SCE ¦ Marine | SCE | All | Electric | Economizer Control Replacement or Control Adjustment | Efficient | 0 | Conventional | HVAC | Com - Office (Small) | Com | RET and NEW | 0 | 1000 sqft2 of floor space | Cap-Tons | 3 | DEER:HVAC_Split-Package_AC | 0 | 0 | 0 | California eTRM (https://www.caetrm.com/) | 3.21 | 2018 | 0 | 18.78 | 2018 | 0 | 0 | California eTRM (https://www.caetrm.com/) | Economizers - Marine ¦ SCE ¦ Marine | Economizers - Marine | 0.74464 | 0.85 | 0.14619 | CBSA 2014 | 0 | 2032 | 0.45 | SWSV010-01
COM-HVAC-86.43 | Com ¦ Economizer - Marine ¦ SCE ¦ Marine | Com ¦ Economizer - Marine | SCE ¦ Marine | SCE | All | Electric | Economizer Control Replacement or Control Adjustment | Efficient | 0 | Conventional | HVAC | Com - Other | Com | RET and NEW | 0 | 1000 sqft2 of floor space | Cap-Tons | 3 | DEER:HVAC_Split-Package_AC | 0 | 0 | 0 | California eTRM (https://www.caetrm.com/) | 3.21 | 2018 | 0 | 18.78 | 2018 | 0 | 0 | California eTRM (https://www.caetrm.com/) | Economizers - Marine ¦ SCE ¦ Marine | Economizers - Marine | 0.35552 | 0.85 | 0.14619 | CBSA 2014 | 0 | 2032 | 0.45 | SWSV010-01
COM-HVAC-86.45 | Com ¦ Economizer - Marine ¦ SCE ¦ Marine | Com ¦ Economizer - Marine | SCE ¦ Marine | SCE | All | Electric | Economizer Control Replacement or Control Adjustment | Efficient | 0 | Conventional | HVAC | Com - Restaurant | Com | RET and NEW | 0 | 1000 sqft2 of floor space | Cap-Tons | 3 | DEER:HVAC_Split-Package_AC | 0 | 0 | 0 | California eTRM (https://www.caetrm.com/) | 3.21 | 2018 | 0 | 18.78 | 2018 | 0 | 0 | California eTRM (https://www.caetrm.com/) | Economizers - Marine ¦ SCE ¦ Marine | Economizers - Marine | 1.0866 | 0.85 | 0.14619 | CBSA 2014 | 0 | 2032 | 0.45 | SWSV010-01
COM-HVAC-86.46 | Com ¦ Economizer - Marine ¦ SCE ¦ Marine | Com ¦ Economizer - Marine | SCE ¦ Marine | SCE | All | Electric | Economizer Control Replacement or Control Adjustment | Efficient | 0 | Conventional | HVAC | Com - Retail | Com | RET and NEW | 0 | 1000 sqft2 of floor space | Cap-Tons | 3 | DEER:HVAC_Split-Package_AC | 0 | 0 | 0 | California eTRM (https://www.caetrm.com/) | 3.21 | 2018 | 0 | 18.78 | 2018 | 0 | 0 | California eTRM (https://www.caetrm.com/) | Economizers - Marine ¦ SCE ¦ Marine | Economizers - Marine | 0.45973 | 0.85 | 0.14619 | CBSA 2014 | 0 | 2032 | 0.45 | SWSV010-01
COM-HVAC-86.47 | Com ¦ Economizer - Marine ¦ SCE ¦ Marine | Com ¦ Economizer - Marine | SCE ¦ Marine | SCE | All | Electric | Economizer Control Replacement or Control Adjustment | Efficient | 0 | Conventional | HVAC | Com - School | Com | RET and NEW | 0 | 1000 sqft2 of floor space | Cap-Tons | 3 | DEER:HVAC_Split-Package_AC | 0 | 0 | 0 | California eTRM (https://www.caetrm.com/) | 3.21 | 2018 | 0 | 18.78 | 2018 | 0 | 0 | California eTRM (https://www.caetrm.com/) | Economizers - Marine ¦ SCE ¦ Marine | Economizers - Marine | 0.74863 | 0.85 | 0.14619 | CBSA 2014 | 0 | 2032 | 0.45 | SWSV010-01
COM-HVAC-86.48 | Com ¦ Economizer - Marine ¦ SCE ¦ Marine | Com ¦ Economizer - Marine | SCE ¦ Marine | SCE | All | Electric | Economizer Control Replacement or Control Adjustment | Efficient | 0 | Conventional | HVAC | Com - Warehouse | Com | RET and NEW | 0 | 1000 sqft2 of floor space | Cap-Tons | 3 | DEER:HVAC_Split-Package_AC | 0 | 0 | 0 | California eTRM (https://www.caetrm.com/) | 3.21 | 2018 | 0 | 18.78 | 2018 | 0 | 0 | California eTRM (https://www.caetrm.com/) | Economizers - Marine ¦ SCE ¦ Marine | Economizers - Marine | 0.1408 | 0.85 | 0.14619 | CBSA 2014 | 0 | 2032 | 0.45 | SWSV010-01
COM-HVAC-86.49 | Com ¦ Economizer - Hot-Dry ¦ SCE ¦ Hot-Dry | Com ¦ Economizer - Hot-Dry | SCE ¦ Hot-Dry | SCE | All | Electric | Economizer Control Replacement or Control Adjustment | Efficient | 0 | Conventional | HVAC | Com - College | Com | RET and NEW | 0 | 1000 sqft2 of floor space | Cap-Tons | 3 | DEER:HVAC_Split-Package_AC | 0 | 0 | 0 | California eTRM (https://www.caetrm.com/) | 3.21 | 2018 | 0 | 18.78 | 2018 | 0 | 0 | California eTRM (https://www.caetrm.com/) | Economizers - Hot-Dry ¦ SCE ¦ Hot-Dry | Economizers - Hot-Dry | 0.62169 | 0.85 | 0.14619 | CBSA 2014 | 0 | 2032 | 0.45 | SWSV010-01
COM-HVAC-86.50 | Com ¦ Economizer - Hot-Dry ¦ SCE ¦ Hot-Dry | Com ¦ Economizer - Hot-Dry | SCE ¦ Hot-Dry | SCE | All | Electric | Economizer Control Replacement or Control Adjustment | Efficient | 0 | Conventional | HVAC | Com - Grocery | Com | RET and NEW | 0 | 1000 sqft2 of floor space | Cap-Tons | 3 | DEER:HVAC_Split-Package_AC | 0 | 0 | 0 | California eTRM (https://www.caetrm.com/) | 3.21 | 2018 | 0 | 18.78 | 2018 | 0 | 0 | California eTRM (https://www.caetrm.com/) | Economizers - Hot-Dry ¦ SCE ¦ Hot-Dry | Economizers - Hot-Dry | 1.1059 | 0.85 | 0.14619 | CBSA 2014 | 0 | 2032 | 0.45 | SWSV010-01
COM-HVAC-86.51 | Com ¦ Economizer - Hot-Dry ¦ SCE ¦ Hot-Dry | Com ¦ Economizer - Hot-Dry | SCE ¦ Hot-Dry | SCE | All | Electric | Economizer Control Replacement or Control Adjustment | Efficient | 0 | Conventional | HVAC | Com - Health | Com | RET and NEW | 0 | 1000 sqft2 of floor space | Cap-Tons | 3 | DEER:HVAC_Split-Package_AC | 0 | 0 | 0 | California eTRM (https://www.caetrm.com/) | 3.21 | 2018 | 0 | 18.78 | 2018 | 0 | 0 | California eTRM (https://www.caetrm.com/) | Economizers - Hot-Dry ¦ SCE ¦ Hot-Dry | Economizers - Hot-Dry | 0.88169 | 0.85 | 0.14619 | CBSA 2014 | 0 | 2032 | 0.45 | SWSV010-01
COM-HVAC-86.52 | Com ¦ Economizer - Hot-Dry ¦ SCE ¦ Hot-Dry | Com ¦ Economizer - Hot-Dry | SCE ¦ Hot-Dry | SCE | All | Electric | Economizer Control Replacement or Control Adjustment | Efficient | 0 | Conventional | HVAC | Com - Lodging | Com | RET and NEW | 0 | 1000 sqft2 of floor space | Cap-Tons | 3 | DEER:HVAC_Split-Package_AC | 0 | 0 | 0 | California eTRM (https://www.caetrm.com/) | 3.21 | 2018 | 0 | 18.78 | 2018 | 0 | 0 | California eTRM (https://www.caetrm.com/) | Economizers - Hot-Dry ¦ SCE ¦ Hot-Dry | Economizers - Hot-Dry | 0.49511 | 0.85 | 0.14619 | CBSA 2014 | 0 | 2032 | 0.45 | SWSV010-01
COM-HVAC-86.53 | Com ¦ Economizer - Hot-Dry ¦ SCE ¦ Hot-Dry | Com ¦ Economizer - Hot-Dry | SCE ¦ Hot-Dry | SCE | All | Electric | Economizer Control Replacement or Control Adjustment | Efficient | 0 | Conventional | HVAC | Com - Office (Large) | Com | RET and NEW | 0 | 1000 sqft2 of floor space | Cap-Tons | 3 | DEER:HVAC_Split-Package_AC | 0 | 0 | 0 | California eTRM (https://www.caetrm.com/) | 3.21 | 2018 | 0 | 18.78 | 2018 | 0 | 0 | California eTRM (https://www.caetrm.com/) | Economizers - Hot-Dry ¦ SCE ¦ Hot-Dry | Economizers - Hot-Dry | 0.65634 | 0.85 | 0.14619 | CBSA 2014 | 0 | 2032 | 0.45 | SWSV010-01
COM-HVAC-86.54 | Com ¦ Economizer - Hot-Dry ¦ SCE ¦ Hot-Dry | Com ¦ Economizer - Hot-Dry | SCE ¦ Hot-Dry | SCE | All | Electric | Economizer Control Replacement or Control Adjustment | Efficient | 0 | Conventional | HVAC | Com - Office (Small) | Com | RET and NEW | 0 | 1000 sqft2 of floor space | Cap-Tons | 3 | DEER:HVAC_Split-Package_AC | 0 | 0 | 0 | California eTRM (https://www.caetrm.com/) | 3.21 | 2018 | 0 | 18.78 | 2018 | 0 | 0 | California eTRM (https://www.caetrm.com/) | Economizers - Hot-Dry ¦ SCE ¦ Hot-Dry | Economizers - Hot-Dry | 0.74464 | 0.85 | 0.14619 | CBSA 2014 | 0 | 2032 | 0.45 | SWSV010-01
COM-HVAC-86.55 | Com ¦ Economizer - Hot-Dry ¦ SCE ¦ Hot-Dry | Com ¦ Economizer - Hot-Dry | SCE ¦ Hot-Dry | SCE | All | Electric | Economizer Control Replacement or Control Adjustment | Efficient | 0 | Conventional | HVAC | Com - Other | Com | RET and NEW | 0 | 1000 sqft2 of floor space | Cap-Tons | 3 | DEER:HVAC_Split-Package_AC | 0 | 0 | 0 | California eTRM (https://www.caetrm.com/) | 3.21 | 2018 | 0 | 18.78 | 2018 | 0 | 0 | California eTRM (https://www.caetrm.com/) | Economizers - Hot-Dry ¦ SCE ¦ Hot-Dry | Economizers - Hot-Dry | 0.35552 | 0.85 | 0.14619 | CBSA 2014 | 0 | 2032 | 0.45 | SWSV010-01
COM-HVAC-86.57 | Com ¦ Economizer - Hot-Dry ¦ SCE ¦ Hot-Dry | Com ¦ Economizer - Hot-Dry | SCE ¦ Hot-Dry | SCE | All | Electric | Economizer Control Replacement or Control Adjustment | Efficient | 0 | Conventional | HVAC | Com - Restaurant | Com | RET and NEW | 0 | 1000 sqft2 of floor space | Cap-Tons | 3 | DEER:HVAC_Split-Package_AC | 0 | 0 | 0 | California eTRM (https://www.caetrm.com/) | 3.21 | 2018 | 0 | 18.78 | 2018 | 0 | 0 | California eTRM (https://www.caetrm.com/) | Economizers - Hot-Dry ¦ SCE ¦ Hot-Dry | Economizers - Hot-Dry | 1.0866 | 0.85 | 0.14619 | CBSA 2014 | 0 | 2032 | 0.45 | SWSV010-01
COM-HVAC-86.58 | Com ¦ Economizer - Hot-Dry ¦ SCE ¦ Hot-Dry | Com ¦ Economizer - Hot-Dry | SCE ¦ Hot-Dry | SCE | All | Electric | Economizer Control Replacement or Control Adjustment | Efficient | 0 | Conventional | HVAC | Com - Retail | Com | RET and NEW | 0 | 1000 sqft2 of floor space | Cap-Tons | 3 | DEER:HVAC_Split-Package_AC | 0 | 0 | 0 | California eTRM (https://www.caetrm.com/) | 3.21 | 2018 | 0 | 18.78 | 2018 | 0 | 0 | California eTRM (https://www.caetrm.com/) | Economizers - Hot-Dry ¦ SCE ¦ Hot-Dry | Economizers - Hot-Dry | 0.45973 | 0.85 | 0.14619 | CBSA 2014 | 0 | 2032 | 0.45 | SWSV010-01
COM-HVAC-86.59 | Com ¦ Economizer - Hot-Dry ¦ SCE ¦ Hot-Dry | Com ¦ Economizer - Hot-Dry | SCE ¦ Hot-Dry | SCE | All | Electric | Economizer Control Replacement or Control Adjustment | Efficient | 0 | Conventional | HVAC | Com - School | Com | RET and NEW | 0 | 1000 sqft2 of floor space | Cap-Tons | 3 | DEER:HVAC_Split-Package_AC | 0 | 0 | 0 | California eTRM (https://www.caetrm.com/) | 3.21 | 2018 | 0 | 18.78 | 2018 | 0 | 0 | California eTRM (https://www.caetrm.com/) | Economizers - Hot-Dry ¦ SCE ¦ Hot-Dry | Economizers - Hot-Dry | 0.74863 | 0.85 | 0.14619 | CBSA 2014 | 0 | 2032 | 0.45 | SWSV010-01
COM-HVAC-86.60 | Com ¦ Economizer - Hot-Dry ¦ SCE ¦ Hot-Dry | Com ¦ Economizer - Hot-Dry | SCE ¦ Hot-Dry | SCE | All | Electric | Economizer Control Replacement or Control Adjustment | Efficient | 0 | Conventional | HVAC | Com - Warehouse | Com | RET and NEW | 0 | 1000 sqft2 of floor space | Cap-Tons | 3 | DEER:HVAC_Split-Package_AC | 0 | 0 | 0 | California eTRM (https://www.caetrm.com/) | 3.21 | 2018 | 0 | 18.78 | 2018 | 0 | 0 | California eTRM (https://www.caetrm.com/) | Economizers - Hot-Dry ¦ SCE ¦ Hot-Dry | Economizers - Hot-Dry | 0.1408 | 0.85 | 0.14619 | CBSA 2014 | 0 | 2032 | 0.45 | SWSV010-01
COM-HVAC-86.61 | Com ¦ Economizer - Cold ¦ SCE ¦ Cold | Com ¦ Economizer - Cold | SCE ¦ Cold | SCE | All | Electric | Economizer Control Replacement or Control Adjustment | Efficient | 0 | Conventional | HVAC | Com - College | Com | RET and NEW | 0 | 1000 sqft2 of floor space | Cap-Tons | 3 | DEER:HVAC_Split-Package_AC | 0 | 0 | 0 | California eTRM (https://www.caetrm.com/) | 3.21 | 2018 | 0 | 18.78 | 2018 | 0 | 0 | California eTRM (https://www.caetrm.com/) | Economizers - Cold ¦ SCE ¦ Cold | Economizers - Cold | 0.62169 | 0.85 | 0.14619 | CBSA 2014 | 0 | 2032 | 0.45 | SWSV010-01
COM-HVAC-86.62 | Com ¦ Economizer - Cold ¦ SCE ¦ Cold | Com ¦ Economizer - Cold | SCE ¦ Cold | SCE | All | Electric | Economizer Control Replacement or Control Adjustment | Efficient | 0 | Conventional | HVAC | Com - Grocery | Com | RET and NEW | 0 | 1000 sqft2 of floor space | Cap-Tons | 3 | DEER:HVAC_Split-Package_AC | 0 | 0 | 0 | California eTRM (https://www.caetrm.com/) | 3.21 | 2018 | 0 | 18.78 | 2018 | 0 | 0 | California eTRM (https://www.caetrm.com/) | Economizers - Cold ¦ SCE ¦ Cold | Economizers - Cold | 1.1059 | 0.85 | 0.14619 | CBSA 2014 | 0 | 2032 | 0.45 | SWSV010-01
COM-HVAC-86.63 | Com ¦ Economizer - Cold ¦ SCE ¦ Cold | Com ¦ Economizer - Cold | SCE ¦ Cold | SCE | All | Electric | Economizer Control Replacement or Control Adjustment | Efficient | 0 | Conventional | HVAC | Com - Health | Com | RET and NEW | 0 | 1000 sqft2 of floor space | Cap-Tons | 3 | DEER:HVAC_Split-Package_AC | 0 | 0 | 0 | California eTRM (https://www.caetrm.com/) | 3.21 | 2018 | 0 | 18.78 | 2018 | 0 | 0 | California eTRM (https://www.caetrm.com/) | Economizers - Cold ¦ SCE ¦ Cold | Economizers - Cold | 0.88169 | 0.85 | 0.14619 | CBSA 2014 | 0 | 2032 | 0.45 | SWSV010-01
COM-HVAC-86.64 | Com ¦ Economizer - Cold ¦ SCE ¦ Cold | Com ¦ Economizer - Cold | SCE ¦ Cold | SCE | All | Electric | Economizer Control Replacement or Control Adjustment | Efficient | 0 | Conventional | HVAC | Com - Lodging | Com | RET and NEW | 0 | 1000 sqft2 of floor space | Cap-Tons | 3 | DEER:HVAC_Split-Package_AC | 0 | 0 | 0 | California eTRM (https://www.caetrm.com/) | 3.21 | 2018 | 0 | 18.78 | 2018 | 0 | 0 | California eTRM (https://www.caetrm.com/) | Economizers - Cold ¦ SCE ¦ Cold | Economizers - Cold | 0.49511 | 0.85 | 0.14619 | CBSA 2014 | 0 | 2032 | 0.45 | SWSV010-01
COM-HVAC-86.65 | Com ¦ Economizer - Cold ¦ SCE ¦ Cold | Com ¦ Economizer - Cold | SCE ¦ Cold | SCE | All | Electric | Economizer Control Replacement or Control Adjustment | Efficient | 0 | Conventional | HVAC | Com - Office (Large) | Com | RET and NEW | 0 | 1000 sqft2 of floor space | Cap-Tons | 3 | DEER:HVAC_Split-Package_AC | 0 | 0 | 0 | California eTRM (https://www.caetrm.com/) | 3.21 | 2018 | 0 | 18.78 | 2018 | 0 | 0 | California eTRM (https://www.caetrm.com/) | Economizers - Cold ¦ SCE ¦ Cold | Economizers - Cold | 0.65634 | 0.85 | 0.14619 | CBSA 2014 | 0 | 2032 | 0.45 | SWSV010-01
COM-HVAC-86.66 | Com ¦ Economizer - Cold ¦ SCE ¦ Cold | Com ¦ Economizer - Cold | SCE ¦ Cold | SCE | All | Electric | Economizer Control Replacement or Control Adjustment | Efficient | 0 | Conventional | HVAC | Com - Office (Small) | Com | RET and NEW | 0 | 1000 sqft2 of floor space | Cap-Tons | 3 | DEER:HVAC_Split-Package_AC | 0 | 0 | 0 | California eTRM (https://www.caetrm.com/) | 3.21 | 2018 | 0 | 18.78 | 2018 | 0 | 0 | California eTRM (https://www.caetrm.com/) | Economizers - Cold ¦ SCE ¦ Cold | Economizers - Cold | 0.74464 | 0.85 | 0.14619 | CBSA 2014 | 0 | 2032 | 0.45 | SWSV010-01
COM-HVAC-86.67 | Com ¦ Economizer - Cold ¦ SCE ¦ Cold | Com ¦ Economizer - Cold | SCE ¦ Cold | SCE | All | Electric | Economizer Control Replacement or Control Adjustment | Efficient | 0 | Conventional | HVAC | Com - Other | Com | RET and NEW | 0 | 1000 sqft2 of floor space | Cap-Tons | 3 | DEER:HVAC_Split-Package_AC | 0 | 0 | 0 | California eTRM (https://www.caetrm.com/) | 3.21 | 2018 | 0 | 18.78 | 2018 | 0 | 0 | California eTRM (https://www.caetrm.com/) | Economizers - Cold ¦ SCE ¦ Cold | Economizers - Cold | 0.35552 | 0.85 | 0.14619 | CBSA 2014 | 0 | 2032 | 0.45 | SWSV010-01
COM-HVAC-86.69 | Com ¦ Economizer - Cold ¦ SCE ¦ Cold | Com ¦ Economizer - Cold | SCE ¦ Cold | SCE | All | Electric | Economizer Control Replacement or Control Adjustment | Efficient | 0 | Conventional | HVAC | Com - Restaurant | Com | RET and NEW | 0 | 1000 sqft2 of floor space | Cap-Tons | 3 | DEER:HVAC_Split-Package_AC | 0 | 0 | 0 | California eTRM (https://www.caetrm.com/) | 3.21 | 2018 | 0 | 18.78 | 2018 | 0 | 0 | California eTRM (https://www.caetrm.com/) | Economizers - Cold ¦ SCE ¦ Cold | Economizers - Cold | 1.0866 | 0.85 | 0.14619 | CBSA 2014 | 0 | 2032 | 0.45 | SWSV010-01
COM-HVAC-86.70 | Com ¦ Economizer - Cold ¦ SCE ¦ Cold | Com ¦ Economizer - Cold | SCE ¦ Cold | SCE | All | Electric | Economizer Control Replacement or Control Adjustment | Efficient | 0 | Conventional | HVAC | Com - Retail | Com | RET and NEW | 0 | 1000 sqft2 of floor space | Cap-Tons | 3 | DEER:HVAC_Split-Package_AC | 0 | 0 | 0 | California eTRM (https://www.caetrm.com/) | 3.21 | 2018 | 0 | 18.78 | 2018 | 0 | 0 | California eTRM (https://www.caetrm.com/) | Economizers - Cold ¦ SCE ¦ Cold | Economizers - Cold | 0.45973 | 0.85 | 0.14619 | CBSA 2014 | 0 | 2032 | 0.45 | SWSV010-01
COM-HVAC-86.71 | Com ¦ Economizer - Cold ¦ SCE ¦ Cold | Com ¦ Economizer - Cold | SCE ¦ Cold | SCE | All | Electric | Economizer Control Replacement or Control Adjustment | Efficient | 0 | Conventional | HVAC | Com - School | Com | RET and NEW | 0 | 1000 sqft2 of floor space | Cap-Tons | 3 | DEER:HVAC_Split-Package_AC | 0 | 0 | 0 | California eTRM (https://www.caetrm.com/) | 3.21 | 2018 | 0 | 18.78 | 2018 | 0 | 0 | California eTRM (https://www.caetrm.com/) | Economizers - Cold ¦ SCE ¦ Cold | Economizers - Cold | 0.74863 | 0.85 | 0.14619 | CBSA 2014 | 0 | 2032 | 0.45 | SWSV010-01
COM-HVAC-86.72 | Com ¦ Economizer - Cold ¦ SCE ¦ Cold | Com ¦ Economizer - Cold | SCE ¦ Cold | SCE | All | Electric | Economizer Control Replacement or Control Adjustment | Efficient | 0 | Conventional | HVAC | Com - Warehouse | Com | RET and NEW | 0 | 1000 sqft2 of floor space | Cap-Tons | 3 | DEER:HVAC_Split-Package_AC | 0 | 0 | 0 | California eTRM (https://www.caetrm.com/) | 3.21 | 2018 | 0 | 18.78 | 2018 | 0 | 0 | California eTRM (https://www.caetrm.com/) | Economizers - Cold ¦ SCE ¦ Cold | Economizers - Cold | 0.1408 | 0.85 | 0.14619 | CBSA 2014 | 0 | 2032 | 0.45 | SWSV010-01
COM-HVAC-86.73 | Com ¦ Economizer - Marine ¦ SDG&E ¦ Marine | Com ¦ Economizer - Marine | SDG&E ¦ Marine | SDG&E | All | Electric | Economizer Control Replacement or Control Adjustment | Efficient | 0 | Conventional | HVAC | Com - College | Com | RET and NEW | 0 | 1000 sqft2 of floor space | Cap-Tons | 3 | DEER:HVAC_Split-Package_AC | 0 | 0 | 0 | California eTRM (https://www.caetrm.com/) | 3.21 | 2018 | 0 | 18.78 | 2018 | 0 | 0 | California eTRM (https://www.caetrm.com/) | Economizers - Marine ¦ SDG&E ¦ Marine | Economizers - Marine | 0.60922 | 0.85 | 0.22297 | CBSA 2014 | 0 | 2032 | 0.45 | SWSV010-01
COM-HVAC-86.74 | Com ¦ Economizer - Marine ¦ SDG&E ¦ Marine | Com ¦ Economizer - Marine | SDG&E ¦ Marine | SDG&E | All | Electric | Economizer Control Replacement or Control Adjustment | Efficient | 0 | Conventional | HVAC | Com - Grocery | Com | RET and NEW | 0 | 1000 sqft2 of floor space | Cap-Tons | 3 | DEER:HVAC_Split-Package_AC | 0 | 0 | 0 | California eTRM (https://www.caetrm.com/) | 3.21 | 2018 | 0 | 18.78 | 2018 | 0 | 0 | California eTRM (https://www.caetrm.com/) | Economizers - Marine ¦ SDG&E ¦ Marine | Economizers - Marine | 1.1243 | 0.85 | 0.22297 | CBSA 2014 | 0 | 2032 | 0.45 | SWSV010-01
COM-HVAC-86.75 | Com ¦ Economizer - Marine ¦ SDG&E ¦ Marine | Com ¦ Economizer - Marine | SDG&E ¦ Marine | SDG&E | All | Electric | Economizer Control Replacement or Control Adjustment | Efficient | 0 | Conventional | HVAC | Com - Health | Com | RET and NEW | 0 | 1000 sqft2 of floor space | Cap-Tons | 3 | DEER:HVAC_Split-Package_AC | 0 | 0 | 0 | California eTRM (https://www.caetrm.com/) | 3.21 | 2018 | 0 | 18.78 | 2018 | 0 | 0 | California eTRM (https://www.caetrm.com/) | Economizers - Marine ¦ SDG&E ¦ Marine | Economizers - Marine | 0.87675 | 0.85 | 0.22297 | CBSA 2014 | 0 | 2032 | 0.45 | SWSV010-01
COM-HVAC-86.76 | Com ¦ Economizer - Marine ¦ SDG&E ¦ Marine | Com ¦ Economizer - Marine | SDG&E ¦ Marine | SDG&E | All | Electric | Economizer Control Replacement or Control Adjustment | Efficient | 0 | Conventional | HVAC | Com - Lodging | Com | RET and NEW | 0 | 1000 sqft2 of floor space | Cap-Tons | 3 | DEER:HVAC_Split-Package_AC | 0 | 0 | 0 | California eTRM (https://www.caetrm.com/) | 3.21 | 2018 | 0 | 18.78 | 2018 | 0 | 0 | California eTRM (https://www.caetrm.com/) | Economizers - Marine ¦ SDG&E ¦ Marine | Economizers - Marine | 0.49055 | 0.85 | 0.22297 | CBSA 2014 | 0 | 2032 | 0.45 | SWSV010-01
COM-HVAC-86.77 | Com ¦ Economizer - Marine ¦ SDG&E ¦ Marine | Com ¦ Economizer - Marine | SDG&E ¦ Marine | SDG&E | All | Electric | Economizer Control Replacement or Control Adjustment | Efficient | 0 | Conventional | HVAC | Com - Office (Large) | Com | RET and NEW | 0 | 1000 sqft2 of floor space | Cap-Tons | 3 | DEER:HVAC_Split-Package_AC | 0 | 0 | 0 | California eTRM (https://www.caetrm.com/) | 3.21 | 2018 | 0 | 18.78 | 2018 | 0 | 0 | California eTRM (https://www.caetrm.com/) | Economizers - Marine ¦ SDG&E ¦ Marine | Economizers - Marine | 0.64047 | 0.85 | 0.22297 | CBSA 2014 | 0 | 2032 | 0.45 | SWSV010-01
COM-HVAC-86.78 | Com ¦ Economizer - Marine ¦ SDG&E ¦ Marine | Com ¦ Economizer - Marine | SDG&E ¦ Marine | SDG&E | All | Electric | Economizer Control Replacement or Control Adjustment | Efficient | 0 | Conventional | HVAC | Com - Office (Small) | Com | RET and NEW | 0 | 1000 sqft2 of floor space | Cap-Tons | 3 | DEER:HVAC_Split-Package_AC | 0 | 0 | 0 | California eTRM (https://www.caetrm.com/) | 3.21 | 2018 | 0 | 18.78 | 2018 | 0 | 0 | California eTRM (https://www.caetrm.com/) | Economizers - Marine ¦ SDG&E ¦ Marine | Economizers - Marine | 0.77766 | 0.85 | 0.22297 | CBSA 2014 | 0 | 2032 | 0.45 | SWSV010-01
COM-HVAC-86.79 | Com ¦ Economizer - Marine ¦ SDG&E ¦ Marine | Com ¦ Economizer - Marine | SDG&E ¦ Marine | SDG&E | All | Electric | Economizer Control Replacement or Control Adjustment | Efficient | 0 | Conventional | HVAC | Com - Other | Com | RET and NEW | 0 | 1000 sqft2 of floor space | Cap-Tons | 3 | DEER:HVAC_Split-Package_AC | 0 | 0 | 0 | California eTRM (https://www.caetrm.com/) | 3.21 | 2018 | 0 | 18.78 | 2018 | 0 | 0 | California eTRM (https://www.caetrm.com/) | Economizers - Marine ¦ SDG&E ¦ Marine | Economizers - Marine | 0.34945 | 0.85 | 0.22297 | CBSA 2014 | 0 | 2032 | 0.45 | SWSV010-01
COM-HVAC-86.81 | Com ¦ Economizer - Marine ¦ SDG&E ¦ Marine | Com ¦ Economizer - Marine | SDG&E ¦ Marine | SDG&E | All | Electric | Economizer Control Replacement or Control Adjustment | Efficient | 0 | Conventional | HVAC | Com - Restaurant | Com | RET and NEW | 0 | 1000 sqft2 of floor space | Cap-Tons | 3 | DEER:HVAC_Split-Package_AC | 0 | 0 | 0 | California eTRM (https://www.caetrm.com/) | 3.21 | 2018 | 0 | 18.78 | 2018 | 0 | 0 | California eTRM (https://www.caetrm.com/) | Economizers - Marine ¦ SDG&E ¦ Marine | Economizers - Marine | 1.1351 | 0.85 | 0.22297 | CBSA 2014 | 0 | 2032 | 0.45 | SWSV010-01
COM-HVAC-86.82 | Com ¦ Economizer - Marine ¦ SDG&E ¦ Marine | Com ¦ Economizer - Marine | SDG&E ¦ Marine | SDG&E | All | Electric | Economizer Control Replacement or Control Adjustment | Efficient | 0 | Conventional | HVAC | Com - Retail | Com | RET and NEW | 0 | 1000 sqft2 of floor space | Cap-Tons | 3 | DEER:HVAC_Split-Package_AC | 0 | 0 | 0 | California eTRM (https://www.caetrm.com/) | 3.21 | 2018 | 0 | 18.78 | 2018 | 0 | 0 | California eTRM (https://www.caetrm.com/) | Economizers - Marine ¦ SDG&E ¦ Marine | Economizers - Marine | 0.46017 | 0.85 | 0.22297 | CBSA 2014 | 0 | 2032 | 0.45 | SWSV010-01
COM-HVAC-86.83 | Com ¦ Economizer - Marine ¦ SDG&E ¦ Marine | Com ¦ Economizer - Marine | SDG&E ¦ Marine | SDG&E | All | Electric | Economizer Control Replacement or Control Adjustment | Efficient | 0 | Conventional | HVAC | Com - School | Com | RET and NEW | 0 | 1000 sqft2 of floor space | Cap-Tons | 3 | DEER:HVAC_Split-Package_AC | 0 | 0 | 0 | California eTRM (https://www.caetrm.com/) | 3.21 | 2018 | 0 | 18.78 | 2018 | 0 | 0 | California eTRM (https://www.caetrm.com/) | Economizers - Marine ¦ SDG&E ¦ Marine | Economizers - Marine | 0.77382 | 0.85 | 0.22297 | CBSA 2014 | 0 | 2032 | 0.45 | SWSV010-01
COM-HVAC-86.84 | Com ¦ Economizer - Marine ¦ SDG&E ¦ Marine | Com ¦ Economizer - Marine | SDG&E ¦ Marine | SDG&E | All | Electric | Economizer Control Replacement or Control Adjustment | Efficient | 0 | Conventional | HVAC | Com - Warehouse | Com | RET and NEW | 0 | 1000 sqft2 of floor space | Cap-Tons | 3 | DEER:HVAC_Split-Package_AC | 0 | 0 | 0 | California eTRM (https://www.caetrm.com/) | 3.21 | 2018 | 0 | 18.78 | 2018 | 0 | 0 | California eTRM (https://www.caetrm.com/) | Economizers - Marine ¦ SDG&E ¦ Marine | Economizers - Marine | 0.14112 | 0.85 | 0.22297 | CBSA 2014 | 0 | 2032 | 0.45 | SWSV010-01
COM-HVAC-86.85 | Com ¦ Economizer - Hot-Dry ¦ SDG&E ¦ Hot-Dry | Com ¦ Economizer - Hot-Dry | SDG&E ¦ Hot-Dry | SDG&E | All | Electric | Economizer Control Replacement or Control Adjustment | Efficient | 0 | Conventional | HVAC | Com - College | Com | RET and NEW | 0 | 1000 sqft2 of floor space | Cap-Tons | 3 | DEER:HVAC_Split-Package_AC | 0 | 0 | 0 | California eTRM (https://www.caetrm.com/) | 3.21 | 2018 | 0 | 18.78 | 2018 | 0 | 0 | California eTRM (https://www.caetrm.com/) | Economizers - Hot-Dry ¦ SDG&E ¦ Hot-Dry | Economizers - Hot-Dry | 0.60922 | 0.85 | 0.22297 | CBSA 2014 | 0 | 2032 | 0.45 | SWSV010-01
COM-HVAC-86.86 | Com ¦ Economizer - Hot-Dry ¦ SDG&E ¦ Hot-Dry | Com ¦ Economizer - Hot-Dry | SDG&E ¦ Hot-Dry | SDG&E | All | Electric | Economizer Control Replacement or Control Adjustment | Efficient | 0 | Conventional | HVAC | Com - Grocery | Com | RET and NEW | 0 | 1000 sqft2 of floor space | Cap-Tons | 3 | DEER:HVAC_Split-Package_AC | 0 | 0 | 0 | California eTRM (https://www.caetrm.com/) | 3.21 | 2018 | 0 | 18.78 | 2018 | 0 | 0 | California eTRM (https://www.caetrm.com/) | Economizers - Hot-Dry ¦ SDG&E ¦ Hot-Dry | Economizers - Hot-Dry | 1.1243 | 0.85 | 0.22297 | CBSA 2014 | 0 | 2032 | 0.45 | SWSV010-01
COM-HVAC-86.87 | Com ¦ Economizer - Hot-Dry ¦ SDG&E ¦ Hot-Dry | Com ¦ Economizer - Hot-Dry | SDG&E ¦ Hot-Dry | SDG&E | All | Electric | Economizer Control Replacement or Control Adjustment | Efficient | 0 | Conventional | HVAC | Com - Health | Com | RET and NEW | 0 | 1000 sqft2 of floor space | Cap-Tons | 3 | DEER:HVAC_Split-Package_AC | 0 | 0 | 0 | California eTRM (https://www.caetrm.com/) | 3.21 | 2018 | 0 | 18.78 | 2018 | 0 | 0 | California eTRM (https://www.caetrm.com/) | Economizers - Hot-Dry ¦ SDG&E ¦ Hot-Dry | Economizers - Hot-Dry | 0.87675 | 0.85 | 0.22297 | CBSA 2014 | 0 | 2032 | 0.45 | SWSV010-01
COM-HVAC-86.88 | Com ¦ Economizer - Hot-Dry ¦ SDG&E ¦ Hot-Dry | Com ¦ Economizer - Hot-Dry | SDG&E ¦ Hot-Dry | SDG&E | All | Electric | Economizer Control Replacement or Control Adjustment | Efficient | 0 | Conventional | HVAC | Com - Lodging | Com | RET and NEW | 0 | 1000 sqft2 of floor space | Cap-Tons | 3 | DEER:HVAC_Split-Package_AC | 0 | 0 | 0 | California eTRM (https://www.caetrm.com/) | 3.21 | 2018 | 0 | 18.78 | 2018 | 0 | 0 | California eTRM (https://www.caetrm.com/) | Economizers - Hot-Dry ¦ SDG&E ¦ Hot-Dry | Economizers - Hot-Dry | 0.49055 | 0.85 | 0.22297 | CBSA 2014 | 0 | 2032 | 0.45 | SWSV010-01
COM-HVAC-86.89 | Com ¦ Economizer - Hot-Dry ¦ SDG&E ¦ Hot-Dry | Com ¦ Economizer - Hot-Dry | SDG&E ¦ Hot-Dry | SDG&E | All | Electric | Economizer Control Replacement or Control Adjustment | Efficient | 0 | Conventional | HVAC | Com - Office (Large) | Com | RET and NEW | 0 | 1000 sqft2 of floor space | Cap-Tons | 3 | DEER:HVAC_Split-Package_AC | 0 | 0 | 0 | California eTRM (https://www.caetrm.com/) | 3.21 | 2018 | 0 | 18.78 | 2018 | 0 | 0 | California eTRM (https://www.caetrm.com/) | Economizers - Hot-Dry ¦ SDG&E ¦ Hot-Dry | Economizers - Hot-Dry | 0.64047 | 0.85 | 0.22297 | CBSA 2014 | 0 | 2032 | 0.45 | SWSV010-01
COM-HVAC-86.90 | Com ¦ Economizer - Hot-Dry ¦ SDG&E ¦ Hot-Dry | Com ¦ Economizer - Hot-Dry | SDG&E ¦ Hot-Dry | SDG&E | All | Electric | Economizer Control Replacement or Control Adjustment | Efficient | 0 | Conventional | HVAC | Com - Office (Small) | Com | RET and NEW | 0 | 1000 sqft2 of floor space | Cap-Tons | 3 | DEER:HVAC_Split-Package_AC | 0 | 0 | 0 | California eTRM (https://www.caetrm.com/) | 3.21 | 2018 | 0 | 18.78 | 2018 | 0 | 0 | California eTRM (https://www.caetrm.com/) | Economizers - Hot-Dry ¦ SDG&E ¦ Hot-Dry | Economizers - Hot-Dry | 0.77766 | 0.85 | 0.22297 | CBSA 2014 | 0 | 2032 | 0.45 | SWSV010-01
COM-HVAC-86.91 | Com ¦ Economizer - Hot-Dry ¦ SDG&E ¦ Hot-Dry | Com ¦ Economizer - Hot-Dry | SDG&E ¦ Hot-Dry | SDG&E | All | Electric | Economizer Control Replacement or Control Adjustment | Efficient | 0 | Conventional | HVAC | Com - Other | Com | RET and NEW | 0 | 1000 sqft2 of floor space | Cap-Tons | 3 | DEER:HVAC_Split-Package_AC | 0 | 0 | 0 | California eTRM (https://www.caetrm.com/) | 3.21 | 2018 | 0 | 18.78 | 2018 | 0 | 0 | California eTRM (https://www.caetrm.com/) | Economizers - Hot-Dry ¦ SDG&E ¦ Hot-Dry | Economizers - Hot-Dry | 0.34945 | 0.85 | 0.22297 | CBSA 2014 | 0 | 2032 | 0.45 | SWSV010-01
COM-HVAC-86.93 | Com ¦ Economizer - Hot-Dry ¦ SDG&E ¦ Hot-Dry | Com ¦ Economizer - Hot-Dry | SDG&E ¦ Hot-Dry | SDG&E | All | Electric | Economizer Control Replacement or Control Adjustment | Efficient | 0 | Conventional | HVAC | Com - Restaurant | Com | RET and NEW | 0 | 1000 sqft2 of floor space | Cap-Tons | 3 | DEER:HVAC_Split-Package_AC | 0 | 0 | 0 | California eTRM (https://www.caetrm.com/) | 3.21 | 2018 | 0 | 18.78 | 2018 | 0 | 0 | California eTRM (https://www.caetrm.com/) | Economizers - Hot-Dry ¦ SDG&E ¦ Hot-Dry | Economizers - Hot-Dry | 1.1351 | 0.85 | 0.22297 | CBSA 2014 | 0 | 2032 | 0.45 | SWSV010-01
COM-HVAC-86.94 | Com ¦ Economizer - Hot-Dry ¦ SDG&E ¦ Hot-Dry | Com ¦ Economizer - Hot-Dry | SDG&E ¦ Hot-Dry | SDG&E | All | Electric | Economizer Control Replacement or Control Adjustment | Efficient | 0 | Conventional | HVAC | Com - Retail | Com | RET and NEW | 0 | 1000 sqft2 of floor space | Cap-Tons | 3 | DEER:HVAC_Split-Package_AC | 0 | 0 | 0 | California eTRM (https://www.caetrm.com/) | 3.21 | 2018 | 0 | 18.78 | 2018 | 0 | 0 | California eTRM (https://www.caetrm.com/) | Economizers - Hot-Dry ¦ SDG&E ¦ Hot-Dry | Economizers - Hot-Dry | 0.46017 | 0.85 | 0.22297 | CBSA 2014 | 0 | 2032 | 0.45 | SWSV010-01
COM-HVAC-86.95 | Com ¦ Economizer - Hot-Dry ¦ SDG&E ¦ Hot-Dry | Com ¦ Economizer - Hot-Dry | SDG&E ¦ Hot-Dry | SDG&E | All | Electric | Economizer Control Replacement or Control Adjustment | Efficient | 0 | Conventional | HVAC | Com - School | Com | RET and NEW | 0 | 1000 sqft2 of floor space | Cap-Tons | 3 | DEER:HVAC_Split-Package_AC | 0 | 0 | 0 | California eTRM (https://www.caetrm.com/) | 3.21 | 2018 | 0 | 18.78 | 2018 | 0 | 0 | California eTRM (https://www.caetrm.com/) | Economizers - Hot-Dry ¦ SDG&E ¦ Hot-Dry | Economizers - Hot-Dry | 0.77382 | 0.85 | 0.22297 | CBSA 2014 | 0 | 2032 | 0.45 | SWSV010-01
COM-HVAC-86.96 | Com ¦ Economizer - Hot-Dry ¦ SDG&E ¦ Hot-Dry | Com ¦ Economizer - Hot-Dry | SDG&E ¦ Hot-Dry | SDG&E | All | Electric | Economizer Control Replacement or Control Adjustment | Efficient | 0 | Conventional | HVAC | Com - Warehouse | Com | RET and NEW | 0 | 1000 sqft2 of floor space | Cap-Tons | 3 | DEER:HVAC_Split-Package_AC | 0 | 0 | 0 | California eTRM (https://www.caetrm.com/) | 3.21 | 2018 | 0 | 18.78 | 2018 | 0 | 0 | California eTRM (https://www.caetrm.com/) | Economizers - Hot-Dry ¦ SDG&E ¦ Hot-Dry | Economizers - Hot-Dry | 0.14112 | 0.85 | 0.22297 | CBSA 2014 | 0 | 2032 | 0.45 | SWSV010-01
COM-HVAC-90.1 | Com ¦ Com Manual Thermostat (Elec SC and Gas SH) - Marine ¦ PG&E ¦ Marine | Com ¦ Com Manual Thermostat (Elec SC and Gas SH) - Marine | PG&E ¦ Marine | PG&E | All | Electric & Gas | One-stage non-programmable thermostat | Average Existing | 0 | Conventional | HVAC | Com - College | Com | RET and NEW | 0 | 1000 sqft2 of floor space | Cap-Ton | 11 | DEER:HVAC_Split-Package_AC | 2593.4981 | 2.8136 | 100.5604 | 2020 Scaled Work Paper PGE3PHVC153 R3 | 19.5604 | 2020 | 0 | 11.4526 | 2020 | 0 | 0 | 2020 Scaled Work Paper PGE3PHVC153 R3 | Com Thermostats (Elec/Gas) - Marine ¦ PG&E ¦ Marine | Com Thermostats (Elec/Gas) - Marine | 0.091939 | 1 | 0.35684 | CSS - Itron 2012 | -146.1981 | 2012 | 0.7 | N/A
COM-HVAC-90.2 | Com ¦ Com Manual Thermostat (Elec SC and Gas SH) - Marine ¦ PG&E ¦ Marine | Com ¦ Com Manual Thermostat (Elec SC and Gas SH) - Marine | PG&E ¦ Marine | PG&E | All | Electric & Gas | One-stage non-programmable thermostat | Average Existing | 0 | Conventional | HVAC | Com - Grocery | Com | RET and NEW | 0 | 1000 sqft2 of floor space | Cap-Ton | 11 | DEER:HVAC_Split-Package_AC | 1170.2759 | 2.8136 | 21.9238 | 2020 Scaled Work Paper PGE3PHVC153 R3 | 19.5604 | 2020 | 0 | 11.4526 | 2020 | 0 | 0 | 2020 Scaled Work Paper PGE3PHVC153 R3 | Com Thermostats (Elec/Gas) - Marine ¦ PG&E ¦ Marine | Com Thermostats (Elec/Gas) - Marine | 0.051092 | 1 | 0.35684 | CSS - Itron 2012 | -71.8418 | 2012 | 0.7 | N/A
COM-HVAC-90.3 | Com ¦ Com Manual Thermostat (Elec SC and Gas SH) - Marine ¦ PG&E ¦ Marine | Com ¦ Com Manual Thermostat (Elec SC and Gas SH) - Marine | PG&E ¦ Marine | PG&E | All | Electric & Gas | One-stage non-programmable thermostat | Average Existing | 0 | Conventional | HVAC | Com - Health | Com | RET and NEW | 0 | 1000 sqft2 of floor space | Cap-Ton | 11 | DEER:HVAC_Split-Package_AC | 2249.1362 | 2.762 | 71.5799 | 2020 Scaled Work Paper PGE3PHVC153 R3 | 19.5604 | 2020 | 0 | 11.4526 | 2020 | 0 | 0 | 2020 Scaled Work Paper PGE3PHVC153 R3 | Com Thermostats (Elec/Gas) - Marine ¦ PG&E ¦ Marine | Com Thermostats (Elec/Gas) - Marine | 0.059125 | 1 | 0.35684 | CSS - Itron 2012 | -202.3635 | 2012 | 0.7 | N/A
COM-HVAC-90.4 | Com ¦ Com Manual Thermostat (Elec SC and Gas SH) - Marine ¦ PG&E ¦ Marine | Com ¦ Com Manual Thermostat (Elec SC and Gas SH) - Marine | PG&E ¦ Marine | PG&E | All | Electric & Gas | One-stage non-programmable thermostat | Average Existing | 0 | Conventional | HVAC | Com - Lodging | Com | RET and NEW | 0 | 1000 sqft2 of floor space | Cap-Ton | 11 | DEER:HVAC_Split-Package_AC | 3758.5321 | 3.5691 | 71.8459 | 2020 Scaled Work Paper PGE3PHVC153 R3 | 19.5604 | 2020 | 0 | 11.4526 | 2020 | 0 | 0 | 2020 Scaled Work Paper PGE3PHVC153 R3 | Com Thermostats (Elec/Gas) - Marine ¦ PG&E ¦ Marine | Com Thermostats (Elec/Gas) - Marine | 0.012554 | 1 | 0.35684 | CSS - Itron 2012 | -753.7643 | 2012 | 0.7 | N/A
COM-HVAC-90.5 | Com ¦ Com Manual Thermostat (Elec SC and Gas SH) - Marine ¦ PG&E ¦ Marine | Com ¦ Com Manual Thermostat (Elec SC and Gas SH) - Marine | PG&E ¦ Marine | PG&E | All | Electric & Gas | One-stage non-programmable thermostat | Average Existing | 0 | Conventional | HVAC | Com - Office (Large) | Com | RET and NEW | 0 | 1000 sqft2 of floor space | Cap-Ton | 11 | DEER:HVAC_Split-Package_AC | 3914.0263 | 2.8136 | 73.444 | 2020 Scaled Work Paper PGE3PHVC153 R3 | 19.5604 | 2020 | 0 | 11.4526 | 2020 | 0 | 0 | 2020 Scaled Work Paper PGE3PHVC153 R3 | Com Thermostats (Elec/Gas) - Marine ¦ PG&E ¦ Marine | Com Thermostats (Elec/Gas) - Marine | 0.0089511 | 1 | 0.35684 | CSS - Itron 2012 | -315.4194 | 2012 | 0.7 | N/A
COM-HVAC-90.6 | Com ¦ Com Manual Thermostat (Elec SC and Gas SH) - Marine ¦ PG&E ¦ Marine | Com ¦ Com Manual Thermostat (Elec SC and Gas SH) - Marine | PG&E ¦ Marine | PG&E | All | Electric & Gas | One-stage non-programmable thermostat | Average Existing | 0 | Conventional | HVAC | Com - Office (Small) | Com | RET and NEW | 0 | 1000 sqft2 of floor space | Cap-Ton | 11 | DEER:HVAC_Split-Package_AC | 1894.6208 | 2.8136 | 52.6897 | 2020 Scaled Work Paper PGE3PHVC153 R3 | 19.5604 | 2020 | 0 | 11.4526 | 2020 | 0 | 0 | 2020 Scaled Work Paper PGE3PHVC153 R3 | Com Thermostats (Elec/Gas) - Marine ¦ PG&E ¦ Marine | Com Thermostats (Elec/Gas) - Marine | 0.13104 | 1 | 0.35684 | CSS - Itron 2012 | -100.8896 | 2012 | 0.7 | N/A
COM-HVAC-90.7 | Com ¦ Com Manual Thermostat (Elec SC and Gas SH) - Marine ¦ PG&E ¦ Marine | Com ¦ Com Manual Thermostat (Elec SC and Gas SH) - Marine | PG&E ¦ Marine | PG&E | All | Electric & Gas | One-stage non-programmable thermostat | Average Existing | 0 | Conventional | HVAC | Com - Other | Com | RET and NEW | 0 | 1000 sqft2 of floor space | Cap-Ton | 11 | DEER:HVAC_Split-Package_AC | 2593.4981 | 4.26 | 100.5604 | 2020 Scaled Work Paper PGE3PHVC153 R3 | 19.5604 | 2020 | 0 | 11.4526 | 2020 | 0 | 0 | 2020 Scaled Work Paper PGE3PHVC153 R3 | Com Thermostats (Elec/Gas) - Marine ¦ PG&E ¦ Marine | Com Thermostats (Elec/Gas) - Marine | 0.049814 | 1 | 0.35684 | CSS - Itron 2012 | -403.3743 | 2012 | 0.7 | N/A
COM-HVAC-90.8 | Com ¦ Com Manual Thermostat (Elec SC and Gas SH) - Marine ¦ PG&E ¦ Marine | Com ¦ Com Manual Thermostat (Elec SC and Gas SH) - Marine | PG&E ¦ Marine | PG&E | All | Electric & Gas | One-stage non-programmable thermostat | Average Existing | 0 | Conventional | HVAC | Com - Refrig. Warehouse | Com | RET and NEW | 0 | 1000 sqft2 of floor space | Cap-Ton | 11 | DEER:HVAC_Split-Package_AC | 1170.2759 | 2.8301 | 21.9238 | 2020 Scaled Work Paper PGE3PHVC153 R3 | 19.5604 | 2020 | 0 | 11.4526 | 2020 | 0 | 0 | 2020 Scaled Work Paper PGE3PHVC153 R3 | Com Thermostats (Elec/Gas) - Marine ¦ PG&E ¦ Marine | Com Thermostats (Elec/Gas) - Marine | 0.0053181 | 1 | 0.35684 | CSS - Itron 2012 | -41.1617 | 2012 | 0.7 | N/A
COM-HVAC-90.9 | Com ¦ Com Manual Thermostat (Elec SC and Gas SH) - Marine ¦ PG&E ¦ Marine | Com ¦ Com Manual Thermostat (Elec SC and Gas SH) - Marine | PG&E ¦ Marine | PG&E | All | Electric & Gas | One-stage non-programmable thermostat | Average Existing | 0 | Conventional | HVAC | Com - Restaurant | Com | RET and NEW | 0 | 1000 sqft2 of floor space | Cap-Ton | 11 | DEER:HVAC_Split-Package_AC | 1829.0215 | 2.8136 | 9.9284 | 2020 Scaled Work Paper PGE3PHVC153 R3 | 19.5604 | 2020 | 0 | 11.4526 | 2020 | 0 | 0 | 2020 Scaled Work Paper PGE3PHVC153 R3 | Com Thermostats (Elec/Gas) - Marine ¦ PG&E ¦ Marine | Com Thermostats (Elec/Gas) - Marine | 0.21015 | 1 | 0.35684 | CSS - Itron 2012 | -39.8254 | 2012 | 0.7 | N/A
COM-HVAC-90.10 | Com ¦ Com Manual Thermostat (Elec SC and Gas SH) - Marine ¦ PG&E ¦ Marine | Com ¦ Com Manual Thermostat (Elec SC and Gas SH) - Marine | PG&E ¦ Marine | PG&E | All | Electric & Gas | One-stage non-programmable thermostat | Average Existing | 0 | Conventional | HVAC | Com - Retail | Com | RET and NEW | 0 | 1000 sqft2 of floor space | Cap-Ton | 11 | DEER:HVAC_Split-Package_AC | 1207.4355 | 2.7263 | 10.6888 | 2020 Scaled Work Paper PGE3PHVC153 R3 | 19.5604 | 2020 | 0 | 11.4526 | 2020 | 0 | 0 | 2020 Scaled Work Paper PGE3PHVC153 R3 | Com Thermostats (Elec/Gas) - Marine ¦ PG&E ¦ Marine | Com Thermostats (Elec/Gas) - Marine | 0.023527 | 1 | 0.35684 | CSS - Itron 2012 | -1720.635 | 2012 | 0.7 | N/A
COM-HVAC-90.11 | Com ¦ Com Manual Thermostat (Elec SC and Gas SH) - Marine ¦ PG&E ¦ Marine | Com ¦ Com Manual Thermostat (Elec SC and Gas SH) - Marine | PG&E ¦ Marine | PG&E | All | Electric & Gas | One-stage non-programmable thermostat | Average Existing | 0 | Conventional | HVAC | Com - School | Com | RET and NEW | 0 | 1000 sqft2 of floor space | Cap-Ton | 11 | DEER:HVAC_Split-Package_AC | 1332.1164 | 3.5498 | 52.2072 | 2020 Scaled Work Paper PGE3PHVC153 R3 | 19.5604 | 2020 | 0 | 11.4526 | 2020 | 0 | 0 | 2020 Scaled Work Paper PGE3PHVC153 R3 | Com Thermostats (Elec/Gas) - Marine ¦ PG&E ¦ Marine | Com Thermostats (Elec/Gas) - Marine | 0.027558 | 1 | 0.35684 | CSS - Itron 2012 | -116.8924 | 2012 | 0.7 | N/A
COM-HVAC-90.12 | Com ¦ Com Manual Thermostat (Elec SC and Gas SH) - Marine ¦ PG&E ¦ Marine | Com ¦ Com Manual Thermostat (Elec SC and Gas SH) - Marine | PG&E ¦ Marine | PG&E | All | Electric & Gas | One-stage non-programmable thermostat | Average Existing | 0 | Conventional | HVAC | Com - Warehouse | Com | RET and NEW | 0 | 1000 sqft2 of floor space | Cap-Ton | 11 | DEER:HVAC_Split-Package_AC | 1201.5956 | 1.9737 | 10.6371 | 2020 Scaled Work Paper PGE3PHVC153 R3 | 19.5604 | 2020 | 0 | 11.4526 | 2020 | 0 | 0 | 2020 Scaled Work Paper PGE3PHVC153 R3 | Com Thermostats (Elec/Gas) - Marine ¦ PG&E ¦ Marine | Com Thermostats (Elec/Gas) - Marine | 0.017052 | 1 | 0.35684 | CSS - Itron 2012 | -170.8064 | 2012 | 0.7 | N/A
COM-HVAC-90.13 | Com ¦ Com Manual Thermostat (Elec SC and Gas SH) - Hot-Dry ¦ PG&E ¦ Hot-Dry | Com ¦ Com Manual Thermostat (Elec SC and Gas SH) - Hot-Dry | PG&E ¦ Hot-Dry | PG&E | All | Electric & Gas | One-stage non-programmable thermostat | Average Existing | 0 | Conventional | HVAC | Com - College | Com | RET and NEW | 0 | 1000 sqft2 of floor space | Cap-Ton | 11 | DEER:HVAC_Split-Package_AC | 2593.4981 | 2.8136 | 100.5604 | 2020 Scaled Work Paper PGE3PHVC153 R3 | 19.5604 | 2020 | 0 | 11.4526 | 2020 | 0 | 0 | 2020 Scaled Work Paper PGE3PHVC153 R3 | Com Thermostats (Elec/Gas) - Hot-Dry ¦ PG&E ¦ Hot-Dry | Com Thermostats (Elec/Gas) - Hot-Dry | 0.091939 | 1 | 0.35684 | CSS - Itron 2012 | -146.1981 | 2012 | 0.7 | N/A
COM-HVAC-90.14 | Com ¦ Com Manual Thermostat (Elec SC and Gas SH) - Hot-Dry ¦ PG&E ¦ Hot-Dry | Com ¦ Com Manual Thermostat (Elec SC and Gas SH) - Hot-Dry | PG&E ¦ Hot-Dry | PG&E | All | Electric & Gas | One-stage non-programmable thermostat | Average Existing | 0 | Conventional | HVAC | Com - Grocery | Com | RET and NEW | 0 | 1000 sqft2 of floor space | Cap-Ton | 11 | DEER:HVAC_Split-Package_AC | 1170.2759 | 2.8136 | 21.9238 | 2020 Scaled Work Paper PGE3PHVC153 R3 | 19.5604 | 2020 | 0 | 11.4526 | 2020 | 0 | 0 | 2020 Scaled Work Paper PGE3PHVC153 R3 | Com Thermostats (Elec/Gas) - Hot-Dry ¦ PG&E ¦ Hot-Dry | Com Thermostats (Elec/Gas) - Hot-Dry | 0.051092 | 1 | 0.35684 | CSS - Itron 2012 | -71.8418 | 2012 | 0.7 | N/A
COM-HVAC-90.15 | Com ¦ Com Manual Thermostat (Elec SC and Gas SH) - Hot-Dry ¦ PG&E ¦ Hot-Dry | Com ¦ Com Manual Thermostat (Elec SC and Gas SH) - Hot-Dry | PG&E ¦ Hot-Dry | PG&E | All | Electric & Gas | One-stage non-programmable thermostat | Average Existing | 0 | Conventional | HVAC | Com - Health | Com | RET and NEW | 0 | 1000 sqft2 of floor space | Cap-Ton | 11 | DEER:HVAC_Split-Package_AC | 2249.1362 | 2.762 | 71.5799 | 2020 Scaled Work Paper PGE3PHVC153 R3 | 19.5604 | 2020 | 0 | 11.4526 | 2020 | 0 | 0 | 2020 Scaled Work Paper PGE3PHVC153 R3 | Com Thermostats (Elec/Gas) - Hot-Dry ¦ PG&E ¦ Hot-Dry | Com Thermostats (Elec/Gas) - Hot-Dry | 0.059125 | 1 | 0.35684 | CSS - Itron 2012 | -202.3635 | 2012 | 0.7 | N/A
COM-HVAC-90.16 | Com ¦ Com Manual Thermostat (Elec SC and Gas SH) - Hot-Dry ¦ PG&E ¦ Hot-Dry | Com ¦ Com Manual Thermostat (Elec SC and Gas SH) - Hot-Dry | PG&E ¦ Hot-Dry | PG&E | All | Electric & Gas | One-stage non-programmable thermostat | Average Existing | 0 | Conventional | HVAC | Com - Lodging | Com | RET and NEW | 0 | 1000 sqft2 of floor space | Cap-Ton | 11 | DEER:HVAC_Split-Package_AC | 3758.5321 | 3.5691 | 71.8459 | 2020 Scaled Work Paper PGE3PHVC153 R3 | 19.5604 | 2020 | 0 | 11.4526 | 2020 | 0 | 0 | 2020 Scaled Work Paper PGE3PHVC153 R3 | Com Thermostats (Elec/Gas) - Hot-Dry ¦ PG&E ¦ Hot-Dry | Com Thermostats (Elec/Gas) - Hot-Dry | 0.012554 | 1 | 0.35684 | CSS - Itron 2012 | -753.7643 | 2012 | 0.7 | N/A
COM-HVAC-90.17 | Com ¦ Com Manual Thermostat (Elec SC and Gas SH) - Hot-Dry ¦ PG&E ¦ Hot-Dry | Com ¦ Com Manual Thermostat (Elec SC and Gas SH) - Hot-Dry | PG&E ¦ Hot-Dry | PG&E | All | Electric & Gas | One-stage non-programmable thermostat | Average Existing | 0 | Conventional | HVAC | Com - Office (Large) | Com | RET and NEW | 0 | 1000 sqft2 of floor space | Cap-Ton | 11 | DEER:HVAC_Split-Package_AC | 3914.0263 | 2.8136 | 73.444 | 2020 Scaled Work Paper PGE3PHVC153 R3 | 19.5604 | 2020 | 0 | 11.4526 | 2020 | 0 | 0 | 2020 Scaled Work Paper PGE3PHVC153 R3 | Com Thermostats (Elec/Gas) - Hot-Dry ¦ PG&E ¦ Hot-Dry | Com Thermostats (Elec/Gas) - Hot-Dry | 0.0089511 | 1 | 0.35684 | CSS - Itron 2012 | -315.4194 | 2012 | 0.7 | N/A
COM-HVAC-90.18 | Com ¦ Com Manual Thermostat (Elec SC and Gas SH) - Hot-Dry ¦ PG&E ¦ Hot-Dry | Com ¦ Com Manual Thermostat (Elec SC and Gas SH) - Hot-Dry | PG&E ¦ Hot-Dry | PG&E | All | Electric & Gas | One-stage non-programmable thermostat | Average Existing | 0 | Conventional | HVAC | Com - Office (Small) | Com | RET and NEW | 0 | 1000 sqft2 of floor space | Cap-Ton | 11 | DEER:HVAC_Split-Package_AC | 1894.6208 | 2.8136 | 52.6897 | 2020 Scaled Work Paper PGE3PHVC153 R3 | 19.5604 | 2020 | 0 | 11.4526 | 2020 | 0 | 0 | 2020 Scaled Work Paper PGE3PHVC153 R3 | Com Thermostats (Elec/Gas) - Hot-Dry ¦ PG&E ¦ Hot-Dry | Com Thermostats (Elec/Gas) - Hot-Dry | 0.13104 | 1 | 0.35684 | CSS - Itron 2012 | -100.8896 | 2012 | 0.7 | N/A
COM-HVAC-90.19 | Com ¦ Com Manual Thermostat (Elec SC and Gas SH) - Hot-Dry ¦ PG&E ¦ Hot-Dry | Com ¦ Com Manual Thermostat (Elec SC and Gas SH) - Hot-Dry | PG&E ¦ Hot-Dry | PG&E | All | Electric & Gas | One-stage non-programmable thermostat | Average Existing | 0 | Conventional | HVAC | Com - Other | Com | RET and NEW | 0 | 1000 sqft2 of floor space | Cap-Ton | 11 | DEER:HVAC_Split-Package_AC | 2593.4981 | 4.26 | 100.5604 | 2020 Scaled Work Paper PGE3PHVC153 R3 | 19.5604 | 2020 | 0 | 11.4526 | 2020 | 0 | 0 | 2020 Scaled Work Paper PGE3PHVC153 R3 | Com Thermostats (Elec/Gas) - Hot-Dry ¦ PG&E ¦ Hot-Dry | Com Thermostats (Elec/Gas) - Hot-Dry | 0.049814 | 1 | 0.35684 | CSS - Itron 2012 | -403.3743 | 2012 | 0.7 | N/A
COM-HVAC-90.20 | Com ¦ Com Manual Thermostat (Elec SC and Gas SH) - Hot-Dry ¦ PG&E ¦ Hot-Dry | Com ¦ Com Manual Thermostat (Elec SC and Gas SH) - Hot-Dry | PG&E ¦ Hot-Dry | PG&E | All | Electric & Gas | One-stage non-programmable thermostat | Average Existing | 0 | Conventional | HVAC | Com - Refrig. Warehouse | Com | RET and NEW | 0 | 1000 sqft2 of floor space | Cap-Ton | 11 | DEER:HVAC_Split-Package_AC | 1170.2759 | 2.8301 | 21.9238 | 2020 Scaled Work Paper PGE3PHVC153 R3 | 19.5604 | 2020 | 0 | 11.4526 | 2020 | 0 | 0 | 2020 Scaled Work Paper PGE3PHVC153 R3 | Com Thermostats (Elec/Gas) - Hot-Dry ¦ PG&E ¦ Hot-Dry | Com Thermostats (Elec/Gas) - Hot-Dry | 0.0053181 | 1 | 0.35684 | CSS - Itron 2012 | -41.1617 | 2012 | 0.7 | N/A
COM-HVAC-90.21 | Com ¦ Com Manual Thermostat (Elec SC and Gas SH) - Hot-Dry ¦ PG&E ¦ Hot-Dry | Com ¦ Com Manual Thermostat (Elec SC and Gas SH) - Hot-Dry | PG&E ¦ Hot-Dry | PG&E | All | Electric & Gas | One-stage non-programmable thermostat | Average Existing | 0 | Conventional | HVAC | Com - Restaurant | Com | RET and NEW | 0 | 1000 sqft2 of floor space | Cap-Ton | 11 | DEER:HVAC_Split-Package_AC | 1829.0215 | 2.8136 | 9.9284 | 2020 Scaled Work Paper PGE3PHVC153 R3 | 19.5604 | 2020 | 0 | 11.4526 | 2020 | 0 | 0 | 2020 Scaled Work Paper PGE3PHVC153 R3 | Com Thermostats (Elec/Gas) - Hot-Dry ¦ PG&E ¦ Hot-Dry | Com Thermostats (Elec/Gas) - Hot-Dry | 0.21015 | 1 | 0.35684 | CSS - Itron 2012 | -39.8254 | 2012 | 0.7 | N/A
COM-HVAC-90.22 | Com ¦ Com Manual Thermostat (Elec SC and Gas SH) - Hot-Dry ¦ PG&E ¦ Hot-Dry | Com ¦ Com Manual Thermostat (Elec SC and Gas SH) - Hot-Dry | PG&E ¦ Hot-Dry | PG&E | All | Electric & Gas | One-stage non-programmable thermostat | Average Existing | 0 | Conventional | HVAC | Com - Retail | Com | RET and NEW | 0 | 1000 sqft2 of floor space | Cap-Ton | 11 | DEER:HVAC_Split-Package_AC | 1207.4355 | 2.7263 | 10.6888 | 2020 Scaled Work Paper PGE3PHVC153 R3 | 19.5604 | 2020 | 0 | 11.4526 | 2020 | 0 | 0 | 2020 Scaled Work Paper PGE3PHVC153 R3 | Com Thermostats (Elec/Gas) - Hot-Dry ¦ PG&E ¦ Hot-Dry | Com Thermostats (Elec/Gas) - Hot-Dry | 0.023527 | 1 | 0.35684 | CSS - Itron 2012 | -1720.635 | 2012 | 0.7 | N/A
COM-HVAC-90.23 | Com ¦ Com Manual Thermostat (Elec SC and Gas SH) - Hot-Dry ¦ PG&E ¦ Hot-Dry | Com ¦ Com Manual Thermostat (Elec SC and Gas SH) - Hot-Dry | PG&E ¦ Hot-Dry | PG&E | All | Electric & Gas | One-stage non-programmable thermostat | Average Existing | 0 | Conventional | HVAC | Com - School | Com | RET and NEW | 0 | 1000 sqft2 of floor space | Cap-Ton | 11 | DEER:HVAC_Split-Package_AC | 1332.1164 | 3.5498 | 52.2072 | 2020 Scaled Work Paper PGE3PHVC153 R3 | 19.5604 | 2020 | 0 | 11.4526 | 2020 | 0 | 0 | 2020 Scaled Work Paper PGE3PHVC153 R3 | Com Thermostats (Elec/Gas) - Hot-Dry ¦ PG&E ¦ Hot-Dry | Com Thermostats (Elec/Gas) - Hot-Dry | 0.027558 | 1 | 0.35684 | CSS - Itron 2012 | -116.8924 | 2012 | 0.7 | N/A
COM-HVAC-90.24 | Com ¦ Com Manual Thermostat (Elec SC and Gas SH) - Hot-Dry ¦ PG&E ¦ Hot-Dry | Com ¦ Com Manual Thermostat (Elec SC and Gas SH) - Hot-Dry | PG&E ¦ Hot-Dry | PG&E | All | Electric & Gas | One-stage non-programmable thermostat | Average Existing | 0 | Conventional | HVAC | Com - Warehouse | Com | RET and NEW | 0 | 1000 sqft2 of floor space | Cap-Ton | 11 | DEER:HVAC_Split-Package_AC | 1201.5956 | 1.9737 | 10.6371 | 2020 Scaled Work Paper PGE3PHVC153 R3 | 19.5604 | 2020 | 0 | 11.4526 | 2020 | 0 | 0 | 2020 Scaled Work Paper PGE3PHVC153 R3 | Com Thermostats (Elec/Gas) - Hot-Dry ¦ PG&E ¦ Hot-Dry | Com Thermostats (Elec/Gas) - Hot-Dry | 0.017052 | 1 | 0.35684 | CSS - Itron 2012 | -170.8064 | 2012 | 0.7 | N/A
COM-HVAC-90.25 | Com ¦ Com Manual Thermostat (Elec SC and Gas SH) - Cold ¦ PG&E ¦ Cold | Com ¦ Com Manual Thermostat (Elec SC and Gas SH) - Cold | PG&E ¦ Cold | PG&E | All | Electric & Gas | One-stage non-programmable thermostat | Average Existing | 0 | Conventional | HVAC | Com - College | Com | RET and NEW | 0 | 1000 sqft2 of floor space | Cap-Ton | 11 | DEER:HVAC_Split-Package_AC | 2593.4981 | 2.8136 | 150.8407 | 2020 Scaled Work Paper PGE3PHVC153 R3 | 19.5604 | 2020 | 0 | 11.4526 | 2020 | 0 | 0 | 2020 Scaled Work Paper PGE3PHVC153 R3 | Com Thermostats (Elec/Gas) - Cold ¦ PG&E ¦ Cold | Com Thermostats (Elec/Gas) - Cold | 0.091939 | 1 | 0.35684 | CSS - Itron 2012 | -175.2207 | 2012 | 0.7 | N/A
COM-HVAC-90.26 | Com ¦ Com Manual Thermostat (Elec SC and Gas SH) - Cold ¦ PG&E ¦ Cold | Com ¦ Com Manual Thermostat (Elec SC and Gas SH) - Cold | PG&E ¦ Cold | PG&E | All | Electric & Gas | One-stage non-programmable thermostat | Average Existing | 0 | Conventional | HVAC | Com - Grocery | Com | RET and NEW | 0 | 1000 sqft2 of floor space | Cap-Ton | 11 | DEER:HVAC_Split-Package_AC | 1170.2759 | 2.8136 | 32.8857 | 2020 Scaled Work Paper PGE3PHVC153 R3 | 19.5604 | 2020 | 0 | 11.4526 | 2020 | 0 | 0 | 2020 Scaled Work Paper PGE3PHVC153 R3 | Com Thermostats (Elec/Gas) - Cold ¦ PG&E ¦ Cold | Com Thermostats (Elec/Gas) - Cold | 0.051092 | 1 | 0.35684 | CSS - Itron 2012 | -94.8981 | 2012 | 0.7 | N/A
COM-HVAC-90.27 | Com ¦ Com Manual Thermostat (Elec SC and Gas SH) - Cold ¦ PG&E ¦ Cold | Com ¦ Com Manual Thermostat (Elec SC and Gas SH) - Cold | PG&E ¦ Cold | PG&E | All | Electric & Gas | One-stage non-programmable thermostat | Average Existing | 0 | Conventional | HVAC | Com - Health | Com | RET and NEW | 0 | 1000 sqft2 of floor space | Cap-Ton | 11 | DEER:HVAC_Split-Package_AC | 2249.1362 | 2.762 | 107.3699 | 2020 Scaled Work Paper PGE3PHVC153 R3 | 19.5604 | 2020 | 0 | 11.4526 | 2020 | 0 | 0 | 2020 Scaled Work Paper PGE3PHVC153 R3 | Com Thermostats (Elec/Gas) - Cold ¦ PG&E ¦ Cold | Com Thermostats (Elec/Gas) - Cold | 0.059125 | 1 | 0.35684 | CSS - Itron 2012 | -286.8773 | 2012 | 0.7 | N/A
COM-HVAC-90.28 | Com ¦ Com Manual Thermostat (Elec SC and Gas SH) - Cold ¦ PG&E ¦ Cold | Com ¦ Com Manual Thermostat (Elec SC and Gas SH) - Cold | PG&E ¦ Cold | PG&E | All | Electric & Gas | One-stage non-programmable thermostat | Average Existing | 0 | Conventional | HVAC | Com - Lodging | Com | RET and NEW | 0 | 1000 sqft2 of floor space | Cap-Ton | 11 | DEER:HVAC_Split-Package_AC | 3758.5321 | 3.5691 | 107.7688 | 2020 Scaled Work Paper PGE3PHVC153 R3 | 19.5604 | 2020 | 0 | 11.4526 | 2020 | 0 | 0 | 2020 Scaled Work Paper PGE3PHVC153 R3 | Com Thermostats (Elec/Gas) - Cold ¦ PG&E ¦ Cold | Com Thermostats (Elec/Gas) - Cold | 0.012554 | 1 | 0.35684 | CSS - Itron 2012 | -1027.3562 | 2012 | 0.7 | N/A
COM-HVAC-90.29 | Com ¦ Com Manual Thermostat (Elec SC and Gas SH) - Cold ¦ PG&E ¦ Cold | Com ¦ Com Manual Thermostat (Elec SC and Gas SH) - Cold | PG&E ¦ Cold | PG&E | All | Electric & Gas | One-stage non-programmable thermostat | Average Existing | 0 | Conventional | HVAC | Com - Office (Large) | Com | RET and NEW | 0 | 1000 sqft2 of floor space | Cap-Ton | 11 | DEER:HVAC_Split-Package_AC | 3914.0263 | 2.8136 | 110.166 | 2020 Scaled Work Paper PGE3PHVC153 R3 | 19.5604 | 2020 | 0 | 11.4526 | 2020 | 0 | 0 | 2020 Scaled Work Paper PGE3PHVC153 R3 | Com Thermostats (Elec/Gas) - Cold ¦ PG&E ¦ Cold | Com Thermostats (Elec/Gas) - Cold | 0.0089511 | 1 | 0.35684 | CSS - Itron 2012 | -442.4838 | 2012 | 0.7 | N/A
COM-HVAC-90.30 | Com ¦ Com Manual Thermostat (Elec SC and Gas SH) - Cold ¦ PG&E ¦ Cold | Com ¦ Com Manual Thermostat (Elec SC and Gas SH) - Cold | PG&E ¦ Cold | PG&E | All | Electric & Gas | One-stage non-programmable thermostat | Average Existing | 0 | Conventional | HVAC | Com - Office (Small) | Com | RET and NEW | 0 | 1000 sqft2 of floor space | Cap-Ton | 11 | DEER:HVAC_Split-Package_AC | 1894.6208 | 2.8136 | 79.0346 | 2020 Scaled Work Paper PGE3PHVC153 R3 | 19.5604 | 2020 | 0 | 11.4526 | 2020 | 0 | 0 | 2020 Scaled Work Paper PGE3PHVC153 R3 | Com Thermostats (Elec/Gas) - Cold ¦ PG&E ¦ Cold | Com Thermostats (Elec/Gas) - Cold | 0.13104 | 1 | 0.35684 | CSS - Itron 2012 | -126.6792 | 2012 | 0.7 | N/A
COM-HVAC-90.31 | Com ¦ Com Manual Thermostat (Elec SC and Gas SH) - Cold ¦ PG&E ¦ Cold | Com ¦ Com Manual Thermostat (Elec SC and Gas SH) - Cold | PG&E ¦ Cold | PG&E | All | Electric & Gas | One-stage non-programmable thermostat | Average Existing | 0 | Conventional | HVAC | Com - Other | Com | RET and NEW | 0 | 1000 sqft2 of floor space | Cap-Ton | 11 | DEER:HVAC_Split-Package_AC | 2593.4981 | 4.26 | 150.8407 | 2020 Scaled Work Paper PGE3PHVC153 R3 | 19.5604 | 2020 | 0 | 11.4526 | 2020 | 0 | 0 | 2020 Scaled Work Paper PGE3PHVC153 R3 | Com Thermostats (Elec/Gas) - Cold ¦ PG&E ¦ Cold | Com Thermostats (Elec/Gas) - Cold | 0.049814 | 1 | 0.35684 | CSS - Itron 2012 | -529.0294 | 2012 | 0.7 | N/A
COM-HVAC-90.32 | Com ¦ Com Manual Thermostat (Elec SC and Gas SH) - Cold ¦ PG&E ¦ Cold | Com ¦ Com Manual Thermostat (Elec SC and Gas SH) - Cold | PG&E ¦ Cold | PG&E | All | Electric & Gas | One-stage non-programmable thermostat | Average Existing | 0 | Conventional | HVAC | Com - Refrig. Warehouse | Com | RET and NEW | 0 | 1000 sqft2 of floor space | Cap-Ton | 11 | DEER:HVAC_Split-Package_AC | 1170.2759 | 2.8301 | 32.8857 | 2020 Scaled Work Paper PGE3PHVC153 R3 | 19.5604 | 2020 | 0 | 11.4526 | 2020 | 0 | 0 | 2020 Scaled Work Paper PGE3PHVC153 R3 | Com Thermostats (Elec/Gas) - Cold ¦ PG&E ¦ Cold | Com Thermostats (Elec/Gas) - Cold | 0.0053181 | 1 | 0.35684 | CSS - Itron 2012 | -49.1877 | 2012 | 0.7 | N/A
COM-HVAC-90.33 | Com ¦ Com Manual Thermostat (Elec SC and Gas SH) - Cold ¦ PG&E ¦ Cold | Com ¦ Com Manual Thermostat (Elec SC and Gas SH) - Cold | PG&E ¦ Cold | PG&E | All | Electric & Gas | One-stage non-programmable thermostat | Average Existing | 0 | Conventional | HVAC | Com - Restaurant | Com | RET and NEW | 0 | 1000 sqft2 of floor space | Cap-Ton | 11 | DEER:HVAC_Split-Package_AC | 1829.0215 | 2.8136 | 14.8926 | 2020 Scaled Work Paper PGE3PHVC153 R3 | 19.5604 | 2020 | 0 | 11.4526 | 2020 | 0 | 0 | 2020 Scaled Work Paper PGE3PHVC153 R3 | Com Thermostats (Elec/Gas) - Cold ¦ PG&E ¦ Cold | Com Thermostats (Elec/Gas) - Cold | 0.21015 | 1 | 0.35684 | CSS - Itron 2012 | -41.0971 | 2012 | 0.7 | N/A
COM-HVAC-90.34 | Com ¦ Com Manual Thermostat (Elec SC and Gas SH) - Cold ¦ PG&E ¦ Cold | Com ¦ Com Manual Thermostat (Elec SC and Gas SH) - Cold | PG&E ¦ Cold | PG&E | All | Electric & Gas | One-stage non-programmable thermostat | Average Existing | 0 | Conventional | HVAC | Com - Retail | Com | RET and NEW | 0 | 1000 sqft2 of floor space | Cap-Ton | 11 | DEER:HVAC_Split-Package_AC | 1207.4355 | 2.7263 | 16.0332 | 2020 Scaled Work Paper PGE3PHVC153 R3 | 19.5604 | 2020 | 0 | 11.4526 | 2020 | 0 | 0 | 2020 Scaled Work Paper PGE3PHVC153 R3 | Com Thermostats (Elec/Gas) - Cold ¦ PG&E ¦ Cold | Com Thermostats (Elec/Gas) - Cold | 0.023527 | 1 | 0.35684 | CSS - Itron 2012 | -2522.809 | 2012 | 0.7 | N/A
COM-HVAC-90.35 | Com ¦ Com Manual Thermostat (Elec SC and Gas SH) - Cold ¦ PG&E ¦ Cold | Com ¦ Com Manual Thermostat (Elec SC and Gas SH) - Cold | PG&E ¦ Cold | PG&E | All | Electric & Gas | One-stage non-programmable thermostat | Average Existing | 0 | Conventional | HVAC | Com - School | Com | RET and NEW | 0 | 1000 sqft2 of floor space | Cap-Ton | 11 | DEER:HVAC_Split-Package_AC | 1332.1164 | 3.5498 | 78.3108 | 2020 Scaled Work Paper PGE3PHVC153 R3 | 19.5604 | 2020 | 0 | 11.4526 | 2020 | 0 | 0 | 2020 Scaled Work Paper PGE3PHVC153 R3 | Com Thermostats (Elec/Gas) - Cold ¦ PG&E ¦ Cold | Com Thermostats (Elec/Gas) - Cold | 0.027558 | 1 | 0.35684 | CSS - Itron 2012 | -138.7515 | 2012 | 0.7 | N/A
COM-HVAC-90.36 | Com ¦ Com Manual Thermostat (Elec SC and Gas SH) - Cold ¦ PG&E ¦ Cold | Com ¦ Com Manual Thermostat (Elec SC and Gas SH) - Cold | PG&E ¦ Cold | PG&E | All | Electric & Gas | One-stage non-programmable thermostat | Average Existing | 0 | Conventional | HVAC | Com - Warehouse | Com | RET and NEW | 0 | 1000 sqft2 of floor space | Cap-Ton | 11 | DEER:HVAC_Split-Package_AC | 1201.5956 | 1.9737 | 15.9556 | 2020 Scaled Work Paper PGE3PHVC153 R3 | 19.5604 | 2020 | 0 | 11.4526 | 2020 | 0 | 0 | 2020 Scaled Work Paper PGE3PHVC153 R3 | Com Thermostats (Elec/Gas) - Cold ¦ PG&E ¦ Cold | Com Thermostats (Elec/Gas) - Cold | 0.017052 | 1 | 0.35684 | CSS - Itron 2012 | -211.5347 | 2012 | 0.7 | N/A
COM-HVAC-91.1 | Com ¦ Com Programmable Thermostat (Elec SC and Gas SH) - Marine ¦ PG&E ¦ Marine | Com ¦ Com Programmable Thermostat (Elec SC and Gas SH) - Marine | PG&E ¦ Marine | PG&E | All | Electric & Gas | Programmable thermostat which allows intermittent supply fan operation | Code | 0 | Conventional | HVAC | Com - College | Com | RET and NEW | 0 | 1000 sqft2 of floor space | Cap-Ton | 11 | DEER:HVAC_Split-Package_AC | 2216.4981 | 2.4046 | 68.4954 | 2020 Scaled Work Paper PGE3PHVC153 R3 | 33.2021 | 2020 | 0 | 11.4526 | 2020 | 0 | 0 | 2020 Scaled Work Paper PGE3PHVC153 R3 | Com Thermostats (Elec/Gas) - Marine ¦ PG&E ¦ Marine | Com Thermostats (Elec/Gas) - Marine | 0.091939 | 1 | 0.64316 | CSS - Itron 2012 | -114.8753 | 2012 | 0.7 | N/A
COM-HVAC-91.2 | Com ¦ Com Programmable Thermostat (Elec SC and Gas SH) - Marine ¦ PG&E ¦ Marine | Com ¦ Com Programmable Thermostat (Elec SC and Gas SH) - Marine | PG&E ¦ Marine | PG&E | All | Electric & Gas | Programmable thermostat which allows intermittent supply fan operation | Code | 0 | Conventional | HVAC | Com - Grocery | Com | RET and NEW | 0 | 1000 sqft2 of floor space | Cap-Ton | 11 | DEER:HVAC_Split-Package_AC | 899.2759 | 2.1621 | 11.264 | 2020 Scaled Work Paper PGE3PHVC153 R3 | 33.2021 | 2020 | 0 | 11.4526 | 2020 | 0 | 0 | 2020 Scaled Work Paper PGE3PHVC153 R3 | Com Thermostats (Elec/Gas) - Marine ¦ PG&E ¦ Marine | Com Thermostats (Elec/Gas) - Marine | 0.051092 | 1 | 0.64316 | CSS - Itron 2012 | -43.4629 | 2012 | 0.7 | N/A
COM-HVAC-91.3 | Com ¦ Com Programmable Thermostat (Elec SC and Gas SH) - Marine ¦ PG&E ¦ Marine | Com ¦ Com Programmable Thermostat (Elec SC and Gas SH) - Marine | PG&E ¦ Marine | PG&E | All | Electric & Gas | Programmable thermostat which allows intermittent supply fan operation | Code | 0 | Conventional | HVAC | Com - Health | Com | RET and NEW | 0 | 1000 sqft2 of floor space | Cap-Ton | 11 | DEER:HVAC_Split-Package_AC | 1986.1362 | 2.439 | 43.8297 | 2020 Scaled Work Paper PGE3PHVC153 R3 | 33.2021 | 2020 | 0 | 11.4526 | 2020 | 0 | 0 | 2020 Scaled Work Paper PGE3PHVC153 R3 | Com Thermostats (Elec/Gas) - Marine ¦ PG&E ¦ Marine | Com Thermostats (Elec/Gas) - Marine | 0.059125 | 1 | 0.64316 | CSS - Itron 2012 | -132.9364 | 2012 | 0.7 | N/A
COM-HVAC-91.4 | Com ¦ Com Programmable Thermostat (Elec SC and Gas SH) - Marine ¦ PG&E ¦ Marine | Com ¦ Com Programmable Thermostat (Elec SC and Gas SH) - Marine | PG&E ¦ Marine | PG&E | All | Electric & Gas | Programmable thermostat which allows intermittent supply fan operation | Code | 0 | Conventional | HVAC | Com - Lodging | Com | RET and NEW | 0 | 1000 sqft2 of floor space | Cap-Ton | 11 | DEER:HVAC_Split-Package_AC | 3381.5321 | 3.2096 | 48.3129 | 2020 Scaled Work Paper PGE3PHVC153 R3 | 33.2021 | 2020 | 0 | 11.4526 | 2020 | 0 | 0 | 2020 Scaled Work Paper PGE3PHVC153 R3 | Com Thermostats (Elec/Gas) - Marine ¦ PG&E ¦ Marine | Com Thermostats (Elec/Gas) - Marine | 0.012554 | 1 | 0.64316 | CSS - Itron 2012 | -553.8142 | 2012 | 0.7 | N/A
COM-HVAC-91.5 | Com ¦ Com Programmable Thermostat (Elec SC and Gas SH) - Marine ¦ PG&E ¦ Marine | Com ¦ Com Programmable Thermostat (Elec SC and Gas SH) - Marine | PG&E ¦ Marine | PG&E | All | Electric & Gas | Programmable thermostat which allows intermittent supply fan operation | Code | 0 | Conventional | HVAC | Com - Office (Large) | Com | RET and NEW | 0 | 1000 sqft2 of floor space | Cap-Ton | 11 | DEER:HVAC_Split-Package_AC | 3537.0263 | 2.5426 | 49.4361 | 2020 Scaled Work Paper PGE3PHVC153 R3 | 33.2021 | 2020 | 0 | 11.4526 | 2020 | 0 | 0 | 2020 Scaled Work Paper PGE3PHVC153 R3 | Com Thermostats (Elec/Gas) - Marine ¦ PG&E ¦ Marine | Com Thermostats (Elec/Gas) - Marine | 0.0089511 | 1 | 0.64316 | CSS - Itron 2012 | -226.4446 | 2012 | 0.7 | N/A
COM-HVAC-91.6 | Com ¦ Com Programmable Thermostat (Elec SC and Gas SH) - Marine ¦ PG&E ¦ Marine | Com ¦ Com Programmable Thermostat (Elec SC and Gas SH) - Marine | PG&E ¦ Marine | PG&E | All | Electric & Gas | Programmable thermostat which allows intermittent supply fan operation | Code | 0 | Conventional | HVAC | Com - Office (Small) | Com | RET and NEW | 0 | 1000 sqft2 of floor space | Cap-Ton | 11 | DEER:HVAC_Split-Package_AC | 1517.6208 | 2.2537 | 34.8486 | 2020 Scaled Work Paper PGE3PHVC153 R3 | 33.2021 | 2020 | 0 | 11.4526 | 2020 | 0 | 0 | 2020 Scaled Work Paper PGE3PHVC153 R3 | Com Thermostats (Elec/Gas) - Marine ¦ PG&E ¦ Marine | Com Thermostats (Elec/Gas) - Marine | 0.13104 | 1 | 0.64316 | CSS - Itron 2012 | -73.6125 | 2012 | 0.7 | N/A
COM-HVAC-91.7 | Com ¦ Com Programmable Thermostat (Elec SC and Gas SH) - Marine ¦ PG&E ¦ Marine | Com ¦ Com Programmable Thermostat (Elec SC and Gas SH) - Marine | PG&E ¦ Marine | PG&E | All | Electric & Gas | Programmable thermostat which allows intermittent supply fan operation | Code | 0 | Conventional | HVAC | Com - Other | Com | RET and NEW | 0 | 1000 sqft2 of floor space | Cap-Ton | 11 | DEER:HVAC_Split-Package_AC | 2216.4981 | 3.6407 | 68.4954 | 2020 Scaled Work Paper PGE3PHVC153 R3 | 33.2021 | 2020 | 0 | 11.4526 | 2020 | 0 | 0 | 2020 Scaled Work Paper PGE3PHVC153 R3 | Com Thermostats (Elec/Gas) - Marine ¦ PG&E ¦ Marine | Com Thermostats (Elec/Gas) - Marine | 0.049814 | 1 | 0.64316 | CSS - Itron 2012 | -301.1361 | 2012 | 0.7 | N/A
COM-HVAC-91.8 | Com ¦ Com Programmable Thermostat (Elec SC and Gas SH) - Marine ¦ PG&E ¦ Marine | Com ¦ Com Programmable Thermostat (Elec SC and Gas SH) - Marine | PG&E ¦ Marine | PG&E | All | Electric & Gas | Programmable thermostat which allows intermittent supply fan operation | Code | 0 | Conventional | HVAC | Com - Refrig. Warehouse | Com | RET and NEW | 0 | 1000 sqft2 of floor space | Cap-Ton | 11 | DEER:HVAC_Split-Package_AC | 899.2759 | 2.1747 | 11.264 | 2020 Scaled Work Paper PGE3PHVC153 R3 | 33.2021 | 2020 | 0 | 11.4526 | 2020 | 0 | 0 | 2020 Scaled Work Paper PGE3PHVC153 R3 | Com Thermostats (Elec/Gas) - Marine ¦ PG&E ¦ Marine | Com Thermostats (Elec/Gas) - Marine | 0.0053181 | 1 | 0.64316 | CSS - Itron 2012 | -27.5423 | 2012 | 0.7 | N/A
COM-HVAC-91.9 | Com ¦ Com Programmable Thermostat (Elec SC and Gas SH) - Marine ¦ PG&E ¦ Marine | Com ¦ Com Programmable Thermostat (Elec SC and Gas SH) - Marine | PG&E ¦ Marine | PG&E | All | Electric & Gas | Programmable thermostat which allows intermittent supply fan operation | Code | 0 | Conventional | HVAC | Com - Restaurant | Com | RET and NEW | 0 | 1000 sqft2 of floor space | Cap-Ton | 11 | DEER:HVAC_Split-Package_AC | 1597.0215 | 2.4562 | 5.101 | 2020 Scaled Work Paper PGE3PHVC153 R3 | 33.2021 | 2020 | 0 | 11.4526 | 2020 | 0 | 0 | 2020 Scaled Work Paper PGE3PHVC153 R3 | Com Thermostats (Elec/Gas) - Marine ¦ PG&E ¦ Marine | Com Thermostats (Elec/Gas) - Marine | 0.21015 | 1 | 0.64316 | CSS - Itron 2012 | -33.8598 | 2012 | 0.7 | N/A
COM-HVAC-91.10 | Com ¦ Com Programmable Thermostat (Elec SC and Gas SH) - Marine ¦ PG&E ¦ Marine | Com ¦ Com Programmable Thermostat (Elec SC and Gas SH) - Marine | PG&E ¦ Marine | PG&E | All | Electric & Gas | Programmable thermostat which allows intermittent supply fan operation | Code | 0 | Conventional | HVAC | Com - Retail | Com | RET and NEW | 0 | 1000 sqft2 of floor space | Cap-Ton | 11 | DEER:HVAC_Split-Package_AC | 944.4355 | 2.1319 | 5.4917 | 2020 Scaled Work Paper PGE3PHVC153 R3 | 33.2021 | 2020 | 0 | 11.4526 | 2020 | 0 | 0 | 2020 Scaled Work Paper PGE3PHVC153 R3 | Com Thermostats (Elec/Gas) - Marine ¦ PG&E ¦ Marine | Com Thermostats (Elec/Gas) - Marine | 0.023527 | 1 | 0.64316 | CSS - Itron 2012 | -915.2424 | 2012 | 0.7 | N/A
COM-HVAC-91.11 | Com ¦ Com Programmable Thermostat (Elec SC and Gas SH) - Marine ¦ PG&E ¦ Marine | Com ¦ Com Programmable Thermostat (Elec SC and Gas SH) - Marine | PG&E ¦ Marine | PG&E | All | Electric & Gas | Programmable thermostat which allows intermittent supply fan operation | Code | 0 | Conventional | HVAC | Com - School | Com | RET and NEW | 0 | 1000 sqft2 of floor space | Cap-Ton | 11 | DEER:HVAC_Split-Package_AC | 1051.8354 | 2.8068 | 30.1243 | 2020 Scaled Work Paper PGE3PHVC153 R3 | 33.2021 | 2020 | 0 | 11.4526 | 2020 | 0 | 0 | 2020 Scaled Work Paper PGE3PHVC153 R3 | Com Thermostats (Elec/Gas) - Marine ¦ PG&E ¦ Marine | Com Thermostats (Elec/Gas) - Marine | 0.027558 | 1 | 0.64316 | CSS - Itron 2012 | -83.0041 | 2012 | 0.7 | N/A
COM-HVAC-91.12 | Com ¦ Com Programmable Thermostat (Elec SC and Gas SH) - Marine ¦ PG&E ¦ Marine | Com ¦ Com Programmable Thermostat (Elec SC and Gas SH) - Marine | PG&E ¦ Marine | PG&E | All | Electric & Gas | Programmable thermostat which allows intermittent supply fan operation | Code | 0 | Conventional | HVAC | Com - Warehouse | Com | RET and NEW | 0 | 1000 sqft2 of floor space | Cap-Ton | 11 | DEER:HVAC_Split-Package_AC | 938.5956 | 1.5417 | 5.4651 | 2020 Scaled Work Paper PGE3PHVC153 R3 | 33.2021 | 2020 | 0 | 11.4526 | 2020 | 0 | 0 | 2020 Scaled Work Paper PGE3PHVC153 R3 | Com Thermostats (Elec/Gas) - Marine ¦ PG&E ¦ Marine | Com Thermostats (Elec/Gas) - Marine | 0.017052 | 1 | 0.64316 | CSS - Itron 2012 | -111.6442 | 2012 | 0.7 | N/A
COM-HVAC-91.13 | Com ¦ Com Programmable Thermostat (Elec SC and Gas SH) - Hot-Dry ¦ PG&E ¦ Hot-Dry | Com ¦ Com Programmable Thermostat (Elec SC and Gas SH) - Hot-Dry | PG&E ¦ Hot-Dry | PG&E | All | Electric & Gas | Programmable thermostat which allows intermittent supply fan operation | Code | 0 | Conventional | HVAC | Com - College | Com | RET and NEW | 0 | 1000 sqft2 of floor space | Cap-Ton | 11 | DEER:HVAC_Split-Package_AC | 2083.4981 | 2.2603 | 68.4954 | 2020 Scaled Work Paper PGE3PHVC153 R3 | 33.2021 | 2020 | 0 | 11.4526 | 2020 | 0 | 0 | 2020 Scaled Work Paper PGE3PHVC153 R3 | Com Thermostats (Elec/Gas) - Hot-Dry ¦ PG&E ¦ Hot-Dry | Com Thermostats (Elec/Gas) - Hot-Dry | 0.091939 | 1 | 0.64316 | CSS - Itron 2012 | -110.3547 | 2012 | 0.7 | N/A
COM-HVAC-91.14 | Com ¦ Com Programmable Thermostat (Elec SC and Gas SH) - Hot-Dry ¦ PG&E ¦ Hot-Dry | Com ¦ Com Programmable Thermostat (Elec SC and Gas SH) - Hot-Dry | PG&E ¦ Hot-Dry | PG&E | All | Electric & Gas | Programmable thermostat which allows intermittent supply fan operation | Code | 0 | Conventional | HVAC | Com - Grocery | Com | RET and NEW | 0 | 1000 sqft2 of floor space | Cap-Ton | 11 | DEER:HVAC_Split-Package_AC | 800.2759 | 1.924 | 11.264 | 2020 Scaled Work Paper PGE3PHVC153 R3 | 33.2021 | 2020 | 0 | 11.4526 | 2020 | 0 | 0 | 2020 Scaled Work Paper PGE3PHVC153 R3 | Com Thermostats (Elec/Gas) - Hot-Dry ¦ PG&E ¦ Hot-Dry | Com Thermostats (Elec/Gas) - Hot-Dry | 0.051092 | 1 | 0.64316 | CSS - Itron 2012 | -41.2863 | 2012 | 0.7 | N/A
COM-HVAC-91.15 | Com ¦ Com Programmable Thermostat (Elec SC and Gas SH) - Hot-Dry ¦ PG&E ¦ Hot-Dry | Com ¦ Com Programmable Thermostat (Elec SC and Gas SH) - Hot-Dry | PG&E ¦ Hot-Dry | PG&E | All | Electric & Gas | Programmable thermostat which allows intermittent supply fan operation | Code | 0 | Conventional | HVAC | Com - Health | Com | RET and NEW | 0 | 1000 sqft2 of floor space | Cap-Ton | 11 | DEER:HVAC_Split-Package_AC | 1903.1362 | 2.3371 | 43.8297 | 2020 Scaled Work Paper PGE3PHVC153 R3 | 33.2021 | 2020 | 0 | 11.4526 | 2020 | 0 | 0 | 2020 Scaled Work Paper PGE3PHVC153 R3 | Com Thermostats (Elec/Gas) - Hot-Dry ¦ PG&E ¦ Hot-Dry | Com Thermostats (Elec/Gas) - Hot-Dry | 0.059125 | 1 | 0.64316 | CSS - Itron 2012 | -131.7062 | 2012 | 0.7 | N/A
COM-HVAC-91.16 | Com ¦ Com Programmable Thermostat (Elec SC and Gas SH) - Hot-Dry ¦ PG&E ¦ Hot-Dry | Com ¦ Com Programmable Thermostat (Elec SC and Gas SH) - Hot-Dry | PG&E ¦ Hot-Dry | PG&E | All | Electric & Gas | Programmable thermostat which allows intermittent supply fan operation | Code | 0 | Conventional | HVAC | Com - Lodging | Com | RET and NEW | 0 | 1000 sqft2 of floor space | Cap-Ton | 11 | DEER:HVAC_Split-Package_AC | 3248.5321 | 3.0827 | 48.3129 | 2020 Scaled Work Paper PGE3PHVC153 R3 | 33.2021 | 2020 | 0 | 11.4526 | 2020 | 0 | 0 | 2020 Scaled Work Paper PGE3PHVC153 R3 | Com Thermostats (Elec/Gas) - Hot-Dry ¦ PG&E ¦ Hot-Dry | Com Thermostats (Elec/Gas) - Hot-Dry | 0.012554 | 1 | 0.64316 | CSS - Itron 2012 | -546.5041 | 2012 | 0.7 | N/A
COM-HVAC-91.17 | Com ¦ Com Programmable Thermostat (Elec SC and Gas SH) - Hot-Dry ¦ PG&E ¦ Hot-Dry | Com ¦ Com Programmable Thermostat (Elec SC and Gas SH) - Hot-Dry | PG&E ¦ Hot-Dry | PG&E | All | Electric & Gas | Programmable thermostat which allows intermittent supply fan operation | Code | 0 | Conventional | HVAC | Com - Office (Large) | Com | RET and NEW | 0 | 1000 sqft2 of floor space | Cap-Ton | 11 | DEER:HVAC_Split-Package_AC | 3404.0263 | 2.447 | 49.4361 | 2020 Scaled Work Paper PGE3PHVC153 R3 | 33.2021 | 2020 | 0 | 11.4526 | 2020 | 0 | 0 | 2020 Scaled Work Paper PGE3PHVC153 R3 | Com Thermostats (Elec/Gas) - Hot-Dry ¦ PG&E ¦ Hot-Dry | Com Thermostats (Elec/Gas) - Hot-Dry | 0.0089511 | 1 | 0.64316 | CSS - Itron 2012 | -224.3619 | 2012 | 0.7 | N/A
COM-HVAC-91.18 | Com ¦ Com Programmable Thermostat (Elec SC and Gas SH) - Hot-Dry ¦ PG&E ¦ Hot-Dry | Com ¦ Com Programmable Thermostat (Elec SC and Gas SH) - Hot-Dry | PG&E ¦ Hot-Dry | PG&E | All | Electric & Gas | Programmable thermostat which allows intermittent supply fan operation | Code | 0 | Conventional | HVAC | Com - Office (Small) | Com | RET and NEW | 0 | 1000 sqft2 of floor space | Cap-Ton | 11 | DEER:HVAC_Split-Package_AC | 1384.6208 | 2.0562 | 34.8486 | 2020 Scaled Work Paper PGE3PHVC153 R3 | 33.2021 | 2020 | 0 | 11.4526 | 2020 | 0 | 0 | 2020 Scaled Work Paper PGE3PHVC153 R3 | Com Thermostats (Elec/Gas) - Hot-Dry ¦ PG&E ¦ Hot-Dry | Com Thermostats (Elec/Gas) - Hot-Dry | 0.13104 | 1 | 0.64316 | CSS - Itron 2012 | -70.151 | 2012 | 0.7 | N/A
COM-HVAC-91.19 | Com ¦ Com Programmable Thermostat (Elec SC and Gas SH) - Hot-Dry ¦ PG&E ¦ Hot-Dry | Com ¦ Com Programmable Thermostat (Elec SC and Gas SH) - Hot-Dry | PG&E ¦ Hot-Dry | PG&E | All | Electric & Gas | Programmable thermostat which allows intermittent supply fan operation | Code | 0 | Conventional | HVAC | Com - Other | Com | RET and NEW | 0 | 1000 sqft2 of floor space | Cap-Ton | 11 | DEER:HVAC_Split-Package_AC | 2083.4981 | 3.4223 | 68.4954 | 2020 Scaled Work Paper PGE3PHVC153 R3 | 33.2021 | 2020 | 0 | 11.4526 | 2020 | 0 | 0 | 2020 Scaled Work Paper PGE3PHVC153 R3 | Com Thermostats (Elec/Gas) - Hot-Dry ¦ PG&E ¦ Hot-Dry | Com Thermostats (Elec/Gas) - Hot-Dry | 0.049814 | 1 | 0.64316 | CSS - Itron 2012 | -293.3379 | 2012 | 0.7 | N/A
COM-HVAC-91.20 | Com ¦ Com Programmable Thermostat (Elec SC and Gas SH) - Hot-Dry ¦ PG&E ¦ Hot-Dry | Com ¦ Com Programmable Thermostat (Elec SC and Gas SH) - Hot-Dry | PG&E ¦ Hot-Dry | PG&E | All | Electric & Gas | Programmable thermostat which allows intermittent supply fan operation | Code | 0 | Conventional | HVAC | Com - Refrig. Warehouse | Com | RET and NEW | 0 | 1000 sqft2 of floor space | Cap-Ton | 11 | DEER:HVAC_Split-Package_AC | 800.2759 | 1.9353 | 11.264 | 2020 Scaled Work Paper PGE3PHVC153 R3 | 33.2021 | 2020 | 0 | 11.4526 | 2020 | 0 | 0 | 2020 Scaled Work Paper PGE3PHVC153 R3 | Com Thermostats (Elec/Gas) - Hot-Dry ¦ PG&E ¦ Hot-Dry | Com Thermostats (Elec/Gas) - Hot-Dry | 0.0053181 | 1 | 0.64316 | CSS - Itron 2012 | -25.4182 | 2012 | 0.7 | N/A
COM-HVAC-91.21 | Com ¦ Com Programmable Thermostat (Elec SC and Gas SH) - Hot-Dry ¦ PG&E ¦ Hot-Dry | Com ¦ Com Programmable Thermostat (Elec SC and Gas SH) - Hot-Dry | PG&E ¦ Hot-Dry | PG&E | All | Electric & Gas | Programmable thermostat which allows intermittent supply fan operation | Code | 0 | Conventional | HVAC | Com - Restaurant | Com | RET and NEW | 0 | 1000 sqft2 of floor space | Cap-Ton | 11 | DEER:HVAC_Split-Package_AC | 1533.0215 | 2.3576 | 5.101 | 2020 Scaled Work Paper PGE3PHVC153 R3 | 33.2021 | 2020 | 0 | 11.4526 | 2020 | 0 | 0 | 2020 Scaled Work Paper PGE3PHVC153 R3 | Com Thermostats (Elec/Gas) - Hot-Dry ¦ PG&E ¦ Hot-Dry | Com Thermostats (Elec/Gas) - Hot-Dry | 0.21015 | 1 | 0.64316 | CSS - Itron 2012 | -32.5552 | 2012 | 0.7 | N/A
COM-HVAC-91.22 | Com ¦ Com Programmable Thermostat (Elec SC and Gas SH) - Hot-Dry ¦ PG&E ¦ Hot-Dry | Com ¦ Com Programmable Thermostat (Elec SC and Gas SH) - Hot-Dry | PG&E ¦ Hot-Dry | PG&E | All | Electric & Gas | Programmable thermostat which allows intermittent supply fan operation | Code | 0 | Conventional | HVAC | Com - Retail | Com | RET and NEW | 0 | 1000 sqft2 of floor space | Cap-Ton | 11 | DEER:HVAC_Split-Package_AC | 861.4355 | 1.9443 | 5.4917 | 2020 Scaled Work Paper PGE3PHVC153 R3 | 33.2021 | 2020 | 0 | 11.4526 | 2020 | 0 | 0 | 2020 Scaled Work Paper PGE3PHVC153 R3 | Com Thermostats (Elec/Gas) - Hot-Dry ¦ PG&E ¦ Hot-Dry | Com Thermostats (Elec/Gas) - Hot-Dry | 0.023527 | 1 | 0.64316 | CSS - Itron 2012 | -907.2488 | 2012 | 0.7 | N/A
COM-HVAC-91.23 | Com ¦ Com Programmable Thermostat (Elec SC and Gas SH) - Hot-Dry ¦ PG&E ¦ Hot-Dry | Com ¦ Com Programmable Thermostat (Elec SC and Gas SH) - Hot-Dry | PG&E ¦ Hot-Dry | PG&E | All | Electric & Gas | Programmable thermostat which allows intermittent supply fan operation | Code | 0 | Conventional | HVAC | Com - School | Com | RET and NEW | 0 | 1000 sqft2 of floor space | Cap-Ton | 11 | DEER:HVAC_Split-Package_AC | 949.8464 | 2.5366 | 30.1243 | 2020 Scaled Work Paper PGE3PHVC153 R3 | 33.2021 | 2020 | 0 | 11.4526 | 2020 | 0 | 0 | 2020 Scaled Work Paper PGE3PHVC153 R3 | Com Thermostats (Elec/Gas) - Hot-Dry ¦ PG&E ¦ Hot-Dry | Com Thermostats (Elec/Gas) - Hot-Dry | 0.027558 | 1 | 0.64316 | CSS - Itron 2012 | -77.4018 | 2012 | 0.7 | N/A
COM-HVAC-91.24 | Com ¦ Com Programmable Thermostat (Elec SC and Gas SH) - Hot-Dry ¦ PG&E ¦ Hot-Dry | Com ¦ Com Programmable Thermostat (Elec SC and Gas SH) - Hot-Dry | PG&E ¦ Hot-Dry | PG&E | All | Electric & Gas | Programmable thermostat which allows intermittent supply fan operation | Code | 0 | Conventional | HVAC | Com - Warehouse | Com | RET and NEW | 0 | 1000 sqft2 of floor space | Cap-Ton | 11 | DEER:HVAC_Split-Package_AC | 855.5956 | 1.4054 | 5.4651 | 2020 Scaled Work Paper PGE3PHVC153 R3 | 33.2021 | 2020 | 0 | 11.4526 | 2020 | 0 | 0 | 2020 Scaled Work Paper PGE3PHVC153 R3 | Com Thermostats (Elec/Gas) - Hot-Dry ¦ PG&E ¦ Hot-Dry | Com Thermostats (Elec/Gas) - Hot-Dry | 0.017052 | 1 | 0.64316 | CSS - Itron 2012 | -105.4724 | 2012 | 0.7 | N/A
COM-HVAC-91.25 | Com ¦ Com Programmable Thermostat (Elec SC and Gas SH) - Cold ¦ PG&E ¦ Cold | Com ¦ Com Programmable Thermostat (Elec SC and Gas SH) - Cold | PG&E ¦ Cold | PG&E | All | Electric & Gas | Programmable thermostat which allows intermittent supply fan operation | Code | 0 | Conventional | HVAC | Com - College | Com | RET and NEW | 0 | 1000 sqft2 of floor space | Cap-Ton | 11 | DEER:HVAC_Split-Package_AC | 2154.4981 | 2.3373 | 133.8407 | 2020 Scaled Work Paper PGE3PHVC153 R3 | 33.2021 | 2020 | 0 | 11.4526 | 2020 | 0 | 0 | 2020 Scaled Work Paper PGE3PHVC153 R3 | Com Thermostats (Elec/Gas) - Cold ¦ PG&E ¦ Cold | Com Thermostats (Elec/Gas) - Cold | 0.091939 | 1 | 0.64316 | CSS - Itron 2012 | -150.4864 | 2012 | 0.7 | N/A
COM-HVAC-91.26 | Com ¦ Com Programmable Thermostat (Elec SC and Gas SH) - Cold ¦ PG&E ¦ Cold | Com ¦ Com Programmable Thermostat (Elec SC and Gas SH) - Cold | PG&E ¦ Cold | PG&E | All | Electric & Gas | Programmable thermostat which allows intermittent supply fan operation | Code | 0 | Conventional | HVAC | Com - Grocery | Com | RET and NEW | 0 | 1000 sqft2 of floor space | Cap-Ton | 11 | DEER:HVAC_Split-Package_AC | 821.2759 | 1.9745 | 16.8961 | 2020 Scaled Work Paper PGE3PHVC153 R3 | 33.2021 | 2020 | 0 | 11.4526 | 2020 | 0 | 0 | 2020 Scaled Work Paper PGE3PHVC153 R3 | Com Thermostats (Elec/Gas) - Cold ¦ PG&E ¦ Cold | Com Thermostats (Elec/Gas) - Cold | 0.051092 | 1 | 0.64316 | CSS - Itron 2012 | -53.5939 | 2012 | 0.7 | N/A
COM-HVAC-91.27 | Com ¦ Com Programmable Thermostat (Elec SC and Gas SH) - Cold ¦ PG&E ¦ Cold | Com ¦ Com Programmable Thermostat (Elec SC and Gas SH) - Cold | PG&E ¦ Cold | PG&E | All | Electric & Gas | Programmable thermostat which allows intermittent supply fan operation | Code | 0 | Conventional | HVAC | Com - Health | Com | RET and NEW | 0 | 1000 sqft2 of floor space | Cap-Ton | 11 | DEER:HVAC_Split-Package_AC | 1908.1362 | 2.3432 | 71.3699 | 2020 Scaled Work Paper PGE3PHVC153 R3 | 33.2021 | 2020 | 0 | 11.4526 | 2020 | 0 | 0 | 2020 Scaled Work Paper PGE3PHVC153 R3 | Com Thermostats (Elec/Gas) - Cold ¦ PG&E ¦ Cold | Com Thermostats (Elec/Gas) - Cold | 0.059125 | 1 | 0.64316 | CSS - Itron 2012 | -196.8133 | 2012 | 0.7 | N/A
COM-HVAC-91.28 | Com ¦ Com Programmable Thermostat (Elec SC and Gas SH) - Cold ¦ PG&E ¦ Cold | Com ¦ Com Programmable Thermostat (Elec SC and Gas SH) - Cold | PG&E ¦ Cold | PG&E | All | Electric & Gas | Programmable thermostat which allows intermittent supply fan operation | Code | 0 | Conventional | HVAC | Com - Lodging | Com | RET and NEW | 0 | 1000 sqft2 of floor space | Cap-Ton | 11 | DEER:HVAC_Split-Package_AC | 3319.5321 | 3.1504 | 90.7688 | 2020 Scaled Work Paper PGE3PHVC153 R3 | 33.2021 | 2020 | 0 | 11.4526 | 2020 | 0 | 0 | 2020 Scaled Work Paper PGE3PHVC153 R3 | Com Thermostats (Elec/Gas) - Cold ¦ PG&E ¦ Cold | Com Thermostats (Elec/Gas) - Cold | 0.012554 | 1 | 0.64316 | CSS - Itron 2012 | -873.7541 | 2012 | 0.7 | N/A
COM-HVAC-91.29 | Com ¦ Com Programmable Thermostat (Elec SC and Gas SH) - Cold ¦ PG&E ¦ Cold | Com ¦ Com Programmable Thermostat (Elec SC and Gas SH) - Cold | PG&E ¦ Cold | PG&E | All | Electric & Gas | Programmable thermostat which allows intermittent supply fan operation | Code | 0 | Conventional | HVAC | Com - Office (Large) | Com | RET and NEW | 0 | 1000 sqft2 of floor space | Cap-Ton | 11 | DEER:HVAC_Split-Package_AC | 3475.0263 | 2.498 | 93.166 | 2020 Scaled Work Paper PGE3PHVC153 R3 | 33.2021 | 2020 | 0 | 11.4526 | 2020 | 0 | 0 | 2020 Scaled Work Paper PGE3PHVC153 R3 | Com Thermostats (Elec/Gas) - Cold ¦ PG&E ¦ Cold | Com Thermostats (Elec/Gas) - Cold | 0.0089511 | 1 | 0.64316 | CSS - Itron 2012 | -376.7865 | 2012 | 0.7 | N/A
COM-HVAC-91.30 | Com ¦ Com Programmable Thermostat (Elec SC and Gas SH) - Cold ¦ PG&E ¦ Cold | Com ¦ Com Programmable Thermostat (Elec SC and Gas SH) - Cold | PG&E ¦ Cold | PG&E | All | Electric & Gas | Programmable thermostat which allows intermittent supply fan operation | Code | 0 | Conventional | HVAC | Com - Office (Small) | Com | RET and NEW | 0 | 1000 sqft2 of floor space | Cap-Ton | 11 | DEER:HVAC_Split-Package_AC | 1455.6208 | 2.1617 | 62.0346 | 2020 Scaled Work Paper PGE3PHVC153 R3 | 33.2021 | 2020 | 0 | 11.4526 | 2020 | 0 | 0 | 2020 Scaled Work Paper PGE3PHVC153 R3 | Com Thermostats (Elec/Gas) - Cold ¦ PG&E ¦ Cold | Com Thermostats (Elec/Gas) - Cold | 0.13104 | 1 | 0.64316 | CSS - Itron 2012 | -98.6118 | 2012 | 0.7 | N/A
COM-HVAC-91.31 | Com ¦ Com Programmable Thermostat (Elec SC and Gas SH) - Cold ¦ PG&E ¦ Cold | Com ¦ Com Programmable Thermostat (Elec SC and Gas SH) - Cold | PG&E ¦ Cold | PG&E | All | Electric & Gas | Programmable thermostat which allows intermittent supply fan operation | Code | 0 | Conventional | HVAC | Com - Other | Com | RET and NEW | 0 | 1000 sqft2 of floor space | Cap-Ton | 11 | DEER:HVAC_Split-Package_AC | 2154.4981 | 3.5389 | 133.8407 | 2020 Scaled Work Paper PGE3PHVC153 R3 | 33.2021 | 2020 | 0 | 11.4526 | 2020 | 0 | 0 | 2020 Scaled Work Paper PGE3PHVC153 R3 | Com Thermostats (Elec/Gas) - Cold ¦ PG&E ¦ Cold | Com Thermostats (Elec/Gas) - Cold | 0.049814 | 1 | 0.64316 | CSS - Itron 2012 | -460.8049 | 2012 | 0.7 | N/A
COM-HVAC-91.32 | Com ¦ Com Programmable Thermostat (Elec SC and Gas SH) - Cold ¦ PG&E ¦ Cold | Com ¦ Com Programmable Thermostat (Elec SC and Gas SH) - Cold | PG&E ¦ Cold | PG&E | All | Electric & Gas | Programmable thermostat which allows intermittent supply fan operation | Code | 0 | Conventional | HVAC | Com - Refrig. Warehouse | Com | RET and NEW | 0 | 1000 sqft2 of floor space | Cap-Ton | 11 | DEER:HVAC_Split-Package_AC | 821.2759 | 1.9861 | 16.8961 | 2020 Scaled Work Paper PGE3PHVC153 R3 | 33.2021 | 2020 | 0 | 11.4526 | 2020 | 0 | 0 | 2020 Scaled Work Paper PGE3PHVC153 R3 | Com Thermostats (Elec/Gas) - Cold ¦ PG&E ¦ Cold | Com Thermostats (Elec/Gas) - Cold | 0.0053181 | 1 | 0.64316 | CSS - Itron 2012 | -29.9923 | 2012 | 0.7 | N/A
COM-HVAC-91.33 | Com ¦ Com Programmable Thermostat (Elec SC and Gas SH) - Cold ¦ PG&E ¦ Cold | Com ¦ Com Programmable Thermostat (Elec SC and Gas SH) - Cold | PG&E ¦ Cold | PG&E | All | Electric & Gas | Programmable thermostat which allows intermittent supply fan operation | Code | 0 | Conventional | HVAC | Com - Restaurant | Com | RET and NEW | 0 | 1000 sqft2 of floor space | Cap-Ton | 11 | DEER:HVAC_Split-Package_AC | 1527.0215 | 2.3484 | 7.6516 | 2020 Scaled Work Paper PGE3PHVC153 R3 | 33.2021 | 2020 | 0 | 11.4526 | 2020 | 0 | 0 | 2020 Scaled Work Paper PGE3PHVC153 R3 | Com Thermostats (Elec/Gas) - Cold ¦ PG&E ¦ Cold | Com Thermostats (Elec/Gas) - Cold | 0.21015 | 1 | 0.64316 | CSS - Itron 2012 | -33.0863 | 2012 | 0.7 | N/A
COM-HVAC-91.34 | Com ¦ Com Programmable Thermostat (Elec SC and Gas SH) - Cold ¦ PG&E ¦ Cold | Com ¦ Com Programmable Thermostat (Elec SC and Gas SH) - Cold | PG&E ¦ Cold | PG&E | All | Electric & Gas | Programmable thermostat which allows intermittent supply fan operation | Code | 0 | Conventional | HVAC | Com - Retail | Com | RET and NEW | 0 | 1000 sqft2 of floor space | Cap-Ton | 11 | DEER:HVAC_Split-Package_AC | 866.4355 | 1.9556 | 8.2375 | 2020 Scaled Work Paper PGE3PHVC153 R3 | 33.2021 | 2020 | 0 | 11.4526 | 2020 | 0 | 0 | 2020 Scaled Work Paper PGE3PHVC153 R3 | Com Thermostats (Elec/Gas) - Cold ¦ PG&E ¦ Cold | Com Thermostats (Elec/Gas) - Cold | 0.023527 | 1 | 0.64316 | CSS - Itron 2012 | -1319.8727 | 2012 | 0.7 | N/A
COM-HVAC-91.35 | Com ¦ Com Programmable Thermostat (Elec SC and Gas SH) - Cold ¦ PG&E ¦ Cold | Com ¦ Com Programmable Thermostat (Elec SC and Gas SH) - Cold | PG&E ¦ Cold | PG&E | All | Electric & Gas | Programmable thermostat which allows intermittent supply fan operation | Code | 0 | Conventional | HVAC | Com - School | Com | RET and NEW | 0 | 1000 sqft2 of floor space | Cap-Ton | 11 | DEER:HVAC_Split-Package_AC | 975.1174 | 2.6045 | 43.3426 | 2020 Scaled Work Paper PGE3PHVC153 R3 | 33.2021 | 2020 | 0 | 11.4526 | 2020 | 0 | 0 | 2020 Scaled Work Paper PGE3PHVC153 R3 | Com Thermostats (Elec/Gas) - Cold ¦ PG&E ¦ Cold | Com Thermostats (Elec/Gas) - Cold | 0.027558 | 1 | 0.64316 | CSS - Itron 2012 | -89.859 | 2012 | 0.7 | N/A
COM-HVAC-91.36 | Com ¦ Com Programmable Thermostat (Elec SC and Gas SH) - Cold ¦ PG&E ¦ Cold | Com ¦ Com Programmable Thermostat (Elec SC and Gas SH) - Cold | PG&E ¦ Cold | PG&E | All | Electric & Gas | Programmable thermostat which allows intermittent supply fan operation | Code | 0 | Conventional | HVAC | Com - Warehouse | Com | RET and NEW | 0 | 1000 sqft2 of floor space | Cap-Ton | 11 | DEER:HVAC_Split-Package_AC | 860.5956 | 1.4136 | 8.1977 | 2020 Scaled Work Paper PGE3PHVC153 R3 | 33.2021 | 2020 | 0 | 11.4526 | 2020 | 0 | 0 | 2020 Scaled Work Paper PGE3PHVC153 R3 | Com Thermostats (Elec/Gas) - Cold ¦ PG&E ¦ Cold | Com Thermostats (Elec/Gas) - Cold | 0.017052 | 1 | 0.64316 | CSS - Itron 2012 | -126.7696 | 2012 | 0.7 | N/A
COM-HVAC-92.1 | Com ¦ Com Smart Thermostat (Elec SC and Gas SH) - Marine ¦ PG&E ¦ Marine | Com ¦ Com Smart Thermostat (Elec SC and Gas SH) - Marine | PG&E ¦ Marine | PG&E | All | Electric & Gas | Smart thermostat with ability to integrate to EMS | Efficient | 0 | Conventional | HVAC | Com - College | Com | RET and NEW | 0 | 1000 sqft2 of floor space | Cap-Ton | 11 | DEER:HVAC_Split-Package_AC | 2105.6732 | 2.2844 | 65.0706 | 2020 Scaled Work Paper PGE3PHVC153 R3 | 116.9911 | 2020 | 0 | 11.4526 | 2020 | 0 | 0 | 2020 Scaled Work Paper PGE3PHVC153 R3 | Com Thermostats (Elec/Gas) - Marine ¦ PG&E ¦ Marine | Com Thermostats (Elec/Gas) - Marine | 0.091939 | 1 | 0 | CSS - Itron 2012 | -109.1316 | 2032 | 0.7 | N/A
COM-HVAC-92.2 | Com ¦ Com Smart Thermostat (Elec SC and Gas SH) - Marine ¦ PG&E ¦ Marine | Com ¦ Com Smart Thermostat (Elec SC and Gas SH) - Marine | PG&E ¦ Marine | PG&E | All | Electric & Gas | Smart thermostat with ability to integrate to EMS | Efficient | 0 | Conventional | HVAC | Com - Grocery | Com | RET and NEW | 0 | 1000 sqft2 of floor space | Cap-Ton | 11 | DEER:HVAC_Split-Package_AC | 854.3121 | 2.054 | 10.7008 | 2020 Scaled Work Paper PGE3PHVC153 R3 | 116.9911 | 2020 | 0 | 11.4526 | 2020 | 0 | 0 | 2020 Scaled Work Paper PGE3PHVC153 R3 | Com Thermostats (Elec/Gas) - Marine ¦ PG&E ¦ Marine | Com Thermostats (Elec/Gas) - Marine | 0.051092 | 1 | 0 | CSS - Itron 2012 | -41.2897 | 2032 | 0.7 | N/A
COM-HVAC-92.3 | Com ¦ Com Smart Thermostat (Elec SC and Gas SH) - Marine ¦ PG&E ¦ Marine | Com ¦ Com Smart Thermostat (Elec SC and Gas SH) - Marine | PG&E ¦ Marine | PG&E | All | Electric & Gas | Smart thermostat with ability to integrate to EMS | Efficient | 0 | Conventional | HVAC | Com - Health | Com | RET and NEW | 0 | 1000 sqft2 of floor space | Cap-Ton | 11 | DEER:HVAC_Split-Package_AC | 1886.8294 | 2.3171 | 41.6382 | 2020 Scaled Work Paper PGE3PHVC153 R3 | 116.9911 | 2020 | 0 | 11.4526 | 2020 | 0 | 0 | 2020 Scaled Work Paper PGE3PHVC153 R3 | Com Thermostats (Elec/Gas) - Marine ¦ PG&E ¦ Marine | Com Thermostats (Elec/Gas) - Marine | 0.059125 | 1 | 0 | CSS - Itron 2012 | -126.2895 | 2032 | 0.7 | N/A
COM-HVAC-92.4 | Com ¦ Com Smart Thermostat (Elec SC and Gas SH) - Marine ¦ PG&E ¦ Marine | Com ¦ Com Smart Thermostat (Elec SC and Gas SH) - Marine | PG&E ¦ Marine | PG&E | All | Electric & Gas | Smart thermostat with ability to integrate to EMS | Efficient | 0 | Conventional | HVAC | Com - Lodging | Com | RET and NEW | 0 | 1000 sqft2 of floor space | Cap-Ton | 11 | DEER:HVAC_Split-Package_AC | 3212.4555 | 3.0491 | 45.8973 | 2020 Scaled Work Paper PGE3PHVC153 R3 | 116.9911 | 2020 | 0 | 11.4526 | 2020 | 0 | 0 | 2020 Scaled Work Paper PGE3PHVC153 R3 | Com Thermostats (Elec/Gas) - Marine ¦ PG&E ¦ Marine | Com Thermostats (Elec/Gas) - Marine | 0.012554 | 1 | 0 | CSS - Itron 2012 | -526.1234 | 2032 | 0.7 | N/A
COM-HVAC-92.5 | Com ¦ Com Smart Thermostat (Elec SC and Gas SH) - Marine ¦ PG&E ¦ Marine | Com ¦ Com Smart Thermostat (Elec SC and Gas SH) - Marine | PG&E ¦ Marine | PG&E | All | Electric & Gas | Smart thermostat with ability to integrate to EMS | Efficient | 0 | Conventional | HVAC | Com - Office (Large) | Com | RET and NEW | 0 | 1000 sqft2 of floor space | Cap-Ton | 11 | DEER:HVAC_Split-Package_AC | 3360.175 | 2.4155 | 46.9643 | 2020 Scaled Work Paper PGE3PHVC153 R3 | 116.9911 | 2020 | 0 | 11.4526 | 2020 | 0 | 0 | 2020 Scaled Work Paper PGE3PHVC153 R3 | Com Thermostats (Elec/Gas) - Marine ¦ PG&E ¦ Marine | Com Thermostats (Elec/Gas) - Marine | 0.0089511 | 1 | 0 | CSS - Itron 2012 | -215.1224 | 2032 | 0.7 | N/A
COM-HVAC-92.6 | Com ¦ Com Smart Thermostat (Elec SC and Gas SH) - Marine ¦ PG&E ¦ Marine | Com ¦ Com Smart Thermostat (Elec SC and Gas SH) - Marine | PG&E ¦ Marine | PG&E | All | Electric & Gas | Smart thermostat with ability to integrate to EMS | Efficient | 0 | Conventional | HVAC | Com - Office (Small) | Com | RET and NEW | 0 | 1000 sqft2 of floor space | Cap-Ton | 11 | DEER:HVAC_Split-Package_AC | 1441.7398 | 2.1411 | 33.1062 | 2020 Scaled Work Paper PGE3PHVC153 R3 | 116.9911 | 2020 | 0 | 11.4526 | 2020 | 0 | 0 | 2020 Scaled Work Paper PGE3PHVC153 R3 | Com Thermostats (Elec/Gas) - Marine ¦ PG&E ¦ Marine | Com Thermostats (Elec/Gas) - Marine | 0.13104 | 1 | 0 | CSS - Itron 2012 | -69.9319 | 2032 | 0.7 | N/A
COM-HVAC-92.7 | Com ¦ Com Smart Thermostat (Elec SC and Gas SH) - Marine ¦ PG&E ¦ Marine | Com ¦ Com Smart Thermostat (Elec SC and Gas SH) - Marine | PG&E ¦ Marine | PG&E | All | Electric & Gas | Smart thermostat with ability to integrate to EMS | Efficient | 0 | Conventional | HVAC | Com - Other | Com | RET and NEW | 0 | 1000 sqft2 of floor space | Cap-Ton | 11 | DEER:HVAC_Split-Package_AC | 2105.6732 | 3.4587 | 65.0706 | 2020 Scaled Work Paper PGE3PHVC153 R3 | 116.9911 | 2020 | 0 | 11.4526 | 2020 | 0 | 0 | 2020 Scaled Work Paper PGE3PHVC153 R3 | Com Thermostats (Elec/Gas) - Marine ¦ PG&E ¦ Marine | Com Thermostats (Elec/Gas) - Marine | 0.049814 | 1 | 0 | CSS - Itron 2012 | -286.0793 | 2032 | 0.7 | N/A
COM-HVAC-92.8 | Com ¦ Com Smart Thermostat (Elec SC and Gas SH) - Marine ¦ PG&E ¦ Marine | Com ¦ Com Smart Thermostat (Elec SC and Gas SH) - Marine | PG&E ¦ Marine | PG&E | All | Electric & Gas | Smart thermostat with ability to integrate to EMS | Efficient | 0 | Conventional | HVAC | Com - Refrig. Warehouse | Com | RET and NEW | 0 | 1000 sqft2 of floor space | Cap-Ton | 11 | DEER:HVAC_Split-Package_AC | 854.3121 | 2.066 | 10.7008 | 2020 Scaled Work Paper PGE3PHVC153 R3 | 116.9911 | 2020 | 0 | 11.4526 | 2020 | 0 | 0 | 2020 Scaled Work Paper PGE3PHVC153 R3 | Com Thermostats (Elec/Gas) - Marine ¦ PG&E ¦ Marine | Com Thermostats (Elec/Gas) - Marine | 0.0053181 | 1 | 0 | CSS - Itron 2012 | -26.1652 | 2032 | 0.7 | N/A
COM-HVAC-92.9 | Com ¦ Com Smart Thermostat (Elec SC and Gas SH) - Marine ¦ PG&E ¦ Marine | Com ¦ Com Smart Thermostat (Elec SC and Gas SH) - Marine | PG&E ¦ Marine | PG&E | All | Electric & Gas | Smart thermostat with ability to integrate to EMS | Efficient | 0 | Conventional | HVAC | Com - Restaurant | Com | RET and NEW | 0 | 1000 sqft2 of floor space | Cap-Ton | 11 | DEER:HVAC_Split-Package_AC | 1517.1704 | 2.3334 | 4.846 | 2020 Scaled Work Paper PGE3PHVC153 R3 | 116.9911 | 2020 | 0 | 11.4526 | 2020 | 0 | 0 | 2020 Scaled Work Paper PGE3PHVC153 R3 | Com Thermostats (Elec/Gas) - Marine ¦ PG&E ¦ Marine | Com Thermostats (Elec/Gas) - Marine | 0.21015 | 1 | 0 | CSS - Itron 2012 | -32.1668 | 2032 | 0.7 | N/A
COM-HVAC-92.10 | Com ¦ Com Smart Thermostat (Elec SC and Gas SH) - Marine ¦ PG&E ¦ Marine | Com ¦ Com Smart Thermostat (Elec SC and Gas SH) - Marine | PG&E ¦ Marine | PG&E | All | Electric & Gas | Smart thermostat with ability to integrate to EMS | Efficient | 0 | Conventional | HVAC | Com - Retail | Com | RET and NEW | 0 | 1000 sqft2 of floor space | Cap-Ton | 11 | DEER:HVAC_Split-Package_AC | 897.2138 | 2.0253 | 5.2171 | 2020 Scaled Work Paper PGE3PHVC153 R3 | 116.9911 | 2020 | 0 | 11.4526 | 2020 | 0 | 0 | 2020 Scaled Work Paper PGE3PHVC153 R3 | Com Thermostats (Elec/Gas) - Marine ¦ PG&E ¦ Marine | Com Thermostats (Elec/Gas) - Marine | 0.023527 | 1 | 0 | CSS - Itron 2012 | -869.4803 | 2032 | 0.7 | N/A
COM-HVAC-92.11 | Com ¦ Com Smart Thermostat (Elec SC and Gas SH) - Marine ¦ PG&E ¦ Marine | Com ¦ Com Smart Thermostat (Elec SC and Gas SH) - Marine | PG&E ¦ Marine | PG&E | All | Electric & Gas | Smart thermostat with ability to integrate to EMS | Efficient | 0 | Conventional | HVAC | Com - School | Com | RET and NEW | 0 | 1000 sqft2 of floor space | Cap-Ton | 11 | DEER:HVAC_Split-Package_AC | 999.2437 | 2.6665 | 28.6181 | 2020 Scaled Work Paper PGE3PHVC153 R3 | 116.9911 | 2020 | 0 | 11.4526 | 2020 | 0 | 0 | 2020 Scaled Work Paper PGE3PHVC153 R3 | Com Thermostats (Elec/Gas) - Marine ¦ PG&E ¦ Marine | Com Thermostats (Elec/Gas) - Marine | 0.027558 | 1 | 0 | CSS - Itron 2012 | -78.8539 | 2032 | 0.7 | N/A
COM-HVAC-92.12 | Com ¦ Com Smart Thermostat (Elec SC and Gas SH) - Marine ¦ PG&E ¦ Marine | Com ¦ Com Smart Thermostat (Elec SC and Gas SH) - Marine | PG&E ¦ Marine | PG&E | All | Electric & Gas | Smart thermostat with ability to integrate to EMS | Efficient | 0 | Conventional | HVAC | Com - Warehouse | Com | RET and NEW | 0 | 1000 sqft2 of floor space | Cap-Ton | 11 | DEER:HVAC_Split-Package_AC | 891.6658 | 1.4646 | 5.1919 | 2020 Scaled Work Paper PGE3PHVC153 R3 | 116.9911 | 2020 | 0 | 11.4526 | 2020 | 0 | 0 | 2020 Scaled Work Paper PGE3PHVC153 R3 | Com Thermostats (Elec/Gas) - Marine ¦ PG&E ¦ Marine | Com Thermostats (Elec/Gas) - Marine | 0.017052 | 1 | 0 | CSS - Itron 2012 | -106.062 | 2032 | 0.7 | N/A
COM-HVAC-92.13 | Com ¦ Com Smart Thermostat (Elec SC and Gas SH) - Hot-Dry ¦ PG&E ¦ Hot-Dry | Com ¦ Com Smart Thermostat (Elec SC and Gas SH) - Hot-Dry | PG&E ¦ Hot-Dry | PG&E | All | Electric & Gas | Smart thermostat with ability to integrate to EMS | Efficient | 0 | Conventional | HVAC | Com - College | Com | RET and NEW | 0 | 1000 sqft2 of floor space | Cap-Ton | 11 | DEER:HVAC_Split-Package_AC | 1979.3232 | 2.1473 | 65.0706 | 2020 Scaled Work Paper PGE3PHVC153 R3 | 116.9911 | 2020 | 0 | 11.4526 | 2020 | 0 | 0 | 2020 Scaled Work Paper PGE3PHVC153 R3 | Com Thermostats (Elec/Gas) - Hot-Dry ¦ PG&E ¦ Hot-Dry | Com Thermostats (Elec/Gas) - Hot-Dry | 0.091939 | 1 | 0 | CSS - Itron 2012 | -104.837 | 2032 | 0.7 | N/A
COM-HVAC-92.14 | Com ¦ Com Smart Thermostat (Elec SC and Gas SH) - Hot-Dry ¦ PG&E ¦ Hot-Dry | Com ¦ Com Smart Thermostat (Elec SC and Gas SH) - Hot-Dry | PG&E ¦ Hot-Dry | PG&E | All | Electric & Gas | Smart thermostat with ability to integrate to EMS | Efficient | 0 | Conventional | HVAC | Com - Grocery | Com | RET and NEW | 0 | 1000 sqft2 of floor space | Cap-Ton | 11 | DEER:HVAC_Split-Package_AC | 760.2621 | 1.8278 | 10.7008 | 2020 Scaled Work Paper PGE3PHVC153 R3 | 116.9911 | 2020 | 0 | 11.4526 | 2020 | 0 | 0 | 2020 Scaled Work Paper PGE3PHVC153 R3 | Com Thermostats (Elec/Gas) - Hot-Dry ¦ PG&E ¦ Hot-Dry | Com Thermostats (Elec/Gas) - Hot-Dry | 0.051092 | 1 | 0 | CSS - Itron 2012 | -39.222 | 2032 | 0.7 | N/A
COM-HVAC-92.15 | Com ¦ Com Smart Thermostat (Elec SC and Gas SH) - Hot-Dry ¦ PG&E ¦ Hot-Dry | Com ¦ Com Smart Thermostat (Elec SC and Gas SH) - Hot-Dry | PG&E ¦ Hot-Dry | PG&E | All | Electric & Gas | Smart thermostat with ability to integrate to EMS | Efficient | 0 | Conventional | HVAC | Com - Health | Com | RET and NEW | 0 | 1000 sqft2 of floor space | Cap-Ton | 11 | DEER:HVAC_Split-Package_AC | 1807.9794 | 2.2202 | 41.6382 | 2020 Scaled Work Paper PGE3PHVC153 R3 | 116.9911 | 2020 | 0 | 11.4526 | 2020 | 0 | 0 | 2020 Scaled Work Paper PGE3PHVC153 R3 | Com Thermostats (Elec/Gas) - Hot-Dry ¦ PG&E ¦ Hot-Dry | Com Thermostats (Elec/Gas) - Hot-Dry | 0.059125 | 1 | 0 | CSS - Itron 2012 | -125.1209 | 2032 | 0.7 | N/A
COM-HVAC-92.16 | Com ¦ Com Smart Thermostat (Elec SC and Gas SH) - Hot-Dry ¦ PG&E ¦ Hot-Dry | Com ¦ Com Smart Thermostat (Elec SC and Gas SH) - Hot-Dry | PG&E ¦ Hot-Dry | PG&E | All | Electric & Gas | Smart thermostat with ability to integrate to EMS | Efficient | 0 | Conventional | HVAC | Com - Lodging | Com | RET and NEW | 0 | 1000 sqft2 of floor space | Cap-Ton | 11 | DEER:HVAC_Split-Package_AC | 3086.1055 | 2.9286 | 45.8973 | 2020 Scaled Work Paper PGE3PHVC153 R3 | 116.9911 | 2020 | 0 | 11.4526 | 2020 | 0 | 0 | 2020 Scaled Work Paper PGE3PHVC153 R3 | Com Thermostats (Elec/Gas) - Hot-Dry ¦ PG&E ¦ Hot-Dry | Com Thermostats (Elec/Gas) - Hot-Dry | 0.012554 | 1 | 0 | CSS - Itron 2012 | -519.1789 | 2032 | 0.7 | N/A
COM-HVAC-92.17 | Com ¦ Com Smart Thermostat (Elec SC and Gas SH) - Hot-Dry ¦ PG&E ¦ Hot-Dry | Com ¦ Com Smart Thermostat (Elec SC and Gas SH) - Hot-Dry | PG&E ¦ Hot-Dry | PG&E | All | Electric & Gas | Smart thermostat with ability to integrate to EMS | Efficient | 0 | Conventional | HVAC | Com - Office (Large) | Com | RET and NEW | 0 | 1000 sqft2 of floor space | Cap-Ton | 11 | DEER:HVAC_Split-Package_AC | 3233.825 | 2.3246 | 46.9643 | 2020 Scaled Work Paper PGE3PHVC153 R3 | 116.9911 | 2020 | 0 | 11.4526 | 2020 | 0 | 0 | 2020 Scaled Work Paper PGE3PHVC153 R3 | Com Thermostats (Elec/Gas) - Hot-Dry ¦ PG&E ¦ Hot-Dry | Com Thermostats (Elec/Gas) - Hot-Dry | 0.0089511 | 1 | 0 | CSS - Itron 2012 | -213.1438 | 2032 | 0.7 | N/A
COM-HVAC-92.18 | Com ¦ Com Smart Thermostat (Elec SC and Gas SH) - Hot-Dry ¦ PG&E ¦ Hot-Dry | Com ¦ Com Smart Thermostat (Elec SC and Gas SH) - Hot-Dry | PG&E ¦ Hot-Dry | PG&E | All | Electric & Gas | Smart thermostat with ability to integrate to EMS | Efficient | 0 | Conventional | HVAC | Com - Office (Small) | Com | RET and NEW | 0 | 1000 sqft2 of floor space | Cap-Ton | 11 | DEER:HVAC_Split-Package_AC | 1315.3898 | 1.9534 | 33.1062 | 2020 Scaled Work Paper PGE3PHVC153 R3 | 116.9911 | 2020 | 0 | 11.4526 | 2020 | 0 | 0 | 2020 Scaled Work Paper PGE3PHVC153 R3 | Com Thermostats (Elec/Gas) - Hot-Dry ¦ PG&E ¦ Hot-Dry | Com Thermostats (Elec/Gas) - Hot-Dry | 0.13104 | 1 | 0 | CSS - Itron 2012 | -66.6435 | 2032 | 0.7 | N/A
COM-HVAC-92.19 | Com ¦ Com Smart Thermostat (Elec SC and Gas SH) - Hot-Dry ¦ PG&E ¦ Hot-Dry | Com ¦ Com Smart Thermostat (Elec SC and Gas SH) - Hot-Dry | PG&E ¦ Hot-Dry | PG&E | All | Electric & Gas | Smart thermostat with ability to integrate to EMS | Efficient | 0 | Conventional | HVAC | Com - Other | Com | RET and NEW | 0 | 1000 sqft2 of floor space | Cap-Ton | 11 | DEER:HVAC_Split-Package_AC | 1979.3232 | 3.2512 | 65.0706 | 2020 Scaled Work Paper PGE3PHVC153 R3 | 116.9911 | 2020 | 0 | 11.4526 | 2020 | 0 | 0 | 2020 Scaled Work Paper PGE3PHVC153 R3 | Com Thermostats (Elec/Gas) - Hot-Dry ¦ PG&E ¦ Hot-Dry | Com Thermostats (Elec/Gas) - Hot-Dry | 0.049814 | 1 | 0 | CSS - Itron 2012 | -278.671 | 2032 | 0.7 | N/A
COM-HVAC-92.20 | Com ¦ Com Smart Thermostat (Elec SC and Gas SH) - Hot-Dry ¦ PG&E ¦ Hot-Dry | Com ¦ Com Smart Thermostat (Elec SC and Gas SH) - Hot-Dry | PG&E ¦ Hot-Dry | PG&E | All | Electric & Gas | Smart thermostat with ability to integrate to EMS | Efficient | 0 | Conventional | HVAC | Com - Refrig. Warehouse | Com | RET and NEW | 0 | 1000 sqft2 of floor space | Cap-Ton | 11 | DEER:HVAC_Split-Package_AC | 760.2621 | 1.8386 | 10.7008 | 2020 Scaled Work Paper PGE3PHVC153 R3 | 116.9911 | 2020 | 0 | 11.4526 | 2020 | 0 | 0 | 2020 Scaled Work Paper PGE3PHVC153 R3 | Com Thermostats (Elec/Gas) - Hot-Dry ¦ PG&E ¦ Hot-Dry | Com Thermostats (Elec/Gas) - Hot-Dry | 0.0053181 | 1 | 0 | CSS - Itron 2012 | -24.1473 | 2032 | 0.7 | N/A
COM-HVAC-92.21 | Com ¦ Com Smart Thermostat (Elec SC and Gas SH) - Hot-Dry ¦ PG&E ¦ Hot-Dry | Com ¦ Com Smart Thermostat (Elec SC and Gas SH) - Hot-Dry | PG&E ¦ Hot-Dry | PG&E | All | Electric & Gas | Smart thermostat with ability to integrate to EMS | Efficient | 0 | Conventional | HVAC | Com - Restaurant | Com | RET and NEW | 0 | 1000 sqft2 of floor space | Cap-Ton | 11 | DEER:HVAC_Split-Package_AC | 1456.3704 | 2.2397 | 4.846 | 2020 Scaled Work Paper PGE3PHVC153 R3 | 116.9911 | 2020 | 0 | 11.4526 | 2020 | 0 | 0 | 2020 Scaled Work Paper PGE3PHVC153 R3 | Com Thermostats (Elec/Gas) - Hot-Dry ¦ PG&E ¦ Hot-Dry | Com Thermostats (Elec/Gas) - Hot-Dry | 0.21015 | 1 | 0 | CSS - Itron 2012 | -30.9275 | 2032 | 0.7 | N/A
COM-HVAC-92.22 | Com ¦ Com Smart Thermostat (Elec SC and Gas SH) - Hot-Dry ¦ PG&E ¦ Hot-Dry | Com ¦ Com Smart Thermostat (Elec SC and Gas SH) - Hot-Dry | PG&E ¦ Hot-Dry | PG&E | All | Electric & Gas | Smart thermostat with ability to integrate to EMS | Efficient | 0 | Conventional | HVAC | Com - Retail | Com | RET and NEW | 0 | 1000 sqft2 of floor space | Cap-Ton | 11 | DEER:HVAC_Split-Package_AC | 818.3638 | 1.847 | 5.2171 | 2020 Scaled Work Paper PGE3PHVC153 R3 | 116.9911 | 2020 | 0 | 11.4526 | 2020 | 0 | 0 | 2020 Scaled Work Paper PGE3PHVC153 R3 | Com Thermostats (Elec/Gas) - Hot-Dry ¦ PG&E ¦ Hot-Dry | Com Thermostats (Elec/Gas) - Hot-Dry | 0.023527 | 1 | 0 | CSS - Itron 2012 | -861.8864 | 2032 | 0.7 | N/A
COM-HVAC-92.23 | Com ¦ Com Smart Thermostat (Elec SC and Gas SH) - Hot-Dry ¦ PG&E ¦ Hot-Dry | Com ¦ Com Smart Thermostat (Elec SC and Gas SH) - Hot-Dry | PG&E ¦ Hot-Dry | PG&E | All | Electric & Gas | Smart thermostat with ability to integrate to EMS | Efficient | 0 | Conventional | HVAC | Com - School | Com | RET and NEW | 0 | 1000 sqft2 of floor space | Cap-Ton | 11 | DEER:HVAC_Split-Package_AC | 902.3541 | 2.4097 | 28.6181 | 2020 Scaled Work Paper PGE3PHVC153 R3 | 116.9911 | 2020 | 0 | 11.4526 | 2020 | 0 | 0 | 2020 Scaled Work Paper PGE3PHVC153 R3 | Com Thermostats (Elec/Gas) - Hot-Dry ¦ PG&E ¦ Hot-Dry | Com Thermostats (Elec/Gas) - Hot-Dry | 0.027558 | 1 | 0 | CSS - Itron 2012 | -73.5317 | 2032 | 0.7 | N/A
COM-HVAC-92.24 | Com ¦ Com Smart Thermostat (Elec SC and Gas SH) - Hot-Dry ¦ PG&E ¦ Hot-Dry | Com ¦ Com Smart Thermostat (Elec SC and Gas SH) - Hot-Dry | PG&E ¦ Hot-Dry | PG&E | All | Electric & Gas | Smart thermostat with ability to integrate to EMS | Efficient | 0 | Conventional | HVAC | Com - Warehouse | Com | RET and NEW | 0 | 1000 sqft2 of floor space | Cap-Ton | 11 | DEER:HVAC_Split-Package_AC | 812.8158 | 1.3351 | 5.1919 | 2020 Scaled Work Paper PGE3PHVC153 R3 | 116.9911 | 2020 | 0 | 11.4526 | 2020 | 0 | 0 | 2020 Scaled Work Paper PGE3PHVC153 R3 | Com Thermostats (Elec/Gas) - Hot-Dry ¦ PG&E ¦ Hot-Dry | Com Thermostats (Elec/Gas) - Hot-Dry | 0.017052 | 1 | 0 | CSS - Itron 2012 | -100.1988 | 2032 | 0.7 | N/A
COM-HVAC-92.25 | Com ¦ Com Smart Thermostat (Elec SC and Gas SH) - Cold ¦ PG&E ¦ Cold | Com ¦ Com Smart Thermostat (Elec SC and Gas SH) - Cold | PG&E ¦ Cold | PG&E | All | Electric & Gas | Smart thermostat with ability to integrate to EMS | Efficient | 0 | Conventional | HVAC | Com - College | Com | RET and NEW | 0 | 1000 sqft2 of floor space | Cap-Ton | 11 | DEER:HVAC_Split-Package_AC | 2046.7732 | 2.2205 | 127.1486 | 2020 Scaled Work Paper PGE3PHVC153 R3 | 116.9911 | 2020 | 0 | 11.4526 | 2020 | 0 | 0 | 2020 Scaled Work Paper PGE3PHVC153 R3 | Com Thermostats (Elec/Gas) - Cold ¦ PG&E ¦ Cold | Com Thermostats (Elec/Gas) - Cold | 0.091939 | 1 | 0 | CSS - Itron 2012 | -142.9621 | 2032 | 0.7 | N/A
COM-HVAC-92.26 | Com ¦ Com Smart Thermostat (Elec SC and Gas SH) - Cold ¦ PG&E ¦ Cold | Com ¦ Com Smart Thermostat (Elec SC and Gas SH) - Cold | PG&E ¦ Cold | PG&E | All | Electric & Gas | Smart thermostat with ability to integrate to EMS | Efficient | 0 | Conventional | HVAC | Com - Grocery | Com | RET and NEW | 0 | 1000 sqft2 of floor space | Cap-Ton | 11 | DEER:HVAC_Split-Package_AC | 780.2121 | 1.8758 | 16.0512 | 2020 Scaled Work Paper PGE3PHVC153 R3 | 116.9911 | 2020 | 0 | 11.4526 | 2020 | 0 | 0 | 2020 Scaled Work Paper PGE3PHVC153 R3 | Com Thermostats (Elec/Gas) - Cold ¦ PG&E ¦ Cold | Com Thermostats (Elec/Gas) - Cold | 0.051092 | 1 | 0 | CSS - Itron 2012 | -50.9142 | 2032 | 0.7 | N/A
COM-HVAC-92.27 | Com ¦ Com Smart Thermostat (Elec SC and Gas SH) - Cold ¦ PG&E ¦ Cold | Com ¦ Com Smart Thermostat (Elec SC and Gas SH) - Cold | PG&E ¦ Cold | PG&E | All | Electric & Gas | Smart thermostat with ability to integrate to EMS | Efficient | 0 | Conventional | HVAC | Com - Health | Com | RET and NEW | 0 | 1000 sqft2 of floor space | Cap-Ton | 11 | DEER:HVAC_Split-Package_AC | 1812.7294 | 2.2261 | 67.8014 | 2020 Scaled Work Paper PGE3PHVC153 R3 | 116.9911 | 2020 | 0 | 11.4526 | 2020 | 0 | 0 | 2020 Scaled Work Paper PGE3PHVC153 R3 | Com Thermostats (Elec/Gas) - Cold ¦ PG&E ¦ Cold | Com Thermostats (Elec/Gas) - Cold | 0.059125 | 1 | 0 | CSS - Itron 2012 | -186.9727 | 2032 | 0.7 | N/A
COM-HVAC-92.28 | Com ¦ Com Smart Thermostat (Elec SC and Gas SH) - Cold ¦ PG&E ¦ Cold | Com ¦ Com Smart Thermostat (Elec SC and Gas SH) - Cold | PG&E ¦ Cold | PG&E | All | Electric & Gas | Smart thermostat with ability to integrate to EMS | Efficient | 0 | Conventional | HVAC | Com - Lodging | Com | RET and NEW | 0 | 1000 sqft2 of floor space | Cap-Ton | 11 | DEER:HVAC_Split-Package_AC | 3153.5555 | 2.9929 | 86.2304 | 2020 Scaled Work Paper PGE3PHVC153 R3 | 116.9911 | 2020 | 0 | 11.4526 | 2020 | 0 | 0 | 2020 Scaled Work Paper PGE3PHVC153 R3 | Com Thermostats (Elec/Gas) - Cold ¦ PG&E ¦ Cold | Com Thermostats (Elec/Gas) - Cold | 0.012554 | 1 | 0 | CSS - Itron 2012 | -830.0664 | 2032 | 0.7 | N/A
COM-HVAC-92.29 | Com ¦ Com Smart Thermostat (Elec SC and Gas SH) - Cold ¦ PG&E ¦ Cold | Com ¦ Com Smart Thermostat (Elec SC and Gas SH) - Cold | PG&E ¦ Cold | PG&E | All | Electric & Gas | Smart thermostat with ability to integrate to EMS | Efficient | 0 | Conventional | HVAC | Com - Office (Large) | Com | RET and NEW | 0 | 1000 sqft2 of floor space | Cap-Ton | 11 | DEER:HVAC_Split-Package_AC | 3301.275 | 2.3731 | 88.5077 | 2020 Scaled Work Paper PGE3PHVC153 R3 | 116.9911 | 2020 | 0 | 11.4526 | 2020 | 0 | 0 | 2020 Scaled Work Paper PGE3PHVC153 R3 | Com Thermostats (Elec/Gas) - Cold ¦ PG&E ¦ Cold | Com Thermostats (Elec/Gas) - Cold | 0.0089511 | 1 | 0 | CSS - Itron 2012 | -357.9471 | 2032 | 0.7 | N/A
COM-HVAC-92.30 | Com ¦ Com Smart Thermostat (Elec SC and Gas SH) - Cold ¦ PG&E ¦ Cold | Com ¦ Com Smart Thermostat (Elec SC and Gas SH) - Cold | PG&E ¦ Cold | PG&E | All | Electric & Gas | Smart thermostat with ability to integrate to EMS | Efficient | 0 | Conventional | HVAC | Com - Office (Small) | Com | RET and NEW | 0 | 1000 sqft2 of floor space | Cap-Ton | 11 | DEER:HVAC_Split-Package_AC | 1382.8398 | 2.0536 | 58.9328 | 2020 Scaled Work Paper PGE3PHVC153 R3 | 116.9911 | 2020 | 0 | 11.4526 | 2020 | 0 | 0 | 2020 Scaled Work Paper PGE3PHVC153 R3 | Com Thermostats (Elec/Gas) - Cold ¦ PG&E ¦ Cold | Com Thermostats (Elec/Gas) - Cold | 0.13104 | 1 | 0 | CSS - Itron 2012 | -93.6812 | 2032 | 0.7 | N/A
COM-HVAC-92.31 | Com ¦ Com Smart Thermostat (Elec SC and Gas SH) - Cold ¦ PG&E ¦ Cold | Com ¦ Com Smart Thermostat (Elec SC and Gas SH) - Cold | PG&E ¦ Cold | PG&E | All | Electric & Gas | Smart thermostat with ability to integrate to EMS | Efficient | 0 | Conventional | HVAC | Com - Other | Com | RET and NEW | 0 | 1000 sqft2 of floor space | Cap-Ton | 11 | DEER:HVAC_Split-Package_AC | 2046.7732 | 3.3619 | 127.1486 | 2020 Scaled Work Paper PGE3PHVC153 R3 | 116.9911 | 2020 | 0 | 11.4526 | 2020 | 0 | 0 | 2020 Scaled Work Paper PGE3PHVC153 R3 | Com Thermostats (Elec/Gas) - Cold ¦ PG&E ¦ Cold | Com Thermostats (Elec/Gas) - Cold | 0.049814 | 1 | 0 | CSS - Itron 2012 | -437.7647 | 2032 | 0.7 | N/A
COM-HVAC-92.32 | Com ¦ Com Smart Thermostat (Elec SC and Gas SH) - Cold ¦ PG&E ¦ Cold | Com ¦ Com Smart Thermostat (Elec SC and Gas SH) - Cold | PG&E ¦ Cold | PG&E | All | Electric & Gas | Smart thermostat with ability to integrate to EMS | Efficient | 0 | Conventional | HVAC | Com - Refrig. Warehouse | Com | RET and NEW | 0 | 1000 sqft2 of floor space | Cap-Ton | 11 | DEER:HVAC_Split-Package_AC | 780.2121 | 1.8868 | 16.0512 | 2020 Scaled Work Paper PGE3PHVC153 R3 | 116.9911 | 2020 | 0 | 11.4526 | 2020 | 0 | 0 | 2020 Scaled Work Paper PGE3PHVC153 R3 | Com Thermostats (Elec/Gas) - Cold ¦ PG&E ¦ Cold | Com Thermostats (Elec/Gas) - Cold | 0.0053181 | 1 | 0 | CSS - Itron 2012 | -28.4927 | 2032 | 0.7 | N/A
COM-HVAC-92.33 | Com ¦ Com Smart Thermostat (Elec SC and Gas SH) - Cold ¦ PG&E ¦ Cold | Com ¦ Com Smart Thermostat (Elec SC and Gas SH) - Cold | PG&E ¦ Cold | PG&E | All | Electric & Gas | Smart thermostat with ability to integrate to EMS | Efficient | 0 | Conventional | HVAC | Com - Restaurant | Com | RET and NEW | 0 | 1000 sqft2 of floor space | Cap-Ton | 11 | DEER:HVAC_Split-Package_AC | 1450.6704 | 2.231 | 7.269 | 2020 Scaled Work Paper PGE3PHVC153 R3 | 116.9911 | 2020 | 0 | 11.4526 | 2020 | 0 | 0 | 2020 Scaled Work Paper PGE3PHVC153 R3 | Com Thermostats (Elec/Gas) - Cold ¦ PG&E ¦ Cold | Com Thermostats (Elec/Gas) - Cold | 0.21015 | 1 | 0 | CSS - Itron 2012 | -31.432 | 2032 | 0.7 | N/A
COM-HVAC-92.34 | Com ¦ Com Smart Thermostat (Elec SC and Gas SH) - Cold ¦ PG&E ¦ Cold | Com ¦ Com Smart Thermostat (Elec SC and Gas SH) - Cold | PG&E ¦ Cold | PG&E | All | Electric & Gas | Smart thermostat with ability to integrate to EMS | Efficient | 0 | Conventional | HVAC | Com - Retail | Com | RET and NEW | 0 | 1000 sqft2 of floor space | Cap-Ton | 11 | DEER:HVAC_Split-Package_AC | 823.1138 | 1.8578 | 7.8257 | 2020 Scaled Work Paper PGE3PHVC153 R3 | 116.9911 | 2020 | 0 | 11.4526 | 2020 | 0 | 0 | 2020 Scaled Work Paper PGE3PHVC153 R3 | Com Thermostats (Elec/Gas) - Cold ¦ PG&E ¦ Cold | Com Thermostats (Elec/Gas) - Cold | 0.023527 | 1 | 0 | CSS - Itron 2012 | -1253.8791 | 2032 | 0.7 | N/A
COM-HVAC-92.35 | Com ¦ Com Smart Thermostat (Elec SC and Gas SH) - Cold ¦ PG&E ¦ Cold | Com ¦ Com Smart Thermostat (Elec SC and Gas SH) - Cold | PG&E ¦ Cold | PG&E | All | Electric & Gas | Smart thermostat with ability to integrate to EMS | Efficient | 0 | Conventional | HVAC | Com - School | Com | RET and NEW | 0 | 1000 sqft2 of floor space | Cap-Ton | 11 | DEER:HVAC_Split-Package_AC | 926.3616 | 2.4743 | 41.1755 | 2020 Scaled Work Paper PGE3PHVC153 R3 | 116.9911 | 2020 | 0 | 11.4526 | 2020 | 0 | 0 | 2020 Scaled Work Paper PGE3PHVC153 R3 | Com Thermostats (Elec/Gas) - Cold ¦ PG&E ¦ Cold | Com Thermostats (Elec/Gas) - Cold | 0.027558 | 1 | 0 | CSS - Itron 2012 | -85.3661 | 2032 | 0.7 | N/A
COM-HVAC-92.36 | Com ¦ Com Smart Thermostat (Elec SC and Gas SH) - Cold ¦ PG&E ¦ Cold | Com ¦ Com Smart Thermostat (Elec SC and Gas SH) - Cold | PG&E ¦ Cold | PG&E | All | Electric & Gas | Smart thermostat with ability to integrate to EMS | Efficient | 0 | Conventional | HVAC | Com - Warehouse | Com | RET and NEW | 0 | 1000 sqft2 of floor space | Cap-Ton | 11 | DEER:HVAC_Split-Package_AC | 817.5658 | 1.3429 | 7.7878 | 2020 Scaled Work Paper PGE3PHVC153 R3 | 116.9911 | 2020 | 0 | 11.4526 | 2020 | 0 | 0 | 2020 Scaled Work Paper PGE3PHVC153 R3 | Com Thermostats (Elec/Gas) - Cold ¦ PG&E ¦ Cold | Com Thermostats (Elec/Gas) - Cold | 0.017052 | 1 | 0 | CSS - Itron 2012 | -120.4311 | 2032 | 0.7 | N/A
COM-HVAC-90.1 | Com ¦ Com Manual Thermostat (Elec SC and Gas SH) - Marine ¦ SCE ¦ Marine | Com ¦ Com Manual Thermostat (Elec SC and Gas SH) - Marine | SCE ¦ Marine | SCE | All | Electric & Gas | One-stage non-programmable thermostat | Average Existing | 0 | Conventional | HVAC | Com - College | Com | RET and NEW | 0 | 1000 sqft2 of floor space | Cap-Ton | 11 | DEER:HVAC_Split-Package_AC | 2593.4981 | 2.8136 | 150.8407 | 2020 Scaled Work Paper PGE3PHVC153 R3 | 19.5604 | 2020 | 0 | 11.4526 | 2020 | 0 | 0 | 2020 Scaled Work Paper PGE3PHVC153 R3 | Com Thermostats (Elec/Gas) - Marine ¦ SCE ¦ Marine | Com Thermostats (Elec/Gas) - Marine | 0.055383 | 1 | 0.47688 | CSS - Itron 2012 | -175.2207 | 2012 | 0.7 | N/A
COM-HVAC-90.2 | Com ¦ Com Manual Thermostat (Elec SC and Gas SH) - Marine ¦ SCE ¦ Marine | Com ¦ Com Manual Thermostat (Elec SC and Gas SH) - Marine | SCE ¦ Marine | SCE | All | Electric & Gas | One-stage non-programmable thermostat | Average Existing | 0 | Conventional | HVAC | Com - Grocery | Com | RET and NEW | 0 | 1000 sqft2 of floor space | Cap-Ton | 11 | DEER:HVAC_Split-Package_AC | 1170.2759 | 2.8136 | 32.8857 | 2020 Scaled Work Paper PGE3PHVC153 R3 | 19.5604 | 2020 | 0 | 11.4526 | 2020 | 0 | 0 | 2020 Scaled Work Paper PGE3PHVC153 R3 | Com Thermostats (Elec/Gas) - Marine ¦ SCE ¦ Marine | Com Thermostats (Elec/Gas) - Marine | 0.053228 | 1 | 0.47688 | CSS - Itron 2012 | -94.8981 | 2012 | 0.7 | N/A
COM-HVAC-90.3 | Com ¦ Com Manual Thermostat (Elec SC and Gas SH) - Marine ¦ SCE ¦ Marine | Com ¦ Com Manual Thermostat (Elec SC and Gas SH) - Marine | SCE ¦ Marine | SCE | All | Electric & Gas | One-stage non-programmable thermostat | Average Existing | 0 | Conventional | HVAC | Com - Health | Com | RET and NEW | 0 | 1000 sqft2 of floor space | Cap-Ton | 11 | DEER:HVAC_Split-Package_AC | 2249.1362 | 2.762 | 107.3699 | 2020 Scaled Work Paper PGE3PHVC153 R3 | 19.5604 | 2020 | 0 | 11.4526 | 2020 | 0 | 0 | 2020 Scaled Work Paper PGE3PHVC153 R3 | Com Thermostats (Elec/Gas) - Marine ¦ SCE ¦ Marine | Com Thermostats (Elec/Gas) - Marine | 0.046451 | 1 | 0.47688 | CSS - Itron 2012 | -286.8773 | 2012 | 0.7 | N/A
COM-HVAC-90.4 | Com ¦ Com Manual Thermostat (Elec SC and Gas SH) - Marine ¦ SCE ¦ Marine | Com ¦ Com Manual Thermostat (Elec SC and Gas SH) - Marine | SCE ¦ Marine | SCE | All | Electric & Gas | One-stage non-programmable thermostat | Average Existing | 0 | Conventional | HVAC | Com - Lodging | Com | RET and NEW | 0 | 1000 sqft2 of floor space | Cap-Ton | 11 | DEER:HVAC_Split-Package_AC | 3758.5321 | 3.5691 | 107.7688 | 2020 Scaled Work Paper PGE3PHVC153 R3 | 19.5604 | 2020 | 0 | 11.4526 | 2020 | 0 | 0 | 2020 Scaled Work Paper PGE3PHVC153 R3 | Com Thermostats (Elec/Gas) - Marine ¦ SCE ¦ Marine | Com Thermostats (Elec/Gas) - Marine | 0.0044462 | 1 | 0.47688 | CSS - Itron 2012 | -1027.3562 | 2012 | 0.7 | N/A
COM-HVAC-90.5 | Com ¦ Com Manual Thermostat (Elec SC and Gas SH) - Marine ¦ SCE ¦ Marine | Com ¦ Com Manual Thermostat (Elec SC and Gas SH) - Marine | SCE ¦ Marine | SCE | All | Electric & Gas | One-stage non-programmable thermostat | Average Existing | 0 | Conventional | HVAC | Com - Office (Large) | Com | RET and NEW | 0 | 1000 sqft2 of floor space | Cap-Ton | 11 | DEER:HVAC_Split-Package_AC | 3914.0263 | 2.8136 | 110.166 | 2020 Scaled Work Paper PGE3PHVC153 R3 | 19.5604 | 2020 | 0 | 11.4526 | 2020 | 0 | 0 | 2020 Scaled Work Paper PGE3PHVC153 R3 | Com Thermostats (Elec/Gas) - Marine ¦ SCE ¦ Marine | Com Thermostats (Elec/Gas) - Marine | 0.030243 | 1 | 0.47688 | CSS - Itron 2012 | -442.4838 | 2012 | 0.7 | N/A
COM-HVAC-90.6 | Com ¦ Com Manual Thermostat (Elec SC and Gas SH) - Marine ¦ SCE ¦ Marine | Com ¦ Com Manual Thermostat (Elec SC and Gas SH) - Marine | SCE ¦ Marine | SCE | All | Electric & Gas | One-stage non-programmable thermostat | Average Existing | 0 | Conventional | HVAC | Com - Office (Small) | Com | RET and NEW | 0 | 1000 sqft2 of floor space | Cap-Ton | 11 | DEER:HVAC_Split-Package_AC | 1894.6208 | 2.8136 | 79.0346 | 2020 Scaled Work Paper PGE3PHVC153 R3 | 19.5604 | 2020 | 0 | 11.4526 | 2020 | 0 | 0 | 2020 Scaled Work Paper PGE3PHVC153 R3 | Com Thermostats (Elec/Gas) - Marine ¦ SCE ¦ Marine | Com Thermostats (Elec/Gas) - Marine | 0.12612 | 1 | 0.47688 | CSS - Itron 2012 | -126.6792 | 2012 | 0.7 | N/A
COM-HVAC-90.7 | Com ¦ Com Manual Thermostat (Elec SC and Gas SH) - Marine ¦ SCE ¦ Marine | Com ¦ Com Manual Thermostat (Elec SC and Gas SH) - Marine | SCE ¦ Marine | SCE | All | Electric & Gas | One-stage non-programmable thermostat | Average Existing | 0 | Conventional | HVAC | Com - Other | Com | RET and NEW | 0 | 1000 sqft2 of floor space | Cap-Ton | 11 | DEER:HVAC_Split-Package_AC | 2593.4981 | 4.26 | 150.8407 | 2020 Scaled Work Paper PGE3PHVC153 R3 | 19.5604 | 2020 | 0 | 11.4526 | 2020 | 0 | 0 | 2020 Scaled Work Paper PGE3PHVC153 R3 | Com Thermostats (Elec/Gas) - Marine ¦ SCE ¦ Marine | Com Thermostats (Elec/Gas) - Marine | 0.039954 | 1 | 0.47688 | CSS - Itron 2012 | -529.0294 | 2012 | 0.7 | N/A
COM-HVAC-90.8 | Com ¦ Com Manual Thermostat (Elec SC and Gas SH) - Marine ¦ SCE ¦ Marine | Com ¦ Com Manual Thermostat (Elec SC and Gas SH) - Marine | SCE ¦ Marine | SCE | All | Electric & Gas | One-stage non-programmable thermostat | Average Existing | 0 | Conventional | HVAC | Com - Refrig. Warehouse | Com | RET and NEW | 0 | 1000 sqft2 of floor space | Cap-Ton | 11 | DEER:HVAC_Split-Package_AC | 1170.2759 | 2.8301 | 32.8857 | 2020 Scaled Work Paper PGE3PHVC153 R3 | 19.5604 | 2020 | 0 | 11.4526 | 2020 | 0 | 0 | 2020 Scaled Work Paper PGE3PHVC153 R3 | Com Thermostats (Elec/Gas) - Marine ¦ SCE ¦ Marine | Com Thermostats (Elec/Gas) - Marine | 0.0034596 | 1 | 0.47688 | CSS - Itron 2012 | -49.1877 | 2012 | 0.7 | N/A
COM-HVAC-90.9 | Com ¦ Com Manual Thermostat (Elec SC and Gas SH) - Marine ¦ SCE ¦ Marine | Com ¦ Com Manual Thermostat (Elec SC and Gas SH) - Marine | SCE ¦ Marine | SCE | All | Electric & Gas | One-stage non-programmable thermostat | Average Existing | 0 | Conventional | HVAC | Com - Restaurant | Com | RET and NEW | 0 | 1000 sqft2 of floor space | Cap-Ton | 11 | DEER:HVAC_Split-Package_AC | 1829.0215 | 2.8136 | 14.8926 | 2020 Scaled Work Paper PGE3PHVC153 R3 | 19.5604 | 2020 | 0 | 11.4526 | 2020 | 0 | 0 | 2020 Scaled Work Paper PGE3PHVC153 R3 | Com Thermostats (Elec/Gas) - Marine ¦ SCE ¦ Marine | Com Thermostats (Elec/Gas) - Marine | 0.17087 | 1 | 0.47688 | CSS - Itron 2012 | -41.0971 | 2012 | 0.7 | N/A
COM-HVAC-90.10 | Com ¦ Com Manual Thermostat (Elec SC and Gas SH) - Marine ¦ SCE ¦ Marine | Com ¦ Com Manual Thermostat (Elec SC and Gas SH) - Marine | SCE ¦ Marine | SCE | All | Electric & Gas | One-stage non-programmable thermostat | Average Existing | 0 | Conventional | HVAC | Com - Retail | Com | RET and NEW | 0 | 1000 sqft2 of floor space | Cap-Ton | 11 | DEER:HVAC_Split-Package_AC | 1207.4355 | 2.7263 | 16.0332 | 2020 Scaled Work Paper PGE3PHVC153 R3 | 19.5604 | 2020 | 0 | 11.4526 | 2020 | 0 | 0 | 2020 Scaled Work Paper PGE3PHVC153 R3 | Com Thermostats (Elec/Gas) - Marine ¦ SCE ¦ Marine | Com Thermostats (Elec/Gas) - Marine | 0.035763 | 1 | 0.47688 | CSS - Itron 2012 | -2522.809 | 2012 | 0.7 | N/A
COM-HVAC-90.11 | Com ¦ Com Manual Thermostat (Elec SC and Gas SH) - Marine ¦ SCE ¦ Marine | Com ¦ Com Manual Thermostat (Elec SC and Gas SH) - Marine | SCE ¦ Marine | SCE | All | Electric & Gas | One-stage non-programmable thermostat | Average Existing | 0 | Conventional | HVAC | Com - School | Com | RET and NEW | 0 | 1000 sqft2 of floor space | Cap-Ton | 11 | DEER:HVAC_Split-Package_AC | 1332.1164 | 3.5498 | 78.3108 | 2020 Scaled Work Paper PGE3PHVC153 R3 | 19.5604 | 2020 | 0 | 11.4526 | 2020 | 0 | 0 | 2020 Scaled Work Paper PGE3PHVC153 R3 | Com Thermostats (Elec/Gas) - Marine ¦ SCE ¦ Marine | Com Thermostats (Elec/Gas) - Marine | 0.043586 | 1 | 0.47688 | CSS - Itron 2012 | -138.7515 | 2012 | 0.7 | N/A
COM-HVAC-90.12 | Com ¦ Com Manual Thermostat (Elec SC and Gas SH) - Marine ¦ SCE ¦ Marine | Com ¦ Com Manual Thermostat (Elec SC and Gas SH) - Marine | SCE ¦ Marine | SCE | All | Electric & Gas | One-stage non-programmable thermostat | Average Existing | 0 | Conventional | HVAC | Com - Warehouse | Com | RET and NEW | 0 | 1000 sqft2 of floor space | Cap-Ton | 11 | DEER:HVAC_Split-Package_AC | 1201.5956 | 1.9737 | 15.9556 | 2020 Scaled Work Paper PGE3PHVC153 R3 | 19.5604 | 2020 | 0 | 11.4526 | 2020 | 0 | 0 | 2020 Scaled Work Paper PGE3PHVC153 R3 | Com Thermostats (Elec/Gas) - Marine ¦ SCE ¦ Marine | Com Thermostats (Elec/Gas) - Marine | 0.013553 | 1 | 0.47688 | CSS - Itron 2012 | -211.5347 | 2012 | 0.7 | N/A
COM-HVAC-90.13 | Com ¦ Com Manual Thermostat (Elec SC and Gas SH) - Hot-Dry ¦ SCE ¦ Hot-Dry | Com ¦ Com Manual Thermostat (Elec SC and Gas SH) - Hot-Dry | SCE ¦ Hot-Dry | SCE | All | Electric & Gas | One-stage non-programmable thermostat | Average Existing | 0 | Conventional | HVAC | Com - College | Com | RET and NEW | 0 | 1000 sqft2 of floor space | Cap-Ton | 11 | DEER:HVAC_Split-Package_AC | 2593.4981 | 2.8136 | 150.8407 | 2020 Scaled Work Paper PGE3PHVC153 R3 | 19.5604 | 2020 | 0 | 11.4526 | 2020 | 0 | 0 | 2020 Scaled Work Paper PGE3PHVC153 R3 | Com Thermostats (Elec/Gas) - Hot-Dry ¦ SCE ¦ Hot-Dry | Com Thermostats (Elec/Gas) - Hot-Dry | 0.055383 | 1 | 0.47688 | CSS - Itron 2012 | -175.2207 | 2012 | 0.7 | N/A
COM-HVAC-90.14 | Com ¦ Com Manual Thermostat (Elec SC and Gas SH) - Hot-Dry ¦ SCE ¦ Hot-Dry | Com ¦ Com Manual Thermostat (Elec SC and Gas SH) - Hot-Dry | SCE ¦ Hot-Dry | SCE | All | Electric & Gas | One-stage non-programmable thermostat | Average Existing | 0 | Conventional | HVAC | Com - Grocery | Com | RET and NEW | 0 | 1000 sqft2 of floor space | Cap-Ton | 11 | DEER:HVAC_Split-Package_AC | 1170.2759 | 2.8136 | 32.8857 | 2020 Scaled Work Paper PGE3PHVC153 R3 | 19.5604 | 2020 | 0 | 11.4526 | 2020 | 0 | 0 | 2020 Scaled Work Paper PGE3PHVC153 R3 | Com Thermostats (Elec/Gas) - Hot-Dry ¦ SCE ¦ Hot-Dry | Com Thermostats (Elec/Gas) - Hot-Dry | 0.053228 | 1 | 0.47688 | CSS - Itron 2012 | -94.8981 | 2012 | 0.7 | N/A
COM-HVAC-90.15 | Com ¦ Com Manual Thermostat (Elec SC and Gas SH) - Hot-Dry ¦ SCE ¦ Hot-Dry | Com ¦ Com Manual Thermostat (Elec SC and Gas SH) - Hot-Dry | SCE ¦ Hot-Dry | SCE | All | Electric & Gas | One-stage non-programmable thermostat | Average Existing | 0 | Conventional | HVAC | Com - Health | Com | RET and NEW | 0 | 1000 sqft2 of floor space | Cap-Ton | 11 | DEER:HVAC_Split-Package_AC | 2249.1362 | 2.762 | 107.3699 | 2020 Scaled Work Paper PGE3PHVC153 R3 | 19.5604 | 2020 | 0 | 11.4526 | 2020 | 0 | 0 | 2020 Scaled Work Paper PGE3PHVC153 R3 | Com Thermostats (Elec/Gas) - Hot-Dry ¦ SCE ¦ Hot-Dry | Com Thermostats (Elec/Gas) - Hot-Dry | 0.046451 | 1 | 0.47688 | CSS - Itron 2012 | -286.8773 | 2012 | 0.7 | N/A
COM-HVAC-90.16 | Com ¦ Com Manual Thermostat (Elec SC and Gas SH) - Hot-Dry ¦ SCE ¦ Hot-Dry | Com ¦ Com Manual Thermostat (Elec SC and Gas SH) - Hot-Dry | SCE ¦ Hot-Dry | SCE | All | Electric & Gas | One-stage non-programmable thermostat | Average Existing | 0 | Conventional | HVAC | Com - Lodging | Com | RET and NEW | 0 | 1000 sqft2 of floor space | Cap-Ton | 11 | DEER:HVAC_Split-Package_AC | 3758.5321 | 3.5691 | 107.7688 | 2020 Scaled Work Paper PGE3PHVC153 R3 | 19.5604 | 2020 | 0 | 11.4526 | 2020 | 0 | 0 | 2020 Scaled Work Paper PGE3PHVC153 R3 | Com Thermostats (Elec/Gas) - Hot-Dry ¦ SCE ¦ Hot-Dry | Com Thermostats (Elec/Gas) - Hot-Dry | 0.0044462 | 1 | 0.47688 | CSS - Itron 2012 | -1027.3562 | 2012 | 0.7 | N/A
COM-HVAC-90.17 | Com ¦ Com Manual Thermostat (Elec SC and Gas SH) - Hot-Dry ¦ SCE ¦ Hot-Dry | Com ¦ Com Manual Thermostat (Elec SC and Gas SH) - Hot-Dry | SCE ¦ Hot-Dry | SCE | All | Electric & Gas | One-stage non-programmable thermostat | Average Existing | 0 | Conventional | HVAC | Com - Office (Large) | Com | RET and NEW | 0 | 1000 sqft2 of floor space | Cap-Ton | 11 | DEER:HVAC_Split-Package_AC | 3914.0263 | 2.8136 | 110.166 | 2020 Scaled Work Paper PGE3PHVC153 R3 | 19.5604 | 2020 | 0 | 11.4526 | 2020 | 0 | 0 | 2020 Scaled Work Paper PGE3PHVC153 R3 | Com Thermostats (Elec/Gas) - Hot-Dry ¦ SCE ¦ Hot-Dry | Com Thermostats (Elec/Gas) - Hot-Dry | 0.030243 | 1 | 0.47688 | CSS - Itron 2012 | -442.4838 | 2012 | 0.7 | N/A
COM-HVAC-90.18 | Com ¦ Com Manual Thermostat (Elec SC and Gas SH) - Hot-Dry ¦ SCE ¦ Hot-Dry | Com ¦ Com Manual Thermostat (Elec SC and Gas SH) - Hot-Dry | SCE ¦ Hot-Dry | SCE | All | Electric & Gas | One-stage non-programmable thermostat | Average Existing | 0 | Conventional | HVAC | Com - Office (Small) | Com | RET and NEW | 0 | 1000 sqft2 of floor space | Cap-Ton | 11 | DEER:HVAC_Split-Package_AC | 1894.6208 | 2.8136 | 79.0346 | 2020 Scaled Work Paper PGE3PHVC153 R3 | 19.5604 | 2020 | 0 | 11.4526 | 2020 | 0 | 0 | 2020 Scaled Work Paper PGE3PHVC153 R3 | Com Thermostats (Elec/Gas) - Hot-Dry ¦ SCE ¦ Hot-Dry | Com Thermostats (Elec/Gas) - Hot-Dry | 0.12612 | 1 | 0.47688 | CSS - Itron 2012 | -126.6792 | 2012 | 0.7 | N/A
COM-HVAC-90.19 | Com ¦ Com Manual Thermostat (Elec SC and Gas SH) - Hot-Dry ¦ SCE ¦ Hot-Dry | Com ¦ Com Manual Thermostat (Elec SC and Gas SH) - Hot-Dry | SCE ¦ Hot-Dry | SCE | All | Electric & Gas | One-stage non-programmable thermostat | Average Existing | 0 | Conventional | HVAC | Com - Other | Com | RET and NEW | 0 | 1000 sqft2 of floor space | Cap-Ton | 11 | DEER:HVAC_Split-Package_AC | 2593.4981 | 4.26 | 150.8407 | 2020 Scaled Work Paper PGE3PHVC153 R3 | 19.5604 | 2020 | 0 | 11.4526 | 2020 | 0 | 0 | 2020 Scaled Work Paper PGE3PHVC153 R3 | Com Thermostats (Elec/Gas) - Hot-Dry ¦ SCE ¦ Hot-Dry | Com Thermostats (Elec/Gas) - Hot-Dry | 0.039954 | 1 | 0.47688 | CSS - Itron 2012 | -529.0294 | 2012 | 0.7 | N/A
COM-HVAC-90.20 | Com ¦ Com Manual Thermostat (Elec SC and Gas SH) - Hot-Dry ¦ SCE ¦ Hot-Dry | Com ¦ Com Manual Thermostat (Elec SC and Gas SH) - Hot-Dry | SCE ¦ Hot-Dry | SCE | All | Electric & Gas | One-stage non-programmable thermostat | Average Existing | 0 | Conventional | HVAC | Com - Refrig. Warehouse | Com | RET and NEW | 0 | 1000 sqft2 of floor space | Cap-Ton | 11 | DEER:HVAC_Split-Package_AC | 1170.2759 | 2.8301 | 32.8857 | 2020 Scaled Work Paper PGE3PHVC153 R3 | 19.5604 | 2020 | 0 | 11.4526 | 2020 | 0 | 0 | 2020 Scaled Work Paper PGE3PHVC153 R3 | Com Thermostats (Elec/Gas) - Hot-Dry ¦ SCE ¦ Hot-Dry | Com Thermostats (Elec/Gas) - Hot-Dry | 0.0034596 | 1 | 0.47688 | CSS - Itron 2012 | -49.1877 | 2012 | 0.7 | N/A
COM-HVAC-90.21 | Com ¦ Com Manual Thermostat (Elec SC and Gas SH) - Hot-Dry ¦ SCE ¦ Hot-Dry | Com ¦ Com Manual Thermostat (Elec SC and Gas SH) - Hot-Dry | SCE ¦ Hot-Dry | SCE | All | Electric & Gas | One-stage non-programmable thermostat | Average Existing | 0 | Conventional | HVAC | Com - Restaurant | Com | RET and NEW | 0 | 1000 sqft2 of floor space | Cap-Ton | 11 | DEER:HVAC_Split-Package_AC | 1829.0215 | 2.8136 | 14.8926 | 2020 Scaled Work Paper PGE3PHVC153 R3 | 19.5604 | 2020 | 0 | 11.4526 | 2020 | 0 | 0 | 2020 Scaled Work Paper PGE3PHVC153 R3 | Com Thermostats (Elec/Gas) - Hot-Dry ¦ SCE ¦ Hot-Dry | Com Thermostats (Elec/Gas) - Hot-Dry | 0.17087 | 1 | 0.47688 | CSS - Itron 2012 | -41.0971 | 2012 | 0.7 | N/A
COM-HVAC-90.22 | Com ¦ Com Manual Thermostat (Elec SC and Gas SH) - Hot-Dry ¦ SCE ¦ Hot-Dry | Com ¦ Com Manual Thermostat (Elec SC and Gas SH) - Hot-Dry | SCE ¦ Hot-Dry | SCE | All | Electric & Gas | One-stage non-programmable thermostat | Average Existing | 0 | Conventional | HVAC | Com - Retail | Com | RET and NEW | 0 | 1000 sqft2 of floor space | Cap-Ton | 11 | DEER:HVAC_Split-Package_AC | 1207.4355 | 2.7263 | 16.0332 | 2020 Scaled Work Paper PGE3PHVC153 R3 | 19.5604 | 2020 | 0 | 11.4526 | 2020 | 0 | 0 | 2020 Scaled Work Paper PGE3PHVC153 R3 | Com Thermostats (Elec/Gas) - Hot-Dry ¦ SCE ¦ Hot-Dry | Com Thermostats (Elec/Gas) - Hot-Dry | 0.035763 | 1 | 0.47688 | CSS - Itron 2012 | -2522.809 | 2012 | 0.7 | N/A
COM-HVAC-90.23 | Com ¦ Com Manual Thermostat (Elec SC and Gas SH) - Hot-Dry ¦ SCE ¦ Hot-Dry | Com ¦ Com Manual Thermostat (Elec SC and Gas SH) - Hot-Dry | SCE ¦ Hot-Dry | SCE | All | Electric & Gas | One-stage non-programmable thermostat | Average Existing | 0 | Conventional | HVAC | Com - School | Com | RET and NEW | 0 | 1000 sqft2 of floor space | Cap-Ton | 11 | DEER:HVAC_Split-Package_AC | 1332.1164 | 3.5498 | 78.3108 | 2020 Scaled Work Paper PGE3PHVC153 R3 | 19.5604 | 2020 | 0 | 11.4526 | 2020 | 0 | 0 | 2020 Scaled Work Paper PGE3PHVC153 R3 | Com Thermostats (Elec/Gas) - Hot-Dry ¦ SCE ¦ Hot-Dry | Com Thermostats (Elec/Gas) - Hot-Dry | 0.043586 | 1 | 0.47688 | CSS - Itron 2012 | -138.7515 | 2012 | 0.7 | N/A
COM-HVAC-90.24 | Com ¦ Com Manual Thermostat (Elec SC and Gas SH) - Hot-Dry ¦ SCE ¦ Hot-Dry | Com ¦ Com Manual Thermostat (Elec SC and Gas SH) - Hot-Dry | SCE ¦ Hot-Dry | SCE | All | Electric & Gas | One-stage non-programmable thermostat | Average Existing | 0 | Conventional | HVAC | Com - Warehouse | Com | RET and NEW | 0 | 1000 sqft2 of floor space | Cap-Ton | 11 | DEER:HVAC_Split-Package_AC | 1201.5956 | 1.9737 | 15.9556 | 2020 Scaled Work Paper PGE3PHVC153 R3 | 19.5604 | 2020 | 0 | 11.4526 | 2020 | 0 | 0 | 2020 Scaled Work Paper PGE3PHVC153 R3 | Com Thermostats (Elec/Gas) - Hot-Dry ¦ SCE ¦ Hot-Dry | Com Thermostats (Elec/Gas) - Hot-Dry | 0.013553 | 1 | 0.47688 | CSS - Itron 2012 | -211.5347 | 2012 | 0.7 | N/A
COM-HVAC-90.25 | Com ¦ Com Manual Thermostat (Elec SC and Gas SH) - Cold ¦ SCE ¦ Cold | Com ¦ Com Manual Thermostat (Elec SC and Gas SH) - Cold | SCE ¦ Cold | SCE | All | Electric & Gas | One-stage non-programmable thermostat | Average Existing | 0 | Conventional | HVAC | Com - College | Com | RET and NEW | 0 | 1000 sqft2 of floor space | Cap-Ton | 11 | DEER:HVAC_Split-Package_AC | 2593.4981 | 2.8136 | 150.8407 | 2020 Scaled Work Paper PGE3PHVC153 R3 | 19.5604 | 2020 | 0 | 11.4526 | 2020 | 0 | 0 | 2020 Scaled Work Paper PGE3PHVC153 R3 | Com Thermostats (Elec/Gas) - Cold ¦ SCE ¦ Cold | Com Thermostats (Elec/Gas) - Cold | 0.055383 | 1 | 0.47688 | CSS - Itron 2012 | -175.2207 | 2012 | 0.7 | N/A
COM-HVAC-90.26 | Com ¦ Com Manual Thermostat (Elec SC and Gas SH) - Cold ¦ SCE ¦ Cold | Com ¦ Com Manual Thermostat (Elec SC and Gas SH) - Cold | SCE ¦ Cold | SCE | All | Electric & Gas | One-stage non-programmable thermostat | Average Existing | 0 | Conventional | HVAC | Com - Grocery | Com | RET and NEW | 0 | 1000 sqft2 of floor space | Cap-Ton | 11 | DEER:HVAC_Split-Package_AC | 1170.2759 | 2.8136 | 32.8857 | 2020 Scaled Work Paper PGE3PHVC153 R3 | 19.5604 | 2020 | 0 | 11.4526 | 2020 | 0 | 0 | 2020 Scaled Work Paper PGE3PHVC153 R3 | Com Thermostats (Elec/Gas) - Cold ¦ SCE ¦ Cold | Com Thermostats (Elec/Gas) - Cold | 0.053228 | 1 | 0.47688 | CSS - Itron 2012 | -94.8981 | 2012 | 0.7 | N/A
COM-HVAC-90.27 | Com ¦ Com Manual Thermostat (Elec SC and Gas SH) - Cold ¦ SCE ¦ Cold | Com ¦ Com Manual Thermostat (Elec SC and Gas SH) - Cold | SCE ¦ Cold | SCE | All | Electric & Gas | One-stage non-programmable thermostat | Average Existing | 0 | Conventional | HVAC | Com - Health | Com | RET and NEW | 0 | 1000 sqft2 of floor space | Cap-Ton | 11 | DEER:HVAC_Split-Package_AC | 2249.1362 | 2.762 | 107.3699 | 2020 Scaled Work Paper PGE3PHVC153 R3 | 19.5604 | 2020 | 0 | 11.4526 | 2020 | 0 | 0 | 2020 Scaled Work Paper PGE3PHVC153 R3 | Com Thermostats (Elec/Gas) - Cold ¦ SCE ¦ Cold | Com Thermostats (Elec/Gas) - Cold | 0.046451 | 1 | 0.47688 | CSS - Itron 2012 | -286.8773 | 2012 | 0.7 | N/A
COM-HVAC-90.28 | Com ¦ Com Manual Thermostat (Elec SC and Gas SH) - Cold ¦ SCE ¦ Cold | Com ¦ Com Manual Thermostat (Elec SC and Gas SH) - Cold | SCE ¦ Cold | SCE | All | Electric & Gas | One-stage non-programmable thermostat | Average Existing | 0 | Conventional | HVAC | Com - Lodging | Com | RET and NEW | 0 | 1000 sqft2 of floor space | Cap-Ton | 11 | DEER:HVAC_Split-Package_AC | 3758.5321 | 3.5691 | 107.7688 | 2020 Scaled Work Paper PGE3PHVC153 R3 | 19.5604 | 2020 | 0 | 11.4526 | 2020 | 0 | 0 | 2020 Scaled Work Paper PGE3PHVC153 R3 | Com Thermostats (Elec/Gas) - Cold ¦ SCE ¦ Cold | Com Thermostats (Elec/Gas) - Cold | 0.0044462 | 1 | 0.47688 | CSS - Itron 2012 | -1027.3562 | 2012 | 0.7 | N/A
COM-HVAC-90.29 | Com ¦ Com Manual Thermostat (Elec SC and Gas SH) - Cold ¦ SCE ¦ Cold | Com ¦ Com Manual Thermostat (Elec SC and Gas SH) - Cold | SCE ¦ Cold | SCE | All | Electric & Gas | One-stage non-programmable thermostat | Average Existing | 0 | Conventional | HVAC | Com - Office (Large) | Com | RET and NEW | 0 | 1000 sqft2 of floor space | Cap-Ton | 11 | DEER:HVAC_Split-Package_AC | 3914.0263 | 2.8136 | 110.166 | 2020 Scaled Work Paper PGE3PHVC153 R3 | 19.5604 | 2020 | 0 | 11.4526 | 2020 | 0 | 0 | 2020 Scaled Work Paper PGE3PHVC153 R3 | Com Thermostats (Elec/Gas) - Cold ¦ SCE ¦ Cold | Com Thermostats (Elec/Gas) - Cold | 0.030243 | 1 | 0.47688 | CSS - Itron 2012 | -442.4838 | 2012 | 0.7 | N/A
COM-HVAC-90.30 | Com ¦ Com Manual Thermostat (Elec SC and Gas SH) - Cold ¦ SCE ¦ Cold | Com ¦ Com Manual Thermostat (Elec SC and Gas SH) - Cold | SCE ¦ Cold | SCE | All | Electric & Gas | One-stage non-programmable thermostat | Average Existing | 0 | Conventional | HVAC | Com - Office (Small) | Com | RET and NEW | 0 | 1000 sqft2 of floor space | Cap-Ton | 11 | DEER:HVAC_Split-Package_AC | 1894.6208 | 2.8136 | 79.0346 | 2020 Scaled Work Paper PGE3PHVC153 R3 | 19.5604 | 2020 | 0 | 11.4526 | 2020 | 0 | 0 | 2020 Scaled Work Paper PGE3PHVC153 R3 | Com Thermostats (Elec/Gas) - Cold ¦ SCE ¦ Cold | Com Thermostats (Elec/Gas) - Cold | 0.12612 | 1 | 0.47688 | CSS - Itron 2012 | -126.6792 | 2012 | 0.7 | N/A
COM-HVAC-90.31 | Com ¦ Com Manual Thermostat (Elec SC and Gas SH) - Cold ¦ SCE ¦ Cold | Com ¦ Com Manual Thermostat (Elec SC and Gas SH) - Cold | SCE ¦ Cold | SCE | All | Electric & Gas | One-stage non-programmable thermostat | Average Existing | 0 | Conventional | HVAC | Com - Other | Com | RET and NEW | 0 | 1000 sqft2 of floor space | Cap-Ton | 11 | DEER:HVAC_Split-Package_AC | 2593.4981 | 4.26 | 150.8407 | 2020 Scaled Work Paper PGE3PHVC153 R3 | 19.5604 | 2020 | 0 | 11.4526 | 2020 | 0 | 0 | 2020 Scaled Work Paper PGE3PHVC153 R3 | Com Thermostats (Elec/Gas) - Cold ¦ SCE ¦ Cold | Com Thermostats (Elec/Gas) - Cold | 0.039954 | 1 | 0.47688 | CSS - Itron 2012 | -529.0294 | 2012 | 0.7 | N/A
COM-HVAC-90.32 | Com ¦ Com Manual Thermostat (Elec SC and Gas SH) - Cold ¦ SCE ¦ Cold | Com ¦ Com Manual Thermostat (Elec SC and Gas SH) - Cold | SCE ¦ Cold | SCE | All | Electric & Gas | One-stage non-programmable thermostat | Average Existing | 0 | Conventional | HVAC | Com - Refrig. Warehouse | Com | RET and NEW | 0 | 1000 sqft2 of floor space | Cap-Ton | 11 | DEER:HVAC_Split-Package_AC | 1170.2759 | 2.8301 | 32.8857 | 2020 Scaled Work Paper PGE3PHVC153 R3 | 19.5604 | 2020 | 0 | 11.4526 | 2020 | 0 | 0 | 2020 Scaled Work Paper PGE3PHVC153 R3 | Com Thermostats (Elec/Gas) - Cold ¦ SCE ¦ Cold | Com Thermostats (Elec/Gas) - Cold | 0.0034596 | 1 | 0.47688 | CSS - Itron 2012 | -49.1877 | 2012 | 0.7 | N/A
COM-HVAC-90.33 | Com ¦ Com Manual Thermostat (Elec SC and Gas SH) - Cold ¦ SCE ¦ Cold | Com ¦ Com Manual Thermostat (Elec SC and Gas SH) - Cold | SCE ¦ Cold | SCE | All | Electric & Gas | One-stage non-programmable thermostat | Average Existing | 0 | Conventional | HVAC | Com - Restaurant | Com | RET and NEW | 0 | 1000 sqft2 of floor space | Cap-Ton | 11 | DEER:HVAC_Split-Package_AC | 1829.0215 | 2.8136 | 14.8926 | 2020 Scaled Work Paper PGE3PHVC153 R3 | 19.5604 | 2020 | 0 | 11.4526 | 2020 | 0 | 0 | 2020 Scaled Work Paper PGE3PHVC153 R3 | Com Thermostats (Elec/Gas) - Cold ¦ SCE ¦ Cold | Com Thermostats (Elec/Gas) - Cold | 0.17087 | 1 | 0.47688 | CSS - Itron 2012 | -41.0971 | 2012 | 0.7 | N/A
COM-HVAC-90.34 | Com ¦ Com Manual Thermostat (Elec SC and Gas SH) - Cold ¦ SCE ¦ Cold | Com ¦ Com Manual Thermostat (Elec SC and Gas SH) - Cold | SCE ¦ Cold | SCE | All | Electric & Gas | One-stage non-programmable thermostat | Average Existing | 0 | Conventional | HVAC | Com - Retail | Com | RET and NEW | 0 | 1000 sqft2 of floor space | Cap-Ton | 11 | DEER:HVAC_Split-Package_AC | 1207.4355 | 2.7263 | 16.0332 | 2020 Scaled Work Paper PGE3PHVC153 R3 | 19.5604 | 2020 | 0 | 11.4526 | 2020 | 0 | 0 | 2020 Scaled Work Paper PGE3PHVC153 R3 | Com Thermostats (Elec/Gas) - Cold ¦ SCE ¦ Cold | Com Thermostats (Elec/Gas) - Cold | 0.035763 | 1 | 0.47688 | CSS - Itron 2012 | -2522.809 | 2012 | 0.7 | N/A
COM-HVAC-90.35 | Com ¦ Com Manual Thermostat (Elec SC and Gas SH) - Cold ¦ SCE ¦ Cold | Com ¦ Com Manual Thermostat (Elec SC and Gas SH) - Cold | SCE ¦ Cold | SCE | All | Electric & Gas | One-stage non-programmable thermostat | Average Existing | 0 | Conventional | HVAC | Com - School | Com | RET and NEW | 0 | 1000 sqft2 of floor space | Cap-Ton | 11 | DEER:HVAC_Split-Package_AC | 1332.1164 | 3.5498 | 78.3108 | 2020 Scaled Work Paper PGE3PHVC153 R3 | 19.5604 | 2020 | 0 | 11.4526 | 2020 | 0 | 0 | 2020 Scaled Work Paper PGE3PHVC153 R3 | Com Thermostats (Elec/Gas) - Cold ¦ SCE ¦ Cold | Com Thermostats (Elec/Gas) - Cold | 0.043586 | 1 | 0.47688 | CSS - Itron 2012 | -138.7515 | 2012 | 0.7 | N/A
COM-HVAC-90.36 | Com ¦ Com Manual Thermostat (Elec SC and Gas SH) - Cold ¦ SCE ¦ Cold | Com ¦ Com Manual Thermostat (Elec SC and Gas SH) - Cold | SCE ¦ Cold | SCE | All | Electric & Gas | One-stage non-programmable thermostat | Average Existing | 0 | Conventional | HVAC | Com - Warehouse | Com | RET and NEW | 0 | 1000 sqft2 of floor space | Cap-Ton | 11 | DEER:HVAC_Split-Package_AC | 1201.5956 | 1.9737 | 15.9556 | 2020 Scaled Work Paper PGE3PHVC153 R3 | 19.5604 | 2020 | 0 | 11.4526 | 2020 | 0 | 0 | 2020 Scaled Work Paper PGE3PHVC153 R3 | Com Thermostats (Elec/Gas) - Cold ¦ SCE ¦ Cold | Com Thermostats (Elec/Gas) - Cold | 0.013553 | 1 | 0.47688 | CSS - Itron 2012 | -211.5347 | 2012 | 0.7 | N/A
COM-HVAC-91.1 | Com ¦ Com Programmable Thermostat (Elec SC and Gas SH) - Marine ¦ SCE ¦ Marine | Com ¦ Com Programmable Thermostat (Elec SC and Gas SH) - Marine | SCE ¦ Marine | SCE | All | Electric & Gas | Programmable thermostat which allows intermittent supply fan operation | Code | 0 | Conventional | HVAC | Com - College | Com | RET and NEW | 0 | 1000 sqft2 of floor space | Cap-Ton | 11 | DEER:HVAC_Split-Package_AC | 2146.1647 | 2.3283 | 77.4992 | 2020 Scaled Work Paper PGE3PHVC153 R3 | 33.2021 | 2020 | 0 | 11.4526 | 2020 | 0 | 0 | 2020 Scaled Work Paper PGE3PHVC153 R3 | Com Thermostats (Elec/Gas) - Marine ¦ SCE ¦ Marine | Com Thermostats (Elec/Gas) - Marine | 0.055383 | 1 | 0.52312 | CSS - Itron 2012 | -117.6819 | 2012 | 0.7 | N/A
COM-HVAC-91.2 | Com ¦ Com Programmable Thermostat (Elec SC and Gas SH) - Marine ¦ SCE ¦ Marine | Com ¦ Com Programmable Thermostat (Elec SC and Gas SH) - Marine | SCE ¦ Marine | SCE | All | Electric & Gas | Programmable thermostat which allows intermittent supply fan operation | Code | 0 | Conventional | HVAC | Com - Grocery | Com | RET and NEW | 0 | 1000 sqft2 of floor space | Cap-Ton | 11 | DEER:HVAC_Split-Package_AC | 828.2759 | 1.9914 | 16.8961 | 2020 Scaled Work Paper PGE3PHVC153 R3 | 33.2021 | 2020 | 0 | 11.4526 | 2020 | 0 | 0 | 2020 Scaled Work Paper PGE3PHVC153 R3 | Com Thermostats (Elec/Gas) - Marine ¦ SCE ¦ Marine | Com Thermostats (Elec/Gas) - Marine | 0.053228 | 1 | 0.52312 | CSS - Itron 2012 | -53.7478 | 2012 | 0.7 | N/A
COM-HVAC-91.3 | Com ¦ Com Programmable Thermostat (Elec SC and Gas SH) - Marine ¦ SCE ¦ Marine | Com ¦ Com Programmable Thermostat (Elec SC and Gas SH) - Marine | SCE ¦ Marine | SCE | All | Electric & Gas | Programmable thermostat which allows intermittent supply fan operation | Code | 0 | Conventional | HVAC | Com - Health | Com | RET and NEW | 0 | 1000 sqft2 of floor space | Cap-Ton | 11 | DEER:HVAC_Split-Package_AC | 1920.6917 | 2.3587 | 55.1647 | 2020 Scaled Work Paper PGE3PHVC153 R3 | 33.2021 | 2020 | 0 | 11.4526 | 2020 | 0 | 0 | 2020 Scaled Work Paper PGE3PHVC153 R3 | Com Thermostats (Elec/Gas) - Marine ¦ SCE ¦ Marine | Com Thermostats (Elec/Gas) - Marine | 0.046451 | 1 | 0.52312 | CSS - Itron 2012 | -158.7327 | 2012 | 0.7 | N/A
COM-HVAC-91.4 | Com ¦ Com Programmable Thermostat (Elec SC and Gas SH) - Marine ¦ SCE ¦ Marine | Com ¦ Com Programmable Thermostat (Elec SC and Gas SH) - Marine | SCE ¦ Marine | SCE | All | Electric & Gas | Programmable thermostat which allows intermittent supply fan operation | Code | 0 | Conventional | HVAC | Com - Lodging | Com | RET and NEW | 0 | 1000 sqft2 of floor space | Cap-Ton | 11 | DEER:HVAC_Split-Package_AC | 3311.1988 | 3.1425 | 55.3697 | 2020 Scaled Work Paper PGE3PHVC153 R3 | 33.2021 | 2020 | 0 | 11.4526 | 2020 | 0 | 0 | 2020 Scaled Work Paper PGE3PHVC153 R3 | Com Thermostats (Elec/Gas) - Marine ¦ SCE ¦ Marine | Com Thermostats (Elec/Gas) - Marine | 0.0044462 | 1 | 0.52312 | CSS - Itron 2012 | -603.6933 | 2012 | 0.7 | N/A
COM-HVAC-91.5 | Com ¦ Com Programmable Thermostat (Elec SC and Gas SH) - Marine ¦ SCE ¦ Marine | Com ¦ Com Programmable Thermostat (Elec SC and Gas SH) - Marine | SCE ¦ Marine | SCE | All | Electric & Gas | Programmable thermostat which allows intermittent supply fan operation | Code | 0 | Conventional | HVAC | Com - Office (Large) | Com | RET and NEW | 0 | 1000 sqft2 of floor space | Cap-Ton | 11 | DEER:HVAC_Split-Package_AC | 3466.693 | 2.492 | 56.6013 | 2020 Scaled Work Paper PGE3PHVC153 R3 | 33.2021 | 2020 | 0 | 11.4526 | 2020 | 0 | 0 | 2020 Scaled Work Paper PGE3PHVC153 R3 | Com Thermostats (Elec/Gas) - Marine ¦ SCE ¦ Marine | Com Thermostats (Elec/Gas) - Marine | 0.030243 | 1 | 0.52312 | CSS - Itron 2012 | -250.1358 | 2012 | 0.7 | N/A
COM-HVAC-91.6 | Com ¦ Com Programmable Thermostat (Elec SC and Gas SH) - Marine ¦ SCE ¦ Marine | Com ¦ Com Programmable Thermostat (Elec SC and Gas SH) - Marine | SCE ¦ Marine | SCE | All | Electric & Gas | Programmable thermostat which allows intermittent supply fan operation | Code | 0 | Conventional | HVAC | Com - Office (Small) | Com | RET and NEW | 0 | 1000 sqft2 of floor space | Cap-Ton | 11 | DEER:HVAC_Split-Package_AC | 1447.2875 | 2.1493 | 40.6065 | 2020 Scaled Work Paper PGE3PHVC153 R3 | 33.2021 | 2020 | 0 | 11.4526 | 2020 | 0 | 0 | 2020 Scaled Work Paper PGE3PHVC153 R3 | Com Thermostats (Elec/Gas) - Marine ¦ SCE ¦ Marine | Com Thermostats (Elec/Gas) - Marine | 0.12612 | 1 | 0.52312 | CSS - Itron 2012 | -77.4185 | 2012 | 0.7 | N/A
COM-HVAC-91.7 | Com ¦ Com Programmable Thermostat (Elec SC and Gas SH) - Marine ¦ SCE ¦ Marine | Com ¦ Com Programmable Thermostat (Elec SC and Gas SH) - Marine | SCE ¦ Marine | SCE | All | Electric & Gas | Programmable thermostat which allows intermittent supply fan operation | Code | 0 | Conventional | HVAC | Com - Other | Com | RET and NEW | 0 | 1000 sqft2 of floor space | Cap-Ton | 11 | DEER:HVAC_Split-Package_AC | 2146.1647 | 3.5252 | 77.4992 | 2020 Scaled Work Paper PGE3PHVC153 R3 | 33.2021 | 2020 | 0 | 11.4526 | 2020 | 0 | 0 | 2020 Scaled Work Paper PGE3PHVC153 R3 | Com Thermostats (Elec/Gas) - Marine ¦ SCE ¦ Marine | Com Thermostats (Elec/Gas) - Marine | 0.039954 | 1 | 0.52312 | CSS - Itron 2012 | -319.5136 | 2012 | 0.7 | N/A
COM-HVAC-91.8 | Com ¦ Com Programmable Thermostat (Elec SC and Gas SH) - Marine ¦ SCE ¦ Marine | Com ¦ Com Programmable Thermostat (Elec SC and Gas SH) - Marine | SCE ¦ Marine | SCE | All | Electric & Gas | Programmable thermostat which allows intermittent supply fan operation | Code | 0 | Conventional | HVAC | Com - Refrig. Warehouse | Com | RET and NEW | 0 | 1000 sqft2 of floor space | Cap-Ton | 11 | DEER:HVAC_Split-Package_AC | 828.2759 | 2.003 | 16.8961 | 2020 Scaled Work Paper PGE3PHVC153 R3 | 33.2021 | 2020 | 0 | 11.4526 | 2020 | 0 | 0 | 2020 Scaled Work Paper PGE3PHVC153 R3 | Com Thermostats (Elec/Gas) - Marine ¦ SCE ¦ Marine | Com Thermostats (Elec/Gas) - Marine | 0.0034596 | 1 | 0.52312 | CSS - Itron 2012 | -30.1425 | 2012 | 0.7 | N/A
COM-HVAC-91.9 | Com ¦ Com Programmable Thermostat (Elec SC and Gas SH) - Marine ¦ SCE ¦ Marine | Com ¦ Com Programmable Thermostat (Elec SC and Gas SH) - Marine | SCE ¦ Marine | SCE | All | Electric & Gas | Programmable thermostat which allows intermittent supply fan operation | Code | 0 | Conventional | HVAC | Com - Restaurant | Com | RET and NEW | 0 | 1000 sqft2 of floor space | Cap-Ton | 11 | DEER:HVAC_Split-Package_AC | 1538.7992 | 2.3665 | 7.6516 | 2020 Scaled Work Paper PGE3PHVC153 R3 | 33.2021 | 2020 | 0 | 11.4526 | 2020 | 0 | 0 | 2020 Scaled Work Paper PGE3PHVC153 R3 | Com Thermostats (Elec/Gas) - Marine ¦ SCE ¦ Marine | Com Thermostats (Elec/Gas) - Marine | 0.17087 | 1 | 0.52312 | CSS - Itron 2012 | -33.3264 | 2012 | 0.7 | N/A
COM-HVAC-91.10 | Com ¦ Com Programmable Thermostat (Elec SC and Gas SH) - Marine ¦ SCE ¦ Marine | Com ¦ Com Programmable Thermostat (Elec SC and Gas SH) - Marine | SCE ¦ Marine | SCE | All | Electric & Gas | Programmable thermostat which allows intermittent supply fan operation | Code | 0 | Conventional | HVAC | Com - Retail | Com | RET and NEW | 0 | 1000 sqft2 of floor space | Cap-Ton | 11 | DEER:HVAC_Split-Package_AC | 878.9911 | 1.9839 | 8.2375 | 2020 Scaled Work Paper PGE3PHVC153 R3 | 33.2021 | 2020 | 0 | 11.4526 | 2020 | 0 | 0 | 2020 Scaled Work Paper PGE3PHVC153 R3 | Com Thermostats (Elec/Gas) - Marine ¦ SCE ¦ Marine | Com Thermostats (Elec/Gas) - Marine | 0.035763 | 1 | 0.52312 | CSS - Itron 2012 | -1321.0819 | 2012 | 0.7 | N/A
COM-HVAC-91.11 | Com ¦ Com Programmable Thermostat (Elec SC and Gas SH) - Marine ¦ SCE ¦ Marine | Com ¦ Com Programmable Thermostat (Elec SC and Gas SH) - Marine | SCE ¦ Marine | SCE | All | Electric & Gas | Programmable thermostat which allows intermittent supply fan operation | Code | 0 | Conventional | HVAC | Com - School | Com | RET and NEW | 0 | 1000 sqft2 of floor space | Cap-Ton | 11 | DEER:HVAC_Split-Package_AC | 980.8211 | 2.6192 | 40.2346 | 2020 Scaled Work Paper PGE3PHVC153 R3 | 33.2021 | 2020 | 0 | 11.4526 | 2020 | 0 | 0 | 2020 Scaled Work Paper PGE3PHVC153 R3 | Com Thermostats (Elec/Gas) - Marine ¦ SCE ¦ Marine | Com Thermostats (Elec/Gas) - Marine | 0.043586 | 1 | 0.52312 | CSS - Itron 2012 | -87.5697 | 2012 | 0.7 | N/A
COM-HVAC-91.12 | Com ¦ Com Programmable Thermostat (Elec SC and Gas SH) - Marine ¦ SCE ¦ Marine | Com ¦ Com Programmable Thermostat (Elec SC and Gas SH) - Marine | SCE ¦ Marine | SCE | All | Electric & Gas | Programmable thermostat which allows intermittent supply fan operation | Code | 0 | Conventional | HVAC | Com - Warehouse | Com | RET and NEW | 0 | 1000 sqft2 of floor space | Cap-Ton | 11 | DEER:HVAC_Split-Package_AC | 873.1511 | 1.4342 | 8.1977 | 2020 Scaled Work Paper PGE3PHVC153 R3 | 33.2021 | 2020 | 0 | 11.4526 | 2020 | 0 | 0 | 2020 Scaled Work Paper PGE3PHVC153 R3 | Com Thermostats (Elec/Gas) - Marine ¦ SCE ¦ Marine | Com Thermostats (Elec/Gas) - Marine | 0.013553 | 1 | 0.52312 | CSS - Itron 2012 | -127.7032 | 2012 | 0.7 | N/A
COM-HVAC-91.13 | Com ¦ Com Programmable Thermostat (Elec SC and Gas SH) - Hot-Dry ¦ SCE ¦ Hot-Dry | Com ¦ Com Programmable Thermostat (Elec SC and Gas SH) - Hot-Dry | SCE ¦ Hot-Dry | SCE | All | Electric & Gas | Programmable thermostat which allows intermittent supply fan operation | Code | 0 | Conventional | HVAC | Com - College | Com | RET and NEW | 0 | 1000 sqft2 of floor space | Cap-Ton | 11 | DEER:HVAC_Split-Package_AC | 2146.1647 | 2.3283 | 77.4992 | 2020 Scaled Work Paper PGE3PHVC153 R3 | 33.2021 | 2020 | 0 | 11.4526 | 2020 | 0 | 0 | 2020 Scaled Work Paper PGE3PHVC153 R3 | Com Thermostats (Elec/Gas) - Hot-Dry ¦ SCE ¦ Hot-Dry | Com Thermostats (Elec/Gas) - Hot-Dry | 0.055383 | 1 | 0.52312 | CSS - Itron 2012 | -117.6819 | 2012 | 0.7 | N/A
COM-HVAC-91.14 | Com ¦ Com Programmable Thermostat (Elec SC and Gas SH) - Hot-Dry ¦ SCE ¦ Hot-Dry | Com ¦ Com Programmable Thermostat (Elec SC and Gas SH) - Hot-Dry | SCE ¦ Hot-Dry | SCE | All | Electric & Gas | Programmable thermostat which allows intermittent supply fan operation | Code | 0 | Conventional | HVAC | Com - Grocery | Com | RET and NEW | 0 | 1000 sqft2 of floor space | Cap-Ton | 11 | DEER:HVAC_Split-Package_AC | 828.2759 | 1.9914 | 16.8961 | 2020 Scaled Work Paper PGE3PHVC153 R3 | 33.2021 | 2020 | 0 | 11.4526 | 2020 | 0 | 0 | 2020 Scaled Work Paper PGE3PHVC153 R3 | Com Thermostats (Elec/Gas) - Hot-Dry ¦ SCE ¦ Hot-Dry | Com Thermostats (Elec/Gas) - Hot-Dry | 0.053228 | 1 | 0.52312 | CSS - Itron 2012 | -53.7478 | 2012 | 0.7 | N/A
COM-HVAC-91.15 | Com ¦ Com Programmable Thermostat (Elec SC and Gas SH) - Hot-Dry ¦ SCE ¦ Hot-Dry | Com ¦ Com Programmable Thermostat (Elec SC and Gas SH) - Hot-Dry | SCE ¦ Hot-Dry | SCE | All | Electric & Gas | Programmable thermostat which allows intermittent supply fan operation | Code | 0 | Conventional | HVAC | Com - Health | Com | RET and NEW | 0 | 1000 sqft2 of floor space | Cap-Ton | 11 | DEER:HVAC_Split-Package_AC | 1920.6917 | 2.3587 | 55.1647 | 2020 Scaled Work Paper PGE3PHVC153 R3 | 33.2021 | 2020 | 0 | 11.4526 | 2020 | 0 | 0 | 2020 Scaled Work Paper PGE3PHVC153 R3 | Com Thermostats (Elec/Gas) - Hot-Dry ¦ SCE ¦ Hot-Dry | Com Thermostats (Elec/Gas) - Hot-Dry | 0.046451 | 1 | 0.52312 | CSS - Itron 2012 | -158.7327 | 2012 | 0.7 | N/A
COM-HVAC-91.16 | Com ¦ Com Programmable Thermostat (Elec SC and Gas SH) - Hot-Dry ¦ SCE ¦ Hot-Dry | Com ¦ Com Programmable Thermostat (Elec SC and Gas SH) - Hot-Dry | SCE ¦ Hot-Dry | SCE | All | Electric & Gas | Programmable thermostat which allows intermittent supply fan operation | Code | 0 | Conventional | HVAC | Com - Lodging | Com | RET and NEW | 0 | 1000 sqft2 of floor space | Cap-Ton | 11 | DEER:HVAC_Split-Package_AC | 3311.1988 | 3.1425 | 55.3697 | 2020 Scaled Work Paper PGE3PHVC153 R3 | 33.2021 | 2020 | 0 | 11.4526 | 2020 | 0 | 0 | 2020 Scaled Work Paper PGE3PHVC153 R3 | Com Thermostats (Elec/Gas) - Hot-Dry ¦ SCE ¦ Hot-Dry | Com Thermostats (Elec/Gas) - Hot-Dry | 0.0044462 | 1 | 0.52312 | CSS - Itron 2012 | -603.6933 | 2012 | 0.7 | N/A
COM-HVAC-91.17 | Com ¦ Com Programmable Thermostat (Elec SC and Gas SH) - Hot-Dry ¦ SCE ¦ Hot-Dry | Com ¦ Com Programmable Thermostat (Elec SC and Gas SH) - Hot-Dry | SCE ¦ Hot-Dry | SCE | All | Electric & Gas | Programmable thermostat which allows intermittent supply fan operation | Code | 0 | Conventional | HVAC | Com - Office (Large) | Com | RET and NEW | 0 | 1000 sqft2 of floor space | Cap-Ton | 11 | DEER:HVAC_Split-Package_AC | 3466.693 | 2.492 | 56.6013 | 2020 Scaled Work Paper PGE3PHVC153 R3 | 33.2021 | 2020 | 0 | 11.4526 | 2020 | 0 | 0 | 2020 Scaled Work Paper PGE3PHVC153 R3 | Com Thermostats (Elec/Gas) - Hot-Dry ¦ SCE ¦ Hot-Dry | Com Thermostats (Elec/Gas) - Hot-Dry | 0.030243 | 1 | 0.52312 | CSS - Itron 2012 | -250.1358 | 2012 | 0.7 | N/A
COM-HVAC-91.18 | Com ¦ Com Programmable Thermostat (Elec SC and Gas SH) - Hot-Dry ¦ SCE ¦ Hot-Dry | Com ¦ Com Programmable Thermostat (Elec SC and Gas SH) - Hot-Dry | SCE ¦ Hot-Dry | SCE | All | Electric & Gas | Programmable thermostat which allows intermittent supply fan operation | Code | 0 | Conventional | HVAC | Com - Office (Small) | Com | RET and NEW | 0 | 1000 sqft2 of floor space | Cap-Ton | 11 | DEER:HVAC_Split-Package_AC | 1447.2875 | 2.1493 | 40.6065 | 2020 Scaled Work Paper PGE3PHVC153 R3 | 33.2021 | 2020 | 0 | 11.4526 | 2020 | 0 | 0 | 2020 Scaled Work Paper PGE3PHVC153 R3 | Com Thermostats (Elec/Gas) - Hot-Dry ¦ SCE ¦ Hot-Dry | Com Thermostats (Elec/Gas) - Hot-Dry | 0.12612 | 1 | 0.52312 | CSS - Itron 2012 | -77.4185 | 2012 | 0.7 | N/A
COM-HVAC-91.19 | Com ¦ Com Programmable Thermostat (Elec SC and Gas SH) - Hot-Dry ¦ SCE ¦ Hot-Dry | Com ¦ Com Programmable Thermostat (Elec SC and Gas SH) - Hot-Dry | SCE ¦ Hot-Dry | SCE | All | Electric & Gas | Programmable thermostat which allows intermittent supply fan operation | Code | 0 | Conventional | HVAC | Com - Other | Com | RET and NEW | 0 | 1000 sqft2 of floor space | Cap-Ton | 11 | DEER:HVAC_Split-Package_AC | 2146.1647 | 3.5252 | 77.4992 | 2020 Scaled Work Paper PGE3PHVC153 R3 | 33.2021 | 2020 | 0 | 11.4526 | 2020 | 0 | 0 | 2020 Scaled Work Paper PGE3PHVC153 R3 | Com Thermostats (Elec/Gas) - Hot-Dry ¦ SCE ¦ Hot-Dry | Com Thermostats (Elec/Gas) - Hot-Dry | 0.039954 | 1 | 0.52312 | CSS - Itron 2012 | -319.5136 | 2012 | 0.7 | N/A
COM-HVAC-91.20 | Com ¦ Com Programmable Thermostat (Elec SC and Gas SH) - Hot-Dry ¦ SCE ¦ Hot-Dry | Com ¦ Com Programmable Thermostat (Elec SC and Gas SH) - Hot-Dry | SCE ¦ Hot-Dry | SCE | All | Electric & Gas | Programmable thermostat which allows intermittent supply fan operation | Code | 0 | Conventional | HVAC | Com - Refrig. Warehouse | Com | RET and NEW | 0 | 1000 sqft2 of floor space | Cap-Ton | 11 | DEER:HVAC_Split-Package_AC | 828.2759 | 2.003 | 16.8961 | 2020 Scaled Work Paper PGE3PHVC153 R3 | 33.2021 | 2020 | 0 | 11.4526 | 2020 | 0 | 0 | 2020 Scaled Work Paper PGE3PHVC153 R3 | Com Thermostats (Elec/Gas) - Hot-Dry ¦ SCE ¦ Hot-Dry | Com Thermostats (Elec/Gas) - Hot-Dry | 0.0034596 | 1 | 0.52312 | CSS - Itron 2012 | -30.1425 | 2012 | 0.7 | N/A
COM-HVAC-91.21 | Com ¦ Com Programmable Thermostat (Elec SC and Gas SH) - Hot-Dry ¦ SCE ¦ Hot-Dry | Com ¦ Com Programmable Thermostat (Elec SC and Gas SH) - Hot-Dry | SCE ¦ Hot-Dry | SCE | All | Electric & Gas | Programmable thermostat which allows intermittent supply fan operation | Code | 0 | Conventional | HVAC | Com - Restaurant | Com | RET and NEW | 0 | 1000 sqft2 of floor space | Cap-Ton | 11 | DEER:HVAC_Split-Package_AC | 1538.7992 | 2.3665 | 7.6516 | 2020 Scaled Work Paper PGE3PHVC153 R3 | 33.2021 | 2020 | 0 | 11.4526 | 2020 | 0 | 0 | 2020 Scaled Work Paper PGE3PHVC153 R3 | Com Thermostats (Elec/Gas) - Hot-Dry ¦ SCE ¦ Hot-Dry | Com Thermostats (Elec/Gas) - Hot-Dry | 0.17087 | 1 | 0.52312 | CSS - Itron 2012 | -33.3264 | 2012 | 0.7 | N/A
COM-HVAC-91.22 | Com ¦ Com Programmable Thermostat (Elec SC and Gas SH) - Hot-Dry ¦ SCE ¦ Hot-Dry | Com ¦ Com Programmable Thermostat (Elec SC and Gas SH) - Hot-Dry | SCE ¦ Hot-Dry | SCE | All | Electric & Gas | Programmable thermostat which allows intermittent supply fan operation | Code | 0 | Conventional | HVAC | Com - Retail | Com | RET and NEW | 0 | 1000 sqft2 of floor space | Cap-Ton | 11 | DEER:HVAC_Split-Package_AC | 878.9911 | 1.9839 | 8.2375 | 2020 Scaled Work Paper PGE3PHVC153 R3 | 33.2021 | 2020 | 0 | 11.4526 | 2020 | 0 | 0 | 2020 Scaled Work Paper PGE3PHVC153 R3 | Com Thermostats (Elec/Gas) - Hot-Dry ¦ SCE ¦ Hot-Dry | Com Thermostats (Elec/Gas) - Hot-Dry | 0.035763 | 1 | 0.52312 | CSS - Itron 2012 | -1321.0819 | 2012 | 0.7 | N/A
COM-HVAC-91.23 | Com ¦ Com Programmable Thermostat (Elec SC and Gas SH) - Hot-Dry ¦ SCE ¦ Hot-Dry | Com ¦ Com Programmable Thermostat (Elec SC and Gas SH) - Hot-Dry | SCE ¦ Hot-Dry | SCE | All | Electric & Gas | Programmable thermostat which allows intermittent supply fan operation | Code | 0 | Conventional | HVAC | Com - School | Com | RET and NEW | 0 | 1000 sqft2 of floor space | Cap-Ton | 11 | DEER:HVAC_Split-Package_AC | 980.8211 | 2.6192 | 40.2346 | 2020 Scaled Work Paper PGE3PHVC153 R3 | 33.2021 | 2020 | 0 | 11.4526 | 2020 | 0 | 0 | 2020 Scaled Work Paper PGE3PHVC153 R3 | Com Thermostats (Elec/Gas) - Hot-Dry ¦ SCE ¦ Hot-Dry | Com Thermostats (Elec/Gas) - Hot-Dry | 0.043586 | 1 | 0.52312 | CSS - Itron 2012 | -87.5697 | 2012 | 0.7 | N/A
COM-HVAC-91.24 | Com ¦ Com Programmable Thermostat (Elec SC and Gas SH) - Hot-Dry ¦ SCE ¦ Hot-Dry | Com ¦ Com Programmable Thermostat (Elec SC and Gas SH) - Hot-Dry | SCE ¦ Hot-Dry | SCE | All | Electric & Gas | Programmable thermostat which allows intermittent supply fan operation | Code | 0 | Conventional | HVAC | Com - Warehouse | Com | RET and NEW | 0 | 1000 sqft2 of floor space | Cap-Ton | 11 | DEER:HVAC_Split-Package_AC | 873.1511 | 1.4342 | 8.1977 | 2020 Scaled Work Paper PGE3PHVC153 R3 | 33.2021 | 2020 | 0 | 11.4526 | 2020 | 0 | 0 | 2020 Scaled Work Paper PGE3PHVC153 R3 | Com Thermostats (Elec/Gas) - Hot-Dry ¦ SCE ¦ Hot-Dry | Com Thermostats (Elec/Gas) - Hot-Dry | 0.013553 | 1 | 0.52312 | CSS - Itron 2012 | -127.7032 | 2012 | 0.7 | N/A
COM-HVAC-91.25 | Com ¦ Com Programmable Thermostat (Elec SC and Gas SH) - Cold ¦ SCE ¦ Cold | Com ¦ Com Programmable Thermostat (Elec SC and Gas SH) - Cold | SCE ¦ Cold | SCE | All | Electric & Gas | Programmable thermostat which allows intermittent supply fan operation | Code | 0 | Conventional | HVAC | Com - College | Com | RET and NEW | 0 | 1000 sqft2 of floor space | Cap-Ton | 11 | DEER:HVAC_Split-Package_AC | 2154.4981 | 2.3373 | 133.8407 | 2020 Scaled Work Paper PGE3PHVC153 R3 | 33.2021 | 2020 | 0 | 11.4526 | 2020 | 0 | 0 | 2020 Scaled Work Paper PGE3PHVC153 R3 | Com Thermostats (Elec/Gas) - Cold ¦ SCE ¦ Cold | Com Thermostats (Elec/Gas) - Cold | 0.055383 | 1 | 0.52312 | CSS - Itron 2012 | -150.4864 | 2012 | 0.7 | N/A
COM-HVAC-91.26 | Com ¦ Com Programmable Thermostat (Elec SC and Gas SH) - Cold ¦ SCE ¦ Cold | Com ¦ Com Programmable Thermostat (Elec SC and Gas SH) - Cold | SCE ¦ Cold | SCE | All | Electric & Gas | Programmable thermostat which allows intermittent supply fan operation | Code | 0 | Conventional | HVAC | Com - Grocery | Com | RET and NEW | 0 | 1000 sqft2 of floor space | Cap-Ton | 11 | DEER:HVAC_Split-Package_AC | 821.2759 | 1.9745 | 16.8961 | 2020 Scaled Work Paper PGE3PHVC153 R3 | 33.2021 | 2020 | 0 | 11.4526 | 2020 | 0 | 0 | 2020 Scaled Work Paper PGE3PHVC153 R3 | Com Thermostats (Elec/Gas) - Cold ¦ SCE ¦ Cold | Com Thermostats (Elec/Gas) - Cold | 0.053228 | 1 | 0.52312 | CSS - Itron 2012 | -53.5939 | 2012 | 0.7 | N/A
COM-HVAC-91.27 | Com ¦ Com Programmable Thermostat (Elec SC and Gas SH) - Cold ¦ SCE ¦ Cold | Com ¦ Com Programmable Thermostat (Elec SC and Gas SH) - Cold | SCE ¦ Cold | SCE | All | Electric & Gas | Programmable thermostat which allows intermittent supply fan operation | Code | 0 | Conventional | HVAC | Com - Health | Com | RET and NEW | 0 | 1000 sqft2 of floor space | Cap-Ton | 11 | DEER:HVAC_Split-Package_AC | 1908.1362 | 2.3432 | 71.3699 | 2020 Scaled Work Paper PGE3PHVC153 R3 | 33.2021 | 2020 | 0 | 11.4526 | 2020 | 0 | 0 | 2020 Scaled Work Paper PGE3PHVC153 R3 | Com Thermostats (Elec/Gas) - Cold ¦ SCE ¦ Cold | Com Thermostats (Elec/Gas) - Cold | 0.046451 | 1 | 0.52312 | CSS - Itron 2012 | -196.8133 | 2012 | 0.7 | N/A
COM-HVAC-91.28 | Com ¦ Com Programmable Thermostat (Elec SC and Gas SH) - Cold ¦ SCE ¦ Cold | Com ¦ Com Programmable Thermostat (Elec SC and Gas SH) - Cold | SCE ¦ Cold | SCE | All | Electric & Gas | Programmable thermostat which allows intermittent supply fan operation | Code | 0 | Conventional | HVAC | Com - Lodging | Com | RET and NEW | 0 | 1000 sqft2 of floor space | Cap-Ton | 11 | DEER:HVAC_Split-Package_AC | 3319.5321 | 3.1504 | 90.7688 | 2020 Scaled Work Paper PGE3PHVC153 R3 | 33.2021 | 2020 | 0 | 11.4526 | 2020 | 0 | 0 | 2020 Scaled Work Paper PGE3PHVC153 R3 | Com Thermostats (Elec/Gas) - Cold ¦ SCE ¦ Cold | Com Thermostats (Elec/Gas) - Cold | 0.0044462 | 1 | 0.52312 | CSS - Itron 2012 | -873.7541 | 2012 | 0.7 | N/A
COM-HVAC-91.29 | Com ¦ Com Programmable Thermostat (Elec SC and Gas SH) - Cold ¦ SCE ¦ Cold | Com ¦ Com Programmable Thermostat (Elec SC and Gas SH) - Cold | SCE ¦ Cold | SCE | All | Electric & Gas | Programmable thermostat which allows intermittent supply fan operation | Code | 0 | Conventional | HVAC | Com - Office (Large) | Com | RET and NEW | 0 | 1000 sqft2 of floor space | Cap-Ton | 11 | DEER:HVAC_Split-Package_AC | 3475.0263 | 2.498 | 93.166 | 2020 Scaled Work Paper PGE3PHVC153 R3 | 33.2021 | 2020 | 0 | 11.4526 | 2020 | 0 | 0 | 2020 Scaled Work Paper PGE3PHVC153 R3 | Com Thermostats (Elec/Gas) - Cold ¦ SCE ¦ Cold | Com Thermostats (Elec/Gas) - Cold | 0.030243 | 1 | 0.52312 | CSS - Itron 2012 | -376.7865 | 2012 | 0.7 | N/A
COM-HVAC-91.30 | Com ¦ Com Programmable Thermostat (Elec SC and Gas SH) - Cold ¦ SCE ¦ Cold | Com ¦ Com Programmable Thermostat (Elec SC and Gas SH) - Cold | SCE ¦ Cold | SCE | All | Electric & Gas | Programmable thermostat which allows intermittent supply fan operation | Code | 0 | Conventional | HVAC | Com - Office (Small) | Com | RET and NEW | 0 | 1000 sqft2 of floor space | Cap-Ton | 11 | DEER:HVAC_Split-Package_AC | 1455.6208 | 2.1617 | 62.0346 | 2020 Scaled Work Paper PGE3PHVC153 R3 | 33.2021 | 2020 | 0 | 11.4526 | 2020 | 0 | 0 | 2020 Scaled Work Paper PGE3PHVC153 R3 | Com Thermostats (Elec/Gas) - Cold ¦ SCE ¦ Cold | Com Thermostats (Elec/Gas) - Cold | 0.12612 | 1 | 0.52312 | CSS - Itron 2012 | -98.6118 | 2012 | 0.7 | N/A
COM-HVAC-91.31 | Com ¦ Com Programmable Thermostat (Elec SC and Gas SH) - Cold ¦ SCE ¦ Cold | Com ¦ Com Programmable Thermostat (Elec SC and Gas SH) - Cold | SCE ¦ Cold | SCE | All | Electric & Gas | Programmable thermostat which allows intermittent supply fan operation | Code | 0 | Conventional | HVAC | Com - Other | Com | RET and NEW | 0 | 1000 sqft2 of floor space | Cap-Ton | 11 | DEER:HVAC_Split-Package_AC | 2154.4981 | 3.5389 | 133.8407 | 2020 Scaled Work Paper PGE3PHVC153 R3 | 33.2021 | 2020 | 0 | 11.4526 | 2020 | 0 | 0 | 2020 Scaled Work Paper PGE3PHVC153 R3 | Com Thermostats (Elec/Gas) - Cold ¦ SCE ¦ Cold | Com Thermostats (Elec/Gas) - Cold | 0.039954 | 1 | 0.52312 | CSS - Itron 2012 | -460.8049 | 2012 | 0.7 | N/A
COM-HVAC-91.32 | Com ¦ Com Programmable Thermostat (Elec SC and Gas SH) - Cold ¦ SCE ¦ Cold | Com ¦ Com Programmable Thermostat (Elec SC and Gas SH) - Cold | SCE ¦ Cold | SCE | All | Electric & Gas | Programmable thermostat which allows intermittent supply fan operation | Code | 0 | Conventional | HVAC | Com - Refrig. Warehouse | Com | RET and NEW | 0 | 1000 sqft2 of floor space | Cap-Ton | 11 | DEER:HVAC_Split-Package_AC | 821.2759 | 1.9861 | 16.8961 | 2020 Scaled Work Paper PGE3PHVC153 R3 | 33.2021 | 2020 | 0 | 11.4526 | 2020 | 0 | 0 | 2020 Scaled Work Paper PGE3PHVC153 R3 | Com Thermostats (Elec/Gas) - Cold ¦ SCE ¦ Cold | Com Thermostats (Elec/Gas) - Cold | 0.0034596 | 1 | 0.52312 | CSS - Itron 2012 | -29.9923 | 2012 | 0.7 | N/A
COM-HVAC-91.33 | Com ¦ Com Programmable Thermostat (Elec SC and Gas SH) - Cold ¦ SCE ¦ Cold | Com ¦ Com Programmable Thermostat (Elec SC and Gas SH) - Cold | SCE ¦ Cold | SCE | All | Electric & Gas | Programmable thermostat which allows intermittent supply fan operation | Code | 0 | Conventional | HVAC | Com - Restaurant | Com | RET and NEW | 0 | 1000 sqft2 of floor space | Cap-Ton | 11 | DEER:HVAC_Split-Package_AC | 1527.0215 | 2.3484 | 7.6516 | 2020 Scaled Work Paper PGE3PHVC153 R3 | 33.2021 | 2020 | 0 | 11.4526 | 2020 | 0 | 0 | 2020 Scaled Work Paper PGE3PHVC153 R3 | Com Thermostats (Elec/Gas) - Cold ¦ SCE ¦ Cold | Com Thermostats (Elec/Gas) - Cold | 0.17087 | 1 | 0.52312 | CSS - Itron 2012 | -33.0863 | 2012 | 0.7 | N/A
COM-HVAC-91.34 | Com ¦ Com Programmable Thermostat (Elec SC and Gas SH) - Cold ¦ SCE ¦ Cold | Com ¦ Com Programmable Thermostat (Elec SC and Gas SH) - Cold | SCE ¦ Cold | SCE | All | Electric & Gas | Programmable thermostat which allows intermittent supply fan operation | Code | 0 | Conventional | HVAC | Com - Retail | Com | RET and NEW | 0 | 1000 sqft2 of floor space | Cap-Ton | 11 | DEER:HVAC_Split-Package_AC | 866.4355 | 1.9556 | 8.2375 | 2020 Scaled Work Paper PGE3PHVC153 R3 | 33.2021 | 2020 | 0 | 11.4526 | 2020 | 0 | 0 | 2020 Scaled Work Paper PGE3PHVC153 R3 | Com Thermostats (Elec/Gas) - Cold ¦ SCE ¦ Cold | Com Thermostats (Elec/Gas) - Cold | 0.035763 | 1 | 0.52312 | CSS - Itron 2012 | -1319.8727 | 2012 | 0.7 | N/A
COM-HVAC-91.35 | Com ¦ Com Programmable Thermostat (Elec SC and Gas SH) - Cold ¦ SCE ¦ Cold | Com ¦ Com Programmable Thermostat (Elec SC and Gas SH) - Cold | SCE ¦ Cold | SCE | All | Electric & Gas | Programmable thermostat which allows intermittent supply fan operation | Code | 0 | Conventional | HVAC | Com - School | Com | RET and NEW | 0 | 1000 sqft2 of floor space | Cap-Ton | 11 | DEER:HVAC_Split-Package_AC | 975.1174 | 2.6045 | 43.3426 | 2020 Scaled Work Paper PGE3PHVC153 R3 | 33.2021 | 2020 | 0 | 11.4526 | 2020 | 0 | 0 | 2020 Scaled Work Paper PGE3PHVC153 R3 | Com Thermostats (Elec/Gas) - Cold ¦ SCE ¦ Cold | Com Thermostats (Elec/Gas) - Cold | 0.043586 | 1 | 0.52312 | CSS - Itron 2012 | -89.859 | 2012 | 0.7 | N/A
COM-HVAC-91.36 | Com ¦ Com Programmable Thermostat (Elec SC and Gas SH) - Cold ¦ SCE ¦ Cold | Com ¦ Com Programmable Thermostat (Elec SC and Gas SH) - Cold | SCE ¦ Cold | SCE | All | Electric & Gas | Programmable thermostat which allows intermittent supply fan operation | Code | 0 | Conventional | HVAC | Com - Warehouse | Com | RET and NEW | 0 | 1000 sqft2 of floor space | Cap-Ton | 11 | DEER:HVAC_Split-Package_AC | 860.5956 | 1.4136 | 8.1977 | 2020 Scaled Work Paper PGE3PHVC153 R3 | 33.2021 | 2020 | 0 | 11.4526 | 2020 | 0 | 0 | 2020 Scaled Work Paper PGE3PHVC153 R3 | Com Thermostats (Elec/Gas) - Cold ¦ SCE ¦ Cold | Com Thermostats (Elec/Gas) - Cold | 0.013553 | 1 | 0.52312 | CSS - Itron 2012 | -126.7696 | 2012 | 0.7 | N/A
COM-HVAC-92.1 | Com ¦ Com Smart Thermostat (Elec SC and Gas SH) - Marine ¦ SCE ¦ Marine | Com ¦ Com Smart Thermostat (Elec SC and Gas SH) - Marine | SCE ¦ Marine | SCE | All | Electric & Gas | Smart thermostat with ability to integrate to EMS | Efficient | 0 | Conventional | HVAC | Com - College | Com | RET and NEW | 0 | 1000 sqft2 of floor space | Cap-Ton | 11 | DEER:HVAC_Split-Package_AC | 2038.8565 | 2.2119 | 73.6242 | 2020 Scaled Work Paper PGE3PHVC153 R3 | 116.9911 | 2020 | 0 | 11.4526 | 2020 | 0 | 0 | 2020 Scaled Work Paper PGE3PHVC153 R3 | Com Thermostats (Elec/Gas) - Marine ¦ SCE ¦ Marine | Com Thermostats (Elec/Gas) - Marine | 0.055383 | 1 | 0 | CSS - Itron 2012 | -111.7978 | 2032 | 0.7 | N/A
COM-HVAC-92.2 | Com ¦ Com Smart Thermostat (Elec SC and Gas SH) - Marine ¦ SCE ¦ Marine | Com ¦ Com Smart Thermostat (Elec SC and Gas SH) - Marine | SCE ¦ Marine | SCE | All | Electric & Gas | Smart thermostat with ability to integrate to EMS | Efficient | 0 | Conventional | HVAC | Com - Grocery | Com | RET and NEW | 0 | 1000 sqft2 of floor space | Cap-Ton | 11 | DEER:HVAC_Split-Package_AC | 786.8621 | 1.8918 | 16.0512 | 2020 Scaled Work Paper PGE3PHVC153 R3 | 116.9911 | 2020 | 0 | 11.4526 | 2020 | 0 | 0 | 2020 Scaled Work Paper PGE3PHVC153 R3 | Com Thermostats (Elec/Gas) - Marine ¦ SCE ¦ Marine | Com Thermostats (Elec/Gas) - Marine | 0.053228 | 1 | 0 | CSS - Itron 2012 | -51.0604 | 2032 | 0.7 | N/A
COM-HVAC-92.3 | Com ¦ Com Smart Thermostat (Elec SC and Gas SH) - Marine ¦ SCE ¦ Marine | Com ¦ Com Smart Thermostat (Elec SC and Gas SH) - Marine | SCE ¦ Marine | SCE | All | Electric & Gas | Smart thermostat with ability to integrate to EMS | Efficient | 0 | Conventional | HVAC | Com - Health | Com | RET and NEW | 0 | 1000 sqft2 of floor space | Cap-Ton | 11 | DEER:HVAC_Split-Package_AC | 1824.6572 | 2.2407 | 52.4065 | 2020 Scaled Work Paper PGE3PHVC153 R3 | 116.9911 | 2020 | 0 | 11.4526 | 2020 | 0 | 0 | 2020 Scaled Work Paper PGE3PHVC153 R3 | Com Thermostats (Elec/Gas) - Marine ¦ SCE ¦ Marine | Com Thermostats (Elec/Gas) - Marine | 0.046451 | 1 | 0 | CSS - Itron 2012 | -150.7961 | 2032 | 0.7 | N/A
COM-HVAC-92.4 | Com ¦ Com Smart Thermostat (Elec SC and Gas SH) - Marine ¦ SCE ¦ Marine | Com ¦ Com Smart Thermostat (Elec SC and Gas SH) - Marine | SCE ¦ Marine | SCE | All | Electric & Gas | Smart thermostat with ability to integrate to EMS | Efficient | 0 | Conventional | HVAC | Com - Lodging | Com | RET and NEW | 0 | 1000 sqft2 of floor space | Cap-Ton | 11 | DEER:HVAC_Split-Package_AC | 3145.6388 | 2.9854 | 52.6012 | 2020 Scaled Work Paper PGE3PHVC153 R3 | 116.9911 | 2020 | 0 | 11.4526 | 2020 | 0 | 0 | 2020 Scaled Work Paper PGE3PHVC153 R3 | Com Thermostats (Elec/Gas) - Marine ¦ SCE ¦ Marine | Com Thermostats (Elec/Gas) - Marine | 0.0044462 | 1 | 0 | CSS - Itron 2012 | -573.5086 | 2032 | 0.7 | N/A
COM-HVAC-92.5 | Com ¦ Com Smart Thermostat (Elec SC and Gas SH) - Marine ¦ SCE ¦ Marine | Com ¦ Com Smart Thermostat (Elec SC and Gas SH) - Marine | SCE ¦ Marine | SCE | All | Electric & Gas | Smart thermostat with ability to integrate to EMS | Efficient | 0 | Conventional | HVAC | Com - Office (Large) | Com | RET and NEW | 0 | 1000 sqft2 of floor space | Cap-Ton | 11 | DEER:HVAC_Split-Package_AC | 3293.3583 | 2.3674 | 53.7712 | 2020 Scaled Work Paper PGE3PHVC153 R3 | 116.9911 | 2020 | 0 | 11.4526 | 2020 | 0 | 0 | 2020 Scaled Work Paper PGE3PHVC153 R3 | Com Thermostats (Elec/Gas) - Marine ¦ SCE ¦ Marine | Com Thermostats (Elec/Gas) - Marine | 0.030243 | 1 | 0 | CSS - Itron 2012 | -237.629 | 2032 | 0.7 | N/A
COM-HVAC-92.6 | Com ¦ Com Smart Thermostat (Elec SC and Gas SH) - Marine ¦ SCE ¦ Marine | Com ¦ Com Smart Thermostat (Elec SC and Gas SH) - Marine | SCE ¦ Marine | SCE | All | Electric & Gas | Smart thermostat with ability to integrate to EMS | Efficient | 0 | Conventional | HVAC | Com - Office (Small) | Com | RET and NEW | 0 | 1000 sqft2 of floor space | Cap-Ton | 11 | DEER:HVAC_Split-Package_AC | 1374.9231 | 2.0418 | 38.5762 | 2020 Scaled Work Paper PGE3PHVC153 R3 | 116.9911 | 2020 | 0 | 11.4526 | 2020 | 0 | 0 | 2020 Scaled Work Paper PGE3PHVC153 R3 | Com Thermostats (Elec/Gas) - Marine ¦ SCE ¦ Marine | Com Thermostats (Elec/Gas) - Marine | 0.12612 | 1 | 0 | CSS - Itron 2012 | -73.5476 | 2032 | 0.7 | N/A
COM-HVAC-92.7 | Com ¦ Com Smart Thermostat (Elec SC and Gas SH) - Marine ¦ SCE ¦ Marine | Com ¦ Com Smart Thermostat (Elec SC and Gas SH) - Marine | SCE ¦ Marine | SCE | All | Electric & Gas | Smart thermostat with ability to integrate to EMS | Efficient | 0 | Conventional | HVAC | Com - Other | Com | RET and NEW | 0 | 1000 sqft2 of floor space | Cap-Ton | 11 | DEER:HVAC_Split-Package_AC | 2038.8565 | 3.3489 | 73.6242 | 2020 Scaled Work Paper PGE3PHVC153 R3 | 116.9911 | 2020 | 0 | 11.4526 | 2020 | 0 | 0 | 2020 Scaled Work Paper PGE3PHVC153 R3 | Com Thermostats (Elec/Gas) - Marine ¦ SCE ¦ Marine | Com Thermostats (Elec/Gas) - Marine | 0.039954 | 1 | 0 | CSS - Itron 2012 | -303.5379 | 2032 | 0.7 | N/A
COM-HVAC-92.8 | Com ¦ Com Smart Thermostat (Elec SC and Gas SH) - Marine ¦ SCE ¦ Marine | Com ¦ Com Smart Thermostat (Elec SC and Gas SH) - Marine | SCE ¦ Marine | SCE | All | Electric & Gas | Smart thermostat with ability to integrate to EMS | Efficient | 0 | Conventional | HVAC | Com - Refrig. Warehouse | Com | RET and NEW | 0 | 1000 sqft2 of floor space | Cap-Ton | 11 | DEER:HVAC_Split-Package_AC | 786.8621 | 1.9029 | 16.0512 | 2020 Scaled Work Paper PGE3PHVC153 R3 | 116.9911 | 2020 | 0 | 11.4526 | 2020 | 0 | 0 | 2020 Scaled Work Paper PGE3PHVC153 R3 | Com Thermostats (Elec/Gas) - Marine ¦ SCE ¦ Marine | Com Thermostats (Elec/Gas) - Marine | 0.0034596 | 1 | 0 | CSS - Itron 2012 | -28.6354 | 2032 | 0.7 | N/A
COM-HVAC-92.9 | Com ¦ Com Smart Thermostat (Elec SC and Gas SH) - Marine ¦ SCE ¦ Marine | Com ¦ Com Smart Thermostat (Elec SC and Gas SH) - Marine | SCE ¦ Marine | SCE | All | Electric & Gas | Smart thermostat with ability to integrate to EMS | Efficient | 0 | Conventional | HVAC | Com - Restaurant | Com | RET and NEW | 0 | 1000 sqft2 of floor space | Cap-Ton | 11 | DEER:HVAC_Split-Package_AC | 1461.8593 | 2.2482 | 7.269 | 2020 Scaled Work Paper PGE3PHVC153 R3 | 116.9911 | 2020 | 0 | 11.4526 | 2020 | 0 | 0 | 2020 Scaled Work Paper PGE3PHVC153 R3 | Com Thermostats (Elec/Gas) - Marine ¦ SCE ¦ Marine | Com Thermostats (Elec/Gas) - Marine | 0.17087 | 1 | 0 | CSS - Itron 2012 | -31.6601 | 2032 | 0.7 | N/A
COM-HVAC-92.10 | Com ¦ Com Smart Thermostat (Elec SC and Gas SH) - Marine ¦ SCE ¦ Marine | Com ¦ Com Smart Thermostat (Elec SC and Gas SH) - Marine | SCE ¦ Marine | SCE | All | Electric & Gas | Smart thermostat with ability to integrate to EMS | Efficient | 0 | Conventional | HVAC | Com - Retail | Com | RET and NEW | 0 | 1000 sqft2 of floor space | Cap-Ton | 11 | DEER:HVAC_Split-Package_AC | 835.0415 | 1.8847 | 7.8257 | 2020 Scaled Work Paper PGE3PHVC153 R3 | 116.9911 | 2020 | 0 | 11.4526 | 2020 | 0 | 0 | 2020 Scaled Work Paper PGE3PHVC153 R3 | Com Thermostats (Elec/Gas) - Marine ¦ SCE ¦ Marine | Com Thermostats (Elec/Gas) - Marine | 0.035763 | 1 | 0 | CSS - Itron 2012 | -1255.0278 | 2032 | 0.7 | N/A
COM-HVAC-92.11 | Com ¦ Com Smart Thermostat (Elec SC and Gas SH) - Marine ¦ SCE ¦ Marine | Com ¦ Com Smart Thermostat (Elec SC and Gas SH) - Marine | SCE ¦ Marine | SCE | All | Electric & Gas | Smart thermostat with ability to integrate to EMS | Efficient | 0 | Conventional | HVAC | Com - School | Com | RET and NEW | 0 | 1000 sqft2 of floor space | Cap-Ton | 11 | DEER:HVAC_Split-Package_AC | 931.78 | 2.4883 | 38.2229 | 2020 Scaled Work Paper PGE3PHVC153 R3 | 116.9911 | 2020 | 0 | 11.4526 | 2020 | 0 | 0 | 2020 Scaled Work Paper PGE3PHVC153 R3 | Com Thermostats (Elec/Gas) - Marine ¦ SCE ¦ Marine | Com Thermostats (Elec/Gas) - Marine | 0.043586 | 1 | 0 | CSS - Itron 2012 | -83.1912 | 2032 | 0.7 | N/A
COM-HVAC-92.12 | Com ¦ Com Smart Thermostat (Elec SC and Gas SH) - Marine ¦ SCE ¦ Marine | Com ¦ Com Smart Thermostat (Elec SC and Gas SH) - Marine | SCE ¦ Marine | SCE | All | Electric & Gas | Smart thermostat with ability to integrate to EMS | Efficient | 0 | Conventional | HVAC | Com - Warehouse | Com | RET and NEW | 0 | 1000 sqft2 of floor space | Cap-Ton | 11 | DEER:HVAC_Split-Package_AC | 829.4936 | 1.3625 | 7.7878 | 2020 Scaled Work Paper PGE3PHVC153 R3 | 116.9911 | 2020 | 0 | 11.4526 | 2020 | 0 | 0 | 2020 Scaled Work Paper PGE3PHVC153 R3 | Com Thermostats (Elec/Gas) - Marine ¦ SCE ¦ Marine | Com Thermostats (Elec/Gas) - Marine | 0.013553 | 1 | 0 | CSS - Itron 2012 | -121.3181 | 2032 | 0.7 | N/A
COM-HVAC-92.13 | Com ¦ Com Smart Thermostat (Elec SC and Gas SH) - Hot-Dry ¦ SCE ¦ Hot-Dry | Com ¦ Com Smart Thermostat (Elec SC and Gas SH) - Hot-Dry | SCE ¦ Hot-Dry | SCE | All | Electric & Gas | Smart thermostat with ability to integrate to EMS | Efficient | 0 | Conventional | HVAC | Com - College | Com | RET and NEW | 0 | 1000 sqft2 of floor space | Cap-Ton | 11 | DEER:HVAC_Split-Package_AC | 2038.8565 | 2.2119 | 73.6242 | 2020 Scaled Work Paper PGE3PHVC153 R3 | 116.9911 | 2020 | 0 | 11.4526 | 2020 | 0 | 0 | 2020 Scaled Work Paper PGE3PHVC153 R3 | Com Thermostats (Elec/Gas) - Hot-Dry ¦ SCE ¦ Hot-Dry | Com Thermostats (Elec/Gas) - Hot-Dry | 0.055383 | 1 | 0 | CSS - Itron 2012 | -111.7978 | 2032 | 0.7 | N/A
COM-HVAC-92.14 | Com ¦ Com Smart Thermostat (Elec SC and Gas SH) - Hot-Dry ¦ SCE ¦ Hot-Dry | Com ¦ Com Smart Thermostat (Elec SC and Gas SH) - Hot-Dry | SCE ¦ Hot-Dry | SCE | All | Electric & Gas | Smart thermostat with ability to integrate to EMS | Efficient | 0 | Conventional | HVAC | Com - Grocery | Com | RET and NEW | 0 | 1000 sqft2 of floor space | Cap-Ton | 11 | DEER:HVAC_Split-Package_AC | 786.8621 | 1.8918 | 16.0512 | 2020 Scaled Work Paper PGE3PHVC153 R3 | 116.9911 | 2020 | 0 | 11.4526 | 2020 | 0 | 0 | 2020 Scaled Work Paper PGE3PHVC153 R3 | Com Thermostats (Elec/Gas) - Hot-Dry ¦ SCE ¦ Hot-Dry | Com Thermostats (Elec/Gas) - Hot-Dry | 0.053228 | 1 | 0 | CSS - Itron 2012 | -51.0604 | 2032 | 0.7 | N/A
COM-HVAC-92.15 | Com ¦ Com Smart Thermostat (Elec SC and Gas SH) - Hot-Dry ¦ SCE ¦ Hot-Dry | Com ¦ Com Smart Thermostat (Elec SC and Gas SH) - Hot-Dry | SCE ¦ Hot-Dry | SCE | All | Electric & Gas | Smart thermostat with ability to integrate to EMS | Efficient | 0 | Conventional | HVAC | Com - Health | Com | RET and NEW | 0 | 1000 sqft2 of floor space | Cap-Ton | 11 | DEER:HVAC_Split-Package_AC | 1824.6572 | 2.2407 | 52.4065 | 2020 Scaled Work Paper PGE3PHVC153 R3 | 116.9911 | 2020 | 0 | 11.4526 | 2020 | 0 | 0 | 2020 Scaled Work Paper PGE3PHVC153 R3 | Com Thermostats (Elec/Gas) - Hot-Dry ¦ SCE ¦ Hot-Dry | Com Thermostats (Elec/Gas) - Hot-Dry | 0.046451 | 1 | 0 | CSS - Itron 2012 | -150.7961 | 2032 | 0.7 | N/A
COM-HVAC-92.16 | Com ¦ Com Smart Thermostat (Elec SC and Gas SH) - Hot-Dry ¦ SCE ¦ Hot-Dry | Com ¦ Com Smart Thermostat (Elec SC and Gas SH) - Hot-Dry | SCE ¦ Hot-Dry | SCE | All | Electric & Gas | Smart thermostat with ability to integrate to EMS | Efficient | 0 | Conventional | HVAC | Com - Lodging | Com | RET and NEW | 0 | 1000 sqft2 of floor space | Cap-Ton | 11 | DEER:HVAC_Split-Package_AC | 3145.6388 | 2.9854 | 52.6012 | 2020 Scaled Work Paper PGE3PHVC153 R3 | 116.9911 | 2020 | 0 | 11.4526 | 2020 | 0 | 0 | 2020 Scaled Work Paper PGE3PHVC153 R3 | Com Thermostats (Elec/Gas) - Hot-Dry ¦ SCE ¦ Hot-Dry | Com Thermostats (Elec/Gas) - Hot-Dry | 0.0044462 | 1 | 0 | CSS - Itron 2012 | -573.5086 | 2032 | 0.7 | N/A
COM-HVAC-92.17 | Com ¦ Com Smart Thermostat (Elec SC and Gas SH) - Hot-Dry ¦ SCE ¦ Hot-Dry | Com ¦ Com Smart Thermostat (Elec SC and Gas SH) - Hot-Dry | SCE ¦ Hot-Dry | SCE | All | Electric & Gas | Smart thermostat with ability to integrate to EMS | Efficient | 0 | Conventional | HVAC | Com - Office (Large) | Com | RET and NEW | 0 | 1000 sqft2 of floor space | Cap-Ton | 11 | DEER:HVAC_Split-Package_AC | 3293.3583 | 2.3674 | 53.7712 | 2020 Scaled Work Paper PGE3PHVC153 R3 | 116.9911 | 2020 | 0 | 11.4526 | 2020 | 0 | 0 | 2020 Scaled Work Paper PGE3PHVC153 R3 | Com Thermostats (Elec/Gas) - Hot-Dry ¦ SCE ¦ Hot-Dry | Com Thermostats (Elec/Gas) - Hot-Dry | 0.030243 | 1 | 0 | CSS - Itron 2012 | -237.629 | 2032 | 0.7 | N/A
COM-HVAC-92.18 | Com ¦ Com Smart Thermostat (Elec SC and Gas SH) - Hot-Dry ¦ SCE ¦ Hot-Dry | Com ¦ Com Smart Thermostat (Elec SC and Gas SH) - Hot-Dry | SCE ¦ Hot-Dry | SCE | All | Electric & Gas | Smart thermostat with ability to integrate to EMS | Efficient | 0 | Conventional | HVAC | Com - Office (Small) | Com | RET and NEW | 0 | 1000 sqft2 of floor space | Cap-Ton | 11 | DEER:HVAC_Split-Package_AC | 1374.9231 | 2.0418 | 38.5762 | 2020 Scaled Work Paper PGE3PHVC153 R3 | 116.9911 | 2020 | 0 | 11.4526 | 2020 | 0 | 0 | 2020 Scaled Work Paper PGE3PHVC153 R3 | Com Thermostats (Elec/Gas) - Hot-Dry ¦ SCE ¦ Hot-Dry | Com Thermostats (Elec/Gas) - Hot-Dry | 0.12612 | 1 | 0 | CSS - Itron 2012 | -73.5476 | 2032 | 0.7 | N/A
COM-HVAC-92.19 | Com ¦ Com Smart Thermostat (Elec SC and Gas SH) - Hot-Dry ¦ SCE ¦ Hot-Dry | Com ¦ Com Smart Thermostat (Elec SC and Gas SH) - Hot-Dry | SCE ¦ Hot-Dry | SCE | All | Electric & Gas | Smart thermostat with ability to integrate to EMS | Efficient | 0 | Conventional | HVAC | Com - Other | Com | RET and NEW | 0 | 1000 sqft2 of floor space | Cap-Ton | 11 | DEER:HVAC_Split-Package_AC | 2038.8565 | 3.3489 | 73.6242 | 2020 Scaled Work Paper PGE3PHVC153 R3 | 116.9911 | 2020 | 0 | 11.4526 | 2020 | 0 | 0 | 2020 Scaled Work Paper PGE3PHVC153 R3 | Com Thermostats (Elec/Gas) - Hot-Dry ¦ SCE ¦ Hot-Dry | Com Thermostats (Elec/Gas) - Hot-Dry | 0.039954 | 1 | 0 | CSS - Itron 2012 | -303.5379 | 2032 | 0.7 | N/A
COM-HVAC-92.20 | Com ¦ Com Smart Thermostat (Elec SC and Gas SH) - Hot-Dry ¦ SCE ¦ Hot-Dry | Com ¦ Com Smart Thermostat (Elec SC and Gas SH) - Hot-Dry | SCE ¦ Hot-Dry | SCE | All | Electric & Gas | Smart thermostat with ability to integrate to EMS | Efficient | 0 | Conventional | HVAC | Com - Refrig. Warehouse | Com | RET and NEW | 0 | 1000 sqft2 of floor space | Cap-Ton | 11 | DEER:HVAC_Split-Package_AC | 786.8621 | 1.9029 | 16.0512 | 2020 Scaled Work Paper PGE3PHVC153 R3 | 116.9911 | 2020 | 0 | 11.4526 | 2020 | 0 | 0 | 2020 Scaled Work Paper PGE3PHVC153 R3 | Com Thermostats (Elec/Gas) - Hot-Dry ¦ SCE ¦ Hot-Dry | Com Thermostats (Elec/Gas) - Hot-Dry | 0.0034596 | 1 | 0 | CSS - Itron 2012 | -28.6354 | 2032 | 0.7 | N/A
COM-HVAC-92.21 | Com ¦ Com Smart Thermostat (Elec SC and Gas SH) - Hot-Dry ¦ SCE ¦ Hot-Dry | Com ¦ Com Smart Thermostat (Elec SC and Gas SH) - Hot-Dry | SCE ¦ Hot-Dry | SCE | All | Electric & Gas | Smart thermostat with ability to integrate to EMS | Efficient | 0 | Conventional | HVAC | Com - Restaurant | Com | RET and NEW | 0 | 1000 sqft2 of floor space | Cap-Ton | 11 | DEER:HVAC_Split-Package_AC | 1461.8593 | 2.2482 | 7.269 | 2020 Scaled Work Paper PGE3PHVC153 R3 | 116.9911 | 2020 | 0 | 11.4526 | 2020 | 0 | 0 | 2020 Scaled Work Paper PGE3PHVC153 R3 | Com Thermostats (Elec/Gas) - Hot-Dry ¦ SCE ¦ Hot-Dry | Com Thermostats (Elec/Gas) - Hot-Dry | 0.17087 | 1 | 0 | CSS - Itron 2012 | -31.6601 | 2032 | 0.7 | N/A
COM-HVAC-92.22 | Com ¦ Com Smart Thermostat (Elec SC and Gas SH) - Hot-Dry ¦ SCE ¦ Hot-Dry | Com ¦ Com Smart Thermostat (Elec SC and Gas SH) - Hot-Dry | SCE ¦ Hot-Dry | SCE | All | Electric & Gas | Smart thermostat with ability to integrate to EMS | Efficient | 0 | Conventional | HVAC | Com - Retail | Com | RET and NEW | 0 | 1000 sqft2 of floor space | Cap-Ton | 11 | DEER:HVAC_Split-Package_AC | 835.0415 | 1.8847 | 7.8257 | 2020 Scaled Work Paper PGE3PHVC153 R3 | 116.9911 | 2020 | 0 | 11.4526 | 2020 | 0 | 0 | 2020 Scaled Work Paper PGE3PHVC153 R3 | Com Thermostats (Elec/Gas) - Hot-Dry ¦ SCE ¦ Hot-Dry | Com Thermostats (Elec/Gas) - Hot-Dry | 0.035763 | 1 | 0 | CSS - Itron 2012 | -1255.0278 | 2032 | 0.7 | N/A
COM-HVAC-92.23 | Com ¦ Com Smart Thermostat (Elec SC and Gas SH) - Hot-Dry ¦ SCE ¦ Hot-Dry | Com ¦ Com Smart Thermostat (Elec SC and Gas SH) - Hot-Dry | SCE ¦ Hot-Dry | SCE | All | Electric & Gas | Smart thermostat with ability to integrate to EMS | Efficient | 0 | Conventional | HVAC | Com - School | Com | RET and NEW | 0 | 1000 sqft2 of floor space | Cap-Ton | 11 | DEER:HVAC_Split-Package_AC | 931.78 | 2.4883 | 38.2229 | 2020 Scaled Work Paper PGE3PHVC153 R3 | 116.9911 | 2020 | 0 | 11.4526 | 2020 | 0 | 0 | 2020 Scaled Work Paper PGE3PHVC153 R3 | Com Thermostats (Elec/Gas) - Hot-Dry ¦ SCE ¦ Hot-Dry | Com Thermostats (Elec/Gas) - Hot-Dry | 0.043586 | 1 | 0 | CSS - Itron 2012 | -83.1912 | 2032 | 0.7 | N/A
COM-HVAC-92.24 | Com ¦ Com Smart Thermostat (Elec SC and Gas SH) - Hot-Dry ¦ SCE ¦ Hot-Dry | Com ¦ Com Smart Thermostat (Elec SC and Gas SH) - Hot-Dry | SCE ¦ Hot-Dry | SCE | All | Electric & Gas | Smart thermostat with ability to integrate to EMS | Efficient | 0 | Conventional | HVAC | Com - Warehouse | Com | RET and NEW | 0 | 1000 sqft2 of floor space | Cap-Ton | 11 | DEER:HVAC_Split-Package_AC | 829.4936 | 1.3625 | 7.7878 | 2020 Scaled Work Paper PGE3PHVC153 R3 | 116.9911 | 2020 | 0 | 11.4526 | 2020 | 0 | 0 | 2020 Scaled Work Paper PGE3PHVC153 R3 | Com Thermostats (Elec/Gas) - Hot-Dry ¦ SCE ¦ Hot-Dry | Com Thermostats (Elec/Gas) - Hot-Dry | 0.013553 | 1 | 0 | CSS - Itron 2012 | -121.3181 | 2032 | 0.7 | N/A
COM-HVAC-92.25 | Com ¦ Com Smart Thermostat (Elec SC and Gas SH) - Cold ¦ SCE ¦ Cold | Com ¦ Com Smart Thermostat (Elec SC and Gas SH) - Cold | SCE ¦ Cold | SCE | All | Electric & Gas | Smart thermostat with ability to integrate to EMS | Efficient | 0 | Conventional | HVAC | Com - College | Com | RET and NEW | 0 | 1000 sqft2 of floor space | Cap-Ton | 11 | DEER:HVAC_Split-Package_AC | 2046.7732 | 2.2205 | 127.1486 | 2020 Scaled Work Paper PGE3PHVC153 R3 | 116.9911 | 2020 | 0 | 11.4526 | 2020 | 0 | 0 | 2020 Scaled Work Paper PGE3PHVC153 R3 | Com Thermostats (Elec/Gas) - Cold ¦ SCE ¦ Cold | Com Thermostats (Elec/Gas) - Cold | 0.055383 | 1 | 0 | CSS - Itron 2012 | -142.9621 | 2032 | 0.7 | N/A
COM-HVAC-92.26 | Com ¦ Com Smart Thermostat (Elec SC and Gas SH) - Cold ¦ SCE ¦ Cold | Com ¦ Com Smart Thermostat (Elec SC and Gas SH) - Cold | SCE ¦ Cold | SCE | All | Electric & Gas | Smart thermostat with ability to integrate to EMS | Efficient | 0 | Conventional | HVAC | Com - Grocery | Com | RET and NEW | 0 | 1000 sqft2 of floor space | Cap-Ton | 11 | DEER:HVAC_Split-Package_AC | 780.2121 | 1.8758 | 16.0512 | 2020 Scaled Work Paper PGE3PHVC153 R3 | 116.9911 | 2020 | 0 | 11.4526 | 2020 | 0 | 0 | 2020 Scaled Work Paper PGE3PHVC153 R3 | Com Thermostats (Elec/Gas) - Cold ¦ SCE ¦ Cold | Com Thermostats (Elec/Gas) - Cold | 0.053228 | 1 | 0 | CSS - Itron 2012 | -50.9142 | 2032 | 0.7 | N/A
COM-HVAC-92.27 | Com ¦ Com Smart Thermostat (Elec SC and Gas SH) - Cold ¦ SCE ¦ Cold | Com ¦ Com Smart Thermostat (Elec SC and Gas SH) - Cold | SCE ¦ Cold | SCE | All | Electric & Gas | Smart thermostat with ability to integrate to EMS | Efficient | 0 | Conventional | HVAC | Com - Health | Com | RET and NEW | 0 | 1000 sqft2 of floor space | Cap-Ton | 11 | DEER:HVAC_Split-Package_AC | 1812.7294 | 2.2261 | 67.8014 | 2020 Scaled Work Paper PGE3PHVC153 R3 | 116.9911 | 2020 | 0 | 11.4526 | 2020 | 0 | 0 | 2020 Scaled Work Paper PGE3PHVC153 R3 | Com Thermostats (Elec/Gas) - Cold ¦ SCE ¦ Cold | Com Thermostats (Elec/Gas) - Cold | 0.046451 | 1 | 0 | CSS - Itron 2012 | -186.9727 | 2032 | 0.7 | N/A
COM-HVAC-92.28 | Com ¦ Com Smart Thermostat (Elec SC and Gas SH) - Cold ¦ SCE ¦ Cold | Com ¦ Com Smart Thermostat (Elec SC and Gas SH) - Cold | SCE ¦ Cold | SCE | All | Electric & Gas | Smart thermostat with ability to integrate to EMS | Efficient | 0 | Conventional | HVAC | Com - Lodging | Com | RET and NEW | 0 | 1000 sqft2 of floor space | Cap-Ton | 11 | DEER:HVAC_Split-Package_AC | 3153.5555 | 2.9929 | 86.2304 | 2020 Scaled Work Paper PGE3PHVC153 R3 | 116.9911 | 2020 | 0 | 11.4526 | 2020 | 0 | 0 | 2020 Scaled Work Paper PGE3PHVC153 R3 | Com Thermostats (Elec/Gas) - Cold ¦ SCE ¦ Cold | Com Thermostats (Elec/Gas) - Cold | 0.0044462 | 1 | 0 | CSS - Itron 2012 | -830.0664 | 2032 | 0.7 | N/A
COM-HVAC-92.29 | Com ¦ Com Smart Thermostat (Elec SC and Gas SH) - Cold ¦ SCE ¦ Cold | Com ¦ Com Smart Thermostat (Elec SC and Gas SH) - Cold | SCE ¦ Cold | SCE | All | Electric & Gas | Smart thermostat with ability to integrate to EMS | Efficient | 0 | Conventional | HVAC | Com - Office (Large) | Com | RET and NEW | 0 | 1000 sqft2 of floor space | Cap-Ton | 11 | DEER:HVAC_Split-Package_AC | 3301.275 | 2.3731 | 88.5077 | 2020 Scaled Work Paper PGE3PHVC153 R3 | 116.9911 | 2020 | 0 | 11.4526 | 2020 | 0 | 0 | 2020 Scaled Work Paper PGE3PHVC153 R3 | Com Thermostats (Elec/Gas) - Cold ¦ SCE ¦ Cold | Com Thermostats (Elec/Gas) - Cold | 0.030243 | 1 | 0 | CSS - Itron 2012 | -357.9471 | 2032 | 0.7 | N/A
COM-HVAC-92.30 | Com ¦ Com Smart Thermostat (Elec SC and Gas SH) - Cold ¦ SCE ¦ Cold | Com ¦ Com Smart Thermostat (Elec SC and Gas SH) - Cold | SCE ¦ Cold | SCE | All | Electric & Gas | Smart thermostat with ability to integrate to EMS | Efficient | 0 | Conventional | HVAC | Com - Office (Small) | Com | RET and NEW | 0 | 1000 sqft2 of floor space | Cap-Ton | 11 | DEER:HVAC_Split-Package_AC | 1382.8398 | 2.0536 | 58.9328 | 2020 Scaled Work Paper PGE3PHVC153 R3 | 116.9911 | 2020 | 0 | 11.4526 | 2020 | 0 | 0 | 2020 Scaled Work Paper PGE3PHVC153 R3 | Com Thermostats (Elec/Gas) - Cold ¦ SCE ¦ Cold | Com Thermostats (Elec/Gas) - Cold | 0.12612 | 1 | 0 | CSS - Itron 2012 | -93.6812 | 2032 | 0.7 | N/A
COM-HVAC-92.31 | Com ¦ Com Smart Thermostat (Elec SC and Gas SH) - Cold ¦ SCE ¦ Cold | Com ¦ Com Smart Thermostat (Elec SC and Gas SH) - Cold | SCE ¦ Cold | SCE | All | Electric & Gas | Smart thermostat with ability to integrate to EMS | Efficient | 0 | Conventional | HVAC | Com - Other | Com | RET and NEW | 0 | 1000 sqft2 of floor space | Cap-Ton | 11 | DEER:HVAC_Split-Package_AC | 2046.7732 | 3.3619 | 127.1486 | 2020 Scaled Work Paper PGE3PHVC153 R3 | 116.9911 | 2020 | 0 | 11.4526 | 2020 | 0 | 0 | 2020 Scaled Work Paper PGE3PHVC153 R3 | Com Thermostats (Elec/Gas) - Cold ¦ SCE ¦ Cold | Com Thermostats (Elec/Gas) - Cold | 0.039954 | 1 | 0 | CSS - Itron 2012 | -437.7647 | 2032 | 0.7 | N/A
COM-HVAC-92.32 | Com ¦ Com Smart Thermostat (Elec SC and Gas SH) - Cold ¦ SCE ¦ Cold | Com ¦ Com Smart Thermostat (Elec SC and Gas SH) - Cold | SCE ¦ Cold | SCE | All | Electric & Gas | Smart thermostat with ability to integrate to EMS | Efficient | 0 | Conventional | HVAC | Com - Refrig. Warehouse | Com | RET and NEW | 0 | 1000 sqft2 of floor space | Cap-Ton | 11 | DEER:HVAC_Split-Package_AC | 780.2121 | 1.8868 | 16.0512 | 2020 Scaled Work Paper PGE3PHVC153 R3 | 116.9911 | 2020 | 0 | 11.4526 | 2020 | 0 | 0 | 2020 Scaled Work Paper PGE3PHVC153 R3 | Com Thermostats (Elec/Gas) - Cold ¦ SCE ¦ Cold | Com Thermostats (Elec/Gas) - Cold | 0.0034596 | 1 | 0 | CSS - Itron 2012 | -28.4927 | 2032 | 0.7 | N/A
COM-HVAC-92.33 | Com ¦ Com Smart Thermostat (Elec SC and Gas SH) - Cold ¦ SCE ¦ Cold | Com ¦ Com Smart Thermostat (Elec SC and Gas SH) - Cold | SCE ¦ Cold | SCE | All | Electric & Gas | Smart thermostat with ability to integrate to EMS | Efficient | 0 | Conventional | HVAC | Com - Restaurant | Com | RET and NEW | 0 | 1000 sqft2 of floor space | Cap-Ton | 11 | DEER:HVAC_Split-Package_AC | 1450.6704 | 2.231 | 7.269 | 2020 Scaled Work Paper PGE3PHVC153 R3 | 116.9911 | 2020 | 0 | 11.4526 | 2020 | 0 | 0 | 2020 Scaled Work Paper PGE3PHVC153 R3 | Com Thermostats (Elec/Gas) - Cold ¦ SCE ¦ Cold | Com Thermostats (Elec/Gas) - Cold | 0.17087 | 1 | 0 | CSS - Itron 2012 | -31.432 | 2032 | 0.7 | N/A
COM-HVAC-92.34 | Com ¦ Com Smart Thermostat (Elec SC and Gas SH) - Cold ¦ SCE ¦ Cold | Com ¦ Com Smart Thermostat (Elec SC and Gas SH) - Cold | SCE ¦ Cold | SCE | All | Electric & Gas | Smart thermostat with ability to integrate to EMS | Efficient | 0 | Conventional | HVAC | Com - Retail | Com | RET and NEW | 0 | 1000 sqft2 of floor space | Cap-Ton | 11 | DEER:HVAC_Split-Package_AC | 823.1138 | 1.8578 | 7.8257 | 2020 Scaled Work Paper PGE3PHVC153 R3 | 116.9911 | 2020 | 0 | 11.4526 | 2020 | 0 | 0 | 2020 Scaled Work Paper PGE3PHVC153 R3 | Com Thermostats (Elec/Gas) - Cold ¦ SCE ¦ Cold | Com Thermostats (Elec/Gas) - Cold | 0.035763 | 1 | 0 | CSS - Itron 2012 | -1253.8791 | 2032 | 0.7 | N/A
COM-HVAC-92.35 | Com ¦ Com Smart Thermostat (Elec SC and Gas SH) - Cold ¦ SCE ¦ Cold | Com ¦ Com Smart Thermostat (Elec SC and Gas SH) - Cold | SCE ¦ Cold | SCE | All | Electric & Gas | Smart thermostat with ability to integrate to EMS | Efficient | 0 | Conventional | HVAC | Com - School | Com | RET and NEW | 0 | 1000 sqft2 of floor space | Cap-Ton | 11 | DEER:HVAC_Split-Package_AC | 926.3616 | 2.4743 | 41.1755 | 2020 Scaled Work Paper PGE3PHVC153 R3 | 116.9911 | 2020 | 0 | 11.4526 | 2020 | 0 | 0 | 2020 Scaled Work Paper PGE3PHVC153 R3 | Com Thermostats (Elec/Gas) - Cold ¦ SCE ¦ Cold | Com Thermostats (Elec/Gas) - Cold | 0.043586 | 1 | 0 | CSS - Itron 2012 | -85.3661 | 2032 | 0.7 | N/A
COM-HVAC-92.36 | Com ¦ Com Smart Thermostat (Elec SC and Gas SH) - Cold ¦ SCE ¦ Cold | Com ¦ Com Smart Thermostat (Elec SC and Gas SH) - Cold | SCE ¦ Cold | SCE | All | Electric & Gas | Smart thermostat with ability to integrate to EMS | Efficient | 0 | Conventional | HVAC | Com - Warehouse | Com | RET and NEW | 0 | 1000 sqft2 of floor space | Cap-Ton | 11 | DEER:HVAC_Split-Package_AC | 817.5658 | 1.3429 | 7.7878 | 2020 Scaled Work Paper PGE3PHVC153 R3 | 116.9911 | 2020 | 0 | 11.4526 | 2020 | 0 | 0 | 2020 Scaled Work Paper PGE3PHVC153 R3 | Com Thermostats (Elec/Gas) - Cold ¦ SCE ¦ Cold | Com Thermostats (Elec/Gas) - Cold | 0.013553 | 1 | 0 | CSS - Itron 2012 | -120.4311 | 2032 | 0.7 | N/A
COM-HVAC-90.1 | Com ¦ Com Manual Thermostat (Elec SC and Gas SH) - Marine ¦ SCG ¦ Marine | Com ¦ Com Manual Thermostat (Elec SC and Gas SH) - Marine | SCG ¦ Marine | SCG | All | Electric & Gas | One-stage non-programmable thermostat | Average Existing | 0 | Conventional | HVAC | Com - College | Com | RET and NEW | 0 | 1000 sqft2 of floor space | Cap-Ton | 11 | DEER:HVAC_Split-Package_AC | 2593.4981 | 2.8136 | 150.8407 | 2020 Scaled Work Paper PGE3PHVC153 R3 | 19.5604 | 2020 | 0 | 11.4526 | 2020 | 0 | 0 | 2020 Scaled Work Paper PGE3PHVC153 R3 | Com Thermostats (Elec/Gas) - Marine ¦ SCG ¦ Marine | Com Thermostats (Elec/Gas) - Marine | 0.055383 | 1 | 0.47688 | CSS - Itron 2012 | -175.2207 | 2012 | 0.7 | N/A
COM-HVAC-90.2 | Com ¦ Com Manual Thermostat (Elec SC and Gas SH) - Marine ¦ SCG ¦ Marine | Com ¦ Com Manual Thermostat (Elec SC and Gas SH) - Marine | SCG ¦ Marine | SCG | All | Electric & Gas | One-stage non-programmable thermostat | Average Existing | 0 | Conventional | HVAC | Com - Grocery | Com | RET and NEW | 0 | 1000 sqft2 of floor space | Cap-Ton | 11 | DEER:HVAC_Split-Package_AC | 1170.2759 | 2.8136 | 32.8857 | 2020 Scaled Work Paper PGE3PHVC153 R3 | 19.5604 | 2020 | 0 | 11.4526 | 2020 | 0 | 0 | 2020 Scaled Work Paper PGE3PHVC153 R3 | Com Thermostats (Elec/Gas) - Marine ¦ SCG ¦ Marine | Com Thermostats (Elec/Gas) - Marine | 0.053228 | 1 | 0.47688 | CSS - Itron 2012 | -94.8981 | 2012 | 0.7 | N/A
COM-HVAC-90.3 | Com ¦ Com Manual Thermostat (Elec SC and Gas SH) - Marine ¦ SCG ¦ Marine | Com ¦ Com Manual Thermostat (Elec SC and Gas SH) - Marine | SCG ¦ Marine | SCG | All | Electric & Gas | One-stage non-programmable thermostat | Average Existing | 0 | Conventional | HVAC | Com - Health | Com | RET and NEW | 0 | 1000 sqft2 of floor space | Cap-Ton | 11 | DEER:HVAC_Split-Package_AC | 2249.1362 | 2.762 | 107.3699 | 2020 Scaled Work Paper PGE3PHVC153 R3 | 19.5604 | 2020 | 0 | 11.4526 | 2020 | 0 | 0 | 2020 Scaled Work Paper PGE3PHVC153 R3 | Com Thermostats (Elec/Gas) - Marine ¦ SCG ¦ Marine | Com Thermostats (Elec/Gas) - Marine | 0.046451 | 1 | 0.47688 | CSS - Itron 2012 | -286.8773 | 2012 | 0.7 | N/A
COM-HVAC-90.4 | Com ¦ Com Manual Thermostat (Elec SC and Gas SH) - Marine ¦ SCG ¦ Marine | Com ¦ Com Manual Thermostat (Elec SC and Gas SH) - Marine | SCG ¦ Marine | SCG | All | Electric & Gas | One-stage non-programmable thermostat | Average Existing | 0 | Conventional | HVAC | Com - Lodging | Com | RET and NEW | 0 | 1000 sqft2 of floor space | Cap-Ton | 11 | DEER:HVAC_Split-Package_AC | 3758.5321 | 3.5691 | 107.7688 | 2020 Scaled Work Paper PGE3PHVC153 R3 | 19.5604 | 2020 | 0 | 11.4526 | 2020 | 0 | 0 | 2020 Scaled Work Paper PGE3PHVC153 R3 | Com Thermostats (Elec/Gas) - Marine ¦ SCG ¦ Marine | Com Thermostats (Elec/Gas) - Marine | 0.0044462 | 1 | 0.47688 | CSS - Itron 2012 | -1027.3562 | 2012 | 0.7 | N/A
COM-HVAC-90.5 | Com ¦ Com Manual Thermostat (Elec SC and Gas SH) - Marine ¦ SCG ¦ Marine | Com ¦ Com Manual Thermostat (Elec SC and Gas SH) - Marine | SCG ¦ Marine | SCG | All | Electric & Gas | One-stage non-programmable thermostat | Average Existing | 0 | Conventional | HVAC | Com - Office (Large) | Com | RET and NEW | 0 | 1000 sqft2 of floor space | Cap-Ton | 11 | DEER:HVAC_Split-Package_AC | 3914.0263 | 2.8136 | 110.166 | 2020 Scaled Work Paper PGE3PHVC153 R3 | 19.5604 | 2020 | 0 | 11.4526 | 2020 | 0 | 0 | 2020 Scaled Work Paper PGE3PHVC153 R3 | Com Thermostats (Elec/Gas) - Marine ¦ SCG ¦ Marine | Com Thermostats (Elec/Gas) - Marine | 0.030243 | 1 | 0.47688 | CSS - Itron 2012 | -442.4838 | 2012 | 0.7 | N/A
COM-HVAC-90.6 | Com ¦ Com Manual Thermostat (Elec SC and Gas SH) - Marine ¦ SCG ¦ Marine | Com ¦ Com Manual Thermostat (Elec SC and Gas SH) - Marine | SCG ¦ Marine | SCG | All | Electric & Gas | One-stage non-programmable thermostat | Average Existing | 0 | Conventional | HVAC | Com - Office (Small) | Com | RET and NEW | 0 | 1000 sqft2 of floor space | Cap-Ton | 11 | DEER:HVAC_Split-Package_AC | 1894.6208 | 2.8136 | 79.0346 | 2020 Scaled Work Paper PGE3PHVC153 R3 | 19.5604 | 2020 | 0 | 11.4526 | 2020 | 0 | 0 | 2020 Scaled Work Paper PGE3PHVC153 R3 | Com Thermostats (Elec/Gas) - Marine ¦ SCG ¦ Marine | Com Thermostats (Elec/Gas) - Marine | 0.12612 | 1 | 0.47688 | CSS - Itron 2012 | -126.6792 | 2012 | 0.7 | N/A
COM-HVAC-90.7 | Com ¦ Com Manual Thermostat (Elec SC and Gas SH) - Marine ¦ SCG ¦ Marine | Com ¦ Com Manual Thermostat (Elec SC and Gas SH) - Marine | SCG ¦ Marine | SCG | All | Electric & Gas | One-stage non-programmable thermostat | Average Existing | 0 | Conventional | HVAC | Com - Other | Com | RET and NEW | 0 | 1000 sqft2 of floor space | Cap-Ton | 11 | DEER:HVAC_Split-Package_AC | 2593.4981 | 4.26 | 150.8407 | 2020 Scaled Work Paper PGE3PHVC153 R3 | 19.5604 | 2020 | 0 | 11.4526 | 2020 | 0 | 0 | 2020 Scaled Work Paper PGE3PHVC153 R3 | Com Thermostats (Elec/Gas) - Marine ¦ SCG ¦ Marine | Com Thermostats (Elec/Gas) - Marine | 0.039954 | 1 | 0.47688 | CSS - Itron 2012 | -529.0294 | 2012 | 0.7 | N/A
COM-HVAC-90.8 | Com ¦ Com Manual Thermostat (Elec SC and Gas SH) - Marine ¦ SCG ¦ Marine | Com ¦ Com Manual Thermostat (Elec SC and Gas SH) - Marine | SCG ¦ Marine | SCG | All | Electric & Gas | One-stage non-programmable thermostat | Average Existing | 0 | Conventional | HVAC | Com - Refrig. Warehouse | Com | RET and NEW | 0 | 1000 sqft2 of floor space | Cap-Ton | 11 | DEER:HVAC_Split-Package_AC | 1170.2759 | 2.8301 | 32.8857 | 2020 Scaled Work Paper PGE3PHVC153 R3 | 19.5604 | 2020 | 0 | 11.4526 | 2020 | 0 | 0 | 2020 Scaled Work Paper PGE3PHVC153 R3 | Com Thermostats (Elec/Gas) - Marine ¦ SCG ¦ Marine | Com Thermostats (Elec/Gas) - Marine | 0.0034596 | 1 | 0.47688 | CSS - Itron 2012 | -49.1877 | 2012 | 0.7 | N/A
COM-HVAC-90.9 | Com ¦ Com Manual Thermostat (Elec SC and Gas SH) - Marine ¦ SCG ¦ Marine | Com ¦ Com Manual Thermostat (Elec SC and Gas SH) - Marine | SCG ¦ Marine | SCG | All | Electric & Gas | One-stage non-programmable thermostat | Average Existing | 0 | Conventional | HVAC | Com - Restaurant | Com | RET and NEW | 0 | 1000 sqft2 of floor space | Cap-Ton | 11 | DEER:HVAC_Split-Package_AC | 1829.0215 | 2.8136 | 14.8926 | 2020 Scaled Work Paper PGE3PHVC153 R3 | 19.5604 | 2020 | 0 | 11.4526 | 2020 | 0 | 0 | 2020 Scaled Work Paper PGE3PHVC153 R3 | Com Thermostats (Elec/Gas) - Marine ¦ SCG ¦ Marine | Com Thermostats (Elec/Gas) - Marine | 0.17087 | 1 | 0.47688 | CSS - Itron 2012 | -41.0971 | 2012 | 0.7 | N/A
COM-HVAC-90.10 | Com ¦ Com Manual Thermostat (Elec SC and Gas SH) - Marine ¦ SCG ¦ Marine | Com ¦ Com Manual Thermostat (Elec SC and Gas SH) - Marine | SCG ¦ Marine | SCG | All | Electric & Gas | One-stage non-programmable thermostat | Average Existing | 0 | Conventional | HVAC | Com - Retail | Com | RET and NEW | 0 | 1000 sqft2 of floor space | Cap-Ton | 11 | DEER:HVAC_Split-Package_AC | 1207.4355 | 2.7263 | 16.0332 | 2020 Scaled Work Paper PGE3PHVC153 R3 | 19.5604 | 2020 | 0 | 11.4526 | 2020 | 0 | 0 | 2020 Scaled Work Paper PGE3PHVC153 R3 | Com Thermostats (Elec/Gas) - Marine ¦ SCG ¦ Marine | Com Thermostats (Elec/Gas) - Marine | 0.035763 | 1 | 0.47688 | CSS - Itron 2012 | -2522.809 | 2012 | 0.7 | N/A
COM-HVAC-90.11 | Com ¦ Com Manual Thermostat (Elec SC and Gas SH) - Marine ¦ SCG ¦ Marine | Com ¦ Com Manual Thermostat (Elec SC and Gas SH) - Marine | SCG ¦ Marine | SCG | All | Electric & Gas | One-stage non-programmable thermostat | Average Existing | 0 | Conventional | HVAC | Com - School | Com | RET and NEW | 0 | 1000 sqft2 of floor space | Cap-Ton | 11 | DEER:HVAC_Split-Package_AC | 1332.1164 | 3.5498 | 78.3108 | 2020 Scaled Work Paper PGE3PHVC153 R3 | 19.5604 | 2020 | 0 | 11.4526 | 2020 | 0 | 0 | 2020 Scaled Work Paper PGE3PHVC153 R3 | Com Thermostats (Elec/Gas) - Marine ¦ SCG ¦ Marine | Com Thermostats (Elec/Gas) - Marine | 0.043586 | 1 | 0.47688 | CSS - Itron 2012 | -138.7515 | 2012 | 0.7 | N/A
COM-HVAC-90.12 | Com ¦ Com Manual Thermostat (Elec SC and Gas SH) - Marine ¦ SCG ¦ Marine | Com ¦ Com Manual Thermostat (Elec SC and Gas SH) - Marine | SCG ¦ Marine | SCG | All | Electric & Gas | One-stage non-programmable thermostat | Average Existing | 0 | Conventional | HVAC | Com - Warehouse | Com | RET and NEW | 0 | 1000 sqft2 of floor space | Cap-Ton | 11 | DEER:HVAC_Split-Package_AC | 1201.5956 | 1.9737 | 15.9556 | 2020 Scaled Work Paper PGE3PHVC153 R3 | 19.5604 | 2020 | 0 | 11.4526 | 2020 | 0 | 0 | 2020 Scaled Work Paper PGE3PHVC153 R3 | Com Thermostats (Elec/Gas) - Marine ¦ SCG ¦ Marine | Com Thermostats (Elec/Gas) - Marine | 0.013553 | 1 | 0.47688 | CSS - Itron 2012 | -211.5347 | 2012 | 0.7 | N/A
COM-HVAC-90.13 | Com ¦ Com Manual Thermostat (Elec SC and Gas SH) - Hot-Dry ¦ SCG ¦ Hot-Dry | Com ¦ Com Manual Thermostat (Elec SC and Gas SH) - Hot-Dry | SCG ¦ Hot-Dry | SCG | All | Electric & Gas | One-stage non-programmable thermostat | Average Existing | 0 | Conventional | HVAC | Com - College | Com | RET and NEW | 0 | 1000 sqft2 of floor space | Cap-Ton | 11 | DEER:HVAC_Split-Package_AC | 2593.4981 | 2.8136 | 150.8407 | 2020 Scaled Work Paper PGE3PHVC153 R3 | 19.5604 | 2020 | 0 | 11.4526 | 2020 | 0 | 0 | 2020 Scaled Work Paper PGE3PHVC153 R3 | Com Thermostats (Elec/Gas) - Hot-Dry ¦ SCG ¦ Hot-Dry | Com Thermostats (Elec/Gas) - Hot-Dry | 0.055383 | 1 | 0.47688 | CSS - Itron 2012 | -175.2207 | 2012 | 0.7 | N/A
COM-HVAC-90.14 | Com ¦ Com Manual Thermostat (Elec SC and Gas SH) - Hot-Dry ¦ SCG ¦ Hot-Dry | Com ¦ Com Manual Thermostat (Elec SC and Gas SH) - Hot-Dry | SCG ¦ Hot-Dry | SCG | All | Electric & Gas | One-stage non-programmable thermostat | Average Existing | 0 | Conventional | HVAC | Com - Grocery | Com | RET and NEW | 0 | 1000 sqft2 of floor space | Cap-Ton | 11 | DEER:HVAC_Split-Package_AC | 1170.2759 | 2.8136 | 32.8857 | 2020 Scaled Work Paper PGE3PHVC153 R3 | 19.5604 | 2020 | 0 | 11.4526 | 2020 | 0 | 0 | 2020 Scaled Work Paper PGE3PHVC153 R3 | Com Thermostats (Elec/Gas) - Hot-Dry ¦ SCG ¦ Hot-Dry | Com Thermostats (Elec/Gas) - Hot-Dry | 0.053228 | 1 | 0.47688 | CSS - Itron 2012 | -94.8981 | 2012 | 0.7 | N/A
COM-HVAC-90.15 | Com ¦ Com Manual Thermostat (Elec SC and Gas SH) - Hot-Dry ¦ SCG ¦ Hot-Dry | Com ¦ Com Manual Thermostat (Elec SC and Gas SH) - Hot-Dry | SCG ¦ Hot-Dry | SCG | All | Electric & Gas | One-stage non-programmable thermostat | Average Existing | 0 | Conventional | HVAC | Com - Health | Com | RET and NEW | 0 | 1000 sqft2 of floor space | Cap-Ton | 11 | DEER:HVAC_Split-Package_AC | 2249.1362 | 2.762 | 107.3699 | 2020 Scaled Work Paper PGE3PHVC153 R3 | 19.5604 | 2020 | 0 | 11.4526 | 2020 | 0 | 0 | 2020 Scaled Work Paper PGE3PHVC153 R3 | Com Thermostats (Elec/Gas) - Hot-Dry ¦ SCG ¦ Hot-Dry | Com Thermostats (Elec/Gas) - Hot-Dry | 0.046451 | 1 | 0.47688 | CSS - Itron 2012 | -286.8773 | 2012 | 0.7 | N/A
COM-HVAC-90.16 | Com ¦ Com Manual Thermostat (Elec SC and Gas SH) - Hot-Dry ¦ SCG ¦ Hot-Dry | Com ¦ Com Manual Thermostat (Elec SC and Gas SH) - Hot-Dry | SCG ¦ Hot-Dry | SCG | All | Electric & Gas | One-stage non-programmable thermostat | Average Existing | 0 | Conventional | HVAC | Com - Lodging | Com | RET and NEW | 0 | 1000 sqft2 of floor space | Cap-Ton | 11 | DEER:HVAC_Split-Package_AC | 3758.5321 | 3.5691 | 107.7688 | 2020 Scaled Work Paper PGE3PHVC153 R3 | 19.5604 | 2020 | 0 | 11.4526 | 2020 | 0 | 0 | 2020 Scaled Work Paper PGE3PHVC153 R3 | Com Thermostats (Elec/Gas) - Hot-Dry ¦ SCG ¦ Hot-Dry | Com Thermostats (Elec/Gas) - Hot-Dry | 0.0044462 | 1 | 0.47688 | CSS - Itron 2012 | -1027.3562 | 2012 | 0.7 | N/A
COM-HVAC-90.17 | Com ¦ Com Manual Thermostat (Elec SC and Gas SH) - Hot-Dry ¦ SCG ¦ Hot-Dry | Com ¦ Com Manual Thermostat (Elec SC and Gas SH) - Hot-Dry | SCG ¦ Hot-Dry | SCG | All | Electric & Gas | One-stage non-programmable thermostat | Average Existing | 0 | Conventional | HVAC | Com - Office (Large) | Com | RET and NEW | 0 | 1000 sqft2 of floor space | Cap-Ton | 11 | DEER:HVAC_Split-Package_AC | 3914.0263 | 2.8136 | 110.166 | 2020 Scaled Work Paper PGE3PHVC153 R3 | 19.5604 | 2020 | 0 | 11.4526 | 2020 | 0 | 0 | 2020 Scaled Work Paper PGE3PHVC153 R3 | Com Thermostats (Elec/Gas) - Hot-Dry ¦ SCG ¦ Hot-Dry | Com Thermostats (Elec/Gas) - Hot-Dry | 0.030243 | 1 | 0.47688 | CSS - Itron 2012 | -442.4838 | 2012 | 0.7 | N/A
COM-HVAC-90.18 | Com ¦ Com Manual Thermostat (Elec SC and Gas SH) - Hot-Dry ¦ SCG ¦ Hot-Dry | Com ¦ Com Manual Thermostat (Elec SC and Gas SH) - Hot-Dry | SCG ¦ Hot-Dry | SCG | All | Electric & Gas | One-stage non-programmable thermostat | Average Existing | 0 | Conventional | HVAC | Com - Office (Small) | Com | RET and NEW | 0 | 1000 sqft2 of floor space | Cap-Ton | 11 | DEER:HVAC_Split-Package_AC | 1894.6208 | 2.8136 | 79.0346 | 2020 Scaled Work Paper PGE3PHVC153 R3 | 19.5604 | 2020 | 0 | 11.4526 | 2020 | 0 | 0 | 2020 Scaled Work Paper PGE3PHVC153 R3 | Com Thermostats (Elec/Gas) - Hot-Dry ¦ SCG ¦ Hot-Dry | Com Thermostats (Elec/Gas) - Hot-Dry | 0.12612 | 1 | 0.47688 | CSS - Itron 2012 | -126.6792 | 2012 | 0.7 | N/A
COM-HVAC-90.19 | Com ¦ Com Manual Thermostat (Elec SC and Gas SH) - Hot-Dry ¦ SCG ¦ Hot-Dry | Com ¦ Com Manual Thermostat (Elec SC and Gas SH) - Hot-Dry | SCG ¦ Hot-Dry | SCG | All | Electric & Gas | One-stage non-programmable thermostat | Average Existing | 0 | Conventional | HVAC | Com - Other | Com | RET and NEW | 0 | 1000 sqft2 of floor space | Cap-Ton | 11 | DEER:HVAC_Split-Package_AC | 2593.4981 | 4.26 | 150.8407 | 2020 Scaled Work Paper PGE3PHVC153 R3 | 19.5604 | 2020 | 0 | 11.4526 | 2020 | 0 | 0 | 2020 Scaled Work Paper PGE3PHVC153 R3 | Com Thermostats (Elec/Gas) - Hot-Dry ¦ SCG ¦ Hot-Dry | Com Thermostats (Elec/Gas) - Hot-Dry | 0.039954 | 1 | 0.47688 | CSS - Itron 2012 | -529.0294 | 2012 | 0.7 | N/A
COM-HVAC-90.20 | Com ¦ Com Manual Thermostat (Elec SC and Gas SH) - Hot-Dry ¦ SCG ¦ Hot-Dry | Com ¦ Com Manual Thermostat (Elec SC and Gas SH) - Hot-Dry | SCG ¦ Hot-Dry | SCG | All | Electric & Gas | One-stage non-programmable thermostat | Average Existing | 0 | Conventional | HVAC | Com - Refrig. Warehouse | Com | RET and NEW | 0 | 1000 sqft2 of floor space | Cap-Ton | 11 | DEER:HVAC_Split-Package_AC | 1170.2759 | 2.8301 | 32.8857 | 2020 Scaled Work Paper PGE3PHVC153 R3 | 19.5604 | 2020 | 0 | 11.4526 | 2020 | 0 | 0 | 2020 Scaled Work Paper PGE3PHVC153 R3 | Com Thermostats (Elec/Gas) - Hot-Dry ¦ SCG ¦ Hot-Dry | Com Thermostats (Elec/Gas) - Hot-Dry | 0.0034596 | 1 | 0.47688 | CSS - Itron 2012 | -49.1877 | 2012 | 0.7 | N/A
COM-HVAC-90.21 | Com ¦ Com Manual Thermostat (Elec SC and Gas SH) - Hot-Dry ¦ SCG ¦ Hot-Dry | Com ¦ Com Manual Thermostat (Elec SC and Gas SH) - Hot-Dry | SCG ¦ Hot-Dry | SCG | All | Electric & Gas | One-stage non-programmable thermostat | Average Existing | 0 | Conventional | HVAC | Com - Restaurant | Com | RET and NEW | 0 | 1000 sqft2 of floor space | Cap-Ton | 11 | DEER:HVAC_Split-Package_AC | 1829.0215 | 2.8136 | 14.8926 | 2020 Scaled Work Paper PGE3PHVC153 R3 | 19.5604 | 2020 | 0 | 11.4526 | 2020 | 0 | 0 | 2020 Scaled Work Paper PGE3PHVC153 R3 | Com Thermostats (Elec/Gas) - Hot-Dry ¦ SCG ¦ Hot-Dry | Com Thermostats (Elec/Gas) - Hot-Dry | 0.17087 | 1 | 0.47688 | CSS - Itron 2012 | -41.0971 | 2012 | 0.7 | N/A
COM-HVAC-90.22 | Com ¦ Com Manual Thermostat (Elec SC and Gas SH) - Hot-Dry ¦ SCG ¦ Hot-Dry | Com ¦ Com Manual Thermostat (Elec SC and Gas SH) - Hot-Dry | SCG ¦ Hot-Dry | SCG | All | Electric & Gas | One-stage non-programmable thermostat | Average Existing | 0 | Conventional | HVAC | Com - Retail | Com | RET and NEW | 0 | 1000 sqft2 of floor space | Cap-Ton | 11 | DEER:HVAC_Split-Package_AC | 1207.4355 | 2.7263 | 16.0332 | 2020 Scaled Work Paper PGE3PHVC153 R3 | 19.5604 | 2020 | 0 | 11.4526 | 2020 | 0 | 0 | 2020 Scaled Work Paper PGE3PHVC153 R3 | Com Thermostats (Elec/Gas) - Hot-Dry ¦ SCG ¦ Hot-Dry | Com Thermostats (Elec/Gas) - Hot-Dry | 0.035763 | 1 | 0.47688 | CSS - Itron 2012 | -2522.809 | 2012 | 0.7 | N/A
COM-HVAC-90.23 | Com ¦ Com Manual Thermostat (Elec SC and Gas SH) - Hot-Dry ¦ SCG ¦ Hot-Dry | Com ¦ Com Manual Thermostat (Elec SC and Gas SH) - Hot-Dry | SCG ¦ Hot-Dry | SCG | All | Electric & Gas | One-stage non-programmable thermostat | Average Existing | 0 | Conventional | HVAC | Com - School | Com | RET and NEW | 0 | 1000 sqft2 of floor space | Cap-Ton | 11 | DEER:HVAC_Split-Package_AC | 1332.1164 | 3.5498 | 78.3108 | 2020 Scaled Work Paper PGE3PHVC153 R3 | 19.5604 | 2020 | 0 | 11.4526 | 2020 | 0 | 0 | 2020 Scaled Work Paper PGE3PHVC153 R3 | Com Thermostats (Elec/Gas) - Hot-Dry ¦ SCG ¦ Hot-Dry | Com Thermostats (Elec/Gas) - Hot-Dry | 0.043586 | 1 | 0.47688 | CSS - Itron 2012 | -138.7515 | 2012 | 0.7 | N/A
COM-HVAC-90.24 | Com ¦ Com Manual Thermostat (Elec SC and Gas SH) - Hot-Dry ¦ SCG ¦ Hot-Dry | Com ¦ Com Manual Thermostat (Elec SC and Gas SH) - Hot-Dry | SCG ¦ Hot-Dry | SCG | All | Electric & Gas | One-stage non-programmable thermostat | Average Existing | 0 | Conventional | HVAC | Com - Warehouse | Com | RET and NEW | 0 | 1000 sqft2 of floor space | Cap-Ton | 11 | DEER:HVAC_Split-Package_AC | 1201.5956 | 1.9737 | 15.9556 | 2020 Scaled Work Paper PGE3PHVC153 R3 | 19.5604 | 2020 | 0 | 11.4526 | 2020 | 0 | 0 | 2020 Scaled Work Paper PGE3PHVC153 R3 | Com Thermostats (Elec/Gas) - Hot-Dry ¦ SCG ¦ Hot-Dry | Com Thermostats (Elec/Gas) - Hot-Dry | 0.013553 | 1 | 0.47688 | CSS - Itron 2012 | -211.5347 | 2012 | 0.7 | N/A
COM-HVAC-90.25 | Com ¦ Com Manual Thermostat (Elec SC and Gas SH) - Cold ¦ SCG ¦ Cold | Com ¦ Com Manual Thermostat (Elec SC and Gas SH) - Cold | SCG ¦ Cold | SCG | All | Electric & Gas | One-stage non-programmable thermostat | Average Existing | 0 | Conventional | HVAC | Com - College | Com | RET and NEW | 0 | 1000 sqft2 of floor space | Cap-Ton | 11 | DEER:HVAC_Split-Package_AC | 2593.4981 | 2.8136 | 150.8407 | 2020 Scaled Work Paper PGE3PHVC153 R3 | 19.5604 | 2020 | 0 | 11.4526 | 2020 | 0 | 0 | 2020 Scaled Work Paper PGE3PHVC153 R3 | Com Thermostats (Elec/Gas) - Cold ¦ SCG ¦ Cold | Com Thermostats (Elec/Gas) - Cold | 0.055383 | 1 | 0.47688 | CSS - Itron 2012 | -175.2207 | 2012 | 0.7 | N/A
COM-HVAC-90.26 | Com ¦ Com Manual Thermostat (Elec SC and Gas SH) - Cold ¦ SCG ¦ Cold | Com ¦ Com Manual Thermostat (Elec SC and Gas SH) - Cold | SCG ¦ Cold | SCG | All | Electric & Gas | One-stage non-programmable thermostat | Average Existing | 0 | Conventional | HVAC | Com - Grocery | Com | RET and NEW | 0 | 1000 sqft2 of floor space | Cap-Ton | 11 | DEER:HVAC_Split-Package_AC | 1170.2759 | 2.8136 | 32.8857 | 2020 Scaled Work Paper PGE3PHVC153 R3 | 19.5604 | 2020 | 0 | 11.4526 | 2020 | 0 | 0 | 2020 Scaled Work Paper PGE3PHVC153 R3 | Com Thermostats (Elec/Gas) - Cold ¦ SCG ¦ Cold | Com Thermostats (Elec/Gas) - Cold | 0.053228 | 1 | 0.47688 | CSS - Itron 2012 | -94.8981 | 2012 | 0.7 | N/A
COM-HVAC-90.27 | Com ¦ Com Manual Thermostat (Elec SC and Gas SH) - Cold ¦ SCG ¦ Cold | Com ¦ Com Manual Thermostat (Elec SC and Gas SH) - Cold | SCG ¦ Cold | SCG | All | Electric & Gas | One-stage non-programmable thermostat | Average Existing | 0 | Conventional | HVAC | Com - Health | Com | RET and NEW | 0 | 1000 sqft2 of floor space | Cap-Ton | 11 | DEER:HVAC_Split-Package_AC | 2249.1362 | 2.762 | 107.3699 | 2020 Scaled Work Paper PGE3PHVC153 R3 | 19.5604 | 2020 | 0 | 11.4526 | 2020 | 0 | 0 | 2020 Scaled Work Paper PGE3PHVC153 R3 | Com Thermostats (Elec/Gas) - Cold ¦ SCG ¦ Cold | Com Thermostats (Elec/Gas) - Cold | 0.046451 | 1 | 0.47688 | CSS - Itron 2012 | -286.8773 | 2012 | 0.7 | N/A
COM-HVAC-90.28 | Com ¦ Com Manual Thermostat (Elec SC and Gas SH) - Cold ¦ SCG ¦ Cold | Com ¦ Com Manual Thermostat (Elec SC and Gas SH) - Cold | SCG ¦ Cold | SCG | All | Electric & Gas | One-stage non-programmable thermostat | Average Existing | 0 | Conventional | HVAC | Com - Lodging | Com | RET and NEW | 0 | 1000 sqft2 of floor space | Cap-Ton | 11 | DEER:HVAC_Split-Package_AC | 3758.5321 | 3.5691 | 107.7688 | 2020 Scaled Work Paper PGE3PHVC153 R3 | 19.5604 | 2020 | 0 | 11.4526 | 2020 | 0 | 0 | 2020 Scaled Work Paper PGE3PHVC153 R3 | Com Thermostats (Elec/Gas) - Cold ¦ SCG ¦ Cold | Com Thermostats (Elec/Gas) - Cold | 0.0044462 | 1 | 0.47688 | CSS - Itron 2012 | -1027.3562 | 2012 | 0.7 | N/A
COM-HVAC-90.29 | Com ¦ Com Manual Thermostat (Elec SC and Gas SH) - Cold ¦ SCG ¦ Cold | Com ¦ Com Manual Thermostat (Elec SC and Gas SH) - Cold | SCG ¦ Cold | SCG | All | Electric & Gas | One-stage non-programmable thermostat | Average Existing | 0 | Conventional | HVAC | Com - Office (Large) | Com | RET and NEW | 0 | 1000 sqft2 of floor space | Cap-Ton | 11 | DEER:HVAC_Split-Package_AC | 3914.0263 | 2.8136 | 110.166 | 2020 Scaled Work Paper PGE3PHVC153 R3 | 19.5604 | 2020 | 0 | 11.4526 | 2020 | 0 | 0 | 2020 Scaled Work Paper PGE3PHVC153 R3 | Com Thermostats (Elec/Gas) - Cold ¦ SCG ¦ Cold | Com Thermostats (Elec/Gas) - Cold | 0.030243 | 1 | 0.47688 | CSS - Itron 2012 | -442.4838 | 2012 | 0.7 | N/A
COM-HVAC-90.30 | Com ¦ Com Manual Thermostat (Elec SC and Gas SH) - Cold ¦ SCG ¦ Cold | Com ¦ Com Manual Thermostat (Elec SC and Gas SH) - Cold | SCG ¦ Cold | SCG | All | Electric & Gas | One-stage non-programmable thermostat | Average Existing | 0 | Conventional | HVAC | Com - Office (Small) | Com | RET and NEW | 0 | 1000 sqft2 of floor space | Cap-Ton | 11 | DEER:HVAC_Split-Package_AC | 1894.6208 | 2.8136 | 79.0346 | 2020 Scaled Work Paper PGE3PHVC153 R3 | 19.5604 | 2020 | 0 | 11.4526 | 2020 | 0 | 0 | 2020 Scaled Work Paper PGE3PHVC153 R3 | Com Thermostats (Elec/Gas) - Cold ¦ SCG ¦ Cold | Com Thermostats (Elec/Gas) - Cold | 0.12612 | 1 | 0.47688 | CSS - Itron 2012 | -126.6792 | 2012 | 0.7 | N/A
COM-HVAC-90.31 | Com ¦ Com Manual Thermostat (Elec SC and Gas SH) - Cold ¦ SCG ¦ Cold | Com ¦ Com Manual Thermostat (Elec SC and Gas SH) - Cold | SCG ¦ Cold | SCG | All | Electric & Gas | One-stage non-programmable thermostat | Average Existing | 0 | Conventional | HVAC | Com - Other | Com | RET and NEW | 0 | 1000 sqft2 of floor space | Cap-Ton | 11 | DEER:HVAC_Split-Package_AC | 2593.4981 | 4.26 | 150.8407 | 2020 Scaled Work Paper PGE3PHVC153 R3 | 19.5604 | 2020 | 0 | 11.4526 | 2020 | 0 | 0 | 2020 Scaled Work Paper PGE3PHVC153 R3 | Com Thermostats (Elec/Gas) - Cold ¦ SCG ¦ Cold | Com Thermostats (Elec/Gas) - Cold | 0.039954 | 1 | 0.47688 | CSS - Itron 2012 | -529.0294 | 2012 | 0.7 | N/A
COM-HVAC-90.32 | Com ¦ Com Manual Thermostat (Elec SC and Gas SH) - Cold ¦ SCG ¦ Cold | Com ¦ Com Manual Thermostat (Elec SC and Gas SH) - Cold | SCG ¦ Cold | SCG | All | Electric & Gas | One-stage non-programmable thermostat | Average Existing | 0 | Conventional | HVAC | Com - Refrig. Warehouse | Com | RET and NEW | 0 | 1000 sqft2 of floor space | Cap-Ton | 11 | DEER:HVAC_Split-Package_AC | 1170.2759 | 2.8301 | 32.8857 | 2020 Scaled Work Paper PGE3PHVC153 R3 | 19.5604 | 2020 | 0 | 11.4526 | 2020 | 0 | 0 | 2020 Scaled Work Paper PGE3PHVC153 R3 | Com Thermostats (Elec/Gas) - Cold ¦ SCG ¦ Cold | Com Thermostats (Elec/Gas) - Cold | 0.0034596 | 1 | 0.47688 | CSS - Itron 2012 | -49.1877 | 2012 | 0.7 | N/A
COM-HVAC-90.33 | Com ¦ Com Manual Thermostat (Elec SC and Gas SH) - Cold ¦ SCG ¦ Cold | Com ¦ Com Manual Thermostat (Elec SC and Gas SH) - Cold | SCG ¦ Cold | SCG | All | Electric & Gas | One-stage non-programmable thermostat | Average Existing | 0 | Conventional | HVAC | Com - Restaurant | Com | RET and NEW | 0 | 1000 sqft2 of floor space | Cap-Ton | 11 | DEER:HVAC_Split-Package_AC | 1829.0215 | 2.8136 | 14.8926 | 2020 Scaled Work Paper PGE3PHVC153 R3 | 19.5604 | 2020 | 0 | 11.4526 | 2020 | 0 | 0 | 2020 Scaled Work Paper PGE3PHVC153 R3 | Com Thermostats (Elec/Gas) - Cold ¦ SCG ¦ Cold | Com Thermostats (Elec/Gas) - Cold | 0.17087 | 1 | 0.47688 | CSS - Itron 2012 | -41.0971 | 2012 | 0.7 | N/A
COM-HVAC-90.34 | Com ¦ Com Manual Thermostat (Elec SC and Gas SH) - Cold ¦ SCG ¦ Cold | Com ¦ Com Manual Thermostat (Elec SC and Gas SH) - Cold | SCG ¦ Cold | SCG | All | Electric & Gas | One-stage non-programmable thermostat | Average Existing | 0 | Conventional | HVAC | Com - Retail | Com | RET and NEW | 0 | 1000 sqft2 of floor space | Cap-Ton | 11 | DEER:HVAC_Split-Package_AC | 1207.4355 | 2.7263 | 16.0332 | 2020 Scaled Work Paper PGE3PHVC153 R3 | 19.5604 | 2020 | 0 | 11.4526 | 2020 | 0 | 0 | 2020 Scaled Work Paper PGE3PHVC153 R3 | Com Thermostats (Elec/Gas) - Cold ¦ SCG ¦ Cold | Com Thermostats (Elec/Gas) - Cold | 0.035763 | 1 | 0.47688 | CSS - Itron 2012 | -2522.809 | 2012 | 0.7 | N/A
COM-HVAC-90.35 | Com ¦ Com Manual Thermostat (Elec SC and Gas SH) - Cold ¦ SCG ¦ Cold | Com ¦ Com Manual Thermostat (Elec SC and Gas SH) - Cold | SCG ¦ Cold | SCG | All | Electric & Gas | One-stage non-programmable thermostat | Average Existing | 0 | Conventional | HVAC | Com - School | Com | RET and NEW | 0 | 1000 sqft2 of floor space | Cap-Ton | 11 | DEER:HVAC_Split-Package_AC | 1332.1164 | 3.5498 | 78.3108 | 2020 Scaled Work Paper PGE3PHVC153 R3 | 19.5604 | 2020 | 0 | 11.4526 | 2020 | 0 | 0 | 2020 Scaled Work Paper PGE3PHVC153 R3 | Com Thermostats (Elec/Gas) - Cold ¦ SCG ¦ Cold | Com Thermostats (Elec/Gas) - Cold | 0.043586 | 1 | 0.47688 | CSS - Itron 2012 | -138.7515 | 2012 | 0.7 | N/A
COM-HVAC-90.36 | Com ¦ Com Manual Thermostat (Elec SC and Gas SH) - Cold ¦ SCG ¦ Cold | Com ¦ Com Manual Thermostat (Elec SC and Gas SH) - Cold | SCG ¦ Cold | SCG | All | Electric & Gas | One-stage non-programmable thermostat | Average Existing | 0 | Conventional | HVAC | Com - Warehouse | Com | RET and NEW | 0 | 1000 sqft2 of floor space | Cap-Ton | 11 | DEER:HVAC_Split-Package_AC | 1201.5956 | 1.9737 | 15.9556 | 2020 Scaled Work Paper PGE3PHVC153 R3 | 19.5604 | 2020 | 0 | 11.4526 | 2020 | 0 | 0 | 2020 Scaled Work Paper PGE3PHVC153 R3 | Com Thermostats (Elec/Gas) - Cold ¦ SCG ¦ Cold | Com Thermostats (Elec/Gas) - Cold | 0.013553 | 1 | 0.47688 | CSS - Itron 2012 | -211.5347 | 2012 | 0.7 | N/A
COM-HVAC-91.1 | Com ¦ Com Programmable Thermostat (Elec SC and Gas SH) - Marine ¦ SCG ¦ Marine | Com ¦ Com Programmable Thermostat (Elec SC and Gas SH) - Marine | SCG ¦ Marine | SCG | All | Electric & Gas | Programmable thermostat which allows intermittent supply fan operation | Code | 0 | Conventional | HVAC | Com - College | Com | RET and NEW | 0 | 1000 sqft2 of floor space | Cap-Ton | 11 | DEER:HVAC_Split-Package_AC | 2146.1647 | 2.3283 | 77.4992 | 2020 Scaled Work Paper PGE3PHVC153 R3 | 33.2021 | 2020 | 0 | 11.4526 | 2020 | 0 | 0 | 2020 Scaled Work Paper PGE3PHVC153 R3 | Com Thermostats (Elec/Gas) - Marine ¦ SCG ¦ Marine | Com Thermostats (Elec/Gas) - Marine | 0.055383 | 1 | 0.52312 | CSS - Itron 2012 | -117.6819 | 2012 | 0.7 | N/A
COM-HVAC-91.2 | Com ¦ Com Programmable Thermostat (Elec SC and Gas SH) - Marine ¦ SCG ¦ Marine | Com ¦ Com Programmable Thermostat (Elec SC and Gas SH) - Marine | SCG ¦ Marine | SCG | All | Electric & Gas | Programmable thermostat which allows intermittent supply fan operation | Code | 0 | Conventional | HVAC | Com - Grocery | Com | RET and NEW | 0 | 1000 sqft2 of floor space | Cap-Ton | 11 | DEER:HVAC_Split-Package_AC | 828.2759 | 1.9914 | 16.8961 | 2020 Scaled Work Paper PGE3PHVC153 R3 | 33.2021 | 2020 | 0 | 11.4526 | 2020 | 0 | 0 | 2020 Scaled Work Paper PGE3PHVC153 R3 | Com Thermostats (Elec/Gas) - Marine ¦ SCG ¦ Marine | Com Thermostats (Elec/Gas) - Marine | 0.053228 | 1 | 0.52312 | CSS - Itron 2012 | -53.7478 | 2012 | 0.7 | N/A
COM-HVAC-91.3 | Com ¦ Com Programmable Thermostat (Elec SC and Gas SH) - Marine ¦ SCG ¦ Marine | Com ¦ Com Programmable Thermostat (Elec SC and Gas SH) - Marine | SCG ¦ Marine | SCG | All | Electric & Gas | Programmable thermostat which allows intermittent supply fan operation | Code | 0 | Conventional | HVAC | Com - Health | Com | RET and NEW | 0 | 1000 sqft2 of floor space | Cap-Ton | 11 | DEER:HVAC_Split-Package_AC | 1920.6917 | 2.3587 | 55.1647 | 2020 Scaled Work Paper PGE3PHVC153 R3 | 33.2021 | 2020 | 0 | 11.4526 | 2020 | 0 | 0 | 2020 Scaled Work Paper PGE3PHVC153 R3 | Com Thermostats (Elec/Gas) - Marine ¦ SCG ¦ Marine | Com Thermostats (Elec/Gas) - Marine | 0.046451 | 1 | 0.52312 | CSS - Itron 2012 | -158.7327 | 2012 | 0.7 | N/A
COM-HVAC-91.4 | Com ¦ Com Programmable Thermostat (Elec SC and Gas SH) - Marine ¦ SCG ¦ Marine | Com ¦ Com Programmable Thermostat (Elec SC and Gas SH) - Marine | SCG ¦ Marine | SCG | All | Electric & Gas | Programmable thermostat which allows intermittent supply fan operation | Code | 0 | Conventional | HVAC | Com - Lodging | Com | RET and NEW | 0 | 1000 sqft2 of floor space | Cap-Ton | 11 | DEER:HVAC_Split-Package_AC | 3311.1988 | 3.1425 | 55.3697 | 2020 Scaled Work Paper PGE3PHVC153 R3 | 33.2021 | 2020 | 0 | 11.4526 | 2020 | 0 | 0 | 2020 Scaled Work Paper PGE3PHVC153 R3 | Com Thermostats (Elec/Gas) - Marine ¦ SCG ¦ Marine | Com Thermostats (Elec/Gas) - Marine | 0.0044462 | 1 | 0.52312 | CSS - Itron 2012 | -603.6933 | 2012 | 0.7 | N/A
COM-HVAC-91.5 | Com ¦ Com Programmable Thermostat (Elec SC and Gas SH) - Marine ¦ SCG ¦ Marine | Com ¦ Com Programmable Thermostat (Elec SC and Gas SH) - Marine | SCG ¦ Marine | SCG | All | Electric & Gas | Programmable thermostat which allows intermittent supply fan operation | Code | 0 | Conventional | HVAC | Com - Office (Large) | Com | RET and NEW | 0 | 1000 sqft2 of floor space | Cap-Ton | 11 | DEER:HVAC_Split-Package_AC | 3466.693 | 2.492 | 56.6013 | 2020 Scaled Work Paper PGE3PHVC153 R3 | 33.2021 | 2020 | 0 | 11.4526 | 2020 | 0 | 0 | 2020 Scaled Work Paper PGE3PHVC153 R3 | Com Thermostats (Elec/Gas) - Marine ¦ SCG ¦ Marine | Com Thermostats (Elec/Gas) - Marine | 0.030243 | 1 | 0.52312 | CSS - Itron 2012 | -250.1358 | 2012 | 0.7 | N/A
COM-HVAC-91.6 | Com ¦ Com Programmable Thermostat (Elec SC and Gas SH) - Marine ¦ SCG ¦ Marine | Com ¦ Com Programmable Thermostat (Elec SC and Gas SH) - Marine | SCG ¦ Marine | SCG | All | Electric & Gas | Programmable thermostat which allows intermittent supply fan operation | Code | 0 | Conventional | HVAC | Com - Office (Small) | Com | RET and NEW | 0 | 1000 sqft2 of floor space | Cap-Ton | 11 | DEER:HVAC_Split-Package_AC | 1447.2875 | 2.1493 | 40.6065 | 2020 Scaled Work Paper PGE3PHVC153 R3 | 33.2021 | 2020 | 0 | 11.4526 | 2020 | 0 | 0 | 2020 Scaled Work Paper PGE3PHVC153 R3 | Com Thermostats (Elec/Gas) - Marine ¦ SCG ¦ Marine | Com Thermostats (Elec/Gas) - Marine | 0.12612 | 1 | 0.52312 | CSS - Itron 2012 | -77.4185 | 2012 | 0.7 | N/A
COM-HVAC-91.7 | Com ¦ Com Programmable Thermostat (Elec SC and Gas SH) - Marine ¦ SCG ¦ Marine | Com ¦ Com Programmable Thermostat (Elec SC and Gas SH) - Marine | SCG ¦ Marine | SCG | All | Electric & Gas | Programmable thermostat which allows intermittent supply fan operation | Code | 0 | Conventional | HVAC | Com - Other | Com | RET and NEW | 0 | 1000 sqft2 of floor space | Cap-Ton | 11 | DEER:HVAC_Split-Package_AC | 2146.1647 | 3.5252 | 77.4992 | 2020 Scaled Work Paper PGE3PHVC153 R3 | 33.2021 | 2020 | 0 | 11.4526 | 2020 | 0 | 0 | 2020 Scaled Work Paper PGE3PHVC153 R3 | Com Thermostats (Elec/Gas) - Marine ¦ SCG ¦ Marine | Com Thermostats (Elec/Gas) - Marine | 0.039954 | 1 | 0.52312 | CSS - Itron 2012 | -319.5136 | 2012 | 0.7 | N/A
COM-HVAC-91.8 | Com ¦ Com Programmable Thermostat (Elec SC and Gas SH) - Marine ¦ SCG ¦ Marine | Com ¦ Com Programmable Thermostat (Elec SC and Gas SH) - Marine | SCG ¦ Marine | SCG | All | Electric & Gas | Programmable thermostat which allows intermittent supply fan operation | Code | 0 | Conventional | HVAC | Com - Refrig. Warehouse | Com | RET and NEW | 0 | 1000 sqft2 of floor space | Cap-Ton | 11 | DEER:HVAC_Split-Package_AC | 828.2759 | 2.003 | 16.8961 | 2020 Scaled Work Paper PGE3PHVC153 R3 | 33.2021 | 2020 | 0 | 11.4526 | 2020 | 0 | 0 | 2020 Scaled Work Paper PGE3PHVC153 R3 | Com Thermostats (Elec/Gas) - Marine ¦ SCG ¦ Marine | Com Thermostats (Elec/Gas) - Marine | 0.0034596 | 1 | 0.52312 | CSS - Itron 2012 | -30.1425 | 2012 | 0.7 | N/A
COM-HVAC-91.9 | Com ¦ Com Programmable Thermostat (Elec SC and Gas SH) - Marine ¦ SCG ¦ Marine | Com ¦ Com Programmable Thermostat (Elec SC and Gas SH) - Marine | SCG ¦ Marine | SCG | All | Electric & Gas | Programmable thermostat which allows intermittent supply fan operation | Code | 0 | Conventional | HVAC | Com - Restaurant | Com | RET and NEW | 0 | 1000 sqft2 of floor space | Cap-Ton | 11 | DEER:HVAC_Split-Package_AC | 1538.7992 | 2.3665 | 7.6516 | 2020 Scaled Work Paper PGE3PHVC153 R3 | 33.2021 | 2020 | 0 | 11.4526 | 2020 | 0 | 0 | 2020 Scaled Work Paper PGE3PHVC153 R3 | Com Thermostats (Elec/Gas) - Marine ¦ SCG ¦ Marine | Com Thermostats (Elec/Gas) - Marine | 0.17087 | 1 | 0.52312 | CSS - Itron 2012 | -33.3264 | 2012 | 0.7 | N/A
COM-HVAC-91.10 | Com ¦ Com Programmable Thermostat (Elec SC and Gas SH) - Marine ¦ SCG ¦ Marine | Com ¦ Com Programmable Thermostat (Elec SC and Gas SH) - Marine | SCG ¦ Marine | SCG | All | Electric & Gas | Programmable thermostat which allows intermittent supply fan operation | Code | 0 | Conventional | HVAC | Com - Retail | Com | RET and NEW | 0 | 1000 sqft2 of floor space | Cap-Ton | 11 | DEER:HVAC_Split-Package_AC | 878.9911 | 1.9839 | 8.2375 | 2020 Scaled Work Paper PGE3PHVC153 R3 | 33.2021 | 2020 | 0 | 11.4526 | 2020 | 0 | 0 | 2020 Scaled Work Paper PGE3PHVC153 R3 | Com Thermostats (Elec/Gas) - Marine ¦ SCG ¦ Marine | Com Thermostats (Elec/Gas) - Marine | 0.035763 | 1 | 0.52312 | CSS - Itron 2012 | -1321.0819 | 2012 | 0.7 | N/A
COM-HVAC-91.11 | Com ¦ Com Programmable Thermostat (Elec SC and Gas SH) - Marine ¦ SCG ¦ Marine | Com ¦ Com Programmable Thermostat (Elec SC and Gas SH) - Marine | SCG ¦ Marine | SCG | All | Electric & Gas | Programmable thermostat which allows intermittent supply fan operation | Code | 0 | Conventional | HVAC | Com - School | Com | RET and NEW | 0 | 1000 sqft2 of floor space | Cap-Ton | 11 | DEER:HVAC_Split-Package_AC | 980.8211 | 2.6192 | 40.2346 | 2020 Scaled Work Paper PGE3PHVC153 R3 | 33.2021 | 2020 | 0 | 11.4526 | 2020 | 0 | 0 | 2020 Scaled Work Paper PGE3PHVC153 R3 | Com Thermostats (Elec/Gas) - Marine ¦ SCG ¦ Marine | Com Thermostats (Elec/Gas) - Marine | 0.043586 | 1 | 0.52312 | CSS - Itron 2012 | -87.5697 | 2012 | 0.7 | N/A
COM-HVAC-91.12 | Com ¦ Com Programmable Thermostat (Elec SC and Gas SH) - Marine ¦ SCG ¦ Marine | Com ¦ Com Programmable Thermostat (Elec SC and Gas SH) - Marine | SCG ¦ Marine | SCG | All | Electric & Gas | Programmable thermostat which allows intermittent supply fan operation | Code | 0 | Conventional | HVAC | Com - Warehouse | Com | RET and NEW | 0 | 1000 sqft2 of floor space | Cap-Ton | 11 | DEER:HVAC_Split-Package_AC | 873.1511 | 1.4342 | 8.1977 | 2020 Scaled Work Paper PGE3PHVC153 R3 | 33.2021 | 2020 | 0 | 11.4526 | 2020 | 0 | 0 | 2020 Scaled Work Paper PGE3PHVC153 R3 | Com Thermostats (Elec/Gas) - Marine ¦ SCG ¦ Marine | Com Thermostats (Elec/Gas) - Marine | 0.013553 | 1 | 0.52312 | CSS - Itron 2012 | -127.7032 | 2012 | 0.7 | N/A
COM-HVAC-91.13 | Com ¦ Com Programmable Thermostat (Elec SC and Gas SH) - Hot-Dry ¦ SCG ¦ Hot-Dry | Com ¦ Com Programmable Thermostat (Elec SC and Gas SH) - Hot-Dry | SCG ¦ Hot-Dry | SCG | All | Electric & Gas | Programmable thermostat which allows intermittent supply fan operation | Code | 0 | Conventional | HVAC | Com - College | Com | RET and NEW | 0 | 1000 sqft2 of floor space | Cap-Ton | 11 | DEER:HVAC_Split-Package_AC | 2146.1647 | 2.3283 | 77.4992 | 2020 Scaled Work Paper PGE3PHVC153 R3 | 33.2021 | 2020 | 0 | 11.4526 | 2020 | 0 | 0 | 2020 Scaled Work Paper PGE3PHVC153 R3 | Com Thermostats (Elec/Gas) - Hot-Dry ¦ SCG ¦ Hot-Dry | Com Thermostats (Elec/Gas) - Hot-Dry | 0.055383 | 1 | 0.52312 | CSS - Itron 2012 | -117.6819 | 2012 | 0.7 | N/A
COM-HVAC-91.14 | Com ¦ Com Programmable Thermostat (Elec SC and Gas SH) - Hot-Dry ¦ SCG ¦ Hot-Dry | Com ¦ Com Programmable Thermostat (Elec SC and Gas SH) - Hot-Dry | SCG ¦ Hot-Dry | SCG | All | Electric & Gas | Programmable thermostat which allows intermittent supply fan operation | Code | 0 | Conventional | HVAC | Com - Grocery | Com | RET and NEW | 0 | 1000 sqft2 of floor space | Cap-Ton | 11 | DEER:HVAC_Split-Package_AC | 828.2759 | 1.9914 | 16.8961 | 2020 Scaled Work Paper PGE3PHVC153 R3 | 33.2021 | 2020 | 0 | 11.4526 | 2020 | 0 | 0 | 2020 Scaled Work Paper PGE3PHVC153 R3 | Com Thermostats (Elec/Gas) - Hot-Dry ¦ SCG ¦ Hot-Dry | Com Thermostats (Elec/Gas) - Hot-Dry | 0.053228 | 1 | 0.52312 | CSS - Itron 2012 | -53.7478 | 2012 | 0.7 | N/A
COM-HVAC-91.15 | Com ¦ Com Programmable Thermostat (Elec SC and Gas SH) - Hot-Dry ¦ SCG ¦ Hot-Dry | Com ¦ Com Programmable Thermostat (Elec SC and Gas SH) - Hot-Dry | SCG ¦ Hot-Dry | SCG | All | Electric & Gas | Programmable thermostat which allows intermittent supply fan operation | Code | 0 | Conventional | HVAC | Com - Health | Com | RET and NEW | 0 | 1000 sqft2 of floor space | Cap-Ton | 11 | DEER:HVAC_Split-Package_AC | 1920.6917 | 2.3587 | 55.1647 | 2020 Scaled Work Paper PGE3PHVC153 R3 | 33.2021 | 2020 | 0 | 11.4526 | 2020 | 0 | 0 | 2020 Scaled Work Paper PGE3PHVC153 R3 | Com Thermostats (Elec/Gas) - Hot-Dry ¦ SCG ¦ Hot-Dry | Com Thermostats (Elec/Gas) - Hot-Dry | 0.046451 | 1 | 0.52312 | CSS - Itron 2012 | -158.7327 | 2012 | 0.7 | N/A
COM-HVAC-91.16 | Com ¦ Com Programmable Thermostat (Elec SC and Gas SH) - Hot-Dry ¦ SCG ¦ Hot-Dry | Com ¦ Com Programmable Thermostat (Elec SC and Gas SH) - Hot-Dry | SCG ¦ Hot-Dry | SCG | All | Electric & Gas | Programmable thermostat which allows intermittent supply fan operation | Code | 0 | Conventional | HVAC | Com - Lodging | Com | RET and NEW | 0 | 1000 sqft2 of floor space | Cap-Ton | 11 | DEER:HVAC_Split-Package_AC | 3311.1988 | 3.1425 | 55.3697 | 2020 Scaled Work Paper PGE3PHVC153 R3 | 33.2021 | 2020 | 0 | 11.4526 | 2020 | 0 | 0 | 2020 Scaled Work Paper PGE3PHVC153 R3 | Com Thermostats (Elec/Gas) - Hot-Dry ¦ SCG ¦ Hot-Dry | Com Thermostats (Elec/Gas) - Hot-Dry | 0.0044462 | 1 | 0.52312 | CSS - Itron 2012 | -603.6933 | 2012 | 0.7 | N/A
COM-HVAC-91.17 | Com ¦ Com Programmable Thermostat (Elec SC and Gas SH) - Hot-Dry ¦ SCG ¦ Hot-Dry | Com ¦ Com Programmable Thermostat (Elec SC and Gas SH) - Hot-Dry | SCG ¦ Hot-Dry | SCG | All | Electric & Gas | Programmable thermostat which allows intermittent supply fan operation | Code | 0 | Conventional | HVAC | Com - Office (Large) | Com | RET and NEW | 0 | 1000 sqft2 of floor space | Cap-Ton | 11 | DEER:HVAC_Split-Package_AC | 3466.693 | 2.492 | 56.6013 | 2020 Scaled Work Paper PGE3PHVC153 R3 | 33.2021 | 2020 | 0 | 11.4526 | 2020 | 0 | 0 | 2020 Scaled Work Paper PGE3PHVC153 R3 | Com Thermostats (Elec/Gas) - Hot-Dry ¦ SCG ¦ Hot-Dry | Com Thermostats (Elec/Gas) - Hot-Dry | 0.030243 | 1 | 0.52312 | CSS - Itron 2012 | -250.1358 | 2012 | 0.7 | N/A
COM-HVAC-91.18 | Com ¦ Com Programmable Thermostat (Elec SC and Gas SH) - Hot-Dry ¦ SCG ¦ Hot-Dry | Com ¦ Com Programmable Thermostat (Elec SC and Gas SH) - Hot-Dry | SCG ¦ Hot-Dry | SCG | All | Electric & Gas | Programmable thermostat which allows intermittent supply fan operation | Code | 0 | Conventional | HVAC | Com - Office (Small) | Com | RET and NEW | 0 | 1000 sqft2 of floor space | Cap-Ton | 11 | DEER:HVAC_Split-Package_AC | 1447.2875 | 2.1493 | 40.6065 | 2020 Scaled Work Paper PGE3PHVC153 R3 | 33.2021 | 2020 | 0 | 11.4526 | 2020 | 0 | 0 | 2020 Scaled Work Paper PGE3PHVC153 R3 | Com Thermostats (Elec/Gas) - Hot-Dry ¦ SCG ¦ Hot-Dry | Com Thermostats (Elec/Gas) - Hot-Dry | 0.12612 | 1 | 0.52312 | CSS - Itron 2012 | -77.4185 | 2012 | 0.7 | N/A
COM-HVAC-91.19 | Com ¦ Com Programmable Thermostat (Elec SC and Gas SH) - Hot-Dry ¦ SCG ¦ Hot-Dry | Com ¦ Com Programmable Thermostat (Elec SC and Gas SH) - Hot-Dry | SCG ¦ Hot-Dry | SCG | All | Electric & Gas | Programmable thermostat which allows intermittent supply fan operation | Code | 0 | Conventional | HVAC | Com - Other | Com | RET and NEW | 0 | 1000 sqft2 of floor space | Cap-Ton | 11 | DEER:HVAC_Split-Package_AC | 2146.1647 | 3.5252 | 77.4992 | 2020 Scaled Work Paper PGE3PHVC153 R3 | 33.2021 | 2020 | 0 | 11.4526 | 2020 | 0 | 0 | 2020 Scaled Work Paper PGE3PHVC153 R3 | Com Thermostats (Elec/Gas) - Hot-Dry ¦ SCG ¦ Hot-Dry | Com Thermostats (Elec/Gas) - Hot-Dry | 0.039954 | 1 | 0.52312 | CSS - Itron 2012 | -319.5136 | 2012 | 0.7 | N/A
COM-HVAC-91.20 | Com ¦ Com Programmable Thermostat (Elec SC and Gas SH) - Hot-Dry ¦ SCG ¦ Hot-Dry | Com ¦ Com Programmable Thermostat (Elec SC and Gas SH) - Hot-Dry | SCG ¦ Hot-Dry | SCG | All | Electric & Gas | Programmable thermostat which allows intermittent supply fan operation | Code | 0 | Conventional | HVAC | Com - Refrig. Warehouse | Com | RET and NEW | 0 | 1000 sqft2 of floor space | Cap-Ton | 11 | DEER:HVAC_Split-Package_AC | 828.2759 | 2.003 | 16.8961 | 2020 Scaled Work Paper PGE3PHVC153 R3 | 33.2021 | 2020 | 0 | 11.4526 | 2020 | 0 | 0 | 2020 Scaled Work Paper PGE3PHVC153 R3 | Com Thermostats (Elec/Gas) - Hot-Dry ¦ SCG ¦ Hot-Dry | Com Thermostats (Elec/Gas) - Hot-Dry | 0.0034596 | 1 | 0.52312 | CSS - Itron 2012 | -30.1425 | 2012 | 0.7 | N/A
COM-HVAC-91.21 | Com ¦ Com Programmable Thermostat (Elec SC and Gas SH) - Hot-Dry ¦ SCG ¦ Hot-Dry | Com ¦ Com Programmable Thermostat (Elec SC and Gas SH) - Hot-Dry | SCG ¦ Hot-Dry | SCG | All | Electric & Gas | Programmable thermostat which allows intermittent supply fan operation | Code | 0 | Conventional | HVAC | Com - Restaurant | Com | RET and NEW | 0 | 1000 sqft2 of floor space | Cap-Ton | 11 | DEER:HVAC_Split-Package_AC | 1538.7992 | 2.3665 | 7.6516 | 2020 Scaled Work Paper PGE3PHVC153 R3 | 33.2021 | 2020 | 0 | 11.4526 | 2020 | 0 | 0 | 2020 Scaled Work Paper PGE3PHVC153 R3 | Com Thermostats (Elec/Gas) - Hot-Dry ¦ SCG ¦ Hot-Dry | Com Thermostats (Elec/Gas) - Hot-Dry | 0.17087 | 1 | 0.52312 | CSS - Itron 2012 | -33.3264 | 2012 | 0.7 | N/A
COM-HVAC-91.22 | Com ¦ Com Programmable Thermostat (Elec SC and Gas SH) - Hot-Dry ¦ SCG ¦ Hot-Dry | Com ¦ Com Programmable Thermostat (Elec SC and Gas SH) - Hot-Dry | SCG ¦ Hot-Dry | SCG | All | Electric & Gas | Programmable thermostat which allows intermittent supply fan operation | Code | 0 | Conventional | HVAC | Com - Retail | Com | RET and NEW | 0 | 1000 sqft2 of floor space | Cap-Ton | 11 | DEER:HVAC_Split-Package_AC | 878.9911 | 1.9839 | 8.2375 | 2020 Scaled Work Paper PGE3PHVC153 R3 | 33.2021 | 2020 | 0 | 11.4526 | 2020 | 0 | 0 | 2020 Scaled Work Paper PGE3PHVC153 R3 | Com Thermostats (Elec/Gas) - Hot-Dry ¦ SCG ¦ Hot-Dry | Com Thermostats (Elec/Gas) - Hot-Dry | 0.035763 | 1 | 0.52312 | CSS - Itron 2012 | -1321.0819 | 2012 | 0.7 | N/A
COM-HVAC-91.23 | Com ¦ Com Programmable Thermostat (Elec SC and Gas SH) - Hot-Dry ¦ SCG ¦ Hot-Dry | Com ¦ Com Programmable Thermostat (Elec SC and Gas SH) - Hot-Dry | SCG ¦ Hot-Dry | SCG | All | Electric & Gas | Programmable thermostat which allows intermittent supply fan operation | Code | 0 | Conventional | HVAC | Com - School | Com | RET and NEW | 0 | 1000 sqft2 of floor space | Cap-Ton | 11 | DEER:HVAC_Split-Package_AC | 980.8211 | 2.6192 | 40.2346 | 2020 Scaled Work Paper PGE3PHVC153 R3 | 33.2021 | 2020 | 0 | 11.4526 | 2020 | 0 | 0 | 2020 Scaled Work Paper PGE3PHVC153 R3 | Com Thermostats (Elec/Gas) - Hot-Dry ¦ SCG ¦ Hot-Dry | Com Thermostats (Elec/Gas) - Hot-Dry | 0.043586 | 1 | 0.52312 | CSS - Itron 2012 | -87.5697 | 2012 | 0.7 | N/A
COM-HVAC-91.24 | Com ¦ Com Programmable Thermostat (Elec SC and Gas SH) - Hot-Dry ¦ SCG ¦ Hot-Dry | Com ¦ Com Programmable Thermostat (Elec SC and Gas SH) - Hot-Dry | SCG ¦ Hot-Dry | SCG | All | Electric & Gas | Programmable thermostat which allows intermittent supply fan operation | Code | 0 | Conventional | HVAC | Com - Warehouse | Com | RET and NEW | 0 | 1000 sqft2 of floor space | Cap-Ton | 11 | DEER:HVAC_Split-Package_AC | 873.1511 | 1.4342 | 8.1977 | 2020 Scaled Work Paper PGE3PHVC153 R3 | 33.2021 | 2020 | 0 | 11.4526 | 2020 | 0 | 0 | 2020 Scaled Work Paper PGE3PHVC153 R3 | Com Thermostats (Elec/Gas) - Hot-Dry ¦ SCG ¦ Hot-Dry | Com Thermostats (Elec/Gas) - Hot-Dry | 0.013553 | 1 | 0.52312 | CSS - Itron 2012 | -127.7032 | 2012 | 0.7 | N/A
COM-HVAC-91.25 | Com ¦ Com Programmable Thermostat (Elec SC and Gas SH) - Cold ¦ SCG ¦ Cold | Com ¦ Com Programmable Thermostat (Elec SC and Gas SH) - Cold | SCG ¦ Cold | SCG | All | Electric & Gas | Programmable thermostat which allows intermittent supply fan operation | Code | 0 | Conventional | HVAC | Com - College | Com | RET and NEW | 0 | 1000 sqft2 of floor space | Cap-Ton | 11 | DEER:HVAC_Split-Package_AC | 2154.4981 | 2.3373 | 133.8407 | 2020 Scaled Work Paper PGE3PHVC153 R3 | 33.2021 | 2020 | 0 | 11.4526 | 2020 | 0 | 0 | 2020 Scaled Work Paper PGE3PHVC153 R3 | Com Thermostats (Elec/Gas) - Cold ¦ SCG ¦ Cold | Com Thermostats (Elec/Gas) - Cold | 0.055383 | 1 | 0.52312 | CSS - Itron 2012 | -150.4864 | 2012 | 0.7 | N/A
COM-HVAC-91.26 | Com ¦ Com Programmable Thermostat (Elec SC and Gas SH) - Cold ¦ SCG ¦ Cold | Com ¦ Com Programmable Thermostat (Elec SC and Gas SH) - Cold | SCG ¦ Cold | SCG | All | Electric & Gas | Programmable thermostat which allows intermittent supply fan operation | Code | 0 | Conventional | HVAC | Com - Grocery | Com | RET and NEW | 0 | 1000 sqft2 of floor space | Cap-Ton | 11 | DEER:HVAC_Split-Package_AC | 821.2759 | 1.9745 | 16.8961 | 2020 Scaled Work Paper PGE3PHVC153 R3 | 33.2021 | 2020 | 0 | 11.4526 | 2020 | 0 | 0 | 2020 Scaled Work Paper PGE3PHVC153 R3 | Com Thermostats (Elec/Gas) - Cold ¦ SCG ¦ Cold | Com Thermostats (Elec/Gas) - Cold | 0.053228 | 1 | 0.52312 | CSS - Itron 2012 | -53.5939 | 2012 | 0.7 | N/A
COM-HVAC-91.27 | Com ¦ Com Programmable Thermostat (Elec SC and Gas SH) - Cold ¦ SCG ¦ Cold | Com ¦ Com Programmable Thermostat (Elec SC and Gas SH) - Cold | SCG ¦ Cold | SCG | All | Electric & Gas | Programmable thermostat which allows intermittent supply fan operation | Code | 0 | Conventional | HVAC | Com - Health | Com | RET and NEW | 0 | 1000 sqft2 of floor space | Cap-Ton | 11 | DEER:HVAC_Split-Package_AC | 1908.1362 | 2.3432 | 71.3699 | 2020 Scaled Work Paper PGE3PHVC153 R3 | 33.2021 | 2020 | 0 | 11.4526 | 2020 | 0 | 0 | 2020 Scaled Work Paper PGE3PHVC153 R3 | Com Thermostats (Elec/Gas) - Cold ¦ SCG ¦ Cold | Com Thermostats (Elec/Gas) - Cold | 0.046451 | 1 | 0.52312 | CSS - Itron 2012 | -196.8133 | 2012 | 0.7 | N/A
COM-HVAC-91.28 | Com ¦ Com Programmable Thermostat (Elec SC and Gas SH) - Cold ¦ SCG ¦ Cold | Com ¦ Com Programmable Thermostat (Elec SC and Gas SH) - Cold | SCG ¦ Cold | SCG | All | Electric & Gas | Programmable thermostat which allows intermittent supply fan operation | Code | 0 | Conventional | HVAC | Com - Lodging | Com | RET and NEW | 0 | 1000 sqft2 of floor space | Cap-Ton | 11 | DEER:HVAC_Split-Package_AC | 3319.5321 | 3.1504 | 90.7688 | 2020 Scaled Work Paper PGE3PHVC153 R3 | 33.2021 | 2020 | 0 | 11.4526 | 2020 | 0 | 0 | 2020 Scaled Work Paper PGE3PHVC153 R3 | Com Thermostats (Elec/Gas) - Cold ¦ SCG ¦ Cold | Com Thermostats (Elec/Gas) - Cold | 0.0044462 | 1 | 0.52312 | CSS - Itron 2012 | -873.7541 | 2012 | 0.7 | N/A
COM-HVAC-91.29 | Com ¦ Com Programmable Thermostat (Elec SC and Gas SH) - Cold ¦ SCG ¦ Cold | Com ¦ Com Programmable Thermostat (Elec SC and Gas SH) - Cold | SCG ¦ Cold | SCG | All | Electric & Gas | Programmable thermostat which allows intermittent supply fan operation | Code | 0 | Conventional | HVAC | Com - Office (Large) | Com | RET and NEW | 0 | 1000 sqft2 of floor space | Cap-Ton | 11 | DEER:HVAC_Split-Package_AC | 3475.0263 | 2.498 | 93.166 | 2020 Scaled Work Paper PGE3PHVC153 R3 | 33.2021 | 2020 | 0 | 11.4526 | 2020 | 0 | 0 | 2020 Scaled Work Paper PGE3PHVC153 R3 | Com Thermostats (Elec/Gas) - Cold ¦ SCG ¦ Cold | Com Thermostats (Elec/Gas) - Cold | 0.030243 | 1 | 0.52312 | CSS - Itron 2012 | -376.7865 | 2012 | 0.7 | N/A
COM-HVAC-91.30 | Com ¦ Com Programmable Thermostat (Elec SC and Gas SH) - Cold ¦ SCG ¦ Cold | Com ¦ Com Programmable Thermostat (Elec SC and Gas SH) - Cold | SCG ¦ Cold | SCG | All | Electric & Gas | Programmable thermostat which allows intermittent supply fan operation | Code | 0 | Conventional | HVAC | Com - Office (Small) | Com | RET and NEW | 0 | 1000 sqft2 of floor space | Cap-Ton | 11 | DEER:HVAC_Split-Package_AC | 1455.6208 | 2.1617 | 62.0346 | 2020 Scaled Work Paper PGE3PHVC153 R3 | 33.2021 | 2020 | 0 | 11.4526 | 2020 | 0 | 0 | 2020 Scaled Work Paper PGE3PHVC153 R3 | Com Thermostats (Elec/Gas) - Cold ¦ SCG ¦ Cold | Com Thermostats (Elec/Gas) - Cold | 0.12612 | 1 | 0.52312 | CSS - Itron 2012 | -98.6118 | 2012 | 0.7 | N/A
COM-HVAC-91.31 | Com ¦ Com Programmable Thermostat (Elec SC and Gas SH) - Cold ¦ SCG ¦ Cold | Com ¦ Com Programmable Thermostat (Elec SC and Gas SH) - Cold | SCG ¦ Cold | SCG | All | Electric & Gas | Programmable thermostat which allows intermittent supply fan operation | Code | 0 | Conventional | HVAC | Com - Other | Com | RET and NEW | 0 | 1000 sqft2 of floor space | Cap-Ton | 11 | DEER:HVAC_Split-Package_AC | 2154.4981 | 3.5389 | 133.8407 | 2020 Scaled Work Paper PGE3PHVC153 R3 | 33.2021 | 2020 | 0 | 11.4526 | 2020 | 0 | 0 | 2020 Scaled Work Paper PGE3PHVC153 R3 | Com Thermostats (Elec/Gas) - Cold ¦ SCG ¦ Cold | Com Thermostats (Elec/Gas) - Cold | 0.039954 | 1 | 0.52312 | CSS - Itron 2012 | -460.8049 | 2012 | 0.7 | N/A
COM-HVAC-91.32 | Com ¦ Com Programmable Thermostat (Elec SC and Gas SH) - Cold ¦ SCG ¦ Cold | Com ¦ Com Programmable Thermostat (Elec SC and Gas SH) - Cold | SCG ¦ Cold | SCG | All | Electric & Gas | Programmable thermostat which allows intermittent supply fan operation | Code | 0 | Conventional | HVAC | Com - Refrig. Warehouse | Com | RET and NEW | 0 | 1000 sqft2 of floor space | Cap-Ton | 11 | DEER:HVAC_Split-Package_AC | 821.2759 | 1.9861 | 16.8961 | 2020 Scaled Work Paper PGE3PHVC153 R3 | 33.2021 | 2020 | 0 | 11.4526 | 2020 | 0 | 0 | 2020 Scaled Work Paper PGE3PHVC153 R3 | Com Thermostats (Elec/Gas) - Cold ¦ SCG ¦ Cold | Com Thermostats (Elec/Gas) - Cold | 0.0034596 | 1 | 0.52312 | CSS - Itron 2012 | -29.9923 | 2012 | 0.7 | N/A
COM-HVAC-91.33 | Com ¦ Com Programmable Thermostat (Elec SC and Gas SH) - Cold ¦ SCG ¦ Cold | Com ¦ Com Programmable Thermostat (Elec SC and Gas SH) - Cold | SCG ¦ Cold | SCG | All | Electric & Gas | Programmable thermostat which allows intermittent supply fan operation | Code | 0 | Conventional | HVAC | Com - Restaurant | Com | RET and NEW | 0 | 1000 sqft2 of floor space | Cap-Ton | 11 | DEER:HVAC_Split-Package_AC | 1527.0215 | 2.3484 | 7.6516 | 2020 Scaled Work Paper PGE3PHVC153 R3 | 33.2021 | 2020 | 0 | 11.4526 | 2020 | 0 | 0 | 2020 Scaled Work Paper PGE3PHVC153 R3 | Com Thermostats (Elec/Gas) - Cold ¦ SCG ¦ Cold | Com Thermostats (Elec/Gas) - Cold | 0.17087 | 1 | 0.52312 | CSS - Itron 2012 | -33.0863 | 2012 | 0.7 | N/A
COM-HVAC-91.34 | Com ¦ Com Programmable Thermostat (Elec SC and Gas SH) - Cold ¦ SCG ¦ Cold | Com ¦ Com Programmable Thermostat (Elec SC and Gas SH) - Cold | SCG ¦ Cold | SCG | All | Electric & Gas | Programmable thermostat which allows intermittent supply fan operation | Code | 0 | Conventional | HVAC | Com - Retail | Com | RET and NEW | 0 | 1000 sqft2 of floor space | Cap-Ton | 11 | DEER:HVAC_Split-Package_AC | 866.4355 | 1.9556 | 8.2375 | 2020 Scaled Work Paper PGE3PHVC153 R3 | 33.2021 | 2020 | 0 | 11.4526 | 2020 | 0 | 0 | 2020 Scaled Work Paper PGE3PHVC153 R3 | Com Thermostats (Elec/Gas) - Cold ¦ SCG ¦ Cold | Com Thermostats (Elec/Gas) - Cold | 0.035763 | 1 | 0.52312 | CSS - Itron 2012 | -1319.8727 | 2012 | 0.7 | N/A
COM-HVAC-91.35 | Com ¦ Com Programmable Thermostat (Elec SC and Gas SH) - Cold ¦ SCG ¦ Cold | Com ¦ Com Programmable Thermostat (Elec SC and Gas SH) - Cold | SCG ¦ Cold | SCG | All | Electric & Gas | Programmable thermostat which allows intermittent supply fan operation | Code | 0 | Conventional | HVAC | Com - School | Com | RET and NEW | 0 | 1000 sqft2 of floor space | Cap-Ton | 11 | DEER:HVAC_Split-Package_AC | 975.1174 | 2.6045 | 43.3426 | 2020 Scaled Work Paper PGE3PHVC153 R3 | 33.2021 | 2020 | 0 | 11.4526 | 2020 | 0 | 0 | 2020 Scaled Work Paper PGE3PHVC153 R3 | Com Thermostats (Elec/Gas) - Cold ¦ SCG ¦ Cold | Com Thermostats (Elec/Gas) - Cold | 0.043586 | 1 | 0.52312 | CSS - Itron 2012 | -89.859 | 2012 | 0.7 | N/A
COM-HVAC-91.36 | Com ¦ Com Programmable Thermostat (Elec SC and Gas SH) - Cold ¦ SCG ¦ Cold | Com ¦ Com Programmable Thermostat (Elec SC and Gas SH) - Cold | SCG ¦ Cold | SCG | All | Electric & Gas | Programmable thermostat which allows intermittent supply fan operation | Code | 0 | Conventional | HVAC | Com - Warehouse | Com | RET and NEW | 0 | 1000 sqft2 of floor space | Cap-Ton | 11 | DEER:HVAC_Split-Package_AC | 860.5956 | 1.4136 | 8.1977 | 2020 Scaled Work Paper PGE3PHVC153 R3 | 33.2021 | 2020 | 0 | 11.4526 | 2020 | 0 | 0 | 2020 Scaled Work Paper PGE3PHVC153 R3 | Com Thermostats (Elec/Gas) - Cold ¦ SCG ¦ Cold | Com Thermostats (Elec/Gas) - Cold | 0.013553 | 1 | 0.52312 | CSS - Itron 2012 | -126.7696 | 2012 | 0.7 | N/A
COM-HVAC-92.1 | Com ¦ Com Smart Thermostat (Elec SC and Gas SH) - Marine ¦ SCG ¦ Marine | Com ¦ Com Smart Thermostat (Elec SC and Gas SH) - Marine | SCG ¦ Marine | SCG | All | Electric & Gas | Smart thermostat with ability to integrate to EMS | Efficient | 0 | Conventional | HVAC | Com - College | Com | RET and NEW | 0 | 1000 sqft2 of floor space | Cap-Ton | 11 | DEER:HVAC_Split-Package_AC | 2038.8565 | 2.2119 | 73.6242 | 2020 Scaled Work Paper PGE3PHVC153 R3 | 116.9911 | 2020 | 0 | 11.4526 | 2020 | 0 | 0 | 2020 Scaled Work Paper PGE3PHVC153 R3 | Com Thermostats (Elec/Gas) - Marine ¦ SCG ¦ Marine | Com Thermostats (Elec/Gas) - Marine | 0.055383 | 1 | 0 | CSS - Itron 2012 | -111.7978 | 2032 | 0.7 | N/A
COM-HVAC-92.2 | Com ¦ Com Smart Thermostat (Elec SC and Gas SH) - Marine ¦ SCG ¦ Marine | Com ¦ Com Smart Thermostat (Elec SC and Gas SH) - Marine | SCG ¦ Marine | SCG | All | Electric & Gas | Smart thermostat with ability to integrate to EMS | Efficient | 0 | Conventional | HVAC | Com - Grocery | Com | RET and NEW | 0 | 1000 sqft2 of floor space | Cap-Ton | 11 | DEER:HVAC_Split-Package_AC | 786.8621 | 1.8918 | 16.0512 | 2020 Scaled Work Paper PGE3PHVC153 R3 | 116.9911 | 2020 | 0 | 11.4526 | 2020 | 0 | 0 | 2020 Scaled Work Paper PGE3PHVC153 R3 | Com Thermostats (Elec/Gas) - Marine ¦ SCG ¦ Marine | Com Thermostats (Elec/Gas) - Marine | 0.053228 | 1 | 0 | CSS - Itron 2012 | -51.0604 | 2032 | 0.7 | N/A
COM-HVAC-92.3 | Com ¦ Com Smart Thermostat (Elec SC and Gas SH) - Marine ¦ SCG ¦ Marine | Com ¦ Com Smart Thermostat (Elec SC and Gas SH) - Marine | SCG ¦ Marine | SCG | All | Electric & Gas | Smart thermostat with ability to integrate to EMS | Efficient | 0 | Conventional | HVAC | Com - Health | Com | RET and NEW | 0 | 1000 sqft2 of floor space | Cap-Ton | 11 | DEER:HVAC_Split-Package_AC | 1824.6572 | 2.2407 | 52.4065 | 2020 Scaled Work Paper PGE3PHVC153 R3 | 116.9911 | 2020 | 0 | 11.4526 | 2020 | 0 | 0 | 2020 Scaled Work Paper PGE3PHVC153 R3 | Com Thermostats (Elec/Gas) - Marine ¦ SCG ¦ Marine | Com Thermostats (Elec/Gas) - Marine | 0.046451 | 1 | 0 | CSS - Itron 2012 | -150.7961 | 2032 | 0.7 | N/A
COM-HVAC-92.4 | Com ¦ Com Smart Thermostat (Elec SC and Gas SH) - Marine ¦ SCG ¦ Marine | Com ¦ Com Smart Thermostat (Elec SC and Gas SH) - Marine | SCG ¦ Marine | SCG | All | Electric & Gas | Smart thermostat with ability to integrate to EMS | Efficient | 0 | Conventional | HVAC | Com - Lodging | Com | RET and NEW | 0 | 1000 sqft2 of floor space | Cap-Ton | 11 | DEER:HVAC_Split-Package_AC | 3145.6388 | 2.9854 | 52.6012 | 2020 Scaled Work Paper PGE3PHVC153 R3 | 116.9911 | 2020 | 0 | 11.4526 | 2020 | 0 | 0 | 2020 Scaled Work Paper PGE3PHVC153 R3 | Com Thermostats (Elec/Gas) - Marine ¦ SCG ¦ Marine | Com Thermostats (Elec/Gas) - Marine | 0.0044462 | 1 | 0 | CSS - Itron 2012 | -573.5086 | 2032 | 0.7 | N/A
COM-HVAC-92.5 | Com ¦ Com Smart Thermostat (Elec SC and Gas SH) - Marine ¦ SCG ¦ Marine | Com ¦ Com Smart Thermostat (Elec SC and Gas SH) - Marine | SCG ¦ Marine | SCG | All | Electric & Gas | Smart thermostat with ability to integrate to EMS | Efficient | 0 | Conventional | HVAC | Com - Office (Large) | Com | RET and NEW | 0 | 1000 sqft2 of floor space | Cap-Ton | 11 | DEER:HVAC_Split-Package_AC | 3293.3583 | 2.3674 | 53.7712 | 2020 Scaled Work Paper PGE3PHVC153 R3 | 116.9911 | 2020 | 0 | 11.4526 | 2020 | 0 | 0 | 2020 Scaled Work Paper PGE3PHVC153 R3 | Com Thermostats (Elec/Gas) - Marine ¦ SCG ¦ Marine | Com Thermostats (Elec/Gas) - Marine | 0.030243 | 1 | 0 | CSS - Itron 2012 | -237.629 | 2032 | 0.7 | N/A
COM-HVAC-92.6 | Com ¦ Com Smart Thermostat (Elec SC and Gas SH) - Marine ¦ SCG ¦ Marine | Com ¦ Com Smart Thermostat (Elec SC and Gas SH) - Marine | SCG ¦ Marine | SCG | All | Electric & Gas | Smart thermostat with ability to integrate to EMS | Efficient | 0 | Conventional | HVAC | Com - Office (Small) | Com | RET and NEW | 0 | 1000 sqft2 of floor space | Cap-Ton | 11 | DEER:HVAC_Split-Package_AC | 1374.9231 | 2.0418 | 38.5762 | 2020 Scaled Work Paper PGE3PHVC153 R3 | 116.9911 | 2020 | 0 | 11.4526 | 2020 | 0 | 0 | 2020 Scaled Work Paper PGE3PHVC153 R3 | Com Thermostats (Elec/Gas) - Marine ¦ SCG ¦ Marine | Com Thermostats (Elec/Gas) - Marine | 0.12612 | 1 | 0 | CSS - Itron 2012 | -73.5476 | 2032 | 0.7 | N/A
COM-HVAC-92.7 | Com ¦ Com Smart Thermostat (Elec SC and Gas SH) - Marine ¦ SCG ¦ Marine | Com ¦ Com Smart Thermostat (Elec SC and Gas SH) - Marine | SCG ¦ Marine | SCG | All | Electric & Gas | Smart thermostat with ability to integrate to EMS | Efficient | 0 | Conventional | HVAC | Com - Other | Com | RET and NEW | 0 | 1000 sqft2 of floor space | Cap-Ton | 11 | DEER:HVAC_Split-Package_AC | 2038.8565 | 3.3489 | 73.6242 | 2020 Scaled Work Paper PGE3PHVC153 R3 | 116.9911 | 2020 | 0 | 11.4526 | 2020 | 0 | 0 | 2020 Scaled Work Paper PGE3PHVC153 R3 | Com Thermostats (Elec/Gas) - Marine ¦ SCG ¦ Marine | Com Thermostats (Elec/Gas) - Marine | 0.039954 | 1 | 0 | CSS - Itron 2012 | -303.5379 | 2032 | 0.7 | N/A
COM-HVAC-92.8 | Com ¦ Com Smart Thermostat (Elec SC and Gas SH) - Marine ¦ SCG ¦ Marine | Com ¦ Com Smart Thermostat (Elec SC and Gas SH) - Marine | SCG ¦ Marine | SCG | All | Electric & Gas | Smart thermostat with ability to integrate to EMS | Efficient | 0 | Conventional | HVAC | Com - Refrig. Warehouse | Com | RET and NEW | 0 | 1000 sqft2 of floor space | Cap-Ton | 11 | DEER:HVAC_Split-Package_AC | 786.8621 | 1.9029 | 16.0512 | 2020 Scaled Work Paper PGE3PHVC153 R3 | 116.9911 | 2020 | 0 | 11.4526 | 2020 | 0 | 0 | 2020 Scaled Work Paper PGE3PHVC153 R3 | Com Thermostats (Elec/Gas) - Marine ¦ SCG ¦ Marine | Com Thermostats (Elec/Gas) - Marine | 0.0034596 | 1 | 0 | CSS - Itron 2012 | -28.6354 | 2032 | 0.7 | N/A
COM-HVAC-92.9 | Com ¦ Com Smart Thermostat (Elec SC and Gas SH) - Marine ¦ SCG ¦ Marine | Com ¦ Com Smart Thermostat (Elec SC and Gas SH) - Marine | SCG ¦ Marine | SCG | All | Electric & Gas | Smart thermostat with ability to integrate to EMS | Efficient | 0 | Conventional | HVAC | Com - Restaurant | Com | RET and NEW | 0 | 1000 sqft2 of floor space | Cap-Ton | 11 | DEER:HVAC_Split-Package_AC | 1461.8593 | 2.2482 | 7.269 | 2020 Scaled Work Paper PGE3PHVC153 R3 | 116.9911 | 2020 | 0 | 11.4526 | 2020 | 0 | 0 | 2020 Scaled Work Paper PGE3PHVC153 R3 | Com Thermostats (Elec/Gas) - Marine ¦ SCG ¦ Marine | Com Thermostats (Elec/Gas) - Marine | 0.17087 | 1 | 0 | CSS - Itron 2012 | -31.6601 | 2032 | 0.7 | N/A
COM-HVAC-92.10 | Com ¦ Com Smart Thermostat (Elec SC and Gas SH) - Marine ¦ SCG ¦ Marine | Com ¦ Com Smart Thermostat (Elec SC and Gas SH) - Marine | SCG ¦ Marine | SCG | All | Electric & Gas | Smart thermostat with ability to integrate to EMS | Efficient | 0 | Conventional | HVAC | Com - Retail | Com | RET and NEW | 0 | 1000 sqft2 of floor space | Cap-Ton | 11 | DEER:HVAC_Split-Package_AC | 835.0415 | 1.8847 | 7.8257 | 2020 Scaled Work Paper PGE3PHVC153 R3 | 116.9911 | 2020 | 0 | 11.4526 | 2020 | 0 | 0 | 2020 Scaled Work Paper PGE3PHVC153 R3 | Com Thermostats (Elec/Gas) - Marine ¦ SCG ¦ Marine | Com Thermostats (Elec/Gas) - Marine | 0.035763 | 1 | 0 | CSS - Itron 2012 | -1255.0278 | 2032 | 0.7 | N/A
COM-HVAC-92.11 | Com ¦ Com Smart Thermostat (Elec SC and Gas SH) - Marine ¦ SCG ¦ Marine | Com ¦ Com Smart Thermostat (Elec SC and Gas SH) - Marine | SCG ¦ Marine | SCG | All | Electric & Gas | Smart thermostat with ability to integrate to EMS | Efficient | 0 | Conventional | HVAC | Com - School | Com | RET and NEW | 0 | 1000 sqft2 of floor space | Cap-Ton | 11 | DEER:HVAC_Split-Package_AC | 931.78 | 2.4883 | 38.2229 | 2020 Scaled Work Paper PGE3PHVC153 R3 | 116.9911 | 2020 | 0 | 11.4526 | 2020 | 0 | 0 | 2020 Scaled Work Paper PGE3PHVC153 R3 | Com Thermostats (Elec/Gas) - Marine ¦ SCG ¦ Marine | Com Thermostats (Elec/Gas) - Marine | 0.043586 | 1 | 0 | CSS - Itron 2012 | -83.1912 | 2032 | 0.7 | N/A
COM-HVAC-92.12 | Com ¦ Com Smart Thermostat (Elec SC and Gas SH) - Marine ¦ SCG ¦ Marine | Com ¦ Com Smart Thermostat (Elec SC and Gas SH) - Marine | SCG ¦ Marine | SCG | All | Electric & Gas | Smart thermostat with ability to integrate to EMS | Efficient | 0 | Conventional | HVAC | Com - Warehouse | Com | RET and NEW | 0 | 1000 sqft2 of floor space | Cap-Ton | 11 | DEER:HVAC_Split-Package_AC | 829.4936 | 1.3625 | 7.7878 | 2020 Scaled Work Paper PGE3PHVC153 R3 | 116.9911 | 2020 | 0 | 11.4526 | 2020 | 0 | 0 | 2020 Scaled Work Paper PGE3PHVC153 R3 | Com Thermostats (Elec/Gas) - Marine ¦ SCG ¦ Marine | Com Thermostats (Elec/Gas) - Marine | 0.013553 | 1 | 0 | CSS - Itron 2012 | -121.3181 | 2032 | 0.7 | N/A
COM-HVAC-92.13 | Com ¦ Com Smart Thermostat (Elec SC and Gas SH) - Hot-Dry ¦ SCG ¦ Hot-Dry | Com ¦ Com Smart Thermostat (Elec SC and Gas SH) - Hot-Dry | SCG ¦ Hot-Dry | SCG | All | Electric & Gas | Smart thermostat with ability to integrate to EMS | Efficient | 0 | Conventional | HVAC | Com - College | Com | RET and NEW | 0 | 1000 sqft2 of floor space | Cap-Ton | 11 | DEER:HVAC_Split-Package_AC | 2038.8565 | 2.2119 | 73.6242 | 2020 Scaled Work Paper PGE3PHVC153 R3 | 116.9911 | 2020 | 0 | 11.4526 | 2020 | 0 | 0 | 2020 Scaled Work Paper PGE3PHVC153 R3 | Com Thermostats (Elec/Gas) - Hot-Dry ¦ SCG ¦ Hot-Dry | Com Thermostats (Elec/Gas) - Hot-Dry | 0.055383 | 1 | 0 | CSS - Itron 2012 | -111.7978 | 2032 | 0.7 | N/A
COM-HVAC-92.14 | Com ¦ Com Smart Thermostat (Elec SC and Gas SH) - Hot-Dry ¦ SCG ¦ Hot-Dry | Com ¦ Com Smart Thermostat (Elec SC and Gas SH) - Hot-Dry | SCG ¦ Hot-Dry | SCG | All | Electric & Gas | Smart thermostat with ability to integrate to EMS | Efficient | 0 | Conventional | HVAC | Com - Grocery | Com | RET and NEW | 0 | 1000 sqft2 of floor space | Cap-Ton | 11 | DEER:HVAC_Split-Package_AC | 786.8621 | 1.8918 | 16.0512 | 2020 Scaled Work Paper PGE3PHVC153 R3 | 116.9911 | 2020 | 0 | 11.4526 | 2020 | 0 | 0 | 2020 Scaled Work Paper PGE3PHVC153 R3 | Com Thermostats (Elec/Gas) - Hot-Dry ¦ SCG ¦ Hot-Dry | Com Thermostats (Elec/Gas) - Hot-Dry | 0.053228 | 1 | 0 | CSS - Itron 2012 | -51.0604 | 2032 | 0.7 | N/A
COM-HVAC-92.15 | Com ¦ Com Smart Thermostat (Elec SC and Gas SH) - Hot-Dry ¦ SCG ¦ Hot-Dry | Com ¦ Com Smart Thermostat (Elec SC and Gas SH) - Hot-Dry | SCG ¦ Hot-Dry | SCG | All | Electric & Gas | Smart thermostat with ability to integrate to EMS | Efficient | 0 | Conventional | HVAC | Com - Health | Com | RET and NEW | 0 | 1000 sqft2 of floor space | Cap-Ton | 11 | DEER:HVAC_Split-Package_AC | 1824.6572 | 2.2407 | 52.4065 | 2020 Scaled Work Paper PGE3PHVC153 R3 | 116.9911 | 2020 | 0 | 11.4526 | 2020 | 0 | 0 | 2020 Scaled Work Paper PGE3PHVC153 R3 | Com Thermostats (Elec/Gas) - Hot-Dry ¦ SCG ¦ Hot-Dry | Com Thermostats (Elec/Gas) - Hot-Dry | 0.046451 | 1 | 0 | CSS - Itron 2012 | -150.7961 | 2032 | 0.7 | N/A
COM-HVAC-92.16 | Com ¦ Com Smart Thermostat (Elec SC and Gas SH) - Hot-Dry ¦ SCG ¦ Hot-Dry | Com ¦ Com Smart Thermostat (Elec SC and Gas SH) - Hot-Dry | SCG ¦ Hot-Dry | SCG | All | Electric & Gas | Smart thermostat with ability to integrate to EMS | Efficient | 0 | Conventional | HVAC | Com - Lodging | Com | RET and NEW | 0 | 1000 sqft2 of floor space | Cap-Ton | 11 | DEER:HVAC_Split-Package_AC | 3145.6388 | 2.9854 | 52.6012 | 2020 Scaled Work Paper PGE3PHVC153 R3 | 116.9911 | 2020 | 0 | 11.4526 | 2020 | 0 | 0 | 2020 Scaled Work Paper PGE3PHVC153 R3 | Com Thermostats (Elec/Gas) - Hot-Dry ¦ SCG ¦ Hot-Dry | Com Thermostats (Elec/Gas) - Hot-Dry | 0.0044462 | 1 | 0 | CSS - Itron 2012 | -573.5086 | 2032 | 0.7 | N/A
COM-HVAC-92.17 | Com ¦ Com Smart Thermostat (Elec SC and Gas SH) - Hot-Dry ¦ SCG ¦ Hot-Dry | Com ¦ Com Smart Thermostat (Elec SC and Gas SH) - Hot-Dry | SCG ¦ Hot-Dry | SCG | All | Electric & Gas | Smart thermostat with ability to integrate to EMS | Efficient | 0 | Conventional | HVAC | Com - Office (Large) | Com | RET and NEW | 0 | 1000 sqft2 of floor space | Cap-Ton | 11 | DEER:HVAC_Split-Package_AC | 3293.3583 | 2.3674 | 53.7712 | 2020 Scaled Work Paper PGE3PHVC153 R3 | 116.9911 | 2020 | 0 | 11.4526 | 2020 | 0 | 0 | 2020 Scaled Work Paper PGE3PHVC153 R3 | Com Thermostats (Elec/Gas) - Hot-Dry ¦ SCG ¦ Hot-Dry | Com Thermostats (Elec/Gas) - Hot-Dry | 0.030243 | 1 | 0 | CSS - Itron 2012 | -237.629 | 2032 | 0.7 | N/A
COM-HVAC-92.18 | Com ¦ Com Smart Thermostat (Elec SC and Gas SH) - Hot-Dry ¦ SCG ¦ Hot-Dry | Com ¦ Com Smart Thermostat (Elec SC and Gas SH) - Hot-Dry | SCG ¦ Hot-Dry | SCG | All | Electric & Gas | Smart thermostat with ability to integrate to EMS | Efficient | 0 | Conventional | HVAC | Com - Office (Small) | Com | RET and NEW | 0 | 1000 sqft2 of floor space | Cap-Ton | 11 | DEER:HVAC_Split-Package_AC | 1374.9231 | 2.0418 | 38.5762 | 2020 Scaled Work Paper PGE3PHVC153 R3 | 116.9911 | 2020 | 0 | 11.4526 | 2020 | 0 | 0 | 2020 Scaled Work Paper PGE3PHVC153 R3 | Com Thermostats (Elec/Gas) - Hot-Dry ¦ SCG ¦ Hot-Dry | Com Thermostats (Elec/Gas) - Hot-Dry | 0.12612 | 1 | 0 | CSS - Itron 2012 | -73.5476 | 2032 | 0.7 | N/A
COM-HVAC-92.19 | Com ¦ Com Smart Thermostat (Elec SC and Gas SH) - Hot-Dry ¦ SCG ¦ Hot-Dry | Com ¦ Com Smart Thermostat (Elec SC and Gas SH) - Hot-Dry | SCG ¦ Hot-Dry | SCG | All | Electric & Gas | Smart thermostat with ability to integrate to EMS | Efficient | 0 | Conventional | HVAC | Com - Other | Com | RET and NEW | 0 | 1000 sqft2 of floor space | Cap-Ton | 11 | DEER:HVAC_Split-Package_AC | 2038.8565 | 3.3489 | 73.6242 | 2020 Scaled Work Paper PGE3PHVC153 R3 | 116.9911 | 2020 | 0 | 11.4526 | 2020 | 0 | 0 | 2020 Scaled Work Paper PGE3PHVC153 R3 | Com Thermostats (Elec/Gas) - Hot-Dry ¦ SCG ¦ Hot-Dry | Com Thermostats (Elec/Gas) - Hot-Dry | 0.039954 | 1 | 0 | CSS - Itron 2012 | -303.5379 | 2032 | 0.7 | N/A
COM-HVAC-92.20 | Com ¦ Com Smart Thermostat (Elec SC and Gas SH) - Hot-Dry ¦ SCG ¦ Hot-Dry | Com ¦ Com Smart Thermostat (Elec SC and Gas SH) - Hot-Dry | SCG ¦ Hot-Dry | SCG | All | Electric & Gas | Smart thermostat with ability to integrate to EMS | Efficient | 0 | Conventional | HVAC | Com - Refrig. Warehouse | Com | RET and NEW | 0 | 1000 sqft2 of floor space | Cap-Ton | 11 | DEER:HVAC_Split-Package_AC | 786.8621 | 1.9029 | 16.0512 | 2020 Scaled Work Paper PGE3PHVC153 R3 | 116.9911 | 2020 | 0 | 11.4526 | 2020 | 0 | 0 | 2020 Scaled Work Paper PGE3PHVC153 R3 | Com Thermostats (Elec/Gas) - Hot-Dry ¦ SCG ¦ Hot-Dry | Com Thermostats (Elec/Gas) - Hot-Dry | 0.0034596 | 1 | 0 | CSS - Itron 2012 | -28.6354 | 2032 | 0.7 | N/A
COM-HVAC-92.21 | Com ¦ Com Smart Thermostat (Elec SC and Gas SH) - Hot-Dry ¦ SCG ¦ Hot-Dry | Com ¦ Com Smart Thermostat (Elec SC and Gas SH) - Hot-Dry | SCG ¦ Hot-Dry | SCG | All | Electric & Gas | Smart thermostat with ability to integrate to EMS | Efficient | 0 | Conventional | HVAC | Com - Restaurant | Com | RET and NEW | 0 | 1000 sqft2 of floor space | Cap-Ton | 11 | DEER:HVAC_Split-Package_AC | 1461.8593 | 2.2482 | 7.269 | 2020 Scaled Work Paper PGE3PHVC153 R3 | 116.9911 | 2020 | 0 | 11.4526 | 2020 | 0 | 0 | 2020 Scaled Work Paper PGE3PHVC153 R3 | Com Thermostats (Elec/Gas) - Hot-Dry ¦ SCG ¦ Hot-Dry | Com Thermostats (Elec/Gas) - Hot-Dry | 0.17087 | 1 | 0 | CSS - Itron 2012 | -31.6601 | 2032 | 0.7 | N/A
COM-HVAC-92.22 | Com ¦ Com Smart Thermostat (Elec SC and Gas SH) - Hot-Dry ¦ SCG ¦ Hot-Dry | Com ¦ Com Smart Thermostat (Elec SC and Gas SH) - Hot-Dry | SCG ¦ Hot-Dry | SCG | All | Electric & Gas | Smart thermostat with ability to integrate to EMS | Efficient | 0 | Conventional | HVAC | Com - Retail | Com | RET and NEW | 0 | 1000 sqft2 of floor space | Cap-Ton | 11 | DEER:HVAC_Split-Package_AC | 835.0415 | 1.8847 | 7.8257 | 2020 Scaled Work Paper PGE3PHVC153 R3 | 116.9911 | 2020 | 0 | 11.4526 | 2020 | 0 | 0 | 2020 Scaled Work Paper PGE3PHVC153 R3 | Com Thermostats (Elec/Gas) - Hot-Dry ¦ SCG ¦ Hot-Dry | Com Thermostats (Elec/Gas) - Hot-Dry | 0.035763 | 1 | 0 | CSS - Itron 2012 | -1255.0278 | 2032 | 0.7 | N/A
COM-HVAC-92.23 | Com ¦ Com Smart Thermostat (Elec SC and Gas SH) - Hot-Dry ¦ SCG ¦ Hot-Dry | Com ¦ Com Smart Thermostat (Elec SC and Gas SH) - Hot-Dry | SCG ¦ Hot-Dry | SCG | All | Electric & Gas | Smart thermostat with ability to integrate to EMS | Efficient | 0 | Conventional | HVAC | Com - School | Com | RET and NEW | 0 | 1000 sqft2 of floor space | Cap-Ton | 11 | DEER:HVAC_Split-Package_AC | 931.78 | 2.4883 | 38.2229 | 2020 Scaled Work Paper PGE3PHVC153 R3 | 116.9911 | 2020 | 0 | 11.4526 | 2020 | 0 | 0 | 2020 Scaled Work Paper PGE3PHVC153 R3 | Com Thermostats (Elec/Gas) - Hot-Dry ¦ SCG ¦ Hot-Dry | Com Thermostats (Elec/Gas) - Hot-Dry | 0.043586 | 1 | 0 | CSS - Itron 2012 | -83.1912 | 2032 | 0.7 | N/A
COM-HVAC-92.24 | Com ¦ Com Smart Thermostat (Elec SC and Gas SH) - Hot-Dry ¦ SCG ¦ Hot-Dry | Com ¦ Com Smart Thermostat (Elec SC and Gas SH) - Hot-Dry | SCG ¦ Hot-Dry | SCG | All | Electric & Gas | Smart thermostat with ability to integrate to EMS | Efficient | 0 | Conventional | HVAC | Com - Warehouse | Com | RET and NEW | 0 | 1000 sqft2 of floor space | Cap-Ton | 11 | DEER:HVAC_Split-Package_AC | 829.4936 | 1.3625 | 7.7878 | 2020 Scaled Work Paper PGE3PHVC153 R3 | 116.9911 | 2020 | 0 | 11.4526 | 2020 | 0 | 0 | 2020 Scaled Work Paper PGE3PHVC153 R3 | Com Thermostats (Elec/Gas) - Hot-Dry ¦ SCG ¦ Hot-Dry | Com Thermostats (Elec/Gas) - Hot-Dry | 0.013553 | 1 | 0 | CSS - Itron 2012 | -121.3181 | 2032 | 0.7 | N/A
COM-HVAC-92.25 | Com ¦ Com Smart Thermostat (Elec SC and Gas SH) - Cold ¦ SCG ¦ Cold | Com ¦ Com Smart Thermostat (Elec SC and Gas SH) - Cold | SCG ¦ Cold | SCG | All | Electric & Gas | Smart thermostat with ability to integrate to EMS | Efficient | 0 | Conventional | HVAC | Com - College | Com | RET and NEW | 0 | 1000 sqft2 of floor space | Cap-Ton | 11 | DEER:HVAC_Split-Package_AC | 2046.7732 | 2.2205 | 127.1486 | 2020 Scaled Work Paper PGE3PHVC153 R3 | 116.9911 | 2020 | 0 | 11.4526 | 2020 | 0 | 0 | 2020 Scaled Work Paper PGE3PHVC153 R3 | Com Thermostats (Elec/Gas) - Cold ¦ SCG ¦ Cold | Com Thermostats (Elec/Gas) - Cold | 0.055383 | 1 | 0 | CSS - Itron 2012 | -142.9621 | 2032 | 0.7 | N/A
COM-HVAC-92.26 | Com ¦ Com Smart Thermostat (Elec SC and Gas SH) - Cold ¦ SCG ¦ Cold | Com ¦ Com Smart Thermostat (Elec SC and Gas SH) - Cold | SCG ¦ Cold | SCG | All | Electric & Gas | Smart thermostat with ability to integrate to EMS | Efficient | 0 | Conventional | HVAC | Com - Grocery | Com | RET and NEW | 0 | 1000 sqft2 of floor space | Cap-Ton | 11 | DEER:HVAC_Split-Package_AC | 780.2121 | 1.8758 | 16.0512 | 2020 Scaled Work Paper PGE3PHVC153 R3 | 116.9911 | 2020 | 0 | 11.4526 | 2020 | 0 | 0 | 2020 Scaled Work Paper PGE3PHVC153 R3 | Com Thermostats (Elec/Gas) - Cold ¦ SCG ¦ Cold | Com Thermostats (Elec/Gas) - Cold | 0.053228 | 1 | 0 | CSS - Itron 2012 | -50.9142 | 2032 | 0.7 | N/A
COM-HVAC-92.27 | Com ¦ Com Smart Thermostat (Elec SC and Gas SH) - Cold ¦ SCG ¦ Cold | Com ¦ Com Smart Thermostat (Elec SC and Gas SH) - Cold | SCG ¦ Cold | SCG | All | Electric & Gas | Smart thermostat with ability to integrate to EMS | Efficient | 0 | Conventional | HVAC | Com - Health | Com | RET and NEW | 0 | 1000 sqft2 of floor space | Cap-Ton | 11 | DEER:HVAC_Split-Package_AC | 1812.7294 | 2.2261 | 67.8014 | 2020 Scaled Work Paper PGE3PHVC153 R3 | 116.9911 | 2020 | 0 | 11.4526 | 2020 | 0 | 0 | 2020 Scaled Work Paper PGE3PHVC153 R3 | Com Thermostats (Elec/Gas) - Cold ¦ SCG ¦ Cold | Com Thermostats (Elec/Gas) - Cold | 0.046451 | 1 | 0 | CSS - Itron 2012 | -186.9727 | 2032 | 0.7 | N/A
COM-HVAC-92.28 | Com ¦ Com Smart Thermostat (Elec SC and Gas SH) - Cold ¦ SCG ¦ Cold | Com ¦ Com Smart Thermostat (Elec SC and Gas SH) - Cold | SCG ¦ Cold | SCG | All | Electric & Gas | Smart thermostat with ability to integrate to EMS | Efficient | 0 | Conventional | HVAC | Com - Lodging | Com | RET and NEW | 0 | 1000 sqft2 of floor space | Cap-Ton | 11 | DEER:HVAC_Split-Package_AC | 3153.5555 | 2.9929 | 86.2304 | 2020 Scaled Work Paper PGE3PHVC153 R3 | 116.9911 | 2020 | 0 | 11.4526 | 2020 | 0 | 0 | 2020 Scaled Work Paper PGE3PHVC153 R3 | Com Thermostats (Elec/Gas) - Cold ¦ SCG ¦ Cold | Com Thermostats (Elec/Gas) - Cold | 0.0044462 | 1 | 0 | CSS - Itron 2012 | -830.0664 | 2032 | 0.7 | N/A
COM-HVAC-92.29 | Com ¦ Com Smart Thermostat (Elec SC and Gas SH) - Cold ¦ SCG ¦ Cold | Com ¦ Com Smart Thermostat (Elec SC and Gas SH) - Cold | SCG ¦ Cold | SCG | All | Electric & Gas | Smart thermostat with ability to integrate to EMS | Efficient | 0 | Conventional | HVAC | Com - Office (Large) | Com | RET and NEW | 0 | 1000 sqft2 of floor space | Cap-Ton | 11 | DEER:HVAC_Split-Package_AC | 3301.275 | 2.3731 | 88.5077 | 2020 Scaled Work Paper PGE3PHVC153 R3 | 116.9911 | 2020 | 0 | 11.4526 | 2020 | 0 | 0 | 2020 Scaled Work Paper PGE3PHVC153 R3 | Com Thermostats (Elec/Gas) - Cold ¦ SCG ¦ Cold | Com Thermostats (Elec/Gas) - Cold | 0.030243 | 1 | 0 | CSS - Itron 2012 | -357.9471 | 2032 | 0.7 | N/A
COM-HVAC-92.30 | Com ¦ Com Smart Thermostat (Elec SC and Gas SH) - Cold ¦ SCG ¦ Cold | Com ¦ Com Smart Thermostat (Elec SC and Gas SH) - Cold | SCG ¦ Cold | SCG | All | Electric & Gas | Smart thermostat with ability to integrate to EMS | Efficient | 0 | Conventional | HVAC | Com - Office (Small) | Com | RET and NEW | 0 | 1000 sqft2 of floor space | Cap-Ton | 11 | DEER:HVAC_Split-Package_AC | 1382.8398 | 2.0536 | 58.9328 | 2020 Scaled Work Paper PGE3PHVC153 R3 | 116.9911 | 2020 | 0 | 11.4526 | 2020 | 0 | 0 | 2020 Scaled Work Paper PGE3PHVC153 R3 | Com Thermostats (Elec/Gas) - Cold ¦ SCG ¦ Cold | Com Thermostats (Elec/Gas) - Cold | 0.12612 | 1 | 0 | CSS - Itron 2012 | -93.6812 | 2032 | 0.7 | N/A
COM-HVAC-92.31 | Com ¦ Com Smart Thermostat (Elec SC and Gas SH) - Cold ¦ SCG ¦ Cold | Com ¦ Com Smart Thermostat (Elec SC and Gas SH) - Cold | SCG ¦ Cold | SCG | All | Electric & Gas | Smart thermostat with ability to integrate to EMS | Efficient | 0 | Conventional | HVAC | Com - Other | Com | RET and NEW | 0 | 1000 sqft2 of floor space | Cap-Ton | 11 | DEER:HVAC_Split-Package_AC | 2046.7732 | 3.3619 | 127.1486 | 2020 Scaled Work Paper PGE3PHVC153 R3 | 116.9911 | 2020 | 0 | 11.4526 | 2020 | 0 | 0 | 2020 Scaled Work Paper PGE3PHVC153 R3 | Com Thermostats (Elec/Gas) - Cold ¦ SCG ¦ Cold | Com Thermostats (Elec/Gas) - Cold | 0.039954 | 1 | 0 | CSS - Itron 2012 | -437.7647 | 2032 | 0.7 | N/A
COM-HVAC-92.32 | Com ¦ Com Smart Thermostat (Elec SC and Gas SH) - Cold ¦ SCG ¦ Cold | Com ¦ Com Smart Thermostat (Elec SC and Gas SH) - Cold | SCG ¦ Cold | SCG | All | Electric & Gas | Smart thermostat with ability to integrate to EMS | Efficient | 0 | Conventional | HVAC | Com - Refrig. Warehouse | Com | RET and NEW | 0 | 1000 sqft2 of floor space | Cap-Ton | 11 | DEER:HVAC_Split-Package_AC | 780.2121 | 1.8868 | 16.0512 | 2020 Scaled Work Paper PGE3PHVC153 R3 | 116.9911 | 2020 | 0 | 11.4526 | 2020 | 0 | 0 | 2020 Scaled Work Paper PGE3PHVC153 R3 | Com Thermostats (Elec/Gas) - Cold ¦ SCG ¦ Cold | Com Thermostats (Elec/Gas) - Cold | 0.0034596 | 1 | 0 | CSS - Itron 2012 | -28.4927 | 2032 | 0.7 | N/A
COM-HVAC-92.33 | Com ¦ Com Smart Thermostat (Elec SC and Gas SH) - Cold ¦ SCG ¦ Cold | Com ¦ Com Smart Thermostat (Elec SC and Gas SH) - Cold | SCG ¦ Cold | SCG | All | Electric & Gas | Smart thermostat with ability to integrate to EMS | Efficient | 0 | Conventional | HVAC | Com - Restaurant | Com | RET and NEW | 0 | 1000 sqft2 of floor space | Cap-Ton | 11 | DEER:HVAC_Split-Package_AC | 1450.6704 | 2.231 | 7.269 | 2020 Scaled Work Paper PGE3PHVC153 R3 | 116.9911 | 2020 | 0 | 11.4526 | 2020 | 0 | 0 | 2020 Scaled Work Paper PGE3PHVC153 R3 | Com Thermostats (Elec/Gas) - Cold ¦ SCG ¦ Cold | Com Thermostats (Elec/Gas) - Cold | 0.17087 | 1 | 0 | CSS - Itron 2012 | -31.432 | 2032 | 0.7 | N/A
COM-HVAC-92.34 | Com ¦ Com Smart Thermostat (Elec SC and Gas SH) - Cold ¦ SCG ¦ Cold | Com ¦ Com Smart Thermostat (Elec SC and Gas SH) - Cold | SCG ¦ Cold | SCG | All | Electric & Gas | Smart thermostat with ability to integrate to EMS | Efficient | 0 | Conventional | HVAC | Com - Retail | Com | RET and NEW | 0 | 1000 sqft2 of floor space | Cap-Ton | 11 | DEER:HVAC_Split-Package_AC | 823.1138 | 1.8578 | 7.8257 | 2020 Scaled Work Paper PGE3PHVC153 R3 | 116.9911 | 2020 | 0 | 11.4526 | 2020 | 0 | 0 | 2020 Scaled Work Paper PGE3PHVC153 R3 | Com Thermostats (Elec/Gas) - Cold ¦ SCG ¦ Cold | Com Thermostats (Elec/Gas) - Cold | 0.035763 | 1 | 0 | CSS - Itron 2012 | -1253.8791 | 2032 | 0.7 | N/A
COM-HVAC-92.35 | Com ¦ Com Smart Thermostat (Elec SC and Gas SH) - Cold ¦ SCG ¦ Cold | Com ¦ Com Smart Thermostat (Elec SC and Gas SH) - Cold | SCG ¦ Cold | SCG | All | Electric & Gas | Smart thermostat with ability to integrate to EMS | Efficient | 0 | Conventional | HVAC | Com - School | Com | RET and NEW | 0 | 1000 sqft2 of floor space | Cap-Ton | 11 | DEER:HVAC_Split-Package_AC | 926.3616 | 2.4743 | 41.1755 | 2020 Scaled Work Paper PGE3PHVC153 R3 | 116.9911 | 2020 | 0 | 11.4526 | 2020 | 0 | 0 | 2020 Scaled Work Paper PGE3PHVC153 R3 | Com Thermostats (Elec/Gas) - Cold ¦ SCG ¦ Cold | Com Thermostats (Elec/Gas) - Cold | 0.043586 | 1 | 0 | CSS - Itron 2012 | -85.3661 | 2032 | 0.7 | N/A
COM-HVAC-92.36 | Com ¦ Com Smart Thermostat (Elec SC and Gas SH) - Cold ¦ SCG ¦ Cold | Com ¦ Com Smart Thermostat (Elec SC and Gas SH) - Cold | SCG ¦ Cold | SCG | All | Electric & Gas | Smart thermostat with ability to integrate to EMS | Efficient | 0 | Conventional | HVAC | Com - Warehouse | Com | RET and NEW | 0 | 1000 sqft2 of floor space | Cap-Ton | 11 | DEER:HVAC_Split-Package_AC | 817.5658 | 1.3429 | 7.7878 | 2020 Scaled Work Paper PGE3PHVC153 R3 | 116.9911 | 2020 | 0 | 11.4526 | 2020 | 0 | 0 | 2020 Scaled Work Paper PGE3PHVC153 R3 | Com Thermostats (Elec/Gas) - Cold ¦ SCG ¦ Cold | Com Thermostats (Elec/Gas) - Cold | 0.013553 | 1 | 0 | CSS - Itron 2012 | -120.4311 | 2032 | 0.7 | N/A
COM-HVAC-90.1 | Com ¦ Com Manual Thermostat (Elec SC and Gas SH) - Marine ¦ SDG&E ¦ Marine | Com ¦ Com Manual Thermostat (Elec SC and Gas SH) - Marine | SDG&E ¦ Marine | SDG&E | All | Electric & Gas | One-stage non-programmable thermostat | Average Existing | 0 | Conventional | HVAC | Com - College | Com | RET and NEW | 0 | 1000 sqft2 of floor space | Cap-Ton | 11 | DEER:HVAC_Split-Package_AC | 2593.4981 | 2.8136 | 150.8407 | 2020 Scaled Work Paper PGE3PHVC153 R3 | 19.5604 | 2020 | 0 | 11.4526 | 2020 | 0 | 0 | 2020 Scaled Work Paper PGE3PHVC153 R3 | Com Thermostats (Elec/Gas) - Marine ¦ SDG&E ¦ Marine | Com Thermostats (Elec/Gas) - Marine | 0.027515 | 1 | 0.43664 | CSS - Itron 2012 | -175.2207 | 2012 | 0.7 | N/A
COM-HVAC-90.2 | Com ¦ Com Manual Thermostat (Elec SC and Gas SH) - Marine ¦ SDG&E ¦ Marine | Com ¦ Com Manual Thermostat (Elec SC and Gas SH) - Marine | SDG&E ¦ Marine | SDG&E | All | Electric & Gas | One-stage non-programmable thermostat | Average Existing | 0 | Conventional | HVAC | Com - Grocery | Com | RET and NEW | 0 | 1000 sqft2 of floor space | Cap-Ton | 11 | DEER:HVAC_Split-Package_AC | 1170.2759 | 2.8136 | 32.8857 | 2020 Scaled Work Paper PGE3PHVC153 R3 | 19.5604 | 2020 | 0 | 11.4526 | 2020 | 0 | 0 | 2020 Scaled Work Paper PGE3PHVC153 R3 | Com Thermostats (Elec/Gas) - Marine ¦ SDG&E ¦ Marine | Com Thermostats (Elec/Gas) - Marine | 0.023495 | 1 | 0.43664 | CSS - Itron 2012 | -94.8981 | 2012 | 0.7 | N/A
COM-HVAC-90.3 | Com ¦ Com Manual Thermostat (Elec SC and Gas SH) - Marine ¦ SDG&E ¦ Marine | Com ¦ Com Manual Thermostat (Elec SC and Gas SH) - Marine | SDG&E ¦ Marine | SDG&E | All | Electric & Gas | One-stage non-programmable thermostat | Average Existing | 0 | Conventional | HVAC | Com - Health | Com | RET and NEW | 0 | 1000 sqft2 of floor space | Cap-Ton | 11 | DEER:HVAC_Split-Package_AC | 2249.1362 | 2.762 | 107.3699 | 2020 Scaled Work Paper PGE3PHVC153 R3 | 19.5604 | 2020 | 0 | 11.4526 | 2020 | 0 | 0 | 2020 Scaled Work Paper PGE3PHVC153 R3 | Com Thermostats (Elec/Gas) - Marine ¦ SDG&E ¦ Marine | Com Thermostats (Elec/Gas) - Marine | 0.035132 | 1 | 0.43664 | CSS - Itron 2012 | -286.8773 | 2012 | 0.7 | N/A
COM-HVAC-90.4 | Com ¦ Com Manual Thermostat (Elec SC and Gas SH) - Marine ¦ SDG&E ¦ Marine | Com ¦ Com Manual Thermostat (Elec SC and Gas SH) - Marine | SDG&E ¦ Marine | SDG&E | All | Electric & Gas | One-stage non-programmable thermostat | Average Existing | 0 | Conventional | HVAC | Com - Lodging | Com | RET and NEW | 0 | 1000 sqft2 of floor space | Cap-Ton | 11 | DEER:HVAC_Split-Package_AC | 3758.5321 | 3.5691 | 107.7688 | 2020 Scaled Work Paper PGE3PHVC153 R3 | 19.5604 | 2020 | 0 | 11.4526 | 2020 | 0 | 0 | 2020 Scaled Work Paper PGE3PHVC153 R3 | Com Thermostats (Elec/Gas) - Marine ¦ SDG&E ¦ Marine | Com Thermostats (Elec/Gas) - Marine | 0.0042513 | 1 | 0.43664 | CSS - Itron 2012 | -1027.3562 | 2012 | 0.7 | N/A
COM-HVAC-90.5 | Com ¦ Com Manual Thermostat (Elec SC and Gas SH) - Marine ¦ SDG&E ¦ Marine | Com ¦ Com Manual Thermostat (Elec SC and Gas SH) - Marine | SDG&E ¦ Marine | SDG&E | All | Electric & Gas | One-stage non-programmable thermostat | Average Existing | 0 | Conventional | HVAC | Com - Office (Large) | Com | RET and NEW | 0 | 1000 sqft2 of floor space | Cap-Ton | 11 | DEER:HVAC_Split-Package_AC | 3914.0263 | 2.8136 | 110.166 | 2020 Scaled Work Paper PGE3PHVC153 R3 | 19.5604 | 2020 | 0 | 11.4526 | 2020 | 0 | 0 | 2020 Scaled Work Paper PGE3PHVC153 R3 | Com Thermostats (Elec/Gas) - Marine ¦ SDG&E ¦ Marine | Com Thermostats (Elec/Gas) - Marine | 0.010717 | 1 | 0.43664 | CSS - Itron 2012 | -442.4838 | 2012 | 0.7 | N/A
COM-HVAC-90.6 | Com ¦ Com Manual Thermostat (Elec SC and Gas SH) - Marine ¦ SDG&E ¦ Marine | Com ¦ Com Manual Thermostat (Elec SC and Gas SH) - Marine | SDG&E ¦ Marine | SDG&E | All | Electric & Gas | One-stage non-programmable thermostat | Average Existing | 0 | Conventional | HVAC | Com - Office (Small) | Com | RET and NEW | 0 | 1000 sqft2 of floor space | Cap-Ton | 11 | DEER:HVAC_Split-Package_AC | 1894.6208 | 2.8136 | 79.0346 | 2020 Scaled Work Paper PGE3PHVC153 R3 | 19.5604 | 2020 | 0 | 11.4526 | 2020 | 0 | 0 | 2020 Scaled Work Paper PGE3PHVC153 R3 | Com Thermostats (Elec/Gas) - Marine ¦ SDG&E ¦ Marine | Com Thermostats (Elec/Gas) - Marine | 0.090893 | 1 | 0.43664 | CSS - Itron 2012 | -126.6792 | 2012 | 0.7 | N/A
COM-HVAC-90.7 | Com ¦ Com Manual Thermostat (Elec SC and Gas SH) - Marine ¦ SDG&E ¦ Marine | Com ¦ Com Manual Thermostat (Elec SC and Gas SH) - Marine | SDG&E ¦ Marine | SDG&E | All | Electric & Gas | One-stage non-programmable thermostat | Average Existing | 0 | Conventional | HVAC | Com - Other | Com | RET and NEW | 0 | 1000 sqft2 of floor space | Cap-Ton | 11 | DEER:HVAC_Split-Package_AC | 2593.4981 | 4.26 | 150.8407 | 2020 Scaled Work Paper PGE3PHVC153 R3 | 19.5604 | 2020 | 0 | 11.4526 | 2020 | 0 | 0 | 2020 Scaled Work Paper PGE3PHVC153 R3 | Com Thermostats (Elec/Gas) - Marine ¦ SDG&E ¦ Marine | Com Thermostats (Elec/Gas) - Marine | 0.010634 | 1 | 0.43664 | CSS - Itron 2012 | -529.0294 | 2012 | 0.7 | N/A
COM-HVAC-90.8 | Com ¦ Com Manual Thermostat (Elec SC and Gas SH) - Marine ¦ SDG&E ¦ Marine | Com ¦ Com Manual Thermostat (Elec SC and Gas SH) - Marine | SDG&E ¦ Marine | SDG&E | All | Electric & Gas | One-stage non-programmable thermostat | Average Existing | 0 | Conventional | HVAC | Com - Refrig. Warehouse | Com | RET and NEW | 0 | 1000 sqft2 of floor space | Cap-Ton | 11 | DEER:HVAC_Split-Package_AC | 1170.2759 | 2.8301 | 32.8857 | 2020 Scaled Work Paper PGE3PHVC153 R3 | 19.5604 | 2020 | 0 | 11.4526 | 2020 | 0 | 0 | 2020 Scaled Work Paper PGE3PHVC153 R3 | Com Thermostats (Elec/Gas) - Marine ¦ SDG&E ¦ Marine | Com Thermostats (Elec/Gas) - Marine | 0.0023279 | 1 | 0.43664 | CSS - Itron 2012 | -49.1877 | 2012 | 0.7 | N/A
COM-HVAC-90.9 | Com ¦ Com Manual Thermostat (Elec SC and Gas SH) - Marine ¦ SDG&E ¦ Marine | Com ¦ Com Manual Thermostat (Elec SC and Gas SH) - Marine | SDG&E ¦ Marine | SDG&E | All | Electric & Gas | One-stage non-programmable thermostat | Average Existing | 0 | Conventional | HVAC | Com - Restaurant | Com | RET and NEW | 0 | 1000 sqft2 of floor space | Cap-Ton | 11 | DEER:HVAC_Split-Package_AC | 1829.0215 | 2.8136 | 14.8926 | 2020 Scaled Work Paper PGE3PHVC153 R3 | 19.5604 | 2020 | 0 | 11.4526 | 2020 | 0 | 0 | 2020 Scaled Work Paper PGE3PHVC153 R3 | Com Thermostats (Elec/Gas) - Marine ¦ SDG&E ¦ Marine | Com Thermostats (Elec/Gas) - Marine | 0.1003 | 1 | 0.43664 | CSS - Itron 2012 | -41.0971 | 2012 | 0.7 | N/A
COM-HVAC-90.10 | Com ¦ Com Manual Thermostat (Elec SC and Gas SH) - Marine ¦ SDG&E ¦ Marine | Com ¦ Com Manual Thermostat (Elec SC and Gas SH) - Marine | SDG&E ¦ Marine | SDG&E | All | Electric & Gas | One-stage non-programmable thermostat | Average Existing | 0 | Conventional | HVAC | Com - Retail | Com | RET and NEW | 0 | 1000 sqft2 of floor space | Cap-Ton | 11 | DEER:HVAC_Split-Package_AC | 1207.4355 | 2.7263 | 16.0332 | 2020 Scaled Work Paper PGE3PHVC153 R3 | 19.5604 | 2020 | 0 | 11.4526 | 2020 | 0 | 0 | 2020 Scaled Work Paper PGE3PHVC153 R3 | Com Thermostats (Elec/Gas) - Marine ¦ SDG&E ¦ Marine | Com Thermostats (Elec/Gas) - Marine | 0.019979 | 1 | 0.43664 | CSS - Itron 2012 | -2522.809 | 2012 | 0.7 | N/A
COM-HVAC-90.11 | Com ¦ Com Manual Thermostat (Elec SC and Gas SH) - Marine ¦ SDG&E ¦ Marine | Com ¦ Com Manual Thermostat (Elec SC and Gas SH) - Marine | SDG&E ¦ Marine | SDG&E | All | Electric & Gas | One-stage non-programmable thermostat | Average Existing | 0 | Conventional | HVAC | Com - School | Com | RET and NEW | 0 | 1000 sqft2 of floor space | Cap-Ton | 11 | DEER:HVAC_Split-Package_AC | 1332.1164 | 3.5498 | 78.3108 | 2020 Scaled Work Paper PGE3PHVC153 R3 | 19.5604 | 2020 | 0 | 11.4526 | 2020 | 0 | 0 | 2020 Scaled Work Paper PGE3PHVC153 R3 | Com Thermostats (Elec/Gas) - Marine ¦ SDG&E ¦ Marine | Com Thermostats (Elec/Gas) - Marine | 0.022137 | 1 | 0.43664 | CSS - Itron 2012 | -138.7515 | 2012 | 0.7 | N/A
COM-HVAC-90.12 | Com ¦ Com Manual Thermostat (Elec SC and Gas SH) - Marine ¦ SDG&E ¦ Marine | Com ¦ Com Manual Thermostat (Elec SC and Gas SH) - Marine | SDG&E ¦ Marine | SDG&E | All | Electric & Gas | One-stage non-programmable thermostat | Average Existing | 0 | Conventional | HVAC | Com - Warehouse | Com | RET and NEW | 0 | 1000 sqft2 of floor space | Cap-Ton | 11 | DEER:HVAC_Split-Package_AC | 1201.5956 | 1.9737 | 15.9556 | 2020 Scaled Work Paper PGE3PHVC153 R3 | 19.5604 | 2020 | 0 | 11.4526 | 2020 | 0 | 0 | 2020 Scaled Work Paper PGE3PHVC153 R3 | Com Thermostats (Elec/Gas) - Marine ¦ SDG&E ¦ Marine | Com Thermostats (Elec/Gas) - Marine | 0.015775 | 1 | 0.43664 | CSS - Itron 2012 | -211.5347 | 2012 | 0.7 | N/A
COM-HVAC-90.13 | Com ¦ Com Manual Thermostat (Elec SC and Gas SH) - Hot-Dry ¦ SDG&E ¦ Hot-Dry | Com ¦ Com Manual Thermostat (Elec SC and Gas SH) - Hot-Dry | SDG&E ¦ Hot-Dry | SDG&E | All | Electric & Gas | One-stage non-programmable thermostat | Average Existing | 0 | Conventional | HVAC | Com - College | Com | RET and NEW | 0 | 1000 sqft2 of floor space | Cap-Ton | 11 | DEER:HVAC_Split-Package_AC | 2593.4981 | 2.8136 | 100.5604 | 2020 Scaled Work Paper PGE3PHVC153 R3 | 19.5604 | 2020 | 0 | 11.4526 | 2020 | 0 | 0 | 2020 Scaled Work Paper PGE3PHVC153 R3 | Com Thermostats (Elec/Gas) - Hot-Dry ¦ SDG&E ¦ Hot-Dry | Com Thermostats (Elec/Gas) - Hot-Dry | 0.027515 | 1 | 0.43664 | CSS - Itron 2012 | -146.1981 | 2012 | 0.7 | N/A
COM-HVAC-90.14 | Com ¦ Com Manual Thermostat (Elec SC and Gas SH) - Hot-Dry ¦ SDG&E ¦ Hot-Dry | Com ¦ Com Manual Thermostat (Elec SC and Gas SH) - Hot-Dry | SDG&E ¦ Hot-Dry | SDG&E | All | Electric & Gas | One-stage non-programmable thermostat | Average Existing | 0 | Conventional | HVAC | Com - Grocery | Com | RET and NEW | 0 | 1000 sqft2 of floor space | Cap-Ton | 11 | DEER:HVAC_Split-Package_AC | 1170.2759 | 2.8136 | 21.9238 | 2020 Scaled Work Paper PGE3PHVC153 R3 | 19.5604 | 2020 | 0 | 11.4526 | 2020 | 0 | 0 | 2020 Scaled Work Paper PGE3PHVC153 R3 | Com Thermostats (Elec/Gas) - Hot-Dry ¦ SDG&E ¦ Hot-Dry | Com Thermostats (Elec/Gas) - Hot-Dry | 0.023495 | 1 | 0.43664 | CSS - Itron 2012 | -71.8418 | 2012 | 0.7 | N/A
COM-HVAC-90.15 | Com ¦ Com Manual Thermostat (Elec SC and Gas SH) - Hot-Dry ¦ SDG&E ¦ Hot-Dry | Com ¦ Com Manual Thermostat (Elec SC and Gas SH) - Hot-Dry | SDG&E ¦ Hot-Dry | SDG&E | All | Electric & Gas | One-stage non-programmable thermostat | Average Existing | 0 | Conventional | HVAC | Com - Health | Com | RET and NEW | 0 | 1000 sqft2 of floor space | Cap-Ton | 11 | DEER:HVAC_Split-Package_AC | 2249.1362 | 2.762 | 71.5799 | 2020 Scaled Work Paper PGE3PHVC153 R3 | 19.5604 | 2020 | 0 | 11.4526 | 2020 | 0 | 0 | 2020 Scaled Work Paper PGE3PHVC153 R3 | Com Thermostats (Elec/Gas) - Hot-Dry ¦ SDG&E ¦ Hot-Dry | Com Thermostats (Elec/Gas) - Hot-Dry | 0.035132 | 1 | 0.43664 | CSS - Itron 2012 | -202.3635 | 2012 | 0.7 | N/A
COM-HVAC-90.16 | Com ¦ Com Manual Thermostat (Elec SC and Gas SH) - Hot-Dry ¦ SDG&E ¦ Hot-Dry | Com ¦ Com Manual Thermostat (Elec SC and Gas SH) - Hot-Dry | SDG&E ¦ Hot-Dry | SDG&E | All | Electric & Gas | One-stage non-programmable thermostat | Average Existing | 0 | Conventional | HVAC | Com - Lodging | Com | RET and NEW | 0 | 1000 sqft2 of floor space | Cap-Ton | 11 | DEER:HVAC_Split-Package_AC | 3758.5321 | 3.5691 | 71.8459 | 2020 Scaled Work Paper PGE3PHVC153 R3 | 19.5604 | 2020 | 0 | 11.4526 | 2020 | 0 | 0 | 2020 Scaled Work Paper PGE3PHVC153 R3 | Com Thermostats (Elec/Gas) - Hot-Dry ¦ SDG&E ¦ Hot-Dry | Com Thermostats (Elec/Gas) - Hot-Dry | 0.0042513 | 1 | 0.43664 | CSS - Itron 2012 | -753.7643 | 2012 | 0.7 | N/A
COM-HVAC-90.17 | Com ¦ Com Manual Thermostat (Elec SC and Gas SH) - Hot-Dry ¦ SDG&E ¦ Hot-Dry | Com ¦ Com Manual Thermostat (Elec SC and Gas SH) - Hot-Dry | SDG&E ¦ Hot-Dry | SDG&E | All | Electric & Gas | One-stage non-programmable thermostat | Average Existing | 0 | Conventional | HVAC | Com - Office (Large) | Com | RET and NEW | 0 | 1000 sqft2 of floor space | Cap-Ton | 11 | DEER:HVAC_Split-Package_AC | 3914.0263 | 2.8136 | 73.444 | 2020 Scaled Work Paper PGE3PHVC153 R3 | 19.5604 | 2020 | 0 | 11.4526 | 2020 | 0 | 0 | 2020 Scaled Work Paper PGE3PHVC153 R3 | Com Thermostats (Elec/Gas) - Hot-Dry ¦ SDG&E ¦ Hot-Dry | Com Thermostats (Elec/Gas) - Hot-Dry | 0.010717 | 1 | 0.43664 | CSS - Itron 2012 | -315.4194 | 2012 | 0.7 | N/A
COM-HVAC-90.18 | Com ¦ Com Manual Thermostat (Elec SC and Gas SH) - Hot-Dry ¦ SDG&E ¦ Hot-Dry | Com ¦ Com Manual Thermostat (Elec SC and Gas SH) - Hot-Dry | SDG&E ¦ Hot-Dry | SDG&E | All | Electric & Gas | One-stage non-programmable thermostat | Average Existing | 0 | Conventional | HVAC | Com - Office (Small) | Com | RET and NEW | 0 | 1000 sqft2 of floor space | Cap-Ton | 11 | DEER:HVAC_Split-Package_AC | 1894.6208 | 2.8136 | 52.6897 | 2020 Scaled Work Paper PGE3PHVC153 R3 | 19.5604 | 2020 | 0 | 11.4526 | 2020 | 0 | 0 | 2020 Scaled Work Paper PGE3PHVC153 R3 | Com Thermostats (Elec/Gas) - Hot-Dry ¦ SDG&E ¦ Hot-Dry | Com Thermostats (Elec/Gas) - Hot-Dry | 0.090893 | 1 | 0.43664 | CSS - Itron 2012 | -100.8896 | 2012 | 0.7 | N/A
COM-HVAC-90.19 | Com ¦ Com Manual Thermostat (Elec SC and Gas SH) - Hot-Dry ¦ SDG&E ¦ Hot-Dry | Com ¦ Com Manual Thermostat (Elec SC and Gas SH) - Hot-Dry | SDG&E ¦ Hot-Dry | SDG&E | All | Electric & Gas | One-stage non-programmable thermostat | Average Existing | 0 | Conventional | HVAC | Com - Other | Com | RET and NEW | 0 | 1000 sqft2 of floor space | Cap-Ton | 11 | DEER:HVAC_Split-Package_AC | 2593.4981 | 4.26 | 100.5604 | 2020 Scaled Work Paper PGE3PHVC153 R3 | 19.5604 | 2020 | 0 | 11.4526 | 2020 | 0 | 0 | 2020 Scaled Work Paper PGE3PHVC153 R3 | Com Thermostats (Elec/Gas) - Hot-Dry ¦ SDG&E ¦ Hot-Dry | Com Thermostats (Elec/Gas) - Hot-Dry | 0.010634 | 1 | 0.43664 | CSS - Itron 2012 | -403.3743 | 2012 | 0.7 | N/A
COM-HVAC-90.20 | Com ¦ Com Manual Thermostat (Elec SC and Gas SH) - Hot-Dry ¦ SDG&E ¦ Hot-Dry | Com ¦ Com Manual Thermostat (Elec SC and Gas SH) - Hot-Dry | SDG&E ¦ Hot-Dry | SDG&E | All | Electric & Gas | One-stage non-programmable thermostat | Average Existing | 0 | Conventional | HVAC | Com - Refrig. Warehouse | Com | RET and NEW | 0 | 1000 sqft2 of floor space | Cap-Ton | 11 | DEER:HVAC_Split-Package_AC | 1170.2759 | 2.8301 | 21.9238 | 2020 Scaled Work Paper PGE3PHVC153 R3 | 19.5604 | 2020 | 0 | 11.4526 | 2020 | 0 | 0 | 2020 Scaled Work Paper PGE3PHVC153 R3 | Com Thermostats (Elec/Gas) - Hot-Dry ¦ SDG&E ¦ Hot-Dry | Com Thermostats (Elec/Gas) - Hot-Dry | 0.0023279 | 1 | 0.43664 | CSS - Itron 2012 | -41.1617 | 2012 | 0.7 | N/A
COM-HVAC-90.21 | Com ¦ Com Manual Thermostat (Elec SC and Gas SH) - Hot-Dry ¦ SDG&E ¦ Hot-Dry | Com ¦ Com Manual Thermostat (Elec SC and Gas SH) - Hot-Dry | SDG&E ¦ Hot-Dry | SDG&E | All | Electric & Gas | One-stage non-programmable thermostat | Average Existing | 0 | Conventional | HVAC | Com - Restaurant | Com | RET and NEW | 0 | 1000 sqft2 of floor space | Cap-Ton | 11 | DEER:HVAC_Split-Package_AC | 1829.0215 | 2.8136 | 9.9284 | 2020 Scaled Work Paper PGE3PHVC153 R3 | 19.5604 | 2020 | 0 | 11.4526 | 2020 | 0 | 0 | 2020 Scaled Work Paper PGE3PHVC153 R3 | Com Thermostats (Elec/Gas) - Hot-Dry ¦ SDG&E ¦ Hot-Dry | Com Thermostats (Elec/Gas) - Hot-Dry | 0.1003 | 1 | 0.43664 | CSS - Itron 2012 | -39.8254 | 2012 | 0.7 | N/A
COM-HVAC-90.22 | Com ¦ Com Manual Thermostat (Elec SC and Gas SH) - Hot-Dry ¦ SDG&E ¦ Hot-Dry | Com ¦ Com Manual Thermostat (Elec SC and Gas SH) - Hot-Dry | SDG&E ¦ Hot-Dry | SDG&E | All | Electric & Gas | One-stage non-programmable thermostat | Average Existing | 0 | Conventional | HVAC | Com - Retail | Com | RET and NEW | 0 | 1000 sqft2 of floor space | Cap-Ton | 11 | DEER:HVAC_Split-Package_AC | 1207.4355 | 2.7263 | 10.6888 | 2020 Scaled Work Paper PGE3PHVC153 R3 | 19.5604 | 2020 | 0 | 11.4526 | 2020 | 0 | 0 | 2020 Scaled Work Paper PGE3PHVC153 R3 | Com Thermostats (Elec/Gas) - Hot-Dry ¦ SDG&E ¦ Hot-Dry | Com Thermostats (Elec/Gas) - Hot-Dry | 0.019979 | 1 | 0.43664 | CSS - Itron 2012 | -1720.635 | 2012 | 0.7 | N/A
COM-HVAC-90.23 | Com ¦ Com Manual Thermostat (Elec SC and Gas SH) - Hot-Dry ¦ SDG&E ¦ Hot-Dry | Com ¦ Com Manual Thermostat (Elec SC and Gas SH) - Hot-Dry | SDG&E ¦ Hot-Dry | SDG&E | All | Electric & Gas | One-stage non-programmable thermostat | Average Existing | 0 | Conventional | HVAC | Com - School | Com | RET and NEW | 0 | 1000 sqft2 of floor space | Cap-Ton | 11 | DEER:HVAC_Split-Package_AC | 1332.1164 | 3.5498 | 52.2072 | 2020 Scaled Work Paper PGE3PHVC153 R3 | 19.5604 | 2020 | 0 | 11.4526 | 2020 | 0 | 0 | 2020 Scaled Work Paper PGE3PHVC153 R3 | Com Thermostats (Elec/Gas) - Hot-Dry ¦ SDG&E ¦ Hot-Dry | Com Thermostats (Elec/Gas) - Hot-Dry | 0.022137 | 1 | 0.43664 | CSS - Itron 2012 | -116.8924 | 2012 | 0.7 | N/A
COM-HVAC-90.24 | Com ¦ Com Manual Thermostat (Elec SC and Gas SH) - Hot-Dry ¦ SDG&E ¦ Hot-Dry | Com ¦ Com Manual Thermostat (Elec SC and Gas SH) - Hot-Dry | SDG&E ¦ Hot-Dry | SDG&E | All | Electric & Gas | One-stage non-programmable thermostat | Average Existing | 0 | Conventional | HVAC | Com - Warehouse | Com | RET and NEW | 0 | 1000 sqft2 of floor space | Cap-Ton | 11 | DEER:HVAC_Split-Package_AC | 1201.5956 | 1.9737 | 10.6371 | 2020 Scaled Work Paper PGE3PHVC153 R3 | 19.5604 | 2020 | 0 | 11.4526 | 2020 | 0 | 0 | 2020 Scaled Work Paper PGE3PHVC153 R3 | Com Thermostats (Elec/Gas) - Hot-Dry ¦ SDG&E ¦ Hot-Dry | Com Thermostats (Elec/Gas) - Hot-Dry | 0.015775 | 1 | 0.43664 | CSS - Itron 2012 | -170.8064 | 2012 | 0.7 | N/A
COM-HVAC-91.1 | Com ¦ Com Programmable Thermostat (Elec SC and Gas SH) - Marine ¦ SDG&E ¦ Marine | Com ¦ Com Programmable Thermostat (Elec SC and Gas SH) - Marine | SDG&E ¦ Marine | SDG&E | All | Electric & Gas | Programmable thermostat which allows intermittent supply fan operation | Code | 0 | Conventional | HVAC | Com - College | Com | RET and NEW | 0 | 1000 sqft2 of floor space | Cap-Ton | 11 | DEER:HVAC_Split-Package_AC | 2146.1647 | 2.3283 | 77.4992 | 2020 Scaled Work Paper PGE3PHVC153 R3 | 33.2021 | 2020 | 0 | 11.4526 | 2020 | 0 | 0 | 2020 Scaled Work Paper PGE3PHVC153 R3 | Com Thermostats (Elec/Gas) - Marine ¦ SDG&E ¦ Marine | Com Thermostats (Elec/Gas) - Marine | 0.027515 | 1 | 0.56336 | CSS - Itron 2012 | -117.6819 | 2012 | 0.7 | N/A
COM-HVAC-91.2 | Com ¦ Com Programmable Thermostat (Elec SC and Gas SH) - Marine ¦ SDG&E ¦ Marine | Com ¦ Com Programmable Thermostat (Elec SC and Gas SH) - Marine | SDG&E ¦ Marine | SDG&E | All | Electric & Gas | Programmable thermostat which allows intermittent supply fan operation | Code | 0 | Conventional | HVAC | Com - Grocery | Com | RET and NEW | 0 | 1000 sqft2 of floor space | Cap-Ton | 11 | DEER:HVAC_Split-Package_AC | 828.2759 | 1.9914 | 16.8961 | 2020 Scaled Work Paper PGE3PHVC153 R3 | 33.2021 | 2020 | 0 | 11.4526 | 2020 | 0 | 0 | 2020 Scaled Work Paper PGE3PHVC153 R3 | Com Thermostats (Elec/Gas) - Marine ¦ SDG&E ¦ Marine | Com Thermostats (Elec/Gas) - Marine | 0.023495 | 1 | 0.56336 | CSS - Itron 2012 | -53.7478 | 2012 | 0.7 | N/A
COM-HVAC-91.3 | Com ¦ Com Programmable Thermostat (Elec SC and Gas SH) - Marine ¦ SDG&E ¦ Marine | Com ¦ Com Programmable Thermostat (Elec SC and Gas SH) - Marine | SDG&E ¦ Marine | SDG&E | All | Electric & Gas | Programmable thermostat which allows intermittent supply fan operation | Code | 0 | Conventional | HVAC | Com - Health | Com | RET and NEW | 0 | 1000 sqft2 of floor space | Cap-Ton | 11 | DEER:HVAC_Split-Package_AC | 1920.6917 | 2.3587 | 55.1647 | 2020 Scaled Work Paper PGE3PHVC153 R3 | 33.2021 | 2020 | 0 | 11.4526 | 2020 | 0 | 0 | 2020 Scaled Work Paper PGE3PHVC153 R3 | Com Thermostats (Elec/Gas) - Marine ¦ SDG&E ¦ Marine | Com Thermostats (Elec/Gas) - Marine | 0.035132 | 1 | 0.56336 | CSS - Itron 2012 | -158.7327 | 2012 | 0.7 | N/A
COM-HVAC-91.4 | Com ¦ Com Programmable Thermostat (Elec SC and Gas SH) - Marine ¦ SDG&E ¦ Marine | Com ¦ Com Programmable Thermostat (Elec SC and Gas SH) - Marine | SDG&E ¦ Marine | SDG&E | All | Electric & Gas | Programmable thermostat which allows intermittent supply fan operation | Code | 0 | Conventional | HVAC | Com - Lodging | Com | RET and NEW | 0 | 1000 sqft2 of floor space | Cap-Ton | 11 | DEER:HVAC_Split-Package_AC | 3311.1988 | 3.1425 | 55.3697 | 2020 Scaled Work Paper PGE3PHVC153 R3 | 33.2021 | 2020 | 0 | 11.4526 | 2020 | 0 | 0 | 2020 Scaled Work Paper PGE3PHVC153 R3 | Com Thermostats (Elec/Gas) - Marine ¦ SDG&E ¦ Marine | Com Thermostats (Elec/Gas) - Marine | 0.0042513 | 1 | 0.56336 | CSS - Itron 2012 | -603.6933 | 2012 | 0.7 | N/A
COM-HVAC-91.5 | Com ¦ Com Programmable Thermostat (Elec SC and Gas SH) - Marine ¦ SDG&E ¦ Marine | Com ¦ Com Programmable Thermostat (Elec SC and Gas SH) - Marine | SDG&E ¦ Marine | SDG&E | All | Electric & Gas | Programmable thermostat which allows intermittent supply fan operation | Code | 0 | Conventional | HVAC | Com - Office (Large) | Com | RET and NEW | 0 | 1000 sqft2 of floor space | Cap-Ton | 11 | DEER:HVAC_Split-Package_AC | 3466.693 | 2.492 | 56.6013 | 2020 Scaled Work Paper PGE3PHVC153 R3 | 33.2021 | 2020 | 0 | 11.4526 | 2020 | 0 | 0 | 2020 Scaled Work Paper PGE3PHVC153 R3 | Com Thermostats (Elec/Gas) - Marine ¦ SDG&E ¦ Marine | Com Thermostats (Elec/Gas) - Marine | 0.010717 | 1 | 0.56336 | CSS - Itron 2012 | -250.1358 | 2012 | 0.7 | N/A
COM-HVAC-91.6 | Com ¦ Com Programmable Thermostat (Elec SC and Gas SH) - Marine ¦ SDG&E ¦ Marine | Com ¦ Com Programmable Thermostat (Elec SC and Gas SH) - Marine | SDG&E ¦ Marine | SDG&E | All | Electric & Gas | Programmable thermostat which allows intermittent supply fan operation | Code | 0 | Conventional | HVAC | Com - Office (Small) | Com | RET and NEW | 0 | 1000 sqft2 of floor space | Cap-Ton | 11 | DEER:HVAC_Split-Package_AC | 1447.2875 | 2.1493 | 40.6065 | 2020 Scaled Work Paper PGE3PHVC153 R3 | 33.2021 | 2020 | 0 | 11.4526 | 2020 | 0 | 0 | 2020 Scaled Work Paper PGE3PHVC153 R3 | Com Thermostats (Elec/Gas) - Marine ¦ SDG&E ¦ Marine | Com Thermostats (Elec/Gas) - Marine | 0.090893 | 1 | 0.56336 | CSS - Itron 2012 | -77.4185 | 2012 | 0.7 | N/A
COM-HVAC-91.7 | Com ¦ Com Programmable Thermostat (Elec SC and Gas SH) - Marine ¦ SDG&E ¦ Marine | Com ¦ Com Programmable Thermostat (Elec SC and Gas SH) - Marine | SDG&E ¦ Marine | SDG&E | All | Electric & Gas | Programmable thermostat which allows intermittent supply fan operation | Code | 0 | Conventional | HVAC | Com - Other | Com | RET and NEW | 0 | 1000 sqft2 of floor space | Cap-Ton | 11 | DEER:HVAC_Split-Package_AC | 2146.1647 | 3.5252 | 77.4992 | 2020 Scaled Work Paper PGE3PHVC153 R3 | 33.2021 | 2020 | 0 | 11.4526 | 2020 | 0 | 0 | 2020 Scaled Work Paper PGE3PHVC153 R3 | Com Thermostats (Elec/Gas) - Marine ¦ SDG&E ¦ Marine | Com Thermostats (Elec/Gas) - Marine | 0.010634 | 1 | 0.56336 | CSS - Itron 2012 | -319.5136 | 2012 | 0.7 | N/A
COM-HVAC-91.8 | Com ¦ Com Programmable Thermostat (Elec SC and Gas SH) - Marine ¦ SDG&E ¦ Marine | Com ¦ Com Programmable Thermostat (Elec SC and Gas SH) - Marine | SDG&E ¦ Marine | SDG&E | All | Electric & Gas | Programmable thermostat which allows intermittent supply fan operation | Code | 0 | Conventional | HVAC | Com - Refrig. Warehouse | Com | RET and NEW | 0 | 1000 sqft2 of floor space | Cap-Ton | 11 | DEER:HVAC_Split-Package_AC | 828.2759 | 2.003 | 16.8961 | 2020 Scaled Work Paper PGE3PHVC153 R3 | 33.2021 | 2020 | 0 | 11.4526 | 2020 | 0 | 0 | 2020 Scaled Work Paper PGE3PHVC153 R3 | Com Thermostats (Elec/Gas) - Marine ¦ SDG&E ¦ Marine | Com Thermostats (Elec/Gas) - Marine | 0.0023279 | 1 | 0.56336 | CSS - Itron 2012 | -30.1425 | 2012 | 0.7 | N/A
COM-HVAC-91.9 | Com ¦ Com Programmable Thermostat (Elec SC and Gas SH) - Marine ¦ SDG&E ¦ Marine | Com ¦ Com Programmable Thermostat (Elec SC and Gas SH) - Marine | SDG&E ¦ Marine | SDG&E | All | Electric & Gas | Programmable thermostat which allows intermittent supply fan operation | Code | 0 | Conventional | HVAC | Com - Restaurant | Com | RET and NEW | 0 | 1000 sqft2 of floor space | Cap-Ton | 11 | DEER:HVAC_Split-Package_AC | 1538.7992 | 2.3665 | 7.6516 | 2020 Scaled Work Paper PGE3PHVC153 R3 | 33.2021 | 2020 | 0 | 11.4526 | 2020 | 0 | 0 | 2020 Scaled Work Paper PGE3PHVC153 R3 | Com Thermostats (Elec/Gas) - Marine ¦ SDG&E ¦ Marine | Com Thermostats (Elec/Gas) - Marine | 0.1003 | 1 | 0.56336 | CSS - Itron 2012 | -33.3264 | 2012 | 0.7 | N/A
COM-HVAC-91.10 | Com ¦ Com Programmable Thermostat (Elec SC and Gas SH) - Marine ¦ SDG&E ¦ Marine | Com ¦ Com Programmable Thermostat (Elec SC and Gas SH) - Marine | SDG&E ¦ Marine | SDG&E | All | Electric & Gas | Programmable thermostat which allows intermittent supply fan operation | Code | 0 | Conventional | HVAC | Com - Retail | Com | RET and NEW | 0 | 1000 sqft2 of floor space | Cap-Ton | 11 | DEER:HVAC_Split-Package_AC | 878.9911 | 1.9839 | 8.2375 | 2020 Scaled Work Paper PGE3PHVC153 R3 | 33.2021 | 2020 | 0 | 11.4526 | 2020 | 0 | 0 | 2020 Scaled Work Paper PGE3PHVC153 R3 | Com Thermostats (Elec/Gas) - Marine ¦ SDG&E ¦ Marine | Com Thermostats (Elec/Gas) - Marine | 0.019979 | 1 | 0.56336 | CSS - Itron 2012 | -1321.0819 | 2012 | 0.7 | N/A
COM-HVAC-91.11 | Com ¦ Com Programmable Thermostat (Elec SC and Gas SH) - Marine ¦ SDG&E ¦ Marine | Com ¦ Com Programmable Thermostat (Elec SC and Gas SH) - Marine | SDG&E ¦ Marine | SDG&E | All | Electric & Gas | Programmable thermostat which allows intermittent supply fan operation | Code | 0 | Conventional | HVAC | Com - School | Com | RET and NEW | 0 | 1000 sqft2 of floor space | Cap-Ton | 11 | DEER:HVAC_Split-Package_AC | 980.8211 | 2.6192 | 40.2346 | 2020 Scaled Work Paper PGE3PHVC153 R3 | 33.2021 | 2020 | 0 | 11.4526 | 2020 | 0 | 0 | 2020 Scaled Work Paper PGE3PHVC153 R3 | Com Thermostats (Elec/Gas) - Marine ¦ SDG&E ¦ Marine | Com Thermostats (Elec/Gas) - Marine | 0.022137 | 1 | 0.56336 | CSS - Itron 2012 | -87.5697 | 2012 | 0.7 | N/A
COM-HVAC-91.12 | Com ¦ Com Programmable Thermostat (Elec SC and Gas SH) - Marine ¦ SDG&E ¦ Marine | Com ¦ Com Programmable Thermostat (Elec SC and Gas SH) - Marine | SDG&E ¦ Marine | SDG&E | All | Electric & Gas | Programmable thermostat which allows intermittent supply fan operation | Code | 0 | Conventional | HVAC | Com - Warehouse | Com | RET and NEW | 0 | 1000 sqft2 of floor space | Cap-Ton | 11 | DEER:HVAC_Split-Package_AC | 873.1511 | 1.4342 | 8.1977 | 2020 Scaled Work Paper PGE3PHVC153 R3 | 33.2021 | 2020 | 0 | 11.4526 | 2020 | 0 | 0 | 2020 Scaled Work Paper PGE3PHVC153 R3 | Com Thermostats (Elec/Gas) - Marine ¦ SDG&E ¦ Marine | Com Thermostats (Elec/Gas) - Marine | 0.015775 | 1 | 0.56336 | CSS - Itron 2012 | -127.7032 | 2012 | 0.7 | N/A
COM-HVAC-91.13 | Com ¦ Com Programmable Thermostat (Elec SC and Gas SH) - Hot-Dry ¦ SDG&E ¦ Hot-Dry | Com ¦ Com Programmable Thermostat (Elec SC and Gas SH) - Hot-Dry | SDG&E ¦ Hot-Dry | SDG&E | All | Electric & Gas | Programmable thermostat which allows intermittent supply fan operation | Code | 0 | Conventional | HVAC | Com - College | Com | RET and NEW | 0 | 1000 sqft2 of floor space | Cap-Ton | 11 | DEER:HVAC_Split-Package_AC | 2146.1647 | 2.3283 | 68.4954 | 2020 Scaled Work Paper PGE3PHVC153 R3 | 33.2021 | 2020 | 0 | 11.4526 | 2020 | 0 | 0 | 2020 Scaled Work Paper PGE3PHVC153 R3 | Com Thermostats (Elec/Gas) - Hot-Dry ¦ SDG&E ¦ Hot-Dry | Com Thermostats (Elec/Gas) - Hot-Dry | 0.027515 | 1 | 0.56336 | CSS - Itron 2012 | -112.4847 | 2012 | 0.7 | N/A
COM-HVAC-91.14 | Com ¦ Com Programmable Thermostat (Elec SC and Gas SH) - Hot-Dry ¦ SDG&E ¦ Hot-Dry | Com ¦ Com Programmable Thermostat (Elec SC and Gas SH) - Hot-Dry | SDG&E ¦ Hot-Dry | SDG&E | All | Electric & Gas | Programmable thermostat which allows intermittent supply fan operation | Code | 0 | Conventional | HVAC | Com - Grocery | Com | RET and NEW | 0 | 1000 sqft2 of floor space | Cap-Ton | 11 | DEER:HVAC_Split-Package_AC | 828.2759 | 1.9914 | 11.264 | 2020 Scaled Work Paper PGE3PHVC153 R3 | 33.2021 | 2020 | 0 | 11.4526 | 2020 | 0 | 0 | 2020 Scaled Work Paper PGE3PHVC153 R3 | Com Thermostats (Elec/Gas) - Hot-Dry ¦ SDG&E ¦ Hot-Dry | Com Thermostats (Elec/Gas) - Hot-Dry | 0.023495 | 1 | 0.56336 | CSS - Itron 2012 | -41.9019 | 2012 | 0.7 | N/A
COM-HVAC-91.15 | Com ¦ Com Programmable Thermostat (Elec SC and Gas SH) - Hot-Dry ¦ SDG&E ¦ Hot-Dry | Com ¦ Com Programmable Thermostat (Elec SC and Gas SH) - Hot-Dry | SDG&E ¦ Hot-Dry | SDG&E | All | Electric & Gas | Programmable thermostat which allows intermittent supply fan operation | Code | 0 | Conventional | HVAC | Com - Health | Com | RET and NEW | 0 | 1000 sqft2 of floor space | Cap-Ton | 11 | DEER:HVAC_Split-Package_AC | 1920.6917 | 2.3587 | 43.8297 | 2020 Scaled Work Paper PGE3PHVC153 R3 | 33.2021 | 2020 | 0 | 11.4526 | 2020 | 0 | 0 | 2020 Scaled Work Paper PGE3PHVC153 R3 | Com Thermostats (Elec/Gas) - Hot-Dry ¦ SDG&E ¦ Hot-Dry | Com Thermostats (Elec/Gas) - Hot-Dry | 0.035132 | 1 | 0.56336 | CSS - Itron 2012 | -131.9664 | 2012 | 0.7 | N/A
COM-HVAC-91.16 | Com ¦ Com Programmable Thermostat (Elec SC and Gas SH) - Hot-Dry ¦ SDG&E ¦ Hot-Dry | Com ¦ Com Programmable Thermostat (Elec SC and Gas SH) - Hot-Dry | SDG&E ¦ Hot-Dry | SDG&E | All | Electric & Gas | Programmable thermostat which allows intermittent supply fan operation | Code | 0 | Conventional | HVAC | Com - Lodging | Com | RET and NEW | 0 | 1000 sqft2 of floor space | Cap-Ton | 11 | DEER:HVAC_Split-Package_AC | 3311.1988 | 3.1425 | 48.3129 | 2020 Scaled Work Paper PGE3PHVC153 R3 | 33.2021 | 2020 | 0 | 11.4526 | 2020 | 0 | 0 | 2020 Scaled Work Paper PGE3PHVC153 R3 | Com Thermostats (Elec/Gas) - Hot-Dry ¦ SDG&E ¦ Hot-Dry | Com Thermostats (Elec/Gas) - Hot-Dry | 0.0042513 | 1 | 0.56336 | CSS - Itron 2012 | -549.9484 | 2012 | 0.7 | N/A
COM-HVAC-91.17 | Com ¦ Com Programmable Thermostat (Elec SC and Gas SH) - Hot-Dry ¦ SDG&E ¦ Hot-Dry | Com ¦ Com Programmable Thermostat (Elec SC and Gas SH) - Hot-Dry | SDG&E ¦ Hot-Dry | SDG&E | All | Electric & Gas | Programmable thermostat which allows intermittent supply fan operation | Code | 0 | Conventional | HVAC | Com - Office (Large) | Com | RET and NEW | 0 | 1000 sqft2 of floor space | Cap-Ton | 11 | DEER:HVAC_Split-Package_AC | 3466.693 | 2.492 | 49.4361 | 2020 Scaled Work Paper PGE3PHVC153 R3 | 33.2021 | 2020 | 0 | 11.4526 | 2020 | 0 | 0 | 2020 Scaled Work Paper PGE3PHVC153 R3 | Com Thermostats (Elec/Gas) - Hot-Dry ¦ SDG&E ¦ Hot-Dry | Com Thermostats (Elec/Gas) - Hot-Dry | 0.010717 | 1 | 0.56336 | CSS - Itron 2012 | -225.3432 | 2012 | 0.7 | N/A
COM-HVAC-91.18 | Com ¦ Com Programmable Thermostat (Elec SC and Gas SH) - Hot-Dry ¦ SDG&E ¦ Hot-Dry | Com ¦ Com Programmable Thermostat (Elec SC and Gas SH) - Hot-Dry | SDG&E ¦ Hot-Dry | SDG&E | All | Electric & Gas | Programmable thermostat which allows intermittent supply fan operation | Code | 0 | Conventional | HVAC | Com - Office (Small) | Com | RET and NEW | 0 | 1000 sqft2 of floor space | Cap-Ton | 11 | DEER:HVAC_Split-Package_AC | 1447.2875 | 2.1493 | 34.8486 | 2020 Scaled Work Paper PGE3PHVC153 R3 | 33.2021 | 2020 | 0 | 11.4526 | 2020 | 0 | 0 | 2020 Scaled Work Paper PGE3PHVC153 R3 | Com Thermostats (Elec/Gas) - Hot-Dry ¦ SDG&E ¦ Hot-Dry | Com Thermostats (Elec/Gas) - Hot-Dry | 0.090893 | 1 | 0.56336 | CSS - Itron 2012 | -71.782 | 2012 | 0.7 | N/A
COM-HVAC-91.19 | Com ¦ Com Programmable Thermostat (Elec SC and Gas SH) - Hot-Dry ¦ SDG&E ¦ Hot-Dry | Com ¦ Com Programmable Thermostat (Elec SC and Gas SH) - Hot-Dry | SDG&E ¦ Hot-Dry | SDG&E | All | Electric & Gas | Programmable thermostat which allows intermittent supply fan operation | Code | 0 | Conventional | HVAC | Com - Other | Com | RET and NEW | 0 | 1000 sqft2 of floor space | Cap-Ton | 11 | DEER:HVAC_Split-Package_AC | 2146.1647 | 3.5252 | 68.4954 | 2020 Scaled Work Paper PGE3PHVC153 R3 | 33.2021 | 2020 | 0 | 11.4526 | 2020 | 0 | 0 | 2020 Scaled Work Paper PGE3PHVC153 R3 | Com Thermostats (Elec/Gas) - Hot-Dry ¦ SDG&E ¦ Hot-Dry | Com Thermostats (Elec/Gas) - Hot-Dry | 0.010634 | 1 | 0.56336 | CSS - Itron 2012 | -297.0122 | 2012 | 0.7 | N/A
COM-HVAC-91.20 | Com ¦ Com Programmable Thermostat (Elec SC and Gas SH) - Hot-Dry ¦ SDG&E ¦ Hot-Dry | Com ¦ Com Programmable Thermostat (Elec SC and Gas SH) - Hot-Dry | SDG&E ¦ Hot-Dry | SDG&E | All | Electric & Gas | Programmable thermostat which allows intermittent supply fan operation | Code | 0 | Conventional | HVAC | Com - Refrig. Warehouse | Com | RET and NEW | 0 | 1000 sqft2 of floor space | Cap-Ton | 11 | DEER:HVAC_Split-Package_AC | 828.2759 | 2.003 | 11.264 | 2020 Scaled Work Paper PGE3PHVC153 R3 | 33.2021 | 2020 | 0 | 11.4526 | 2020 | 0 | 0 | 2020 Scaled Work Paper PGE3PHVC153 R3 | Com Thermostats (Elec/Gas) - Hot-Dry ¦ SDG&E ¦ Hot-Dry | Com Thermostats (Elec/Gas) - Hot-Dry | 0.0023279 | 1 | 0.56336 | CSS - Itron 2012 | -26.0189 | 2012 | 0.7 | N/A
COM-HVAC-91.21 | Com ¦ Com Programmable Thermostat (Elec SC and Gas SH) - Hot-Dry ¦ SDG&E ¦ Hot-Dry | Com ¦ Com Programmable Thermostat (Elec SC and Gas SH) - Hot-Dry | SDG&E ¦ Hot-Dry | SDG&E | All | Electric & Gas | Programmable thermostat which allows intermittent supply fan operation | Code | 0 | Conventional | HVAC | Com - Restaurant | Com | RET and NEW | 0 | 1000 sqft2 of floor space | Cap-Ton | 11 | DEER:HVAC_Split-Package_AC | 1538.7992 | 2.3665 | 5.101 | 2020 Scaled Work Paper PGE3PHVC153 R3 | 33.2021 | 2020 | 0 | 11.4526 | 2020 | 0 | 0 | 2020 Scaled Work Paper PGE3PHVC153 R3 | Com Thermostats (Elec/Gas) - Hot-Dry ¦ SDG&E ¦ Hot-Dry | Com Thermostats (Elec/Gas) - Hot-Dry | 0.1003 | 1 | 0.56336 | CSS - Itron 2012 | -32.673 | 2012 | 0.7 | N/A
COM-HVAC-91.22 | Com ¦ Com Programmable Thermostat (Elec SC and Gas SH) - Hot-Dry ¦ SDG&E ¦ Hot-Dry | Com ¦ Com Programmable Thermostat (Elec SC and Gas SH) - Hot-Dry | SDG&E ¦ Hot-Dry | SDG&E | All | Electric & Gas | Programmable thermostat which allows intermittent supply fan operation | Code | 0 | Conventional | HVAC | Com - Retail | Com | RET and NEW | 0 | 1000 sqft2 of floor space | Cap-Ton | 11 | DEER:HVAC_Split-Package_AC | 878.9911 | 1.9839 | 5.4917 | 2020 Scaled Work Paper PGE3PHVC153 R3 | 33.2021 | 2020 | 0 | 11.4526 | 2020 | 0 | 0 | 2020 Scaled Work Paper PGE3PHVC153 R3 | Com Thermostats (Elec/Gas) - Hot-Dry ¦ SDG&E ¦ Hot-Dry | Com Thermostats (Elec/Gas) - Hot-Dry | 0.019979 | 1 | 0.56336 | CSS - Itron 2012 | -908.9396 | 2012 | 0.7 | N/A
COM-HVAC-91.23 | Com ¦ Com Programmable Thermostat (Elec SC and Gas SH) - Hot-Dry ¦ SDG&E ¦ Hot-Dry | Com ¦ Com Programmable Thermostat (Elec SC and Gas SH) - Hot-Dry | SDG&E ¦ Hot-Dry | SDG&E | All | Electric & Gas | Programmable thermostat which allows intermittent supply fan operation | Code | 0 | Conventional | HVAC | Com - School | Com | RET and NEW | 0 | 1000 sqft2 of floor space | Cap-Ton | 11 | DEER:HVAC_Split-Package_AC | 980.8211 | 2.6192 | 30.1243 | 2020 Scaled Work Paper PGE3PHVC153 R3 | 33.2021 | 2020 | 0 | 11.4526 | 2020 | 0 | 0 | 2020 Scaled Work Paper PGE3PHVC153 R3 | Com Thermostats (Elec/Gas) - Hot-Dry ¦ SDG&E ¦ Hot-Dry | Com Thermostats (Elec/Gas) - Hot-Dry | 0.022137 | 1 | 0.56336 | CSS - Itron 2012 | -79.1033 | 2012 | 0.7 | N/A
COM-HVAC-91.24 | Com ¦ Com Programmable Thermostat (Elec SC and Gas SH) - Hot-Dry ¦ SDG&E ¦ Hot-Dry | Com ¦ Com Programmable Thermostat (Elec SC and Gas SH) - Hot-Dry | SDG&E ¦ Hot-Dry | SDG&E | All | Electric & Gas | Programmable thermostat which allows intermittent supply fan operation | Code | 0 | Conventional | HVAC | Com - Warehouse | Com | RET and NEW | 0 | 1000 sqft2 of floor space | Cap-Ton | 11 | DEER:HVAC_Split-Package_AC | 873.1511 | 1.4342 | 5.4651 | 2020 Scaled Work Paper PGE3PHVC153 R3 | 33.2021 | 2020 | 0 | 11.4526 | 2020 | 0 | 0 | 2020 Scaled Work Paper PGE3PHVC153 R3 | Com Thermostats (Elec/Gas) - Hot-Dry ¦ SDG&E ¦ Hot-Dry | Com Thermostats (Elec/Gas) - Hot-Dry | 0.015775 | 1 | 0.56336 | CSS - Itron 2012 | -106.7778 | 2012 | 0.7 | N/A
COM-HVAC-92.1 | Com ¦ Com Smart Thermostat (Elec SC and Gas SH) - Marine ¦ SDG&E ¦ Marine | Com ¦ Com Smart Thermostat (Elec SC and Gas SH) - Marine | SDG&E ¦ Marine | SDG&E | All | Electric & Gas | Smart thermostat with ability to integrate to EMS | Efficient | 0 | Conventional | HVAC | Com - College | Com | RET and NEW | 0 | 1000 sqft2 of floor space | Cap-Ton | 11 | DEER:HVAC_Split-Package_AC | 2038.8565 | 2.2119 | 73.6242 | 2020 Scaled Work Paper PGE3PHVC153 R3 | 116.9911 | 2020 | 0 | 11.4526 | 2020 | 0 | 0 | 2020 Scaled Work Paper PGE3PHVC153 R3 | Com Thermostats (Elec/Gas) - Marine ¦ SDG&E ¦ Marine | Com Thermostats (Elec/Gas) - Marine | 0.027515 | 1 | 0 | CSS - Itron 2012 | -111.7978 | 2032 | 0.7 | N/A
COM-HVAC-92.2 | Com ¦ Com Smart Thermostat (Elec SC and Gas SH) - Marine ¦ SDG&E ¦ Marine | Com ¦ Com Smart Thermostat (Elec SC and Gas SH) - Marine | SDG&E ¦ Marine | SDG&E | All | Electric & Gas | Smart thermostat with ability to integrate to EMS | Efficient | 0 | Conventional | HVAC | Com - Grocery | Com | RET and NEW | 0 | 1000 sqft2 of floor space | Cap-Ton | 11 | DEER:HVAC_Split-Package_AC | 786.8621 | 1.8918 | 16.0512 | 2020 Scaled Work Paper PGE3PHVC153 R3 | 116.9911 | 2020 | 0 | 11.4526 | 2020 | 0 | 0 | 2020 Scaled Work Paper PGE3PHVC153 R3 | Com Thermostats (Elec/Gas) - Marine ¦ SDG&E ¦ Marine | Com Thermostats (Elec/Gas) - Marine | 0.023495 | 1 | 0 | CSS - Itron 2012 | -51.0604 | 2032 | 0.7 | N/A
COM-HVAC-92.3 | Com ¦ Com Smart Thermostat (Elec SC and Gas SH) - Marine ¦ SDG&E ¦ Marine | Com ¦ Com Smart Thermostat (Elec SC and Gas SH) - Marine | SDG&E ¦ Marine | SDG&E | All | Electric & Gas | Smart thermostat with ability to integrate to EMS | Efficient | 0 | Conventional | HVAC | Com - Health | Com | RET and NEW | 0 | 1000 sqft2 of floor space | Cap-Ton | 11 | DEER:HVAC_Split-Package_AC | 1824.6572 | 2.2407 | 52.4065 | 2020 Scaled Work Paper PGE3PHVC153 R3 | 116.9911 | 2020 | 0 | 11.4526 | 2020 | 0 | 0 | 2020 Scaled Work Paper PGE3PHVC153 R3 | Com Thermostats (Elec/Gas) - Marine ¦ SDG&E ¦ Marine | Com Thermostats (Elec/Gas) - Marine | 0.035132 | 1 | 0 | CSS - Itron 2012 | -150.7961 | 2032 | 0.7 | N/A
COM-HVAC-92.4 | Com ¦ Com Smart Thermostat (Elec SC and Gas SH) - Marine ¦ SDG&E ¦ Marine | Com ¦ Com Smart Thermostat (Elec SC and Gas SH) - Marine | SDG&E ¦ Marine | SDG&E | All | Electric & Gas | Smart thermostat with ability to integrate to EMS | Efficient | 0 | Conventional | HVAC | Com - Lodging | Com | RET and NEW | 0 | 1000 sqft2 of floor space | Cap-Ton | 11 | DEER:HVAC_Split-Package_AC | 3145.6388 | 2.9854 | 52.6012 | 2020 Scaled Work Paper PGE3PHVC153 R3 | 116.9911 | 2020 | 0 | 11.4526 | 2020 | 0 | 0 | 2020 Scaled Work Paper PGE3PHVC153 R3 | Com Thermostats (Elec/Gas) - Marine ¦ SDG&E ¦ Marine | Com Thermostats (Elec/Gas) - Marine | 0.0042513 | 1 | 0 | CSS - Itron 2012 | -573.5086 | 2032 | 0.7 | N/A
COM-HVAC-92.5 | Com ¦ Com Smart Thermostat (Elec SC and Gas SH) - Marine ¦ SDG&E ¦ Marine | Com ¦ Com Smart Thermostat (Elec SC and Gas SH) - Marine | SDG&E ¦ Marine | SDG&E | All | Electric & Gas | Smart thermostat with ability to integrate to EMS | Efficient | 0 | Conventional | HVAC | Com - Office (Large) | Com | RET and NEW | 0 | 1000 sqft2 of floor space | Cap-Ton | 11 | DEER:HVAC_Split-Package_AC | 3293.3583 | 2.3674 | 53.7712 | 2020 Scaled Work Paper PGE3PHVC153 R3 | 116.9911 | 2020 | 0 | 11.4526 | 2020 | 0 | 0 | 2020 Scaled Work Paper PGE3PHVC153 R3 | Com Thermostats (Elec/Gas) - Marine ¦ SDG&E ¦ Marine | Com Thermostats (Elec/Gas) - Marine | 0.010717 | 1 | 0 | CSS - Itron 2012 | -237.629 | 2032 | 0.7 | N/A
COM-HVAC-92.6 | Com ¦ Com Smart Thermostat (Elec SC and Gas SH) - Marine ¦ SDG&E ¦ Marine | Com ¦ Com Smart Thermostat (Elec SC and Gas SH) - Marine | SDG&E ¦ Marine | SDG&E | All | Electric & Gas | Smart thermostat with ability to integrate to EMS | Efficient | 0 | Conventional | HVAC | Com - Office (Small) | Com | RET and NEW | 0 | 1000 sqft2 of floor space | Cap-Ton | 11 | DEER:HVAC_Split-Package_AC | 1374.9231 | 2.0418 | 38.5762 | 2020 Scaled Work Paper PGE3PHVC153 R3 | 116.9911 | 2020 | 0 | 11.4526 | 2020 | 0 | 0 | 2020 Scaled Work Paper PGE3PHVC153 R3 | Com Thermostats (Elec/Gas) - Marine ¦ SDG&E ¦ Marine | Com Thermostats (Elec/Gas) - Marine | 0.090893 | 1 | 0 | CSS - Itron 2012 | -73.5476 | 2032 | 0.7 | N/A
COM-HVAC-92.7 | Com ¦ Com Smart Thermostat (Elec SC and Gas SH) - Marine ¦ SDG&E ¦ Marine | Com ¦ Com Smart Thermostat (Elec SC and Gas SH) - Marine | SDG&E ¦ Marine | SDG&E | All | Electric & Gas | Smart thermostat with ability to integrate to EMS | Efficient | 0 | Conventional | HVAC | Com - Other | Com | RET and NEW | 0 | 1000 sqft2 of floor space | Cap-Ton | 11 | DEER:HVAC_Split-Package_AC | 2038.8565 | 3.3489 | 73.6242 | 2020 Scaled Work Paper PGE3PHVC153 R3 | 116.9911 | 2020 | 0 | 11.4526 | 2020 | 0 | 0 | 2020 Scaled Work Paper PGE3PHVC153 R3 | Com Thermostats (Elec/Gas) - Marine ¦ SDG&E ¦ Marine | Com Thermostats (Elec/Gas) - Marine | 0.010634 | 1 | 0 | CSS - Itron 2012 | -303.5379 | 2032 | 0.7 | N/A
COM-HVAC-92.8 | Com ¦ Com Smart Thermostat (Elec SC and Gas SH) - Marine ¦ SDG&E ¦ Marine | Com ¦ Com Smart Thermostat (Elec SC and Gas SH) - Marine | SDG&E ¦ Marine | SDG&E | All | Electric & Gas | Smart thermostat with ability to integrate to EMS | Efficient | 0 | Conventional | HVAC | Com - Refrig. Warehouse | Com | RET and NEW | 0 | 1000 sqft2 of floor space | Cap-Ton | 11 | DEER:HVAC_Split-Package_AC | 786.8621 | 1.9029 | 16.0512 | 2020 Scaled Work Paper PGE3PHVC153 R3 | 116.9911 | 2020 | 0 | 11.4526 | 2020 | 0 | 0 | 2020 Scaled Work Paper PGE3PHVC153 R3 | Com Thermostats (Elec/Gas) - Marine ¦ SDG&E ¦ Marine | Com Thermostats (Elec/Gas) - Marine | 0.0023279 | 1 | 0 | CSS - Itron 2012 | -28.6354 | 2032 | 0.7 | N/A
COM-HVAC-92.9 | Com ¦ Com Smart Thermostat (Elec SC and Gas SH) - Marine ¦ SDG&E ¦ Marine | Com ¦ Com Smart Thermostat (Elec SC and Gas SH) - Marine | SDG&E ¦ Marine | SDG&E | All | Electric & Gas | Smart thermostat with ability to integrate to EMS | Efficient | 0 | Conventional | HVAC | Com - Restaurant | Com | RET and NEW | 0 | 1000 sqft2 of floor space | Cap-Ton | 11 | DEER:HVAC_Split-Package_AC | 1461.8593 | 2.2482 | 7.269 | 2020 Scaled Work Paper PGE3PHVC153 R3 | 116.9911 | 2020 | 0 | 11.4526 | 2020 | 0 | 0 | 2020 Scaled Work Paper PGE3PHVC153 R3 | Com Thermostats (Elec/Gas) - Marine ¦ SDG&E ¦ Marine | Com Thermostats (Elec/Gas) - Marine | 0.1003 | 1 | 0 | CSS - Itron 2012 | -31.6601 | 2032 | 0.7 | N/A
COM-HVAC-92.10 | Com ¦ Com Smart Thermostat (Elec SC and Gas SH) - Marine ¦ SDG&E ¦ Marine | Com ¦ Com Smart Thermostat (Elec SC and Gas SH) - Marine | SDG&E ¦ Marine | SDG&E | All | Electric & Gas | Smart thermostat with ability to integrate to EMS | Efficient | 0 | Conventional | HVAC | Com - Retail | Com | RET and NEW | 0 | 1000 sqft2 of floor space | Cap-Ton | 11 | DEER:HVAC_Split-Package_AC | 835.0415 | 1.8847 | 7.8257 | 2020 Scaled Work Paper PGE3PHVC153 R3 | 116.9911 | 2020 | 0 | 11.4526 | 2020 | 0 | 0 | 2020 Scaled Work Paper PGE3PHVC153 R3 | Com Thermostats (Elec/Gas) - Marine ¦ SDG&E ¦ Marine | Com Thermostats (Elec/Gas) - Marine | 0.019979 | 1 | 0 | CSS - Itron 2012 | -1255.0278 | 2032 | 0.7 | N/A
COM-HVAC-92.11 | Com ¦ Com Smart Thermostat (Elec SC and Gas SH) - Marine ¦ SDG&E ¦ Marine | Com ¦ Com Smart Thermostat (Elec SC and Gas SH) - Marine | SDG&E ¦ Marine | SDG&E | All | Electric & Gas | Smart thermostat with ability to integrate to EMS | Efficient | 0 | Conventional | HVAC | Com - School | Com | RET and NEW | 0 | 1000 sqft2 of floor space | Cap-Ton | 11 | DEER:HVAC_Split-Package_AC | 931.78 | 2.4883 | 38.2229 | 2020 Scaled Work Paper PGE3PHVC153 R3 | 116.9911 | 2020 | 0 | 11.4526 | 2020 | 0 | 0 | 2020 Scaled Work Paper PGE3PHVC153 R3 | Com Thermostats (Elec/Gas) - Marine ¦ SDG&E ¦ Marine | Com Thermostats (Elec/Gas) - Marine | 0.022137 | 1 | 0 | CSS - Itron 2012 | -83.1912 | 2032 | 0.7 | N/A
COM-HVAC-92.12 | Com ¦ Com Smart Thermostat (Elec SC and Gas SH) - Marine ¦ SDG&E ¦ Marine | Com ¦ Com Smart Thermostat (Elec SC and Gas SH) - Marine | SDG&E ¦ Marine | SDG&E | All | Electric & Gas | Smart thermostat with ability to integrate to EMS | Efficient | 0 | Conventional | HVAC | Com - Warehouse | Com | RET and NEW | 0 | 1000 sqft2 of floor space | Cap-Ton | 11 | DEER:HVAC_Split-Package_AC | 829.4936 | 1.3625 | 7.7878 | 2020 Scaled Work Paper PGE3PHVC153 R3 | 116.9911 | 2020 | 0 | 11.4526 | 2020 | 0 | 0 | 2020 Scaled Work Paper PGE3PHVC153 R3 | Com Thermostats (Elec/Gas) - Marine ¦ SDG&E ¦ Marine | Com Thermostats (Elec/Gas) - Marine | 0.015775 | 1 | 0 | CSS - Itron 2012 | -121.3181 | 2032 | 0.7 | N/A
COM-HVAC-92.13 | Com ¦ Com Smart Thermostat (Elec SC and Gas SH) - Hot-Dry ¦ SDG&E ¦ Hot-Dry | Com ¦ Com Smart Thermostat (Elec SC and Gas SH) - Hot-Dry | SDG&E ¦ Hot-Dry | SDG&E | All | Electric & Gas | Smart thermostat with ability to integrate to EMS | Efficient | 0 | Conventional | HVAC | Com - College | Com | RET and NEW | 0 | 1000 sqft2 of floor space | Cap-Ton | 11 | DEER:HVAC_Split-Package_AC | 2038.8565 | 2.2119 | 65.0706 | 2020 Scaled Work Paper PGE3PHVC153 R3 | 116.9911 | 2020 | 0 | 11.4526 | 2020 | 0 | 0 | 2020 Scaled Work Paper PGE3PHVC153 R3 | Com Thermostats (Elec/Gas) - Hot-Dry ¦ SDG&E ¦ Hot-Dry | Com Thermostats (Elec/Gas) - Hot-Dry | 0.027515 | 1 | 0 | CSS - Itron 2012 | -106.8605 | 2032 | 0.7 | N/A
COM-HVAC-92.14 | Com ¦ Com Smart Thermostat (Elec SC and Gas SH) - Hot-Dry ¦ SDG&E ¦ Hot-Dry | Com ¦ Com Smart Thermostat (Elec SC and Gas SH) - Hot-Dry | SDG&E ¦ Hot-Dry | SDG&E | All | Electric & Gas | Smart thermostat with ability to integrate to EMS | Efficient | 0 | Conventional | HVAC | Com - Grocery | Com | RET and NEW | 0 | 1000 sqft2 of floor space | Cap-Ton | 11 | DEER:HVAC_Split-Package_AC | 786.8621 | 1.8918 | 10.7008 | 2020 Scaled Work Paper PGE3PHVC153 R3 | 116.9911 | 2020 | 0 | 11.4526 | 2020 | 0 | 0 | 2020 Scaled Work Paper PGE3PHVC153 R3 | Com Thermostats (Elec/Gas) - Hot-Dry ¦ SDG&E ¦ Hot-Dry | Com Thermostats (Elec/Gas) - Hot-Dry | 0.023495 | 1 | 0 | CSS - Itron 2012 | -39.8068 | 2032 | 0.7 | N/A
COM-HVAC-92.15 | Com ¦ Com Smart Thermostat (Elec SC and Gas SH) - Hot-Dry ¦ SDG&E ¦ Hot-Dry | Com ¦ Com Smart Thermostat (Elec SC and Gas SH) - Hot-Dry | SDG&E ¦ Hot-Dry | SDG&E | All | Electric & Gas | Smart thermostat with ability to integrate to EMS | Efficient | 0 | Conventional | HVAC | Com - Health | Com | RET and NEW | 0 | 1000 sqft2 of floor space | Cap-Ton | 11 | DEER:HVAC_Split-Package_AC | 1824.6572 | 2.2407 | 41.6382 | 2020 Scaled Work Paper PGE3PHVC153 R3 | 116.9911 | 2020 | 0 | 11.4526 | 2020 | 0 | 0 | 2020 Scaled Work Paper PGE3PHVC153 R3 | Com Thermostats (Elec/Gas) - Hot-Dry ¦ SDG&E ¦ Hot-Dry | Com Thermostats (Elec/Gas) - Hot-Dry | 0.035132 | 1 | 0 | CSS - Itron 2012 | -125.368 | 2032 | 0.7 | N/A
COM-HVAC-92.16 | Com ¦ Com Smart Thermostat (Elec SC and Gas SH) - Hot-Dry ¦ SDG&E ¦ Hot-Dry | Com ¦ Com Smart Thermostat (Elec SC and Gas SH) - Hot-Dry | SDG&E ¦ Hot-Dry | SDG&E | All | Electric & Gas | Smart thermostat with ability to integrate to EMS | Efficient | 0 | Conventional | HVAC | Com - Lodging | Com | RET and NEW | 0 | 1000 sqft2 of floor space | Cap-Ton | 11 | DEER:HVAC_Split-Package_AC | 3145.6388 | 2.9854 | 45.8973 | 2020 Scaled Work Paper PGE3PHVC153 R3 | 116.9911 | 2020 | 0 | 11.4526 | 2020 | 0 | 0 | 2020 Scaled Work Paper PGE3PHVC153 R3 | Com Thermostats (Elec/Gas) - Hot-Dry ¦ SDG&E ¦ Hot-Dry | Com Thermostats (Elec/Gas) - Hot-Dry | 0.0042513 | 1 | 0 | CSS - Itron 2012 | -522.451 | 2032 | 0.7 | N/A
COM-HVAC-92.17 | Com ¦ Com Smart Thermostat (Elec SC and Gas SH) - Hot-Dry ¦ SDG&E ¦ Hot-Dry | Com ¦ Com Smart Thermostat (Elec SC and Gas SH) - Hot-Dry | SDG&E ¦ Hot-Dry | SDG&E | All | Electric & Gas | Smart thermostat with ability to integrate to EMS | Efficient | 0 | Conventional | HVAC | Com - Office (Large) | Com | RET and NEW | 0 | 1000 sqft2 of floor space | Cap-Ton | 11 | DEER:HVAC_Split-Package_AC | 3293.3583 | 2.3674 | 46.9643 | 2020 Scaled Work Paper PGE3PHVC153 R3 | 116.9911 | 2020 | 0 | 11.4526 | 2020 | 0 | 0 | 2020 Scaled Work Paper PGE3PHVC153 R3 | Com Thermostats (Elec/Gas) - Hot-Dry ¦ SDG&E ¦ Hot-Dry | Com Thermostats (Elec/Gas) - Hot-Dry | 0.010717 | 1 | 0 | CSS - Itron 2012 | -214.0761 | 2032 | 0.7 | N/A
COM-HVAC-92.18 | Com ¦ Com Smart Thermostat (Elec SC and Gas SH) - Hot-Dry ¦ SDG&E ¦ Hot-Dry | Com ¦ Com Smart Thermostat (Elec SC and Gas SH) - Hot-Dry | SDG&E ¦ Hot-Dry | SDG&E | All | Electric & Gas | Smart thermostat with ability to integrate to EMS | Efficient | 0 | Conventional | HVAC | Com - Office (Small) | Com | RET and NEW | 0 | 1000 sqft2 of floor space | Cap-Ton | 11 | DEER:HVAC_Split-Package_AC | 1374.9231 | 2.0418 | 33.1062 | 2020 Scaled Work Paper PGE3PHVC153 R3 | 116.9911 | 2020 | 0 | 11.4526 | 2020 | 0 | 0 | 2020 Scaled Work Paper PGE3PHVC153 R3 | Com Thermostats (Elec/Gas) - Hot-Dry ¦ SDG&E ¦ Hot-Dry | Com Thermostats (Elec/Gas) - Hot-Dry | 0.090893 | 1 | 0 | CSS - Itron 2012 | -68.1929 | 2032 | 0.7 | N/A
COM-HVAC-92.19 | Com ¦ Com Smart Thermostat (Elec SC and Gas SH) - Hot-Dry ¦ SDG&E ¦ Hot-Dry | Com ¦ Com Smart Thermostat (Elec SC and Gas SH) - Hot-Dry | SDG&E ¦ Hot-Dry | SDG&E | All | Electric & Gas | Smart thermostat with ability to integrate to EMS | Efficient | 0 | Conventional | HVAC | Com - Other | Com | RET and NEW | 0 | 1000 sqft2 of floor space | Cap-Ton | 11 | DEER:HVAC_Split-Package_AC | 2038.8565 | 3.3489 | 65.0706 | 2020 Scaled Work Paper PGE3PHVC153 R3 | 116.9911 | 2020 | 0 | 11.4526 | 2020 | 0 | 0 | 2020 Scaled Work Paper PGE3PHVC153 R3 | Com Thermostats (Elec/Gas) - Hot-Dry ¦ SDG&E ¦ Hot-Dry | Com Thermostats (Elec/Gas) - Hot-Dry | 0.010634 | 1 | 0 | CSS - Itron 2012 | -282.1616 | 2032 | 0.7 | N/A
COM-HVAC-92.20 | Com ¦ Com Smart Thermostat (Elec SC and Gas SH) - Hot-Dry ¦ SDG&E ¦ Hot-Dry | Com ¦ Com Smart Thermostat (Elec SC and Gas SH) - Hot-Dry | SDG&E ¦ Hot-Dry | SDG&E | All | Electric & Gas | Smart thermostat with ability to integrate to EMS | Efficient | 0 | Conventional | HVAC | Com - Refrig. Warehouse | Com | RET and NEW | 0 | 1000 sqft2 of floor space | Cap-Ton | 11 | DEER:HVAC_Split-Package_AC | 786.8621 | 1.9029 | 10.7008 | 2020 Scaled Work Paper PGE3PHVC153 R3 | 116.9911 | 2020 | 0 | 11.4526 | 2020 | 0 | 0 | 2020 Scaled Work Paper PGE3PHVC153 R3 | Com Thermostats (Elec/Gas) - Hot-Dry ¦ SDG&E ¦ Hot-Dry | Com Thermostats (Elec/Gas) - Hot-Dry | 0.0023279 | 1 | 0 | CSS - Itron 2012 | -24.718 | 2032 | 0.7 | N/A
COM-HVAC-92.21 | Com ¦ Com Smart Thermostat (Elec SC and Gas SH) - Hot-Dry ¦ SDG&E ¦ Hot-Dry | Com ¦ Com Smart Thermostat (Elec SC and Gas SH) - Hot-Dry | SDG&E ¦ Hot-Dry | SDG&E | All | Electric & Gas | Smart thermostat with ability to integrate to EMS | Efficient | 0 | Conventional | HVAC | Com - Restaurant | Com | RET and NEW | 0 | 1000 sqft2 of floor space | Cap-Ton | 11 | DEER:HVAC_Split-Package_AC | 1461.8593 | 2.2482 | 4.846 | 2020 Scaled Work Paper PGE3PHVC153 R3 | 116.9911 | 2020 | 0 | 11.4526 | 2020 | 0 | 0 | 2020 Scaled Work Paper PGE3PHVC153 R3 | Com Thermostats (Elec/Gas) - Hot-Dry ¦ SDG&E ¦ Hot-Dry | Com Thermostats (Elec/Gas) - Hot-Dry | 0.1003 | 1 | 0 | CSS - Itron 2012 | -31.0394 | 2032 | 0.7 | N/A
COM-HVAC-92.22 | Com ¦ Com Smart Thermostat (Elec SC and Gas SH) - Hot-Dry ¦ SDG&E ¦ Hot-Dry | Com ¦ Com Smart Thermostat (Elec SC and Gas SH) - Hot-Dry | SDG&E ¦ Hot-Dry | SDG&E | All | Electric & Gas | Smart thermostat with ability to integrate to EMS | Efficient | 0 | Conventional | HVAC | Com - Retail | Com | RET and NEW | 0 | 1000 sqft2 of floor space | Cap-Ton | 11 | DEER:HVAC_Split-Package_AC | 835.0415 | 1.8847 | 5.2171 | 2020 Scaled Work Paper PGE3PHVC153 R3 | 116.9911 | 2020 | 0 | 11.4526 | 2020 | 0 | 0 | 2020 Scaled Work Paper PGE3PHVC153 R3 | Com Thermostats (Elec/Gas) - Hot-Dry ¦ SDG&E ¦ Hot-Dry | Com Thermostats (Elec/Gas) - Hot-Dry | 0.019979 | 1 | 0 | CSS - Itron 2012 | -863.4926 | 2032 | 0.7 | N/A
COM-HVAC-92.23 | Com ¦ Com Smart Thermostat (Elec SC and Gas SH) - Hot-Dry ¦ SDG&E ¦ Hot-Dry | Com ¦ Com Smart Thermostat (Elec SC and Gas SH) - Hot-Dry | SDG&E ¦ Hot-Dry | SDG&E | All | Electric & Gas | Smart thermostat with ability to integrate to EMS | Efficient | 0 | Conventional | HVAC | Com - School | Com | RET and NEW | 0 | 1000 sqft2 of floor space | Cap-Ton | 11 | DEER:HVAC_Split-Package_AC | 931.78 | 2.4883 | 28.6181 | 2020 Scaled Work Paper PGE3PHVC153 R3 | 116.9911 | 2020 | 0 | 11.4526 | 2020 | 0 | 0 | 2020 Scaled Work Paper PGE3PHVC153 R3 | Com Thermostats (Elec/Gas) - Hot-Dry ¦ SDG&E ¦ Hot-Dry | Com Thermostats (Elec/Gas) - Hot-Dry | 0.022137 | 1 | 0 | CSS - Itron 2012 | -75.1481 | 2032 | 0.7 | N/A
COM-HVAC-92.24 | Com ¦ Com Smart Thermostat (Elec SC and Gas SH) - Hot-Dry ¦ SDG&E ¦ Hot-Dry | Com ¦ Com Smart Thermostat (Elec SC and Gas SH) - Hot-Dry | SDG&E ¦ Hot-Dry | SDG&E | All | Electric & Gas | Smart thermostat with ability to integrate to EMS | Efficient | 0 | Conventional | HVAC | Com - Warehouse | Com | RET and NEW | 0 | 1000 sqft2 of floor space | Cap-Ton | 11 | DEER:HVAC_Split-Package_AC | 829.4936 | 1.3625 | 5.1919 | 2020 Scaled Work Paper PGE3PHVC153 R3 | 116.9911 | 2020 | 0 | 11.4526 | 2020 | 0 | 0 | 2020 Scaled Work Paper PGE3PHVC153 R3 | Com Thermostats (Elec/Gas) - Hot-Dry ¦ SDG&E ¦ Hot-Dry | Com Thermostats (Elec/Gas) - Hot-Dry | 0.015775 | 1 | 0 | CSS - Itron 2012 | -101.4389 | 2032 | 0.7 | N/A
COM-LIGHTING-10.1 | Com ¦ LED High and Low Bay - 141 lpw ¦ PG&E ¦ All | Com ¦ LED High and Low Bay - 141 lpw | PG&E ¦ All | PG&E | All | Electric | LED high bay or low bay fixture with 141 lpw efficacy | Average Existing and Code | 0 | Conventional | Lighting | Com - College | Com | ROB Only | 0 | 1000 sqft2 of floor space | fixture | 12 | DEER:Indoor_Non-CFL_Ltg | 516.6784 | 0.083549 | -9.9336 | eTRM SWLG011-04 | 342.6512 | 2022 | 0 | 209.6 | 2022 | 0 | 0 | eTRM SWLG011-04 | Com LED High and Low Bay ¦ PG&E ¦ All | Com LED High and Low Bay | 7.0954 | 1 | 0.86933 | Itron Commercial Saturation Survey 2014 | -11.828 | 2012 | 0.65
COM-LIGHTING-10.2 | Com ¦ LED High and Low Bay - 141 lpw ¦ PG&E ¦ All | Com ¦ LED High and Low Bay - 141 lpw | PG&E ¦ All | PG&E | All | Electric | LED high bay or low bay fixture with 141 lpw efficacy | Average Existing and Code | 0 | Conventional | Lighting | Com - Grocery | Com | ROB Only | 0 | 1000 sqft2 of floor space | fixture | 9.19 | DEER:Indoor_Non-CFL_Ltg | 1095.125 | 0.19803 | -15.8837 | eTRM SWLG011-04 | 342.6512 | 2022 | 0 | 209.6 | 2022 | 0 | 0 | eTRM SWLG011-04 | Com LED High and Low Bay ¦ PG&E ¦ All | Com LED High and Low Bay | 7.6166 | 1 | 0.86933 | Itron Commercial Saturation Survey 2014 | 9.3317 | 2012 | 0.65
COM-LIGHTING-10.3 | Com ¦ LED High and Low Bay - 141 lpw ¦ PG&E ¦ All | Com ¦ LED High and Low Bay - 141 lpw | PG&E ¦ All | PG&E | All | Electric | LED high bay or low bay fixture with 141 lpw efficacy | Average Existing and Code | 0 | Conventional | Lighting | Com - Health | Com | ROB Only | 0 | 1000 sqft2 of floor space | fixture | 10.2097 | DEER:Indoor_Non-CFL_Ltg | 996.8371 | 0.17023 | -12.6681 | eTRM SWLG011-04 | 342.6512 | 2022 | 0 | 209.6 | 2022 | 0 | 0 | eTRM SWLG011-04 | Com LED High and Low Bay ¦ PG&E ¦ All | Com LED High and Low Bay | 5.9173 | 1 | 0.86933 | Itron Commercial Saturation Survey 2014 | 15.1396 | 2012 | 0.65
COM-LIGHTING-10.4 | Com ¦ LED High and Low Bay - 141 lpw ¦ PG&E ¦ All | Com ¦ LED High and Low Bay - 141 lpw | PG&E ¦ All | PG&E | All | Electric | LED high bay or low bay fixture with 141 lpw efficacy | Average Existing and Code | 0 | Conventional | Lighting | Com - Lodging | Com | ROB Only | 0 | 1000 sqft2 of floor space | fixture | 9.3331 | DEER:Indoor_Non-CFL_Ltg | 987.9219 | 0.15694 | -13.0044 | eTRM SWLG011-04 | 342.6512 | 2022 | 0 | 209.6 | 2022 | 0 | 0 | eTRM SWLG011-04 | Com LED High and Low Bay ¦ PG&E ¦ All | Com LED High and Low Bay | 5.4228 | 1 | 0.86933 | Itron Commercial Saturation Survey 2014 | 44.7436 | 2012 | 0.65
COM-LIGHTING-10.5 | Com ¦ LED High and Low Bay - 141 lpw ¦ PG&E ¦ All | Com ¦ LED High and Low Bay - 141 lpw | PG&E ¦ All | PG&E | All | Electric | LED high bay or low bay fixture with 141 lpw efficacy | Average Existing and Code | 0 | Conventional | Lighting | Com - Office (Large) | Com | ROB Only | 0 | 1000 sqft2 of floor space | fixture | 12 | DEER:Indoor_Non-CFL_Ltg | 563.5 | 0.0818 | -1.2896 | eTRM SWLG011-04 | 342.6512 | 2022 | 0 | 209.6 | 2022 | 0 | 0 | eTRM SWLG011-04 | Com LED High and Low Bay ¦ PG&E ¦ All | Com LED High and Low Bay | 4.696 | 1 | 0.86933 | Itron Commercial Saturation Survey 2014 | -4.3616 | 2012 | 0.65
COM-LIGHTING-10.6 | Com ¦ LED High and Low Bay - 141 lpw ¦ PG&E ¦ All | Com ¦ LED High and Low Bay - 141 lpw | PG&E ¦ All | PG&E | All | Electric | LED high bay or low bay fixture with 141 lpw efficacy | Average Existing and Code | 0 | Conventional | Lighting | Com - Office (Small) | Com | ROB Only | 0 | 1000 sqft2 of floor space | fixture | 12 | DEER:Indoor_Non-CFL_Ltg | 425.25 | 0.068812 | -1.6699 | eTRM SWLG011-04 | 342.6512 | 2022 | 0 | 209.6 | 2022 | 0 | 0 | eTRM SWLG011-04 | Com LED High and Low Bay ¦ PG&E ¦ All | Com LED High and Low Bay | 4.696 | 1 | 0.86933 | Itron Commercial Saturation Survey 2014 | -9.4331 | 2012 | 0.65
COM-LIGHTING-10.7 | Com ¦ LED High and Low Bay - 141 lpw ¦ PG&E ¦ All | Com ¦ LED High and Low Bay - 141 lpw | PG&E ¦ All | PG&E | All | Electric | LED high bay or low bay fixture with 141 lpw efficacy | Average Existing and Code | 0 | Conventional | Lighting | Com - Other | Com | ROB Only | 0 | 1000 sqft2 of floor space | fixture | 12 | DEER:Indoor_Non-CFL_Ltg | 336.625 | 0.13987 | -4.3587 | eTRM SWLG011-04 | 342.6512 | 2022 | 0 | 209.6 | 2022 | 0 | 0 | eTRM SWLG011-04 | Com LED High and Low Bay ¦ PG&E ¦ All | Com LED High and Low Bay | 1.5418 | 1 | 0.86933 | Itron Commercial Saturation Survey 2014 | -8.8443 | 2012 | 0.65
COM-LIGHTING-10.8 | Com ¦ LED High and Low Bay - 141 lpw ¦ PG&E ¦ All | Com ¦ LED High and Low Bay - 141 lpw | PG&E ¦ All | PG&E | All | Electric | LED high bay or low bay fixture with 141 lpw efficacy | Average Existing and Code | 0 | Conventional | Lighting | Com - Refrig. Warehouse | Com | ROB Only | 0 | 1000 sqft2 of floor space | fixture | 10.35 | DEER:Indoor_Non-CFL_Ltg | 1207 | 0.12986 | 0 | eTRM SWLG011-04 | 342.6512 | 2022 | 0 | 209.6 | 2022 | 0 | 0 | eTRM SWLG011-04 | Com LED High and Low Bay ¦ PG&E ¦ All | Com LED High and Low Bay | 2.418 | 1 | 0.86933 | Itron Commercial Saturation Survey 2014 | -25.8978 | 2012 | 0.65
COM-LIGHTING-10.9 | Com ¦ LED High and Low Bay - 141 lpw ¦ PG&E ¦ All | Com ¦ LED High and Low Bay - 141 lpw | PG&E ¦ All | PG&E | All | Electric | LED high bay or low bay fixture with 141 lpw efficacy | Average Existing and Code | 0 | Conventional | Lighting | Com - Restaurant | Com | ROB Only | 0 | 1000 sqft2 of floor space | fixture | 12 | DEER:Indoor_Non-CFL_Ltg | 753.3389 | 0.14386 | -5.8676 | eTRM SWLG011-04 | 342.6512 | 2022 | 0 | 209.6 | 2022 | 0 | 0 | eTRM SWLG011-04 | Com LED High and Low Bay ¦ PG&E ¦ All | Com LED High and Low Bay | 6.7412 | 1 | 0.86933 | Itron Commercial Saturation Survey 2014 | -13.8526 | 2012 | 0.65
COM-LIGHTING-10.10 | Com ¦ LED High and Low Bay - 141 lpw ¦ PG&E ¦ All | Com ¦ LED High and Low Bay - 141 lpw | PG&E ¦ All | PG&E | All | Electric | LED high bay or low bay fixture with 141 lpw efficacy | Average Existing and Code | 0 | Conventional | Lighting | Com - Retail | Com | ROB Only | 0 | 1000 sqft2 of floor space | fixture | 11.3147 | DEER:Indoor_Non-CFL_Ltg | 786.7788 | 0.12702 | -3.5764 | eTRM SWLG011-04 | 342.6512 | 2022 | 0 | 209.6 | 2022 | 0 | 0 | eTRM SWLG011-04 | Com LED High and Low Bay ¦ PG&E ¦ All | Com LED High and Low Bay | 7.5206 | 1 | 0.86933 | Itron Commercial Saturation Survey 2014 | 461.0362 | 2012 | 0.65
COM-LIGHTING-10.11 | Com ¦ LED High and Low Bay - 141 lpw ¦ PG&E ¦ All | Com ¦ LED High and Low Bay - 141 lpw | PG&E ¦ All | PG&E | All | Electric | LED high bay or low bay fixture with 141 lpw efficacy | Average Existing and Code | 0 | Conventional | Lighting | Com - School | Com | ROB Only | 0 | 1000 sqft2 of floor space | fixture | 12 | DEER:Indoor_Non-CFL_Ltg | 438.1691 | 0.036748 | -7.6958 | eTRM SWLG011-04 | 342.6512 | 2022 | 0 | 209.6 | 2022 | 0 | 0 | eTRM SWLG011-04 | Com LED High and Low Bay ¦ PG&E ¦ All | Com LED High and Low Bay | 7.0954 | 1 | 0.86933 | Itron Commercial Saturation Survey 2014 | -17.6245 | 2012 | 0.65
COM-LIGHTING-10.12 | Com ¦ LED High and Low Bay - 141 lpw ¦ PG&E ¦ All | Com ¦ LED High and Low Bay - 141 lpw | PG&E ¦ All | PG&E | All | Electric | LED high bay or low bay fixture with 141 lpw efficacy | Average Existing and Code | 0 | Conventional | Lighting | Com - Warehouse | Com | ROB Only | 0 | 1000 sqft2 of floor space | fixture | 12 | DEER:Indoor_Non-CFL_Ltg | 414.8896 | 0.057179 | -3.6257 | eTRM SWLG011-04 | 342.6512 | 2022 | 0 | 209.6 | 2022 | 0 | 0 | eTRM SWLG011-04 | Com LED High and Low Bay ¦ PG&E ¦ All | Com LED High and Low Bay | 2.418 | 1 | 0.86933 | Itron Commercial Saturation Survey 2014 | -3.0857 | 2012 | 0.65
COM-LIGHTING-11.1 | Com ¦ LED High and Low Bay - 155 lpw ¦ PG&E ¦ All | Com ¦ LED High and Low Bay - 155 lpw | PG&E ¦ All | PG&E | All | Electric | LED high bay or low bay fixture with 155 lpw efficacy | Efficient | 0 | Conventional | Lighting | Com - College | Com | ROB Only | 0 | 1000 sqft2 of floor space | fixture | 12 | DEER:Indoor_Non-CFL_Ltg | 466.411 | 0.0754 | -8.9782 | eTRM SWLG011-04 | 592.865 | 2022 | 0 | 209.6 | 2022 | 0 | 0 | eTRM SWLG011-04 | Com LED High and Low Bay ¦ PG&E ¦ All | Com LED High and Low Bay | 7.0954 | 1 | 0.13067 | Itron Commercial Saturation Survey 2014 | -10.6709 | 2032 | 0.65
COM-LIGHTING-11.2 | Com ¦ LED High and Low Bay - 155 lpw ¦ PG&E ¦ All | Com ¦ LED High and Low Bay - 155 lpw | PG&E ¦ All | PG&E | All | Electric | LED high bay or low bay fixture with 155 lpw efficacy | Efficient | 0 | Conventional | Lighting | Com - Grocery | Com | ROB Only | 0 | 1000 sqft2 of floor space | fixture | 9.19 | DEER:Indoor_Non-CFL_Ltg | 989.375 | 0.17883 | -14.3537 | eTRM SWLG011-04 | 592.865 | 2022 | 0 | 209.6 | 2022 | 0 | 0 | eTRM SWLG011-04 | Com LED High and Low Bay ¦ PG&E ¦ All | Com LED High and Low Bay | 7.6166 | 1 | 0.13067 | Itron Commercial Saturation Survey 2014 | 8.4386 | 2032 | 0.65
COM-LIGHTING-11.3 | Com ¦ LED High and Low Bay - 155 lpw ¦ PG&E ¦ All | Com ¦ LED High and Low Bay - 155 lpw | PG&E ¦ All | PG&E | All | Electric | LED high bay or low bay fixture with 155 lpw efficacy | Efficient | 0 | Conventional | Lighting | Com - Health | Com | ROB Only | 0 | 1000 sqft2 of floor space | fixture | 10.2097 | DEER:Indoor_Non-CFL_Ltg | 901.0176 | 0.15381 | -11.4472 | eTRM SWLG011-04 | 592.865 | 2022 | 0 | 209.6 | 2022 | 0 | 0 | eTRM SWLG011-04 | Com LED High and Low Bay ¦ PG&E ¦ All | Com LED High and Low Bay | 5.9173 | 1 | 0.13067 | Itron Commercial Saturation Survey 2014 | 13.6768 | 2032 | 0.65
COM-LIGHTING-11.4 | Com ¦ LED High and Low Bay - 155 lpw ¦ PG&E ¦ All | Com ¦ LED High and Low Bay - 155 lpw | PG&E ¦ All | PG&E | All | Electric | LED high bay or low bay fixture with 155 lpw efficacy | Efficient | 0 | Conventional | Lighting | Com - Lodging | Com | ROB Only | 0 | 1000 sqft2 of floor space | fixture | 9.3331 | DEER:Indoor_Non-CFL_Ltg | 892.8324 | 0.14169 | -11.7541 | eTRM SWLG011-04 | 592.865 | 2022 | 0 | 209.6 | 2022 | 0 | 0 | eTRM SWLG011-04 | Com LED High and Low Bay ¦ PG&E ¦ All | Com LED High and Low Bay | 5.4228 | 1 | 0.13067 | Itron Commercial Saturation Survey 2014 | 40.4475 | 2032 | 0.65
COM-LIGHTING-11.5 | Com ¦ LED High and Low Bay - 155 lpw ¦ PG&E ¦ All | Com ¦ LED High and Low Bay - 155 lpw | PG&E ¦ All | PG&E | All | Electric | LED high bay or low bay fixture with 155 lpw efficacy | Efficient | 0 | Conventional | Lighting | Com - Office (Large) | Com | ROB Only | 0 | 1000 sqft2 of floor space | fixture | 12 | DEER:Indoor_Non-CFL_Ltg | 508.375 | 0.074012 | -1.1643 | eTRM SWLG011-04 | 592.865 | 2022 | 0 | 209.6 | 2022 | 0 | 0 | eTRM SWLG011-04 | Com LED High and Low Bay ¦ PG&E ¦ All | Com LED High and Low Bay | 4.696 | 1 | 0.13067 | Itron Commercial Saturation Survey 2014 | -3.9322 | 2032 | 0.65
COM-LIGHTING-11.6 | Com ¦ LED High and Low Bay - 155 lpw ¦ PG&E ¦ All | Com ¦ LED High and Low Bay - 155 lpw | PG&E ¦ All | PG&E | All | Electric | LED high bay or low bay fixture with 155 lpw efficacy | Efficient | 0 | Conventional | Lighting | Com - Office (Small) | Com | ROB Only | 0 | 1000 sqft2 of floor space | fixture | 12 | DEER:Indoor_Non-CFL_Ltg | 384 | 0.06225 | -1.509 | eTRM SWLG011-04 | 592.865 | 2022 | 0 | 209.6 | 2022 | 0 | 0 | eTRM SWLG011-04 | Com LED High and Low Bay ¦ PG&E ¦ All | Com LED High and Low Bay | 4.696 | 1 | 0.13067 | Itron Commercial Saturation Survey 2014 | -8.517 | 2032 | 0.65
COM-LIGHTING-11.7 | Com ¦ LED High and Low Bay - 155 lpw ¦ PG&E ¦ All | Com ¦ LED High and Low Bay - 155 lpw | PG&E ¦ All | PG&E | All | Electric | LED high bay or low bay fixture with 155 lpw efficacy | Efficient | 0 | Conventional | Lighting | Com - Other | Com | ROB Only | 0 | 1000 sqft2 of floor space | fixture | 12 | DEER:Indoor_Non-CFL_Ltg | 304.25 | 0.12636 | -3.9375 | eTRM SWLG011-04 | 592.865 | 2022 | 0 | 209.6 | 2022 | 0 | 0 | eTRM SWLG011-04 | Com LED High and Low Bay ¦ PG&E ¦ All | Com LED High and Low Bay | 1.5418 | 1 | 0.13067 | Itron Commercial Saturation Survey 2014 | -7.9988 | 2032 | 0.65
COM-LIGHTING-11.8 | Com ¦ LED High and Low Bay - 155 lpw ¦ PG&E ¦ All | Com ¦ LED High and Low Bay - 155 lpw | PG&E ¦ All | PG&E | All | Electric | LED high bay or low bay fixture with 155 lpw efficacy | Efficient | 0 | Conventional | Lighting | Com - Refrig. Warehouse | Com | ROB Only | 0 | 1000 sqft2 of floor space | fixture | 10.35 | DEER:Indoor_Non-CFL_Ltg | 1088.875 | 0.11714 | 0 | eTRM SWLG011-04 | 592.865 | 2022 | 0 | 209.6 | 2022 | 0 | 0 | eTRM SWLG011-04 | Com LED High and Low Bay ¦ PG&E ¦ All | Com LED High and Low Bay | 2.418 | 1 | 0.13067 | Itron Commercial Saturation Survey 2014 | -23.3633 | 2032 | 0.65
COM-LIGHTING-11.9 | Com ¦ LED High and Low Bay - 155 lpw ¦ PG&E ¦ All | Com ¦ LED High and Low Bay - 155 lpw | PG&E ¦ All | PG&E | All | Electric | LED high bay or low bay fixture with 155 lpw efficacy | Efficient | 0 | Conventional | Lighting | Com - Restaurant | Com | ROB Only | 0 | 1000 sqft2 of floor space | fixture | 12 | DEER:Indoor_Non-CFL_Ltg | 679.4644 | 0.13 | -5.306 | eTRM SWLG011-04 | 592.865 | 2022 | 0 | 209.6 | 2022 | 0 | 0 | eTRM SWLG011-04 | Com LED High and Low Bay ¦ PG&E ¦ All | Com LED High and Low Bay | 6.7412 | 1 | 0.13067 | Itron Commercial Saturation Survey 2014 | -12.4907 | 2032 | 0.65
COM-LIGHTING-11.10 | Com ¦ LED High and Low Bay - 155 lpw ¦ PG&E ¦ All | Com ¦ LED High and Low Bay - 155 lpw | PG&E ¦ All | PG&E | All | Electric | LED high bay or low bay fixture with 155 lpw efficacy | Efficient | 0 | Conventional | Lighting | Com - Retail | Com | ROB Only | 0 | 1000 sqft2 of floor space | fixture | 11.3147 | DEER:Indoor_Non-CFL_Ltg | 710.8229 | 0.11484 | -3.232 | eTRM SWLG011-04 | 592.865 | 2022 | 0 | 209.6 | 2022 | 0 | 0 | eTRM SWLG011-04 | Com LED High and Low Bay ¦ PG&E ¦ All | Com LED High and Low Bay | 7.5206 | 1 | 0.13067 | Itron Commercial Saturation Survey 2014 | 416.6467 | 2032 | 0.65
COM-LIGHTING-11.11 | Com ¦ LED High and Low Bay - 155 lpw ¦ PG&E ¦ All | Com ¦ LED High and Low Bay - 155 lpw | PG&E ¦ All | PG&E | All | Electric | LED high bay or low bay fixture with 155 lpw efficacy | Efficient | 0 | Conventional | Lighting | Com - School | Com | ROB Only | 0 | 1000 sqft2 of floor space | fixture | 12 | DEER:Indoor_Non-CFL_Ltg | 396.0205 | 0.033197 | -6.9531 | eTRM SWLG011-04 | 592.865 | 2022 | 0 | 209.6 | 2022 | 0 | 0 | eTRM SWLG011-04 | Com LED High and Low Bay ¦ PG&E ¦ All | Com LED High and Low Bay | 7.0954 | 1 | 0.13067 | Itron Commercial Saturation Survey 2014 | -15.9312 | 2032 | 0.65
COM-LIGHTING-11.12 | Com ¦ LED High and Low Bay - 155 lpw ¦ PG&E ¦ All | Com ¦ LED High and Low Bay - 155 lpw | PG&E ¦ All | PG&E | All | Electric | LED high bay or low bay fixture with 155 lpw efficacy | Efficient | 0 | Conventional | Lighting | Com - Warehouse | Com | ROB Only | 0 | 1000 sqft2 of floor space | fixture | 12 | DEER:Indoor_Non-CFL_Ltg | 375.086 | 0.051659 | -3.2764 | eTRM SWLG011-04 | 592.865 | 2022 | 0 | 209.6 | 2022 | 0 | 0 | eTRM SWLG011-04 | Com LED High and Low Bay ¦ PG&E ¦ All | Com LED High and Low Bay | 2.418 | 1 | 0.13067 | Itron Commercial Saturation Survey 2014 | -2.8009 | 2032 | 0.65
COM-LIGHTING-10.1 | Com ¦ LED High and Low Bay - 141 lpw ¦ SCE ¦ All | Com ¦ LED High and Low Bay - 141 lpw | SCE ¦ All | SCE | All | Electric | LED high bay or low bay fixture with 141 lpw efficacy | Average Existing and Code | 0 | Conventional | Lighting | Com - College | Com | ROB Only | 0 | 1000 sqft2 of floor space | fixture | 12 | DEER:Indoor_Non-CFL_Ltg | 548.0958 | 0.091453 | -4.6636 | eTRM SWLG011-04 | 342.6512 | 2022 | 0 | 209.6 | 2022 | 0 | 0 | eTRM SWLG011-04 | Com LED High and Low Bay ¦ SCE ¦ All | Com LED High and Low Bay | 9.8944 | 1 | 0.86933 | Itron Commercial Saturation Survey 2014 | -15.9378 | 2012 | 0.65
COM-LIGHTING-10.2 | Com ¦ LED High and Low Bay - 141 lpw ¦ SCE ¦ All | Com ¦ LED High and Low Bay - 141 lpw | SCE ¦ All | SCE | All | Electric | LED high bay or low bay fixture with 141 lpw efficacy | Average Existing and Code | 0 | Conventional | Lighting | Com - Grocery | Com | ROB Only | 0 | 1000 sqft2 of floor space | fixture | 9.19 | DEER:Indoor_Non-CFL_Ltg | 1138.5 | 0.20836 | -12.0288 | eTRM SWLG011-04 | 342.6512 | 2022 | 0 | 209.6 | 2022 | 0 | 0 | eTRM SWLG011-04 | Com LED High and Low Bay ¦ SCE ¦ All | Com LED High and Low Bay | 8.9567 | 1 | 0.86933 | Itron Commercial Saturation Survey 2014 | 0.26975 | 2012 | 0.65
COM-LIGHTING-10.3 | Com ¦ LED High and Low Bay - 141 lpw ¦ SCE ¦ All | Com ¦ LED High and Low Bay - 141 lpw | SCE ¦ All | SCE | All | Electric | LED high bay or low bay fixture with 141 lpw efficacy | Average Existing and Code | 0 | Conventional | Lighting | Com - Health | Com | ROB Only | 0 | 1000 sqft2 of floor space | fixture | 10.2097 | DEER:Indoor_Non-CFL_Ltg | 1074.062 | 0.17894 | -6.4624 | eTRM SWLG011-04 | 342.6512 | 2022 | 0 | 209.6 | 2022 | 0 | 0 | eTRM SWLG011-04 | Com LED High and Low Bay ¦ SCE ¦ All | Com LED High and Low Bay | 4.8744 | 1 | 0.86933 | Itron Commercial Saturation Survey 2014 | -0.65902 | 2012 | 0.65
COM-LIGHTING-10.4 | Com ¦ LED High and Low Bay - 141 lpw ¦ SCE ¦ All | Com ¦ LED High and Low Bay - 141 lpw | SCE ¦ All | SCE | All | Electric | LED high bay or low bay fixture with 141 lpw efficacy | Average Existing and Code | 0 | Conventional | Lighting | Com - Lodging | Com | ROB Only | 0 | 1000 sqft2 of floor space | fixture | 9.3331 | DEER:Indoor_Non-CFL_Ltg | 1119.8336 | 0.16091 | -5.6992 | eTRM SWLG011-04 | 342.6512 | 2022 | 0 | 209.6 | 2022 | 0 | 0 | eTRM SWLG011-04 | Com LED High and Low Bay ¦ SCE ¦ All | Com LED High and Low Bay | 5.834 | 1 | 0.86933 | Itron Commercial Saturation Survey 2014 | -18.1443 | 2012 | 0.65
COM-LIGHTING-10.5 | Com ¦ LED High and Low Bay - 141 lpw ¦ SCE ¦ All | Com ¦ LED High and Low Bay - 141 lpw | SCE ¦ All | SCE | All | Electric | LED high bay or low bay fixture with 141 lpw efficacy | Average Existing and Code | 0 | Conventional | Lighting | Com - Office (Large) | Com | ROB Only | 0 | 1000 sqft2 of floor space | fixture | 12 | DEER:Indoor_Non-CFL_Ltg | 603.75 | 0.088637 | -0.42037 | eTRM SWLG011-04 | 342.6512 | 2022 | 0 | 209.6 | 2022 | 0 | 0 | eTRM SWLG011-04 | Com LED High and Low Bay ¦ SCE ¦ All | Com LED High and Low Bay | 7.2352 | 1 | 0.86933 | Itron Commercial Saturation Survey 2014 | -7.9997 | 2012 | 0.65
COM-LIGHTING-10.6 | Com ¦ LED High and Low Bay - 141 lpw ¦ SCE ¦ All | Com ¦ LED High and Low Bay - 141 lpw | SCE ¦ All | SCE | All | Electric | LED high bay or low bay fixture with 141 lpw efficacy | Average Existing and Code | 0 | Conventional | Lighting | Com - Office (Small) | Com | ROB Only | 0 | 1000 sqft2 of floor space | fixture | 12 | DEER:Indoor_Non-CFL_Ltg | 466.625 | 0.07485 | -0.64625 | eTRM SWLG011-04 | 342.6512 | 2022 | 0 | 209.6 | 2022 | 0 | 0 | eTRM SWLG011-04 | Com LED High and Low Bay ¦ SCE ¦ All | Com LED High and Low Bay | 7.2352 | 1 | 0.86933 | Itron Commercial Saturation Survey 2014 | -11.512 | 2012 | 0.65
COM-LIGHTING-10.7 | Com ¦ LED High and Low Bay - 141 lpw ¦ SCE ¦ All | Com ¦ LED High and Low Bay - 141 lpw | SCE ¦ All | SCE | All | Electric | LED high bay or low bay fixture with 141 lpw efficacy | Average Existing and Code | 0 | Conventional | Lighting | Com - Other | Com | ROB Only | 0 | 1000 sqft2 of floor space | fixture | 12 | DEER:Indoor_Non-CFL_Ltg | 366.375 | 0.14464 | -2.089 | eTRM SWLG011-04 | 342.6512 | 2022 | 0 | 209.6 | 2022 | 0 | 0 | eTRM SWLG011-04 | Com LED High and Low Bay ¦ SCE ¦ All | Com LED High and Low Bay | 2.2002 | 1 | 0.86933 | Itron Commercial Saturation Survey 2014 | -16.261 | 2012 | 0.65
COM-LIGHTING-10.8 | Com ¦ LED High and Low Bay - 141 lpw ¦ SCE ¦ All | Com ¦ LED High and Low Bay - 141 lpw | SCE ¦ All | SCE | All | Electric | LED high bay or low bay fixture with 141 lpw efficacy | Average Existing and Code | 0 | Conventional | Lighting | Com - Refrig. Warehouse | Com | ROB Only | 0 | 1000 sqft2 of floor space | fixture | 10.35 | DEER:Indoor_Non-CFL_Ltg | 1215.875 | 0.12986 | 0 | eTRM SWLG011-04 | 342.6512 | 2022 | 0 | 209.6 | 2022 | 0 | 0 | eTRM SWLG011-04 | Com LED High and Low Bay ¦ SCE ¦ All | Com LED High and Low Bay | 2.8242 | 1 | 0.86933 | Itron Commercial Saturation Survey 2014 | -26.0882 | 2012 | 0.65
COM-LIGHTING-10.9 | Com ¦ LED High and Low Bay - 141 lpw ¦ SCE ¦ All | Com ¦ LED High and Low Bay - 141 lpw | SCE ¦ All | SCE | All | Electric | LED high bay or low bay fixture with 141 lpw efficacy | Average Existing and Code | 0 | Conventional | Lighting | Com - Restaurant | Com | ROB Only | 0 | 1000 sqft2 of floor space | fixture | 12 | DEER:Indoor_Non-CFL_Ltg | 821.6514 | 0.15035 | -2.6441 | eTRM SWLG011-04 | 342.6512 | 2022 | 0 | 209.6 | 2022 | 0 | 0 | eTRM SWLG011-04 | Com LED High and Low Bay ¦ SCE ¦ All | Com LED High and Low Bay | 3.5136 | 1 | 0.86933 | Itron Commercial Saturation Survey 2014 | -16.0709 | 2012 | 0.65
COM-LIGHTING-10.10 | Com ¦ LED High and Low Bay - 141 lpw ¦ SCE ¦ All | Com ¦ LED High and Low Bay - 141 lpw | SCE ¦ All | SCE | All | Electric | LED high bay or low bay fixture with 141 lpw efficacy | Average Existing and Code | 0 | Conventional | Lighting | Com - Retail | Com | ROB Only | 0 | 1000 sqft2 of floor space | fixture | 11.3147 | DEER:Indoor_Non-CFL_Ltg | 833.1383 | 0.13434 | -1.3563 | eTRM SWLG011-04 | 342.6512 | 2022 | 0 | 209.6 | 2022 | 0 | 0 | eTRM SWLG011-04 | Com LED High and Low Bay ¦ SCE ¦ All | Com LED High and Low Bay | 5.8616 | 1 | 0.86933 | Itron Commercial Saturation Survey 2014 | 123.3317 | 2012 | 0.65
COM-LIGHTING-10.11 | Com ¦ LED High and Low Bay - 141 lpw ¦ SCE ¦ All | Com ¦ LED High and Low Bay - 141 lpw | SCE ¦ All | SCE | All | Electric | LED high bay or low bay fixture with 141 lpw efficacy | Average Existing and Code | 0 | Conventional | Lighting | Com - School | Com | ROB Only | 0 | 1000 sqft2 of floor space | fixture | 12 | DEER:Indoor_Non-CFL_Ltg | 473.5985 | 0.038226 | -3.5004 | eTRM SWLG011-04 | 342.6512 | 2022 | 0 | 209.6 | 2022 | 0 | 0 | eTRM SWLG011-04 | Com LED High and Low Bay ¦ SCE ¦ All | Com LED High and Low Bay | 9.8944 | 1 | 0.86933 | Itron Commercial Saturation Survey 2014 | -23.0839 | 2012 | 0.65
COM-LIGHTING-10.12 | Com ¦ LED High and Low Bay - 141 lpw ¦ SCE ¦ All | Com ¦ LED High and Low Bay - 141 lpw | SCE ¦ All | SCE | All | Electric | LED high bay or low bay fixture with 141 lpw efficacy | Average Existing and Code | 0 | Conventional | Lighting | Com - Warehouse | Com | ROB Only | 0 | 1000 sqft2 of floor space | fixture | 12 | DEER:Indoor_Non-CFL_Ltg | 460.2306 | 0.056916 | -2.0419 | eTRM SWLG011-04 | 342.6512 | 2022 | 0 | 209.6 | 2022 | 0 | 0 | eTRM SWLG011-04 | Com LED High and Low Bay ¦ SCE ¦ All | Com LED High and Low Bay | 2.8242 | 1 | 0.86933 | Itron Commercial Saturation Survey 2014 | -18.586 | 2012 | 0.65
COM-LIGHTING-11.1 | Com ¦ LED High and Low Bay - 155 lpw ¦ SCE ¦ All | Com ¦ LED High and Low Bay - 155 lpw | SCE ¦ All | SCE | All | Electric | LED high bay or low bay fixture with 155 lpw efficacy | Efficient | 0 | Conventional | Lighting | Com - College | Com | ROB Only | 0 | 1000 sqft2 of floor space | fixture | 12 | DEER:Indoor_Non-CFL_Ltg | 495.0882 | 0.082662 | -4.2075 | eTRM SWLG011-04 | 592.865 | 2022 | 0 | 209.6 | 2022 | 0 | 0 | eTRM SWLG011-04 | Com LED High and Low Bay ¦ SCE ¦ All | Com LED High and Low Bay | 9.8944 | 1 | 0.13067 | Itron Commercial Saturation Survey 2014 | -14.3994 | 2032 | 0.65
COM-LIGHTING-11.2 | Com ¦ LED High and Low Bay - 155 lpw ¦ SCE ¦ All | Com ¦ LED High and Low Bay - 155 lpw | SCE ¦ All | SCE | All | Electric | LED high bay or low bay fixture with 155 lpw efficacy | Efficient | 0 | Conventional | Lighting | Com - Grocery | Com | ROB Only | 0 | 1000 sqft2 of floor space | fixture | 9.19 | DEER:Indoor_Non-CFL_Ltg | 1029.75 | 0.1882 | -10.8725 | eTRM SWLG011-04 | 592.865 | 2022 | 0 | 209.6 | 2022 | 0 | 0 | eTRM SWLG011-04 | Com LED High and Low Bay ¦ SCE ¦ All | Com LED High and Low Bay | 8.9567 | 1 | 0.13067 | Itron Commercial Saturation Survey 2014 | 0.22872 | 2032 | 0.65
COM-LIGHTING-11.3 | Com ¦ LED High and Low Bay - 155 lpw ¦ SCE ¦ All | Com ¦ LED High and Low Bay - 155 lpw | SCE ¦ All | SCE | All | Electric | LED high bay or low bay fixture with 155 lpw efficacy | Efficient | 0 | Conventional | Lighting | Com - Health | Com | ROB Only | 0 | 1000 sqft2 of floor space | fixture | 10.2097 | DEER:Indoor_Non-CFL_Ltg | 971.426 | 0.16162 | -5.8396 | eTRM SWLG011-04 | 592.865 | 2022 | 0 | 209.6 | 2022 | 0 | 0 | eTRM SWLG011-04 | Com LED High and Low Bay ¦ SCE ¦ All | Com LED High and Low Bay | 4.8744 | 1 | 0.13067 | Itron Commercial Saturation Survey 2014 | -0.60843 | 2032 | 0.65
COM-LIGHTING-11.4 | Com ¦ LED High and Low Bay - 155 lpw ¦ SCE ¦ All | Com ¦ LED High and Low Bay - 155 lpw | SCE ¦ All | SCE | All | Electric | LED high bay or low bay fixture with 155 lpw efficacy | Efficient | 0 | Conventional | Lighting | Com - Lodging | Com | ROB Only | 0 | 1000 sqft2 of floor space | fixture | 9.3331 | DEER:Indoor_Non-CFL_Ltg | 1012.609 | 0.14547 | -5.1512 | eTRM SWLG011-04 | 592.865 | 2022 | 0 | 209.6 | 2022 | 0 | 0 | eTRM SWLG011-04 | Com LED High and Low Bay ¦ SCE ¦ All | Com LED High and Low Bay | 5.834 | 1 | 0.13067 | Itron Commercial Saturation Survey 2014 | -16.4243 | 2032 | 0.65
COM-LIGHTING-11.5 | Com ¦ LED High and Low Bay - 155 lpw ¦ SCE ¦ All | Com ¦ LED High and Low Bay - 155 lpw | SCE ¦ All | SCE | All | Electric | LED high bay or low bay fixture with 155 lpw efficacy | Efficient | 0 | Conventional | Lighting | Com - Office (Large) | Com | ROB Only | 0 | 1000 sqft2 of floor space | fixture | 12 | DEER:Indoor_Non-CFL_Ltg | 545.625 | 0.080088 | -0.37988 | eTRM SWLG011-04 | 592.865 | 2022 | 0 | 209.6 | 2022 | 0 | 0 | eTRM SWLG011-04 | Com LED High and Low Bay ¦ SCE ¦ All | Com LED High and Low Bay | 7.2352 | 1 | 0.13067 | Itron Commercial Saturation Survey 2014 | -7.2296 | 2032 | 0.65
COM-LIGHTING-11.6 | Com ¦ LED High and Low Bay - 155 lpw ¦ SCE ¦ All | Com ¦ LED High and Low Bay - 155 lpw | SCE ¦ All | SCE | All | Electric | LED high bay or low bay fixture with 155 lpw efficacy | Efficient | 0 | Conventional | Lighting | Com - Office (Small) | Com | ROB Only | 0 | 1000 sqft2 of floor space | fixture | 12 | DEER:Indoor_Non-CFL_Ltg | 421.75 | 0.067712 | -0.584 | eTRM SWLG011-04 | 592.865 | 2022 | 0 | 209.6 | 2022 | 0 | 0 | eTRM SWLG011-04 | Com LED High and Low Bay ¦ SCE ¦ All | Com LED High and Low Bay | 7.2352 | 1 | 0.13067 | Itron Commercial Saturation Survey 2014 | -10.405 | 2032 | 0.65
COM-LIGHTING-11.7 | Com ¦ LED High and Low Bay - 155 lpw ¦ SCE ¦ All | Com ¦ LED High and Low Bay - 155 lpw | SCE ¦ All | SCE | All | Electric | LED high bay or low bay fixture with 155 lpw efficacy | Efficient | 0 | Conventional | Lighting | Com - Other | Com | ROB Only | 0 | 1000 sqft2 of floor space | fixture | 12 | DEER:Indoor_Non-CFL_Ltg | 331.125 | 0.1307 | -1.8876 | eTRM SWLG011-04 | 592.865 | 2022 | 0 | 209.6 | 2022 | 0 | 0 | eTRM SWLG011-04 | Com LED High and Low Bay ¦ SCE ¦ All | Com LED High and Low Bay | 2.2002 | 1 | 0.13067 | Itron Commercial Saturation Survey 2014 | -14.6974 | 2032 | 0.65
COM-LIGHTING-11.8 | Com ¦ LED High and Low Bay - 155 lpw ¦ SCE ¦ All | Com ¦ LED High and Low Bay - 155 lpw | SCE ¦ All | SCE | All | Electric | LED high bay or low bay fixture with 155 lpw efficacy | Efficient | 0 | Conventional | Lighting | Com - Refrig. Warehouse | Com | ROB Only | 0 | 1000 sqft2 of floor space | fixture | 10.35 | DEER:Indoor_Non-CFL_Ltg | 1097.5 | 0.11714 | 0 | eTRM SWLG011-04 | 592.865 | 2022 | 0 | 209.6 | 2022 | 0 | 0 | eTRM SWLG011-04 | Com LED High and Low Bay ¦ SCE ¦ All | Com LED High and Low Bay | 2.8242 | 1 | 0.13067 | Itron Commercial Saturation Survey 2014 | -23.5483 | 2032 | 0.65
COM-LIGHTING-11.9 | Com ¦ LED High and Low Bay - 155 lpw ¦ SCE ¦ All | Com ¦ LED High and Low Bay - 155 lpw | SCE ¦ All | SCE | All | Electric | LED high bay or low bay fixture with 155 lpw efficacy | Efficient | 0 | Conventional | Lighting | Com - Restaurant | Com | ROB Only | 0 | 1000 sqft2 of floor space | fixture | 12 | DEER:Indoor_Non-CFL_Ltg | 741.8706 | 0.13571 | -2.3906 | eTRM SWLG011-04 | 592.865 | 2022 | 0 | 209.6 | 2022 | 0 | 0 | eTRM SWLG011-04 | Com LED High and Low Bay ¦ SCE ¦ All | Com LED High and Low Bay | 3.5136 | 1 | 0.13067 | Itron Commercial Saturation Survey 2014 | -14.5096 | 2032 | 0.65
COM-LIGHTING-11.10 | Com ¦ LED High and Low Bay - 155 lpw ¦ SCE ¦ All | Com ¦ LED High and Low Bay - 155 lpw | SCE ¦ All | SCE | All | Electric | LED high bay or low bay fixture with 155 lpw efficacy | Efficient | 0 | Conventional | Lighting | Com - Retail | Com | ROB Only | 0 | 1000 sqft2 of floor space | fixture | 11.3147 | DEER:Indoor_Non-CFL_Ltg | 753.4514 | 0.12134 | -1.225 | eTRM SWLG011-04 | 592.865 | 2022 | 0 | 209.6 | 2022 | 0 | 0 | eTRM SWLG011-04 | Com LED High and Low Bay ¦ SCE ¦ All | Com LED High and Low Bay | 5.8616 | 1 | 0.13067 | Itron Commercial Saturation Survey 2014 | 111.3048 | 2032 | 0.65
COM-LIGHTING-11.11 | Com ¦ LED High and Low Bay - 155 lpw ¦ SCE ¦ All | Com ¦ LED High and Low Bay - 155 lpw | SCE ¦ All | SCE | All | Electric | LED high bay or low bay fixture with 155 lpw efficacy | Efficient | 0 | Conventional | Lighting | Com - School | Com | ROB Only | 0 | 1000 sqft2 of floor space | fixture | 12 | DEER:Indoor_Non-CFL_Ltg | 428.0327 | 0.034547 | -3.1626 | eTRM SWLG011-04 | 592.865 | 2022 | 0 | 209.6 | 2022 | 0 | 0 | eTRM SWLG011-04 | Com LED High and Low Bay ¦ SCE ¦ All | Com LED High and Low Bay | 9.8944 | 1 | 0.13067 | Itron Commercial Saturation Survey 2014 | -20.8638 | 2032 | 0.65
COM-LIGHTING-11.12 | Com ¦ LED High and Low Bay - 155 lpw ¦ SCE ¦ All | Com ¦ LED High and Low Bay - 155 lpw | SCE ¦ All | SCE | All | Electric | LED high bay or low bay fixture with 155 lpw efficacy | Efficient | 0 | Conventional | Lighting | Com - Warehouse | Com | ROB Only | 0 | 1000 sqft2 of floor space | fixture | 12 | DEER:Indoor_Non-CFL_Ltg | 415.8775 | 0.051396 | -1.8453 | eTRM SWLG011-04 | 592.865 | 2022 | 0 | 209.6 | 2022 | 0 | 0 | eTRM SWLG011-04 | Com LED High and Low Bay ¦ SCE ¦ All | Com LED High and Low Bay | 2.8242 | 1 | 0.13067 | Itron Commercial Saturation Survey 2014 | -16.7937 | 2032 | 0.65
COM-LIGHTING-10.1 | Com ¦ LED High and Low Bay - 141 lpw ¦ SDG&E ¦ All | Com ¦ LED High and Low Bay - 141 lpw | SDG&E ¦ All | SDG&E | All | Electric | LED high bay or low bay fixture with 141 lpw efficacy | Average Existing and Code | 0 | Conventional | Lighting | Com - College | Com | ROB Only | 0 | 1000 sqft2 of floor space | fixture | 12 | DEER:Indoor_Non-CFL_Ltg | 546.8175 | 0.087314 | -5.2778 | eTRM SWLG011-04 | 342.6512 | 2022 | 0 | 209.6 | 2022 | 0 | 0 | eTRM SWLG011-04 | Com LED High and Low Bay ¦ SDG&E ¦ All | Com LED High and Low Bay | 7.2689 | 1 | 0.86933 | Itron Commercial Saturation Survey 2014 | -15.5399 | 2012 | 0.65
COM-LIGHTING-10.2 | Com ¦ LED High and Low Bay - 141 lpw ¦ SDG&E ¦ All | Com ¦ LED High and Low Bay - 141 lpw | SDG&E ¦ All | SDG&E | All | Electric | LED high bay or low bay fixture with 141 lpw efficacy | Average Existing and Code | 0 | Conventional | Lighting | Com - Grocery | Com | ROB Only | 0 | 1000 sqft2 of floor space | fixture | 9.19 | DEER:Indoor_Non-CFL_Ltg | 1105.75 | 0.1962 | -13.685 | eTRM SWLG011-04 | 342.6512 | 2022 | 0 | 209.6 | 2022 | 0 | 0 | eTRM SWLG011-04 | Com LED High and Low Bay ¦ SDG&E ¦ All | Com LED High and Low Bay | 7.3273 | 1 | 0.86933 | Itron Commercial Saturation Survey 2014 | 4.4734 | 2012 | 0.65
COM-LIGHTING-10.3 | Com ¦ LED High and Low Bay - 141 lpw ¦ SDG&E ¦ All | Com ¦ LED High and Low Bay - 141 lpw | SDG&E ¦ All | SDG&E | All | Electric | LED high bay or low bay fixture with 141 lpw efficacy | Average Existing and Code | 0 | Conventional | Lighting | Com - Health | Com | ROB Only | 0 | 1000 sqft2 of floor space | fixture | 10.2097 | DEER:Indoor_Non-CFL_Ltg | 1069.688 | 0.1841 | -5.5629 | eTRM SWLG011-04 | 342.6512 | 2022 | 0 | 209.6 | 2022 | 0 | 0 | eTRM SWLG011-04 | Com LED High and Low Bay ¦ SDG&E ¦ All | Com LED High and Low Bay | 4.3927 | 1 | 0.86933 | Itron Commercial Saturation Survey 2014 | -2.7184 | 2012 | 0.65
COM-LIGHTING-10.4 | Com ¦ LED High and Low Bay - 141 lpw ¦ SDG&E ¦ All | Com ¦ LED High and Low Bay - 141 lpw | SDG&E ¦ All | SDG&E | All | Electric | LED high bay or low bay fixture with 141 lpw efficacy | Average Existing and Code | 0 | Conventional | Lighting | Com - Lodging | Com | ROB Only | 0 | 1000 sqft2 of floor space | fixture | 9.3331 | DEER:Indoor_Non-CFL_Ltg | 1131.198 | 0.16595 | -5.392 | eTRM SWLG011-04 | 342.6512 | 2022 | 0 | 209.6 | 2022 | 0 | 0 | eTRM SWLG011-04 | Com LED High and Low Bay ¦ SDG&E ¦ All | Com LED High and Low Bay | 5.2222 | 1 | 0.86933 | Itron Commercial Saturation Survey 2014 | -21.1081 | 2012 | 0.65
COM-LIGHTING-10.5 | Com ¦ LED High and Low Bay - 141 lpw ¦ SDG&E ¦ All | Com ¦ LED High and Low Bay - 141 lpw | SDG&E ¦ All | SDG&E | All | Electric | LED high bay or low bay fixture with 141 lpw efficacy | Average Existing and Code | 0 | Conventional | Lighting | Com - Office (Large) | Com | ROB Only | 0 | 1000 sqft2 of floor space | fixture | 12 | DEER:Indoor_Non-CFL_Ltg | 593.75 | 0.079812 | -0.1532 | eTRM SWLG011-04 | 342.6512 | 2022 | 0 | 209.6 | 2022 | 0 | 0 | eTRM SWLG011-04 | Com LED High and Low Bay ¦ SDG&E ¦ All | Com LED High and Low Bay | 5.4387 | 1 | 0.86933 | Itron Commercial Saturation Survey 2014 | -8.7676 | 2012 | 0.65
COM-LIGHTING-10.6 | Com ¦ LED High and Low Bay - 141 lpw ¦ SDG&E ¦ All | Com ¦ LED High and Low Bay - 141 lpw | SDG&E ¦ All | SDG&E | All | Electric | LED high bay or low bay fixture with 141 lpw efficacy | Average Existing and Code | 0 | Conventional | Lighting | Com - Office (Small) | Com | ROB Only | 0 | 1000 sqft2 of floor space | fixture | 12 | DEER:Indoor_Non-CFL_Ltg | 462.625 | 0.069513 | -0.42525 | eTRM SWLG011-04 | 342.6512 | 2022 | 0 | 209.6 | 2022 | 0 | 0 | eTRM SWLG011-04 | Com LED High and Low Bay ¦ SDG&E ¦ All | Com LED High and Low Bay | 5.4387 | 1 | 0.86933 | Itron Commercial Saturation Survey 2014 | -11.6242 | 2012 | 0.65
COM-LIGHTING-10.7 | Com ¦ LED High and Low Bay - 141 lpw ¦ SDG&E ¦ All | Com ¦ LED High and Low Bay - 141 lpw | SDG&E ¦ All | SDG&E | All | Electric | LED high bay or low bay fixture with 141 lpw efficacy | Average Existing and Code | 0 | Conventional | Lighting | Com - Other | Com | ROB Only | 0 | 1000 sqft2 of floor space | fixture | 12 | DEER:Indoor_Non-CFL_Ltg | 373 | 0.15199 | -2.2729 | eTRM SWLG011-04 | 342.6512 | 2022 | 0 | 209.6 | 2022 | 0 | 0 | eTRM SWLG011-04 | Com LED High and Low Bay ¦ SDG&E ¦ All | Com LED High and Low Bay | 1.6779 | 1 | 0.86933 | Itron Commercial Saturation Survey 2014 | -16.1899 | 2012 | 0.65
COM-LIGHTING-10.8 | Com ¦ LED High and Low Bay - 141 lpw ¦ SDG&E ¦ All | Com ¦ LED High and Low Bay - 141 lpw | SDG&E ¦ All | SDG&E | All | Electric | LED high bay or low bay fixture with 141 lpw efficacy | Average Existing and Code | 0 | Conventional | Lighting | Com - Refrig. Warehouse | Com | ROB Only | 0 | 1000 sqft2 of floor space | fixture | 10.35 | DEER:Indoor_Non-CFL_Ltg | 1215.875 | 0.13303 | 0 | eTRM SWLG011-04 | 342.6512 | 2022 | 0 | 209.6 | 2022 | 0 | 0 | eTRM SWLG011-04 | Com LED High and Low Bay ¦ SDG&E ¦ All | Com LED High and Low Bay | 3.1485 | 1 | 0.86933 | Itron Commercial Saturation Survey 2014 | -26.0882 | 2012 | 0.65
COM-LIGHTING-10.9 | Com ¦ LED High and Low Bay - 141 lpw ¦ SDG&E ¦ All | Com ¦ LED High and Low Bay - 141 lpw | SDG&E ¦ All | SDG&E | All | Electric | LED high bay or low bay fixture with 141 lpw efficacy | Average Existing and Code | 0 | Conventional | Lighting | Com - Restaurant | Com | ROB Only | 0 | 1000 sqft2 of floor space | fixture | 12 | DEER:Indoor_Non-CFL_Ltg | 834.6198 | 0.15673 | -2.125 | eTRM SWLG011-04 | 342.6512 | 2022 | 0 | 209.6 | 2022 | 0 | 0 | eTRM SWLG011-04 | Com LED High and Low Bay ¦ SDG&E ¦ All | Com LED High and Low Bay | 4.2486 | 1 | 0.86933 | Itron Commercial Saturation Survey 2014 | -16.4682 | 2012 | 0.65
COM-LIGHTING-10.10 | Com ¦ LED High and Low Bay - 141 lpw ¦ SDG&E ¦ All | Com ¦ LED High and Low Bay - 141 lpw | SDG&E ¦ All | SDG&E | All | Electric | LED high bay or low bay fixture with 141 lpw efficacy | Average Existing and Code | 0 | Conventional | Lighting | Com - Retail | Com | ROB Only | 0 | 1000 sqft2 of floor space | fixture | 11.3147 | DEER:Indoor_Non-CFL_Ltg | 846.9433 | 0.13219 | -1.057 | eTRM SWLG011-04 | 342.6512 | 2022 | 0 | 209.6 | 2022 | 0 | 0 | eTRM SWLG011-04 | Com LED High and Low Bay ¦ SDG&E ¦ All | Com LED High and Low Bay | 6.0456 | 1 | 0.86933 | Itron Commercial Saturation Survey 2014 | 77.0782 | 2012 | 0.65
COM-LIGHTING-10.11 | Com ¦ LED High and Low Bay - 141 lpw ¦ SDG&E ¦ All | Com ¦ LED High and Low Bay - 141 lpw | SDG&E ¦ All | SDG&E | All | Electric | LED high bay or low bay fixture with 141 lpw efficacy | Average Existing and Code | 0 | Conventional | Lighting | Com - School | Com | ROB Only | 0 | 1000 sqft2 of floor space | fixture | 12 | DEER:Indoor_Non-CFL_Ltg | 460.7628 | 0.038354 | -4.0463 | eTRM SWLG011-04 | 342.6512 | 2022 | 0 | 209.6 | 2022 | 0 | 0 | eTRM SWLG011-04 | Com LED High and Low Bay ¦ SDG&E ¦ All | Com LED High and Low Bay | 7.2689 | 1 | 0.86933 | Itron Commercial Saturation Survey 2014 | -21.9217 | 2012 | 0.65
COM-LIGHTING-10.12 | Com ¦ LED High and Low Bay - 141 lpw ¦ SDG&E ¦ All | Com ¦ LED High and Low Bay - 141 lpw | SDG&E ¦ All | SDG&E | All | Electric | LED high bay or low bay fixture with 141 lpw efficacy | Average Existing and Code | 0 | Conventional | Lighting | Com - Warehouse | Com | ROB Only | 0 | 1000 sqft2 of floor space | fixture | 12 | DEER:Indoor_Non-CFL_Ltg | 448.8953 | 0.059106 | -1.9401 | eTRM SWLG011-04 | 342.6512 | 2022 | 0 | 209.6 | 2022 | 0 | 0 | eTRM SWLG011-04 | Com LED High and Low Bay ¦ SDG&E ¦ All | Com LED High and Low Bay | 3.1485 | 1 | 0.86933 | Itron Commercial Saturation Survey 2014 | -18.5226 | 2012 | 0.65
COM-LIGHTING-11.1 | Com ¦ LED High and Low Bay - 155 lpw ¦ SDG&E ¦ All | Com ¦ LED High and Low Bay - 155 lpw | SDG&E ¦ All | SDG&E | All | Electric | LED high bay or low bay fixture with 155 lpw efficacy | Efficient | 0 | Conventional | Lighting | Com - College | Com | ROB Only | 0 | 1000 sqft2 of floor space | fixture | 12 | DEER:Indoor_Non-CFL_Ltg | 493.9316 | 0.078902 | -4.7703 | eTRM SWLG011-04 | 592.865 | 2022 | 0 | 209.6 | 2022 | 0 | 0 | eTRM SWLG011-04 | Com LED High and Low Bay ¦ SDG&E ¦ All | Com LED High and Low Bay | 7.2689 | 1 | 0.13067 | Itron Commercial Saturation Survey 2014 | -14.0352 | 2032 | 0.65
COM-LIGHTING-11.2 | Com ¦ LED High and Low Bay - 155 lpw ¦ SDG&E ¦ All | Com ¦ LED High and Low Bay - 155 lpw | SDG&E ¦ All | SDG&E | All | Electric | LED high bay or low bay fixture with 155 lpw efficacy | Efficient | 0 | Conventional | Lighting | Com - Grocery | Com | ROB Only | 0 | 1000 sqft2 of floor space | fixture | 9.19 | DEER:Indoor_Non-CFL_Ltg | 999.375 | 0.17727 | -12.3625 | eTRM SWLG011-04 | 592.865 | 2022 | 0 | 209.6 | 2022 | 0 | 0 | eTRM SWLG011-04 | Com LED High and Low Bay ¦ SDG&E ¦ All | Com LED High and Low Bay | 7.3273 | 1 | 0.13067 | Itron Commercial Saturation Survey 2014 | 4.0305 | 2032 | 0.65
COM-LIGHTING-11.3 | Com ¦ LED High and Low Bay - 155 lpw ¦ SDG&E ¦ All | Com ¦ LED High and Low Bay - 155 lpw | SDG&E ¦ All | SDG&E | All | Electric | LED high bay or low bay fixture with 155 lpw efficacy | Efficient | 0 | Conventional | Lighting | Com - Health | Com | ROB Only | 0 | 1000 sqft2 of floor space | fixture | 10.2097 | DEER:Indoor_Non-CFL_Ltg | 967.462 | 0.16639 | -5.0288 | eTRM SWLG011-04 | 592.865 | 2022 | 0 | 209.6 | 2022 | 0 | 0 | eTRM SWLG011-04 | Com LED High and Low Bay ¦ SDG&E ¦ All | Com LED High and Low Bay | 4.3927 | 1 | 0.13067 | Itron Commercial Saturation Survey 2014 | -2.4644 | 2032 | 0.65
COM-LIGHTING-11.4 | Com ¦ LED High and Low Bay - 155 lpw ¦ SDG&E ¦ All | Com ¦ LED High and Low Bay - 155 lpw | SDG&E ¦ All | SDG&E | All | Electric | LED high bay or low bay fixture with 155 lpw efficacy | Efficient | 0 | Conventional | Lighting | Com - Lodging | Com | ROB Only | 0 | 1000 sqft2 of floor space | fixture | 9.3331 | DEER:Indoor_Non-CFL_Ltg | 1021.3011 | 0.14989 | -4.8664 | eTRM SWLG011-04 | 592.865 | 2022 | 0 | 209.6 | 2022 | 0 | 0 | eTRM SWLG011-04 | Com LED High and Low Bay ¦ SDG&E ¦ All | Com LED High and Low Bay | 5.2222 | 1 | 0.13067 | Itron Commercial Saturation Survey 2014 | -19.0711 | 2032 | 0.65
COM-LIGHTING-11.5 | Com ¦ LED High and Low Bay - 155 lpw ¦ SDG&E ¦ All | Com ¦ LED High and Low Bay - 155 lpw | SDG&E ¦ All | SDG&E | All | Electric | LED high bay or low bay fixture with 155 lpw efficacy | Efficient | 0 | Conventional | Lighting | Com - Office (Large) | Com | ROB Only | 0 | 1000 sqft2 of floor space | fixture | 12 | DEER:Indoor_Non-CFL_Ltg | 536.5 | 0.072125 | -0.13825 | eTRM SWLG011-04 | 592.865 | 2022 | 0 | 209.6 | 2022 | 0 | 0 | eTRM SWLG011-04 | Com LED High and Low Bay ¦ SDG&E ¦ All | Com LED High and Low Bay | 5.4387 | 1 | 0.13067 | Itron Commercial Saturation Survey 2014 | -7.9228 | 2032 | 0.65
COM-LIGHTING-11.6 | Com ¦ LED High and Low Bay - 155 lpw ¦ SDG&E ¦ All | Com ¦ LED High and Low Bay - 155 lpw | SDG&E ¦ All | SDG&E | All | Electric | LED high bay or low bay fixture with 155 lpw efficacy | Efficient | 0 | Conventional | Lighting | Com - Office (Small) | Com | ROB Only | 0 | 1000 sqft2 of floor space | fixture | 12 | DEER:Indoor_Non-CFL_Ltg | 417.875 | 0.062787 | -0.384 | eTRM SWLG011-04 | 592.865 | 2022 | 0 | 209.6 | 2022 | 0 | 0 | eTRM SWLG011-04 | Com LED High and Low Bay ¦ SDG&E ¦ All | Com LED High and Low Bay | 5.4387 | 1 | 0.13067 | Itron Commercial Saturation Survey 2014 | -10.4999 | 2032 | 0.65
COM-LIGHTING-11.7 | Com ¦ LED High and Low Bay - 155 lpw ¦ SDG&E ¦ All | Com ¦ LED High and Low Bay - 155 lpw | SDG&E ¦ All | SDG&E | All | Electric | LED high bay or low bay fixture with 155 lpw efficacy | Efficient | 0 | Conventional | Lighting | Com - Other | Com | ROB Only | 0 | 1000 sqft2 of floor space | fixture | 12 | DEER:Indoor_Non-CFL_Ltg | 337 | 0.13719 | -2.0566 | eTRM SWLG011-04 | 592.865 | 2022 | 0 | 209.6 | 2022 | 0 | 0 | eTRM SWLG011-04 | Com LED High and Low Bay ¦ SDG&E ¦ All | Com LED High and Low Bay | 1.6779 | 1 | 0.13067 | Itron Commercial Saturation Survey 2014 | -14.6196 | 2032 | 0.65
COM-LIGHTING-11.8 | Com ¦ LED High and Low Bay - 155 lpw ¦ SDG&E ¦ All | Com ¦ LED High and Low Bay - 155 lpw | SDG&E ¦ All | SDG&E | All | Electric | LED high bay or low bay fixture with 155 lpw efficacy | Efficient | 0 | Conventional | Lighting | Com - Refrig. Warehouse | Com | ROB Only | 0 | 1000 sqft2 of floor space | fixture | 10.35 | DEER:Indoor_Non-CFL_Ltg | 1097.5 | 0.1202 | 0 | eTRM SWLG011-04 | 592.865 | 2022 | 0 | 209.6 | 2022 | 0 | 0 | eTRM SWLG011-04 | Com LED High and Low Bay ¦ SDG&E ¦ All | Com LED High and Low Bay | 3.1485 | 1 | 0.13067 | Itron Commercial Saturation Survey 2014 | -23.5483 | 2032 | 0.65
COM-LIGHTING-11.9 | Com ¦ LED High and Low Bay - 155 lpw ¦ SDG&E ¦ All | Com ¦ LED High and Low Bay - 155 lpw | SDG&E ¦ All | SDG&E | All | Electric | LED high bay or low bay fixture with 155 lpw efficacy | Efficient | 0 | Conventional | Lighting | Com - Restaurant | Com | ROB Only | 0 | 1000 sqft2 of floor space | fixture | 12 | DEER:Indoor_Non-CFL_Ltg | 754.464 | 0.14151 | -1.9195 | eTRM SWLG011-04 | 592.865 | 2022 | 0 | 209.6 | 2022 | 0 | 0 | eTRM SWLG011-04 | Com LED High and Low Bay ¦ SDG&E ¦ All | Com LED High and Low Bay | 4.2486 | 1 | 0.13067 | Itron Commercial Saturation Survey 2014 | -14.887 | 2032 | 0.65
COM-LIGHTING-11.10 | Com ¦ LED High and Low Bay - 155 lpw ¦ SDG&E ¦ All | Com ¦ LED High and Low Bay - 155 lpw | SDG&E ¦ All | SDG&E | All | Electric | LED high bay or low bay fixture with 155 lpw efficacy | Efficient | 0 | Conventional | Lighting | Com - Retail | Com | ROB Only | 0 | 1000 sqft2 of floor space | fixture | 11.3147 | DEER:Indoor_Non-CFL_Ltg | 764.7974 | 0.11947 | -0.9549 | eTRM SWLG011-04 | 592.865 | 2022 | 0 | 209.6 | 2022 | 0 | 0 | eTRM SWLG011-04 | Com LED High and Low Bay ¦ SDG&E ¦ All | Com LED High and Low Bay | 6.0456 | 1 | 0.13067 | Itron Commercial Saturation Survey 2014 | 69.6702 | 2032 | 0.65
COM-LIGHTING-11.11 | Com ¦ LED High and Low Bay - 155 lpw ¦ SDG&E ¦ All | Com ¦ LED High and Low Bay - 155 lpw | SDG&E ¦ All | SDG&E | All | Electric | LED high bay or low bay fixture with 155 lpw efficacy | Efficient | 0 | Conventional | Lighting | Com - School | Com | ROB Only | 0 | 1000 sqft2 of floor space | fixture | 12 | DEER:Indoor_Non-CFL_Ltg | 416.246 | 0.034659 | -3.6549 | eTRM SWLG011-04 | 592.865 | 2022 | 0 | 209.6 | 2022 | 0 | 0 | eTRM SWLG011-04 | Com LED High and Low Bay ¦ SDG&E ¦ All | Com LED High and Low Bay | 7.2689 | 1 | 0.13067 | Itron Commercial Saturation Survey 2014 | -19.8041 | 2032 | 0.65
COM-LIGHTING-11.12 | Com ¦ LED High and Low Bay - 155 lpw ¦ SDG&E ¦ All | Com ¦ LED High and Low Bay - 155 lpw | SDG&E ¦ All | SDG&E | All | Electric | LED high bay or low bay fixture with 155 lpw efficacy | Efficient | 0 | Conventional | Lighting | Com - Warehouse | Com | ROB Only | 0 | 1000 sqft2 of floor space | fixture | 12 | DEER:Indoor_Non-CFL_Ltg | 405.776 | 0.053363 | -1.7535 | eTRM SWLG011-04 | 592.865 | 2022 | 0 | 209.6 | 2022 | 0 | 0 | eTRM SWLG011-04 | Com LED High and Low Bay ¦ SDG&E ¦ All | Com LED High and Low Bay | 3.1485 | 1 | 0.13067 | Itron Commercial Saturation Survey 2014 | -16.7453 | 2032 | 0.65
COM-LIGHTING-20.1 | Com ¦ Manual Commercial Lighting Controls ¦ PG&E ¦ All | Com ¦ Manual Commercial Lighting Controls | PG&E ¦ All | PG&E | All | Electric | Manual commercial indoor lighting controls | Average Existing | 0 | Conventional | Lighting | Com - College | Com | RET Only | 0 | 1000 sqft2 of floor space | 1000 sqft2 of floor space | 12 | DEER:Indoor_Non-CFL_Ltg | 3817.0817 | 0.62742 | 0 | Lighting Tables, Webscraping, Density Inputs | 0 | 2019 | 0 | 0 | 2019 | 0 | 0 | None | Com Indoor Lighting Controls ¦ PG&E ¦ All | Com Indoor Lighting Controls | 1 | 1 | 0.65706 | Guidehouse 2021 Assumption | -129.7423 | 2012 | 0.65
COM-LIGHTING-20.2 | Com ¦ Manual Commercial Lighting Controls ¦ PG&E ¦ All | Com ¦ Manual Commercial Lighting Controls | PG&E ¦ All | PG&E | All | Electric | Manual commercial indoor lighting controls | Average Existing | 0 | Conventional | Lighting | Com - Grocery | Com | RET Only | 0 | 1000 sqft2 of floor space | 1000 sqft2 of floor space | 12 | DEER:Indoor_Non-CFL_Ltg | 8642.5732 | 1.5551 | 0 | Lighting Tables, Webscraping, Density Inputs | 0 | 2019 | 0 | 0 | 2019 | 0 | 0 | None | Com Indoor Lighting Controls ¦ PG&E ¦ All | Com Indoor Lighting Controls | 1 | 1 | 0.65706 | Guidehouse 2021 Assumption | -190.0115 | 2012 | 0.65
COM-LIGHTING-20.3 | Com ¦ Manual Commercial Lighting Controls ¦ PG&E ¦ All | Com ¦ Manual Commercial Lighting Controls | PG&E ¦ All | PG&E | All | Electric | Manual commercial indoor lighting controls | Average Existing | 0 | Conventional | Lighting | Com - Health | Com | RET Only | 0 | 1000 sqft2 of floor space | 1000 sqft2 of floor space | 12 | DEER:Indoor_Non-CFL_Ltg | 6249.5284 | 1.0576 | 0 | Lighting Tables, Webscraping, Density Inputs | 0 | 2019 | 0 | 0 | 2019 | 0 | 0 | None | Com Indoor Lighting Controls ¦ PG&E ¦ All | Com Indoor Lighting Controls | 1 | 1 | 0.65706 | Guidehouse 2021 Assumption | -92.628 | 2012 | 0.65
COM-LIGHTING-20.4 | Com ¦ Manual Commercial Lighting Controls ¦ PG&E ¦ All | Com ¦ Manual Commercial Lighting Controls | PG&E ¦ All | PG&E | All | Electric | Manual commercial indoor lighting controls | Average Existing | 0 | Conventional | Lighting | Com - Lodging | Com | RET Only | 0 | 1000 sqft2 of floor space | 1000 sqft2 of floor space | 12 | DEER:Indoor_Non-CFL_Ltg | 5446.7708 | 0.86344 | 0 | Lighting Tables, Webscraping, Density Inputs | 0 | 2019 | 0 | 0 | 2019 | 0 | 0 | None | Com Indoor Lighting Controls ¦ PG&E ¦ All | Com Indoor Lighting Controls | 1 | 1 | 0.65706 | Guidehouse 2021 Assumption | -299.3714 | 2012 | 0.65
COM-LIGHTING-20.5 | Com ¦ Manual Commercial Lighting Controls ¦ PG&E ¦ All | Com ¦ Manual Commercial Lighting Controls | PG&E ¦ All | PG&E | All | Electric | Manual commercial indoor lighting controls | Average Existing | 0 | Conventional | Lighting | Com - Office (Large) | Com | RET Only | 0 | 1000 sqft2 of floor space | 1000 sqft2 of floor space | 12 | DEER:Indoor_Non-CFL_Ltg | 2806.7457 | 0.40528 | 0 | Lighting Tables, Webscraping, Density Inputs | 0 | 2019 | 0 | 0 | 2019 | 0 | 0 | None | Com Indoor Lighting Controls ¦ PG&E ¦ All | Com Indoor Lighting Controls | 1 | 1 | 0.65706 | Guidehouse 2021 Assumption | -43.9514 | 2012 | 0.65
COM-LIGHTING-20.6 | Com ¦ Manual Commercial Lighting Controls ¦ PG&E ¦ All | Com ¦ Manual Commercial Lighting Controls | PG&E ¦ All | PG&E | All | Electric | Manual commercial indoor lighting controls | Average Existing | 0 | Conventional | Lighting | Com - Office (Small) | Com | RET Only | 0 | 1000 sqft2 of floor space | 1000 sqft2 of floor space | 12 | DEER:Indoor_Non-CFL_Ltg | 2153.9894 | 0.3465 | 0 | Lighting Tables, Webscraping, Density Inputs | 0 | 2019 | 0 | 0 | 2019 | 0 | 0 | None | Com Indoor Lighting Controls ¦ PG&E ¦ All | Com Indoor Lighting Controls | 1 | 1 | 0.65706 | Guidehouse 2021 Assumption | -56.0608 | 2012 | 0.65
COM-LIGHTING-20.7 | Com ¦ Manual Commercial Lighting Controls ¦ PG&E ¦ All | Com ¦ Manual Commercial Lighting Controls | PG&E ¦ All | PG&E | All | Electric | Manual commercial indoor lighting controls | Average Existing | 0 | Conventional | Lighting | Com - Other | Com | RET Only | 0 | 1000 sqft2 of floor space | 1000 sqft2 of floor space | 12 | DEER:Indoor_Non-CFL_Ltg | 549.1592 | 0.22186 | 0 | Lighting Tables, Webscraping, Density Inputs | 0 | 2019 | 0 | 0 | 2019 | 0 | 0 | None | Com Indoor Lighting Controls ¦ PG&E ¦ All | Com Indoor Lighting Controls | 1 | 1 | 0.65706 | Guidehouse 2021 Assumption | -32.1987 | 2012 | 0.65
COM-LIGHTING-20.8 | Com ¦ Manual Commercial Lighting Controls ¦ PG&E ¦ All | Com ¦ Manual Commercial Lighting Controls | PG&E ¦ All | PG&E | All | Electric | Manual commercial indoor lighting controls | Average Existing | 0 | Conventional | Lighting | Com - Refrig. Warehouse | Com | RET Only | 0 | 1000 sqft2 of floor space | 1000 sqft2 of floor space | 12 | DEER:Indoor_Non-CFL_Ltg | 2934.8196 | 0.31585 | 0 | Lighting Tables, Webscraping, Density Inputs | 0 | 2019 | 0 | 0 | 2019 | 0 | 0 | None | Com Indoor Lighting Controls ¦ PG&E ¦ All | Com Indoor Lighting Controls | 1 | 1 | 0.65706 | Guidehouse 2021 Assumption | -62.9705 | 2012 | 0.65
COM-LIGHTING-20.9 | Com ¦ Manual Commercial Lighting Controls ¦ PG&E ¦ All | Com ¦ Manual Commercial Lighting Controls | PG&E ¦ All | PG&E | All | Electric | Manual commercial indoor lighting controls | Average Existing | 0 | Conventional | Lighting | Com - Restaurant | Com | RET Only | 0 | 1000 sqft2 of floor space | 1000 sqft2 of floor space | 12 | DEER:Indoor_Non-CFL_Ltg | 5789.6592 | 1.0872 | 0 | Lighting Tables, Webscraping, Density Inputs | 0 | 2019 | 0 | 0 | 2019 | 0 | 0 | None | Com Indoor Lighting Controls ¦ PG&E ¦ All | Com Indoor Lighting Controls | 1 | 1 | 0.65706 | Guidehouse 2021 Assumption | -118.014 | 2012 | 0.65
COM-LIGHTING-20.10 | Com ¦ Manual Commercial Lighting Controls ¦ PG&E ¦ All | Com ¦ Manual Commercial Lighting Controls | PG&E ¦ All | PG&E | All | Electric | Manual commercial indoor lighting controls | Average Existing | 0 | Conventional | Lighting | Com - Retail | Com | RET Only | 0 | 1000 sqft2 of floor space | 1000 sqft2 of floor space | 12 | DEER:Indoor_Non-CFL_Ltg | 6203.4631 | 0.99788 | 0 | Lighting Tables, Webscraping, Density Inputs | 0 | 2019 | 0 | 0 | 2019 | 0 | 0 | None | Com Indoor Lighting Controls ¦ PG&E ¦ All | Com Indoor Lighting Controls | 1 | 1 | 0.65706 | Guidehouse 2021 Assumption | -597.4498 | 2012 | 0.65
COM-LIGHTING-20.11 | Com ¦ Manual Commercial Lighting Controls ¦ PG&E ¦ All | Com ¦ Manual Commercial Lighting Controls | PG&E ¦ All | PG&E | All | Electric | Manual commercial indoor lighting controls | Average Existing | 0 | Conventional | Lighting | Com - School | Com | RET Only | 0 | 1000 sqft2 of floor space | 1000 sqft2 of floor space | 12 | DEER:Indoor_Non-CFL_Ltg | 3209.9141 | 0.27361 | 0 | Lighting Tables, Webscraping, Density Inputs | 0 | 2019 | 0 | 0 | 2019 | 0 | 0 | None | Com Indoor Lighting Controls ¦ PG&E ¦ All | Com Indoor Lighting Controls | 1 | 1 | 0.65706 | Guidehouse 2021 Assumption | -176.323 | 2012 | 0.65
COM-LIGHTING-20.12 | Com ¦ Manual Commercial Lighting Controls ¦ PG&E ¦ All | Com ¦ Manual Commercial Lighting Controls | PG&E ¦ All | PG&E | All | Electric | Manual commercial indoor lighting controls | Average Existing | 0 | Conventional | Lighting | Com - Warehouse | Com | RET Only | 0 | 1000 sqft2 of floor space | 1000 sqft2 of floor space | 12 | DEER:Indoor_Non-CFL_Ltg | 1013.563 | 0.13938 | 0 | Lighting Tables, Webscraping, Density Inputs | 0 | 2019 | 0 | 0 | 2019 | 0 | 0 | None | Com Indoor Lighting Controls ¦ PG&E ¦ All | Com Indoor Lighting Controls | 1 | 1 | 0.65706 | Guidehouse 2021 Assumption | -75.3678 | 2012 | 0.65
COM-LIGHTING-21.1 | Com ¦ Occupancy Sensor ¦ PG&E ¦ All | Com ¦ Occupancy Sensor | PG&E ¦ All | PG&E | All | Electric | Indoor commercial occupancy sensor lighting controls | Code | 0 | Conventional | Lighting | Com - College | Com | RET and NEW | 0 | 1000 sqft2 of floor space | 1000 sqft2 of floor space | 12 | DEER:Indoor_Non-CFL_Ltg | 2089.5569 | 0.29482 | 17.7911 | Lighting Tables, Webscraping, Density Inputs, DOE Study | 591.981 | 2016 | 0 | 107.577 | 2016 | 0 | 0 | Navigant AB802 Technical Analysis 2016, 2019 DOE study | Com Indoor Lighting Controls ¦ PG&E ¦ All | Com Indoor Lighting Controls | 1 | 1 | 0.34294 | Guidehouse 2021 Assumption | -81.2932 | 2012 | 0.65
COM-LIGHTING-21.2 | Com ¦ Occupancy Sensor ¦ PG&E ¦ All | Com ¦ Occupancy Sensor | PG&E ¦ All | PG&E | All | Electric | Indoor commercial occupancy sensor lighting controls | Code | 0 | Conventional | Lighting | Com - Grocery | Com | RET and NEW | 0 | 1000 sqft2 of floor space | 1000 sqft2 of floor space | 12 | DEER:Indoor_Non-CFL_Ltg | 5259.8701 | 0.84596 | 37.1112 | Lighting Tables, Webscraping, Density Inputs, DOE Study | 1159.1707 | 2016 | 0 | 107.577 | 2016 | 0 | 0 | Navigant AB802 Technical Analysis 2016, 2019 DOE study | Com Indoor Lighting Controls ¦ PG&E ¦ All | Com Indoor Lighting Controls | 1 | 1 | 0.34294 | Guidehouse 2021 Assumption | -193.6976 | 2012 | 0.65
COM-LIGHTING-21.3 | Com ¦ Occupancy Sensor ¦ PG&E ¦ All | Com ¦ Occupancy Sensor | PG&E ¦ All | PG&E | All | Electric | Indoor commercial occupancy sensor lighting controls | Code | 0 | Conventional | Lighting | Com - Health | Com | RET and NEW | 0 | 1000 sqft2 of floor space | 1000 sqft2 of floor space | 12 | DEER:Indoor_Non-CFL_Ltg | 3802.4568 | 0.56988 | 25.053 | Lighting Tables, Webscraping, Density Inputs, DOE Study | 838.5524 | 2016 | 0 | 107.577 | 2016 | 0 | 0 | Navigant AB802 Technical Analysis 2016, 2019 DOE study | Com Indoor Lighting Controls ¦ PG&E ¦ All | Com Indoor Lighting Controls | 1 | 1 | 0.34294 | Guidehouse 2021 Assumption | -115.5182 | 2012 | 0.65
COM-LIGHTING-21.4 | Com ¦ Occupancy Sensor ¦ PG&E ¦ All | Com ¦ Occupancy Sensor | PG&E ¦ All | PG&E | All | Electric | Indoor commercial occupancy sensor lighting controls | Code | 0 | Conventional | Lighting | Com - Lodging | Com | RET and NEW | 0 | 1000 sqft2 of floor space | 1000 sqft2 of floor space | 12 | DEER:Indoor_Non-CFL_Ltg | 3402.1495 | 0.43889 | 22.8277 | Lighting Tables, Webscraping, Density Inputs, DOE Study | 700.6424 | 2016 | 0 | 107.577 | 2016 | 0 | 0 | Navigant AB802 Technical Analysis 2016, 2019 DOE study | Com Indoor Lighting Controls ¦ PG&E ¦ All | Com Indoor Lighting Controls | 1 | 1 | 0.34294 | Guidehouse 2021 Assumption | -360.8501 | 2012 | 0.65
COM-LIGHTING-21.5 | Com ¦ Occupancy Sensor ¦ PG&E ¦ All | Com ¦ Occupancy Sensor | PG&E ¦ All | PG&E | All | Electric | Indoor commercial occupancy sensor lighting controls | Code | 0 | Conventional | Lighting | Com - Office (Large) | Com | RET and NEW | 0 | 1000 sqft2 of floor space | 1000 sqft2 of floor space | 12 | DEER:Indoor_Non-CFL_Ltg | 2004.0164 | 0.27883 | 3.6634 | Lighting Tables, Webscraping, Density Inputs, DOE Study | 275.0759 | 2016 | 0 | 107.577 | 2016 | 0 | 0 | Navigant AB802 Technical Analysis 2016, 2019 DOE study | Com Indoor Lighting Controls ¦ PG&E ¦ All | Com Indoor Lighting Controls | 1 | 1 | 0.34294 | Guidehouse 2021 Assumption | -44.0572 | 2012 | 0.65
COM-LIGHTING-21.6 | Com ¦ Occupancy Sensor ¦ PG&E ¦ All | Com ¦ Occupancy Sensor | PG&E ¦ All | PG&E | All | Electric | Indoor commercial occupancy sensor lighting controls | Code | 0 | Conventional | Lighting | Com - Office (Small) | Com | RET and NEW | 0 | 1000 sqft2 of floor space | 1000 sqft2 of floor space | 12 | DEER:Indoor_Non-CFL_Ltg | 1577.151 | 0.24019 | 2.621 | Lighting Tables, Webscraping, Density Inputs, DOE Study | 197.6686 | 2016 | 0 | 107.577 | 2016 | 0 | 0 | Navigant AB802 Technical Analysis 2016, 2019 DOE study | Com Indoor Lighting Controls ¦ PG&E ¦ All | Com Indoor Lighting Controls | 1 | 1 | 0.34294 | Guidehouse 2021 Assumption | -43.6134 | 2012 | 0.65
COM-LIGHTING-21.7 | Com ¦ Occupancy Sensor ¦ PG&E ¦ All | Com ¦ Occupancy Sensor | PG&E ¦ All | PG&E | All | Electric | Indoor commercial occupancy sensor lighting controls | Code | 0 | Conventional | Lighting | Com - Other | Com | RET and NEW | 0 | 1000 sqft2 of floor space | 1000 sqft2 of floor space | 12 | DEER:Indoor_Non-CFL_Ltg | 346.9638 | 0.12723 | 2.2021 | Lighting Tables, Webscraping, Density Inputs, DOE Study | 69.2875 | 2016 | 0 | 107.577 | 2016 | 0 | 0 | Navigant AB802 Technical Analysis 2016, 2019 DOE study | Com Indoor Lighting Controls ¦ PG&E ¦ All | Com Indoor Lighting Controls | 1 | 1 | 0.34294 | Guidehouse 2021 Assumption | -25.8468 | 2012 | 0.65
COM-LIGHTING-21.8 | Com ¦ Occupancy Sensor ¦ PG&E ¦ All | Com ¦ Occupancy Sensor | PG&E ¦ All | PG&E | All | Electric | Indoor commercial occupancy sensor lighting controls | Code | 0 | Conventional | Lighting | Com - Refrig. Warehouse | Com | RET and NEW | 0 | 1000 sqft2 of floor space | 1000 sqft2 of floor space | 12 | DEER:Indoor_Non-CFL_Ltg | 1512.3126 | 0.15925 | 0.0029319 | Lighting Tables, Webscraping, Density Inputs, DOE Study | 487.4588 | 2016 | 0 | 107.577 | 2016 | 0 | 0 | Navigant AB802 Technical Analysis 2016, 2019 DOE study | Com Indoor Lighting Controls ¦ PG&E ¦ All | Com Indoor Lighting Controls | 1 | 1 | 0.34294 | Guidehouse 2021 Assumption | -32.4508 | 2012 | 0.65
COM-LIGHTING-21.9 | Com ¦ Occupancy Sensor ¦ PG&E ¦ All | Com ¦ Occupancy Sensor | PG&E ¦ All | PG&E | All | Electric | Indoor commercial occupancy sensor lighting controls | Code | 0 | Conventional | Lighting | Com - Restaurant | Com | RET and NEW | 0 | 1000 sqft2 of floor space | 1000 sqft2 of floor space | 12 | DEER:Indoor_Non-CFL_Ltg | 3562.0905 | 0.609 | 19.1188 | Lighting Tables, Webscraping, Density Inputs, DOE Study | 763.334 | 2016 | 0 | 107.577 | 2016 | 0 | 0 | Navigant AB802 Technical Analysis 2016, 2019 DOE study | Com Indoor Lighting Controls ¦ PG&E ¦ All | Com Indoor Lighting Controls | 1 | 1 | 0.34294 | Guidehouse 2021 Assumption | -77.5059 | 2012 | 0.65
COM-LIGHTING-21.10 | Com ¦ Occupancy Sensor ¦ PG&E ¦ All | Com ¦ Occupancy Sensor | PG&E ¦ All | PG&E | All | Electric | Indoor commercial occupancy sensor lighting controls | Code | 0 | Conventional | Lighting | Com - Retail | Com | RET and NEW | 0 | 1000 sqft2 of floor space | 1000 sqft2 of floor space | 12 | DEER:Indoor_Non-CFL_Ltg | 3738.4651 | 0.5465 | 13.3554 | Lighting Tables, Webscraping, Density Inputs, DOE Study | 844.6953 | 2016 | 0 | 107.577 | 2016 | 0 | 0 | Navigant AB802 Technical Analysis 2016, 2019 DOE study | Com Indoor Lighting Controls ¦ PG&E ¦ All | Com Indoor Lighting Controls | 1 | 1 | 0.34294 | Guidehouse 2021 Assumption | -2364.6401 | 2012 | 0.65
COM-LIGHTING-21.11 | Com ¦ Occupancy Sensor ¦ PG&E ¦ All | Com ¦ Occupancy Sensor | PG&E ¦ All | PG&E | All | Electric | Indoor commercial occupancy sensor lighting controls | Code | 0 | Conventional | Lighting | Com - School | Com | RET and NEW | 0 | 1000 sqft2 of floor space | 1000 sqft2 of floor space | 12 | DEER:Indoor_Non-CFL_Ltg | 1819.1362 | 0.12392 | 15.7806 | Lighting Tables, Webscraping, Density Inputs, DOE Study | 476.586 | 2016 | 0 | 107.577 | 2016 | 0 | 0 | Navigant AB802 Technical Analysis 2016, 2019 DOE study | Com Indoor Lighting Controls ¦ PG&E ¦ All | Com Indoor Lighting Controls | 1 | 1 | 0.34294 | Guidehouse 2021 Assumption | -113.1412 | 2012 | 0.65
COM-LIGHTING-21.12 | Com ¦ Occupancy Sensor ¦ PG&E ¦ All | Com ¦ Occupancy Sensor | PG&E ¦ All | PG&E | All | Electric | Indoor commercial occupancy sensor lighting controls | Code | 0 | Conventional | Lighting | Com - Warehouse | Com | RET and NEW | 0 | 1000 sqft2 of floor space | 1000 sqft2 of floor space | 12 | DEER:Indoor_Non-CFL_Ltg | 650.1118 | 0.08113 | 2.3828 | Lighting Tables, Webscraping, Density Inputs, DOE Study | 124.5459 | 2016 | 0 | 107.577 | 2016 | 0 | 0 | Navigant AB802 Technical Analysis 2016, 2019 DOE study | Com Indoor Lighting Controls ¦ PG&E ¦ All | Com Indoor Lighting Controls | 1 | 1 | 0.34294 | Guidehouse 2021 Assumption | -66.5891 | 2012 | 0.65
COM-LIGHTING-22.1 | Com ¦ Advanced Commercial Lighting Controls ¦ PG&E ¦ All | Com ¦ Advanced Commercial Lighting Controls | PG&E ¦ All | PG&E | All | Electric | Advanced indoor commercial lighting controls, including dimming ballasts, occupancy sensors, daylight harvesting, and auto demand response | Efficient | 0 | Emerging | Lighting | Com - College | Com | RET and NEW | 0 | 1000 sqft2 of floor space | 1000 sqft2 of floor space | 12 | DEER:Indoor_Non-CFL_Ltg | 732.216 | 0.033485 | 31.7697 | Lighting Tables, Webscraping, Density Inputs, DOE Study | 2442.4466 | 2016 | 0 | 107.577 | 2016 | 0 | 0 | Navigant AB802 Technical Analysis 2016, 2019 DOE study | Com Indoor Lighting Controls ¦ PG&E ¦ All | Com Indoor Lighting Controls | 1 | 0.3 | 0 | Guidehouse 2021 Assumption | -43.226 | 2032 | 0.65
COM-LIGHTING-22.2 | Com ¦ Advanced Commercial Lighting Controls ¦ PG&E ¦ All | Com ¦ Advanced Commercial Lighting Controls | PG&E ¦ All | PG&E | All | Electric | Advanced indoor commercial lighting controls, including dimming ballasts, occupancy sensors, daylight harvesting, and auto demand response | Efficient | 0 | Emerging | Lighting | Com - Grocery | Com | RET and NEW | 0 | 1000 sqft2 of floor space | 1000 sqft2 of floor space | 12 | DEER:Indoor_Non-CFL_Ltg | 2322.2594 | 0.23015 | 69.3394 | Lighting Tables, Webscraping, Density Inputs, DOE Study | 5004.1171 | 2016 | 0 | 107.577 | 2016 | 0 | 0 | Navigant AB802 Technical Analysis 2016, 2019 DOE study | Com Indoor Lighting Controls ¦ PG&E ¦ All | Com Indoor Lighting Controls | 1 | 0.3 | 0 | Guidehouse 2021 Assumption | -196.8987 | 2032 | 0.65
COM-LIGHTING-22.3 | Com ¦ Advanced Commercial Lighting Controls ¦ PG&E ¦ All | Com ¦ Advanced Commercial Lighting Controls | PG&E ¦ All | PG&E | All | Electric | Advanced indoor commercial lighting controls, including dimming ballasts, occupancy sensors, daylight harvesting, and auto demand response | Efficient | 0 | Emerging | Lighting | Com - Health | Com | RET and NEW | 0 | 1000 sqft2 of floor space | 1000 sqft2 of floor space | 12 | DEER:Indoor_Non-CFL_Ltg | 1686.0706 | 0.14805 | 46.7204 | Lighting Tables, Webscraping, Density Inputs, DOE Study | 3613.1239 | 2016 | 0 | 107.577 | 2016 | 0 | 0 | Navigant AB802 Technical Analysis 2016, 2019 DOE study | Com Indoor Lighting Controls ¦ PG&E ¦ All | Com Indoor Lighting Controls | 1 | 0.3 | 0 | Guidehouse 2021 Assumption | -135.3151 | 2032 | 0.65
COM-LIGHTING-22.4 | Com ¦ Advanced Commercial Lighting Controls ¦ PG&E ¦ All | Com ¦ Advanced Commercial Lighting Controls | PG&E ¦ All | PG&E | All | Electric | Advanced indoor commercial lighting controls, including dimming ballasts, occupancy sensors, daylight harvesting, and auto demand response | Efficient | 0 | Emerging | Lighting | Com - Lodging | Com | RET and NEW | 0 | 1000 sqft2 of floor space | 1000 sqft2 of floor space | 12 | DEER:Indoor_Non-CFL_Ltg | 1101.9505 | 0.12952 | 48.5088 | Lighting Tables, Webscraping, Density Inputs, DOE Study | 3440.0173 | 2016 | 0 | 107.577 | 2016 | 0 | 0 | Navigant AB802 Technical Analysis 2016, 2019 DOE study | Com Indoor Lighting Controls ¦ PG&E ¦ All | Com Indoor Lighting Controls | 1 | 0.3 | 0 | Guidehouse 2021 Assumption | -430.0136 | 2032 | 0.65
COM-LIGHTING-22.5 | Com ¦ Advanced Commercial Lighting Controls ¦ PG&E ¦ All | Com ¦ Advanced Commercial Lighting Controls | PG&E ¦ All | PG&E | All | Electric | Advanced indoor commercial lighting controls, including dimming ballasts, occupancy sensors, daylight harvesting, and auto demand response | Efficient | 0 | Emerging | Lighting | Com - Office (Large) | Com | RET and NEW | 0 | 1000 sqft2 of floor space | 1000 sqft2 of floor space | 12 | DEER:Indoor_Non-CFL_Ltg | 861.6709 | 0.098888 | 8.8766 | Lighting Tables, Webscraping, Density Inputs, DOE Study | 1540.0156 | 2016 | 0 | 107.577 | 2016 | 0 | 0 | Navigant AB802 Technical Analysis 2016, 2019 DOE study | Com Indoor Lighting Controls ¦ PG&E ¦ All | Com Indoor Lighting Controls | 1 | 0.3 | 0 | Guidehouse 2021 Assumption | -44.2077 | 2032 | 0.65
COM-LIGHTING-22.6 | Com ¦ Advanced Commercial Lighting Controls ¦ PG&E ¦ All | Com ¦ Advanced Commercial Lighting Controls | PG&E ¦ All | PG&E | All | Electric | Advanced indoor commercial lighting controls, including dimming ballasts, occupancy sensors, daylight harvesting, and auto demand response | Efficient | 0 | Emerging | Lighting | Com - Office (Small) | Com | RET and NEW | 0 | 1000 sqft2 of floor space | 1000 sqft2 of floor space | 12 | DEER:Indoor_Non-CFL_Ltg | 756.2657 | 0.088912 | 6.3508 | Lighting Tables, Webscraping, Density Inputs, DOE Study | 1106.6497 | 2016 | 0 | 107.577 | 2016 | 0 | 0 | Navigant AB802 Technical Analysis 2016, 2019 DOE study | Com Indoor Lighting Controls ¦ PG&E ¦ All | Com Indoor Lighting Controls | 1 | 0.3 | 0 | Guidehouse 2021 Assumption | -25.8999 | 2032 | 0.65
COM-LIGHTING-22.7 | Com ¦ Advanced Commercial Lighting Controls ¦ PG&E ¦ All | Com ¦ Advanced Commercial Lighting Controls | PG&E ¦ All | PG&E | All | Electric | Advanced indoor commercial lighting controls, including dimming ballasts, occupancy sensors, daylight harvesting, and auto demand response | Efficient | 0 | Emerging | Lighting | Com - Other | Com | RET and NEW | 0 | 1000 sqft2 of floor space | 1000 sqft2 of floor space | 12 | DEER:Indoor_Non-CFL_Ltg | 157.374 | 0.038506 | 4.267 | Lighting Tables, Webscraping, Density Inputs, DOE Study | 310.1964 | 2016 | 0 | 107.577 | 2016 | 0 | 0 | Navigant AB802 Technical Analysis 2016, 2019 DOE study | Com Indoor Lighting Controls ¦ PG&E ¦ All | Com Indoor Lighting Controls | 1 | 0.3 | 0 | Guidehouse 2021 Assumption | -19.8908 | 2032 | 0.65
COM-LIGHTING-22.8 | Com ¦ Advanced Commercial Lighting Controls ¦ PG&E ¦ All | Com ¦ Advanced Commercial Lighting Controls | PG&E ¦ All | PG&E | All | Electric | Advanced indoor commercial lighting controls, including dimming ballasts, occupancy sensors, daylight harvesting, and auto demand response | Efficient | 0 | Emerging | Lighting | Com - Refrig. Warehouse | Com | RET and NEW | 0 | 1000 sqft2 of floor space | 1000 sqft2 of floor space | 12 | DEER:Indoor_Non-CFL_Ltg | 358.9284 | 0.03228 | 0.0053091 | Lighting Tables, Webscraping, Density Inputs, DOE Study | 2039.4654 | 2016 | 0 | 107.577 | 2016 | 0 | 0 | Navigant AB802 Technical Analysis 2016, 2019 DOE study | Com Indoor Lighting Controls ¦ PG&E ¦ All | Com Indoor Lighting Controls | 1 | 0.3 | 0 | Guidehouse 2021 Assumption | -7.7052 | 2032 | 0.65
COM-LIGHTING-22.9 | Com ¦ Advanced Commercial Lighting Controls ¦ PG&E ¦ All | Com ¦ Advanced Commercial Lighting Controls | PG&E ¦ All | PG&E | All | Electric | Advanced indoor commercial lighting controls, including dimming ballasts, occupancy sensors, daylight harvesting, and auto demand response | Efficient | 0 | Emerging | Lighting | Com - Restaurant | Com | RET and NEW | 0 | 1000 sqft2 of floor space | 1000 sqft2 of floor space | 12 | DEER:Indoor_Non-CFL_Ltg | 1627.623 | 0.19371 | 35.722 | Lighting Tables, Webscraping, Density Inputs, DOE Study | 3295.2978 | 2016 | 0 | 107.577 | 2016 | 0 | 0 | Navigant AB802 Technical Analysis 2016, 2019 DOE study | Com Indoor Lighting Controls ¦ PG&E ¦ All | Com Indoor Lighting Controls | 1 | 0.3 | 0 | Guidehouse 2021 Assumption | -42.3278 | 2032 | 0.65
COM-LIGHTING-22.10 | Com ¦ Advanced Commercial Lighting Controls ¦ PG&E ¦ All | Com ¦ Advanced Commercial Lighting Controls | PG&E ¦ All | PG&E | All | Electric | Advanced indoor commercial lighting controls, including dimming ballasts, occupancy sensors, daylight harvesting, and auto demand response | Efficient | 0 | Emerging | Lighting | Com - Retail | Com | RET and NEW | 0 | 1000 sqft2 of floor space | 1000 sqft2 of floor space | 12 | DEER:Indoor_Non-CFL_Ltg | 1597.809 | 0.15451 | 24.9534 | Lighting Tables, Webscraping, Density Inputs, DOE Study | 3646.5329 | 2016 | 0 | 107.577 | 2016 | 0 | 0 | Navigant AB802 Technical Analysis 2016, 2019 DOE study | Com Indoor Lighting Controls ¦ PG&E ¦ All | Com Indoor Lighting Controls | 1 | 0.3 | 0 | Guidehouse 2021 Assumption | -3899.3054 | 2032 | 0.65
COM-LIGHTING-22.11 | Com ¦ Advanced Commercial Lighting Controls ¦ PG&E ¦ All | Com ¦ Advanced Commercial Lighting Controls | PG&E ¦ All | PG&E | All | Electric | Advanced indoor commercial lighting controls, including dimming ballasts, occupancy sensors, daylight harvesting, and auto demand response | Efficient | 0 | Emerging | Lighting | Com - School | Com | RET and NEW | 0 | 1000 sqft2 of floor space | 1000 sqft2 of floor space | 12 | DEER:Indoor_Non-CFL_Ltg | 726.3821 | 0.006303 | 28.1797 | Lighting Tables, Webscraping, Density Inputs, DOE Study | 1966.3399 | 2016 | 0 | 107.577 | 2016 | 0 | 0 | Navigant AB802 Technical Analysis 2016, 2019 DOE study | Com Indoor Lighting Controls ¦ PG&E ¦ All | Com Indoor Lighting Controls | 1 | 0.3 | 0 | Guidehouse 2021 Assumption | -63.4984 | 2032 | 0.65
COM-LIGHTING-22.12 | Com ¦ Advanced Commercial Lighting Controls ¦ PG&E ¦ All | Com ¦ Advanced Commercial Lighting Controls | PG&E ¦ All | PG&E | All | Electric | Advanced indoor commercial lighting controls, including dimming ballasts, occupancy sensors, daylight harvesting, and auto demand response | Efficient | 0 | Emerging | Lighting | Com - Warehouse | Com | RET and NEW | 0 | 1000 sqft2 of floor space | 1000 sqft2 of floor space | 12 | DEER:Indoor_Non-CFL_Ltg | 355.4217 | 0.033898 | 4.3149 | Lighting Tables, Webscraping, Density Inputs, DOE Study | 521.0842 | 2016 | 0 | 107.577 | 2016 | 0 | 0 | Navigant AB802 Technical Analysis 2016, 2019 DOE study | Com Indoor Lighting Controls ¦ PG&E ¦ All | Com Indoor Lighting Controls | 1 | 0.3 | 0 | Guidehouse 2021 Assumption | -59.4713 | 2032 | 0.65
COM-LIGHTING-20.1 | Com ¦ Manual Commercial Lighting Controls ¦ SCE ¦ All | Com ¦ Manual Commercial Lighting Controls | SCE ¦ All | SCE | All | Electric | Manual commercial indoor lighting controls | Average Existing | 0 | Conventional | Lighting | Com - College | Com | RET Only | 0 | 1000 sqft2 of floor space | 1000 sqft2 of floor space | 12 | DEER:Indoor_Non-CFL_Ltg | 5230.8539 | 0.85381 | 0 | Lighting Tables, Webscraping, Density Inputs | 0 | 2019 | 0 | 0 | 2019 | 0 | 0 | None | Com Indoor Lighting Controls ¦ SCE ¦ All | Com Indoor Lighting Controls | 1 | 1 | 0.44858 | Guidehouse 2021 Assumption | -177.7963 | 2012 | 0.65
COM-LIGHTING-20.2 | Com ¦ Manual Commercial Lighting Controls ¦ SCE ¦ All | Com ¦ Manual Commercial Lighting Controls | SCE ¦ All | SCE | All | Electric | Manual commercial indoor lighting controls | Average Existing | 0 | Conventional | Lighting | Com - Grocery | Com | RET Only | 0 | 1000 sqft2 of floor space | 1000 sqft2 of floor space | 12 | DEER:Indoor_Non-CFL_Ltg | 10150.6795 | 1.8269 | 0 | Lighting Tables, Webscraping, Density Inputs | 0 | 2019 | 0 | 0 | 2019 | 0 | 0 | None | Com Indoor Lighting Controls ¦ SCE ¦ All | Com Indoor Lighting Controls | 1 | 1 | 0.44858 | Guidehouse 2021 Assumption | -223.168 | 2012 | 0.65
COM-LIGHTING-20.3 | Com ¦ Manual Commercial Lighting Controls ¦ SCE ¦ All | Com ¦ Manual Commercial Lighting Controls | SCE ¦ All | SCE | All | Electric | Manual commercial indoor lighting controls | Average Existing | 0 | Conventional | Lighting | Com - Health | Com | RET Only | 0 | 1000 sqft2 of floor space | 1000 sqft2 of floor space | 12 | DEER:Indoor_Non-CFL_Ltg | 5127.1385 | 0.8683 | 0 | Lighting Tables, Webscraping, Density Inputs | 0 | 2019 | 0 | 0 | 2019 | 0 | 0 | None | Com Indoor Lighting Controls ¦ SCE ¦ All | Com Indoor Lighting Controls | 1 | 1 | 0.44858 | Guidehouse 2021 Assumption | -75.9924 | 2012 | 0.65
COM-LIGHTING-20.4 | Com ¦ Manual Commercial Lighting Controls ¦ SCE ¦ All | Com ¦ Manual Commercial Lighting Controls | SCE ¦ All | SCE | All | Electric | Manual commercial indoor lighting controls | Average Existing | 0 | Conventional | Lighting | Com - Lodging | Com | RET Only | 0 | 1000 sqft2 of floor space | 1000 sqft2 of floor space | 12 | DEER:Indoor_Non-CFL_Ltg | 5828.9578 | 0.92461 | 0 | Lighting Tables, Webscraping, Density Inputs | 0 | 2019 | 0 | 0 | 2019 | 0 | 0 | None | Com Indoor Lighting Controls ¦ SCE ¦ All | Com Indoor Lighting Controls | 1 | 1 | 0.44858 | Guidehouse 2021 Assumption | -320.3776 | 2012 | 0.65
COM-LIGHTING-20.5 | Com ¦ Manual Commercial Lighting Controls ¦ SCE ¦ All | Com ¦ Manual Commercial Lighting Controls | SCE ¦ All | SCE | All | Electric | Manual commercial indoor lighting controls | Average Existing | 0 | Conventional | Lighting | Com - Office (Large) | Com | RET Only | 0 | 1000 sqft2 of floor space | 1000 sqft2 of floor space | 12 | DEER:Indoor_Non-CFL_Ltg | 4163.4864 | 0.60326 | 0 | Lighting Tables, Webscraping, Density Inputs | 0 | 2019 | 0 | 0 | 2019 | 0 | 0 | None | Com Indoor Lighting Controls ¦ SCE ¦ All | Com Indoor Lighting Controls | 1 | 1 | 0.44858 | Guidehouse 2021 Assumption | -65.1969 | 2012 | 0.65
COM-LIGHTING-20.6 | Com ¦ Manual Commercial Lighting Controls ¦ SCE ¦ All | Com ¦ Manual Commercial Lighting Controls | SCE ¦ All | SCE | All | Electric | Manual commercial indoor lighting controls | Average Existing | 0 | Conventional | Lighting | Com - Office (Small) | Com | RET Only | 0 | 1000 sqft2 of floor space | 1000 sqft2 of floor space | 12 | DEER:Indoor_Non-CFL_Ltg | 3171.2144 | 0.51207 | 0 | Lighting Tables, Webscraping, Density Inputs | 0 | 2019 | 0 | 0 | 2019 | 0 | 0 | None | Com Indoor Lighting Controls ¦ SCE ¦ All | Com Indoor Lighting Controls | 1 | 1 | 0.44858 | Guidehouse 2021 Assumption | -82.5356 | 2012 | 0.65
COM-LIGHTING-20.7 | Com ¦ Manual Commercial Lighting Controls ¦ SCE ¦ All | Com ¦ Manual Commercial Lighting Controls | SCE ¦ All | SCE | All | Electric | Manual commercial indoor lighting controls | Average Existing | 0 | Conventional | Lighting | Com - Other | Com | RET Only | 0 | 1000 sqft2 of floor space | 1000 sqft2 of floor space | 12 | DEER:Indoor_Non-CFL_Ltg | 763.5695 | 0.31245 | 0 | Lighting Tables, Webscraping, Density Inputs | 0 | 2019 | 0 | 0 | 2019 | 0 | 0 | None | Com Indoor Lighting Controls ¦ SCE ¦ All | Com Indoor Lighting Controls | 1 | 1 | 0.44858 | Guidehouse 2021 Assumption | -44.7702 | 2012 | 0.65
COM-LIGHTING-20.8 | Com ¦ Manual Commercial Lighting Controls ¦ SCE ¦ All | Com ¦ Manual Commercial Lighting Controls | SCE ¦ All | SCE | All | Electric | Manual commercial indoor lighting controls | Average Existing | 0 | Conventional | Lighting | Com - Refrig. Warehouse | Com | RET Only | 0 | 1000 sqft2 of floor space | 1000 sqft2 of floor space | 12 | DEER:Indoor_Non-CFL_Ltg | 3437.7807 | 0.37002 | 0 | Lighting Tables, Webscraping, Density Inputs | 0 | 2019 | 0 | 0 | 2019 | 0 | 0 | None | Com Indoor Lighting Controls ¦ SCE ¦ All | Com Indoor Lighting Controls | 1 | 1 | 0.44858 | Guidehouse 2021 Assumption | -73.7622 | 2012 | 0.65
COM-LIGHTING-20.9 | Com ¦ Manual Commercial Lighting Controls ¦ SCE ¦ All | Com ¦ Manual Commercial Lighting Controls | SCE ¦ All | SCE | All | Electric | Manual commercial indoor lighting controls | Average Existing | 0 | Conventional | Lighting | Com - Restaurant | Com | RET Only | 0 | 1000 sqft2 of floor space | 1000 sqft2 of floor space | 12 | DEER:Indoor_Non-CFL_Ltg | 3292.3561 | 0.61337 | 0 | Lighting Tables, Webscraping, Density Inputs | 0 | 2019 | 0 | 0 | 2019 | 0 | 0 | None | Com Indoor Lighting Controls ¦ SCE ¦ All | Com Indoor Lighting Controls | 1 | 1 | 0.44858 | Guidehouse 2021 Assumption | -67.11 | 2012 | 0.65
COM-LIGHTING-20.10 | Com ¦ Manual Commercial Lighting Controls ¦ SCE ¦ All | Com ¦ Manual Commercial Lighting Controls | SCE ¦ All | SCE | All | Electric | Manual commercial indoor lighting controls | Average Existing | 0 | Conventional | Lighting | Com - Retail | Com | RET Only | 0 | 1000 sqft2 of floor space | 1000 sqft2 of floor space | 12 | DEER:Indoor_Non-CFL_Ltg | 4859.4725 | 0.78142 | 0 | Lighting Tables, Webscraping, Density Inputs | 0 | 2019 | 0 | 0 | 2019 | 0 | 0 | None | Com Indoor Lighting Controls ¦ SCE ¦ All | Com Indoor Lighting Controls | 1 | 1 | 0.44858 | Guidehouse 2021 Assumption | -468.0113 | 2012 | 0.65
COM-LIGHTING-20.11 | Com ¦ Manual Commercial Lighting Controls ¦ SCE ¦ All | Com ¦ Manual Commercial Lighting Controls | SCE ¦ All | SCE | All | Electric | Manual commercial indoor lighting controls | Average Existing | 0 | Conventional | Lighting | Com - School | Com | RET Only | 0 | 1000 sqft2 of floor space | 1000 sqft2 of floor space | 12 | DEER:Indoor_Non-CFL_Ltg | 4414.6527 | 0.37381 | 0 | Lighting Tables, Webscraping, Density Inputs | 0 | 2019 | 0 | 0 | 2019 | 0 | 0 | None | Com Indoor Lighting Controls ¦ SCE ¦ All | Com Indoor Lighting Controls | 1 | 1 | 0.44858 | Guidehouse 2021 Assumption | -242.5002 | 2012 | 0.65
COM-LIGHTING-20.12 | Com ¦ Manual Commercial Lighting Controls ¦ SCE ¦ All | Com ¦ Manual Commercial Lighting Controls | SCE ¦ All | SCE | All | Electric | Manual commercial indoor lighting controls | Average Existing | 0 | Conventional | Lighting | Com - Warehouse | Com | RET Only | 0 | 1000 sqft2 of floor space | 1000 sqft2 of floor space | 12 | DEER:Indoor_Non-CFL_Ltg | 1193.1202 | 0.1638 | 0 | Lighting Tables, Webscraping, Density Inputs | 0 | 2019 | 0 | 0 | 2019 | 0 | 0 | None | Com Indoor Lighting Controls ¦ SCE ¦ All | Com Indoor Lighting Controls | 1 | 1 | 0.44858 | Guidehouse 2021 Assumption | -88.7195 | 2012 | 0.65
COM-LIGHTING-21.1 | Com ¦ Occupancy Sensor ¦ SCE ¦ All | Com ¦ Occupancy Sensor | SCE ¦ All | SCE | All | Electric | Indoor commercial occupancy sensor lighting controls | Code | 0 | Conventional | Lighting | Com - College | Com | RET and NEW | 0 | 1000 sqft2 of floor space | 1000 sqft2 of floor space | 12 | DEER:Indoor_Non-CFL_Ltg | 2792.2298 | 0.39306 | 15.9029 | Lighting Tables, Webscraping, Density Inputs, DOE Study | 835.6576 | 2016 | 0 | 107.577 | 2016 | 0 | 0 | Navigant AB802 Technical Analysis 2016, 2019 DOE study | Com Indoor Lighting Controls ¦ SCE ¦ All | Com Indoor Lighting Controls | 1 | 1 | 0.55142 | Guidehouse 2021 Assumption | -104.0871 | 2012 | 0.65
COM-LIGHTING-21.2 | Com ¦ Occupancy Sensor ¦ SCE ¦ All | Com ¦ Occupancy Sensor | SCE ¦ All | SCE | All | Electric | Indoor commercial occupancy sensor lighting controls | Code | 0 | Conventional | Lighting | Com - Grocery | Com | RET and NEW | 0 | 1000 sqft2 of floor space | 1000 sqft2 of floor space | 12 | DEER:Indoor_Non-CFL_Ltg | 6177.7035 | 1.0077 | 42.8156 | Lighting Tables, Webscraping, Density Inputs, DOE Study | 1361.443 | 2016 | 0 | 107.577 | 2016 | 0 | 0 | Navigant AB802 Technical Analysis 2016, 2019 DOE study | Com Indoor Lighting Controls ¦ SCE ¦ All | Com Indoor Lighting Controls | 1 | 1 | 0.55142 | Guidehouse 2021 Assumption | -225.8747 | 2012 | 0.65
COM-LIGHTING-21.3 | Com ¦ Occupancy Sensor ¦ SCE ¦ All | Com ¦ Occupancy Sensor | SCE ¦ All | SCE | All | Electric | Indoor commercial occupancy sensor lighting controls | Code | 0 | Conventional | Lighting | Com - Health | Com | RET and NEW | 0 | 1000 sqft2 of floor space | 1000 sqft2 of floor space | 12 | DEER:Indoor_Non-CFL_Ltg | 3045.4434 | 0.45326 | 13.6461 | Lighting Tables, Webscraping, Density Inputs, DOE Study | 713.3467 | 2016 | 0 | 107.577 | 2016 | 0 | 0 | Navigant AB802 Technical Analysis 2016, 2019 DOE study | Com Indoor Lighting Controls ¦ SCE ¦ All | Com Indoor Lighting Controls | 1 | 1 | 0.55142 | Guidehouse 2021 Assumption | -77.3621 | 2012 | 0.65
COM-LIGHTING-21.4 | Com ¦ Occupancy Sensor ¦ SCE ¦ All | Com ¦ Occupancy Sensor | SCE ¦ All | SCE | All | Electric | Indoor commercial occupancy sensor lighting controls | Code | 0 | Conventional | Lighting | Com - Lodging | Com | RET and NEW | 0 | 1000 sqft2 of floor space | 1000 sqft2 of floor space | 12 | DEER:Indoor_Non-CFL_Ltg | 3330.5632 | 0.44381 | 12.0992 | Lighting Tables, Webscraping, Density Inputs, DOE Study | 856.1395 | 2016 | 0 | 107.577 | 2016 | 0 | 0 | Navigant AB802 Technical Analysis 2016, 2019 DOE study | Com Indoor Lighting Controls ¦ SCE ¦ All | Com Indoor Lighting Controls | 1 | 1 | 0.55142 | Guidehouse 2021 Assumption | -275.2062 | 2012 | 0.65
COM-LIGHTING-21.5 | Com ¦ Occupancy Sensor ¦ SCE ¦ All | Com ¦ Occupancy Sensor | SCE ¦ All | SCE | All | Electric | Indoor commercial occupancy sensor lighting controls | Code | 0 | Conventional | Lighting | Com - Office (Large) | Com | RET and NEW | 0 | 1000 sqft2 of floor space | 1000 sqft2 of floor space | 12 | DEER:Indoor_Non-CFL_Ltg | 2907.7789 | 0.41504 | 2.3166 | Lighting Tables, Webscraping, Density Inputs, DOE Study | 430.3007 | 2016 | 0 | 107.577 | 2016 | 0 | 0 | Navigant AB802 Technical Analysis 2016, 2019 DOE study | Com Indoor Lighting Controls ¦ SCE ¦ All | Com Indoor Lighting Controls | 1 | 1 | 0.55142 | Guidehouse 2021 Assumption | -53.5492 | 2012 | 0.65
COM-LIGHTING-21.6 | Com ¦ Occupancy Sensor ¦ SCE ¦ All | Com ¦ Occupancy Sensor | SCE ¦ All | SCE | All | Electric | Indoor commercial occupancy sensor lighting controls | Code | 0 | Conventional | Lighting | Com - Office (Small) | Com | RET and NEW | 0 | 1000 sqft2 of floor space | 1000 sqft2 of floor space | 12 | DEER:Indoor_Non-CFL_Ltg | 2264.2471 | 0.35097 | 1.7974 | Lighting Tables, Webscraping, Density Inputs, DOE Study | 310.7958 | 2016 | 0 | 107.577 | 2016 | 0 | 0 | Navigant AB802 Technical Analysis 2016, 2019 DOE study | Com Indoor Lighting Controls ¦ SCE ¦ All | Com Indoor Lighting Controls | 1 | 1 | 0.55142 | Guidehouse 2021 Assumption | -60.69 | 2012 | 0.65
COM-LIGHTING-21.7 | Com ¦ Occupancy Sensor ¦ SCE ¦ All | Com ¦ Occupancy Sensor | SCE ¦ All | SCE | All | Electric | Indoor commercial occupancy sensor lighting controls | Code | 0 | Conventional | Lighting | Com - Other | Com | RET and NEW | 0 | 1000 sqft2 of floor space | 1000 sqft2 of floor space | 12 | DEER:Indoor_Non-CFL_Ltg | 462.9453 | 0.17235 | 1.9095 | Lighting Tables, Webscraping, Density Inputs, DOE Study | 103.0167 | 2016 | 0 | 107.577 | 2016 | 0 | 0 | Navigant AB802 Technical Analysis 2016, 2019 DOE study | Com Indoor Lighting Controls ¦ SCE ¦ All | Com Indoor Lighting Controls | 1 | 1 | 0.55142 | Guidehouse 2021 Assumption | -31.9159 | 2012 | 0.65
COM-LIGHTING-21.8 | Com ¦ Occupancy Sensor ¦ SCE ¦ All | Com ¦ Occupancy Sensor | SCE ¦ All | SCE | All | Electric | Indoor commercial occupancy sensor lighting controls | Code | 0 | Conventional | Lighting | Com - Refrig. Warehouse | Com | RET and NEW | 0 | 1000 sqft2 of floor space | 1000 sqft2 of floor space | 12 | DEER:Indoor_Non-CFL_Ltg | 1707.8895 | 0.18109 | 0.0041975 | Lighting Tables, Webscraping, Density Inputs, DOE Study | 592.792 | 2016 | 0 | 107.577 | 2016 | 0 | 0 | Navigant AB802 Technical Analysis 2016, 2019 DOE study | Com Indoor Lighting Controls ¦ SCE ¦ All | Com Indoor Lighting Controls | 1 | 1 | 0.55142 | Guidehouse 2021 Assumption | -36.6481 | 2012 | 0.65
COM-LIGHTING-21.9 | Com ¦ Occupancy Sensor ¦ SCE ¦ All | Com ¦ Occupancy Sensor | SCE ¦ All | SCE | All | Electric | Indoor commercial occupancy sensor lighting controls | Code | 0 | Conventional | Lighting | Com - Restaurant | Com | RET and NEW | 0 | 1000 sqft2 of floor space | 1000 sqft2 of floor space | 12 | DEER:Indoor_Non-CFL_Ltg | 1922.4078 | 0.33017 | 6.5746 | Lighting Tables, Webscraping, Density Inputs, DOE Study | 469.4482 | 2016 | 0 | 107.577 | 2016 | 0 | 0 | Navigant AB802 Technical Analysis 2016, 2019 DOE study | Com Indoor Lighting Controls ¦ SCE ¦ All | Com Indoor Lighting Controls | 1 | 1 | 0.55142 | Guidehouse 2021 Assumption | -40.8698 | 2012 | 0.65
COM-LIGHTING-21.10 | Com ¦ Occupancy Sensor ¦ SCE ¦ All | Com ¦ Occupancy Sensor | SCE ¦ All | SCE | All | Electric | Indoor commercial occupancy sensor lighting controls | Code | 0 | Conventional | Lighting | Com - Retail | Com | RET and NEW | 0 | 1000 sqft2 of floor space | 1000 sqft2 of floor space | 12 | DEER:Indoor_Non-CFL_Ltg | 2805.3981 | 0.4127 | 4.9611 | Lighting Tables, Webscraping, Density Inputs, DOE Study | 703.8817 | 2016 | 0 | 107.577 | 2016 | 0 | 0 | Navigant AB802 Technical Analysis 2016, 2019 DOE study | Com Indoor Lighting Controls ¦ SCE ¦ All | Com Indoor Lighting Controls | 1 | 1 | 0.55142 | Guidehouse 2021 Assumption | -1014.8335 | 2012 | 0.65
COM-LIGHTING-21.11 | Com ¦ Occupancy Sensor ¦ SCE ¦ All | Com ¦ Occupancy Sensor | SCE ¦ All | SCE | All | Electric | Indoor commercial occupancy sensor lighting controls | Code | 0 | Conventional | Lighting | Com - School | Com | RET and NEW | 0 | 1000 sqft2 of floor space | 1000 sqft2 of floor space | 12 | DEER:Indoor_Non-CFL_Ltg | 2400.772 | 0.17399 | 12.8546 | Lighting Tables, Webscraping, Density Inputs, DOE Study | 690.1083 | 2016 | 0 | 107.577 | 2016 | 0 | 0 | Navigant AB802 Technical Analysis 2016, 2019 DOE study | Com Indoor Lighting Controls ¦ SCE ¦ All | Com Indoor Lighting Controls | 1 | 1 | 0.55142 | Guidehouse 2021 Assumption | -142.6407 | 2012 | 0.65
COM-LIGHTING-21.12 | Com ¦ Occupancy Sensor ¦ SCE ¦ All | Com ¦ Occupancy Sensor | SCE ¦ All | SCE | All | Electric | Indoor commercial occupancy sensor lighting controls | Code | 0 | Conventional | Lighting | Com - Warehouse | Com | RET and NEW | 0 | 1000 sqft2 of floor space | 1000 sqft2 of floor space | 12 | DEER:Indoor_Non-CFL_Ltg | 754.389 | 0.093472 | 2.3202 | Lighting Tables, Webscraping, Density Inputs, DOE Study | 150.3426 | 2016 | 0 | 107.577 | 2016 | 0 | 0 | Navigant AB802 Technical Analysis 2016, 2019 DOE study | Com Indoor Lighting Controls ¦ SCE ¦ All | Com Indoor Lighting Controls | 1 | 1 | 0.55142 | Guidehouse 2021 Assumption | -73.8636 | 2012 | 0.65
COM-LIGHTING-22.1 | Com ¦ Advanced Commercial Lighting Controls ¦ SCE ¦ All | Com ¦ Advanced Commercial Lighting Controls | SCE ¦ All | SCE | All | Electric | Advanced indoor commercial lighting controls, including dimming ballasts, occupancy sensors, daylight harvesting, and auto demand response | Efficient | 0 | Emerging | Lighting | Com - College | Com | RET and NEW | 0 | 1000 sqft2 of floor space | 1000 sqft2 of floor space | 12 | DEER:Indoor_Non-CFL_Ltg | 876.168 | 0.031034 | 28.3981 | Lighting Tables, Webscraping, Density Inputs, DOE Study | 3447.8285 | 2016 | 0 | 107.577 | 2016 | 0 | 0 | Navigant AB802 Technical Analysis 2016, 2019 DOE study | Com Indoor Lighting Controls ¦ SCE ¦ All | Com Indoor Lighting Controls | 1 | 0.3 | 0 | Guidehouse 2021 Assumption | -46.1728 | 2032 | 0.65
COM-LIGHTING-22.2 | Com ¦ Advanced Commercial Lighting Controls ¦ SCE ¦ All | Com ¦ Advanced Commercial Lighting Controls | SCE ¦ All | SCE | All | Electric | Advanced indoor commercial lighting controls, including dimming ballasts, occupancy sensors, daylight harvesting, and auto demand response | Efficient | 0 | Emerging | Lighting | Com - Grocery | Com | RET and NEW | 0 | 1000 sqft2 of floor space | 1000 sqft2 of floor space | 12 | DEER:Indoor_Non-CFL_Ltg | 2727.4876 | 0.29632 | 79.9975 | Lighting Tables, Webscraping, Density Inputs, DOE Study | 5877.3223 | 2016 | 0 | 107.577 | 2016 | 0 | 0 | Navigant AB802 Technical Analysis 2016, 2019 DOE study | Com Indoor Lighting Controls ¦ SCE ¦ All | Com Indoor Lighting Controls | 1 | 0.3 | 0 | Guidehouse 2021 Assumption | -228.2253 | 2032 | 0.65
COM-LIGHTING-22.3 | Com ¦ Advanced Commercial Lighting Controls ¦ SCE ¦ All | Com ¦ Advanced Commercial Lighting Controls | SCE ¦ All | SCE | All | Electric | Advanced indoor commercial lighting controls, including dimming ballasts, occupancy sensors, daylight harvesting, and auto demand response | Efficient | 0 | Emerging | Lighting | Com - Health | Com | RET and NEW | 0 | 1000 sqft2 of floor space | 1000 sqft2 of floor space | 12 | DEER:Indoor_Non-CFL_Ltg | 1245.0584 | 0.094305 | 25.4482 | Lighting Tables, Webscraping, Density Inputs, DOE Study | 3073.6422 | 2016 | 0 | 107.577 | 2016 | 0 | 0 | Navigant AB802 Technical Analysis 2016, 2019 DOE study | Com Indoor Lighting Controls ¦ SCE ¦ All | Com Indoor Lighting Controls | 1 | 0.3 | 0 | Guidehouse 2021 Assumption | -78.5467 | 2032 | 0.65
COM-LIGHTING-22.4 | Com ¦ Advanced Commercial Lighting Controls ¦ SCE ¦ All | Com ¦ Advanced Commercial Lighting Controls | SCE ¦ All | SCE | All | Electric | Advanced indoor commercial lighting controls, including dimming ballasts, occupancy sensors, daylight harvesting, and auto demand response | Efficient | 0 | Emerging | Lighting | Com - Lodging | Com | RET and NEW | 0 | 1000 sqft2 of floor space | 1000 sqft2 of floor space | 12 | DEER:Indoor_Non-CFL_Ltg | 519.8694 | 0.13869 | 25.7107 | Lighting Tables, Webscraping, Density Inputs, DOE Study | 4203.478 | 2016 | 0 | 107.577 | 2016 | 0 | 0 | Navigant AB802 Technical Analysis 2016, 2019 DOE study | Com Indoor Lighting Controls ¦ SCE ¦ All | Com Indoor Lighting Controls | 1 | 0.3 | 0 | Guidehouse 2021 Assumption | -224.3883 | 2032 | 0.65
COM-LIGHTING-22.5 | Com ¦ Advanced Commercial Lighting Controls ¦ SCE ¦ All | Com ¦ Advanced Commercial Lighting Controls | SCE ¦ All | SCE | All | Electric | Advanced indoor commercial lighting controls, including dimming ballasts, occupancy sensors, daylight harvesting, and auto demand response | Efficient | 0 | Emerging | Lighting | Com - Office (Large) | Com | RET and NEW | 0 | 1000 sqft2 of floor space | 1000 sqft2 of floor space | 12 | DEER:Indoor_Non-CFL_Ltg | 1120.8105 | 0.1472 | 5.6132 | Lighting Tables, Webscraping, Density Inputs, DOE Study | 2409.0428 | 2016 | 0 | 107.577 | 2016 | 0 | 0 | Navigant AB802 Technical Analysis 2016, 2019 DOE study | Com Indoor Lighting Controls ¦ SCE ¦ All | Com Indoor Lighting Controls | 1 | 0.3 | 0 | Guidehouse 2021 Assumption | -36.9737 | 2032 | 0.65
COM-LIGHTING-22.6 | Com ¦ Advanced Commercial Lighting Controls ¦ SCE ¦ All | Com ¦ Advanced Commercial Lighting Controls | SCE ¦ All | SCE | All | Electric | Advanced indoor commercial lighting controls, including dimming ballasts, occupancy sensors, daylight harvesting, and auto demand response | Efficient | 0 | Emerging | Lighting | Com - Office (Small) | Com | RET and NEW | 0 | 1000 sqft2 of floor space | 1000 sqft2 of floor space | 12 | DEER:Indoor_Non-CFL_Ltg | 973.5628 | 0.12172 | 4.3553 | Lighting Tables, Webscraping, Density Inputs, DOE Study | 1739.9936 | 2016 | 0 | 107.577 | 2016 | 0 | 0 | Navigant AB802 Technical Analysis 2016, 2019 DOE study | Com Indoor Lighting Controls ¦ SCE ¦ All | Com Indoor Lighting Controls | 1 | 0.3 | 0 | Guidehouse 2021 Assumption | -29.602 | 2032 | 0.65
COM-LIGHTING-22.7 | Com ¦ Advanced Commercial Lighting Controls ¦ SCE ¦ All | Com ¦ Advanced Commercial Lighting Controls | SCE ¦ All | SCE | All | Electric | Advanced indoor commercial lighting controls, including dimming ballasts, occupancy sensors, daylight harvesting, and auto demand response | Efficient | 0 | Emerging | Lighting | Com - Other | Com | RET and NEW | 0 | 1000 sqft2 of floor space | 1000 sqft2 of floor space | 12 | DEER:Indoor_Non-CFL_Ltg | 181.0632 | 0.040984 | 3.7 | Lighting Tables, Webscraping, Density Inputs, DOE Study | 461.2002 | 2016 | 0 | 107.577 | 2016 | 0 | 0 | Navigant AB802 Technical Analysis 2016, 2019 DOE study | Com Indoor Lighting Controls ¦ SCE ¦ All | Com Indoor Lighting Controls | 1 | 0.3 | 0 | Guidehouse 2021 Assumption | -19.8629 | 2032 | 0.65
COM-LIGHTING-22.8 | Com ¦ Advanced Commercial Lighting Controls ¦ SCE ¦ All | Com ¦ Advanced Commercial Lighting Controls | SCE ¦ All | SCE | All | Electric | Advanced indoor commercial lighting controls, including dimming ballasts, occupancy sensors, daylight harvesting, and auto demand response | Efficient | 0 | Emerging | Lighting | Com - Refrig. Warehouse | Com | RET and NEW | 0 | 1000 sqft2 of floor space | 1000 sqft2 of floor space | 12 | DEER:Indoor_Non-CFL_Ltg | 305.2749 | 0.027899 | 0.0076009 | Lighting Tables, Webscraping, Density Inputs, DOE Study | 2480.1657 | 2016 | 0 | 107.577 | 2016 | 0 | 0 | Navigant AB802 Technical Analysis 2016, 2019 DOE study | Com Indoor Lighting Controls ¦ SCE ¦ All | Com Indoor Lighting Controls | 1 | 0.3 | 0 | Guidehouse 2021 Assumption | -6.5556 | 2032 | 0.65
COM-LIGHTING-22.9 | Com ¦ Advanced Commercial Lighting Controls ¦ SCE ¦ All | Com ¦ Advanced Commercial Lighting Controls | SCE ¦ All | SCE | All | Electric | Advanced indoor commercial lighting controls, including dimming ballasts, occupancy sensors, daylight harvesting, and auto demand response | Efficient | 0 | Emerging | Lighting | Com - Restaurant | Com | RET and NEW | 0 | 1000 sqft2 of floor space | 1000 sqft2 of floor space | 12 | DEER:Indoor_Non-CFL_Ltg | 732.7158 | 0.084246 | 12.2842 | Lighting Tables, Webscraping, Density Inputs, DOE Study | 2026.5987 | 2016 | 0 | 107.577 | 2016 | 0 | 0 | Navigant AB802 Technical Analysis 2016, 2019 DOE study | Com Indoor Lighting Controls ¦ SCE ¦ All | Com Indoor Lighting Controls | 1 | 0.3 | 0 | Guidehouse 2021 Assumption | -18.0823 | 2032 | 0.65
COM-LIGHTING-22.10 | Com ¦ Advanced Commercial Lighting Controls ¦ SCE ¦ All | Com ¦ Advanced Commercial Lighting Controls | SCE ¦ All | SCE | All | Electric | Advanced indoor commercial lighting controls, including dimming ballasts, occupancy sensors, daylight harvesting, and auto demand response | Efficient | 0 | Emerging | Lighting | Com - Retail | Com | RET and NEW | 0 | 1000 sqft2 of floor space | 1000 sqft2 of floor space | 12 | DEER:Indoor_Non-CFL_Ltg | 1021.5967 | 0.092501 | 9.2695 | Lighting Tables, Webscraping, Density Inputs, DOE Study | 3038.6434 | 2016 | 0 | 107.577 | 2016 | 0 | 0 | Navigant AB802 Technical Analysis 2016, 2019 DOE study | Com Indoor Lighting Controls ¦ SCE ¦ All | Com Indoor Lighting Controls | 1 | 0.3 | 0 | Guidehouse 2021 Assumption | -1489.7054 | 2032 | 0.65
COM-LIGHTING-22.11 | Com ¦ Advanced Commercial Lighting Controls ¦ SCE ¦ All | Com ¦ Advanced Commercial Lighting Controls | SCE ¦ All | SCE | All | Electric | Advanced indoor commercial lighting controls, including dimming ballasts, occupancy sensors, daylight harvesting, and auto demand response | Efficient | 0 | Emerging | Lighting | Com - School | Com | RET and NEW | 0 | 1000 sqft2 of floor space | 1000 sqft2 of floor space | 12 | DEER:Indoor_Non-CFL_Ltg | 818.4372 | 0.016987 | 22.9547 | Lighting Tables, Webscraping, Density Inputs, DOE Study | 2847.3085 | 2016 | 0 | 107.577 | 2016 | 0 | 0 | Navigant AB802 Technical Analysis 2016, 2019 DOE study | Com Indoor Lighting Controls ¦ SCE ¦ All | Com Indoor Lighting Controls | 1 | 0.3 | 0 | Guidehouse 2021 Assumption | -64.1796 | 2032 | 0.65
COM-LIGHTING-22.12 | Com ¦ Advanced Commercial Lighting Controls ¦ SCE ¦ All | Com ¦ Advanced Commercial Lighting Controls | SCE ¦ All | SCE | All | Electric | Advanced indoor commercial lighting controls, including dimming ballasts, occupancy sensors, daylight harvesting, and auto demand response | Efficient | 0 | Emerging | Lighting | Com - Warehouse | Com | RET and NEW | 0 | 1000 sqft2 of floor space | 1000 sqft2 of floor space | 12 | DEER:Indoor_Non-CFL_Ltg | 398.661 | 0.036451 | 4.2015 | Lighting Tables, Webscraping, Density Inputs, DOE Study | 629.0142 | 2016 | 0 | 107.577 | 2016 | 0 | 0 | Navigant AB802 Technical Analysis 2016, 2019 DOE study | Com Indoor Lighting Controls ¦ SCE ¦ All | Com Indoor Lighting Controls | 1 | 0.3 | 0 | Guidehouse 2021 Assumption | -61.8183 | 2032 | 0.65
COM-LIGHTING-20.1 | Com ¦ Manual Commercial Lighting Controls ¦ SDG&E ¦ All | Com ¦ Manual Commercial Lighting Controls | SDG&E ¦ All | SDG&E | All | Electric | Manual commercial indoor lighting controls | Average Existing | 0 | Conventional | Lighting | Com - College | Com | RET Only | 0 | 1000 sqft2 of floor space | 1000 sqft2 of floor space | 12 | DEER:Indoor_Non-CFL_Ltg | 3984.3238 | 0.65956 | 0 | Lighting Tables, Webscraping, Density Inputs | 0 | 2019 | 0 | 0 | 2019 | 0 | 0 | None | Com Indoor Lighting Controls ¦ SDG&E ¦ All | Com Indoor Lighting Controls | 1 | 1 | 0.53572 | Guidehouse 2021 Assumption | -135.4268 | 2012 | 0.65
COM-LIGHTING-20.2 | Com ¦ Manual Commercial Lighting Controls ¦ SDG&E ¦ All | Com ¦ Manual Commercial Lighting Controls | SDG&E ¦ All | SDG&E | All | Electric | Manual commercial indoor lighting controls | Average Existing | 0 | Conventional | Lighting | Com - Grocery | Com | RET Only | 0 | 1000 sqft2 of floor space | 1000 sqft2 of floor space | 12 | DEER:Indoor_Non-CFL_Ltg | 8371.4641 | 1.5049 | 0 | Lighting Tables, Webscraping, Density Inputs | 0 | 2019 | 0 | 0 | 2019 | 0 | 0 | None | Com Indoor Lighting Controls ¦ SDG&E ¦ All | Com Indoor Lighting Controls | 1 | 1 | 0.53572 | Guidehouse 2021 Assumption | -184.051 | 2012 | 0.65
COM-LIGHTING-20.3 | Com ¦ Manual Commercial Lighting Controls ¦ SDG&E ¦ All | Com ¦ Manual Commercial Lighting Controls | SDG&E ¦ All | SDG&E | All | Electric | Manual commercial indoor lighting controls | Average Existing | 0 | Conventional | Lighting | Com - Health | Com | RET Only | 0 | 1000 sqft2 of floor space | 1000 sqft2 of floor space | 12 | DEER:Indoor_Non-CFL_Ltg | 4806.1554 | 0.80895 | 0 | Lighting Tables, Webscraping, Density Inputs | 0 | 2019 | 0 | 0 | 2019 | 0 | 0 | None | Com Indoor Lighting Controls ¦ SDG&E ¦ All | Com Indoor Lighting Controls | 1 | 1 | 0.53572 | Guidehouse 2021 Assumption | -71.2349 | 2012 | 0.65
COM-LIGHTING-20.4 | Com ¦ Manual Commercial Lighting Controls ¦ SDG&E ¦ All | Com ¦ Manual Commercial Lighting Controls | SDG&E ¦ All | SDG&E | All | Electric | Manual commercial indoor lighting controls | Average Existing | 0 | Conventional | Lighting | Com - Lodging | Com | RET Only | 0 | 1000 sqft2 of floor space | 1000 sqft2 of floor space | 12 | DEER:Indoor_Non-CFL_Ltg | 5272.1716 | 0.83508 | 0 | Lighting Tables, Webscraping, Density Inputs | 0 | 2019 | 0 | 0 | 2019 | 0 | 0 | None | Com Indoor Lighting Controls ¦ SDG&E ¦ All | Com Indoor Lighting Controls | 1 | 1 | 0.53572 | Guidehouse 2021 Assumption | -289.7749 | 2012 | 0.65
COM-LIGHTING-20.5 | Com ¦ Manual Commercial Lighting Controls ¦ SDG&E ¦ All | Com ¦ Manual Commercial Lighting Controls | SDG&E ¦ All | SDG&E | All | Electric | Manual commercial indoor lighting controls | Average Existing | 0 | Conventional | Lighting | Com - Office (Large) | Com | RET Only | 0 | 1000 sqft2 of floor space | 1000 sqft2 of floor space | 12 | DEER:Indoor_Non-CFL_Ltg | 3264.0708 | 0.47108 | 0 | Lighting Tables, Webscraping, Density Inputs | 0 | 2019 | 0 | 0 | 2019 | 0 | 0 | None | Com Indoor Lighting Controls ¦ SDG&E ¦ All | Com Indoor Lighting Controls | 1 | 1 | 0.53572 | Guidehouse 2021 Assumption | -51.1128 | 2012 | 0.65
COM-LIGHTING-20.6 | Com ¦ Manual Commercial Lighting Controls ¦ SDG&E ¦ All | Com ¦ Manual Commercial Lighting Controls | SDG&E ¦ All | SDG&E | All | Electric | Manual commercial indoor lighting controls | Average Existing | 0 | Conventional | Lighting | Com - Office (Small) | Com | RET Only | 0 | 1000 sqft2 of floor space | 1000 sqft2 of floor space | 12 | DEER:Indoor_Non-CFL_Ltg | 2502.6107 | 0.40226 | 0 | Lighting Tables, Webscraping, Density Inputs | 0 | 2019 | 0 | 0 | 2019 | 0 | 0 | None | Com Indoor Lighting Controls ¦ SDG&E ¦ All | Com Indoor Lighting Controls | 1 | 1 | 0.53572 | Guidehouse 2021 Assumption | -65.1342 | 2012 | 0.65
COM-LIGHTING-20.7 | Com ¦ Manual Commercial Lighting Controls ¦ SDG&E ¦ All | Com ¦ Manual Commercial Lighting Controls | SDG&E ¦ All | SDG&E | All | Electric | Manual commercial indoor lighting controls | Average Existing | 0 | Conventional | Lighting | Com - Other | Com | RET Only | 0 | 1000 sqft2 of floor space | 1000 sqft2 of floor space | 12 | DEER:Indoor_Non-CFL_Ltg | 601.7051 | 0.24229 | 0 | Lighting Tables, Webscraping, Density Inputs | 0 | 2019 | 0 | 0 | 2019 | 0 | 0 | None | Com Indoor Lighting Controls ¦ SDG&E ¦ All | Com Indoor Lighting Controls | 1 | 1 | 0.53572 | Guidehouse 2021 Assumption | -35.2797 | 2012 | 0.65
COM-LIGHTING-20.8 | Com ¦ Manual Commercial Lighting Controls ¦ SDG&E ¦ All | Com ¦ Manual Commercial Lighting Controls | SDG&E ¦ All | SDG&E | All | Electric | Manual commercial indoor lighting controls | Average Existing | 0 | Conventional | Lighting | Com - Refrig. Warehouse | Com | RET Only | 0 | 1000 sqft2 of floor space | 1000 sqft2 of floor space | 12 | DEER:Indoor_Non-CFL_Ltg | 3830.8615 | 0.41234 | 0 | Lighting Tables, Webscraping, Density Inputs | 0 | 2019 | 0 | 0 | 2019 | 0 | 0 | None | Com Indoor Lighting Controls ¦ SDG&E ¦ All | Com Indoor Lighting Controls | 1 | 1 | 0.53572 | Guidehouse 2021 Assumption | -82.1962 | 2012 | 0.65
COM-LIGHTING-20.9 | Com ¦ Manual Commercial Lighting Controls ¦ SDG&E ¦ All | Com ¦ Manual Commercial Lighting Controls | SDG&E ¦ All | SDG&E | All | Electric | Manual commercial indoor lighting controls | Average Existing | 0 | Conventional | Lighting | Com - Restaurant | Com | RET Only | 0 | 1000 sqft2 of floor space | 1000 sqft2 of floor space | 12 | DEER:Indoor_Non-CFL_Ltg | 3975.5742 | 0.73755 | 0 | Lighting Tables, Webscraping, Density Inputs | 0 | 2019 | 0 | 0 | 2019 | 0 | 0 | None | Com Indoor Lighting Controls ¦ SDG&E ¦ All | Com Indoor Lighting Controls | 1 | 1 | 0.53572 | Guidehouse 2021 Assumption | -81.0365 | 2012 | 0.65
COM-LIGHTING-20.10 | Com ¦ Manual Commercial Lighting Controls ¦ SDG&E ¦ All | Com ¦ Manual Commercial Lighting Controls | SDG&E ¦ All | SDG&E | All | Electric | Manual commercial indoor lighting controls | Average Existing | 0 | Conventional | Lighting | Com - Retail | Com | RET Only | 0 | 1000 sqft2 of floor space | 1000 sqft2 of floor space | 12 | DEER:Indoor_Non-CFL_Ltg | 5106.5479 | 0.81979 | 0 | Lighting Tables, Webscraping, Density Inputs | 0 | 2019 | 0 | 0 | 2019 | 0 | 0 | None | Com Indoor Lighting Controls ¦ SDG&E ¦ All | Com Indoor Lighting Controls | 1 | 1 | 0.53572 | Guidehouse 2021 Assumption | -491.8069 | 2012 | 0.65
COM-LIGHTING-20.11 | Com ¦ Manual Commercial Lighting Controls ¦ SDG&E ¦ All | Com ¦ Manual Commercial Lighting Controls | SDG&E ¦ All | SDG&E | All | Electric | Manual commercial indoor lighting controls | Average Existing | 0 | Conventional | Lighting | Com - School | Com | RET Only | 0 | 1000 sqft2 of floor space | 1000 sqft2 of floor space | 12 | DEER:Indoor_Non-CFL_Ltg | 3337.8108 | 0.28675 | 0 | Lighting Tables, Webscraping, Density Inputs | 0 | 2019 | 0 | 0 | 2019 | 0 | 0 | None | Com Indoor Lighting Controls ¦ SDG&E ¦ All | Com Indoor Lighting Controls | 1 | 1 | 0.53572 | Guidehouse 2021 Assumption | -183.3484 | 2012 | 0.65
COM-LIGHTING-20.12 | Com ¦ Manual Commercial Lighting Controls ¦ SDG&E ¦ All | Com ¦ Manual Commercial Lighting Controls | SDG&E ¦ All | SDG&E | All | Electric | Manual commercial indoor lighting controls | Average Existing | 0 | Conventional | Lighting | Com - Warehouse | Com | RET Only | 0 | 1000 sqft2 of floor space | 1000 sqft2 of floor space | 12 | DEER:Indoor_Non-CFL_Ltg | 1328.996 | 0.18249 | 0 | Lighting Tables, Webscraping, Density Inputs | 0 | 2019 | 0 | 0 | 2019 | 0 | 0 | None | Com Indoor Lighting Controls ¦ SDG&E ¦ All | Com Indoor Lighting Controls | 1 | 1 | 0.53572 | Guidehouse 2021 Assumption | -98.8231 | 2012 | 0.65
COM-LIGHTING-21.1 | Com ¦ Occupancy Sensor ¦ SDG&E ¦ All | Com ¦ Occupancy Sensor | SDG&E ¦ All | SDG&E | All | Electric | Indoor commercial occupancy sensor lighting controls | Code | 0 | Conventional | Lighting | Com - College | Com | RET and NEW | 0 | 1000 sqft2 of floor space | 1000 sqft2 of floor space | 12 | DEER:Indoor_Non-CFL_Ltg | 2097.4382 | 0.30154 | 9.3921 | Lighting Tables, Webscraping, Density Inputs, DOE Study | 646.5902 | 2016 | 0 | 107.577 | 2016 | 0 | 0 | Navigant AB802 Technical Analysis 2016, 2019 DOE study | Com Indoor Lighting Controls ¦ SDG&E ¦ All | Com Indoor Lighting Controls | 1 | 1 | 0.46428 | Guidehouse 2021 Assumption | -76.713 | 2012 | 0.65
COM-LIGHTING-21.2 | Com ¦ Occupancy Sensor ¦ SDG&E ¦ All | Com ¦ Occupancy Sensor | SDG&E ¦ All | SDG&E | All | Electric | Indoor commercial occupancy sensor lighting controls | Code | 0 | Conventional | Lighting | Com - Grocery | Com | RET and NEW | 0 | 1000 sqft2 of floor space | 1000 sqft2 of floor space | 12 | DEER:Indoor_Non-CFL_Ltg | 5126.6846 | 0.85868 | 36.9014 | Lighting Tables, Webscraping, Density Inputs, DOE Study | 1111.9076 | 2016 | 0 | 107.577 | 2016 | 0 | 0 | Navigant AB802 Technical Analysis 2016, 2019 DOE study | Com Indoor Lighting Controls ¦ SDG&E ¦ All | Com Indoor Lighting Controls | 1 | 1 | 0.46428 | Guidehouse 2021 Assumption | -190.3282 | 2012 | 0.65
COM-LIGHTING-21.3 | Com ¦ Occupancy Sensor ¦ SDG&E ¦ All | Com ¦ Occupancy Sensor | SDG&E ¦ All | SDG&E | All | Electric | Indoor commercial occupancy sensor lighting controls | Code | 0 | Conventional | Lighting | Com - Health | Com | RET and NEW | 0 | 1000 sqft2 of floor space | 1000 sqft2 of floor space | 12 | DEER:Indoor_Non-CFL_Ltg | 2872.567 | 0.43098 | 10.9908 | Lighting Tables, Webscraping, Density Inputs, DOE Study | 662.5941 | 2016 | 0 | 107.577 | 2016 | 0 | 0 | Navigant AB802 Technical Analysis 2016, 2019 DOE study | Com Indoor Lighting Controls ¦ SDG&E ¦ All | Com Indoor Lighting Controls | 1 | 1 | 0.46428 | Guidehouse 2021 Assumption | -68.5294 | 2012 | 0.65
COM-LIGHTING-21.4 | Com ¦ Occupancy Sensor ¦ SDG&E ¦ All | Com ¦ Occupancy Sensor | SDG&E ¦ All | SDG&E | All | Electric | Indoor commercial occupancy sensor lighting controls | Code | 0 | Conventional | Lighting | Com - Lodging | Com | RET and NEW | 0 | 1000 sqft2 of floor space | 1000 sqft2 of floor space | 12 | DEER:Indoor_Non-CFL_Ltg | 3009.1688 | 0.40752 | 10.6691 | Lighting Tables, Webscraping, Density Inputs, DOE Study | 775.4764 | 2016 | 0 | 107.577 | 2016 | 0 | 0 | Navigant AB802 Technical Analysis 2016, 2019 DOE study | Com Indoor Lighting Controls ¦ SDG&E ¦ All | Com Indoor Lighting Controls | 1 | 1 | 0.46428 | Guidehouse 2021 Assumption | -246.6501 | 2012 | 0.65
COM-LIGHTING-21.5 | Com ¦ Occupancy Sensor ¦ SDG&E ¦ All | Com ¦ Occupancy Sensor | SDG&E ¦ All | SDG&E | All | Electric | Indoor commercial occupancy sensor lighting controls | Code | 0 | Conventional | Lighting | Com - Office (Large) | Com | RET and NEW | 0 | 1000 sqft2 of floor space | 1000 sqft2 of floor space | 12 | DEER:Indoor_Non-CFL_Ltg | 2271.1405 | 0.32288 | 0.80792 | Lighting Tables, Webscraping, Density Inputs, DOE Study | 340.2533 | 2016 | 0 | 107.577 | 2016 | 0 | 0 | Navigant AB802 Technical Analysis 2016, 2019 DOE study | Com Indoor Lighting Controls ¦ SDG&E ¦ All | Com Indoor Lighting Controls | 1 | 1 | 0.46428 | Guidehouse 2021 Assumption | -38.3598 | 2012 | 0.65
COM-LIGHTING-21.6 | Com ¦ Occupancy Sensor ¦ SDG&E ¦ All | Com ¦ Occupancy Sensor | SDG&E ¦ All | SDG&E | All | Electric | Indoor commercial occupancy sensor lighting controls | Code | 0 | Conventional | Lighting | Com - Office (Small) | Com | RET and NEW | 0 | 1000 sqft2 of floor space | 1000 sqft2 of floor space | 12 | DEER:Indoor_Non-CFL_Ltg | 1793.3708 | 0.28094 | 0.84588 | Lighting Tables, Webscraping, Density Inputs, DOE Study | 243.0394 | 2016 | 0 | 107.577 | 2016 | 0 | 0 | Navigant AB802 Technical Analysis 2016, 2019 DOE study | Com Indoor Lighting Controls ¦ SDG&E ¦ All | Com Indoor Lighting Controls | 1 | 1 | 0.46428 | Guidehouse 2021 Assumption | -47.5032 | 2012 | 0.65
COM-LIGHTING-21.7 | Com ¦ Occupancy Sensor ¦ SDG&E ¦ All | Com ¦ Occupancy Sensor | SDG&E ¦ All | SDG&E | All | Electric | Indoor commercial occupancy sensor lighting controls | Code | 0 | Conventional | Lighting | Com - Other | Com | RET and NEW | 0 | 1000 sqft2 of floor space | 1000 sqft2 of floor space | 12 | DEER:Indoor_Non-CFL_Ltg | 364.8083 | 0.13277 | 1.5179 | Lighting Tables, Webscraping, Density Inputs, DOE Study | 81.1788 | 2016 | 0 | 107.577 | 2016 | 0 | 0 | Navigant AB802 Technical Analysis 2016, 2019 DOE study | Com Indoor Lighting Controls ¦ SDG&E ¦ All | Com Indoor Lighting Controls | 1 | 1 | 0.46428 | Guidehouse 2021 Assumption | -25.1831 | 2012 | 0.65
COM-LIGHTING-21.8 | Com ¦ Occupancy Sensor ¦ SDG&E ¦ All | Com ¦ Occupancy Sensor | SDG&E ¦ All | SDG&E | All | Electric | Indoor commercial occupancy sensor lighting controls | Code | 0 | Conventional | Lighting | Com - Refrig. Warehouse | Com | RET and NEW | 0 | 1000 sqft2 of floor space | 1000 sqft2 of floor space | 12 | DEER:Indoor_Non-CFL_Ltg | 1846.4753 | 0.19722 | 0 | Lighting Tables, Webscraping, Density Inputs, DOE Study | 680.0013 | 2016 | 0 | 107.577 | 2016 | 0 | 0 | Navigant AB802 Technical Analysis 2016, 2019 DOE study | Com Indoor Lighting Controls ¦ SDG&E ¦ All | Com Indoor Lighting Controls | 1 | 1 | 0.46428 | Guidehouse 2021 Assumption | -39.6186 | 2012 | 0.65
COM-LIGHTING-21.9 | Com ¦ Occupancy Sensor ¦ SDG&E ¦ All | Com ¦ Occupancy Sensor | SDG&E ¦ All | SDG&E | All | Electric | Indoor commercial occupancy sensor lighting controls | Code | 0 | Conventional | Lighting | Com - Restaurant | Com | RET and NEW | 0 | 1000 sqft2 of floor space | 1000 sqft2 of floor space | 12 | DEER:Indoor_Non-CFL_Ltg | 2298.6795 | 0.39492 | 5.4388 | Lighting Tables, Webscraping, Density Inputs, DOE Study | 574.6313 | 2016 | 0 | 107.577 | 2016 | 0 | 0 | Navigant AB802 Technical Analysis 2016, 2019 DOE study | Com Indoor Lighting Controls ¦ SDG&E ¦ All | Com Indoor Lighting Controls | 1 | 1 | 0.46428 | Guidehouse 2021 Assumption | -48.2486 | 2012 | 0.65
COM-LIGHTING-21.10 | Com ¦ Occupancy Sensor ¦ SDG&E ¦ All | Com ¦ Occupancy Sensor | SDG&E ¦ All | SDG&E | All | Electric | Indoor commercial occupancy sensor lighting controls | Code | 0 | Conventional | Lighting | Com - Retail | Com | RET and NEW | 0 | 1000 sqft2 of floor space | 1000 sqft2 of floor space | 12 | DEER:Indoor_Non-CFL_Ltg | 2930.5624 | 0.43785 | 3.6456 | Lighting Tables, Webscraping, Density Inputs, DOE Study | 745.6577 | 2016 | 0 | 107.577 | 2016 | 0 | 0 | Navigant AB802 Technical Analysis 2016, 2019 DOE study | Com Indoor Lighting Controls ¦ SDG&E ¦ All | Com Indoor Lighting Controls | 1 | 1 | 0.46428 | Guidehouse 2021 Assumption | -829.4339 | 2012 | 0.65
COM-LIGHTING-21.11 | Com ¦ Occupancy Sensor ¦ SDG&E ¦ All | Com ¦ Occupancy Sensor | SDG&E ¦ All | SDG&E | All | Electric | Indoor commercial occupancy sensor lighting controls | Code | 0 | Conventional | Lighting | Com - School | Com | RET and NEW | 0 | 1000 sqft2 of floor space | 1000 sqft2 of floor space | 12 | DEER:Indoor_Non-CFL_Ltg | 1820.3391 | 0.13559 | 7.7689 | Lighting Tables, Webscraping, Density Inputs, DOE Study | 520.0009 | 2016 | 0 | 107.577 | 2016 | 0 | 0 | Navigant AB802 Technical Analysis 2016, 2019 DOE study | Com Indoor Lighting Controls ¦ SDG&E ¦ All | Com Indoor Lighting Controls | 1 | 1 | 0.46428 | Guidehouse 2021 Assumption | -106.4983 | 2012 | 0.65
COM-LIGHTING-21.12 | Com ¦ Occupancy Sensor ¦ SDG&E ¦ All | Com ¦ Occupancy Sensor | SDG&E ¦ All | SDG&E | All | Electric | Indoor commercial occupancy sensor lighting controls | Code | 0 | Conventional | Lighting | Com - Warehouse | Com | RET and NEW | 0 | 1000 sqft2 of floor space | 1000 sqft2 of floor space | 12 | DEER:Indoor_Non-CFL_Ltg | 834.2341 | 0.10289 | 2.3479 | Lighting Tables, Webscraping, Density Inputs, DOE Study | 169.543 | 2016 | 0 | 107.577 | 2016 | 0 | 0 | Navigant AB802 Technical Analysis 2016, 2019 DOE study | Com Indoor Lighting Controls ¦ SDG&E ¦ All | Com Indoor Lighting Controls | 1 | 1 | 0.46428 | Guidehouse 2021 Assumption | -80.0124 | 2012 | 0.65
COM-LIGHTING-22.1 | Com ¦ Advanced Commercial Lighting Controls ¦ SDG&E ¦ All | Com ¦ Advanced Commercial Lighting Controls | SDG&E ¦ All | SDG&E | All | Electric | Advanced indoor commercial lighting controls, including dimming ballasts, occupancy sensors, daylight harvesting, and auto demand response | Efficient | 0 | Emerging | Lighting | Com - College | Com | RET and NEW | 0 | 1000 sqft2 of floor space | 1000 sqft2 of floor space | 12 | DEER:Indoor_Non-CFL_Ltg | 614.8852 | 0.020231 | 16.7716 | Lighting Tables, Webscraping, Density Inputs, DOE Study | 2667.7576 | 2016 | 0 | 107.577 | 2016 | 0 | 0 | Navigant AB802 Technical Analysis 2016, 2019 DOE study | Com Indoor Lighting Controls ¦ SDG&E ¦ All | Com Indoor Lighting Controls | 1 | 0.3 | 0 | Guidehouse 2021 Assumption | -30.5807 | 2032 | 0.65
COM-LIGHTING-22.2 | Com ¦ Advanced Commercial Lighting Controls ¦ SDG&E ¦ All | Com ¦ Advanced Commercial Lighting Controls | SDG&E ¦ All | SDG&E | All | Electric | Advanced indoor commercial lighting controls, including dimming ballasts, occupancy sensors, daylight harvesting, and auto demand response | Efficient | 0 | Emerging | Lighting | Com - Grocery | Com | RET and NEW | 0 | 1000 sqft2 of floor space | 1000 sqft2 of floor space | 12 | DEER:Indoor_Non-CFL_Ltg | 2308.8498 | 0.29751 | 68.9474 | Lighting Tables, Webscraping, Density Inputs, DOE Study | 4800.0831 | 2016 | 0 | 107.577 | 2016 | 0 | 0 | Navigant AB802 Technical Analysis 2016, 2019 DOE study | Com Indoor Lighting Controls ¦ SDG&E ¦ All | Com Indoor Lighting Controls | 1 | 0.3 | 0 | Guidehouse 2021 Assumption | -195.7794 | 2032 | 0.65
COM-LIGHTING-22.3 | Com ¦ Advanced Commercial Lighting Controls ¦ SDG&E ¦ All | Com ¦ Advanced Commercial Lighting Controls | SDG&E ¦ All | SDG&E | All | Electric | Advanced indoor commercial lighting controls, including dimming ballasts, occupancy sensors, daylight harvesting, and auto demand response | Efficient | 0 | Emerging | Lighting | Com - Health | Com | RET and NEW | 0 | 1000 sqft2 of floor space | 1000 sqft2 of floor space | 12 | DEER:Indoor_Non-CFL_Ltg | 1200.2743 | 0.10408 | 20.4963 | Lighting Tables, Webscraping, Density Inputs, DOE Study | 2854.9613 | 2016 | 0 | 107.577 | 2016 | 0 | 0 | Navigant AB802 Technical Analysis 2016, 2019 DOE study | Com Indoor Lighting Controls ¦ SDG&E ¦ All | Com Indoor Lighting Controls | 1 | 0.3 | 0 | Guidehouse 2021 Assumption | -66.1896 | 2032 | 0.65
COM-LIGHTING-22.4 | Com ¦ Advanced Commercial Lighting Controls ¦ SDG&E ¦ All | Com ¦ Advanced Commercial Lighting Controls | SDG&E ¦ All | SDG&E | All | Electric | Advanced indoor commercial lighting controls, including dimming ballasts, occupancy sensors, daylight harvesting, and auto demand response | Efficient | 0 | Emerging | Lighting | Com - Lodging | Com | RET and NEW | 0 | 1000 sqft2 of floor space | 1000 sqft2 of floor space | 12 | DEER:Indoor_Non-CFL_Ltg | 463.2907 | 0.12526 | 22.6719 | Lighting Tables, Webscraping, Density Inputs, DOE Study | 3807.438 | 2016 | 0 | 107.577 | 2016 | 0 | 0 | Navigant AB802 Technical Analysis 2016, 2019 DOE study | Com Indoor Lighting Controls ¦ SDG&E ¦ All | Com Indoor Lighting Controls | 1 | 0.3 | 0 | Guidehouse 2021 Assumption | -198.1347 | 2032 | 0.65
COM-LIGHTING-22.5 | Com ¦ Advanced Commercial Lighting Controls ¦ SDG&E ¦ All | Com ¦ Advanced Commercial Lighting Controls | SDG&E ¦ All | SDG&E | All | Electric | Advanced indoor commercial lighting controls, including dimming ballasts, occupancy sensors, daylight harvesting, and auto demand response | Efficient | 0 | Emerging | Lighting | Com - Office (Large) | Com | RET and NEW | 0 | 1000 sqft2 of floor space | 1000 sqft2 of floor space | 12 | DEER:Indoor_Non-CFL_Ltg | 858.1242 | 0.11198 | 1.9577 | Lighting Tables, Webscraping, Density Inputs, DOE Study | 1904.9115 | 2016 | 0 | 107.577 | 2016 | 0 | 0 | Navigant AB802 Technical Analysis 2016, 2019 DOE study | Com Indoor Lighting Controls ¦ SDG&E ¦ All | Com Indoor Lighting Controls | 1 | 0.3 | 0 | Guidehouse 2021 Assumption | -20.2114 | 2032 | 0.65
COM-LIGHTING-22.6 | Com ¦ Advanced Commercial Lighting Controls ¦ SDG&E ¦ All | Com ¦ Advanced Commercial Lighting Controls | SDG&E ¦ All | SDG&E | All | Electric | Advanced indoor commercial lighting controls, including dimming ballasts, occupancy sensors, daylight harvesting, and auto demand response | Efficient | 0 | Emerging | Lighting | Com - Office (Small) | Com | RET and NEW | 0 | 1000 sqft2 of floor space | 1000 sqft2 of floor space | 12 | DEER:Indoor_Non-CFL_Ltg | 784.0679 | 0.10829 | 2.0496 | Lighting Tables, Webscraping, Density Inputs, DOE Study | 1360.6586 | 2016 | 0 | 107.577 | 2016 | 0 | 0 | Navigant AB802 Technical Analysis 2016, 2019 DOE study | Com Indoor Lighting Controls ¦ SDG&E ¦ All | Com Indoor Lighting Controls | 1 | 0.3 | 0 | Guidehouse 2021 Assumption | -22.413 | 2032 | 0.65
COM-LIGHTING-22.7 | Com ¦ Advanced Commercial Lighting Controls ¦ SDG&E ¦ All | Com ¦ Advanced Commercial Lighting Controls | SDG&E ¦ All | SDG&E | All | Electric | Advanced indoor commercial lighting controls, including dimming ballasts, occupancy sensors, daylight harvesting, and auto demand response | Efficient | 0 | Emerging | Lighting | Com - Other | Com | RET and NEW | 0 | 1000 sqft2 of floor space | 1000 sqft2 of floor space | 12 | DEER:Indoor_Non-CFL_Ltg | 142.6807 | 0.030071 | 2.9412 | Lighting Tables, Webscraping, Density Inputs, DOE Study | 363.4332 | 2016 | 0 | 107.577 | 2016 | 0 | 0 | Navigant AB802 Technical Analysis 2016, 2019 DOE study | Com Indoor Lighting Controls ¦ SDG&E ¦ All | Com Indoor Lighting Controls | 1 | 0.3 | 0 | Guidehouse 2021 Assumption | -15.716 | 2032 | 0.65
COM-LIGHTING-22.8 | Com ¦ Advanced Commercial Lighting Controls ¦ SDG&E ¦ All | Com ¦ Advanced Commercial Lighting Controls | SDG&E ¦ All | SDG&E | All | Electric | Advanced indoor commercial lighting controls, including dimming ballasts, occupancy sensors, daylight harvesting, and auto demand response | Efficient | 0 | Emerging | Lighting | Com - Refrig. Warehouse | Com | RET and NEW | 0 | 1000 sqft2 of floor space | 1000 sqft2 of floor space | 12 | DEER:Indoor_Non-CFL_Ltg | 237.5134 | 0.022802 | 0 | Lighting Tables, Webscraping, Density Inputs, DOE Study | 2845.0383 | 2016 | 0 | 107.577 | 2016 | 0 | 0 | Navigant AB802 Technical Analysis 2016, 2019 DOE study | Com Indoor Lighting Controls ¦ SDG&E ¦ All | Com Indoor Lighting Controls | 1 | 0.3 | 0 | Guidehouse 2021 Assumption | -5.0962 | 2032 | 0.65
COM-LIGHTING-22.9 | Com ¦ Advanced Commercial Lighting Controls ¦ SDG&E ¦ All | Com ¦ Advanced Commercial Lighting Controls | SDG&E ¦ All | SDG&E | All | Electric | Advanced indoor commercial lighting controls, including dimming ballasts, occupancy sensors, daylight harvesting, and auto demand response | Efficient | 0 | Emerging | Lighting | Com - Restaurant | Com | RET and NEW | 0 | 1000 sqft2 of floor space | 1000 sqft2 of floor space | 12 | DEER:Indoor_Non-CFL_Ltg | 842.4288 | 0.097375 | 10.162 | Lighting Tables, Webscraping, Density Inputs, DOE Study | 2480.6722 | 2016 | 0 | 107.577 | 2016 | 0 | 0 | Navigant AB802 Technical Analysis 2016, 2019 DOE study | Com Indoor Lighting Controls ¦ SDG&E ¦ All | Com Indoor Lighting Controls | 1 | 0.3 | 0 | Guidehouse 2021 Assumption | -19.7749 | 2032 | 0.65
COM-LIGHTING-22.10 | Com ¦ Advanced Commercial Lighting Controls ¦ SDG&E ¦ All | Com ¦ Advanced Commercial Lighting Controls | SDG&E ¦ All | SDG&E | All | Electric | Advanced indoor commercial lighting controls, including dimming ballasts, occupancy sensors, daylight harvesting, and auto demand response | Efficient | 0 | Emerging | Lighting | Com - Retail | Com | RET and NEW | 0 | 1000 sqft2 of floor space | 1000 sqft2 of floor space | 12 | DEER:Indoor_Non-CFL_Ltg | 1040.8907 | 0.10617 | 6.8115 | Lighting Tables, Webscraping, Density Inputs, DOE Study | 3218.9896 | 2016 | 0 | 107.577 | 2016 | 0 | 0 | Navigant AB802 Technical Analysis 2016, 2019 DOE study | Com Indoor Lighting Controls ¦ SDG&E ¦ All | Com Indoor Lighting Controls | 1 | 0.3 | 0 | Guidehouse 2021 Assumption | -1122.6362 | 2032 | 0.65
COM-LIGHTING-22.11 | Com ¦ Advanced Commercial Lighting Controls ¦ SDG&E ¦ All | Com ¦ Advanced Commercial Lighting Controls | SDG&E ¦ All | SDG&E | All | Electric | Advanced indoor commercial lighting controls, including dimming ballasts, occupancy sensors, daylight harvesting, and auto demand response | Efficient | 0 | Emerging | Lighting | Com - School | Com | RET and NEW | 0 | 1000 sqft2 of floor space | 1000 sqft2 of floor space | 12 | DEER:Indoor_Non-CFL_Ltg | 628.0399 | 0.016817 | 13.8731 | Lighting Tables, Webscraping, Density Inputs, DOE Study | 2145.4648 | 2016 | 0 | 107.577 | 2016 | 0 | 0 | Navigant AB802 Technical Analysis 2016, 2019 DOE study | Com Indoor Lighting Controls ¦ SDG&E ¦ All | Com Indoor Lighting Controls | 1 | 0.3 | 0 | Guidehouse 2021 Assumption | -46.116 | 2032 | 0.65
COM-LIGHTING-22.12 | Com ¦ Advanced Commercial Lighting Controls ¦ SDG&E ¦ All | Com ¦ Advanced Commercial Lighting Controls | SDG&E ¦ All | SDG&E | All | Electric | Advanced indoor commercial lighting controls, including dimming ballasts, occupancy sensors, daylight harvesting, and auto demand response | Efficient | 0 | Emerging | Lighting | Com - Warehouse | Com | RET and NEW | 0 | 1000 sqft2 of floor space | 1000 sqft2 of floor space | 12 | DEER:Indoor_Non-CFL_Ltg | 433.0758 | 0.038348 | 4.2515 | Lighting Tables, Webscraping, Density Inputs, DOE Study | 709.3461 | 2016 | 0 | 107.577 | 2016 | 0 | 0 | Navigant AB802 Technical Analysis 2016, 2019 DOE study | Com Indoor Lighting Controls ¦ SDG&E ¦ All | Com Indoor Lighting Controls | 1 | 0.3 | 0 | Guidehouse 2021 Assumption | -64.7605 | 2032 | 0.65
COM-LIGHTING-30.1 | Com ¦ LED Fixtures and Retrofit Kits - 60 lpw - RET ¦ PG&E ¦ All | Com ¦ LED Fixtures and Retrofit Kits - 60 lpw - RET | PG&E ¦ All | PG&E | All | Electric | LED troffer or linear ambient fixture with 60 lpw efficacy | Average Existing | 0 | Conventional | Lighting | Com - College | Com | RET Only | 0 | 1000 sqft2 of floor space | fixture | 16 | DEER:Indoor_CFL_Ltg | 138.6472 | 0.032621 | 0 | eTRM SWLG012-01 Extrapolation | 97.8034 | 2019 | 0 | 130.0452 | 2019 | 0 | 0 | Extrapolated from eTRM data | Com LED Fixtures - RET ¦ PG&E ¦ All | Com LED Fixtures - RET | 0.39412 | 1 | 0.37 | Itron Commercial Saturation Survey 2014 | -4.7126 | 2012 | 0.65
COM-LIGHTING-30.2 | Com ¦ LED Fixtures and Retrofit Kits - 60 lpw - RET ¦ PG&E ¦ All | Com ¦ LED Fixtures and Retrofit Kits - 60 lpw - RET | PG&E ¦ All | PG&E | All | Electric | LED troffer or linear ambient fixture with 60 lpw efficacy | Average Existing | 0 | Conventional | Lighting | Com - Grocery | Com | RET Only | 0 | 1000 sqft2 of floor space | fixture | 16 | DEER:Indoor_CFL_Ltg | 292.1802 | 0.046357 | 0 | eTRM SWLG012-01 Extrapolation | 97.8034 | 2019 | 0 | 130.0452 | 2019 | 0 | 0 | Extrapolated from eTRM data | Com LED Fixtures - RET ¦ PG&E ¦ All | Com LED Fixtures - RET | 0.2293 | 1 | 0.37 | Itron Commercial Saturation Survey 2014 | -6.4237 | 2012 | 0.65
COM-LIGHTING-30.3 | Com ¦ LED Fixtures and Retrofit Kits - 60 lpw - RET ¦ PG&E ¦ All | Com ¦ LED Fixtures and Retrofit Kits - 60 lpw - RET | PG&E ¦ All | PG&E | All | Electric | LED troffer or linear ambient fixture with 60 lpw efficacy | Average Existing | 0 | Conventional | Lighting | Com - Health | Com | RET Only | 0 | 1000 sqft2 of floor space | fixture | 16 | DEER:Indoor_CFL_Ltg | 257.8229 | 0.038117 | 0 | eTRM SWLG012-01 Extrapolation | 97.8034 | 2019 | 0 | 130.0452 | 2019 | 0 | 0 | Extrapolated from eTRM data | Com LED Fixtures - RET ¦ PG&E ¦ All | Com LED Fixtures - RET | 0.42586 | 1 | 0.37 | Itron Commercial Saturation Survey 2014 | -3.8213 | 2012 | 0.65
COM-LIGHTING-30.4 | Com ¦ LED Fixtures and Retrofit Kits - 60 lpw - RET ¦ PG&E ¦ All | Com ¦ LED Fixtures and Retrofit Kits - 60 lpw - RET | PG&E ¦ All | PG&E | All | Electric | LED troffer or linear ambient fixture with 60 lpw efficacy | Average Existing | 0 | Conventional | Lighting | Com - Lodging | Com | RET Only | 0 | 1000 sqft2 of floor space | fixture | 16 | DEER:Indoor_CFL_Ltg | 75.1164 | 0.010907 | 0 | eTRM SWLG012-01 Extrapolation | 97.8034 | 2019 | 0 | 130.0452 | 2019 | 0 | 0 | Extrapolated from eTRM data | Com LED Fixtures - RET ¦ PG&E ¦ All | Com LED Fixtures - RET | 0.42586 | 1 | 0.37 | Itron Commercial Saturation Survey 2014 | -4.1286 | 2012 | 0.65
COM-LIGHTING-30.5 | Com ¦ LED Fixtures and Retrofit Kits - 60 lpw - RET ¦ PG&E ¦ All | Com ¦ LED Fixtures and Retrofit Kits - 60 lpw - RET | PG&E ¦ All | PG&E | All | Electric | LED troffer or linear ambient fixture with 60 lpw efficacy | Average Existing | 0 | Conventional | Lighting | Com - Office (Large) | Com | RET Only | 0 | 1000 sqft2 of floor space | fixture | 16 | DEER:Indoor_CFL_Ltg | 129.315 | 0.017221 | 0 | eTRM SWLG012-01 Extrapolation | 97.8034 | 2019 | 0 | 130.0452 | 2019 | 0 | 0 | Extrapolated from eTRM data | Com LED Fixtures - RET ¦ PG&E ¦ All | Com LED Fixtures - RET | 0.4563 | 1 | 0.37 | Itron Commercial Saturation Survey 2014 | -2.025 | 2012 | 0.65
COM-LIGHTING-30.6 | Com ¦ LED Fixtures and Retrofit Kits - 60 lpw - RET ¦ PG&E ¦ All | Com ¦ LED Fixtures and Retrofit Kits - 60 lpw - RET | PG&E ¦ All | PG&E | All | Electric | LED troffer or linear ambient fixture with 60 lpw efficacy | Average Existing | 0 | Conventional | Lighting | Com - Office (Small) | Com | RET Only | 0 | 1000 sqft2 of floor space | fixture | 16 | DEER:Indoor_CFL_Ltg | 108.1117 | 0.016178 | 0 | eTRM SWLG012-01 Extrapolation | 97.8034 | 2019 | 0 | 130.0452 | 2019 | 0 | 0 | Extrapolated from eTRM data | Com LED Fixtures - RET ¦ PG&E ¦ All | Com LED Fixtures - RET | 0.4563 | 1 | 0.37 | Itron Commercial Saturation Survey 2014 | -2.8138 | 2012 | 0.65
COM-LIGHTING-30.7 | Com ¦ LED Fixtures and Retrofit Kits - 60 lpw - RET ¦ PG&E ¦ All | Com ¦ LED Fixtures and Retrofit Kits - 60 lpw - RET | PG&E ¦ All | PG&E | All | Electric | LED troffer or linear ambient fixture with 60 lpw efficacy | Average Existing | 0 | Conventional | Lighting | Com - Other | Com | RET Only | 0 | 1000 sqft2 of floor space | fixture | 16 | DEER:Indoor_CFL_Ltg | 67.2197 | 0.014389 | 0 | eTRM SWLG012-01 Extrapolation | 97.8034 | 2019 | 0 | 130.0452 | 2019 | 0 | 0 | Extrapolated from eTRM data | Com LED Fixtures - RET ¦ PG&E ¦ All | Com LED Fixtures - RET | 0.14195 | 1 | 0.37 | Itron Commercial Saturation Survey 2014 | -3.9413 | 2012 | 0.65
COM-LIGHTING-30.8 | Com ¦ LED Fixtures and Retrofit Kits - 60 lpw - RET ¦ PG&E ¦ All | Com ¦ LED Fixtures and Retrofit Kits - 60 lpw - RET | PG&E ¦ All | PG&E | All | Electric | LED troffer or linear ambient fixture with 60 lpw efficacy | Average Existing | 0 | Conventional | Lighting | Com - Refrig. Warehouse | Com | RET Only | 0 | 1000 sqft2 of floor space | fixture | 16 | DEER:Indoor_CFL_Ltg | 305.8629 | 0.034232 | 0 | eTRM SWLG012-01 Extrapolation | 97.8034 | 2019 | 0 | 130.0452 | 2019 | 0 | 0 | Extrapolated from eTRM data | Com LED Fixtures - RET ¦ PG&E ¦ All | Com LED Fixtures - RET | 0.010953 | 1 | 0.37 | Itron Commercial Saturation Survey 2014 | -6.5627 | 2012 | 0.65
COM-LIGHTING-30.9 | Com ¦ LED Fixtures and Retrofit Kits - 60 lpw - RET ¦ PG&E ¦ All | Com ¦ LED Fixtures and Retrofit Kits - 60 lpw - RET | PG&E ¦ All | PG&E | All | Electric | LED troffer or linear ambient fixture with 60 lpw efficacy | Average Existing | 0 | Conventional | Lighting | Com - Restaurant | Com | RET Only | 0 | 1000 sqft2 of floor space | fixture | 16 | DEER:Indoor_CFL_Ltg | 207.0752 | 0.030563 | 0 | eTRM SWLG012-01 Extrapolation | 97.8034 | 2019 | 0 | 130.0452 | 2019 | 0 | 0 | Extrapolated from eTRM data | Com LED Fixtures - RET ¦ PG&E ¦ All | Com LED Fixtures - RET | 0.42586 | 1 | 0.37 | Itron Commercial Saturation Survey 2014 | -4.2209 | 2012 | 0.65
COM-LIGHTING-30.10 | Com ¦ LED Fixtures and Retrofit Kits - 60 lpw - RET ¦ PG&E ¦ All | Com ¦ LED Fixtures and Retrofit Kits - 60 lpw - RET | PG&E ¦ All | PG&E | All | Electric | LED troffer or linear ambient fixture with 60 lpw efficacy | Average Existing | 0 | Conventional | Lighting | Com - Retail | Com | RET Only | 0 | 1000 sqft2 of floor space | fixture | 16 | DEER:Indoor_CFL_Ltg | 212.8978 | 0.032366 | 0 | eTRM SWLG012-01 Extrapolation | 97.8034 | 2019 | 0 | 130.0452 | 2019 | 0 | 0 | Extrapolated from eTRM data | Com LED Fixtures - RET ¦ PG&E ¦ All | Com LED Fixtures - RET | 0.42586 | 1 | 0.37 | Itron Commercial Saturation Survey 2014 | -20.504 | 2012 | 0.65
COM-LIGHTING-30.11 | Com ¦ LED Fixtures and Retrofit Kits - 60 lpw - RET ¦ PG&E ¦ All | Com ¦ LED Fixtures and Retrofit Kits - 60 lpw - RET | PG&E ¦ All | PG&E | All | Electric | LED troffer or linear ambient fixture with 60 lpw efficacy | Average Existing | 0 | Conventional | Lighting | Com - School | Com | RET Only | 0 | 1000 sqft2 of floor space | fixture | 16 | DEER:Indoor_CFL_Ltg | 91.8704 | 0.011861 | 0 | eTRM SWLG012-01 Extrapolation | 97.8034 | 2019 | 0 | 130.0452 | 2019 | 0 | 0 | Extrapolated from eTRM data | Com LED Fixtures - RET ¦ PG&E ¦ All | Com LED Fixtures - RET | 0.39412 | 1 | 0.37 | Itron Commercial Saturation Survey 2014 | -5.0465 | 2012 | 0.65
COM-LIGHTING-30.12 | Com ¦ LED Fixtures and Retrofit Kits - 60 lpw - RET ¦ PG&E ¦ All | Com ¦ LED Fixtures and Retrofit Kits - 60 lpw - RET | PG&E ¦ All | PG&E | All | Electric | LED troffer or linear ambient fixture with 60 lpw efficacy | Average Existing | 0 | Conventional | Lighting | Com - Warehouse | Com | RET Only | 0 | 1000 sqft2 of floor space | fixture | 16 | DEER:Indoor_CFL_Ltg | 119.2651 | 0.013212 | 0 | eTRM SWLG012-01 Extrapolation | 97.8034 | 2019 | 0 | 130.0452 | 2019 | 0 | 0 | Extrapolated from eTRM data | Com LED Fixtures - RET ¦ PG&E ¦ All | Com LED Fixtures - RET | 0.035432 | 1 | 0.37 | Itron Commercial Saturation Survey 2014 | -8.8685 | 2012 | 0.65
COM-LIGHTING-33.1 | Com ¦ LED Fixtures and Retrofit Kits - 95.2 lpw ¦ PG&E ¦ All | Com ¦ LED Fixtures and Retrofit Kits - 95.2 lpw | PG&E ¦ All | PG&E | All | Electric | LED troffer or linear ambient fixture with 95 lpw efficacy | Code | 0 | Conventional | Lighting | Com - College | Com | ROB and NEW | 0 | 1000 sqft2 of floor space | fixture | 16 | DEER:Indoor_CFL_Ltg | 102.9541 | 0.023194 | 0 | eTRM SWLG012-01 | 125.6303 | 2019 | 0 | 130.0452 | 2019 | 0 | 0 | eTRM SWLG012-01 | Com LED Fixtures ¦ PG&E ¦ All | Com LED Fixtures | 0.88087 | 1 | 0.69853 | Itron Commercial Saturation Survey 2014 | -3.4994 | 2012 | 0.65
COM-LIGHTING-33.2 | Com ¦ LED Fixtures and Retrofit Kits - 95.2 lpw ¦ PG&E ¦ All | Com ¦ LED Fixtures and Retrofit Kits - 95.2 lpw | PG&E ¦ All | PG&E | All | Electric | LED troffer or linear ambient fixture with 95 lpw efficacy | Code | 0 | Conventional | Lighting | Com - Grocery | Com | ROB and NEW | 0 | 1000 sqft2 of floor space | fixture | 16 | DEER:Indoor_CFL_Ltg | 220.5442 | 0.03382 | 0 | eTRM SWLG012-01 | 125.6303 | 2019 | 0 | 130.0452 | 2019 | 0 | 0 | eTRM SWLG012-01 | Com LED Fixtures ¦ PG&E ¦ All | Com LED Fixtures | 0.5125 | 1 | 0.69853 | Itron Commercial Saturation Survey 2014 | -4.8488 | 2012 | 0.65
COM-LIGHTING-33.3 | Com ¦ LED Fixtures and Retrofit Kits - 95.2 lpw ¦ PG&E ¦ All | Com ¦ LED Fixtures and Retrofit Kits - 95.2 lpw | PG&E ¦ All | PG&E | All | Electric | LED troffer or linear ambient fixture with 95 lpw efficacy | Code | 0 | Conventional | Lighting | Com - Health | Com | ROB and NEW | 0 | 1000 sqft2 of floor space | fixture | 16 | DEER:Indoor_CFL_Ltg | 193.7276 | 0.027336 | 0 | eTRM SWLG012-01 | 125.6303 | 2019 | 0 | 130.0452 | 2019 | 0 | 0 | eTRM SWLG012-01 | Com LED Fixtures ¦ PG&E ¦ All | Com LED Fixtures | 0.95181 | 1 | 0.69853 | Itron Commercial Saturation Survey 2014 | -2.8714 | 2012 | 0.65
COM-LIGHTING-33.4 | Com ¦ LED Fixtures and Retrofit Kits - 95.2 lpw ¦ PG&E ¦ All | Com ¦ LED Fixtures and Retrofit Kits - 95.2 lpw | PG&E ¦ All | PG&E | All | Electric | LED troffer or linear ambient fixture with 95 lpw efficacy | Code | 0 | Conventional | Lighting | Com - Lodging | Com | ROB and NEW | 0 | 1000 sqft2 of floor space | fixture | 16 | DEER:Indoor_CFL_Ltg | 57.599 | 0.0077756 | 0 | eTRM SWLG012-01 | 125.6303 | 2019 | 0 | 130.0452 | 2019 | 0 | 0 | eTRM SWLG012-01 | Com LED Fixtures ¦ PG&E ¦ All | Com LED Fixtures | 0.95181 | 1 | 0.69853 | Itron Commercial Saturation Survey 2014 | -3.1658 | 2012 | 0.65
COM-LIGHTING-33.5 | Com ¦ LED Fixtures and Retrofit Kits - 95.2 lpw ¦ PG&E ¦ All | Com ¦ LED Fixtures and Retrofit Kits - 95.2 lpw | PG&E ¦ All | PG&E | All | Electric | LED troffer or linear ambient fixture with 95 lpw efficacy | Code | 0 | Conventional | Lighting | Com - Office (Large) | Com | ROB and NEW | 0 | 1000 sqft2 of floor space | fixture | 16 | DEER:Indoor_CFL_Ltg | 95.5076 | 0.012504 | 0 | eTRM SWLG012-01 | 125.6303 | 2019 | 0 | 130.0452 | 2019 | 0 | 0 | eTRM SWLG012-01 | Com LED Fixtures ¦ PG&E ¦ All | Com LED Fixtures | 1.0199 | 1 | 0.69853 | Itron Commercial Saturation Survey 2014 | -1.4956 | 2012 | 0.65
COM-LIGHTING-33.6 | Com ¦ LED Fixtures and Retrofit Kits - 95.2 lpw ¦ PG&E ¦ All | Com ¦ LED Fixtures and Retrofit Kits - 95.2 lpw | PG&E ¦ All | PG&E | All | Electric | LED troffer or linear ambient fixture with 95 lpw efficacy | Code | 0 | Conventional | Lighting | Com - Office (Small) | Com | ROB and NEW | 0 | 1000 sqft2 of floor space | fixture | 16 | DEER:Indoor_CFL_Ltg | 81.2046 | 0.011765 | 0 | eTRM SWLG012-01 | 125.6303 | 2019 | 0 | 130.0452 | 2019 | 0 | 0 | eTRM SWLG012-01 | Com LED Fixtures ¦ PG&E ¦ All | Com LED Fixtures | 1.0199 | 1 | 0.69853 | Itron Commercial Saturation Survey 2014 | -2.1135 | 2012 | 0.65
COM-LIGHTING-33.7 | Com ¦ LED Fixtures and Retrofit Kits - 95.2 lpw ¦ PG&E ¦ All | Com ¦ LED Fixtures and Retrofit Kits - 95.2 lpw | PG&E ¦ All | PG&E | All | Electric | LED troffer or linear ambient fixture with 95 lpw efficacy | Code | 0 | Conventional | Lighting | Com - Other | Com | ROB and NEW | 0 | 1000 sqft2 of floor space | fixture | 16 | DEER:Indoor_CFL_Ltg | 50.7529 | 0.010427 | 0 | eTRM SWLG012-01 | 125.6303 | 2019 | 0 | 130.0452 | 2019 | 0 | 0 | eTRM SWLG012-01 | Com LED Fixtures ¦ PG&E ¦ All | Com LED Fixtures | 0.31727 | 1 | 0.69853 | Itron Commercial Saturation Survey 2014 | -2.9758 | 2012 | 0.65
COM-LIGHTING-33.8 | Com ¦ LED Fixtures and Retrofit Kits - 95.2 lpw ¦ PG&E ¦ All | Com ¦ LED Fixtures and Retrofit Kits - 95.2 lpw | PG&E ¦ All | PG&E | All | Electric | LED troffer or linear ambient fixture with 95 lpw efficacy | Code | 0 | Conventional | Lighting | Com - Refrig. Warehouse | Com | ROB and NEW | 0 | 1000 sqft2 of floor space | fixture | 16 | DEER:Indoor_CFL_Ltg | 215.0075 | 0.024361 | 0 | eTRM SWLG012-01 | 125.6303 | 2019 | 0 | 130.0452 | 2019 | 0 | 0 | eTRM SWLG012-01 | Com LED Fixtures ¦ PG&E ¦ All | Com LED Fixtures | 0.02448 | 1 | 0.69853 | Itron Commercial Saturation Survey 2014 | -4.6133 | 2012 | 0.65
COM-LIGHTING-33.9 | Com ¦ LED Fixtures and Retrofit Kits - 95.2 lpw ¦ PG&E ¦ All | Com ¦ LED Fixtures and Retrofit Kits - 95.2 lpw | PG&E ¦ All | PG&E | All | Electric | LED troffer or linear ambient fixture with 95 lpw efficacy | Code | 0 | Conventional | Lighting | Com - Restaurant | Com | ROB and NEW | 0 | 1000 sqft2 of floor space | fixture | 16 | DEER:Indoor_CFL_Ltg | 156.1817 | 0.022078 | 0 | eTRM SWLG012-01 | 125.6303 | 2019 | 0 | 130.0452 | 2019 | 0 | 0 | eTRM SWLG012-01 | Com LED Fixtures ¦ PG&E ¦ All | Com LED Fixtures | 0.95181 | 1 | 0.69853 | Itron Commercial Saturation Survey 2014 | -3.1835 | 2012 | 0.65
COM-LIGHTING-33.10 | Com ¦ LED Fixtures and Retrofit Kits - 95.2 lpw ¦ PG&E ¦ All | Com ¦ LED Fixtures and Retrofit Kits - 95.2 lpw | PG&E ¦ All | PG&E | All | Electric | LED troffer or linear ambient fixture with 95 lpw efficacy | Code | 0 | Conventional | Lighting | Com - Retail | Com | ROB and NEW | 0 | 1000 sqft2 of floor space | fixture | 16 | DEER:Indoor_CFL_Ltg | 159.3143 | 0.023371 | 0 | eTRM SWLG012-01 | 125.6303 | 2019 | 0 | 130.0452 | 2019 | 0 | 0 | eTRM SWLG012-01 | Com LED Fixtures ¦ PG&E ¦ All | Com LED Fixtures | 0.95181 | 1 | 0.69853 | Itron Commercial Saturation Survey 2014 | -15.3434 | 2012 | 0.65
COM-LIGHTING-33.11 | Com ¦ LED Fixtures and Retrofit Kits - 95.2 lpw ¦ PG&E ¦ All | Com ¦ LED Fixtures and Retrofit Kits - 95.2 lpw | PG&E ¦ All | PG&E | All | Electric | LED troffer or linear ambient fixture with 95 lpw efficacy | Code | 0 | Conventional | Lighting | Com - School | Com | ROB and NEW | 0 | 1000 sqft2 of floor space | fixture | 16 | DEER:Indoor_CFL_Ltg | 69.2079 | 0.0087389 | 0 | eTRM SWLG012-01 | 125.6303 | 2019 | 0 | 130.0452 | 2019 | 0 | 0 | eTRM SWLG012-01 | Com LED Fixtures ¦ PG&E ¦ All | Com LED Fixtures | 0.88087 | 1 | 0.69853 | Itron Commercial Saturation Survey 2014 | -3.8016 | 2012 | 0.65
COM-LIGHTING-33.12 | Com ¦ LED Fixtures and Retrofit Kits - 95.2 lpw ¦ PG&E ¦ All | Com ¦ LED Fixtures and Retrofit Kits - 95.2 lpw | PG&E ¦ All | PG&E | All | Electric | LED troffer or linear ambient fixture with 95 lpw efficacy | Code | 0 | Conventional | Lighting | Com - Warehouse | Com | ROB and NEW | 0 | 1000 sqft2 of floor space | fixture | 16 | DEER:Indoor_CFL_Ltg | 91.0106 | 0.0096835 | 0 | eTRM SWLG012-01 | 125.6303 | 2019 | 0 | 130.0452 | 2019 | 0 | 0 | eTRM SWLG012-01 | Com LED Fixtures ¦ PG&E ¦ All | Com LED Fixtures | 0.035432 | 1 | 0.69853 | Itron Commercial Saturation Survey 2014 | -6.7675 | 2012 | 0.65
COM-LIGHTING-31.1 | Com ¦ LED Fixtures and Retrofit Kits - 125 lpw - RET ¦ PG&E ¦ All | Com ¦ LED Fixtures and Retrofit Kits - 125 lpw - RET | PG&E ¦ All | PG&E | All | Electric | LED troffer or linear ambient fixture with at least 125 lpw efficacy | Efficient | 0 | Conventional | Lighting | Com - College | Com | RET Only | 0 | 1000 sqft2 of floor space | fixture | 16 | DEER:Indoor_CFL_Ltg | 68.6973 | 0.01417 | 0.39071 | eTRM SWLG012-01 | 159.8322 | 2019 | 0 | 130.0452 | 2019 | 0 | 0 | eTRM SWLG012-01 | Com LED Fixtures - RET ¦ PG&E ¦ All | Com LED Fixtures - RET | 0.39412 | 1 | 0.60667 | Itron Commercial Saturation Survey 2014 | -2.5605 | 2032 | 0.65
COM-LIGHTING-31.2 | Com ¦ LED Fixtures and Retrofit Kits - 125 lpw - RET ¦ PG&E ¦ All | Com ¦ LED Fixtures and Retrofit Kits - 125 lpw - RET | PG&E ¦ All | PG&E | All | Electric | LED troffer or linear ambient fixture with at least 125 lpw efficacy | Efficient | 0 | Conventional | Lighting | Com - Grocery | Com | RET Only | 0 | 1000 sqft2 of floor space | fixture | 16 | DEER:Indoor_CFL_Ltg | 151.8052 | 0.021805 | 0.95005 | eTRM SWLG012-01 | 159.8322 | 2019 | 0 | 130.0452 | 2019 | 0 | 0 | eTRM SWLG012-01 | Com LED Fixtures - RET ¦ PG&E ¦ All | Com LED Fixtures - RET | 0.2293 | 1 | 0.60667 | Itron Commercial Saturation Survey 2014 | -5.3358 | 2032 | 0.65
COM-LIGHTING-31.3 | Com ¦ LED Fixtures and Retrofit Kits - 125 lpw - RET ¦ PG&E ¦ All | Com ¦ LED Fixtures and Retrofit Kits - 125 lpw - RET | PG&E ¦ All | PG&E | All | Electric | LED troffer or linear ambient fixture with at least 125 lpw efficacy | Efficient | 0 | Conventional | Lighting | Com - Health | Com | RET Only | 0 | 1000 sqft2 of floor space | fixture | 16 | DEER:Indoor_CFL_Ltg | 132.0461 | 0.017011 | 0.74742 | eTRM SWLG012-01 | 159.8322 | 2019 | 0 | 130.0452 | 2019 | 0 | 0 | eTRM SWLG012-01 | Com LED Fixtures - RET ¦ PG&E ¦ All | Com LED Fixtures - RET | 0.42586 | 1 | 0.60667 | Itron Commercial Saturation Survey 2014 | -3.7221 | 2032 | 0.65
COM-LIGHTING-31.4 | Com ¦ LED Fixtures and Retrofit Kits - 125 lpw - RET ¦ PG&E ¦ All | Com ¦ LED Fixtures and Retrofit Kits - 125 lpw - RET | PG&E ¦ All | PG&E | All | Electric | LED troffer or linear ambient fixture with at least 125 lpw efficacy | Efficient | 0 | Conventional | Lighting | Com - Lodging | Com | RET Only | 0 | 1000 sqft2 of floor space | fixture | 16 | DEER:Indoor_CFL_Ltg | 40.7787 | 0.0047709 | 0.18685 | eTRM SWLG012-01 | 159.8322 | 2019 | 0 | 130.0452 | 2019 | 0 | 0 | eTRM SWLG012-01 | Com LED Fixtures - RET ¦ PG&E ¦ All | Com LED Fixtures - RET | 0.42586 | 1 | 0.60667 | Itron Commercial Saturation Survey 2014 | -3.6644 | 2032 | 0.65
COM-LIGHTING-31.5 | Com ¦ LED Fixtures and Retrofit Kits - 125 lpw - RET ¦ PG&E ¦ All | Com ¦ LED Fixtures and Retrofit Kits - 125 lpw - RET | PG&E ¦ All | PG&E | All | Electric | LED troffer or linear ambient fixture with at least 125 lpw efficacy | Efficient | 0 | Conventional | Lighting | Com - Office (Large) | Com | RET Only | 0 | 1000 sqft2 of floor space | fixture | 16 | DEER:Indoor_CFL_Ltg | 63.0382 | 0.0079825 | 0.15145 | eTRM SWLG012-01 | 159.8322 | 2019 | 0 | 130.0452 | 2019 | 0 | 0 | eTRM SWLG012-01 | Com LED Fixtures - RET ¦ PG&E ¦ All | Com LED Fixtures - RET | 0.4563 | 1 | 0.60667 | Itron Commercial Saturation Survey 2014 | -1.5112 | 2032 | 0.65
COM-LIGHTING-31.6 | Com ¦ LED Fixtures and Retrofit Kits - 125 lpw - RET ¦ PG&E ¦ All | Com ¦ LED Fixtures and Retrofit Kits - 125 lpw - RET | PG&E ¦ All | PG&E | All | Electric | LED troffer or linear ambient fixture with at least 125 lpw efficacy | Efficient | 0 | Conventional | Lighting | Com - Office (Small) | Com | RET Only | 0 | 1000 sqft2 of floor space | fixture | 16 | DEER:Indoor_CFL_Ltg | 55.3855 | 0.0075517 | 0.13021 | eTRM SWLG012-01 | 159.8322 | 2019 | 0 | 130.0452 | 2019 | 0 | 0 | eTRM SWLG012-01 | Com LED Fixtures - RET ¦ PG&E ¦ All | Com LED Fixtures - RET | 0.4563 | 1 | 0.60667 | Itron Commercial Saturation Survey 2014 | -1.569 | 2032 | 0.65
COM-LIGHTING-31.7 | Com ¦ LED Fixtures and Retrofit Kits - 125 lpw - RET ¦ PG&E ¦ All | Com ¦ LED Fixtures and Retrofit Kits - 125 lpw - RET | PG&E ¦ All | PG&E | All | Electric | LED troffer or linear ambient fixture with at least 125 lpw efficacy | Efficient | 0 | Conventional | Lighting | Com - Other | Com | RET Only | 0 | 1000 sqft2 of floor space | fixture | 16 | DEER:Indoor_CFL_Ltg | 34.9373 | 0.0066272 | 0.20063 | eTRM SWLG012-01 | 159.8322 | 2019 | 0 | 130.0452 | 2019 | 0 | 0 | eTRM SWLG012-01 | Com LED Fixtures - RET ¦ PG&E ¦ All | Com LED Fixtures - RET | 0.14195 | 1 | 0.60667 | Itron Commercial Saturation Survey 2014 | -2.5499 | 2032 | 0.65
COM-LIGHTING-31.8 | Com ¦ LED Fixtures and Retrofit Kits - 125 lpw - RET ¦ PG&E ¦ All | Com ¦ LED Fixtures and Retrofit Kits - 125 lpw - RET | PG&E ¦ All | PG&E | All | Electric | LED troffer or linear ambient fixture with at least 125 lpw efficacy | Efficient | 0 | Conventional | Lighting | Com - Refrig. Warehouse | Com | RET Only | 0 | 1000 sqft2 of floor space | fixture | 16 | DEER:Indoor_CFL_Ltg | 127.8264 | 0.014861 | 0 | eTRM SWLG012-01 | 159.8322 | 2019 | 0 | 130.0452 | 2019 | 0 | 0 | eTRM SWLG012-01 | Com LED Fixtures - RET ¦ PG&E ¦ All | Com LED Fixtures - RET | 0.010953 | 1 | 0.60667 | Itron Commercial Saturation Survey 2014 | -2.7427 | 2032 | 0.65
COM-LIGHTING-31.9 | Com ¦ LED Fixtures and Retrofit Kits - 125 lpw - RET ¦ PG&E ¦ All | Com ¦ LED Fixtures and Retrofit Kits - 125 lpw - RET | PG&E ¦ All | PG&E | All | Electric | LED troffer or linear ambient fixture with at least 125 lpw efficacy | Efficient | 0 | Conventional | Lighting | Com - Restaurant | Com | RET Only | 0 | 1000 sqft2 of floor space | fixture | 16 | DEER:Indoor_CFL_Ltg | 107.4633 | 0.013946 | 0.52827 | eTRM SWLG012-01 | 159.8322 | 2019 | 0 | 130.0452 | 2019 | 0 | 0 | eTRM SWLG012-01 | Com LED Fixtures - RET ¦ PG&E ¦ All | Com LED Fixtures - RET | 0.42586 | 1 | 0.60667 | Itron Commercial Saturation Survey 2014 | -2.3258 | 2032 | 0.65
COM-LIGHTING-31.10 | Com ¦ LED Fixtures and Retrofit Kits - 125 lpw - RET ¦ PG&E ¦ All | Com ¦ LED Fixtures and Retrofit Kits - 125 lpw - RET | PG&E ¦ All | PG&E | All | Electric | LED troffer or linear ambient fixture with at least 125 lpw efficacy | Efficient | 0 | Conventional | Lighting | Com - Retail | Com | RET Only | 0 | 1000 sqft2 of floor space | fixture | 16 | DEER:Indoor_CFL_Ltg | 107.838 | 0.014722 | 0.31645 | eTRM SWLG012-01 | 159.8322 | 2019 | 0 | 130.0452 | 2019 | 0 | 0 | eTRM SWLG012-01 | Com LED Fixtures - RET ¦ PG&E ¦ All | Com LED Fixtures - RET | 0.42586 | 1 | 0.60667 | Itron Commercial Saturation Survey 2014 | -57.8832 | 2032 | 0.65
COM-LIGHTING-31.11 | Com ¦ LED Fixtures and Retrofit Kits - 125 lpw - RET ¦ PG&E ¦ All | Com ¦ LED Fixtures and Retrofit Kits - 125 lpw - RET | PG&E ¦ All | PG&E | All | Electric | LED troffer or linear ambient fixture with at least 125 lpw efficacy | Efficient | 0 | Conventional | Lighting | Com - School | Com | RET Only | 0 | 1000 sqft2 of floor space | fixture | 16 | DEER:Indoor_CFL_Ltg | 47.4605 | 0.0057455 | 0.29404 | eTRM SWLG012-01 | 159.8322 | 2019 | 0 | 130.0452 | 2019 | 0 | 0 | eTRM SWLG012-01 | Com LED Fixtures - RET ¦ PG&E ¦ All | Com LED Fixtures - RET | 0.39412 | 1 | 0.60667 | Itron Commercial Saturation Survey 2014 | -2.8533 | 2032 | 0.65
COM-LIGHTING-31.12 | Com ¦ LED Fixtures and Retrofit Kits - 125 lpw - RET ¦ PG&E ¦ All | Com ¦ LED Fixtures and Retrofit Kits - 125 lpw - RET | PG&E ¦ All | PG&E | All | Electric | LED troffer or linear ambient fixture with at least 125 lpw efficacy | Efficient | 0 | Conventional | Lighting | Com - Warehouse | Com | RET Only | 0 | 1000 sqft2 of floor space | fixture | 16 | DEER:Indoor_CFL_Ltg | 63.8931 | 0.0062988 | 0.19099 | eTRM SWLG012-01 | 159.8322 | 2019 | 0 | 130.0452 | 2019 | 0 | 0 | eTRM SWLG012-01 | Com LED Fixtures - RET ¦ PG&E ¦ All | Com LED Fixtures - RET | 0.035432 | 1 | 0.60667 | Itron Commercial Saturation Survey 2014 | -6.2136 | 2032 | 0.65
COM-LIGHTING-32.1 | Com ¦ LED Fixtures and Retrofit Kits - 140 lpw - RET ¦ PG&E ¦ All | Com ¦ LED Fixtures and Retrofit Kits - 140 lpw - RET | PG&E ¦ All | PG&E | All | Electric | LED troffer or linear ambient fixture with at least 140 lpw efficacy | Efficient | 0 | Conventional | Lighting | Com - College | Com | RET Only | 0 | 1000 sqft2 of floor space | fixture | 16 | DEER:Indoor_CFL_Ltg | 57.2875 | 0.011134 | 0.52108 | eTRM SWLG012-01 | 161.6764 | 2019 | 0 | 130.0452 | 2019 | 0 | 0 | eTRM SWLG012-01 | Com LED Fixtures - RET ¦ PG&E ¦ All | Com LED Fixtures - RET | 0.39412 | 1 | 0.023333 | Itron Commercial Saturation Survey 2014 | -2.248 | 2032 | 0.65
COM-LIGHTING-32.2 | Com ¦ LED Fixtures and Retrofit Kits - 140 lpw - RET ¦ PG&E ¦ All | Com ¦ LED Fixtures and Retrofit Kits - 140 lpw - RET | PG&E ¦ All | PG&E | All | Electric | LED troffer or linear ambient fixture with at least 140 lpw efficacy | Efficient | 0 | Conventional | Lighting | Com - Grocery | Com | RET Only | 0 | 1000 sqft2 of floor space | fixture | 16 | DEER:Indoor_CFL_Ltg | 128.8922 | 0.017781 | 1.263 | eTRM SWLG012-01 | 161.6764 | 2019 | 0 | 130.0452 | 2019 | 0 | 0 | eTRM SWLG012-01 | Com LED Fixtures - RET ¦ PG&E ¦ All | Com LED Fixtures - RET | 0.2293 | 1 | 0.023333 | Itron Commercial Saturation Survey 2014 | -5.4903 | 2032 | 0.65
COM-LIGHTING-32.3 | Com ¦ LED Fixtures and Retrofit Kits - 140 lpw - RET ¦ PG&E ¦ All | Com ¦ LED Fixtures and Retrofit Kits - 140 lpw - RET | PG&E ¦ All | PG&E | All | Electric | LED troffer or linear ambient fixture with at least 140 lpw efficacy | Efficient | 0 | Conventional | Lighting | Com - Health | Com | RET Only | 0 | 1000 sqft2 of floor space | fixture | 16 | DEER:Indoor_CFL_Ltg | 111.7127 | 0.013543 | 0.99621 | eTRM SWLG012-01 | 161.6764 | 2019 | 0 | 130.0452 | 2019 | 0 | 0 | eTRM SWLG012-01 | Com LED Fixtures - RET ¦ PG&E ¦ All | Com LED Fixtures - RET | 0.42586 | 1 | 0.023333 | Itron Commercial Saturation Survey 2014 | -4.0082 | 2032 | 0.65
COM-LIGHTING-32.4 | Com ¦ LED Fixtures and Retrofit Kits - 140 lpw - RET ¦ PG&E ¦ All | Com ¦ LED Fixtures and Retrofit Kits - 140 lpw - RET | PG&E ¦ All | PG&E | All | Electric | LED troffer or linear ambient fixture with at least 140 lpw efficacy | Efficient | 0 | Conventional | Lighting | Com - Lodging | Com | RET Only | 0 | 1000 sqft2 of floor space | fixture | 16 | DEER:Indoor_CFL_Ltg | 35.1863 | 0.0037694 | 0.24897 | eTRM SWLG012-01 | 161.6764 | 2019 | 0 | 130.0452 | 2019 | 0 | 0 | eTRM SWLG012-01 | Com LED Fixtures - RET ¦ PG&E ¦ All | Com LED Fixtures - RET | 0.42586 | 1 | 0.023333 | Itron Commercial Saturation Survey 2014 | -3.8301 | 2032 | 0.65
COM-LIGHTING-32.5 | Com ¦ LED Fixtures and Retrofit Kits - 140 lpw - RET ¦ PG&E ¦ All | Com ¦ LED Fixtures and Retrofit Kits - 140 lpw - RET | PG&E ¦ All | PG&E | All | Electric | LED troffer or linear ambient fixture with at least 140 lpw efficacy | Efficient | 0 | Conventional | Lighting | Com - Office (Large) | Com | RET Only | 0 | 1000 sqft2 of floor space | fixture | 16 | DEER:Indoor_CFL_Ltg | 52.2524 | 0.006468 | 0.20175 | eTRM SWLG012-01 | 161.6764 | 2019 | 0 | 130.0452 | 2019 | 0 | 0 | eTRM SWLG012-01 | Com LED Fixtures - RET ¦ PG&E ¦ All | Com LED Fixtures - RET | 0.4563 | 1 | 0.023333 | Itron Commercial Saturation Survey 2014 | -1.5163 | 2032 | 0.65
COM-LIGHTING-32.6 | Com ¦ LED Fixtures and Retrofit Kits - 140 lpw - RET ¦ PG&E ¦ All | Com ¦ LED Fixtures and Retrofit Kits - 140 lpw - RET | PG&E ¦ All | PG&E | All | Electric | LED troffer or linear ambient fixture with at least 140 lpw efficacy | Efficient | 0 | Conventional | Lighting | Com - Office (Small) | Com | RET Only | 0 | 1000 sqft2 of floor space | fixture | 16 | DEER:Indoor_CFL_Ltg | 46.7792 | 0.006121 | 0.1738 | eTRM SWLG012-01 | 161.6764 | 2019 | 0 | 130.0452 | 2019 | 0 | 0 | eTRM SWLG012-01 | Com LED Fixtures - RET ¦ PG&E ¦ All | Com LED Fixtures - RET | 0.4563 | 1 | 0.023333 | Itron Commercial Saturation Survey 2014 | -1.3876 | 2032 | 0.65
COM-LIGHTING-32.7 | Com ¦ LED Fixtures and Retrofit Kits - 140 lpw - RET ¦ PG&E ¦ All | Com ¦ LED Fixtures and Retrofit Kits - 140 lpw - RET | PG&E ¦ All | PG&E | All | Electric | LED troffer or linear ambient fixture with at least 140 lpw efficacy | Efficient | 0 | Conventional | Lighting | Com - Other | Com | RET Only | 0 | 1000 sqft2 of floor space | fixture | 16 | DEER:Indoor_CFL_Ltg | 29.6841 | 0.0053586 | 0.26769 | eTRM SWLG012-01 | 161.6764 | 2019 | 0 | 130.0452 | 2019 | 0 | 0 | eTRM SWLG012-01 | Com LED Fixtures - RET ¦ PG&E ¦ All | Com LED Fixtures - RET | 0.14195 | 1 | 0.023333 | Itron Commercial Saturation Survey 2014 | -2.4094 | 2032 | 0.65
COM-LIGHTING-32.8 | Com ¦ LED Fixtures and Retrofit Kits - 140 lpw - RET ¦ PG&E ¦ All | Com ¦ LED Fixtures and Retrofit Kits - 140 lpw - RET | PG&E ¦ All | PG&E | All | Electric | LED troffer or linear ambient fixture with at least 140 lpw efficacy | Efficient | 0 | Conventional | Lighting | Com - Refrig. Warehouse | Com | RET Only | 0 | 1000 sqft2 of floor space | fixture | 16 | DEER:Indoor_CFL_Ltg | 98.766 | 0.011731 | 0 | eTRM SWLG012-01 | 161.6764 | 2019 | 0 | 130.0452 | 2019 | 0 | 0 | eTRM SWLG012-01 | Com LED Fixtures - RET ¦ PG&E ¦ All | Com LED Fixtures - RET | 0.010953 | 1 | 0.023333 | Itron Commercial Saturation Survey 2014 | -2.1192 | 2032 | 0.65
COM-LIGHTING-32.9 | Com ¦ LED Fixtures and Retrofit Kits - 140 lpw - RET ¦ PG&E ¦ All | Com ¦ LED Fixtures and Retrofit Kits - 140 lpw - RET | PG&E ¦ All | PG&E | All | Electric | LED troffer or linear ambient fixture with at least 140 lpw efficacy | Efficient | 0 | Conventional | Lighting | Com - Restaurant | Com | RET Only | 0 | 1000 sqft2 of floor space | fixture | 16 | DEER:Indoor_CFL_Ltg | 91.0748 | 0.011222 | 0.70557 | eTRM SWLG012-01 | 161.6764 | 2019 | 0 | 130.0452 | 2019 | 0 | 0 | eTRM SWLG012-01 | Com LED Fixtures - RET ¦ PG&E ¦ All | Com LED Fixtures - RET | 0.42586 | 1 | 0.023333 | Itron Commercial Saturation Survey 2014 | -2.0372 | 2032 | 0.65
COM-LIGHTING-32.10 | Com ¦ LED Fixtures and Retrofit Kits - 140 lpw - RET ¦ PG&E ¦ All | Com ¦ LED Fixtures and Retrofit Kits - 140 lpw - RET | PG&E ¦ All | PG&E | All | Electric | LED troffer or linear ambient fixture with at least 140 lpw efficacy | Efficient | 0 | Conventional | Lighting | Com - Retail | Com | RET Only | 0 | 1000 sqft2 of floor space | fixture | 16 | DEER:Indoor_CFL_Ltg | 90.7553 | 0.011861 | 0.42207 | eTRM SWLG012-01 | 161.6764 | 2019 | 0 | 130.0452 | 2019 | 0 | 0 | eTRM SWLG012-01 | Com LED Fixtures - RET ¦ PG&E ¦ All | Com LED Fixtures - RET | 0.42586 | 1 | 0.023333 | Itron Commercial Saturation Survey 2014 | -72.0919 | 2032 | 0.65
COM-LIGHTING-32.11 | Com ¦ LED Fixtures and Retrofit Kits - 140 lpw - RET ¦ PG&E ¦ All | Com ¦ LED Fixtures and Retrofit Kits - 140 lpw - RET | PG&E ¦ All | PG&E | All | Electric | LED troffer or linear ambient fixture with at least 140 lpw efficacy | Efficient | 0 | Conventional | Lighting | Com - School | Com | RET Only | 0 | 1000 sqft2 of floor space | fixture | 16 | DEER:Indoor_CFL_Ltg | 40.2131 | 0.0047451 | 0.39222 | eTRM SWLG012-01 | 161.6764 | 2019 | 0 | 130.0452 | 2019 | 0 | 0 | eTRM SWLG012-01 | Com LED Fixtures - RET ¦ PG&E ¦ All | Com LED Fixtures - RET | 0.39412 | 1 | 0.023333 | Itron Commercial Saturation Survey 2014 | -2.5374 | 2032 | 0.65
COM-LIGHTING-32.12 | Com ¦ LED Fixtures and Retrofit Kits - 140 lpw - RET ¦ PG&E ¦ All | Com ¦ LED Fixtures and Retrofit Kits - 140 lpw - RET | PG&E ¦ All | PG&E | All | Electric | LED troffer or linear ambient fixture with at least 140 lpw efficacy | Efficient | 0 | Conventional | Lighting | Com - Warehouse | Com | RET Only | 0 | 1000 sqft2 of floor space | fixture | 16 | DEER:Indoor_CFL_Ltg | 54.8611 | 0.0051689 | 0.25442 | eTRM SWLG012-01 | 161.6764 | 2019 | 0 | 130.0452 | 2019 | 0 | 0 | eTRM SWLG012-01 | Com LED Fixtures - RET ¦ PG&E ¦ All | Com LED Fixtures - RET | 0.035432 | 1 | 0.023333 | Itron Commercial Saturation Survey 2014 | -6.0278 | 2032 | 0.65
COM-LIGHTING-34.1 | Com ¦ LED Fixtures and Retrofit Kits - 125 lpw ¦ PG&E ¦ All | Com ¦ LED Fixtures and Retrofit Kits - 125 lpw | PG&E ¦ All | PG&E | All | Electric | LED troffer or linear ambient fixture with at least 125 lpw efficacy | Efficient | 0 | Conventional | Lighting | Com - College | Com | ROB and NEW | 0 | 1000 sqft2 of floor space | fixture | 16 | DEER:Indoor_CFL_Ltg | 68.6973 | 0.01417 | 0.39071 | eTRM SWLG012-01 | 159.8322 | 2019 | 0 | 130.0452 | 2019 | 0 | 0 | eTRM SWLG012-01 | Com LED Fixtures ¦ PG&E ¦ All | Com LED Fixtures | 0.88087 | 1 | 0.27813 | Itron Commercial Saturation Survey 2014 | -2.5605 | 2032 | 0.65
COM-LIGHTING-34.2 | Com ¦ LED Fixtures and Retrofit Kits - 125 lpw ¦ PG&E ¦ All | Com ¦ LED Fixtures and Retrofit Kits - 125 lpw | PG&E ¦ All | PG&E | All | Electric | LED troffer or linear ambient fixture with at least 125 lpw efficacy | Efficient | 0 | Conventional | Lighting | Com - Grocery | Com | ROB and NEW | 0 | 1000 sqft2 of floor space | fixture | 16 | DEER:Indoor_CFL_Ltg | 151.8052 | 0.021805 | 0.95005 | eTRM SWLG012-01 | 159.8322 | 2019 | 0 | 130.0452 | 2019 | 0 | 0 | eTRM SWLG012-01 | Com LED Fixtures ¦ PG&E ¦ All | Com LED Fixtures | 0.5125 | 1 | 0.27813 | Itron Commercial Saturation Survey 2014 | -5.3358 | 2032 | 0.65
COM-LIGHTING-34.3 | Com ¦ LED Fixtures and Retrofit Kits - 125 lpw ¦ PG&E ¦ All | Com ¦ LED Fixtures and Retrofit Kits - 125 lpw | PG&E ¦ All | PG&E | All | Electric | LED troffer or linear ambient fixture with at least 125 lpw efficacy | Efficient | 0 | Conventional | Lighting | Com - Health | Com | ROB and NEW | 0 | 1000 sqft2 of floor space | fixture | 16 | DEER:Indoor_CFL_Ltg | 132.0461 | 0.017011 | 0.74742 | eTRM SWLG012-01 | 159.8322 | 2019 | 0 | 130.0452 | 2019 | 0 | 0 | eTRM SWLG012-01 | Com LED Fixtures ¦ PG&E ¦ All | Com LED Fixtures | 0.95181 | 1 | 0.27813 | Itron Commercial Saturation Survey 2014 | -3.7221 | 2032 | 0.65
COM-LIGHTING-34.4 | Com ¦ LED Fixtures and Retrofit Kits - 125 lpw ¦ PG&E ¦ All | Com ¦ LED Fixtures and Retrofit Kits - 125 lpw | PG&E ¦ All | PG&E | All | Electric | LED troffer or linear ambient fixture with at least 125 lpw efficacy | Efficient | 0 | Conventional | Lighting | Com - Lodging | Com | ROB and NEW | 0 | 1000 sqft2 of floor space | fixture | 16 | DEER:Indoor_CFL_Ltg | 40.7787 | 0.0047709 | 0.18685 | eTRM SWLG012-01 | 159.8322 | 2019 | 0 | 130.0452 | 2019 | 0 | 0 | eTRM SWLG012-01 | Com LED Fixtures ¦ PG&E ¦ All | Com LED Fixtures | 0.95181 | 1 | 0.27813 | Itron Commercial Saturation Survey 2014 | -3.6644 | 2032 | 0.65
COM-LIGHTING-34.5 | Com ¦ LED Fixtures and Retrofit Kits - 125 lpw ¦ PG&E ¦ All | Com ¦ LED Fixtures and Retrofit Kits - 125 lpw | PG&E ¦ All | PG&E | All | Electric | LED troffer or linear ambient fixture with at least 125 lpw efficacy | Efficient | 0 | Conventional | Lighting | Com - Office (Large) | Com | ROB and NEW | 0 | 1000 sqft2 of floor space | fixture | 16 | DEER:Indoor_CFL_Ltg | 63.0382 | 0.0079825 | 0.15145 | eTRM SWLG012-01 | 159.8322 | 2019 | 0 | 130.0452 | 2019 | 0 | 0 | eTRM SWLG012-01 | Com LED Fixtures ¦ PG&E ¦ All | Com LED Fixtures | 1.0199 | 1 | 0.27813 | Itron Commercial Saturation Survey 2014 | -1.5112 | 2032 | 0.65
COM-LIGHTING-34.6 | Com ¦ LED Fixtures and Retrofit Kits - 125 lpw ¦ PG&E ¦ All | Com ¦ LED Fixtures and Retrofit Kits - 125 lpw | PG&E ¦ All | PG&E | All | Electric | LED troffer or linear ambient fixture with at least 125 lpw efficacy | Efficient | 0 | Conventional | Lighting | Com - Office (Small) | Com | ROB and NEW | 0 | 1000 sqft2 of floor space | fixture | 16 | DEER:Indoor_CFL_Ltg | 55.3855 | 0.0075517 | 0.13021 | eTRM SWLG012-01 | 159.8322 | 2019 | 0 | 130.0452 | 2019 | 0 | 0 | eTRM SWLG012-01 | Com LED Fixtures ¦ PG&E ¦ All | Com LED Fixtures | 1.0199 | 1 | 0.27813 | Itron Commercial Saturation Survey 2014 | -1.569 | 2032 | 0.65
COM-LIGHTING-34.7 | Com ¦ LED Fixtures and Retrofit Kits - 125 lpw ¦ PG&E ¦ All | Com ¦ LED Fixtures and Retrofit Kits - 125 lpw | PG&E ¦ All | PG&E | All | Electric | LED troffer or linear ambient fixture with at least 125 lpw efficacy | Efficient | 0 | Conventional | Lighting | Com - Other | Com | ROB and NEW | 0 | 1000 sqft2 of floor space | fixture | 16 | DEER:Indoor_CFL_Ltg | 34.9373 | 0.0066272 | 0.20063 | eTRM SWLG012-01 | 159.8322 | 2019 | 0 | 130.0452 | 2019 | 0 | 0 | eTRM SWLG012-01 | Com LED Fixtures ¦ PG&E ¦ All | Com LED Fixtures | 0.31727 | 1 | 0.27813 | Itron Commercial Saturation Survey 2014 | -2.5499 | 2032 | 0.65
COM-LIGHTING-34.8 | Com ¦ LED Fixtures and Retrofit Kits - 125 lpw ¦ PG&E ¦ All | Com ¦ LED Fixtures and Retrofit Kits - 125 lpw | PG&E ¦ All | PG&E | All | Electric | LED troffer or linear ambient fixture with at least 125 lpw efficacy | Efficient | 0 | Conventional | Lighting | Com - Refrig. Warehouse | Com | ROB and NEW | 0 | 1000 sqft2 of floor space | fixture | 16 | DEER:Indoor_CFL_Ltg | 127.8264 | 0.014861 | 0 | eTRM SWLG012-01 | 159.8322 | 2019 | 0 | 130.0452 | 2019 | 0 | 0 | eTRM SWLG012-01 | Com LED Fixtures ¦ PG&E ¦ All | Com LED Fixtures | 0.02448 | 1 | 0.27813 | Itron Commercial Saturation Survey 2014 | -2.7427 | 2032 | 0.65
COM-LIGHTING-34.9 | Com ¦ LED Fixtures and Retrofit Kits - 125 lpw ¦ PG&E ¦ All | Com ¦ LED Fixtures and Retrofit Kits - 125 lpw | PG&E ¦ All | PG&E | All | Electric | LED troffer or linear ambient fixture with at least 125 lpw efficacy | Efficient | 0 | Conventional | Lighting | Com - Restaurant | Com | ROB and NEW | 0 | 1000 sqft2 of floor space | fixture | 16 | DEER:Indoor_CFL_Ltg | 107.4633 | 0.013946 | 0.52827 | eTRM SWLG012-01 | 159.8322 | 2019 | 0 | 130.0452 | 2019 | 0 | 0 | eTRM SWLG012-01 | Com LED Fixtures ¦ PG&E ¦ All | Com LED Fixtures | 0.95181 | 1 | 0.27813 | Itron Commercial Saturation Survey 2014 | -2.3258 | 2032 | 0.65
COM-LIGHTING-34.10 | Com ¦ LED Fixtures and Retrofit Kits - 125 lpw ¦ PG&E ¦ All | Com ¦ LED Fixtures and Retrofit Kits - 125 lpw | PG&E ¦ All | PG&E | All | Electric | LED troffer or linear ambient fixture with at least 125 lpw efficacy | Efficient | 0 | Conventional | Lighting | Com - Retail | Com | ROB and NEW | 0 | 1000 sqft2 of floor space | fixture | 16 | DEER:Indoor_CFL_Ltg | 107.838 | 0.014722 | 0.31645 | eTRM SWLG012-01 | 159.8322 | 2019 | 0 | 130.0452 | 2019 | 0 | 0 | eTRM SWLG012-01 | Com LED Fixtures ¦ PG&E ¦ All | Com LED Fixtures | 0.95181 | 1 | 0.27813 | Itron Commercial Saturation Survey 2014 | -57.8832 | 2032 | 0.65
COM-LIGHTING-34.11 | Com ¦ LED Fixtures and Retrofit Kits - 125 lpw ¦ PG&E ¦ All | Com ¦ LED Fixtures and Retrofit Kits - 125 lpw | PG&E ¦ All | PG&E | All | Electric | LED troffer or linear ambient fixture with at least 125 lpw efficacy | Efficient | 0 | Conventional | Lighting | Com - School | Com | ROB and NEW | 0 | 1000 sqft2 of floor space | fixture | 16 | DEER:Indoor_CFL_Ltg | 47.4605 | 0.0057455 | 0.29404 | eTRM SWLG012-01 | 159.8322 | 2019 | 0 | 130.0452 | 2019 | 0 | 0 | eTRM SWLG012-01 | Com LED Fixtures ¦ PG&E ¦ All | Com LED Fixtures | 0.88087 | 1 | 0.27813 | Itron Commercial Saturation Survey 2014 | -2.8533 | 2032 | 0.65
COM-LIGHTING-34.12 | Com ¦ LED Fixtures and Retrofit Kits - 125 lpw ¦ PG&E ¦ All | Com ¦ LED Fixtures and Retrofit Kits - 125 lpw | PG&E ¦ All | PG&E | All | Electric | LED troffer or linear ambient fixture with at least 125 lpw efficacy | Efficient | 0 | Conventional | Lighting | Com - Warehouse | Com | ROB and NEW | 0 | 1000 sqft2 of floor space | fixture | 16 | DEER:Indoor_CFL_Ltg | 63.8931 | 0.0062988 | 0.19099 | eTRM SWLG012-01 | 159.8322 | 2019 | 0 | 130.0452 | 2019 | 0 | 0 | eTRM SWLG012-01 | Com LED Fixtures ¦ PG&E ¦ All | Com LED Fixtures | 0.035432 | 1 | 0.27813 | Itron Commercial Saturation Survey 2014 | -6.2136 | 2032 | 0.65
COM-LIGHTING-35.1 | Com ¦ LED Fixtures and Retrofit Kits - 140 lpw ¦ PG&E ¦ All | Com ¦ LED Fixtures and Retrofit Kits - 140 lpw | PG&E ¦ All | PG&E | All | Electric | LED troffer or linear ambient fixture with at least 140 lpw efficacy | Efficient | 0 | Conventional | Lighting | Com - College | Com | ROB and NEW | 0 | 1000 sqft2 of floor space | fixture | 16 | DEER:Indoor_CFL_Ltg | 57.2875 | 0.011134 | 0.52108 | eTRM SWLG012-01 | 161.6764 | 2019 | 0 | 130.0452 | 2019 | 0 | 0 | eTRM SWLG012-01 | Com LED Fixtures ¦ PG&E ¦ All | Com LED Fixtures | 0.88087 | 1 | 0.023333 | Itron Commercial Saturation Survey 2014 | -2.248 | 2032 | 0.65
COM-LIGHTING-35.2 | Com ¦ LED Fixtures and Retrofit Kits - 140 lpw ¦ PG&E ¦ All | Com ¦ LED Fixtures and Retrofit Kits - 140 lpw | PG&E ¦ All | PG&E | All | Electric | LED troffer or linear ambient fixture with at least 140 lpw efficacy | Efficient | 0 | Conventional | Lighting | Com - Grocery | Com | ROB and NEW | 0 | 1000 sqft2 of floor space | fixture | 16 | DEER:Indoor_CFL_Ltg | 128.8922 | 0.017781 | 1.263 | eTRM SWLG012-01 | 161.6764 | 2019 | 0 | 130.0452 | 2019 | 0 | 0 | eTRM SWLG012-01 | Com LED Fixtures ¦ PG&E ¦ All | Com LED Fixtures | 0.5125 | 1 | 0.023333 | Itron Commercial Saturation Survey 2014 | -5.4903 | 2032 | 0.65
COM-LIGHTING-35.3 | Com ¦ LED Fixtures and Retrofit Kits - 140 lpw ¦ PG&E ¦ All | Com ¦ LED Fixtures and Retrofit Kits - 140 lpw | PG&E ¦ All | PG&E | All | Electric | LED troffer or linear ambient fixture with at least 140 lpw efficacy | Efficient | 0 | Conventional | Lighting | Com - Health | Com | ROB and NEW | 0 | 1000 sqft2 of floor space | fixture | 16 | DEER:Indoor_CFL_Ltg | 111.7127 | 0.013543 | 0.99621 | eTRM SWLG012-01 | 161.6764 | 2019 | 0 | 130.0452 | 2019 | 0 | 0 | eTRM SWLG012-01 | Com LED Fixtures ¦ PG&E ¦ All | Com LED Fixtures | 0.95181 | 1 | 0.023333 | Itron Commercial Saturation Survey 2014 | -4.0082 | 2032 | 0.65
COM-LIGHTING-35.4 | Com ¦ LED Fixtures and Retrofit Kits - 140 lpw ¦ PG&E ¦ All | Com ¦ LED Fixtures and Retrofit Kits - 140 lpw | PG&E ¦ All | PG&E | All | Electric | LED troffer or linear ambient fixture with at least 140 lpw efficacy | Efficient | 0 | Conventional | Lighting | Com - Lodging | Com | ROB and NEW | 0 | 1000 sqft2 of floor space | fixture | 16 | DEER:Indoor_CFL_Ltg | 35.1863 | 0.0037694 | 0.24897 | eTRM SWLG012-01 | 161.6764 | 2019 | 0 | 130.0452 | 2019 | 0 | 0 | eTRM SWLG012-01 | Com LED Fixtures ¦ PG&E ¦ All | Com LED Fixtures | 0.95181 | 1 | 0.023333 | Itron Commercial Saturation Survey 2014 | -3.8301 | 2032 | 0.65
COM-LIGHTING-35.5 | Com ¦ LED Fixtures and Retrofit Kits - 140 lpw ¦ PG&E ¦ All | Com ¦ LED Fixtures and Retrofit Kits - 140 lpw | PG&E ¦ All | PG&E | All | Electric | LED troffer or linear ambient fixture with at least 140 lpw efficacy | Efficient | 0 | Conventional | Lighting | Com - Office (Large) | Com | ROB and NEW | 0 | 1000 sqft2 of floor space | fixture | 16 | DEER:Indoor_CFL_Ltg | 52.2524 | 0.006468 | 0.20175 | eTRM SWLG012-01 | 161.6764 | 2019 | 0 | 130.0452 | 2019 | 0 | 0 | eTRM SWLG012-01 | Com LED Fixtures ¦ PG&E ¦ All | Com LED Fixtures | 1.0199 | 1 | 0.023333 | Itron Commercial Saturation Survey 2014 | -1.5163 | 2032 | 0.65
COM-LIGHTING-35.6 | Com ¦ LED Fixtures and Retrofit Kits - 140 lpw ¦ PG&E ¦ All | Com ¦ LED Fixtures and Retrofit Kits - 140 lpw | PG&E ¦ All | PG&E | All | Electric | LED troffer or linear ambient fixture with at least 140 lpw efficacy | Efficient | 0 | Conventional | Lighting | Com - Office (Small) | Com | ROB and NEW | 0 | 1000 sqft2 of floor space | fixture | 16 | DEER:Indoor_CFL_Ltg | 46.7792 | 0.006121 | 0.1738 | eTRM SWLG012-01 | 161.6764 | 2019 | 0 | 130.0452 | 2019 | 0 | 0 | eTRM SWLG012-01 | Com LED Fixtures ¦ PG&E ¦ All | Com LED Fixtures | 1.0199 | 1 | 0.023333 | Itron Commercial Saturation Survey 2014 | -1.3876 | 2032 | 0.65
COM-LIGHTING-35.7 | Com ¦ LED Fixtures and Retrofit Kits - 140 lpw ¦ PG&E ¦ All | Com ¦ LED Fixtures and Retrofit Kits - 140 lpw | PG&E ¦ All | PG&E | All | Electric | LED troffer or linear ambient fixture with at least 140 lpw efficacy | Efficient | 0 | Conventional | Lighting | Com - Other | Com | ROB and NEW | 0 | 1000 sqft2 of floor space | fixture | 16 | DEER:Indoor_CFL_Ltg | 29.6841 | 0.0053586 | 0.26769 | eTRM SWLG012-01 | 161.6764 | 2019 | 0 | 130.0452 | 2019 | 0 | 0 | eTRM SWLG012-01 | Com LED Fixtures ¦ PG&E ¦ All | Com LED Fixtures | 0.31727 | 1 | 0.023333 | Itron Commercial Saturation Survey 2014 | -2.4094 | 2032 | 0.65
COM-LIGHTING-35.8 | Com ¦ LED Fixtures and Retrofit Kits - 140 lpw ¦ PG&E ¦ All | Com ¦ LED Fixtures and Retrofit Kits - 140 lpw | PG&E ¦ All | PG&E | All | Electric | LED troffer or linear ambient fixture with at least 140 lpw efficacy | Efficient | 0 | Conventional | Lighting | Com - Refrig. Warehouse | Com | ROB and NEW | 0 | 1000 sqft2 of floor space | fixture | 16 | DEER:Indoor_CFL_Ltg | 98.766 | 0.011731 | 0 | eTRM SWLG012-01 | 161.6764 | 2019 | 0 | 130.0452 | 2019 | 0 | 0 | eTRM SWLG012-01 | Com LED Fixtures ¦ PG&E ¦ All | Com LED Fixtures | 0.02448 | 1 | 0.023333 | Itron Commercial Saturation Survey 2014 | -2.1192 | 2032 | 0.65
COM-LIGHTING-35.9 | Com ¦ LED Fixtures and Retrofit Kits - 140 lpw ¦ PG&E ¦ All | Com ¦ LED Fixtures and Retrofit Kits - 140 lpw | PG&E ¦ All | PG&E | All | Electric | LED troffer or linear ambient fixture with at least 140 lpw efficacy | Efficient | 0 | Conventional | Lighting | Com - Restaurant | Com | ROB and NEW | 0 | 1000 sqft2 of floor space | fixture | 16 | DEER:Indoor_CFL_Ltg | 91.0748 | 0.011222 | 0.70557 | eTRM SWLG012-01 | 161.6764 | 2019 | 0 | 130.0452 | 2019 | 0 | 0 | eTRM SWLG012-01 | Com LED Fixtures ¦ PG&E ¦ All | Com LED Fixtures | 0.95181 | 1 | 0.023333 | Itron Commercial Saturation Survey 2014 | -2.0372 | 2032 | 0.65
COM-LIGHTING-35.10 | Com ¦ LED Fixtures and Retrofit Kits - 140 lpw ¦ PG&E ¦ All | Com ¦ LED Fixtures and Retrofit Kits - 140 lpw | PG&E ¦ All | PG&E | All | Electric | LED troffer or linear ambient fixture with at least 140 lpw efficacy | Efficient | 0 | Conventional | Lighting | Com - Retail | Com | ROB and NEW | 0 | 1000 sqft2 of floor space | fixture | 16 | DEER:Indoor_CFL_Ltg | 90.7553 | 0.011861 | 0.42207 | eTRM SWLG012-01 | 161.6764 | 2019 | 0 | 130.0452 | 2019 | 0 | 0 | eTRM SWLG012-01 | Com LED Fixtures ¦ PG&E ¦ All | Com LED Fixtures | 0.95181 | 1 | 0.023333 | Itron Commercial Saturation Survey 2014 | -72.0919 | 2032 | 0.65
COM-LIGHTING-35.11 | Com ¦ LED Fixtures and Retrofit Kits - 140 lpw ¦ PG&E ¦ All | Com ¦ LED Fixtures and Retrofit Kits - 140 lpw | PG&E ¦ All | PG&E | All | Electric | LED troffer or linear ambient fixture with at least 140 lpw efficacy | Efficient | 0 | Conventional | Lighting | Com - School | Com | ROB and NEW | 0 | 1000 sqft2 of floor space | fixture | 16 | DEER:Indoor_CFL_Ltg | 40.2131 | 0.0047451 | 0.39222 | eTRM SWLG012-01 | 161.6764 | 2019 | 0 | 130.0452 | 2019 | 0 | 0 | eTRM SWLG012-01 | Com LED Fixtures ¦ PG&E ¦ All | Com LED Fixtures | 0.88087 | 1 | 0.023333 | Itron Commercial Saturation Survey 2014 | -2.5374 | 2032 | 0.65
COM-LIGHTING-35.12 | Com ¦ LED Fixtures and Retrofit Kits - 140 lpw ¦ PG&E ¦ All | Com ¦ LED Fixtures and Retrofit Kits - 140 lpw | PG&E ¦ All | PG&E | All | Electric | LED troffer or linear ambient fixture with at least 140 lpw efficacy | Efficient | 0 | Conventional | Lighting | Com - Warehouse | Com | ROB and NEW | 0 | 1000 sqft2 of floor space | fixture | 16 | DEER:Indoor_CFL_Ltg | 54.8611 | 0.0051689 | 0.25442 | eTRM SWLG012-01 | 161.6764 | 2019 | 0 | 130.0452 | 2019 | 0 | 0 | eTRM SWLG012-01 | Com LED Fixtures ¦ PG&E ¦ All | Com LED Fixtures | 0.035432 | 1 | 0.023333 | Itron Commercial Saturation Survey 2014 | -6.0278 | 2032 | 0.65
COM-LIGHTING-30.1 | Com ¦ LED Fixtures and Retrofit Kits - 60 lpw - RET ¦ SCE ¦ All | Com ¦ LED Fixtures and Retrofit Kits - 60 lpw - RET | SCE ¦ All | SCE | All | Electric | LED troffer or linear ambient fixture with 60 lpw efficacy | Average Existing | 0 | Conventional | Lighting | Com - College | Com | RET Only | 0 | 1000 sqft2 of floor space | fixture | 16 | DEER:Indoor_CFL_Ltg | 140.74 | 0.033157 | 0 | eTRM SWLG012-01 Extrapolation | 97.8034 | 2019 | 0 | 130.0452 | 2019 | 0 | 0 | Extrapolated from eTRM data | Com LED Fixtures - RET ¦ SCE ¦ All | Com LED Fixtures - RET | 0.30381 | 1 | 0.37 | Itron Commercial Saturation Survey 2014 | -4.7837 | 2012 | 0.65
COM-LIGHTING-30.2 | Com ¦ LED Fixtures and Retrofit Kits - 60 lpw - RET ¦ SCE ¦ All | Com ¦ LED Fixtures and Retrofit Kits - 60 lpw - RET | SCE ¦ All | SCE | All | Electric | LED troffer or linear ambient fixture with 60 lpw efficacy | Average Existing | 0 | Conventional | Lighting | Com - Grocery | Com | RET Only | 0 | 1000 sqft2 of floor space | fixture | 16 | DEER:Indoor_CFL_Ltg | 293.896 | 0.047013 | 0 | eTRM SWLG012-01 Extrapolation | 97.8034 | 2019 | 0 | 130.0452 | 2019 | 0 | 0 | Extrapolated from eTRM data | Com LED Fixtures - RET ¦ SCE ¦ All | Com LED Fixtures - RET | 0.28075 | 1 | 0.37 | Itron Commercial Saturation Survey 2014 | -6.4615 | 2012 | 0.65
COM-LIGHTING-30.3 | Com ¦ LED Fixtures and Retrofit Kits - 60 lpw - RET ¦ SCE ¦ All | Com ¦ LED Fixtures and Retrofit Kits - 60 lpw - RET | SCE ¦ All | SCE | All | Electric | LED troffer or linear ambient fixture with 60 lpw efficacy | Average Existing | 0 | Conventional | Lighting | Com - Health | Com | RET Only | 0 | 1000 sqft2 of floor space | fixture | 16 | DEER:Indoor_CFL_Ltg | 262.9979 | 0.039156 | 0 | eTRM SWLG012-01 Extrapolation | 97.8034 | 2019 | 0 | 130.0452 | 2019 | 0 | 0 | Extrapolated from eTRM data | Com LED Fixtures - RET ¦ SCE ¦ All | Com LED Fixtures - RET | 0.30381 | 1 | 0.37 | Itron Commercial Saturation Survey 2014 | -3.898 | 2012 | 0.65
COM-LIGHTING-30.4 | Com ¦ LED Fixtures and Retrofit Kits - 60 lpw - RET ¦ SCE ¦ All | Com ¦ LED Fixtures and Retrofit Kits - 60 lpw - RET | SCE ¦ All | SCE | All | Electric | LED troffer or linear ambient fixture with 60 lpw efficacy | Average Existing | 0 | Conventional | Lighting | Com - Lodging | Com | RET Only | 0 | 1000 sqft2 of floor space | fixture | 16 | DEER:Indoor_CFL_Ltg | 77.6711 | 0.011181 | 0 | eTRM SWLG012-01 Extrapolation | 97.8034 | 2019 | 0 | 130.0452 | 2019 | 0 | 0 | Extrapolated from eTRM data | Com LED Fixtures - RET ¦ SCE ¦ All | Com LED Fixtures - RET | 0.30381 | 1 | 0.37 | Itron Commercial Saturation Survey 2014 | -4.269 | 2012 | 0.65
COM-LIGHTING-30.5 | Com ¦ LED Fixtures and Retrofit Kits - 60 lpw - RET ¦ SCE ¦ All | Com ¦ LED Fixtures and Retrofit Kits - 60 lpw - RET | SCE ¦ All | SCE | All | Electric | LED troffer or linear ambient fixture with 60 lpw efficacy | Average Existing | 0 | Conventional | Lighting | Com - Office (Large) | Com | RET Only | 0 | 1000 sqft2 of floor space | fixture | 16 | DEER:Indoor_CFL_Ltg | 131.6321 | 0.017703 | 0 | eTRM SWLG012-01 Extrapolation | 97.8034 | 2019 | 0 | 130.0452 | 2019 | 0 | 0 | Extrapolated from eTRM data | Com LED Fixtures - RET ¦ SCE ¦ All | Com LED Fixtures - RET | 0.23857 | 1 | 0.37 | Itron Commercial Saturation Survey 2014 | -2.0613 | 2012 | 0.65
COM-LIGHTING-30.6 | Com ¦ LED Fixtures and Retrofit Kits - 60 lpw - RET ¦ SCE ¦ All | Com ¦ LED Fixtures and Retrofit Kits - 60 lpw - RET | SCE ¦ All | SCE | All | Electric | LED troffer or linear ambient fixture with 60 lpw efficacy | Average Existing | 0 | Conventional | Lighting | Com - Office (Small) | Com | RET Only | 0 | 1000 sqft2 of floor space | fixture | 16 | DEER:Indoor_CFL_Ltg | 110.2084 | 0.01657 | 0 | eTRM SWLG012-01 Extrapolation | 97.8034 | 2019 | 0 | 130.0452 | 2019 | 0 | 0 | Extrapolated from eTRM data | Com LED Fixtures - RET ¦ SCE ¦ All | Com LED Fixtures - RET | 0.23857 | 1 | 0.37 | Itron Commercial Saturation Survey 2014 | -2.8683 | 2012 | 0.65
COM-LIGHTING-30.7 | Com ¦ LED Fixtures and Retrofit Kits - 60 lpw - RET ¦ SCE ¦ All | Com ¦ LED Fixtures and Retrofit Kits - 60 lpw - RET | SCE ¦ All | SCE | All | Electric | LED troffer or linear ambient fixture with 60 lpw efficacy | Average Existing | 0 | Conventional | Lighting | Com - Other | Com | RET Only | 0 | 1000 sqft2 of floor space | fixture | 16 | DEER:Indoor_CFL_Ltg | 68.5288 | 0.014625 | 0 | eTRM SWLG012-01 Extrapolation | 97.8034 | 2019 | 0 | 130.0452 | 2019 | 0 | 0 | Extrapolated from eTRM data | Com LED Fixtures - RET ¦ SCE ¦ All | Com LED Fixtures - RET | 0.10127 | 1 | 0.37 | Itron Commercial Saturation Survey 2014 | -4.018 | 2012 | 0.65
COM-LIGHTING-30.8 | Com ¦ LED Fixtures and Retrofit Kits - 60 lpw - RET ¦ SCE ¦ All | Com ¦ LED Fixtures and Retrofit Kits - 60 lpw - RET | SCE ¦ All | SCE | All | Electric | LED troffer or linear ambient fixture with 60 lpw efficacy | Average Existing | 0 | Conventional | Lighting | Com - Refrig. Warehouse | Com | RET Only | 0 | 1000 sqft2 of floor space | fixture | 16 | DEER:Indoor_CFL_Ltg | 310.6745 | 0.034407 | 0 | eTRM SWLG012-01 Extrapolation | 97.8034 | 2019 | 0 | 130.0452 | 2019 | 0 | 0 | Extrapolated from eTRM data | Com LED Fixtures - RET ¦ SCE ¦ All | Com LED Fixtures - RET | 0.026861 | 1 | 0.37 | Itron Commercial Saturation Survey 2014 | -6.6659 | 2012 | 0.65
COM-LIGHTING-30.9 | Com ¦ LED Fixtures and Retrofit Kits - 60 lpw - RET ¦ SCE ¦ All | Com ¦ LED Fixtures and Retrofit Kits - 60 lpw - RET | SCE ¦ All | SCE | All | Electric | LED troffer or linear ambient fixture with 60 lpw efficacy | Average Existing | 0 | Conventional | Lighting | Com - Restaurant | Com | RET Only | 0 | 1000 sqft2 of floor space | fixture | 16 | DEER:Indoor_CFL_Ltg | 212.9874 | 0.03137 | 0 | eTRM SWLG012-01 Extrapolation | 97.8034 | 2019 | 0 | 130.0452 | 2019 | 0 | 0 | Extrapolated from eTRM data | Com LED Fixtures - RET ¦ SCE ¦ All | Com LED Fixtures - RET | 0.30381 | 1 | 0.37 | Itron Commercial Saturation Survey 2014 | -4.3414 | 2012 | 0.65
COM-LIGHTING-30.10 | Com ¦ LED Fixtures and Retrofit Kits - 60 lpw - RET ¦ SCE ¦ All | Com ¦ LED Fixtures and Retrofit Kits - 60 lpw - RET | SCE ¦ All | SCE | All | Electric | LED troffer or linear ambient fixture with 60 lpw efficacy | Average Existing | 0 | Conventional | Lighting | Com - Retail | Com | RET Only | 0 | 1000 sqft2 of floor space | fixture | 16 | DEER:Indoor_CFL_Ltg | 216.493 | 0.032986 | 0 | eTRM SWLG012-01 Extrapolation | 97.8034 | 2019 | 0 | 130.0452 | 2019 | 0 | 0 | Extrapolated from eTRM data | Com LED Fixtures - RET ¦ SCE ¦ All | Com LED Fixtures - RET | 0.35564 | 1 | 0.37 | Itron Commercial Saturation Survey 2014 | -20.8502 | 2012 | 0.65
COM-LIGHTING-30.11 | Com ¦ LED Fixtures and Retrofit Kits - 60 lpw - RET ¦ SCE ¦ All | Com ¦ LED Fixtures and Retrofit Kits - 60 lpw - RET | SCE ¦ All | SCE | All | Electric | LED troffer or linear ambient fixture with 60 lpw efficacy | Average Existing | 0 | Conventional | Lighting | Com - School | Com | RET Only | 0 | 1000 sqft2 of floor space | fixture | 16 | DEER:Indoor_CFL_Ltg | 93.6929 | 0.012458 | 0 | eTRM SWLG012-01 Extrapolation | 97.8034 | 2019 | 0 | 130.0452 | 2019 | 0 | 0 | Extrapolated from eTRM data | Com LED Fixtures - RET ¦ SCE ¦ All | Com LED Fixtures - RET | 0.30381 | 1 | 0.37 | Itron Commercial Saturation Survey 2014 | -5.1466 | 2012 | 0.65
COM-LIGHTING-30.12 | Com ¦ LED Fixtures and Retrofit Kits - 60 lpw - RET ¦ SCE ¦ All | Com ¦ LED Fixtures and Retrofit Kits - 60 lpw - RET | SCE ¦ All | SCE | All | Electric | LED troffer or linear ambient fixture with 60 lpw efficacy | Average Existing | 0 | Conventional | Lighting | Com - Warehouse | Com | RET Only | 0 | 1000 sqft2 of floor space | fixture | 16 | DEER:Indoor_CFL_Ltg | 121.502 | 0.013323 | 0 | eTRM SWLG012-01 Extrapolation | 97.8034 | 2019 | 0 | 130.0452 | 2019 | 0 | 0 | Extrapolated from eTRM data | Com LED Fixtures - RET ¦ SCE ¦ All | Com LED Fixtures - RET | 0.086897 | 1 | 0.37 | Itron Commercial Saturation Survey 2014 | -9.0348 | 2012 | 0.65
COM-LIGHTING-33.1 | Com ¦ LED Fixtures and Retrofit Kits - 95.2 lpw ¦ SCE ¦ All | Com ¦ LED Fixtures and Retrofit Kits - 95.2 lpw | SCE ¦ All | SCE | All | Electric | LED troffer or linear ambient fixture with 95 lpw efficacy | Code | 0 | Conventional | Lighting | Com - College | Com | ROB and NEW | 0 | 1000 sqft2 of floor space | fixture | 16 | DEER:Indoor_CFL_Ltg | 103.3032 | 0.023194 | 0 | eTRM SWLG012-01 | 125.6303 | 2019 | 0 | 130.0452 | 2019 | 0 | 0 | eTRM SWLG012-01 | Com LED Fixtures ¦ SCE ¦ All | Com LED Fixtures | 0.67902 | 1 | 0.69853 | Itron Commercial Saturation Survey 2014 | -3.5113 | 2012 | 0.65
COM-LIGHTING-33.2 | Com ¦ LED Fixtures and Retrofit Kits - 95.2 lpw ¦ SCE ¦ All | Com ¦ LED Fixtures and Retrofit Kits - 95.2 lpw | SCE ¦ All | SCE | All | Electric | LED troffer or linear ambient fixture with 95 lpw efficacy | Code | 0 | Conventional | Lighting | Com - Grocery | Com | ROB and NEW | 0 | 1000 sqft2 of floor space | fixture | 16 | DEER:Indoor_CFL_Ltg | 220.0828 | 0.03382 | 0 | eTRM SWLG012-01 | 125.6303 | 2019 | 0 | 130.0452 | 2019 | 0 | 0 | eTRM SWLG012-01 | Com LED Fixtures ¦ SCE ¦ All | Com LED Fixtures | 0.62749 | 1 | 0.69853 | Itron Commercial Saturation Survey 2014 | -4.8386 | 2012 | 0.65
COM-LIGHTING-33.3 | Com ¦ LED Fixtures and Retrofit Kits - 95.2 lpw ¦ SCE ¦ All | Com ¦ LED Fixtures and Retrofit Kits - 95.2 lpw | SCE ¦ All | SCE | All | Electric | LED troffer or linear ambient fixture with 95 lpw efficacy | Code | 0 | Conventional | Lighting | Com - Health | Com | ROB and NEW | 0 | 1000 sqft2 of floor space | fixture | 16 | DEER:Indoor_CFL_Ltg | 193.7276 | 0.027336 | 0 | eTRM SWLG012-01 | 125.6303 | 2019 | 0 | 130.0452 | 2019 | 0 | 0 | eTRM SWLG012-01 | Com LED Fixtures ¦ SCE ¦ All | Com LED Fixtures | 0.67902 | 1 | 0.69853 | Itron Commercial Saturation Survey 2014 | -2.8714 | 2012 | 0.65
COM-LIGHTING-33.4 | Com ¦ LED Fixtures and Retrofit Kits - 95.2 lpw ¦ SCE ¦ All | Com ¦ LED Fixtures and Retrofit Kits - 95.2 lpw | SCE ¦ All | SCE | All | Electric | LED troffer or linear ambient fixture with 95 lpw efficacy | Code | 0 | Conventional | Lighting | Com - Lodging | Com | ROB and NEW | 0 | 1000 sqft2 of floor space | fixture | 16 | DEER:Indoor_CFL_Ltg | 57.599 | 0.0077756 | 0 | eTRM SWLG012-01 | 125.6303 | 2019 | 0 | 130.0452 | 2019 | 0 | 0 | eTRM SWLG012-01 | Com LED Fixtures ¦ SCE ¦ All | Com LED Fixtures | 0.67902 | 1 | 0.69853 | Itron Commercial Saturation Survey 2014 | -3.1658 | 2012 | 0.65
COM-LIGHTING-33.5 | Com ¦ LED Fixtures and Retrofit Kits - 95.2 lpw ¦ SCE ¦ All | Com ¦ LED Fixtures and Retrofit Kits - 95.2 lpw | SCE ¦ All | SCE | All | Electric | LED troffer or linear ambient fixture with 95 lpw efficacy | Code | 0 | Conventional | Lighting | Com - Office (Large) | Com | ROB and NEW | 0 | 1000 sqft2 of floor space | fixture | 16 | DEER:Indoor_CFL_Ltg | 95.5076 | 0.012504 | 0 | eTRM SWLG012-01 | 125.6303 | 2019 | 0 | 130.0452 | 2019 | 0 | 0 | eTRM SWLG012-01 | Com LED Fixtures ¦ SCE ¦ All | Com LED Fixtures | 0.53321 | 1 | 0.69853 | Itron Commercial Saturation Survey 2014 | -1.4956 | 2012 | 0.65
COM-LIGHTING-33.6 | Com ¦ LED Fixtures and Retrofit Kits - 95.2 lpw ¦ SCE ¦ All | Com ¦ LED Fixtures and Retrofit Kits - 95.2 lpw | SCE ¦ All | SCE | All | Electric | LED troffer or linear ambient fixture with 95 lpw efficacy | Code | 0 | Conventional | Lighting | Com - Office (Small) | Com | ROB and NEW | 0 | 1000 sqft2 of floor space | fixture | 16 | DEER:Indoor_CFL_Ltg | 81.2046 | 0.011765 | 0 | eTRM SWLG012-01 | 125.6303 | 2019 | 0 | 130.0452 | 2019 | 0 | 0 | eTRM SWLG012-01 | Com LED Fixtures ¦ SCE ¦ All | Com LED Fixtures | 0.53321 | 1 | 0.69853 | Itron Commercial Saturation Survey 2014 | -2.1135 | 2012 | 0.65
COM-LIGHTING-33.7 | Com ¦ LED Fixtures and Retrofit Kits - 95.2 lpw ¦ SCE ¦ All | Com ¦ LED Fixtures and Retrofit Kits - 95.2 lpw | SCE ¦ All | SCE | All | Electric | LED troffer or linear ambient fixture with 95 lpw efficacy | Code | 0 | Conventional | Lighting | Com - Other | Com | ROB and NEW | 0 | 1000 sqft2 of floor space | fixture | 16 | DEER:Indoor_CFL_Ltg | 50.7529 | 0.010427 | 0 | eTRM SWLG012-01 | 125.6303 | 2019 | 0 | 130.0452 | 2019 | 0 | 0 | eTRM SWLG012-01 | Com LED Fixtures ¦ SCE ¦ All | Com LED Fixtures | 0.22634 | 1 | 0.69853 | Itron Commercial Saturation Survey 2014 | -2.9758 | 2012 | 0.65
COM-LIGHTING-33.8 | Com ¦ LED Fixtures and Retrofit Kits - 95.2 lpw ¦ SCE ¦ All | Com ¦ LED Fixtures and Retrofit Kits - 95.2 lpw | SCE ¦ All | SCE | All | Electric | LED troffer or linear ambient fixture with 95 lpw efficacy | Code | 0 | Conventional | Lighting | Com - Refrig. Warehouse | Com | ROB and NEW | 0 | 1000 sqft2 of floor space | fixture | 16 | DEER:Indoor_CFL_Ltg | 215.0075 | 0.024361 | 0 | eTRM SWLG012-01 | 125.6303 | 2019 | 0 | 130.0452 | 2019 | 0 | 0 | eTRM SWLG012-01 | Com LED Fixtures ¦ SCE ¦ All | Com LED Fixtures | 0.060036 | 1 | 0.69853 | Itron Commercial Saturation Survey 2014 | -4.6133 | 2012 | 0.65
COM-LIGHTING-33.9 | Com ¦ LED Fixtures and Retrofit Kits - 95.2 lpw ¦ SCE ¦ All | Com ¦ LED Fixtures and Retrofit Kits - 95.2 lpw | SCE ¦ All | SCE | All | Electric | LED troffer or linear ambient fixture with 95 lpw efficacy | Code | 0 | Conventional | Lighting | Com - Restaurant | Com | ROB and NEW | 0 | 1000 sqft2 of floor space | fixture | 16 | DEER:Indoor_CFL_Ltg | 156.5277 | 0.022078 | 0 | eTRM SWLG012-01 | 125.6303 | 2019 | 0 | 130.0452 | 2019 | 0 | 0 | eTRM SWLG012-01 | Com LED Fixtures ¦ SCE ¦ All | Com LED Fixtures | 0.67902 | 1 | 0.69853 | Itron Commercial Saturation Survey 2014 | -3.1906 | 2012 | 0.65
COM-LIGHTING-33.10 | Com ¦ LED Fixtures and Retrofit Kits - 95.2 lpw ¦ SCE ¦ All | Com ¦ LED Fixtures and Retrofit Kits - 95.2 lpw | SCE ¦ All | SCE | All | Electric | LED troffer or linear ambient fixture with 95 lpw efficacy | Code | 0 | Conventional | Lighting | Com - Retail | Com | ROB and NEW | 0 | 1000 sqft2 of floor space | fixture | 16 | DEER:Indoor_CFL_Ltg | 159.3143 | 0.023371 | 0 | eTRM SWLG012-01 | 125.6303 | 2019 | 0 | 130.0452 | 2019 | 0 | 0 | eTRM SWLG012-01 | Com LED Fixtures ¦ SCE ¦ All | Com LED Fixtures | 0.79487 | 1 | 0.69853 | Itron Commercial Saturation Survey 2014 | -15.3434 | 2012 | 0.65
COM-LIGHTING-33.11 | Com ¦ LED Fixtures and Retrofit Kits - 95.2 lpw ¦ SCE ¦ All | Com ¦ LED Fixtures and Retrofit Kits - 95.2 lpw | SCE ¦ All | SCE | All | Electric | LED troffer or linear ambient fixture with 95 lpw efficacy | Code | 0 | Conventional | Lighting | Com - School | Com | ROB and NEW | 0 | 1000 sqft2 of floor space | fixture | 16 | DEER:Indoor_CFL_Ltg | 69.2079 | 0.0087389 | 0 | eTRM SWLG012-01 | 125.6303 | 2019 | 0 | 130.0452 | 2019 | 0 | 0 | eTRM SWLG012-01 | Com LED Fixtures ¦ SCE ¦ All | Com LED Fixtures | 0.67902 | 1 | 0.69853 | Itron Commercial Saturation Survey 2014 | -3.8016 | 2012 | 0.65
COM-LIGHTING-33.12 | Com ¦ LED Fixtures and Retrofit Kits - 95.2 lpw ¦ SCE ¦ All | Com ¦ LED Fixtures and Retrofit Kits - 95.2 lpw | SCE ¦ All | SCE | All | Electric | LED troffer or linear ambient fixture with 95 lpw efficacy | Code | 0 | Conventional | Lighting | Com - Warehouse | Com | ROB and NEW | 0 | 1000 sqft2 of floor space | fixture | 16 | DEER:Indoor_CFL_Ltg | 91.0106 | 0.0096835 | 0 | eTRM SWLG012-01 | 125.6303 | 2019 | 0 | 130.0452 | 2019 | 0 | 0 | eTRM SWLG012-01 | Com LED Fixtures ¦ SCE ¦ All | Com LED Fixtures | 0.086897 | 1 | 0.69853 | Itron Commercial Saturation Survey 2014 | -6.7675 | 2012 | 0.65
COM-LIGHTING-31.1 | Com ¦ LED Fixtures and Retrofit Kits - 125 lpw - RET ¦ SCE ¦ All | Com ¦ LED Fixtures and Retrofit Kits - 125 lpw - RET | SCE ¦ All | SCE | All | Electric | LED troffer or linear ambient fixture with at least 125 lpw efficacy | Efficient | 0 | Conventional | Lighting | Com - College | Com | RET Only | 0 | 1000 sqft2 of floor space | fixture | 16 | DEER:Indoor_CFL_Ltg | 67.3727 | 0.013638 | 0.19924 | eTRM SWLG012-01 | 159.8322 | 2019 | 0 | 130.0452 | 2019 | 0 | 0 | eTRM SWLG012-01 | Com LED Fixtures - RET ¦ SCE ¦ All | Com LED Fixtures - RET | 0.30381 | 1 | 0.60667 | Itron Commercial Saturation Survey 2014 | -2.405 | 2032 | 0.65
COM-LIGHTING-31.2 | Com ¦ LED Fixtures and Retrofit Kits - 125 lpw - RET ¦ SCE ¦ All | Com ¦ LED Fixtures and Retrofit Kits - 125 lpw - RET | SCE ¦ All | SCE | All | Electric | LED troffer or linear ambient fixture with at least 125 lpw efficacy | Efficient | 0 | Conventional | Lighting | Com - Grocery | Com | RET Only | 0 | 1000 sqft2 of floor space | fixture | 16 | DEER:Indoor_CFL_Ltg | 149.1084 | 0.02119 | 0.74886 | eTRM SWLG012-01 | 159.8322 | 2019 | 0 | 130.0452 | 2019 | 0 | 0 | eTRM SWLG012-01 | Com LED Fixtures - RET ¦ SCE ¦ All | Com LED Fixtures - RET | 0.28075 | 1 | 0.60667 | Itron Commercial Saturation Survey 2014 | -4.8533 | 2032 | 0.65
COM-LIGHTING-31.3 | Com ¦ LED Fixtures and Retrofit Kits - 125 lpw - RET ¦ SCE ¦ All | Com ¦ LED Fixtures and Retrofit Kits - 125 lpw - RET | SCE ¦ All | SCE | All | Electric | LED troffer or linear ambient fixture with at least 125 lpw efficacy | Efficient | 0 | Conventional | Lighting | Com - Health | Com | RET Only | 0 | 1000 sqft2 of floor space | fixture | 16 | DEER:Indoor_CFL_Ltg | 127.4048 | 0.015985 | 0.43447 | eTRM SWLG012-01 | 159.8322 | 2019 | 0 | 130.0452 | 2019 | 0 | 0 | eTRM SWLG012-01 | Com LED Fixtures - RET ¦ SCE ¦ All | Com LED Fixtures - RET | 0.30381 | 1 | 0.60667 | Itron Commercial Saturation Survey 2014 | -2.9143 | 2032 | 0.65
COM-LIGHTING-31.4 | Com ¦ LED Fixtures and Retrofit Kits - 125 lpw - RET ¦ SCE ¦ All | Com ¦ LED Fixtures and Retrofit Kits - 125 lpw - RET | SCE ¦ All | SCE | All | Electric | LED troffer or linear ambient fixture with at least 125 lpw efficacy | Efficient | 0 | Conventional | Lighting | Com - Lodging | Com | RET Only | 0 | 1000 sqft2 of floor space | fixture | 16 | DEER:Indoor_CFL_Ltg | 38.3498 | 0.0045078 | 0.091503 | eTRM SWLG012-01 | 159.8322 | 2019 | 0 | 130.0452 | 2019 | 0 | 0 | eTRM SWLG012-01 | Com LED Fixtures - RET ¦ SCE ¦ All | Com LED Fixtures - RET | 0.30381 | 1 | 0.60667 | Itron Commercial Saturation Survey 2014 | -2.8047 | 2032 | 0.65
COM-LIGHTING-31.5 | Com ¦ LED Fixtures and Retrofit Kits - 125 lpw - RET ¦ SCE ¦ All | Com ¦ LED Fixtures and Retrofit Kits - 125 lpw - RET | SCE ¦ All | SCE | All | Electric | LED troffer or linear ambient fixture with at least 125 lpw efficacy | Efficient | 0 | Conventional | Lighting | Com - Office (Large) | Com | RET Only | 0 | 1000 sqft2 of floor space | fixture | 16 | DEER:Indoor_CFL_Ltg | 60.8587 | 0.0075354 | 0.082151 | eTRM SWLG012-01 | 159.8322 | 2019 | 0 | 130.0452 | 2019 | 0 | 0 | eTRM SWLG012-01 | Com LED Fixtures - RET ¦ SCE ¦ All | Com LED Fixtures - RET | 0.23857 | 1 | 0.60667 | Itron Commercial Saturation Survey 2014 | -1.2373 | 2032 | 0.65
COM-LIGHTING-31.6 | Com ¦ LED Fixtures and Retrofit Kits - 125 lpw - RET ¦ SCE ¦ All | Com ¦ LED Fixtures and Retrofit Kits - 125 lpw - RET | SCE ¦ All | SCE | All | Electric | LED troffer or linear ambient fixture with at least 125 lpw efficacy | Efficient | 0 | Conventional | Lighting | Com - Office (Small) | Com | RET Only | 0 | 1000 sqft2 of floor space | fixture | 16 | DEER:Indoor_CFL_Ltg | 53.3737 | 0.0071437 | 0.060356 | eTRM SWLG012-01 | 159.8322 | 2019 | 0 | 130.0452 | 2019 | 0 | 0 | eTRM SWLG012-01 | Com LED Fixtures - RET ¦ SCE ¦ All | Com LED Fixtures - RET | 0.23857 | 1 | 0.60667 | Itron Commercial Saturation Survey 2014 | -1.4482 | 2032 | 0.65
COM-LIGHTING-31.7 | Com ¦ LED Fixtures and Retrofit Kits - 125 lpw - RET ¦ SCE ¦ All | Com ¦ LED Fixtures and Retrofit Kits - 125 lpw - RET | SCE ¦ All | SCE | All | Electric | LED troffer or linear ambient fixture with at least 125 lpw efficacy | Efficient | 0 | Conventional | Lighting | Com - Other | Com | RET Only | 0 | 1000 sqft2 of floor space | fixture | 16 | DEER:Indoor_CFL_Ltg | 33.6519 | 0.0063981 | 0.10842 | eTRM SWLG012-01 | 159.8322 | 2019 | 0 | 130.0452 | 2019 | 0 | 0 | eTRM SWLG012-01 | Com LED Fixtures - RET ¦ SCE ¦ All | Com LED Fixtures - RET | 0.10127 | 1 | 0.60667 | Itron Commercial Saturation Survey 2014 | -2.2441 | 2032 | 0.65
COM-LIGHTING-31.8 | Com ¦ LED Fixtures and Retrofit Kits - 125 lpw - RET ¦ SCE ¦ All | Com ¦ LED Fixtures and Retrofit Kits - 125 lpw - RET | SCE ¦ All | SCE | All | Electric | LED troffer or linear ambient fixture with at least 125 lpw efficacy | Efficient | 0 | Conventional | Lighting | Com - Refrig. Warehouse | Com | RET Only | 0 | 1000 sqft2 of floor space | fixture | 16 | DEER:Indoor_CFL_Ltg | 123.3555 | 0.014693 | 0 | eTRM SWLG012-01 | 159.8322 | 2019 | 0 | 130.0452 | 2019 | 0 | 0 | eTRM SWLG012-01 | Com LED Fixtures - RET ¦ SCE ¦ All | Com LED Fixtures - RET | 0.026861 | 1 | 0.60667 | Itron Commercial Saturation Survey 2014 | -2.6468 | 2032 | 0.65
COM-LIGHTING-31.9 | Com ¦ LED Fixtures and Retrofit Kits - 125 lpw - RET ¦ SCE ¦ All | Com ¦ LED Fixtures and Retrofit Kits - 125 lpw - RET | SCE ¦ All | SCE | All | Electric | LED troffer or linear ambient fixture with at least 125 lpw efficacy | Efficient | 0 | Conventional | Lighting | Com - Restaurant | Com | RET Only | 0 | 1000 sqft2 of floor space | fixture | 16 | DEER:Indoor_CFL_Ltg | 102.4024 | 0.013136 | 0.26588 | eTRM SWLG012-01 | 159.8322 | 2019 | 0 | 130.0452 | 2019 | 0 | 0 | eTRM SWLG012-01 | Com LED Fixtures - RET ¦ SCE ¦ All | Com LED Fixtures - RET | 0.30381 | 1 | 0.60667 | Itron Commercial Saturation Survey 2014 | -2.1554 | 2032 | 0.65
COM-LIGHTING-31.10 | Com ¦ LED Fixtures and Retrofit Kits - 125 lpw - RET ¦ SCE ¦ All | Com ¦ LED Fixtures and Retrofit Kits - 125 lpw - RET | SCE ¦ All | SCE | All | Electric | LED troffer or linear ambient fixture with at least 125 lpw efficacy | Efficient | 0 | Conventional | Lighting | Com - Retail | Com | RET Only | 0 | 1000 sqft2 of floor space | fixture | 16 | DEER:Indoor_CFL_Ltg | 104.3183 | 0.014136 | 0.1404 | eTRM SWLG012-01 | 159.8322 | 2019 | 0 | 130.0452 | 2019 | 0 | 0 | eTRM SWLG012-01 | Com LED Fixtures - RET ¦ SCE ¦ All | Com LED Fixtures - RET | 0.35564 | 1 | 0.60667 | Itron Commercial Saturation Survey 2014 | -31.12 | 2032 | 0.65
COM-LIGHTING-31.11 | Com ¦ LED Fixtures and Retrofit Kits - 125 lpw - RET ¦ SCE ¦ All | Com ¦ LED Fixtures and Retrofit Kits - 125 lpw - RET | SCE ¦ All | SCE | All | Electric | LED troffer or linear ambient fixture with at least 125 lpw efficacy | Efficient | 0 | Conventional | Lighting | Com - School | Com | RET Only | 0 | 1000 sqft2 of floor space | fixture | 16 | DEER:Indoor_CFL_Ltg | 45.7075 | 0.0051703 | 0.14561 | eTRM SWLG012-01 | 159.8322 | 2019 | 0 | 130.0452 | 2019 | 0 | 0 | eTRM SWLG012-01 | Com LED Fixtures - RET ¦ SCE ¦ All | Com LED Fixtures - RET | 0.30381 | 1 | 0.60667 | Itron Commercial Saturation Survey 2014 | -2.6327 | 2032 | 0.65
COM-LIGHTING-31.12 | Com ¦ LED Fixtures and Retrofit Kits - 125 lpw - RET ¦ SCE ¦ All | Com ¦ LED Fixtures and Retrofit Kits - 125 lpw - RET | SCE ¦ All | SCE | All | Electric | LED troffer or linear ambient fixture with at least 125 lpw efficacy | Efficient | 0 | Conventional | Lighting | Com - Warehouse | Com | RET Only | 0 | 1000 sqft2 of floor space | fixture | 16 | DEER:Indoor_CFL_Ltg | 61.7557 | 0.0061919 | 0.11273 | eTRM SWLG012-01 | 159.8322 | 2019 | 0 | 130.0452 | 2019 | 0 | 0 | eTRM SWLG012-01 | Com LED Fixtures - RET ¦ SCE ¦ All | Com LED Fixtures - RET | 0.086897 | 1 | 0.60667 | Itron Commercial Saturation Survey 2014 | -5.4554 | 2032 | 0.65
COM-LIGHTING-32.1 | Com ¦ LED Fixtures and Retrofit Kits - 140 lpw - RET ¦ SCE ¦ All | Com ¦ LED Fixtures and Retrofit Kits - 140 lpw - RET | SCE ¦ All | SCE | All | Electric | LED troffer or linear ambient fixture with at least 140 lpw efficacy | Efficient | 0 | Conventional | Lighting | Com - College | Com | RET Only | 0 | 1000 sqft2 of floor space | fixture | 16 | DEER:Indoor_CFL_Ltg | 55.4055 | 0.010448 | 0.26532 | eTRM SWLG012-01 | 161.6764 | 2019 | 0 | 130.0452 | 2019 | 0 | 0 | eTRM SWLG012-01 | Com LED Fixtures - RET ¦ SCE ¦ All | Com LED Fixtures - RET | 0.30381 | 1 | 0.023333 | Itron Commercial Saturation Survey 2014 | -2.0364 | 2032 | 0.65
COM-LIGHTING-32.2 | Com ¦ LED Fixtures and Retrofit Kits - 140 lpw - RET ¦ SCE ¦ All | Com ¦ LED Fixtures and Retrofit Kits - 140 lpw - RET | SCE ¦ All | SCE | All | Electric | LED troffer or linear ambient fixture with at least 140 lpw efficacy | Efficient | 0 | Conventional | Lighting | Com - Grocery | Com | RET Only | 0 | 1000 sqft2 of floor space | fixture | 16 | DEER:Indoor_CFL_Ltg | 125.6366 | 0.016942 | 1.0003 | eTRM SWLG012-01 | 161.6764 | 2019 | 0 | 130.0452 | 2019 | 0 | 0 | eTRM SWLG012-01 | Com LED Fixtures - RET ¦ SCE ¦ All | Com LED Fixtures - RET | 0.28075 | 1 | 0.023333 | Itron Commercial Saturation Survey 2014 | -4.8662 | 2032 | 0.65
COM-LIGHTING-32.3 | Com ¦ LED Fixtures and Retrofit Kits - 140 lpw - RET ¦ SCE ¦ All | Com ¦ LED Fixtures and Retrofit Kits - 140 lpw - RET | SCE ¦ All | SCE | All | Electric | LED troffer or linear ambient fixture with at least 140 lpw efficacy | Efficient | 0 | Conventional | Lighting | Com - Health | Com | RET Only | 0 | 1000 sqft2 of floor space | fixture | 16 | DEER:Indoor_CFL_Ltg | 105.111 | 0.012212 | 0.5801 | eTRM SWLG012-01 | 161.6764 | 2019 | 0 | 130.0452 | 2019 | 0 | 0 | eTRM SWLG012-01 | Com LED Fixtures - RET ¦ SCE ¦ All | Com LED Fixtures - RET | 0.30381 | 1 | 0.023333 | Itron Commercial Saturation Survey 2014 | -2.9277 | 2032 | 0.65
COM-LIGHTING-32.4 | Com ¦ LED Fixtures and Retrofit Kits - 140 lpw - RET ¦ SCE ¦ All | Com ¦ LED Fixtures and Retrofit Kits - 140 lpw - RET | SCE ¦ All | SCE | All | Electric | LED troffer or linear ambient fixture with at least 140 lpw efficacy | Efficient | 0 | Conventional | Lighting | Com - Lodging | Com | RET Only | 0 | 1000 sqft2 of floor space | fixture | 16 | DEER:Indoor_CFL_Ltg | 31.9191 | 0.0034186 | 0.12202 | eTRM SWLG012-01 | 161.6764 | 2019 | 0 | 130.0452 | 2019 | 0 | 0 | eTRM SWLG012-01 | Com LED Fixtures - RET ¦ SCE ¦ All | Com LED Fixtures - RET | 0.30381 | 1 | 0.023333 | Itron Commercial Saturation Survey 2014 | -2.6837 | 2032 | 0.65
COM-LIGHTING-32.5 | Com ¦ LED Fixtures and Retrofit Kits - 140 lpw - RET ¦ SCE ¦ All | Com ¦ LED Fixtures and Retrofit Kits - 140 lpw - RET | SCE ¦ All | SCE | All | Electric | LED troffer or linear ambient fixture with at least 140 lpw efficacy | Efficient | 0 | Conventional | Lighting | Com - Office (Large) | Com | RET Only | 0 | 1000 sqft2 of floor space | fixture | 16 | DEER:Indoor_CFL_Ltg | 49.2904 | 0.0058533 | 0.10954 | eTRM SWLG012-01 | 161.6764 | 2019 | 0 | 130.0452 | 2019 | 0 | 0 | eTRM SWLG012-01 | Com LED Fixtures - RET ¦ SCE ¦ All | Com LED Fixtures - RET | 0.23857 | 1 | 0.023333 | Itron Commercial Saturation Survey 2014 | -1.1509 | 2032 | 0.65
COM-LIGHTING-32.6 | Com ¦ LED Fixtures and Retrofit Kits - 140 lpw - RET ¦ SCE ¦ All | Com ¦ LED Fixtures and Retrofit Kits - 140 lpw - RET | SCE ¦ All | SCE | All | Electric | LED troffer or linear ambient fixture with at least 140 lpw efficacy | Efficient | 0 | Conventional | Lighting | Com - Office (Small) | Com | RET Only | 0 | 1000 sqft2 of floor space | fixture | 16 | DEER:Indoor_CFL_Ltg | 44.0967 | 0.005618 | 0.080475 | eTRM SWLG012-01 | 161.6764 | 2019 | 0 | 130.0452 | 2019 | 0 | 0 | eTRM SWLG012-01 | Com LED Fixtures - RET ¦ SCE ¦ All | Com LED Fixtures - RET | 0.23857 | 1 | 0.023333 | Itron Commercial Saturation Survey 2014 | -1.2265 | 2032 | 0.65
COM-LIGHTING-32.7 | Com ¦ LED Fixtures and Retrofit Kits - 140 lpw - RET ¦ SCE ¦ All | Com ¦ LED Fixtures and Retrofit Kits - 140 lpw - RET | SCE ¦ All | SCE | All | Electric | LED troffer or linear ambient fixture with at least 140 lpw efficacy | Efficient | 0 | Conventional | Lighting | Com - Other | Com | RET Only | 0 | 1000 sqft2 of floor space | fixture | 16 | DEER:Indoor_CFL_Ltg | 28.0075 | 0.0050568 | 0.14418 | eTRM SWLG012-01 | 161.6764 | 2019 | 0 | 130.0452 | 2019 | 0 | 0 | eTRM SWLG012-01 | Com LED Fixtures - RET ¦ SCE ¦ All | Com LED Fixtures - RET | 0.10127 | 1 | 0.023333 | Itron Commercial Saturation Survey 2014 | -2.0025 | 2032 | 0.65
COM-LIGHTING-32.8 | Com ¦ LED Fixtures and Retrofit Kits - 140 lpw - RET ¦ SCE ¦ All | Com ¦ LED Fixtures and Retrofit Kits - 140 lpw - RET | SCE ¦ All | SCE | All | Electric | LED troffer or linear ambient fixture with at least 140 lpw efficacy | Efficient | 0 | Conventional | Lighting | Com - Refrig. Warehouse | Com | RET Only | 0 | 1000 sqft2 of floor space | fixture | 16 | DEER:Indoor_CFL_Ltg | 92.6186 | 0.011508 | 0 | eTRM SWLG012-01 | 161.6764 | 2019 | 0 | 130.0452 | 2019 | 0 | 0 | eTRM SWLG012-01 | Com LED Fixtures - RET ¦ SCE ¦ All | Com LED Fixtures - RET | 0.026861 | 1 | 0.023333 | Itron Commercial Saturation Survey 2014 | -1.9873 | 2032 | 0.65
COM-LIGHTING-32.9 | Com ¦ LED Fixtures and Retrofit Kits - 140 lpw - RET ¦ SCE ¦ All | Com ¦ LED Fixtures and Retrofit Kits - 140 lpw - RET | SCE ¦ All | SCE | All | Electric | LED troffer or linear ambient fixture with at least 140 lpw efficacy | Efficient | 0 | Conventional | Lighting | Com - Restaurant | Com | RET Only | 0 | 1000 sqft2 of floor space | fixture | 16 | DEER:Indoor_CFL_Ltg | 84.2954 | 0.010188 | 0.35446 | eTRM SWLG012-01 | 161.6764 | 2019 | 0 | 130.0452 | 2019 | 0 | 0 | eTRM SWLG012-01 | Com LED Fixtures - RET ¦ SCE ¦ All | Com LED Fixtures - RET | 0.30381 | 1 | 0.023333 | Itron Commercial Saturation Survey 2014 | -1.809 | 2032 | 0.65
COM-LIGHTING-32.10 | Com ¦ LED Fixtures and Retrofit Kits - 140 lpw - RET ¦ SCE ¦ All | Com ¦ LED Fixtures and Retrofit Kits - 140 lpw - RET | SCE ¦ All | SCE | All | Electric | LED troffer or linear ambient fixture with at least 140 lpw efficacy | Efficient | 0 | Conventional | Lighting | Com - Retail | Com | RET Only | 0 | 1000 sqft2 of floor space | fixture | 16 | DEER:Indoor_CFL_Ltg | 86.1514 | 0.011068 | 0.18723 | eTRM SWLG012-01 | 161.6764 | 2019 | 0 | 130.0452 | 2019 | 0 | 0 | eTRM SWLG012-01 | Com LED Fixtures - RET ¦ SCE ¦ All | Com LED Fixtures - RET | 0.35564 | 1 | 0.023333 | Itron Commercial Saturation Survey 2014 | -36.4003 | 2032 | 0.65
COM-LIGHTING-32.11 | Com ¦ LED Fixtures and Retrofit Kits - 140 lpw - RET ¦ SCE ¦ All | Com ¦ LED Fixtures and Retrofit Kits - 140 lpw - RET | SCE ¦ All | SCE | All | Electric | LED troffer or linear ambient fixture with at least 140 lpw efficacy | Efficient | 0 | Conventional | Lighting | Com - School | Com | RET Only | 0 | 1000 sqft2 of floor space | fixture | 16 | DEER:Indoor_CFL_Ltg | 37.8811 | 0.0039806 | 0.19394 | eTRM SWLG012-01 | 161.6764 | 2019 | 0 | 130.0452 | 2019 | 0 | 0 | eTRM SWLG012-01 | Com LED Fixtures - RET ¦ SCE ¦ All | Com LED Fixtures - RET | 0.30381 | 1 | 0.023333 | Itron Commercial Saturation Survey 2014 | -2.2432 | 2032 | 0.65
COM-LIGHTING-32.12 | Com ¦ LED Fixtures and Retrofit Kits - 140 lpw - RET ¦ SCE ¦ All | Com ¦ LED Fixtures and Retrofit Kits - 140 lpw - RET | SCE ¦ All | SCE | All | Electric | LED troffer or linear ambient fixture with at least 140 lpw efficacy | Efficient | 0 | Conventional | Lighting | Com - Warehouse | Com | RET Only | 0 | 1000 sqft2 of floor space | fixture | 16 | DEER:Indoor_CFL_Ltg | 51.9997 | 0.0050276 | 0.15066 | eTRM SWLG012-01 | 161.6764 | 2019 | 0 | 130.0452 | 2019 | 0 | 0 | eTRM SWLG012-01 | Com LED Fixtures - RET ¦ SCE ¦ All | Com LED Fixtures - RET | 0.086897 | 1 | 0.023333 | Itron Commercial Saturation Survey 2014 | -5.0203 | 2032 | 0.65
COM-LIGHTING-34.1 | Com ¦ LED Fixtures and Retrofit Kits - 125 lpw ¦ SCE ¦ All | Com ¦ LED Fixtures and Retrofit Kits - 125 lpw | SCE ¦ All | SCE | All | Electric | LED troffer or linear ambient fixture with at least 125 lpw efficacy | Efficient | 0 | Conventional | Lighting | Com - College | Com | ROB and NEW | 0 | 1000 sqft2 of floor space | fixture | 16 | DEER:Indoor_CFL_Ltg | 67.3727 | 0.013638 | 0.19924 | eTRM SWLG012-01 | 159.8322 | 2019 | 0 | 130.0452 | 2019 | 0 | 0 | eTRM SWLG012-01 | Com LED Fixtures ¦ SCE ¦ All | Com LED Fixtures | 0.67902 | 1 | 0.27813 | Itron Commercial Saturation Survey 2014 | -2.405 | 2032 | 0.65
COM-LIGHTING-34.2 | Com ¦ LED Fixtures and Retrofit Kits - 125 lpw ¦ SCE ¦ All | Com ¦ LED Fixtures and Retrofit Kits - 125 lpw | SCE ¦ All | SCE | All | Electric | LED troffer or linear ambient fixture with at least 125 lpw efficacy | Efficient | 0 | Conventional | Lighting | Com - Grocery | Com | ROB and NEW | 0 | 1000 sqft2 of floor space | fixture | 16 | DEER:Indoor_CFL_Ltg | 149.1084 | 0.02119 | 0.74886 | eTRM SWLG012-01 | 159.8322 | 2019 | 0 | 130.0452 | 2019 | 0 | 0 | eTRM SWLG012-01 | Com LED Fixtures ¦ SCE ¦ All | Com LED Fixtures | 0.62749 | 1 | 0.27813 | Itron Commercial Saturation Survey 2014 | -4.8533 | 2032 | 0.65
COM-LIGHTING-34.3 | Com ¦ LED Fixtures and Retrofit Kits - 125 lpw ¦ SCE ¦ All | Com ¦ LED Fixtures and Retrofit Kits - 125 lpw | SCE ¦ All | SCE | All | Electric | LED troffer or linear ambient fixture with at least 125 lpw efficacy | Efficient | 0 | Conventional | Lighting | Com - Health | Com | ROB and NEW | 0 | 1000 sqft2 of floor space | fixture | 16 | DEER:Indoor_CFL_Ltg | 127.4048 | 0.015985 | 0.43447 | eTRM SWLG012-01 | 159.8322 | 2019 | 0 | 130.0452 | 2019 | 0 | 0 | eTRM SWLG012-01 | Com LED Fixtures ¦ SCE ¦ All | Com LED Fixtures | 0.67902 | 1 | 0.27813 | Itron Commercial Saturation Survey 2014 | -2.9143 | 2032 | 0.65
COM-LIGHTING-34.4 | Com ¦ LED Fixtures and Retrofit Kits - 125 lpw ¦ SCE ¦ All | Com ¦ LED Fixtures and Retrofit Kits - 125 lpw | SCE ¦ All | SCE | All | Electric | LED troffer or linear ambient fixture with at least 125 lpw efficacy | Efficient | 0 | Conventional | Lighting | Com - Lodging | Com | ROB and NEW | 0 | 1000 sqft2 of floor space | fixture | 16 | DEER:Indoor_CFL_Ltg | 38.3498 | 0.0045078 | 0.091503 | eTRM SWLG012-01 | 159.8322 | 2019 | 0 | 130.0452 | 2019 | 0 | 0 | eTRM SWLG012-01 | Com LED Fixtures ¦ SCE ¦ All | Com LED Fixtures | 0.67902 | 1 | 0.27813 | Itron Commercial Saturation Survey 2014 | -2.8047 | 2032 | 0.65
COM-LIGHTING-34.5 | Com ¦ LED Fixtures and Retrofit Kits - 125 lpw ¦ SCE ¦ All | Com ¦ LED Fixtures and Retrofit Kits - 125 lpw | SCE ¦ All | SCE | All | Electric | LED troffer or linear ambient fixture with at least 125 lpw efficacy | Efficient | 0 | Conventional | Lighting | Com - Office (Large) | Com | ROB and NEW | 0 | 1000 sqft2 of floor space | fixture | 16 | DEER:Indoor_CFL_Ltg | 60.8587 | 0.0075354 | 0.082151 | eTRM SWLG012-01 | 159.8322 | 2019 | 0 | 130.0452 | 2019 | 0 | 0 | eTRM SWLG012-01 | Com LED Fixtures ¦ SCE ¦ All | Com LED Fixtures | 0.53321 | 1 | 0.27813 | Itron Commercial Saturation Survey 2014 | -1.2373 | 2032 | 0.65
COM-LIGHTING-34.6 | Com ¦ LED Fixtures and Retrofit Kits - 125 lpw ¦ SCE ¦ All | Com ¦ LED Fixtures and Retrofit Kits - 125 lpw | SCE ¦ All | SCE | All | Electric | LED troffer or linear ambient fixture with at least 125 lpw efficacy | Efficient | 0 | Conventional | Lighting | Com - Office (Small) | Com | ROB and NEW | 0 | 1000 sqft2 of floor space | fixture | 16 | DEER:Indoor_CFL_Ltg | 53.3737 | 0.0071437 | 0.060356 | eTRM SWLG012-01 | 159.8322 | 2019 | 0 | 130.0452 | 2019 | 0 | 0 | eTRM SWLG012-01 | Com LED Fixtures ¦ SCE ¦ All | Com LED Fixtures | 0.53321 | 1 | 0.27813 | Itron Commercial Saturation Survey 2014 | -1.4482 | 2032 | 0.65
COM-LIGHTING-34.7 | Com ¦ LED Fixtures and Retrofit Kits - 125 lpw ¦ SCE ¦ All | Com ¦ LED Fixtures and Retrofit Kits - 125 lpw | SCE ¦ All | SCE | All | Electric | LED troffer or linear ambient fixture with at least 125 lpw efficacy | Efficient | 0 | Conventional | Lighting | Com - Other | Com | ROB and NEW | 0 | 1000 sqft2 of floor space | fixture | 16 | DEER:Indoor_CFL_Ltg | 33.6519 | 0.0063981 | 0.10842 | eTRM SWLG012-01 | 159.8322 | 2019 | 0 | 130.0452 | 2019 | 0 | 0 | eTRM SWLG012-01 | Com LED Fixtures ¦ SCE ¦ All | Com LED Fixtures | 0.22634 | 1 | 0.27813 | Itron Commercial Saturation Survey 2014 | -2.2441 | 2032 | 0.65
COM-LIGHTING-34.8 | Com ¦ LED Fixtures and Retrofit Kits - 125 lpw ¦ SCE ¦ All | Com ¦ LED Fixtures and Retrofit Kits - 125 lpw | SCE ¦ All | SCE | All | Electric | LED troffer or linear ambient fixture with at least 125 lpw efficacy | Efficient | 0 | Conventional | Lighting | Com - Refrig. Warehouse | Com | ROB and NEW | 0 | 1000 sqft2 of floor space | fixture | 16 | DEER:Indoor_CFL_Ltg | 123.3555 | 0.014693 | 0 | eTRM SWLG012-01 | 159.8322 | 2019 | 0 | 130.0452 | 2019 | 0 | 0 | eTRM SWLG012-01 | Com LED Fixtures ¦ SCE ¦ All | Com LED Fixtures | 0.060036 | 1 | 0.27813 | Itron Commercial Saturation Survey 2014 | -2.6468 | 2032 | 0.65
COM-LIGHTING-34.9 | Com ¦ LED Fixtures and Retrofit Kits - 125 lpw ¦ SCE ¦ All | Com ¦ LED Fixtures and Retrofit Kits - 125 lpw | SCE ¦ All | SCE | All | Electric | LED troffer or linear ambient fixture with at least 125 lpw efficacy | Efficient | 0 | Conventional | Lighting | Com - Restaurant | Com | ROB and NEW | 0 | 1000 sqft2 of floor space | fixture | 16 | DEER:Indoor_CFL_Ltg | 102.4024 | 0.013136 | 0.26588 | eTRM SWLG012-01 | 159.8322 | 2019 | 0 | 130.0452 | 2019 | 0 | 0 | eTRM SWLG012-01 | Com LED Fixtures ¦ SCE ¦ All | Com LED Fixtures | 0.67902 | 1 | 0.27813 | Itron Commercial Saturation Survey 2014 | -2.1554 | 2032 | 0.65
COM-LIGHTING-34.10 | Com ¦ LED Fixtures and Retrofit Kits - 125 lpw ¦ SCE ¦ All | Com ¦ LED Fixtures and Retrofit Kits - 125 lpw | SCE ¦ All | SCE | All | Electric | LED troffer or linear ambient fixture with at least 125 lpw efficacy | Efficient | 0 | Conventional | Lighting | Com - Retail | Com | ROB and NEW | 0 | 1000 sqft2 of floor space | fixture | 16 | DEER:Indoor_CFL_Ltg | 104.3183 | 0.014136 | 0.1404 | eTRM SWLG012-01 | 159.8322 | 2019 | 0 | 130.0452 | 2019 | 0 | 0 | eTRM SWLG012-01 | Com LED Fixtures ¦ SCE ¦ All | Com LED Fixtures | 0.79487 | 1 | 0.27813 | Itron Commercial Saturation Survey 2014 | -31.12 | 2032 | 0.65
COM-LIGHTING-34.11 | Com ¦ LED Fixtures and Retrofit Kits - 125 lpw ¦ SCE ¦ All | Com ¦ LED Fixtures and Retrofit Kits - 125 lpw | SCE ¦ All | SCE | All | Electric | LED troffer or linear ambient fixture with at least 125 lpw efficacy | Efficient | 0 | Conventional | Lighting | Com - School | Com | ROB and NEW | 0 | 1000 sqft2 of floor space | fixture | 16 | DEER:Indoor_CFL_Ltg | 45.7075 | 0.0051703 | 0.14561 | eTRM SWLG012-01 | 159.8322 | 2019 | 0 | 130.0452 | 2019 | 0 | 0 | eTRM SWLG012-01 | Com LED Fixtures ¦ SCE ¦ All | Com LED Fixtures | 0.67902 | 1 | 0.27813 | Itron Commercial Saturation Survey 2014 | -2.6327 | 2032 | 0.65
COM-LIGHTING-34.12 | Com ¦ LED Fixtures and Retrofit Kits - 125 lpw ¦ SCE ¦ All | Com ¦ LED Fixtures and Retrofit Kits - 125 lpw | SCE ¦ All | SCE | All | Electric | LED troffer or linear ambient fixture with at least 125 lpw efficacy | Efficient | 0 | Conventional | Lighting | Com - Warehouse | Com | ROB and NEW | 0 | 1000 sqft2 of floor space | fixture | 16 | DEER:Indoor_CFL_Ltg | 61.7557 | 0.0061919 | 0.11273 | eTRM SWLG012-01 | 159.8322 | 2019 | 0 | 130.0452 | 2019 | 0 | 0 | eTRM SWLG012-01 | Com LED Fixtures ¦ SCE ¦ All | Com LED Fixtures | 0.086897 | 1 | 0.27813 | Itron Commercial Saturation Survey 2014 | -5.4554 | 2032 | 0.65
COM-LIGHTING-35.1 | Com ¦ LED Fixtures and Retrofit Kits - 140 lpw ¦ SCE ¦ All | Com ¦ LED Fixtures and Retrofit Kits - 140 lpw | SCE ¦ All | SCE | All | Electric | LED troffer or linear ambient fixture with at least 140 lpw efficacy | Efficient | 0 | Conventional | Lighting | Com - College | Com | ROB and NEW | 0 | 1000 sqft2 of floor space | fixture | 16 | DEER:Indoor_CFL_Ltg | 55.4055 | 0.010448 | 0.26532 | eTRM SWLG012-01 | 161.6764 | 2019 | 0 | 130.0452 | 2019 | 0 | 0 | eTRM SWLG012-01 | Com LED Fixtures ¦ SCE ¦ All | Com LED Fixtures | 0.67902 | 1 | 0.023333 | Itron Commercial Saturation Survey 2014 | -2.0364 | 2032 | 0.65
COM-LIGHTING-35.2 | Com ¦ LED Fixtures and Retrofit Kits - 140 lpw ¦ SCE ¦ All | Com ¦ LED Fixtures and Retrofit Kits - 140 lpw | SCE ¦ All | SCE | All | Electric | LED troffer or linear ambient fixture with at least 140 lpw efficacy | Efficient | 0 | Conventional | Lighting | Com - Grocery | Com | ROB and NEW | 0 | 1000 sqft2 of floor space | fixture | 16 | DEER:Indoor_CFL_Ltg | 125.6366 | 0.016942 | 1.0003 | eTRM SWLG012-01 | 161.6764 | 2019 | 0 | 130.0452 | 2019 | 0 | 0 | eTRM SWLG012-01 | Com LED Fixtures ¦ SCE ¦ All | Com LED Fixtures | 0.62749 | 1 | 0.023333 | Itron Commercial Saturation Survey 2014 | -4.8662 | 2032 | 0.65
COM-LIGHTING-35.3 | Com ¦ LED Fixtures and Retrofit Kits - 140 lpw ¦ SCE ¦ All | Com ¦ LED Fixtures and Retrofit Kits - 140 lpw | SCE ¦ All | SCE | All | Electric | LED troffer or linear ambient fixture with at least 140 lpw efficacy | Efficient | 0 | Conventional | Lighting | Com - Health | Com | ROB and NEW | 0 | 1000 sqft2 of floor space | fixture | 16 | DEER:Indoor_CFL_Ltg | 105.111 | 0.012212 | 0.5801 | eTRM SWLG012-01 | 161.6764 | 2019 | 0 | 130.0452 | 2019 | 0 | 0 | eTRM SWLG012-01 | Com LED Fixtures ¦ SCE ¦ All | Com LED Fixtures | 0.67902 | 1 | 0.023333 | Itron Commercial Saturation Survey 2014 | -2.9277 | 2032 | 0.65
COM-LIGHTING-35.4 | Com ¦ LED Fixtures and Retrofit Kits - 140 lpw ¦ SCE ¦ All | Com ¦ LED Fixtures and Retrofit Kits - 140 lpw | SCE ¦ All | SCE | All | Electric | LED troffer or linear ambient fixture with at least 140 lpw efficacy | Efficient | 0 | Conventional | Lighting | Com - Lodging | Com | ROB and NEW | 0 | 1000 sqft2 of floor space | fixture | 16 | DEER:Indoor_CFL_Ltg | 31.9191 | 0.0034186 | 0.12202 | eTRM SWLG012-01 | 161.6764 | 2019 | 0 | 130.0452 | 2019 | 0 | 0 | eTRM SWLG012-01 | Com LED Fixtures ¦ SCE ¦ All | Com LED Fixtures | 0.67902 | 1 | 0.023333 | Itron Commercial Saturation Survey 2014 | -2.6837 | 2032 | 0.65
COM-LIGHTING-35.5 | Com ¦ LED Fixtures and Retrofit Kits - 140 lpw ¦ SCE ¦ All | Com ¦ LED Fixtures and Retrofit Kits - 140 lpw | SCE ¦ All | SCE | All | Electric | LED troffer or linear ambient fixture with at least 140 lpw efficacy | Efficient | 0 | Conventional | Lighting | Com - Office (Large) | Com | ROB and NEW | 0 | 1000 sqft2 of floor space | fixture | 16 | DEER:Indoor_CFL_Ltg | 49.2904 | 0.0058533 | 0.10954 | eTRM SWLG012-01 | 161.6764 | 2019 | 0 | 130.0452 | 2019 | 0 | 0 | eTRM SWLG012-01 | Com LED Fixtures ¦ SCE ¦ All | Com LED Fixtures | 0.53321 | 1 | 0.023333 | Itron Commercial Saturation Survey 2014 | -1.1509 | 2032 | 0.65
COM-LIGHTING-35.6 | Com ¦ LED Fixtures and Retrofit Kits - 140 lpw ¦ SCE ¦ All | Com ¦ LED Fixtures and Retrofit Kits - 140 lpw | SCE ¦ All | SCE | All | Electric | LED troffer or linear ambient fixture with at least 140 lpw efficacy | Efficient | 0 | Conventional | Lighting | Com - Office (Small) | Com | ROB and NEW | 0 | 1000 sqft2 of floor space | fixture | 16 | DEER:Indoor_CFL_Ltg | 44.0967 | 0.005618 | 0.080475 | eTRM SWLG012-01 | 161.6764 | 2019 | 0 | 130.0452 | 2019 | 0 | 0 | eTRM SWLG012-01 | Com LED Fixtures ¦ SCE ¦ All | Com LED Fixtures | 0.53321 | 1 | 0.023333 | Itron Commercial Saturation Survey 2014 | -1.2265 | 2032 | 0.65
COM-LIGHTING-35.7 | Com ¦ LED Fixtures and Retrofit Kits - 140 lpw ¦ SCE ¦ All | Com ¦ LED Fixtures and Retrofit Kits - 140 lpw | SCE ¦ All | SCE | All | Electric | LED troffer or linear ambient fixture with at least 140 lpw efficacy | Efficient | 0 | Conventional | Lighting | Com - Other | Com | ROB and NEW | 0 | 1000 sqft2 of floor space | fixture | 16 | DEER:Indoor_CFL_Ltg | 28.0075 | 0.0050568 | 0.14418 | eTRM SWLG012-01 | 161.6764 | 2019 | 0 | 130.0452 | 2019 | 0 | 0 | eTRM SWLG012-01 | Com LED Fixtures ¦ SCE ¦ All | Com LED Fixtures | 0.22634 | 1 | 0.023333 | Itron Commercial Saturation Survey 2014 | -2.0025 | 2032 | 0.65
COM-LIGHTING-35.8 | Com ¦ LED Fixtures and Retrofit Kits - 140 lpw ¦ SCE ¦ All | Com ¦ LED Fixtures and Retrofit Kits - 140 lpw | SCE ¦ All | SCE | All | Electric | LED troffer or linear ambient fixture with at least 140 lpw efficacy | Efficient | 0 | Conventional | Lighting | Com - Refrig. Warehouse | Com | ROB and NEW | 0 | 1000 sqft2 of floor space | fixture | 16 | DEER:Indoor_CFL_Ltg | 92.6186 | 0.011508 | 0 | eTRM SWLG012-01 | 161.6764 | 2019 | 0 | 130.0452 | 2019 | 0 | 0 | eTRM SWLG012-01 | Com LED Fixtures ¦ SCE ¦ All | Com LED Fixtures | 0.060036 | 1 | 0.023333 | Itron Commercial Saturation Survey 2014 | -1.9873 | 2032 | 0.65
COM-LIGHTING-35.9 | Com ¦ LED Fixtures and Retrofit Kits - 140 lpw ¦ SCE ¦ All | Com ¦ LED Fixtures and Retrofit Kits - 140 lpw | SCE ¦ All | SCE | All | Electric | LED troffer or linear ambient fixture with at least 140 lpw efficacy | Efficient | 0 | Conventional | Lighting | Com - Restaurant | Com | ROB and NEW | 0 | 1000 sqft2 of floor space | fixture | 16 | DEER:Indoor_CFL_Ltg | 84.2954 | 0.010188 | 0.35446 | eTRM SWLG012-01 | 161.6764 | 2019 | 0 | 130.0452 | 2019 | 0 | 0 | eTRM SWLG012-01 | Com LED Fixtures ¦ SCE ¦ All | Com LED Fixtures | 0.67902 | 1 | 0.023333 | Itron Commercial Saturation Survey 2014 | -1.809 | 2032 | 0.65
COM-LIGHTING-35.10 | Com ¦ LED Fixtures and Retrofit Kits - 140 lpw ¦ SCE ¦ All | Com ¦ LED Fixtures and Retrofit Kits - 140 lpw | SCE ¦ All | SCE | All | Electric | LED troffer or linear ambient fixture with at least 140 lpw efficacy | Efficient | 0 | Conventional | Lighting | Com - Retail | Com | ROB and NEW | 0 | 1000 sqft2 of floor space | fixture | 16 | DEER:Indoor_CFL_Ltg | 86.1514 | 0.011068 | 0.18723 | eTRM SWLG012-01 | 161.6764 | 2019 | 0 | 130.0452 | 2019 | 0 | 0 | eTRM SWLG012-01 | Com LED Fixtures ¦ SCE ¦ All | Com LED Fixtures | 0.79487 | 1 | 0.023333 | Itron Commercial Saturation Survey 2014 | -36.4003 | 2032 | 0.65
COM-LIGHTING-35.11 | Com ¦ LED Fixtures and Retrofit Kits - 140 lpw ¦ SCE ¦ All | Com ¦ LED Fixtures and Retrofit Kits - 140 lpw | SCE ¦ All | SCE | All | Electric | LED troffer or linear ambient fixture with at least 140 lpw efficacy | Efficient | 0 | Conventional | Lighting | Com - School | Com | ROB and NEW | 0 | 1000 sqft2 of floor space | fixture | 16 | DEER:Indoor_CFL_Ltg | 37.8811 | 0.0039806 | 0.19394 | eTRM SWLG012-01 | 161.6764 | 2019 | 0 | 130.0452 | 2019 | 0 | 0 | eTRM SWLG012-01 | Com LED Fixtures ¦ SCE ¦ All | Com LED Fixtures | 0.67902 | 1 | 0.023333 | Itron Commercial Saturation Survey 2014 | -2.2432 | 2032 | 0.65
COM-LIGHTING-35.12 | Com ¦ LED Fixtures and Retrofit Kits - 140 lpw ¦ SCE ¦ All | Com ¦ LED Fixtures and Retrofit Kits - 140 lpw | SCE ¦ All | SCE | All | Electric | LED troffer or linear ambient fixture with at least 140 lpw efficacy | Efficient | 0 | Conventional | Lighting | Com - Warehouse | Com | ROB and NEW | 0 | 1000 sqft2 of floor space | fixture | 16 | DEER:Indoor_CFL_Ltg | 51.9997 | 0.0050276 | 0.15066 | eTRM SWLG012-01 | 161.6764 | 2019 | 0 | 130.0452 | 2019 | 0 | 0 | eTRM SWLG012-01 | Com LED Fixtures ¦ SCE ¦ All | Com LED Fixtures | 0.086897 | 1 | 0.023333 | Itron Commercial Saturation Survey 2014 | -5.0203 | 2032 | 0.65
COM-LIGHTING-30.1 | Com ¦ LED Fixtures and Retrofit Kits - 60 lpw - RET ¦ SDG&E ¦ All | Com ¦ LED Fixtures and Retrofit Kits - 60 lpw - RET | SDG&E ¦ All | SDG&E | All | Electric | LED troffer or linear ambient fixture with 60 lpw efficacy | Average Existing | 0 | Conventional | Lighting | Com - College | Com | RET Only | 0 | 1000 sqft2 of floor space | fixture | 16 | DEER:Indoor_CFL_Ltg | 141.0573 | 0.032968 | 0 | eTRM SWLG012-01 Extrapolation | 97.8034 | 2019 | 0 | 130.0452 | 2019 | 0 | 0 | Extrapolated from eTRM data | Com LED Fixtures - RET ¦ SDG&E ¦ All | Com LED Fixtures - RET | 0.60055 | 1 | 0.37 | Itron Commercial Saturation Survey 2014 | -4.7945 | 2012 | 0.65
COM-LIGHTING-30.2 | Com ¦ LED Fixtures and Retrofit Kits - 60 lpw - RET ¦ SDG&E ¦ All | Com ¦ LED Fixtures and Retrofit Kits - 60 lpw - RET | SDG&E ¦ All | SDG&E | All | Electric | LED troffer or linear ambient fixture with 60 lpw efficacy | Average Existing | 0 | Conventional | Lighting | Com - Grocery | Com | RET Only | 0 | 1000 sqft2 of floor space | fixture | 16 | DEER:Indoor_CFL_Ltg | 293.0673 | 0.046443 | 0 | eTRM SWLG012-01 Extrapolation | 97.8034 | 2019 | 0 | 130.0452 | 2019 | 0 | 0 | Extrapolated from eTRM data | Com LED Fixtures - RET ¦ SDG&E ¦ All | Com LED Fixtures - RET | 0.28722 | 1 | 0.37 | Itron Commercial Saturation Survey 2014 | -6.4432 | 2012 | 0.65
COM-LIGHTING-30.3 | Com ¦ LED Fixtures and Retrofit Kits - 60 lpw - RET ¦ SDG&E ¦ All | Com ¦ LED Fixtures and Retrofit Kits - 60 lpw - RET | SDG&E ¦ All | SDG&E | All | Electric | LED troffer or linear ambient fixture with 60 lpw efficacy | Average Existing | 0 | Conventional | Lighting | Com - Health | Com | RET Only | 0 | 1000 sqft2 of floor space | fixture | 16 | DEER:Indoor_CFL_Ltg | 262.1152 | 0.038493 | 0 | eTRM SWLG012-01 Extrapolation | 97.8034 | 2019 | 0 | 130.0452 | 2019 | 0 | 0 | Extrapolated from eTRM data | Com LED Fixtures - RET ¦ SDG&E ¦ All | Com LED Fixtures - RET | 0.5332 | 1 | 0.37 | Itron Commercial Saturation Survey 2014 | -3.885 | 2012 | 0.65
COM-LIGHTING-30.4 | Com ¦ LED Fixtures and Retrofit Kits - 60 lpw - RET ¦ SDG&E ¦ All | Com ¦ LED Fixtures and Retrofit Kits - 60 lpw - RET | SDG&E ¦ All | SDG&E | All | Electric | LED troffer or linear ambient fixture with 60 lpw efficacy | Average Existing | 0 | Conventional | Lighting | Com - Lodging | Com | RET Only | 0 | 1000 sqft2 of floor space | fixture | 16 | DEER:Indoor_CFL_Ltg | 78.1886 | 0.011057 | 0 | eTRM SWLG012-01 Extrapolation | 97.8034 | 2019 | 0 | 130.0452 | 2019 | 0 | 0 | Extrapolated from eTRM data | Com LED Fixtures - RET ¦ SDG&E ¦ All | Com LED Fixtures - RET | 0.5332 | 1 | 0.37 | Itron Commercial Saturation Survey 2014 | -4.2975 | 2012 | 0.65
COM-LIGHTING-30.5 | Com ¦ LED Fixtures and Retrofit Kits - 60 lpw - RET ¦ SDG&E ¦ All | Com ¦ LED Fixtures and Retrofit Kits - 60 lpw - RET | SDG&E ¦ All | SDG&E | All | Electric | LED troffer or linear ambient fixture with 60 lpw efficacy | Average Existing | 0 | Conventional | Lighting | Com - Office (Large) | Com | RET Only | 0 | 1000 sqft2 of floor space | fixture | 16 | DEER:Indoor_CFL_Ltg | 131.5003 | 0.017395 | 0 | eTRM SWLG012-01 Extrapolation | 97.8034 | 2019 | 0 | 130.0452 | 2019 | 0 | 0 | Extrapolated from eTRM data | Com LED Fixtures - RET ¦ SDG&E ¦ All | Com LED Fixtures - RET | 0.56601 | 1 | 0.37 | Itron Commercial Saturation Survey 2014 | -2.0592 | 2012 | 0.65
COM-LIGHTING-30.6 | Com ¦ LED Fixtures and Retrofit Kits - 60 lpw - RET ¦ SDG&E ¦ All | Com ¦ LED Fixtures and Retrofit Kits - 60 lpw - RET | SDG&E ¦ All | SDG&E | All | Electric | LED troffer or linear ambient fixture with 60 lpw efficacy | Average Existing | 0 | Conventional | Lighting | Com - Office (Small) | Com | RET Only | 0 | 1000 sqft2 of floor space | fixture | 16 | DEER:Indoor_CFL_Ltg | 109.945 | 0.016176 | 0 | eTRM SWLG012-01 Extrapolation | 97.8034 | 2019 | 0 | 130.0452 | 2019 | 0 | 0 | Extrapolated from eTRM data | Com LED Fixtures - RET ¦ SDG&E ¦ All | Com LED Fixtures - RET | 0.56601 | 1 | 0.37 | Itron Commercial Saturation Survey 2014 | -2.8615 | 2012 | 0.65
COM-LIGHTING-30.7 | Com ¦ LED Fixtures and Retrofit Kits - 60 lpw - RET ¦ SDG&E ¦ All | Com ¦ LED Fixtures and Retrofit Kits - 60 lpw - RET | SDG&E ¦ All | SDG&E | All | Electric | LED troffer or linear ambient fixture with 60 lpw efficacy | Average Existing | 0 | Conventional | Lighting | Com - Other | Com | RET Only | 0 | 1000 sqft2 of floor space | fixture | 16 | DEER:Indoor_CFL_Ltg | 68.7062 | 0.014625 | 0 | eTRM SWLG012-01 Extrapolation | 97.8034 | 2019 | 0 | 130.0452 | 2019 | 0 | 0 | Extrapolated from eTRM data | Com LED Fixtures - RET ¦ SDG&E ¦ All | Com LED Fixtures - RET | 0.17773 | 1 | 0.37 | Itron Commercial Saturation Survey 2014 | -4.0284 | 2012 | 0.65
COM-LIGHTING-30.8 | Com ¦ LED Fixtures and Retrofit Kits - 60 lpw - RET ¦ SDG&E ¦ All | Com ¦ LED Fixtures and Retrofit Kits - 60 lpw - RET | SDG&E ¦ All | SDG&E | All | Electric | LED troffer or linear ambient fixture with 60 lpw efficacy | Average Existing | 0 | Conventional | Lighting | Com - Refrig. Warehouse | Com | RET Only | 0 | 1000 sqft2 of floor space | fixture | 16 | DEER:Indoor_CFL_Ltg | 315.4591 | 0.035675 | 0 | eTRM SWLG012-01 Extrapolation | 97.8034 | 2019 | 0 | 130.0452 | 2019 | 0 | 0 | Extrapolated from eTRM data | Com LED Fixtures - RET ¦ SDG&E ¦ All | Com LED Fixtures - RET | 0.028803 | 1 | 0.37 | Itron Commercial Saturation Survey 2014 | -6.7686 | 2012 | 0.65
COM-LIGHTING-30.9 | Com ¦ LED Fixtures and Retrofit Kits - 60 lpw - RET ¦ SDG&E ¦ All | Com ¦ LED Fixtures and Retrofit Kits - 60 lpw - RET | SDG&E ¦ All | SDG&E | All | Electric | LED troffer or linear ambient fixture with 60 lpw efficacy | Average Existing | 0 | Conventional | Lighting | Com - Restaurant | Com | RET Only | 0 | 1000 sqft2 of floor space | fixture | 16 | DEER:Indoor_CFL_Ltg | 213.7481 | 0.031229 | 0 | eTRM SWLG012-01 Extrapolation | 97.8034 | 2019 | 0 | 130.0452 | 2019 | 0 | 0 | Extrapolated from eTRM data | Com LED Fixtures - RET ¦ SDG&E ¦ All | Com LED Fixtures - RET | 0.5332 | 1 | 0.37 | Itron Commercial Saturation Survey 2014 | -4.357 | 2012 | 0.65
COM-LIGHTING-30.10 | Com ¦ LED Fixtures and Retrofit Kits - 60 lpw - RET ¦ SDG&E ¦ All | Com ¦ LED Fixtures and Retrofit Kits - 60 lpw - RET | SDG&E ¦ All | SDG&E | All | Electric | LED troffer or linear ambient fixture with 60 lpw efficacy | Average Existing | 0 | Conventional | Lighting | Com - Retail | Com | RET Only | 0 | 1000 sqft2 of floor space | fixture | 16 | DEER:Indoor_CFL_Ltg | 217.6801 | 0.03274 | 0 | eTRM SWLG012-01 Extrapolation | 97.8034 | 2019 | 0 | 130.0452 | 2019 | 0 | 0 | Extrapolated from eTRM data | Com LED Fixtures - RET ¦ SDG&E ¦ All | Com LED Fixtures - RET | 0.5332 | 1 | 0.37 | Itron Commercial Saturation Survey 2014 | -20.9646 | 2012 | 0.65
COM-LIGHTING-30.11 | Com ¦ LED Fixtures and Retrofit Kits - 60 lpw - RET ¦ SDG&E ¦ All | Com ¦ LED Fixtures and Retrofit Kits - 60 lpw - RET | SDG&E ¦ All | SDG&E | All | Electric | LED troffer or linear ambient fixture with 60 lpw efficacy | Average Existing | 0 | Conventional | Lighting | Com - School | Com | RET Only | 0 | 1000 sqft2 of floor space | fixture | 16 | DEER:Indoor_CFL_Ltg | 93.4585 | 0.012323 | 0 | eTRM SWLG012-01 Extrapolation | 97.8034 | 2019 | 0 | 130.0452 | 2019 | 0 | 0 | Extrapolated from eTRM data | Com LED Fixtures - RET ¦ SDG&E ¦ All | Com LED Fixtures - RET | 0.60055 | 1 | 0.37 | Itron Commercial Saturation Survey 2014 | -5.1337 | 2012 | 0.65
COM-LIGHTING-30.12 | Com ¦ LED Fixtures and Retrofit Kits - 60 lpw - RET ¦ SDG&E ¦ All | Com ¦ LED Fixtures and Retrofit Kits - 60 lpw - RET | SDG&E ¦ All | SDG&E | All | Electric | LED troffer or linear ambient fixture with 60 lpw efficacy | Average Existing | 0 | Conventional | Lighting | Com - Warehouse | Com | RET Only | 0 | 1000 sqft2 of floor space | fixture | 16 | DEER:Indoor_CFL_Ltg | 121.502 | 0.013358 | 0 | eTRM SWLG012-01 Extrapolation | 97.8034 | 2019 | 0 | 130.0452 | 2019 | 0 | 0 | Extrapolated from eTRM data | Com LED Fixtures - RET ¦ SDG&E ¦ All | Com LED Fixtures - RET | 0.09318 | 1 | 0.37 | Itron Commercial Saturation Survey 2014 | -9.0348 | 2012 | 0.65
COM-LIGHTING-33.1 | Com ¦ LED Fixtures and Retrofit Kits - 95.2 lpw ¦ SDG&E ¦ All | Com ¦ LED Fixtures and Retrofit Kits - 95.2 lpw | SDG&E ¦ All | SDG&E | All | Electric | LED troffer or linear ambient fixture with 95 lpw efficacy | Code | 0 | Conventional | Lighting | Com - College | Com | ROB and NEW | 0 | 1000 sqft2 of floor space | fixture | 16 | DEER:Indoor_CFL_Ltg | 102.9541 | 0.023194 | 0 | eTRM SWLG012-01 | 125.6303 | 2019 | 0 | 130.0452 | 2019 | 0 | 0 | eTRM SWLG012-01 | Com LED Fixtures ¦ SDG&E ¦ All | Com LED Fixtures | 1.3422 | 1 | 0.69853 | Itron Commercial Saturation Survey 2014 | -3.4994 | 2012 | 0.65
COM-LIGHTING-33.2 | Com ¦ LED Fixtures and Retrofit Kits - 95.2 lpw ¦ SDG&E ¦ All | Com ¦ LED Fixtures and Retrofit Kits - 95.2 lpw | SDG&E ¦ All | SDG&E | All | Electric | LED troffer or linear ambient fixture with 95 lpw efficacy | Code | 0 | Conventional | Lighting | Com - Grocery | Com | ROB and NEW | 0 | 1000 sqft2 of floor space | fixture | 16 | DEER:Indoor_CFL_Ltg | 220.5442 | 0.03382 | 0 | eTRM SWLG012-01 | 125.6303 | 2019 | 0 | 130.0452 | 2019 | 0 | 0 | eTRM SWLG012-01 | Com LED Fixtures ¦ SDG&E ¦ All | Com LED Fixtures | 0.64196 | 1 | 0.69853 | Itron Commercial Saturation Survey 2014 | -4.8488 | 2012 | 0.65
COM-LIGHTING-33.3 | Com ¦ LED Fixtures and Retrofit Kits - 95.2 lpw ¦ SDG&E ¦ All | Com ¦ LED Fixtures and Retrofit Kits - 95.2 lpw | SDG&E ¦ All | SDG&E | All | Electric | LED troffer or linear ambient fixture with 95 lpw efficacy | Code | 0 | Conventional | Lighting | Com - Health | Com | ROB and NEW | 0 | 1000 sqft2 of floor space | fixture | 16 | DEER:Indoor_CFL_Ltg | 193.7276 | 0.027336 | 0 | eTRM SWLG012-01 | 125.6303 | 2019 | 0 | 130.0452 | 2019 | 0 | 0 | eTRM SWLG012-01 | Com LED Fixtures ¦ SDG&E ¦ All | Com LED Fixtures | 1.1917 | 1 | 0.69853 | Itron Commercial Saturation Survey 2014 | -2.8714 | 2012 | 0.65
COM-LIGHTING-33.4 | Com ¦ LED Fixtures and Retrofit Kits - 95.2 lpw ¦ SDG&E ¦ All | Com ¦ LED Fixtures and Retrofit Kits - 95.2 lpw | SDG&E ¦ All | SDG&E | All | Electric | LED troffer or linear ambient fixture with 95 lpw efficacy | Code | 0 | Conventional | Lighting | Com - Lodging | Com | ROB and NEW | 0 | 1000 sqft2 of floor space | fixture | 16 | DEER:Indoor_CFL_Ltg | 57.599 | 0.0077756 | 0 | eTRM SWLG012-01 | 125.6303 | 2019 | 0 | 130.0452 | 2019 | 0 | 0 | eTRM SWLG012-01 | Com LED Fixtures ¦ SDG&E ¦ All | Com LED Fixtures | 1.1917 | 1 | 0.69853 | Itron Commercial Saturation Survey 2014 | -3.1658 | 2012 | 0.65
COM-LIGHTING-33.5 | Com ¦ LED Fixtures and Retrofit Kits - 95.2 lpw ¦ SDG&E ¦ All | Com ¦ LED Fixtures and Retrofit Kits - 95.2 lpw | SDG&E ¦ All | SDG&E | All | Electric | LED troffer or linear ambient fixture with 95 lpw efficacy | Code | 0 | Conventional | Lighting | Com - Office (Large) | Com | ROB and NEW | 0 | 1000 sqft2 of floor space | fixture | 16 | DEER:Indoor_CFL_Ltg | 95.5076 | 0.012504 | 0 | eTRM SWLG012-01 | 125.6303 | 2019 | 0 | 130.0452 | 2019 | 0 | 0 | eTRM SWLG012-01 | Com LED Fixtures ¦ SDG&E ¦ All | Com LED Fixtures | 1.2651 | 1 | 0.69853 | Itron Commercial Saturation Survey 2014 | -1.4956 | 2012 | 0.65
COM-LIGHTING-33.6 | Com ¦ LED Fixtures and Retrofit Kits - 95.2 lpw ¦ SDG&E ¦ All | Com ¦ LED Fixtures and Retrofit Kits - 95.2 lpw | SDG&E ¦ All | SDG&E | All | Electric | LED troffer or linear ambient fixture with 95 lpw efficacy | Code | 0 | Conventional | Lighting | Com - Office (Small) | Com | ROB and NEW | 0 | 1000 sqft2 of floor space | fixture | 16 | DEER:Indoor_CFL_Ltg | 81.2046 | 0.011765 | 0 | eTRM SWLG012-01 | 125.6303 | 2019 | 0 | 130.0452 | 2019 | 0 | 0 | eTRM SWLG012-01 | Com LED Fixtures ¦ SDG&E ¦ All | Com LED Fixtures | 1.2651 | 1 | 0.69853 | Itron Commercial Saturation Survey 2014 | -2.1135 | 2012 | 0.65
COM-LIGHTING-33.7 | Com ¦ LED Fixtures and Retrofit Kits - 95.2 lpw ¦ SDG&E ¦ All | Com ¦ LED Fixtures and Retrofit Kits - 95.2 lpw | SDG&E ¦ All | SDG&E | All | Electric | LED troffer or linear ambient fixture with 95 lpw efficacy | Code | 0 | Conventional | Lighting | Com - Other | Com | ROB and NEW | 0 | 1000 sqft2 of floor space | fixture | 16 | DEER:Indoor_CFL_Ltg | 50.7529 | 0.010427 | 0 | eTRM SWLG012-01 | 125.6303 | 2019 | 0 | 130.0452 | 2019 | 0 | 0 | eTRM SWLG012-01 | Com LED Fixtures ¦ SDG&E ¦ All | Com LED Fixtures | 0.39724 | 1 | 0.69853 | Itron Commercial Saturation Survey 2014 | -2.9758 | 2012 | 0.65
COM-LIGHTING-33.8 | Com ¦ LED Fixtures and Retrofit Kits - 95.2 lpw ¦ SDG&E ¦ All | Com ¦ LED Fixtures and Retrofit Kits - 95.2 lpw | SDG&E ¦ All | SDG&E | All | Electric | LED troffer or linear ambient fixture with 95 lpw efficacy | Code | 0 | Conventional | Lighting | Com - Refrig. Warehouse | Com | ROB and NEW | 0 | 1000 sqft2 of floor space | fixture | 16 | DEER:Indoor_CFL_Ltg | 215.0075 | 0.024361 | 0 | eTRM SWLG012-01 | 125.6303 | 2019 | 0 | 130.0452 | 2019 | 0 | 0 | eTRM SWLG012-01 | Com LED Fixtures ¦ SDG&E ¦ All | Com LED Fixtures | 0.064377 | 1 | 0.69853 | Itron Commercial Saturation Survey 2014 | -4.6133 | 2012 | 0.65
COM-LIGHTING-33.9 | Com ¦ LED Fixtures and Retrofit Kits - 95.2 lpw ¦ SDG&E ¦ All | Com ¦ LED Fixtures and Retrofit Kits - 95.2 lpw | SDG&E ¦ All | SDG&E | All | Electric | LED troffer or linear ambient fixture with 95 lpw efficacy | Code | 0 | Conventional | Lighting | Com - Restaurant | Com | ROB and NEW | 0 | 1000 sqft2 of floor space | fixture | 16 | DEER:Indoor_CFL_Ltg | 156.5277 | 0.022078 | 0 | eTRM SWLG012-01 | 125.6303 | 2019 | 0 | 130.0452 | 2019 | 0 | 0 | eTRM SWLG012-01 | Com LED Fixtures ¦ SDG&E ¦ All | Com LED Fixtures | 1.1917 | 1 | 0.69853 | Itron Commercial Saturation Survey 2014 | -3.1906 | 2012 | 0.65
COM-LIGHTING-33.10 | Com ¦ LED Fixtures and Retrofit Kits - 95.2 lpw ¦ SDG&E ¦ All | Com ¦ LED Fixtures and Retrofit Kits - 95.2 lpw | SDG&E ¦ All | SDG&E | All | Electric | LED troffer or linear ambient fixture with 95 lpw efficacy | Code | 0 | Conventional | Lighting | Com - Retail | Com | ROB and NEW | 0 | 1000 sqft2 of floor space | fixture | 16 | DEER:Indoor_CFL_Ltg | 159.3143 | 0.023371 | 0 | eTRM SWLG012-01 | 125.6303 | 2019 | 0 | 130.0452 | 2019 | 0 | 0 | eTRM SWLG012-01 | Com LED Fixtures ¦ SDG&E ¦ All | Com LED Fixtures | 1.1917 | 1 | 0.69853 | Itron Commercial Saturation Survey 2014 | -15.3434 | 2012 | 0.65
COM-LIGHTING-33.11 | Com ¦ LED Fixtures and Retrofit Kits - 95.2 lpw ¦ SDG&E ¦ All | Com ¦ LED Fixtures and Retrofit Kits - 95.2 lpw | SDG&E ¦ All | SDG&E | All | Electric | LED troffer or linear ambient fixture with 95 lpw efficacy | Code | 0 | Conventional | Lighting | Com - School | Com | ROB and NEW | 0 | 1000 sqft2 of floor space | fixture | 16 | DEER:Indoor_CFL_Ltg | 69.2079 | 0.0087389 | 0 | eTRM SWLG012-01 | 125.6303 | 2019 | 0 | 130.0452 | 2019 | 0 | 0 | eTRM SWLG012-01 | Com LED Fixtures ¦ SDG&E ¦ All | Com LED Fixtures | 1.3422 | 1 | 0.69853 | Itron Commercial Saturation Survey 2014 | -3.8016 | 2012 | 0.65
COM-LIGHTING-33.12 | Com ¦ LED Fixtures and Retrofit Kits - 95.2 lpw ¦ SDG&E ¦ All | Com ¦ LED Fixtures and Retrofit Kits - 95.2 lpw | SDG&E ¦ All | SDG&E | All | Electric | LED troffer or linear ambient fixture with 95 lpw efficacy | Code | 0 | Conventional | Lighting | Com - Warehouse | Com | ROB and NEW | 0 | 1000 sqft2 of floor space | fixture | 16 | DEER:Indoor_CFL_Ltg | 91.0106 | 0.0096835 | 0 | eTRM SWLG012-01 | 125.6303 | 2019 | 0 | 130.0452 | 2019 | 0 | 0 | eTRM SWLG012-01 | Com LED Fixtures ¦ SDG&E ¦ All | Com LED Fixtures | 0.09318 | 1 | 0.69853 | Itron Commercial Saturation Survey 2014 | -6.7675 | 2012 | 0.65
COM-LIGHTING-31.1 | Com ¦ LED Fixtures and Retrofit Kits - 125 lpw - RET ¦ SDG&E ¦ All | Com ¦ LED Fixtures and Retrofit Kits - 125 lpw - RET | SDG&E ¦ All | SDG&E | All | Electric | LED troffer or linear ambient fixture with at least 125 lpw efficacy | Efficient | 0 | Conventional | Lighting | Com - College | Com | RET Only | 0 | 1000 sqft2 of floor space | fixture | 16 | DEER:Indoor_CFL_Ltg | 66.3953 | 0.013794 | 0.16427 | eTRM SWLG012-01 | 159.8322 | 2019 | 0 | 130.0452 | 2019 | 0 | 0 | eTRM SWLG012-01 | Com LED Fixtures - RET ¦ SDG&E ¦ All | Com LED Fixtures - RET | 0.60055 | 1 | 0.60667 | Itron Commercial Saturation Survey 2014 | -2.3516 | 2032 | 0.65
COM-LIGHTING-31.2 | Com ¦ LED Fixtures and Retrofit Kits - 125 lpw - RET ¦ SDG&E ¦ All | Com ¦ LED Fixtures and Retrofit Kits - 125 lpw - RET | SDG&E ¦ All | SDG&E | All | Electric | LED troffer or linear ambient fixture with at least 125 lpw efficacy | Efficient | 0 | Conventional | Lighting | Com - Grocery | Com | RET Only | 0 | 1000 sqft2 of floor space | fixture | 16 | DEER:Indoor_CFL_Ltg | 151.2464 | 0.021693 | 0.83269 | eTRM SWLG012-01 | 159.8322 | 2019 | 0 | 130.0452 | 2019 | 0 | 0 | eTRM SWLG012-01 | Com LED Fixtures - RET ¦ SDG&E ¦ All | Com LED Fixtures - RET | 0.28722 | 1 | 0.60667 | Itron Commercial Saturation Survey 2014 | -5.0766 | 2032 | 0.65
COM-LIGHTING-31.3 | Com ¦ LED Fixtures and Retrofit Kits - 125 lpw - RET ¦ SDG&E ¦ All | Com ¦ LED Fixtures and Retrofit Kits - 125 lpw - RET | SDG&E ¦ All | SDG&E | All | Electric | LED troffer or linear ambient fixture with at least 125 lpw efficacy | Efficient | 0 | Conventional | Lighting | Com - Health | Com | RET Only | 0 | 1000 sqft2 of floor space | fixture | 16 | DEER:Indoor_CFL_Ltg | 128.0554 | 0.016615 | 0.36265 | eTRM SWLG012-01 | 159.8322 | 2019 | 0 | 130.0452 | 2019 | 0 | 0 | eTRM SWLG012-01 | Com LED Fixtures - RET ¦ SDG&E ¦ All | Com LED Fixtures - RET | 0.5332 | 1 | 0.60667 | Itron Commercial Saturation Survey 2014 | -2.7543 | 2032 | 0.65
COM-LIGHTING-31.4 | Com ¦ LED Fixtures and Retrofit Kits - 125 lpw - RET ¦ SDG&E ¦ All | Com ¦ LED Fixtures and Retrofit Kits - 125 lpw - RET | SDG&E ¦ All | SDG&E | All | Electric | LED troffer or linear ambient fixture with at least 125 lpw efficacy | Efficient | 0 | Conventional | Lighting | Com - Lodging | Com | RET Only | 0 | 1000 sqft2 of floor space | fixture | 16 | DEER:Indoor_CFL_Ltg | 37.8554 | 0.0046282 | 0.078818 | eTRM SWLG012-01 | 159.8322 | 2019 | 0 | 130.0452 | 2019 | 0 | 0 | eTRM SWLG012-01 | Com LED Fixtures - RET ¦ SDG&E ¦ All | Com LED Fixtures - RET | 0.5332 | 1 | 0.60667 | Itron Commercial Saturation Survey 2014 | -2.6809 | 2032 | 0.65
COM-LIGHTING-31.5 | Com ¦ LED Fixtures and Retrofit Kits - 125 lpw - RET ¦ SDG&E ¦ All | Com ¦ LED Fixtures and Retrofit Kits - 125 lpw - RET | SDG&E ¦ All | SDG&E | All | Electric | LED troffer or linear ambient fixture with at least 125 lpw efficacy | Efficient | 0 | Conventional | Lighting | Com - Office (Large) | Com | RET Only | 0 | 1000 sqft2 of floor space | fixture | 16 | DEER:Indoor_CFL_Ltg | 60.9705 | 0.0077869 | 0.034202 | eTRM SWLG012-01 | 159.8322 | 2019 | 0 | 130.0452 | 2019 | 0 | 0 | eTRM SWLG012-01 | Com LED Fixtures - RET ¦ SDG&E ¦ All | Com LED Fixtures - RET | 0.56601 | 1 | 0.60667 | Itron Commercial Saturation Survey 2014 | -1.0731 | 2032 | 0.65
COM-LIGHTING-31.6 | Com ¦ LED Fixtures and Retrofit Kits - 125 lpw - RET ¦ SDG&E ¦ All | Com ¦ LED Fixtures and Retrofit Kits - 125 lpw - RET | SDG&E ¦ All | SDG&E | All | Electric | LED troffer or linear ambient fixture with at least 125 lpw efficacy | Efficient | 0 | Conventional | Lighting | Com - Office (Small) | Com | RET Only | 0 | 1000 sqft2 of floor space | fixture | 16 | DEER:Indoor_CFL_Ltg | 53.5972 | 0.0075126 | 0.032134 | eTRM SWLG012-01 | 159.8322 | 2019 | 0 | 130.0452 | 2019 | 0 | 0 | eTRM SWLG012-01 | Com LED Fixtures - RET ¦ SDG&E ¦ All | Com LED Fixtures - RET | 0.56601 | 1 | 0.60667 | Itron Commercial Saturation Survey 2014 | -1.4264 | 2032 | 0.65
COM-LIGHTING-31.7 | Com ¦ LED Fixtures and Retrofit Kits - 125 lpw - RET ¦ SDG&E ¦ All | Com ¦ LED Fixtures and Retrofit Kits - 125 lpw - RET | SDG&E ¦ All | SDG&E | All | Electric | LED troffer or linear ambient fixture with at least 125 lpw efficacy | Efficient | 0 | Conventional | Lighting | Com - Other | Com | RET Only | 0 | 1000 sqft2 of floor space | fixture | 16 | DEER:Indoor_CFL_Ltg | 33.5402 | 0.0063981 | 0.099476 | eTRM SWLG012-01 | 159.8322 | 2019 | 0 | 130.0452 | 2019 | 0 | 0 | eTRM SWLG012-01 | Com LED Fixtures - RET ¦ SDG&E ¦ All | Com LED Fixtures - RET | 0.17773 | 1 | 0.60667 | Itron Commercial Saturation Survey 2014 | -2.2152 | 2032 | 0.65
COM-LIGHTING-31.8 | Com ¦ LED Fixtures and Retrofit Kits - 125 lpw - RET ¦ SDG&E ¦ All | Com ¦ LED Fixtures and Retrofit Kits - 125 lpw - RET | SDG&E ¦ All | SDG&E | All | Electric | LED troffer or linear ambient fixture with at least 125 lpw efficacy | Efficient | 0 | Conventional | Lighting | Com - Refrig. Warehouse | Com | RET Only | 0 | 1000 sqft2 of floor space | fixture | 16 | DEER:Indoor_CFL_Ltg | 118.3259 | 0.01352 | 0 | eTRM SWLG012-01 | 159.8322 | 2019 | 0 | 130.0452 | 2019 | 0 | 0 | eTRM SWLG012-01 | Com LED Fixtures - RET ¦ SDG&E ¦ All | Com LED Fixtures - RET | 0.028803 | 1 | 0.60667 | Itron Commercial Saturation Survey 2014 | -2.5388 | 2032 | 0.65
COM-LIGHTING-31.9 | Com ¦ LED Fixtures and Retrofit Kits - 125 lpw - RET ¦ SDG&E ¦ All | Com ¦ LED Fixtures and Retrofit Kits - 125 lpw - RET | SDG&E ¦ All | SDG&E | All | Electric | LED troffer or linear ambient fixture with at least 125 lpw efficacy | Efficient | 0 | Conventional | Lighting | Com - Restaurant | Com | RET Only | 0 | 1000 sqft2 of floor space | fixture | 16 | DEER:Indoor_CFL_Ltg | 101.592 | 0.013304 | 0.1678 | eTRM SWLG012-01 | 159.8322 | 2019 | 0 | 130.0452 | 2019 | 0 | 0 | eTRM SWLG012-01 | Com LED Fixtures - RET ¦ SDG&E ¦ All | Com LED Fixtures - RET | 0.5332 | 1 | 0.60667 | Itron Commercial Saturation Survey 2014 | -2.1138 | 2032 | 0.65
COM-LIGHTING-31.10 | Com ¦ LED Fixtures and Retrofit Kits - 125 lpw - RET ¦ SDG&E ¦ All | Com ¦ LED Fixtures and Retrofit Kits - 125 lpw - RET | SDG&E ¦ All | SDG&E | All | Electric | LED troffer or linear ambient fixture with at least 125 lpw efficacy | Efficient | 0 | Conventional | Lighting | Com - Retail | Com | RET Only | 0 | 1000 sqft2 of floor space | fixture | 16 | DEER:Indoor_CFL_Ltg | 103.3101 | 0.014382 | 0.084033 | eTRM SWLG012-01 | 159.8322 | 2019 | 0 | 130.0452 | 2019 | 0 | 0 | eTRM SWLG012-01 | Com LED Fixtures - RET ¦ SDG&E ¦ All | Com LED Fixtures - RET | 0.5332 | 1 | 0.60667 | Itron Commercial Saturation Survey 2014 | -22.5627 | 2032 | 0.65
COM-LIGHTING-31.11 | Com ¦ LED Fixtures and Retrofit Kits - 125 lpw - RET ¦ SDG&E ¦ All | Com ¦ LED Fixtures and Retrofit Kits - 125 lpw - RET | SDG&E ¦ All | SDG&E | All | Electric | LED troffer or linear ambient fixture with at least 125 lpw efficacy | Efficient | 0 | Conventional | Lighting | Com - School | Com | RET Only | 0 | 1000 sqft2 of floor space | fixture | 16 | DEER:Indoor_CFL_Ltg | 45.9259 | 0.0052982 | 0.11534 | eTRM SWLG012-01 | 159.8322 | 2019 | 0 | 130.0452 | 2019 | 0 | 0 | eTRM SWLG012-01 | Com LED Fixtures - RET ¦ SDG&E ¦ All | Com LED Fixtures - RET | 0.60055 | 1 | 0.60667 | Itron Commercial Saturation Survey 2014 | -2.6193 | 2032 | 0.65
COM-LIGHTING-31.12 | Com ¦ LED Fixtures and Retrofit Kits - 125 lpw - RET ¦ SDG&E ¦ All | Com ¦ LED Fixtures and Retrofit Kits - 125 lpw - RET | SDG&E ¦ All | SDG&E | All | Electric | LED troffer or linear ambient fixture with at least 125 lpw efficacy | Efficient | 0 | Conventional | Lighting | Com - Warehouse | Com | RET Only | 0 | 1000 sqft2 of floor space | fixture | 16 | DEER:Indoor_CFL_Ltg | 61.7557 | 0.0061574 | 0.097909 | eTRM SWLG012-01 | 159.8322 | 2019 | 0 | 130.0452 | 2019 | 0 | 0 | eTRM SWLG012-01 | Com LED Fixtures - RET ¦ SDG&E ¦ All | Com LED Fixtures - RET | 0.09318 | 1 | 0.60667 | Itron Commercial Saturation Survey 2014 | -5.3419 | 2032 | 0.65
COM-LIGHTING-32.1 | Com ¦ LED Fixtures and Retrofit Kits - 140 lpw - RET ¦ SDG&E ¦ All | Com ¦ LED Fixtures and Retrofit Kits - 140 lpw - RET | SDG&E ¦ All | SDG&E | All | Electric | LED troffer or linear ambient fixture with at least 140 lpw efficacy | Efficient | 0 | Conventional | Lighting | Com - College | Com | RET Only | 0 | 1000 sqft2 of floor space | fixture | 16 | DEER:Indoor_CFL_Ltg | 54.2046 | 0.010689 | 0.21893 | eTRM SWLG012-01 | 161.6764 | 2019 | 0 | 130.0452 | 2019 | 0 | 0 | eTRM SWLG012-01 | Com LED Fixtures - RET ¦ SDG&E ¦ All | Com LED Fixtures - RET | 0.60055 | 1 | 0.023333 | Itron Commercial Saturation Survey 2014 | -1.9688 | 2032 | 0.65
COM-LIGHTING-32.2 | Com ¦ LED Fixtures and Retrofit Kits - 140 lpw - RET ¦ SDG&E ¦ All | Com ¦ LED Fixtures and Retrofit Kits - 140 lpw - RET | SDG&E ¦ All | SDG&E | All | Electric | LED troffer or linear ambient fixture with at least 140 lpw efficacy | Efficient | 0 | Conventional | Lighting | Com - Grocery | Com | RET Only | 0 | 1000 sqft2 of floor space | fixture | 16 | DEER:Indoor_CFL_Ltg | 127.7745 | 0.017669 | 1.1065 | eTRM SWLG012-01 | 161.6764 | 2019 | 0 | 130.0452 | 2019 | 0 | 0 | eTRM SWLG012-01 | Com LED Fixtures - RET ¦ SDG&E ¦ All | Com LED Fixtures - RET | 0.28722 | 1 | 0.023333 | Itron Commercial Saturation Survey 2014 | -5.1366 | 2032 | 0.65
COM-LIGHTING-32.3 | Com ¦ LED Fixtures and Retrofit Kits - 140 lpw - RET ¦ SDG&E ¦ All | Com ¦ LED Fixtures and Retrofit Kits - 140 lpw - RET | SDG&E ¦ All | SDG&E | All | Electric | LED troffer or linear ambient fixture with at least 140 lpw efficacy | Efficient | 0 | Conventional | Lighting | Com - Health | Com | RET Only | 0 | 1000 sqft2 of floor space | fixture | 16 | DEER:Indoor_CFL_Ltg | 106.2287 | 0.01306 | 0.48334 | eTRM SWLG012-01 | 161.6764 | 2019 | 0 | 130.0452 | 2019 | 0 | 0 | eTRM SWLG012-01 | Com LED Fixtures - RET ¦ SDG&E ¦ All | Com LED Fixtures - RET | 0.5332 | 1 | 0.023333 | Itron Commercial Saturation Survey 2014 | -2.7158 | 2032 | 0.65
COM-LIGHTING-32.4 | Com ¦ LED Fixtures and Retrofit Kits - 140 lpw - RET ¦ SDG&E ¦ All | Com ¦ LED Fixtures and Retrofit Kits - 140 lpw - RET | SDG&E ¦ All | SDG&E | All | Electric | LED troffer or linear ambient fixture with at least 140 lpw efficacy | Efficient | 0 | Conventional | Lighting | Com - Lodging | Com | RET Only | 0 | 1000 sqft2 of floor space | fixture | 16 | DEER:Indoor_CFL_Ltg | 31.2571 | 0.0035776 | 0.10544 | eTRM SWLG012-01 | 161.6764 | 2019 | 0 | 130.0452 | 2019 | 0 | 0 | eTRM SWLG012-01 | Com LED Fixtures - RET ¦ SDG&E ¦ All | Com LED Fixtures - RET | 0.5332 | 1 | 0.023333 | Itron Commercial Saturation Survey 2014 | -2.521 | 2032 | 0.65
COM-LIGHTING-32.5 | Com ¦ LED Fixtures and Retrofit Kits - 140 lpw - RET ¦ SDG&E ¦ All | Com ¦ LED Fixtures and Retrofit Kits - 140 lpw - RET | SDG&E ¦ All | SDG&E | All | Electric | LED troffer or linear ambient fixture with at least 140 lpw efficacy | Efficient | 0 | Conventional | Lighting | Com - Office (Large) | Com | RET Only | 0 | 1000 sqft2 of floor space | fixture | 16 | DEER:Indoor_CFL_Ltg | 49.4581 | 0.0062445 | 0.045658 | eTRM SWLG012-01 | 161.6764 | 2019 | 0 | 130.0452 | 2019 | 0 | 0 | eTRM SWLG012-01 | Com LED Fixtures - RET ¦ SDG&E ¦ All | Com LED Fixtures - RET | 0.56601 | 1 | 0.023333 | Itron Commercial Saturation Survey 2014 | -0.93246 | 2032 | 0.65
COM-LIGHTING-32.6 | Com ¦ LED Fixtures and Retrofit Kits - 140 lpw - RET ¦ SDG&E ¦ All | Com ¦ LED Fixtures and Retrofit Kits - 140 lpw - RET | SDG&E ¦ All | SDG&E | All | Electric | LED troffer or linear ambient fixture with at least 140 lpw efficacy | Efficient | 0 | Conventional | Lighting | Com - Office (Small) | Com | RET Only | 0 | 1000 sqft2 of floor space | fixture | 16 | DEER:Indoor_CFL_Ltg | 44.432 | 0.006121 | 0.042864 | eTRM SWLG012-01 | 161.6764 | 2019 | 0 | 130.0452 | 2019 | 0 | 0 | eTRM SWLG012-01 | Com LED Fixtures - RET ¦ SDG&E ¦ All | Com LED Fixtures - RET | 0.56601 | 1 | 0.023333 | Itron Commercial Saturation Survey 2014 | -1.1984 | 2032 | 0.65
COM-LIGHTING-32.7 | Com ¦ LED Fixtures and Retrofit Kits - 140 lpw - RET ¦ SDG&E ¦ All | Com ¦ LED Fixtures and Retrofit Kits - 140 lpw - RET | SDG&E ¦ All | SDG&E | All | Electric | LED troffer or linear ambient fixture with at least 140 lpw efficacy | Efficient | 0 | Conventional | Lighting | Com - Other | Com | RET Only | 0 | 1000 sqft2 of floor space | fixture | 16 | DEER:Indoor_CFL_Ltg | 27.784 | 0.0050568 | 0.13245 | eTRM SWLG012-01 | 161.6764 | 2019 | 0 | 130.0452 | 2019 | 0 | 0 | eTRM SWLG012-01 | Com LED Fixtures - RET ¦ SDG&E ¦ All | Com LED Fixtures - RET | 0.17773 | 1 | 0.023333 | Itron Commercial Saturation Survey 2014 | -1.9601 | 2032 | 0.65
COM-LIGHTING-32.8 | Com ¦ LED Fixtures and Retrofit Kits - 140 lpw - RET ¦ SDG&E ¦ All | Com ¦ LED Fixtures and Retrofit Kits - 140 lpw - RET | SDG&E ¦ All | SDG&E | All | Electric | LED troffer or linear ambient fixture with at least 140 lpw efficacy | Efficient | 0 | Conventional | Lighting | Com - Refrig. Warehouse | Com | RET Only | 0 | 1000 sqft2 of floor space | fixture | 16 | DEER:Indoor_CFL_Ltg | 86.4712 | 0.0098871 | 0 | eTRM SWLG012-01 | 161.6764 | 2019 | 0 | 130.0452 | 2019 | 0 | 0 | eTRM SWLG012-01 | Com LED Fixtures - RET ¦ SDG&E ¦ All | Com LED Fixtures - RET | 0.028803 | 1 | 0.023333 | Itron Commercial Saturation Survey 2014 | -1.8554 | 2032 | 0.65
COM-LIGHTING-32.9 | Com ¦ LED Fixtures and Retrofit Kits - 140 lpw - RET ¦ SDG&E ¦ All | Com ¦ LED Fixtures and Retrofit Kits - 140 lpw - RET | SDG&E ¦ All | SDG&E | All | Electric | LED troffer or linear ambient fixture with at least 140 lpw efficacy | Efficient | 0 | Conventional | Lighting | Com - Restaurant | Com | RET Only | 0 | 1000 sqft2 of floor space | fixture | 16 | DEER:Indoor_CFL_Ltg | 83.3174 | 0.01037 | 0.22411 | eTRM SWLG012-01 | 161.6764 | 2019 | 0 | 130.0452 | 2019 | 0 | 0 | eTRM SWLG012-01 | Com LED Fixtures - RET ¦ SDG&E ¦ All | Com LED Fixtures - RET | 0.5332 | 1 | 0.023333 | Itron Commercial Saturation Survey 2014 | -1.7557 | 2032 | 0.65
COM-LIGHTING-32.10 | Com ¦ LED Fixtures and Retrofit Kits - 140 lpw - RET ¦ SDG&E ¦ All | Com ¦ LED Fixtures and Retrofit Kits - 140 lpw - RET | SDG&E ¦ All | SDG&E | All | Electric | LED troffer or linear ambient fixture with at least 140 lpw efficacy | Efficient | 0 | Conventional | Lighting | Com - Retail | Com | RET Only | 0 | 1000 sqft2 of floor space | fixture | 16 | DEER:Indoor_CFL_Ltg | 84.6403 | 0.011383 | 0.11209 | eTRM SWLG012-01 | 161.6764 | 2019 | 0 | 130.0452 | 2019 | 0 | 0 | eTRM SWLG012-01 | Com LED Fixtures - RET ¦ SDG&E ¦ All | Com LED Fixtures - RET | 0.5332 | 1 | 0.023333 | Itron Commercial Saturation Survey 2014 | -24.9758 | 2032 | 0.65
COM-LIGHTING-32.11 | Com ¦ LED Fixtures and Retrofit Kits - 140 lpw - RET ¦ SDG&E ¦ All | Com ¦ LED Fixtures and Retrofit Kits - 140 lpw - RET | SDG&E ¦ All | SDG&E | All | Electric | LED troffer or linear ambient fixture with at least 140 lpw efficacy | Efficient | 0 | Conventional | Lighting | Com - School | Com | RET Only | 0 | 1000 sqft2 of floor space | fixture | 16 | DEER:Indoor_CFL_Ltg | 38.1807 | 0.004153 | 0.15416 | eTRM SWLG012-01 | 161.6764 | 2019 | 0 | 130.0452 | 2019 | 0 | 0 | eTRM SWLG012-01 | Com LED Fixtures - RET ¦ SDG&E ¦ All | Com LED Fixtures - RET | 0.60055 | 1 | 0.023333 | Itron Commercial Saturation Survey 2014 | -2.2264 | 2032 | 0.65
COM-LIGHTING-32.12 | Com ¦ LED Fixtures and Retrofit Kits - 140 lpw - RET ¦ SDG&E ¦ All | Com ¦ LED Fixtures and Retrofit Kits - 140 lpw - RET | SDG&E ¦ All | SDG&E | All | Electric | LED troffer or linear ambient fixture with at least 140 lpw efficacy | Efficient | 0 | Conventional | Lighting | Com - Warehouse | Com | RET Only | 0 | 1000 sqft2 of floor space | fixture | 16 | DEER:Indoor_CFL_Ltg | 51.9997 | 0.0049828 | 0.13031 | eTRM SWLG012-01 | 161.6764 | 2019 | 0 | 130.0452 | 2019 | 0 | 0 | eTRM SWLG012-01 | Com LED Fixtures - RET ¦ SDG&E ¦ All | Com LED Fixtures - RET | 0.09318 | 1 | 0.023333 | Itron Commercial Saturation Survey 2014 | -4.8646 | 2032 | 0.65
COM-LIGHTING-34.1 | Com ¦ LED Fixtures and Retrofit Kits - 125 lpw ¦ SDG&E ¦ All | Com ¦ LED Fixtures and Retrofit Kits - 125 lpw | SDG&E ¦ All | SDG&E | All | Electric | LED troffer or linear ambient fixture with at least 125 lpw efficacy | Efficient | 0 | Conventional | Lighting | Com - College | Com | ROB and NEW | 0 | 1000 sqft2 of floor space | fixture | 16 | DEER:Indoor_CFL_Ltg | 66.3953 | 0.013794 | 0.16427 | eTRM SWLG012-01 | 159.8322 | 2019 | 0 | 130.0452 | 2019 | 0 | 0 | eTRM SWLG012-01 | Com LED Fixtures ¦ SDG&E ¦ All | Com LED Fixtures | 1.3422 | 1 | 0.27813 | Itron Commercial Saturation Survey 2014 | -2.3516 | 2032 | 0.65
COM-LIGHTING-34.2 | Com ¦ LED Fixtures and Retrofit Kits - 125 lpw ¦ SDG&E ¦ All | Com ¦ LED Fixtures and Retrofit Kits - 125 lpw | SDG&E ¦ All | SDG&E | All | Electric | LED troffer or linear ambient fixture with at least 125 lpw efficacy | Efficient | 0 | Conventional | Lighting | Com - Grocery | Com | ROB and NEW | 0 | 1000 sqft2 of floor space | fixture | 16 | DEER:Indoor_CFL_Ltg | 151.2464 | 0.021693 | 0.83269 | eTRM SWLG012-01 | 159.8322 | 2019 | 0 | 130.0452 | 2019 | 0 | 0 | eTRM SWLG012-01 | Com LED Fixtures ¦ SDG&E ¦ All | Com LED Fixtures | 0.64196 | 1 | 0.27813 | Itron Commercial Saturation Survey 2014 | -5.0766 | 2032 | 0.65
COM-LIGHTING-34.3 | Com ¦ LED Fixtures and Retrofit Kits - 125 lpw ¦ SDG&E ¦ All | Com ¦ LED Fixtures and Retrofit Kits - 125 lpw | SDG&E ¦ All | SDG&E | All | Electric | LED troffer or linear ambient fixture with at least 125 lpw efficacy | Efficient | 0 | Conventional | Lighting | Com - Health | Com | ROB and NEW | 0 | 1000 sqft2 of floor space | fixture | 16 | DEER:Indoor_CFL_Ltg | 128.0554 | 0.016615 | 0.36265 | eTRM SWLG012-01 | 159.8322 | 2019 | 0 | 130.0452 | 2019 | 0 | 0 | eTRM SWLG012-01 | Com LED Fixtures ¦ SDG&E ¦ All | Com LED Fixtures | 1.1917 | 1 | 0.27813 | Itron Commercial Saturation Survey 2014 | -2.7543 | 2032 | 0.65
COM-LIGHTING-34.4 | Com ¦ LED Fixtures and Retrofit Kits - 125 lpw ¦ SDG&E ¦ All | Com ¦ LED Fixtures and Retrofit Kits - 125 lpw | SDG&E ¦ All | SDG&E | All | Electric | LED troffer or linear ambient fixture with at least 125 lpw efficacy | Efficient | 0 | Conventional | Lighting | Com - Lodging | Com | ROB and NEW | 0 | 1000 sqft2 of floor space | fixture | 16 | DEER:Indoor_CFL_Ltg | 37.8554 | 0.0046282 | 0.078818 | eTRM SWLG012-01 | 159.8322 | 2019 | 0 | 130.0452 | 2019 | 0 | 0 | eTRM SWLG012-01 | Com LED Fixtures ¦ SDG&E ¦ All | Com LED Fixtures | 1.1917 | 1 | 0.27813 | Itron Commercial Saturation Survey 2014 | -2.6809 | 2032 | 0.65
COM-LIGHTING-34.5 | Com ¦ LED Fixtures and Retrofit Kits - 125 lpw ¦ SDG&E ¦ All | Com ¦ LED Fixtures and Retrofit Kits - 125 lpw | SDG&E ¦ All | SDG&E | All | Electric | LED troffer or linear ambient fixture with at least 125 lpw efficacy | Efficient | 0 | Conventional | Lighting | Com - Office (Large) | Com | ROB and NEW | 0 | 1000 sqft2 of floor space | fixture | 16 | DEER:Indoor_CFL_Ltg | 60.9705 | 0.0077869 | 0.034202 | eTRM SWLG012-01 | 159.8322 | 2019 | 0 | 130.0452 | 2019 | 0 | 0 | eTRM SWLG012-01 | Com LED Fixtures ¦ SDG&E ¦ All | Com LED Fixtures | 1.2651 | 1 | 0.27813 | Itron Commercial Saturation Survey 2014 | -1.0731 | 2032 | 0.65
COM-LIGHTING-34.6 | Com ¦ LED Fixtures and Retrofit Kits - 125 lpw ¦ SDG&E ¦ All | Com ¦ LED Fixtures and Retrofit Kits - 125 lpw | SDG&E ¦ All | SDG&E | All | Electric | LED troffer or linear ambient fixture with at least 125 lpw efficacy | Efficient | 0 | Conventional | Lighting | Com - Office (Small) | Com | ROB and NEW | 0 | 1000 sqft2 of floor space | fixture | 16 | DEER:Indoor_CFL_Ltg | 53.5972 | 0.0075126 | 0.032134 | eTRM SWLG012-01 | 159.8322 | 2019 | 0 | 130.0452 | 2019 | 0 | 0 | eTRM SWLG012-01 | Com LED Fixtures ¦ SDG&E ¦ All | Com LED Fixtures | 1.2651 | 1 | 0.27813 | Itron Commercial Saturation Survey 2014 | -1.4264 | 2032 | 0.65
COM-LIGHTING-34.7 | Com ¦ LED Fixtures and Retrofit Kits - 125 lpw ¦ SDG&E ¦ All | Com ¦ LED Fixtures and Retrofit Kits - 125 lpw | SDG&E ¦ All | SDG&E | All | Electric | LED troffer or linear ambient fixture with at least 125 lpw efficacy | Efficient | 0 | Conventional | Lighting | Com - Other | Com | ROB and NEW | 0 | 1000 sqft2 of floor space | fixture | 16 | DEER:Indoor_CFL_Ltg | 33.5402 | 0.0063981 | 0.099476 | eTRM SWLG012-01 | 159.8322 | 2019 | 0 | 130.0452 | 2019 | 0 | 0 | eTRM SWLG012-01 | Com LED Fixtures ¦ SDG&E ¦ All | Com LED Fixtures | 0.39724 | 1 | 0.27813 | Itron Commercial Saturation Survey 2014 | -2.2152 | 2032 | 0.65
COM-LIGHTING-34.8 | Com ¦ LED Fixtures and Retrofit Kits - 125 lpw ¦ SDG&E ¦ All | Com ¦ LED Fixtures and Retrofit Kits - 125 lpw | SDG&E ¦ All | SDG&E | All | Electric | LED troffer or linear ambient fixture with at least 125 lpw efficacy | Efficient | 0 | Conventional | Lighting | Com - Refrig. Warehouse | Com | ROB and NEW | 0 | 1000 sqft2 of floor space | fixture | 16 | DEER:Indoor_CFL_Ltg | 118.3259 | 0.01352 | 0 | eTRM SWLG012-01 | 159.8322 | 2019 | 0 | 130.0452 | 2019 | 0 | 0 | eTRM SWLG012-01 | Com LED Fixtures ¦ SDG&E ¦ All | Com LED Fixtures | 0.064377 | 1 | 0.27813 | Itron Commercial Saturation Survey 2014 | -2.5388 | 2032 | 0.65
COM-LIGHTING-34.9 | Com ¦ LED Fixtures and Retrofit Kits - 125 lpw ¦ SDG&E ¦ All | Com ¦ LED Fixtures and Retrofit Kits - 125 lpw | SDG&E ¦ All | SDG&E | All | Electric | LED troffer or linear ambient fixture with at least 125 lpw efficacy | Efficient | 0 | Conventional | Lighting | Com - Restaurant | Com | ROB and NEW | 0 | 1000 sqft2 of floor space | fixture | 16 | DEER:Indoor_CFL_Ltg | 101.592 | 0.013304 | 0.1678 | eTRM SWLG012-01 | 159.8322 | 2019 | 0 | 130.0452 | 2019 | 0 | 0 | eTRM SWLG012-01 | Com LED Fixtures ¦ SDG&E ¦ All | Com LED Fixtures | 1.1917 | 1 | 0.27813 | Itron Commercial Saturation Survey 2014 | -2.1138 | 2032 | 0.65
COM-LIGHTING-34.10 | Com ¦ LED Fixtures and Retrofit Kits - 125 lpw ¦ SDG&E ¦ All | Com ¦ LED Fixtures and Retrofit Kits - 125 lpw | SDG&E ¦ All | SDG&E | All | Electric | LED troffer or linear ambient fixture with at least 125 lpw efficacy | Efficient | 0 | Conventional | Lighting | Com - Retail | Com | ROB and NEW | 0 | 1000 sqft2 of floor space | fixture | 16 | DEER:Indoor_CFL_Ltg | 103.3101 | 0.014382 | 0.084033 | eTRM SWLG012-01 | 159.8322 | 2019 | 0 | 130.0452 | 2019 | 0 | 0 | eTRM SWLG012-01 | Com LED Fixtures ¦ SDG&E ¦ All | Com LED Fixtures | 1.1917 | 1 | 0.27813 | Itron Commercial Saturation Survey 2014 | -22.5627 | 2032 | 0.65
COM-LIGHTING-34.11 | Com ¦ LED Fixtures and Retrofit Kits - 125 lpw ¦ SDG&E ¦ All | Com ¦ LED Fixtures and Retrofit Kits - 125 lpw | SDG&E ¦ All | SDG&E | All | Electric | LED troffer or linear ambient fixture with at least 125 lpw efficacy | Efficient | 0 | Conventional | Lighting | Com - School | Com | ROB and NEW | 0 | 1000 sqft2 of floor space | fixture | 16 | DEER:Indoor_CFL_Ltg | 45.9259 | 0.0052982 | 0.11534 | eTRM SWLG012-01 | 159.8322 | 2019 | 0 | 130.0452 | 2019 | 0 | 0 | eTRM SWLG012-01 | Com LED Fixtures ¦ SDG&E ¦ All | Com LED Fixtures | 1.3422 | 1 | 0.27813 | Itron Commercial Saturation Survey 2014 | -2.6193 | 2032 | 0.65
COM-LIGHTING-34.12 | Com ¦ LED Fixtures and Retrofit Kits - 125 lpw ¦ SDG&E ¦ All | Com ¦ LED Fixtures and Retrofit Kits - 125 lpw | SDG&E ¦ All | SDG&E | All | Electric | LED troffer or linear ambient fixture with at least 125 lpw efficacy | Efficient | 0 | Conventional | Lighting | Com - Warehouse | Com | ROB and NEW | 0 | 1000 sqft2 of floor space | fixture | 16 | DEER:Indoor_CFL_Ltg | 61.7557 | 0.0061574 | 0.097909 | eTRM SWLG012-01 | 159.8322 | 2019 | 0 | 130.0452 | 2019 | 0 | 0 | eTRM SWLG012-01 | Com LED Fixtures ¦ SDG&E ¦ All | Com LED Fixtures | 0.09318 | 1 | 0.27813 | Itron Commercial Saturation Survey 2014 | -5.3419 | 2032 | 0.65
COM-LIGHTING-35.1 | Com ¦ LED Fixtures and Retrofit Kits - 140 lpw ¦ SDG&E ¦ All | Com ¦ LED Fixtures and Retrofit Kits - 140 lpw | SDG&E ¦ All | SDG&E | All | Electric | LED troffer or linear ambient fixture with at least 140 lpw efficacy | Efficient | 0 | Conventional | Lighting | Com - College | Com | ROB and NEW | 0 | 1000 sqft2 of floor space | fixture | 16 | DEER:Indoor_CFL_Ltg | 54.2046 | 0.010689 | 0.21893 | eTRM SWLG012-01 | 161.6764 | 2019 | 0 | 130.0452 | 2019 | 0 | 0 | eTRM SWLG012-01 | Com LED Fixtures ¦ SDG&E ¦ All | Com LED Fixtures | 1.3422 | 1 | 0.023333 | Itron Commercial Saturation Survey 2014 | -1.9688 | 2032 | 0.65
COM-LIGHTING-35.2 | Com ¦ LED Fixtures and Retrofit Kits - 140 lpw ¦ SDG&E ¦ All | Com ¦ LED Fixtures and Retrofit Kits - 140 lpw | SDG&E ¦ All | SDG&E | All | Electric | LED troffer or linear ambient fixture with at least 140 lpw efficacy | Efficient | 0 | Conventional | Lighting | Com - Grocery | Com | ROB and NEW | 0 | 1000 sqft2 of floor space | fixture | 16 | DEER:Indoor_CFL_Ltg | 127.7745 | 0.017669 | 1.1065 | eTRM SWLG012-01 | 161.6764 | 2019 | 0 | 130.0452 | 2019 | 0 | 0 | eTRM SWLG012-01 | Com LED Fixtures ¦ SDG&E ¦ All | Com LED Fixtures | 0.64196 | 1 | 0.023333 | Itron Commercial Saturation Survey 2014 | -5.1366 | 2032 | 0.65
COM-LIGHTING-35.3 | Com ¦ LED Fixtures and Retrofit Kits - 140 lpw ¦ SDG&E ¦ All | Com ¦ LED Fixtures and Retrofit Kits - 140 lpw | SDG&E ¦ All | SDG&E | All | Electric | LED troffer or linear ambient fixture with at least 140 lpw efficacy | Efficient | 0 | Conventional | Lighting | Com - Health | Com | ROB and NEW | 0 | 1000 sqft2 of floor space | fixture | 16 | DEER:Indoor_CFL_Ltg | 106.2287 | 0.01306 | 0.48334 | eTRM SWLG012-01 | 161.6764 | 2019 | 0 | 130.0452 | 2019 | 0 | 0 | eTRM SWLG012-01 | Com LED Fixtures ¦ SDG&E ¦ All | Com LED Fixtures | 1.1917 | 1 | 0.023333 | Itron Commercial Saturation Survey 2014 | -2.7158 | 2032 | 0.65
COM-LIGHTING-35.4 | Com ¦ LED Fixtures and Retrofit Kits - 140 lpw ¦ SDG&E ¦ All | Com ¦ LED Fixtures and Retrofit Kits - 140 lpw | SDG&E ¦ All | SDG&E | All | Electric | LED troffer or linear ambient fixture with at least 140 lpw efficacy | Efficient | 0 | Conventional | Lighting | Com - Lodging | Com | ROB and NEW | 0 | 1000 sqft2 of floor space | fixture | 16 | DEER:Indoor_CFL_Ltg | 31.2571 | 0.0035776 | 0.10544 | eTRM SWLG012-01 | 161.6764 | 2019 | 0 | 130.0452 | 2019 | 0 | 0 | eTRM SWLG012-01 | Com LED Fixtures ¦ SDG&E ¦ All | Com LED Fixtures | 1.1917 | 1 | 0.023333 | Itron Commercial Saturation Survey 2014 | -2.521 | 2032 | 0.65
COM-LIGHTING-35.5 | Com ¦ LED Fixtures and Retrofit Kits - 140 lpw ¦ SDG&E ¦ All | Com ¦ LED Fixtures and Retrofit Kits - 140 lpw | SDG&E ¦ All | SDG&E | All | Electric | LED troffer or linear ambient fixture with at least 140 lpw efficacy | Efficient | 0 | Conventional | Lighting | Com - Office (Large) | Com | ROB and NEW | 0 | 1000 sqft2 of floor space | fixture | 16 | DEER:Indoor_CFL_Ltg | 49.4581 | 0.0062445 | 0.045658 | eTRM SWLG012-01 | 161.6764 | 2019 | 0 | 130.0452 | 2019 | 0 | 0 | eTRM SWLG012-01 | Com LED Fixtures ¦ SDG&E ¦ All | Com LED Fixtures | 1.2651 | 1 | 0.023333 | Itron Commercial Saturation Survey 2014 | -0.93246 | 2032 | 0.65
COM-LIGHTING-35.6 | Com ¦ LED Fixtures and Retrofit Kits - 140 lpw ¦ SDG&E ¦ All | Com ¦ LED Fixtures and Retrofit Kits - 140 lpw | SDG&E ¦ All | SDG&E | All | Electric | LED troffer or linear ambient fixture with at least 140 lpw efficacy | Efficient | 0 | Conventional | Lighting | Com - Office (Small) | Com | ROB and NEW | 0 | 1000 sqft2 of floor space | fixture | 16 | DEER:Indoor_CFL_Ltg | 44.432 | 0.006121 | 0.042864 | eTRM SWLG012-01 | 161.6764 | 2019 | 0 | 130.0452 | 2019 | 0 | 0 | eTRM SWLG012-01 | Com LED Fixtures ¦ SDG&E ¦ All | Com LED Fixtures | 1.2651 | 1 | 0.023333 | Itron Commercial Saturation Survey 2014 | -1.1984 | 2032 | 0.65
COM-LIGHTING-35.7 | Com ¦ LED Fixtures and Retrofit Kits - 140 lpw ¦ SDG&E ¦ All | Com ¦ LED Fixtures and Retrofit Kits - 140 lpw | SDG&E ¦ All | SDG&E | All | Electric | LED troffer or linear ambient fixture with at least 140 lpw efficacy | Efficient | 0 | Conventional | Lighting | Com - Other | Com | ROB and NEW | 0 | 1000 sqft2 of floor space | fixture | 16 | DEER:Indoor_CFL_Ltg | 27.784 | 0.0050568 | 0.13245 | eTRM SWLG012-01 | 161.6764 | 2019 | 0 | 130.0452 | 2019 | 0 | 0 | eTRM SWLG012-01 | Com LED Fixtures ¦ SDG&E ¦ All | Com LED Fixtures | 0.39724 | 1 | 0.023333 | Itron Commercial Saturation Survey 2014 | -1.9601 | 2032 | 0.65
COM-LIGHTING-35.8 | Com ¦ LED Fixtures and Retrofit Kits - 140 lpw ¦ SDG&E ¦ All | Com ¦ LED Fixtures and Retrofit Kits - 140 lpw | SDG&E ¦ All | SDG&E | All | Electric | LED troffer or linear ambient fixture with at least 140 lpw efficacy | Efficient | 0 | Conventional | Lighting | Com - Refrig. Warehouse | Com | ROB and NEW | 0 | 1000 sqft2 of floor space | fixture | 16 | DEER:Indoor_CFL_Ltg | 86.4712 | 0.0098871 | 0 | eTRM SWLG012-01 | 161.6764 | 2019 | 0 | 130.0452 | 2019 | 0 | 0 | eTRM SWLG012-01 | Com LED Fixtures ¦ SDG&E ¦ All | Com LED Fixtures | 0.064377 | 1 | 0.023333 | Itron Commercial Saturation Survey 2014 | -1.8554 | 2032 | 0.65
COM-LIGHTING-35.9 | Com ¦ LED Fixtures and Retrofit Kits - 140 lpw ¦ SDG&E ¦ All | Com ¦ LED Fixtures and Retrofit Kits - 140 lpw | SDG&E ¦ All | SDG&E | All | Electric | LED troffer or linear ambient fixture with at least 140 lpw efficacy | Efficient | 0 | Conventional | Lighting | Com - Restaurant | Com | ROB and NEW | 0 | 1000 sqft2 of floor space | fixture | 16 | DEER:Indoor_CFL_Ltg | 83.3174 | 0.01037 | 0.22411 | eTRM SWLG012-01 | 161.6764 | 2019 | 0 | 130.0452 | 2019 | 0 | 0 | eTRM SWLG012-01 | Com LED Fixtures ¦ SDG&E ¦ All | Com LED Fixtures | 1.1917 | 1 | 0.023333 | Itron Commercial Saturation Survey 2014 | -1.7557 | 2032 | 0.65
COM-LIGHTING-35.10 | Com ¦ LED Fixtures and Retrofit Kits - 140 lpw ¦ SDG&E ¦ All | Com ¦ LED Fixtures and Retrofit Kits - 140 lpw | SDG&E ¦ All | SDG&E | All | Electric | LED troffer or linear ambient fixture with at least 140 lpw efficacy | Efficient | 0 | Conventional | Lighting | Com - Retail | Com | ROB and NEW | 0 | 1000 sqft2 of floor space | fixture | 16 | DEER:Indoor_CFL_Ltg | 84.6403 | 0.011383 | 0.11209 | eTRM SWLG012-01 | 161.6764 | 2019 | 0 | 130.0452 | 2019 | 0 | 0 | eTRM SWLG012-01 | Com LED Fixtures ¦ SDG&E ¦ All | Com LED Fixtures | 1.1917 | 1 | 0.023333 | Itron Commercial Saturation Survey 2014 | -24.9758 | 2032 | 0.65
COM-LIGHTING-35.11 | Com ¦ LED Fixtures and Retrofit Kits - 140 lpw ¦ SDG&E ¦ All | Com ¦ LED Fixtures and Retrofit Kits - 140 lpw | SDG&E ¦ All | SDG&E | All | Electric | LED troffer or linear ambient fixture with at least 140 lpw efficacy | Efficient | 0 | Conventional | Lighting | Com - School | Com | ROB and NEW | 0 | 1000 sqft2 of floor space | fixture | 16 | DEER:Indoor_CFL_Ltg | 38.1807 | 0.004153 | 0.15416 | eTRM SWLG012-01 | 161.6764 | 2019 | 0 | 130.0452 | 2019 | 0 | 0 | eTRM SWLG012-01 | Com LED Fixtures ¦ SDG&E ¦ All | Com LED Fixtures | 1.3422 | 1 | 0.023333 | Itron Commercial Saturation Survey 2014 | -2.2264 | 2032 | 0.65
COM-LIGHTING-35.12 | Com ¦ LED Fixtures and Retrofit Kits - 140 lpw ¦ SDG&E ¦ All | Com ¦ LED Fixtures and Retrofit Kits - 140 lpw | SDG&E ¦ All | SDG&E | All | Electric | LED troffer or linear ambient fixture with at least 140 lpw efficacy | Efficient | 0 | Conventional | Lighting | Com - Warehouse | Com | ROB and NEW | 0 | 1000 sqft2 of floor space | fixture | 16 | DEER:Indoor_CFL_Ltg | 51.9997 | 0.0049828 | 0.13031 | eTRM SWLG012-01 | 161.6764 | 2019 | 0 | 130.0452 | 2019 | 0 | 0 | eTRM SWLG012-01 | Com LED Fixtures ¦ SDG&E ¦ All | Com LED Fixtures | 0.09318 | 1 | 0.023333 | Itron Commercial Saturation Survey 2014 | -4.8646 | 2032 | 0.65
COM-LIGHTING-40.1 | Com ¦ Com LED Screw In Lamp Indoor - 80 lpw ¦ PG&E ¦ All | Com ¦ Com LED Screw In Lamp Indoor - 80 lpw | PG&E ¦ All | PG&E | All | Electric | LED general service indoor lamp with 80 lpw efficacy | Average Existing and Code | 0 | Conventional | Lighting | Com - College | Com | ROB and NEW | 0 | 1000 sqft2 of floor space | lamp | 16 | DEER:Indoor_CFL_Ltg | 21.4643 | 0.0049667 | 0 | Lighting tables, webscraped data | 3.572 | 2019 | 0 | 0 | 2019 | 0 | 0 | Guidehouse Group B Eval Webscraping | Com LED Screw In Lamps - Indoor ¦ PG&E ¦ All | Com LED Screw In Lamps - Indoor | 0.1983 | 1 | 0.52252 | CSS - Itron 2012 | -0.72957 | 2012 | 0.65
COM-LIGHTING-40.2 | Com ¦ Com LED Screw In Lamp Indoor - 80 lpw ¦ PG&E ¦ All | Com ¦ Com LED Screw In Lamp Indoor - 80 lpw | PG&E ¦ All | PG&E | All | Electric | LED general service indoor lamp with 80 lpw efficacy | Average Existing and Code | 0 | Conventional | Lighting | Com - Grocery | Com | ROB and NEW | 0 | 1000 sqft2 of floor space | lamp | 16 | DEER:Indoor_CFL_Ltg | 49.3 | 0.00765 | 0 | Lighting tables, webscraped data | 3.572 | 2019 | 0 | 0 | 2019 | 0 | 0 | Guidehouse Group B Eval Webscraping | Com LED Screw In Lamps - Indoor ¦ PG&E ¦ All | Com LED Screw In Lamps - Indoor | 2.145 | 1 | 0.52252 | CSS - Itron 2012 | -1.0839 | 2012 | 0.65
COM-LIGHTING-40.3 | Com ¦ Com LED Screw In Lamp Indoor - 80 lpw ¦ PG&E ¦ All | Com ¦ Com LED Screw In Lamp Indoor - 80 lpw | PG&E ¦ All | PG&E | All | Electric | LED general service indoor lamp with 80 lpw efficacy | Average Existing and Code | 0 | Conventional | Lighting | Com - Health | Com | ROB and NEW | 0 | 1000 sqft2 of floor space | lamp | 16 | DEER:Indoor_CFL_Ltg | 41.3872 | 0.0059038 | 0 | Lighting tables, webscraped data | 3.572 | 2019 | 0 | 0 | 2019 | 0 | 0 | Guidehouse Group B Eval Webscraping | Com LED Screw In Lamps - Indoor ¦ PG&E ¦ All | Com LED Screw In Lamps - Indoor | 1.1041 | 1 | 0.52252 | CSS - Itron 2012 | -0.61342 | 2012 | 0.65
COM-LIGHTING-40.4 | Com ¦ Com LED Screw In Lamp Indoor - 80 lpw ¦ PG&E ¦ All | Com ¦ Com LED Screw In Lamp Indoor - 80 lpw | PG&E ¦ All | PG&E | All | Electric | LED general service indoor lamp with 80 lpw efficacy | Average Existing and Code | 0 | Conventional | Lighting | Com - Lodging | Com | ROB and NEW | 0 | 1000 sqft2 of floor space | lamp | 16 | DEER:Indoor_CFL_Ltg | 15.7448 | 0.0020674 | 0 | Lighting tables, webscraped data | 3.572 | 2019 | 0 | 0 | 2019 | 0 | 0 | Guidehouse Group B Eval Webscraping | Com LED Screw In Lamps - Indoor ¦ PG&E ¦ All | Com LED Screw In Lamps - Indoor | 0.10915 | 1 | 0.52252 | CSS - Itron 2012 | -0.86538 | 2012 | 0.65
COM-LIGHTING-40.5 | Com ¦ Com LED Screw In Lamp Indoor - 80 lpw ¦ PG&E ¦ All | Com ¦ Com LED Screw In Lamp Indoor - 80 lpw | PG&E ¦ All | PG&E | All | Electric | LED general service indoor lamp with 80 lpw efficacy | Average Existing and Code | 0 | Conventional | Lighting | Com - Office (Large) | Com | ROB and NEW | 0 | 1000 sqft2 of floor space | lamp | 16 | DEER:Indoor_CFL_Ltg | 19.8 | 0.00256 | 0 | Lighting tables, webscraped data | 3.572 | 2019 | 0 | 0 | 2019 | 0 | 0 | Guidehouse Group B Eval Webscraping | Com LED Screw In Lamps - Indoor ¦ PG&E ¦ All | Com LED Screw In Lamps - Indoor | 0.12747 | 1 | 0.52252 | CSS - Itron 2012 | -0.31005 | 2012 | 0.65
COM-LIGHTING-40.6 | Com ¦ Com LED Screw In Lamp Indoor - 80 lpw ¦ PG&E ¦ All | Com ¦ Com LED Screw In Lamp Indoor - 80 lpw | PG&E ¦ All | PG&E | All | Electric | LED general service indoor lamp with 80 lpw efficacy | Average Existing and Code | 0 | Conventional | Lighting | Com - Office (Small) | Com | ROB and NEW | 0 | 1000 sqft2 of floor space | lamp | 16 | DEER:Indoor_CFL_Ltg | 15.2 | 0.00243 | 0 | Lighting tables, webscraped data | 3.572 | 2019 | 0 | 0 | 2019 | 0 | 0 | Guidehouse Group B Eval Webscraping | Com LED Screw In Lamps - Indoor ¦ PG&E ¦ All | Com LED Screw In Lamps - Indoor | 1.1723 | 1 | 0.52252 | CSS - Itron 2012 | -0.3956 | 2012 | 0.65
COM-LIGHTING-40.7 | Com ¦ Com LED Screw In Lamp Indoor - 80 lpw ¦ PG&E ¦ All | Com ¦ Com LED Screw In Lamp Indoor - 80 lpw | PG&E ¦ All | PG&E | All | Electric | LED general service indoor lamp with 80 lpw efficacy | Average Existing and Code | 0 | Conventional | Lighting | Com - Other | Com | ROB and NEW | 0 | 1000 sqft2 of floor space | lamp | 16 | DEER:Indoor_CFL_Ltg | 11.3 | 0.00214 | 0 | Lighting tables, webscraped data | 3.572 | 2019 | 0 | 0 | 2019 | 0 | 0 | Guidehouse Group B Eval Webscraping | Com LED Screw In Lamps - Indoor ¦ PG&E ¦ All | Com LED Screw In Lamps - Indoor | 0.28661 | 1 | 0.52252 | CSS - Itron 2012 | -0.66255 | 2012 | 0.65
COM-LIGHTING-40.8 | Com ¦ Com LED Screw In Lamp Indoor - 80 lpw ¦ PG&E ¦ All | Com ¦ Com LED Screw In Lamp Indoor - 80 lpw | PG&E ¦ All | PG&E | All | Electric | LED general service indoor lamp with 80 lpw efficacy | Average Existing and Code | 0 | Conventional | Lighting | Com - Refrig. Warehouse | Com | ROB and NEW | 0 | 1000 sqft2 of floor space | lamp | 16 | DEER:Indoor_CFL_Ltg | 46.8 | 0.0053 | 0 | Lighting tables, webscraped data | 3.572 | 2019 | 0 | 0 | 2019 | 0 | 0 | Guidehouse Group B Eval Webscraping | Com LED Screw In Lamps - Indoor ¦ PG&E ¦ All | Com LED Screw In Lamps - Indoor | 0.096455 | 1 | 0.52252 | CSS - Itron 2012 | -1.0042 | 2012 | 0.65
COM-LIGHTING-40.9 | Com ¦ Com LED Screw In Lamp Indoor - 80 lpw ¦ PG&E ¦ All | Com ¦ Com LED Screw In Lamp Indoor - 80 lpw | PG&E ¦ All | PG&E | All | Electric | LED general service indoor lamp with 80 lpw efficacy | Average Existing and Code | 0 | Conventional | Lighting | Com - Restaurant | Com | ROB and NEW | 0 | 1000 sqft2 of floor space | lamp | 16 | DEER:Indoor_CFL_Ltg | 37.775 | 0.0066375 | 0 | Lighting tables, webscraped data | 3.572 | 2019 | 0 | 0 | 2019 | 0 | 0 | Guidehouse Group B Eval Webscraping | Com LED Screw In Lamps - Indoor ¦ PG&E ¦ All | Com LED Screw In Lamps - Indoor | 8.4455 | 1 | 0.52252 | CSS - Itron 2012 | -0.76999 | 2012 | 0.65
COM-LIGHTING-40.10 | Com ¦ Com LED Screw In Lamp Indoor - 80 lpw ¦ PG&E ¦ All | Com ¦ Com LED Screw In Lamp Indoor - 80 lpw | PG&E ¦ All | PG&E | All | Electric | LED general service indoor lamp with 80 lpw efficacy | Average Existing and Code | 0 | Conventional | Lighting | Com - Retail | Com | ROB and NEW | 0 | 1000 sqft2 of floor space | lamp | 16 | DEER:Indoor_CFL_Ltg | 25.1971 | 0.0037456 | 0 | Lighting tables, webscraped data | 3.572 | 2019 | 0 | 0 | 2019 | 0 | 0 | Guidehouse Group B Eval Webscraping | Com LED Screw In Lamps - Indoor ¦ PG&E ¦ All | Com LED Screw In Lamps - Indoor | 1.1751 | 1 | 0.52252 | CSS - Itron 2012 | -2.4267 | 2012 | 0.65
COM-LIGHTING-40.11 | Com ¦ Com LED Screw In Lamp Indoor - 80 lpw ¦ PG&E ¦ All | Com ¦ Com LED Screw In Lamp Indoor - 80 lpw | PG&E ¦ All | PG&E | All | Electric | LED general service indoor lamp with 80 lpw efficacy | Average Existing and Code | 0 | Conventional | Lighting | Com - School | Com | ROB and NEW | 0 | 1000 sqft2 of floor space | lamp | 16 | DEER:Indoor_CFL_Ltg | 14.1323 | 0.0018723 | 0 | Lighting tables, webscraped data | 3.572 | 2019 | 0 | 0 | 2019 | 0 | 0 | Guidehouse Group B Eval Webscraping | Com LED Screw In Lamps - Indoor ¦ PG&E ¦ All | Com LED Screw In Lamps - Indoor | 0.1983 | 1 | 0.52252 | CSS - Itron 2012 | -0.7763 | 2012 | 0.65
COM-LIGHTING-40.12 | Com ¦ Com LED Screw In Lamp Indoor - 80 lpw ¦ PG&E ¦ All | Com ¦ Com LED Screw In Lamp Indoor - 80 lpw | PG&E ¦ All | PG&E | All | Electric | LED general service indoor lamp with 80 lpw efficacy | Average Existing and Code | 0 | Conventional | Lighting | Com - Warehouse | Com | ROB and NEW | 0 | 1000 sqft2 of floor space | lamp | 16 | DEER:Indoor_CFL_Ltg | 17.7247 | 0.0019059 | 0 | Lighting tables, webscraped data | 3.572 | 2019 | 0 | 0 | 2019 | 0 | 0 | Guidehouse Group B Eval Webscraping | Com LED Screw In Lamps - Indoor ¦ PG&E ¦ All | Com LED Screw In Lamps - Indoor | 0.096455 | 1 | 0.52252 | CSS - Itron 2012 | -1.318 | 2012 | 0.65
COM-LIGHTING-41.1 | Com ¦ Com LED Screw In Lamp Indoor - 95 lpw ¦ PG&E ¦ All | Com ¦ Com LED Screw In Lamp Indoor - 95 lpw | PG&E ¦ All | PG&E | All | Electric | LED general service indoor lamp with 95 lpw efficacy | Efficient | 0 | Conventional | Lighting | Com - College | Com | ROB and NEW | 0 | 1000 sqft2 of floor space | lamp | 16 | DEER:Indoor_CFL_Ltg | 17.8124 | 0.0039769 | 0.03761 | Lighting tables, webscraped data | 5.276 | 2019 | 0 | 0 | 2019 | 0 | 0 | Guidehouse Group B Eval Webscraping | Com LED Screw In Lamps - Indoor ¦ PG&E ¦ All | Com LED Screw In Lamps - Indoor | 0.1983 | 1 | 0.38739 | CSS - Itron 2012 | -0.62715 | 2032 | 0.65
COM-LIGHTING-41.2 | Com ¦ Com LED Screw In Lamp Indoor - 95 lpw ¦ PG&E ¦ All | Com ¦ Com LED Screw In Lamp Indoor - 95 lpw | PG&E ¦ All | PG&E | All | Electric | LED general service indoor lamp with 95 lpw efficacy | Efficient | 0 | Conventional | Lighting | Com - Grocery | Com | ROB and NEW | 0 | 1000 sqft2 of floor space | lamp | 16 | DEER:Indoor_CFL_Ltg | 41.2823 | 0.0062005 | 0.087962 | Lighting tables, webscraped data | 5.276 | 2019 | 0 | 0 | 2019 | 0 | 0 | Guidehouse Group B Eval Webscraping | Com LED Screw In Lamps - Indoor ¦ PG&E ¦ All | Com LED Screw In Lamps - Indoor | 2.145 | 1 | 0.38739 | CSS - Itron 2012 | -1.0926 | 2032 | 0.65
COM-LIGHTING-41.3 | Com ¦ Com LED Screw In Lamp Indoor - 95 lpw ¦ PG&E ¦ All | Com ¦ Com LED Screw In Lamp Indoor - 95 lpw | PG&E ¦ All | PG&E | All | Electric | LED general service indoor lamp with 95 lpw efficacy | Efficient | 0 | Conventional | Lighting | Com - Health | Com | ROB and NEW | 0 | 1000 sqft2 of floor space | lamp | 16 | DEER:Indoor_CFL_Ltg | 34.4716 | 0.004742 | 0.070802 | Lighting tables, webscraped data | 5.276 | 2019 | 0 | 0 | 2019 | 0 | 0 | Guidehouse Group B Eval Webscraping | Com LED Screw In Lamps - Indoor ¦ PG&E ¦ All | Com LED Screw In Lamps - Indoor | 1.1041 | 1 | 0.38739 | CSS - Itron 2012 | -0.67811 | 2032 | 0.65
COM-LIGHTING-41.4 | Com ¦ Com LED Screw In Lamp Indoor - 95 lpw ¦ PG&E ¦ All | Com ¦ Com LED Screw In Lamp Indoor - 95 lpw | PG&E ¦ All | PG&E | All | Electric | LED general service indoor lamp with 95 lpw efficacy | Efficient | 0 | Conventional | Lighting | Com - Lodging | Com | ROB and NEW | 0 | 1000 sqft2 of floor space | lamp | 16 | DEER:Indoor_CFL_Ltg | 13.4118 | 0.0016662 | 0.026048 | Lighting tables, webscraped data | 5.276 | 2019 | 0 | 0 | 2019 | 0 | 0 | Guidehouse Group B Eval Webscraping | Com LED Screw In Lamps - Indoor ¦ PG&E ¦ All | Com LED Screw In Lamps - Indoor | 0.10915 | 1 | 0.38739 | CSS - Itron 2012 | -0.93554 | 2032 | 0.65
COM-LIGHTING-41.5 | Com ¦ Com LED Screw In Lamp Indoor - 95 lpw ¦ PG&E ¦ All | Com ¦ Com LED Screw In Lamp Indoor - 95 lpw | PG&E ¦ All | PG&E | All | Electric | LED general service indoor lamp with 95 lpw efficacy | Efficient | 0 | Conventional | Lighting | Com - Office (Large) | Com | ROB and NEW | 0 | 1000 sqft2 of floor space | lamp | 16 | DEER:Indoor_CFL_Ltg | 16.3611 | 0.0020749 | 0.015694 | Lighting tables, webscraped data | 5.276 | 2019 | 0 | 0 | 2019 | 0 | 0 | Guidehouse Group B Eval Webscraping | Com LED Screw In Lamps - Indoor ¦ PG&E ¦ All | Com LED Screw In Lamps - Indoor | 0.12747 | 1 | 0.38739 | CSS - Itron 2012 | -0.31051 | 2032 | 0.65
COM-LIGHTING-41.6 | Com ¦ Com LED Screw In Lamp Indoor - 95 lpw ¦ PG&E ¦ All | Com ¦ Com LED Screw In Lamp Indoor - 95 lpw | PG&E ¦ All | PG&E | All | Electric | LED general service indoor lamp with 95 lpw efficacy | Efficient | 0 | Conventional | Lighting | Com - Office (Small) | Com | ROB and NEW | 0 | 1000 sqft2 of floor space | lamp | 16 | DEER:Indoor_CFL_Ltg | 12.728 | 0.0019773 | 0.011232 | Lighting tables, webscraped data | 5.276 | 2019 | 0 | 0 | 2019 | 0 | 0 | Guidehouse Group B Eval Webscraping | Com LED Screw In Lamps - Indoor ¦ PG&E ¦ All | Com LED Screw In Lamps - Indoor | 1.1723 | 1 | 0.38739 | CSS - Itron 2012 | -0.34226 | 2032 | 0.65
COM-LIGHTING-41.7 | Com ¦ Com LED Screw In Lamp Indoor - 95 lpw ¦ PG&E ¦ All | Com ¦ Com LED Screw In Lamp Indoor - 95 lpw | PG&E ¦ All | PG&E | All | Electric | LED general service indoor lamp with 95 lpw efficacy | Efficient | 0 | Conventional | Lighting | Com - Other | Com | ROB and NEW | 0 | 1000 sqft2 of floor space | lamp | 16 | DEER:Indoor_CFL_Ltg | 9.4979 | 0.0017447 | 0.019626 | Lighting tables, webscraped data | 5.276 | 2019 | 0 | 0 | 2019 | 0 | 0 | Guidehouse Group B Eval Webscraping | Com LED Screw In Lamps - Indoor ¦ PG&E ¦ All | Com LED Screw In Lamps - Indoor | 0.28661 | 1 | 0.38739 | CSS - Itron 2012 | -0.60594 | 2032 | 0.65
COM-LIGHTING-41.8 | Com ¦ Com LED Screw In Lamp Indoor - 95 lpw ¦ PG&E ¦ All | Com ¦ Com LED Screw In Lamp Indoor - 95 lpw | PG&E ¦ All | PG&E | All | Electric | LED general service indoor lamp with 95 lpw efficacy | Efficient | 0 | Conventional | Lighting | Com - Refrig. Warehouse | Com | ROB and NEW | 0 | 1000 sqft2 of floor space | lamp | 16 | DEER:Indoor_CFL_Ltg | 37.1198 | 0.0041786 | 1.9952e-05 | Lighting tables, webscraped data | 5.276 | 2019 | 0 | 0 | 2019 | 0 | 0 | Guidehouse Group B Eval Webscraping | Com LED Screw In Lamps - Indoor ¦ PG&E ¦ All | Com LED Screw In Lamps - Indoor | 0.096455 | 1 | 0.38739 | CSS - Itron 2012 | -0.79647 | 2032 | 0.65
COM-LIGHTING-41.9 | Com ¦ Com LED Screw In Lamp Indoor - 95 lpw ¦ PG&E ¦ All | Com ¦ Com LED Screw In Lamp Indoor - 95 lpw | PG&E ¦ All | PG&E | All | Electric | LED general service indoor lamp with 95 lpw efficacy | Efficient | 0 | Conventional | Lighting | Com - Restaurant | Com | ROB and NEW | 0 | 1000 sqft2 of floor space | lamp | 16 | DEER:Indoor_CFL_Ltg | 31.736 | 0.0054244 | 0.051832 | Lighting tables, webscraped data | 5.276 | 2019 | 0 | 0 | 2019 | 0 | 0 | Guidehouse Group B Eval Webscraping | Com LED Screw In Lamps - Indoor ¦ PG&E ¦ All | Com LED Screw In Lamps - Indoor | 8.4455 | 1 | 0.38739 | CSS - Itron 2012 | -0.66017 | 2032 | 0.65
COM-LIGHTING-41.10 | Com ¦ Com LED Screw In Lamp Indoor - 95 lpw ¦ PG&E ¦ All | Com ¦ Com LED Screw In Lamp Indoor - 95 lpw | PG&E ¦ All | PG&E | All | Electric | LED general service indoor lamp with 95 lpw efficacy | Efficient | 0 | Conventional | Lighting | Com - Retail | Com | ROB and NEW | 0 | 1000 sqft2 of floor space | lamp | 16 | DEER:Indoor_CFL_Ltg | 21.0369 | 0.0030416 | 0.02254 | Lighting tables, webscraped data | 5.276 | 2019 | 0 | 0 | 2019 | 0 | 0 | Guidehouse Group B Eval Webscraping | Com LED Screw In Lamps - Indoor ¦ PG&E ¦ All | Com LED Screw In Lamps - Indoor | 1.1751 | 1 | 0.38739 | CSS - Itron 2012 | -5.4092 | 2032 | 0.65
COM-LIGHTING-41.11 | Com ¦ Com LED Screw In Lamp Indoor - 95 lpw ¦ PG&E ¦ All | Com ¦ Com LED Screw In Lamp Indoor - 95 lpw | PG&E ¦ All | PG&E | All | Electric | LED general service indoor lamp with 95 lpw efficacy | Efficient | 0 | Conventional | Lighting | Com - School | Com | ROB and NEW | 0 | 1000 sqft2 of floor space | lamp | 16 | DEER:Indoor_CFL_Ltg | 11.8303 | 0.0014872 | 0.026119 | Lighting tables, webscraped data | 5.276 | 2019 | 0 | 0 | 2019 | 0 | 0 | Guidehouse Group B Eval Webscraping | Com LED Screw In Lamps - Indoor ¦ PG&E ¦ All | Com LED Screw In Lamps - Indoor | 0.1983 | 1 | 0.38739 | CSS - Itron 2012 | -0.67172 | 2032 | 0.65
COM-LIGHTING-41.12 | Com ¦ Com LED Screw In Lamp Indoor - 95 lpw ¦ PG&E ¦ All | Com ¦ Com LED Screw In Lamp Indoor - 95 lpw | PG&E ¦ All | PG&E | All | Electric | LED general service indoor lamp with 95 lpw efficacy | Efficient | 0 | Conventional | Lighting | Com - Warehouse | Com | ROB and NEW | 0 | 1000 sqft2 of floor space | lamp | 16 | DEER:Indoor_CFL_Ltg | 15.0124 | 0.001566 | 0.017782 | Lighting tables, webscraped data | 5.276 | 2019 | 0 | 0 | 2019 | 0 | 0 | Guidehouse Group B Eval Webscraping | Com LED Screw In Lamps - Indoor ¦ PG&E ¦ All | Com LED Screw In Lamps - Indoor | 0.096455 | 1 | 0.38739 | CSS - Itron 2012 | -1.2525 | 2032 | 0.65
COM-LIGHTING-42.1 | Com ¦ Com LED Screw In Lamp Indoor - 110 lpw ¦ PG&E ¦ All | Com ¦ Com LED Screw In Lamp Indoor - 110 lpw | PG&E ¦ All | PG&E | All | Electric | LED general service indoor lamp with 110 lpw efficacy | Efficient | 0 | Conventional | Lighting | Com - College | Com | ROB and NEW | 0 | 1000 sqft2 of floor space | lamp | 16 | DEER:Indoor_CFL_Ltg | 15.1564 | 0.003257 | 0.064963 | Lighting tables, webscraped data | 6.98 | 2019 | 0 | 0 | 2019 | 0 | 0 | Guidehouse Group B Eval Webscraping | Com LED Screw In Lamps - Indoor ¦ PG&E ¦ All | Com LED Screw In Lamps - Indoor | 0.1983 | 1 | 0.09009 | CSS - Itron 2012 | -0.55266 | 2032 | 0.65
COM-LIGHTING-42.2 | Com ¦ Com LED Screw In Lamp Indoor - 110 lpw ¦ PG&E ¦ All | Com ¦ Com LED Screw In Lamp Indoor - 110 lpw | PG&E ¦ All | PG&E | All | Electric | LED general service indoor lamp with 110 lpw efficacy | Efficient | 0 | Conventional | Lighting | Com - Grocery | Com | ROB and NEW | 0 | 1000 sqft2 of floor space | lamp | 16 | DEER:Indoor_CFL_Ltg | 35.4512 | 0.0051464 | 0.15193 | Lighting tables, webscraped data | 6.98 | 2019 | 0 | 0 | 2019 | 0 | 0 | Guidehouse Group B Eval Webscraping | Com LED Screw In Lamps - Indoor ¦ PG&E ¦ All | Com LED Screw In Lamps - Indoor | 2.145 | 1 | 0.09009 | CSS - Itron 2012 | -1.099 | 2032 | 0.65
COM-LIGHTING-42.3 | Com ¦ Com LED Screw In Lamp Indoor - 110 lpw ¦ PG&E ¦ All | Com ¦ Com LED Screw In Lamp Indoor - 110 lpw | PG&E ¦ All | PG&E | All | Electric | LED general service indoor lamp with 110 lpw efficacy | Efficient | 0 | Conventional | Lighting | Com - Health | Com | ROB and NEW | 0 | 1000 sqft2 of floor space | lamp | 16 | DEER:Indoor_CFL_Ltg | 29.442 | 0.003897 | 0.12229 | Lighting tables, webscraped data | 6.98 | 2019 | 0 | 0 | 2019 | 0 | 0 | Guidehouse Group B Eval Webscraping | Com LED Screw In Lamps - Indoor ¦ PG&E ¦ All | Com LED Screw In Lamps - Indoor | 1.1041 | 1 | 0.09009 | CSS - Itron 2012 | -0.72516 | 2032 | 0.65
COM-LIGHTING-42.4 | Com ¦ Com LED Screw In Lamp Indoor - 110 lpw ¦ PG&E ¦ All | Com ¦ Com LED Screw In Lamp Indoor - 110 lpw | PG&E ¦ All | PG&E | All | Electric | LED general service indoor lamp with 110 lpw efficacy | Efficient | 0 | Conventional | Lighting | Com - Lodging | Com | ROB and NEW | 0 | 1000 sqft2 of floor space | lamp | 16 | DEER:Indoor_CFL_Ltg | 11.7151 | 0.0013743 | 0.044991 | Lighting tables, webscraped data | 6.98 | 2019 | 0 | 0 | 2019 | 0 | 0 | Guidehouse Group B Eval Webscraping | Com LED Screw In Lamps - Indoor ¦ PG&E ¦ All | Com LED Screw In Lamps - Indoor | 0.10915 | 1 | 0.09009 | CSS - Itron 2012 | -0.98655 | 2032 | 0.65
COM-LIGHTING-42.5 | Com ¦ Com LED Screw In Lamp Indoor - 110 lpw ¦ PG&E ¦ All | Com ¦ Com LED Screw In Lamp Indoor - 110 lpw | PG&E ¦ All | PG&E | All | Electric | LED general service indoor lamp with 110 lpw efficacy | Efficient | 0 | Conventional | Lighting | Com - Office (Large) | Com | ROB and NEW | 0 | 1000 sqft2 of floor space | lamp | 16 | DEER:Indoor_CFL_Ltg | 13.86 | 0.0017222 | 0.027108 | Lighting tables, webscraped data | 6.98 | 2019 | 0 | 0 | 2019 | 0 | 0 | Guidehouse Group B Eval Webscraping | Com LED Screw In Lamps - Indoor ¦ PG&E ¦ All | Com LED Screw In Lamps - Indoor | 0.12747 | 1 | 0.09009 | CSS - Itron 2012 | -0.31084 | 2032 | 0.65
COM-LIGHTING-42.6 | Com ¦ Com LED Screw In Lamp Indoor - 110 lpw ¦ PG&E ¦ All | Com ¦ Com LED Screw In Lamp Indoor - 110 lpw | PG&E ¦ All | PG&E | All | Electric | LED general service indoor lamp with 110 lpw efficacy | Efficient | 0 | Conventional | Lighting | Com - Office (Small) | Com | ROB and NEW | 0 | 1000 sqft2 of floor space | lamp | 16 | DEER:Indoor_CFL_Ltg | 10.9302 | 0.001648 | 0.019401 | Lighting tables, webscraped data | 6.98 | 2019 | 0 | 0 | 2019 | 0 | 0 | Guidehouse Group B Eval Webscraping | Com LED Screw In Lamps - Indoor ¦ PG&E ¦ All | Com LED Screw In Lamps - Indoor | 1.1723 | 1 | 0.09009 | CSS - Itron 2012 | -0.30347 | 2032 | 0.65
COM-LIGHTING-42.7 | Com ¦ Com LED Screw In Lamp Indoor - 110 lpw ¦ PG&E ¦ All | Com ¦ Com LED Screw In Lamp Indoor - 110 lpw | PG&E ¦ All | PG&E | All | Electric | LED general service indoor lamp with 110 lpw efficacy | Efficient | 0 | Conventional | Lighting | Com - Other | Com | ROB and NEW | 0 | 1000 sqft2 of floor space | lamp | 16 | DEER:Indoor_CFL_Ltg | 8.1874 | 0.0014571 | 0.0339 | Lighting tables, webscraped data | 6.98 | 2019 | 0 | 0 | 2019 | 0 | 0 | Guidehouse Group B Eval Webscraping | Com LED Screw In Lamps - Indoor ¦ PG&E ¦ All | Com LED Screw In Lamps - Indoor | 0.28661 | 1 | 0.09009 | CSS - Itron 2012 | -0.56477 | 2032 | 0.65
COM-LIGHTING-42.8 | Com ¦ Com LED Screw In Lamp Indoor - 110 lpw ¦ PG&E ¦ All | Com ¦ Com LED Screw In Lamp Indoor - 110 lpw | PG&E ¦ All | PG&E | All | Electric | LED general service indoor lamp with 110 lpw efficacy | Efficient | 0 | Conventional | Lighting | Com - Refrig. Warehouse | Com | ROB and NEW | 0 | 1000 sqft2 of floor space | lamp | 16 | DEER:Indoor_CFL_Ltg | 30.0796 | 0.0033631 | 3.4462e-05 | Lighting tables, webscraped data | 6.98 | 2019 | 0 | 0 | 2019 | 0 | 0 | Guidehouse Group B Eval Webscraping | Com LED Screw In Lamps - Indoor ¦ PG&E ¦ All | Com LED Screw In Lamps - Indoor | 0.096455 | 1 | 0.09009 | CSS - Itron 2012 | -0.64542 | 2032 | 0.65
COM-LIGHTING-42.9 | Com ¦ Com LED Screw In Lamp Indoor - 110 lpw ¦ PG&E ¦ All | Com ¦ Com LED Screw In Lamp Indoor - 110 lpw | PG&E ¦ All | PG&E | All | Electric | LED general service indoor lamp with 110 lpw efficacy | Efficient | 0 | Conventional | Lighting | Com - Restaurant | Com | ROB and NEW | 0 | 1000 sqft2 of floor space | lamp | 16 | DEER:Indoor_CFL_Ltg | 27.344 | 0.0045422 | 0.089528 | Lighting tables, webscraped data | 6.98 | 2019 | 0 | 0 | 2019 | 0 | 0 | Guidehouse Group B Eval Webscraping | Com LED Screw In Lamps - Indoor ¦ PG&E ¦ All | Com LED Screw In Lamps - Indoor | 8.4455 | 1 | 0.09009 | CSS - Itron 2012 | -0.5803 | 2032 | 0.65
COM-LIGHTING-42.10 | Com ¦ Com LED Screw In Lamp Indoor - 110 lpw ¦ PG&E ¦ All | Com ¦ Com LED Screw In Lamp Indoor - 110 lpw | PG&E ¦ All | PG&E | All | Electric | LED general service indoor lamp with 110 lpw efficacy | Efficient | 0 | Conventional | Lighting | Com - Retail | Com | ROB and NEW | 0 | 1000 sqft2 of floor space | lamp | 16 | DEER:Indoor_CFL_Ltg | 18.0113 | 0.0025296 | 0.038933 | Lighting tables, webscraped data | 6.98 | 2019 | 0 | 0 | 2019 | 0 | 0 | Guidehouse Group B Eval Webscraping | Com LED Screw In Lamps - Indoor ¦ PG&E ¦ All | Com LED Screw In Lamps - Indoor | 1.1751 | 1 | 0.09009 | CSS - Itron 2012 | -7.5784 | 2032 | 0.65
COM-LIGHTING-42.11 | Com ¦ Com LED Screw In Lamp Indoor - 110 lpw ¦ PG&E ¦ All | Com ¦ Com LED Screw In Lamp Indoor - 110 lpw | PG&E ¦ All | PG&E | All | Electric | LED general service indoor lamp with 110 lpw efficacy | Efficient | 0 | Conventional | Lighting | Com - School | Com | ROB and NEW | 0 | 1000 sqft2 of floor space | lamp | 16 | DEER:Indoor_CFL_Ltg | 10.1562 | 0.0012072 | 0.045115 | Lighting tables, webscraped data | 6.98 | 2019 | 0 | 0 | 2019 | 0 | 0 | Guidehouse Group B Eval Webscraping | Com LED Screw In Lamps - Indoor ¦ PG&E ¦ All | Com LED Screw In Lamps - Indoor | 0.1983 | 1 | 0.09009 | CSS - Itron 2012 | -0.59567 | 2032 | 0.65
COM-LIGHTING-42.12 | Com ¦ Com LED Screw In Lamp Indoor - 110 lpw ¦ PG&E ¦ All | Com ¦ Com LED Screw In Lamp Indoor - 110 lpw | PG&E ¦ All | PG&E | All | Electric | LED general service indoor lamp with 110 lpw efficacy | Efficient | 0 | Conventional | Lighting | Com - Warehouse | Com | ROB and NEW | 0 | 1000 sqft2 of floor space | lamp | 16 | DEER:Indoor_CFL_Ltg | 13.0398 | 0.0013188 | 0.030715 | Lighting tables, webscraped data | 6.98 | 2019 | 0 | 0 | 2019 | 0 | 0 | Guidehouse Group B Eval Webscraping | Com LED Screw In Lamps - Indoor ¦ PG&E ¦ All | Com LED Screw In Lamps - Indoor | 0.096455 | 1 | 0.09009 | CSS - Itron 2012 | -1.2048 | 2032 | 0.65
COM-LIGHTING-40.1 | Com ¦ Com LED Screw In Lamp Indoor - 80 lpw ¦ SCE ¦ All | Com ¦ Com LED Screw In Lamp Indoor - 80 lpw | SCE ¦ All | SCE | All | Electric | LED general service indoor lamp with 80 lpw efficacy | Average Existing and Code | 0 | Conventional | Lighting | Com - College | Com | ROB and NEW | 0 | 1000 sqft2 of floor space | lamp | 16 | DEER:Indoor_CFL_Ltg | 21.4643 | 0.0049667 | 0 | Lighting tables, webscraped data | 3.572 | 2019 | 0 | 0 | 2019 | 0 | 0 | Guidehouse Group B Eval Webscraping | Com LED Screw In Lamps - Indoor ¦ SCE ¦ All | Com LED Screw In Lamps - Indoor | 0.1983 | 1 | 0.52252 | CSS - Itron 2012 | -0.72957 | 2012 | 0.65
COM-LIGHTING-40.2 | Com ¦ Com LED Screw In Lamp Indoor - 80 lpw ¦ SCE ¦ All | Com ¦ Com LED Screw In Lamp Indoor - 80 lpw | SCE ¦ All | SCE | All | Electric | LED general service indoor lamp with 80 lpw efficacy | Average Existing and Code | 0 | Conventional | Lighting | Com - Grocery | Com | ROB and NEW | 0 | 1000 sqft2 of floor space | lamp | 16 | DEER:Indoor_CFL_Ltg | 49.3 | 0.00764 | 0 | Lighting tables, webscraped data | 3.572 | 2019 | 0 | 0 | 2019 | 0 | 0 | Guidehouse Group B Eval Webscraping | Com LED Screw In Lamps - Indoor ¦ SCE ¦ All | Com LED Screw In Lamps - Indoor | 2.145 | 1 | 0.52252 | CSS - Itron 2012 | -1.0839 | 2012 | 0.65
COM-LIGHTING-40.3 | Com ¦ Com LED Screw In Lamp Indoor - 80 lpw ¦ SCE ¦ All | Com ¦ Com LED Screw In Lamp Indoor - 80 lpw | SCE ¦ All | SCE | All | Electric | LED general service indoor lamp with 80 lpw efficacy | Average Existing and Code | 0 | Conventional | Lighting | Com - Health | Com | ROB and NEW | 0 | 1000 sqft2 of floor space | lamp | 16 | DEER:Indoor_CFL_Ltg | 41.3872 | 0.0059038 | 0 | Lighting tables, webscraped data | 3.572 | 2019 | 0 | 0 | 2019 | 0 | 0 | Guidehouse Group B Eval Webscraping | Com LED Screw In Lamps - Indoor ¦ SCE ¦ All | Com LED Screw In Lamps - Indoor | 1.1041 | 1 | 0.52252 | CSS - Itron 2012 | -0.61342 | 2012 | 0.65
COM-LIGHTING-40.4 | Com ¦ Com LED Screw In Lamp Indoor - 80 lpw ¦ SCE ¦ All | Com ¦ Com LED Screw In Lamp Indoor - 80 lpw | SCE ¦ All | SCE | All | Electric | LED general service indoor lamp with 80 lpw efficacy | Average Existing and Code | 0 | Conventional | Lighting | Com - Lodging | Com | ROB and NEW | 0 | 1000 sqft2 of floor space | lamp | 16 | DEER:Indoor_CFL_Ltg | 15.7448 | 0.0020674 | 0 | Lighting tables, webscraped data | 3.572 | 2019 | 0 | 0 | 2019 | 0 | 0 | Guidehouse Group B Eval Webscraping | Com LED Screw In Lamps - Indoor ¦ SCE ¦ All | Com LED Screw In Lamps - Indoor | 0.10915 | 1 | 0.52252 | CSS - Itron 2012 | -0.86538 | 2012 | 0.65
COM-LIGHTING-40.5 | Com ¦ Com LED Screw In Lamp Indoor - 80 lpw ¦ SCE ¦ All | Com ¦ Com LED Screw In Lamp Indoor - 80 lpw | SCE ¦ All | SCE | All | Electric | LED general service indoor lamp with 80 lpw efficacy | Average Existing and Code | 0 | Conventional | Lighting | Com - Office (Large) | Com | ROB and NEW | 0 | 1000 sqft2 of floor space | lamp | 16 | DEER:Indoor_CFL_Ltg | 19.8 | 0.00256 | 0 | Lighting tables, webscraped data | 3.572 | 2019 | 0 | 0 | 2019 | 0 | 0 | Guidehouse Group B Eval Webscraping | Com LED Screw In Lamps - Indoor ¦ SCE ¦ All | Com LED Screw In Lamps - Indoor | 0.12747 | 1 | 0.52252 | CSS - Itron 2012 | -0.31005 | 2012 | 0.65
COM-LIGHTING-40.6 | Com ¦ Com LED Screw In Lamp Indoor - 80 lpw ¦ SCE ¦ All | Com ¦ Com LED Screw In Lamp Indoor - 80 lpw | SCE ¦ All | SCE | All | Electric | LED general service indoor lamp with 80 lpw efficacy | Average Existing and Code | 0 | Conventional | Lighting | Com - Office (Small) | Com | ROB and NEW | 0 | 1000 sqft2 of floor space | lamp | 16 | DEER:Indoor_CFL_Ltg | 15.2 | 0.00243 | 0 | Lighting tables, webscraped data | 3.572 | 2019 | 0 | 0 | 2019 | 0 | 0 | Guidehouse Group B Eval Webscraping | Com LED Screw In Lamps - Indoor ¦ SCE ¦ All | Com LED Screw In Lamps - Indoor | 1.1723 | 1 | 0.52252 | CSS - Itron 2012 | -0.3956 | 2012 | 0.65
COM-LIGHTING-40.7 | Com ¦ Com LED Screw In Lamp Indoor - 80 lpw ¦ SCE ¦ All | Com ¦ Com LED Screw In Lamp Indoor - 80 lpw | SCE ¦ All | SCE | All | Electric | LED general service indoor lamp with 80 lpw efficacy | Average Existing and Code | 0 | Conventional | Lighting | Com - Other | Com | ROB and NEW | 0 | 1000 sqft2 of floor space | lamp | 16 | DEER:Indoor_CFL_Ltg | 11.3 | 0.00214 | 0 | Lighting tables, webscraped data | 3.572 | 2019 | 0 | 0 | 2019 | 0 | 0 | Guidehouse Group B Eval Webscraping | Com LED Screw In Lamps - Indoor ¦ SCE ¦ All | Com LED Screw In Lamps - Indoor | 0.28661 | 1 | 0.52252 | CSS - Itron 2012 | -0.66255 | 2012 | 0.65
COM-LIGHTING-40.8 | Com ¦ Com LED Screw In Lamp Indoor - 80 lpw ¦ SCE ¦ All | Com ¦ Com LED Screw In Lamp Indoor - 80 lpw | SCE ¦ All | SCE | All | Electric | LED general service indoor lamp with 80 lpw efficacy | Average Existing and Code | 0 | Conventional | Lighting | Com - Refrig. Warehouse | Com | ROB and NEW | 0 | 1000 sqft2 of floor space | lamp | 16 | DEER:Indoor_CFL_Ltg | 46.8 | 0.00531 | 0 | Lighting tables, webscraped data | 3.572 | 2019 | 0 | 0 | 2019 | 0 | 0 | Guidehouse Group B Eval Webscraping | Com LED Screw In Lamps - Indoor ¦ SCE ¦ All | Com LED Screw In Lamps - Indoor | 0.096455 | 1 | 0.52252 | CSS - Itron 2012 | -1.0042 | 2012 | 0.65
COM-LIGHTING-40.9 | Com ¦ Com LED Screw In Lamp Indoor - 80 lpw ¦ SCE ¦ All | Com ¦ Com LED Screw In Lamp Indoor - 80 lpw | SCE ¦ All | SCE | All | Electric | LED general service indoor lamp with 80 lpw efficacy | Average Existing and Code | 0 | Conventional | Lighting | Com - Restaurant | Com | ROB and NEW | 0 | 1000 sqft2 of floor space | lamp | 16 | DEER:Indoor_CFL_Ltg | 37.85 | 0.0066375 | 0 | Lighting tables, webscraped data | 3.572 | 2019 | 0 | 0 | 2019 | 0 | 0 | Guidehouse Group B Eval Webscraping | Com LED Screw In Lamps - Indoor ¦ SCE ¦ All | Com LED Screw In Lamps - Indoor | 8.4455 | 1 | 0.52252 | CSS - Itron 2012 | -0.77152 | 2012 | 0.65
COM-LIGHTING-40.10 | Com ¦ Com LED Screw In Lamp Indoor - 80 lpw ¦ SCE ¦ All | Com ¦ Com LED Screw In Lamp Indoor - 80 lpw | SCE ¦ All | SCE | All | Electric | LED general service indoor lamp with 80 lpw efficacy | Average Existing and Code | 0 | Conventional | Lighting | Com - Retail | Com | ROB and NEW | 0 | 1000 sqft2 of floor space | lamp | 16 | DEER:Indoor_CFL_Ltg | 25.1971 | 0.0037456 | 0 | Lighting tables, webscraped data | 3.572 | 2019 | 0 | 0 | 2019 | 0 | 0 | Guidehouse Group B Eval Webscraping | Com LED Screw In Lamps - Indoor ¦ SCE ¦ All | Com LED Screw In Lamps - Indoor | 1.1751 | 1 | 0.52252 | CSS - Itron 2012 | -2.4267 | 2012 | 0.65
COM-LIGHTING-40.11 | Com ¦ Com LED Screw In Lamp Indoor - 80 lpw ¦ SCE ¦ All | Com ¦ Com LED Screw In Lamp Indoor - 80 lpw | SCE ¦ All | SCE | All | Electric | LED general service indoor lamp with 80 lpw efficacy | Average Existing and Code | 0 | Conventional | Lighting | Com - School | Com | ROB and NEW | 0 | 1000 sqft2 of floor space | lamp | 16 | DEER:Indoor_CFL_Ltg | 14.1323 | 0.0018723 | 0 | Lighting tables, webscraped data | 3.572 | 2019 | 0 | 0 | 2019 | 0 | 0 | Guidehouse Group B Eval Webscraping | Com LED Screw In Lamps - Indoor ¦ SCE ¦ All | Com LED Screw In Lamps - Indoor | 0.1983 | 1 | 0.52252 | CSS - Itron 2012 | -0.7763 | 2012 | 0.65
COM-LIGHTING-40.12 | Com ¦ Com LED Screw In Lamp Indoor - 80 lpw ¦ SCE ¦ All | Com ¦ Com LED Screw In Lamp Indoor - 80 lpw | SCE ¦ All | SCE | All | Electric | LED general service indoor lamp with 80 lpw efficacy | Average Existing and Code | 0 | Conventional | Lighting | Com - Warehouse | Com | ROB and NEW | 0 | 1000 sqft2 of floor space | lamp | 16 | DEER:Indoor_CFL_Ltg | 17.7247 | 0.0019059 | 0 | Lighting tables, webscraped data | 3.572 | 2019 | 0 | 0 | 2019 | 0 | 0 | Guidehouse Group B Eval Webscraping | Com LED Screw In Lamps - Indoor ¦ SCE ¦ All | Com LED Screw In Lamps - Indoor | 0.096455 | 1 | 0.52252 | CSS - Itron 2012 | -1.318 | 2012 | 0.65
COM-LIGHTING-41.1 | Com ¦ Com LED Screw In Lamp Indoor - 95 lpw ¦ SCE ¦ All | Com ¦ Com LED Screw In Lamp Indoor - 95 lpw | SCE ¦ All | SCE | All | Electric | LED general service indoor lamp with 95 lpw efficacy | Efficient | 0 | Conventional | Lighting | Com - College | Com | ROB and NEW | 0 | 1000 sqft2 of floor space | lamp | 16 | DEER:Indoor_CFL_Ltg | 17.7024 | 0.0039591 | 0.024532 | Lighting tables, webscraped data | 5.276 | 2019 | 0 | 0 | 2019 | 0 | 0 | Guidehouse Group B Eval Webscraping | Com LED Screw In Lamps - Indoor ¦ SCE ¦ All | Com LED Screw In Lamps - Indoor | 0.1983 | 1 | 0.38739 | CSS - Itron 2012 | -0.61586 | 2032 | 0.65
COM-LIGHTING-41.2 | Com ¦ Com LED Screw In Lamp Indoor - 95 lpw ¦ SCE ¦ All | Com ¦ Com LED Screw In Lamp Indoor - 95 lpw | SCE ¦ All | SCE | All | Electric | LED general service indoor lamp with 95 lpw efficacy | Efficient | 0 | Conventional | Lighting | Com - Grocery | Com | ROB and NEW | 0 | 1000 sqft2 of floor space | lamp | 16 | DEER:Indoor_CFL_Ltg | 41.2823 | 0.0062165 | 0.086405 | Lighting tables, webscraped data | 5.276 | 2019 | 0 | 0 | 2019 | 0 | 0 | Guidehouse Group B Eval Webscraping | Com LED Screw In Lamps - Indoor ¦ SCE ¦ All | Com LED Screw In Lamps - Indoor | 2.145 | 1 | 0.38739 | CSS - Itron 2012 | -1.0893 | 2032 | 0.65
COM-LIGHTING-41.3 | Com ¦ Com LED Screw In Lamp Indoor - 95 lpw ¦ SCE ¦ All | Com ¦ Com LED Screw In Lamp Indoor - 95 lpw | SCE ¦ All | SCE | All | Electric | LED general service indoor lamp with 95 lpw efficacy | Efficient | 0 | Conventional | Lighting | Com - Health | Com | ROB and NEW | 0 | 1000 sqft2 of floor space | lamp | 16 | DEER:Indoor_CFL_Ltg | 34.2163 | 0.0046996 | 0.047007 | Lighting tables, webscraped data | 5.276 | 2019 | 0 | 0 | 2019 | 0 | 0 | Guidehouse Group B Eval Webscraping | Com LED Screw In Lamps - Indoor ¦ SCE ¦ All | Com LED Screw In Lamps - Indoor | 1.1041 | 1 | 0.38739 | CSS - Itron 2012 | -0.61814 | 2032 | 0.65
COM-LIGHTING-41.4 | Com ¦ Com LED Screw In Lamp Indoor - 95 lpw ¦ SCE ¦ All | Com ¦ Com LED Screw In Lamp Indoor - 95 lpw | SCE ¦ All | SCE | All | Electric | LED general service indoor lamp with 95 lpw efficacy | Efficient | 0 | Conventional | Lighting | Com - Lodging | Com | ROB and NEW | 0 | 1000 sqft2 of floor space | lamp | 16 | DEER:Indoor_CFL_Ltg | 13.0809 | 0.0016431 | 0.012901 | Lighting tables, webscraped data | 5.276 | 2019 | 0 | 0 | 2019 | 0 | 0 | Guidehouse Group B Eval Webscraping | Com LED Screw In Lamps - Indoor ¦ SCE ¦ All | Com LED Screw In Lamps - Indoor | 0.10915 | 1 | 0.38739 | CSS - Itron 2012 | -0.81722 | 2032 | 0.65
COM-LIGHTING-41.5 | Com ¦ Com LED Screw In Lamp Indoor - 95 lpw ¦ SCE ¦ All | Com ¦ Com LED Screw In Lamp Indoor - 95 lpw | SCE ¦ All | SCE | All | Electric | LED general service indoor lamp with 95 lpw efficacy | Efficient | 0 | Conventional | Lighting | Com - Office (Large) | Com | ROB and NEW | 0 | 1000 sqft2 of floor space | lamp | 16 | DEER:Indoor_CFL_Ltg | 16.1735 | 0.0020749 | 0.0066903 | Lighting tables, webscraped data | 5.276 | 2019 | 0 | 0 | 2019 | 0 | 0 | Guidehouse Group B Eval Webscraping | Com LED Screw In Lamps - Indoor ¦ SCE ¦ All | Com LED Screw In Lamps - Indoor | 0.12747 | 1 | 0.38739 | CSS - Itron 2012 | -0.27641 | 2032 | 0.65
COM-LIGHTING-41.6 | Com ¦ Com LED Screw In Lamp Indoor - 95 lpw ¦ SCE ¦ All | Com ¦ Com LED Screw In Lamp Indoor - 95 lpw | SCE ¦ All | SCE | All | Electric | LED general service indoor lamp with 95 lpw efficacy | Efficient | 0 | Conventional | Lighting | Com - Office (Small) | Com | ROB and NEW | 0 | 1000 sqft2 of floor space | lamp | 16 | DEER:Indoor_CFL_Ltg | 12.56 | 0.0019657 | 0.005232 | Lighting tables, webscraped data | 5.276 | 2019 | 0 | 0 | 2019 | 0 | 0 | Guidehouse Group B Eval Webscraping | Com LED Screw In Lamps - Indoor ¦ SCE ¦ All | Com LED Screw In Lamps - Indoor | 1.1723 | 1 | 0.38739 | CSS - Itron 2012 | -0.33201 | 2032 | 0.65
COM-LIGHTING-41.7 | Com ¦ Com LED Screw In Lamp Indoor - 95 lpw ¦ SCE ¦ All | Com ¦ Com LED Screw In Lamp Indoor - 95 lpw | SCE ¦ All | SCE | All | Electric | LED general service indoor lamp with 95 lpw efficacy | Efficient | 0 | Conventional | Lighting | Com - Other | Com | ROB and NEW | 0 | 1000 sqft2 of floor space | lamp | 16 | DEER:Indoor_CFL_Ltg | 9.3731 | 0.0017244 | 0.01224 | Lighting tables, webscraped data | 5.276 | 2019 | 0 | 0 | 2019 | 0 | 0 | Guidehouse Group B Eval Webscraping | Com LED Screw In Lamps - Indoor ¦ SCE ¦ All | Com LED Screw In Lamps - Indoor | 0.28661 | 1 | 0.38739 | CSS - Itron 2012 | -0.58016 | 2032 | 0.65
COM-LIGHTING-41.8 | Com ¦ Com LED Screw In Lamp Indoor - 95 lpw ¦ SCE ¦ All | Com ¦ Com LED Screw In Lamp Indoor - 95 lpw | SCE ¦ All | SCE | All | Electric | LED general service indoor lamp with 95 lpw efficacy | Efficient | 0 | Conventional | Lighting | Com - Refrig. Warehouse | Com | ROB and NEW | 0 | 1000 sqft2 of floor space | lamp | 16 | DEER:Indoor_CFL_Ltg | 36.7503 | 0.004153 | 2.4385e-05 | Lighting tables, webscraped data | 5.276 | 2019 | 0 | 0 | 2019 | 0 | 0 | Guidehouse Group B Eval Webscraping | Com LED Screw In Lamps - Indoor ¦ SCE ¦ All | Com LED Screw In Lamps - Indoor | 0.096455 | 1 | 0.38739 | CSS - Itron 2012 | -0.78854 | 2032 | 0.65
COM-LIGHTING-41.9 | Com ¦ Com LED Screw In Lamp Indoor - 95 lpw ¦ SCE ¦ All | Com ¦ Com LED Screw In Lamp Indoor - 95 lpw | SCE ¦ All | SCE | All | Electric | LED general service indoor lamp with 95 lpw efficacy | Efficient | 0 | Conventional | Lighting | Com - Restaurant | Com | ROB and NEW | 0 | 1000 sqft2 of floor space | lamp | 16 | DEER:Indoor_CFL_Ltg | 31.306 | 0.0053641 | 0.031406 | Lighting tables, webscraped data | 5.276 | 2019 | 0 | 0 | 2019 | 0 | 0 | Guidehouse Group B Eval Webscraping | Com LED Screw In Lamps - Indoor ¦ SCE ¦ All | Com LED Screw In Lamps - Indoor | 8.4455 | 1 | 0.38739 | CSS - Itron 2012 | -0.64617 | 2032 | 0.65
COM-LIGHTING-41.10 | Com ¦ Com LED Screw In Lamp Indoor - 95 lpw ¦ SCE ¦ All | Com ¦ Com LED Screw In Lamp Indoor - 95 lpw | SCE ¦ All | SCE | All | Electric | LED general service indoor lamp with 95 lpw efficacy | Efficient | 0 | Conventional | Lighting | Com - Retail | Com | ROB and NEW | 0 | 1000 sqft2 of floor space | lamp | 16 | DEER:Indoor_CFL_Ltg | 20.7716 | 0.0030112 | 0.010689 | Lighting tables, webscraped data | 5.276 | 2019 | 0 | 0 | 2019 | 0 | 0 | Guidehouse Group B Eval Webscraping | Com LED Screw In Lamps - Indoor ¦ SCE ¦ All | Com LED Screw In Lamps - Indoor | 1.1751 | 1 | 0.38739 | CSS - Itron 2012 | -3.6048 | 2032 | 0.65
COM-LIGHTING-41.11 | Com ¦ Com LED Screw In Lamp Indoor - 95 lpw ¦ SCE ¦ All | Com ¦ Com LED Screw In Lamp Indoor - 95 lpw | SCE ¦ All | SCE | All | Electric | LED general service indoor lamp with 95 lpw efficacy | Efficient | 0 | Conventional | Lighting | Com - School | Com | ROB and NEW | 0 | 1000 sqft2 of floor space | lamp | 16 | DEER:Indoor_CFL_Ltg | 11.7086 | 0.001496 | 0.01547 | Lighting tables, webscraped data | 5.276 | 2019 | 0 | 0 | 2019 | 0 | 0 | Guidehouse Group B Eval Webscraping | Com LED Screw In Lamps - Indoor ¦ SCE ¦ All | Com LED Screw In Lamps - Indoor | 0.1983 | 1 | 0.38739 | CSS - Itron 2012 | -0.65612 | 2032 | 0.65
COM-LIGHTING-41.12 | Com ¦ Com LED Screw In Lamp Indoor - 95 lpw ¦ SCE ¦ All | Com ¦ Com LED Screw In Lamp Indoor - 95 lpw | SCE ¦ All | SCE | All | Electric | LED general service indoor lamp with 95 lpw efficacy | Efficient | 0 | Conventional | Lighting | Com - Warehouse | Com | ROB and NEW | 0 | 1000 sqft2 of floor space | lamp | 16 | DEER:Indoor_CFL_Ltg | 14.9433 | 0.0015567 | 0.014709 | Lighting tables, webscraped data | 5.276 | 2019 | 0 | 0 | 2019 | 0 | 0 | Guidehouse Group B Eval Webscraping | Com LED Screw In Lamps - Indoor ¦ SCE ¦ All | Com LED Screw In Lamps - Indoor | 0.096455 | 1 | 0.38739 | CSS - Itron 2012 | -1.2238 | 2032 | 0.65
COM-LIGHTING-42.1 | Com ¦ Com LED Screw In Lamp Indoor - 110 lpw ¦ SCE ¦ All | Com ¦ Com LED Screw In Lamp Indoor - 110 lpw | SCE ¦ All | SCE | All | Electric | LED general service indoor lamp with 110 lpw efficacy | Efficient | 0 | Conventional | Lighting | Com - College | Com | ROB and NEW | 0 | 1000 sqft2 of floor space | lamp | 16 | DEER:Indoor_CFL_Ltg | 14.9665 | 0.0032263 | 0.042374 | Lighting tables, webscraped data | 6.98 | 2019 | 0 | 0 | 2019 | 0 | 0 | Guidehouse Group B Eval Webscraping | Com LED Screw In Lamps - Indoor ¦ SCE ¦ All | Com LED Screw In Lamps - Indoor | 0.1983 | 1 | 0.09009 | CSS - Itron 2012 | -0.53317 | 2032 | 0.65
COM-LIGHTING-42.2 | Com ¦ Com LED Screw In Lamp Indoor - 110 lpw ¦ SCE ¦ All | Com ¦ Com LED Screw In Lamp Indoor - 110 lpw | SCE ¦ All | SCE | All | Electric | LED general service indoor lamp with 110 lpw efficacy | Efficient | 0 | Conventional | Lighting | Com - Grocery | Com | ROB and NEW | 0 | 1000 sqft2 of floor space | lamp | 16 | DEER:Indoor_CFL_Ltg | 35.4512 | 0.0051813 | 0.14924 | Lighting tables, webscraped data | 6.98 | 2019 | 0 | 0 | 2019 | 0 | 0 | Guidehouse Group B Eval Webscraping | Com LED Screw In Lamps - Indoor ¦ SCE ¦ All | Com LED Screw In Lamps - Indoor | 2.145 | 1 | 0.09009 | CSS - Itron 2012 | -1.0933 | 2032 | 0.65
COM-LIGHTING-42.3 | Com ¦ Com LED Screw In Lamp Indoor - 110 lpw ¦ SCE ¦ All | Com ¦ Com LED Screw In Lamp Indoor - 110 lpw | SCE ¦ All | SCE | All | Electric | LED general service indoor lamp with 110 lpw efficacy | Efficient | 0 | Conventional | Lighting | Com - Health | Com | ROB and NEW | 0 | 1000 sqft2 of floor space | lamp | 16 | DEER:Indoor_CFL_Ltg | 29.0011 | 0.0038237 | 0.081195 | Lighting tables, webscraped data | 6.98 | 2019 | 0 | 0 | 2019 | 0 | 0 | Guidehouse Group B Eval Webscraping | Com LED Screw In Lamps - Indoor ¦ SCE ¦ All | Com LED Screw In Lamps - Indoor | 1.1041 | 1 | 0.09009 | CSS - Itron 2012 | -0.62157 | 2032 | 0.65
COM-LIGHTING-42.4 | Com ¦ Com LED Screw In Lamp Indoor - 110 lpw ¦ SCE ¦ All | Com ¦ Com LED Screw In Lamp Indoor - 110 lpw | SCE ¦ All | SCE | All | Electric | LED general service indoor lamp with 110 lpw efficacy | Efficient | 0 | Conventional | Lighting | Com - Lodging | Com | ROB and NEW | 0 | 1000 sqft2 of floor space | lamp | 16 | DEER:Indoor_CFL_Ltg | 11.1436 | 0.0013344 | 0.022283 | Lighting tables, webscraped data | 6.98 | 2019 | 0 | 0 | 2019 | 0 | 0 | Guidehouse Group B Eval Webscraping | Com LED Screw In Lamps - Indoor ¦ SCE ¦ All | Com LED Screw In Lamps - Indoor | 0.10915 | 1 | 0.09009 | CSS - Itron 2012 | -0.78219 | 2032 | 0.65
COM-LIGHTING-42.5 | Com ¦ Com LED Screw In Lamp Indoor - 110 lpw ¦ SCE ¦ All | Com ¦ Com LED Screw In Lamp Indoor - 110 lpw | SCE ¦ All | SCE | All | Electric | LED general service indoor lamp with 110 lpw efficacy | Efficient | 0 | Conventional | Lighting | Com - Office (Large) | Com | ROB and NEW | 0 | 1000 sqft2 of floor space | lamp | 16 | DEER:Indoor_CFL_Ltg | 13.536 | 0.0017222 | 0.011556 | Lighting tables, webscraped data | 6.98 | 2019 | 0 | 0 | 2019 | 0 | 0 | Guidehouse Group B Eval Webscraping | Com LED Screw In Lamps - Indoor ¦ SCE ¦ All | Com LED Screw In Lamps - Indoor | 0.12747 | 1 | 0.09009 | CSS - Itron 2012 | -0.25195 | 2032 | 0.65
COM-LIGHTING-42.6 | Com ¦ Com LED Screw In Lamp Indoor - 110 lpw ¦ SCE ¦ All | Com ¦ Com LED Screw In Lamp Indoor - 110 lpw | SCE ¦ All | SCE | All | Electric | LED general service indoor lamp with 110 lpw efficacy | Efficient | 0 | Conventional | Lighting | Com - Office (Small) | Com | ROB and NEW | 0 | 1000 sqft2 of floor space | lamp | 16 | DEER:Indoor_CFL_Ltg | 10.64 | 0.0016281 | 0.0090371 | Lighting tables, webscraped data | 6.98 | 2019 | 0 | 0 | 2019 | 0 | 0 | Guidehouse Group B Eval Webscraping | Com LED Screw In Lamps - Indoor ¦ SCE ¦ All | Com LED Screw In Lamps - Indoor | 1.1723 | 1 | 0.09009 | CSS - Itron 2012 | -0.28577 | 2032 | 0.65
COM-LIGHTING-42.7 | Com ¦ Com LED Screw In Lamp Indoor - 110 lpw ¦ SCE ¦ All | Com ¦ Com LED Screw In Lamp Indoor - 110 lpw | SCE ¦ All | SCE | All | Electric | LED general service indoor lamp with 110 lpw efficacy | Efficient | 0 | Conventional | Lighting | Com - Other | Com | ROB and NEW | 0 | 1000 sqft2 of floor space | lamp | 16 | DEER:Indoor_CFL_Ltg | 7.9716 | 0.0014221 | 0.021141 | Lighting tables, webscraped data | 6.98 | 2019 | 0 | 0 | 2019 | 0 | 0 | Guidehouse Group B Eval Webscraping | Com LED Screw In Lamps - Indoor ¦ SCE ¦ All | Com LED Screw In Lamps - Indoor | 0.28661 | 1 | 0.09009 | CSS - Itron 2012 | -0.52023 | 2032 | 0.65
COM-LIGHTING-42.8 | Com ¦ Com LED Screw In Lamp Indoor - 110 lpw ¦ SCE ¦ All | Com ¦ Com LED Screw In Lamp Indoor - 110 lpw | SCE ¦ All | SCE | All | Electric | LED general service indoor lamp with 110 lpw efficacy | Efficient | 0 | Conventional | Lighting | Com - Refrig. Warehouse | Com | ROB and NEW | 0 | 1000 sqft2 of floor space | lamp | 16 | DEER:Indoor_CFL_Ltg | 29.4415 | 0.0033115 | 4.212e-05 | Lighting tables, webscraped data | 6.98 | 2019 | 0 | 0 | 2019 | 0 | 0 | Guidehouse Group B Eval Webscraping | Com LED Screw In Lamps - Indoor ¦ SCE ¦ All | Com LED Screw In Lamps - Indoor | 0.096455 | 1 | 0.09009 | CSS - Itron 2012 | -0.63174 | 2032 | 0.65
COM-LIGHTING-42.9 | Com ¦ Com LED Screw In Lamp Indoor - 110 lpw ¦ SCE ¦ All | Com ¦ Com LED Screw In Lamp Indoor - 110 lpw | SCE ¦ All | SCE | All | Electric | LED general service indoor lamp with 110 lpw efficacy | Efficient | 0 | Conventional | Lighting | Com - Restaurant | Com | ROB and NEW | 0 | 1000 sqft2 of floor space | lamp | 16 | DEER:Indoor_CFL_Ltg | 26.5467 | 0.0044381 | 0.054247 | Lighting tables, webscraped data | 6.98 | 2019 | 0 | 0 | 2019 | 0 | 0 | Guidehouse Group B Eval Webscraping | Com LED Screw In Lamps - Indoor ¦ SCE ¦ All | Com LED Screw In Lamps - Indoor | 8.4455 | 1 | 0.09009 | CSS - Itron 2012 | -0.55501 | 2032 | 0.65
COM-LIGHTING-42.10 | Com ¦ Com LED Screw In Lamp Indoor - 110 lpw ¦ SCE ¦ All | Com ¦ Com LED Screw In Lamp Indoor - 110 lpw | SCE ¦ All | SCE | All | Electric | LED general service indoor lamp with 110 lpw efficacy | Efficient | 0 | Conventional | Lighting | Com - Retail | Com | ROB and NEW | 0 | 1000 sqft2 of floor space | lamp | 16 | DEER:Indoor_CFL_Ltg | 17.5531 | 0.0024771 | 0.018462 | Lighting tables, webscraped data | 6.98 | 2019 | 0 | 0 | 2019 | 0 | 0 | Guidehouse Group B Eval Webscraping | Com LED Screw In Lamps - Indoor ¦ SCE ¦ All | Com LED Screw In Lamps - Indoor | 1.1751 | 1 | 0.09009 | CSS - Itron 2012 | -4.4617 | 2032 | 0.65
COM-LIGHTING-42.11 | Com ¦ Com LED Screw In Lamp Indoor - 110 lpw ¦ SCE ¦ All | Com ¦ Com LED Screw In Lamp Indoor - 110 lpw | SCE ¦ All | SCE | All | Electric | LED general service indoor lamp with 110 lpw efficacy | Efficient | 0 | Conventional | Lighting | Com - School | Com | ROB and NEW | 0 | 1000 sqft2 of floor space | lamp | 16 | DEER:Indoor_CFL_Ltg | 9.946 | 0.0012224 | 0.026721 | Lighting tables, webscraped data | 6.98 | 2019 | 0 | 0 | 2019 | 0 | 0 | Guidehouse Group B Eval Webscraping | Com LED Screw In Lamps - Indoor ¦ SCE ¦ All | Com LED Screw In Lamps - Indoor | 0.1983 | 1 | 0.09009 | CSS - Itron 2012 | -0.56872 | 2032 | 0.65
COM-LIGHTING-42.12 | Com ¦ Com LED Screw In Lamp Indoor - 110 lpw ¦ SCE ¦ All | Com ¦ Com LED Screw In Lamp Indoor - 110 lpw | SCE ¦ All | SCE | All | Electric | LED general service indoor lamp with 110 lpw efficacy | Efficient | 0 | Conventional | Lighting | Com - Warehouse | Com | ROB and NEW | 0 | 1000 sqft2 of floor space | lamp | 16 | DEER:Indoor_CFL_Ltg | 12.9205 | 0.0013027 | 0.025407 | Lighting tables, webscraped data | 6.98 | 2019 | 0 | 0 | 2019 | 0 | 0 | Guidehouse Group B Eval Webscraping | Com LED Screw In Lamps - Indoor ¦ SCE ¦ All | Com LED Screw In Lamps - Indoor | 0.096455 | 1 | 0.09009 | CSS - Itron 2012 | -1.1553 | 2032 | 0.65
COM-LIGHTING-40.1 | Com ¦ Com LED Screw In Lamp Indoor - 80 lpw ¦ SDG&E ¦ All | Com ¦ Com LED Screw In Lamp Indoor - 80 lpw | SDG&E ¦ All | SDG&E | All | Electric | LED general service indoor lamp with 80 lpw efficacy | Average Existing and Code | 0 | Conventional | Lighting | Com - College | Com | ROB and NEW | 0 | 1000 sqft2 of floor space | lamp | 16 | DEER:Indoor_CFL_Ltg | 21.4643 | 0.0049667 | 0 | Lighting tables, webscraped data | 3.572 | 2019 | 0 | 0 | 2019 | 0 | 0 | Guidehouse Group B Eval Webscraping | Com LED Screw In Lamps - Indoor ¦ SDG&E ¦ All | Com LED Screw In Lamps - Indoor | 0.1983 | 1 | 0.52252 | CSS - Itron 2012 | -0.72957 | 2012 | 0.65
COM-LIGHTING-40.2 | Com ¦ Com LED Screw In Lamp Indoor - 80 lpw ¦ SDG&E ¦ All | Com ¦ Com LED Screw In Lamp Indoor - 80 lpw | SDG&E ¦ All | SDG&E | All | Electric | LED general service indoor lamp with 80 lpw efficacy | Average Existing and Code | 0 | Conventional | Lighting | Com - Grocery | Com | ROB and NEW | 0 | 1000 sqft2 of floor space | lamp | 16 | DEER:Indoor_CFL_Ltg | 49.3 | 0.00765 | 0 | Lighting tables, webscraped data | 3.572 | 2019 | 0 | 0 | 2019 | 0 | 0 | Guidehouse Group B Eval Webscraping | Com LED Screw In Lamps - Indoor ¦ SDG&E ¦ All | Com LED Screw In Lamps - Indoor | 2.145 | 1 | 0.52252 | CSS - Itron 2012 | -1.0839 | 2012 | 0.65
COM-LIGHTING-40.3 | Com ¦ Com LED Screw In Lamp Indoor - 80 lpw ¦ SDG&E ¦ All | Com ¦ Com LED Screw In Lamp Indoor - 80 lpw | SDG&E ¦ All | SDG&E | All | Electric | LED general service indoor lamp with 80 lpw efficacy | Average Existing and Code | 0 | Conventional | Lighting | Com - Health | Com | ROB and NEW | 0 | 1000 sqft2 of floor space | lamp | 16 | DEER:Indoor_CFL_Ltg | 41.3872 | 0.0059038 | 0 | Lighting tables, webscraped data | 3.572 | 2019 | 0 | 0 | 2019 | 0 | 0 | Guidehouse Group B Eval Webscraping | Com LED Screw In Lamps - Indoor ¦ SDG&E ¦ All | Com LED Screw In Lamps - Indoor | 1.1041 | 1 | 0.52252 | CSS - Itron 2012 | -0.61342 | 2012 | 0.65
COM-LIGHTING-40.4 | Com ¦ Com LED Screw In Lamp Indoor - 80 lpw ¦ SDG&E ¦ All | Com ¦ Com LED Screw In Lamp Indoor - 80 lpw | SDG&E ¦ All | SDG&E | All | Electric | LED general service indoor lamp with 80 lpw efficacy | Average Existing and Code | 0 | Conventional | Lighting | Com - Lodging | Com | ROB and NEW | 0 | 1000 sqft2 of floor space | lamp | 16 | DEER:Indoor_CFL_Ltg | 15.7448 | 0.0020674 | 0 | Lighting tables, webscraped data | 3.572 | 2019 | 0 | 0 | 2019 | 0 | 0 | Guidehouse Group B Eval Webscraping | Com LED Screw In Lamps - Indoor ¦ SDG&E ¦ All | Com LED Screw In Lamps - Indoor | 0.10915 | 1 | 0.52252 | CSS - Itron 2012 | -0.86538 | 2012 | 0.65
COM-LIGHTING-40.5 | Com ¦ Com LED Screw In Lamp Indoor - 80 lpw ¦ SDG&E ¦ All | Com ¦ Com LED Screw In Lamp Indoor - 80 lpw | SDG&E ¦ All | SDG&E | All | Electric | LED general service indoor lamp with 80 lpw efficacy | Average Existing and Code | 0 | Conventional | Lighting | Com - Office (Large) | Com | ROB and NEW | 0 | 1000 sqft2 of floor space | lamp | 16 | DEER:Indoor_CFL_Ltg | 19.8 | 0.00256 | 0 | Lighting tables, webscraped data | 3.572 | 2019 | 0 | 0 | 2019 | 0 | 0 | Guidehouse Group B Eval Webscraping | Com LED Screw In Lamps - Indoor ¦ SDG&E ¦ All | Com LED Screw In Lamps - Indoor | 0.12747 | 1 | 0.52252 | CSS - Itron 2012 | -0.31005 | 2012 | 0.65
COM-LIGHTING-40.6 | Com ¦ Com LED Screw In Lamp Indoor - 80 lpw ¦ SDG&E ¦ All | Com ¦ Com LED Screw In Lamp Indoor - 80 lpw | SDG&E ¦ All | SDG&E | All | Electric | LED general service indoor lamp with 80 lpw efficacy | Average Existing and Code | 0 | Conventional | Lighting | Com - Office (Small) | Com | ROB and NEW | 0 | 1000 sqft2 of floor space | lamp | 16 | DEER:Indoor_CFL_Ltg | 15.2 | 0.00243 | 0 | Lighting tables, webscraped data | 3.572 | 2019 | 0 | 0 | 2019 | 0 | 0 | Guidehouse Group B Eval Webscraping | Com LED Screw In Lamps - Indoor ¦ SDG&E ¦ All | Com LED Screw In Lamps - Indoor | 1.1723 | 1 | 0.52252 | CSS - Itron 2012 | -0.3956 | 2012 | 0.65
COM-LIGHTING-40.7 | Com ¦ Com LED Screw In Lamp Indoor - 80 lpw ¦ SDG&E ¦ All | Com ¦ Com LED Screw In Lamp Indoor - 80 lpw | SDG&E ¦ All | SDG&E | All | Electric | LED general service indoor lamp with 80 lpw efficacy | Average Existing and Code | 0 | Conventional | Lighting | Com - Other | Com | ROB and NEW | 0 | 1000 sqft2 of floor space | lamp | 16 | DEER:Indoor_CFL_Ltg | 11.3 | 0.00214 | 0 | Lighting tables, webscraped data | 3.572 | 2019 | 0 | 0 | 2019 | 0 | 0 | Guidehouse Group B Eval Webscraping | Com LED Screw In Lamps - Indoor ¦ SDG&E ¦ All | Com LED Screw In Lamps - Indoor | 0.28661 | 1 | 0.52252 | CSS - Itron 2012 | -0.66255 | 2012 | 0.65
COM-LIGHTING-40.8 | Com ¦ Com LED Screw In Lamp Indoor - 80 lpw ¦ SDG&E ¦ All | Com ¦ Com LED Screw In Lamp Indoor - 80 lpw | SDG&E ¦ All | SDG&E | All | Electric | LED general service indoor lamp with 80 lpw efficacy | Average Existing and Code | 0 | Conventional | Lighting | Com - Refrig. Warehouse | Com | ROB and NEW | 0 | 1000 sqft2 of floor space | lamp | 16 | DEER:Indoor_CFL_Ltg | 46.8 | 0.00531 | 0 | Lighting tables, webscraped data | 3.572 | 2019 | 0 | 0 | 2019 | 0 | 0 | Guidehouse Group B Eval Webscraping | Com LED Screw In Lamps - Indoor ¦ SDG&E ¦ All | Com LED Screw In Lamps - Indoor | 0.096455 | 1 | 0.52252 | CSS - Itron 2012 | -1.0042 | 2012 | 0.65
COM-LIGHTING-40.9 | Com ¦ Com LED Screw In Lamp Indoor - 80 lpw ¦ SDG&E ¦ All | Com ¦ Com LED Screw In Lamp Indoor - 80 lpw | SDG&E ¦ All | SDG&E | All | Electric | LED general service indoor lamp with 80 lpw efficacy | Average Existing and Code | 0 | Conventional | Lighting | Com - Restaurant | Com | ROB and NEW | 0 | 1000 sqft2 of floor space | lamp | 16 | DEER:Indoor_CFL_Ltg | 37.85 | 0.0066375 | 0 | Lighting tables, webscraped data | 3.572 | 2019 | 0 | 0 | 2019 | 0 | 0 | Guidehouse Group B Eval Webscraping | Com LED Screw In Lamps - Indoor ¦ SDG&E ¦ All | Com LED Screw In Lamps - Indoor | 8.4455 | 1 | 0.52252 | CSS - Itron 2012 | -0.77152 | 2012 | 0.65
COM-LIGHTING-40.10 | Com ¦ Com LED Screw In Lamp Indoor - 80 lpw ¦ SDG&E ¦ All | Com ¦ Com LED Screw In Lamp Indoor - 80 lpw | SDG&E ¦ All | SDG&E | All | Electric | LED general service indoor lamp with 80 lpw efficacy | Average Existing and Code | 0 | Conventional | Lighting | Com - Retail | Com | ROB and NEW | 0 | 1000 sqft2 of floor space | lamp | 16 | DEER:Indoor_CFL_Ltg | 25.1971 | 0.0037456 | 0 | Lighting tables, webscraped data | 3.572 | 2019 | 0 | 0 | 2019 | 0 | 0 | Guidehouse Group B Eval Webscraping | Com LED Screw In Lamps - Indoor ¦ SDG&E ¦ All | Com LED Screw In Lamps - Indoor | 1.1751 | 1 | 0.52252 | CSS - Itron 2012 | -2.4267 | 2012 | 0.65
COM-LIGHTING-40.11 | Com ¦ Com LED Screw In Lamp Indoor - 80 lpw ¦ SDG&E ¦ All | Com ¦ Com LED Screw In Lamp Indoor - 80 lpw | SDG&E ¦ All | SDG&E | All | Electric | LED general service indoor lamp with 80 lpw efficacy | Average Existing and Code | 0 | Conventional | Lighting | Com - School | Com | ROB and NEW | 0 | 1000 sqft2 of floor space | lamp | 16 | DEER:Indoor_CFL_Ltg | 14.1323 | 0.0018723 | 0 | Lighting tables, webscraped data | 3.572 | 2019 | 0 | 0 | 2019 | 0 | 0 | Guidehouse Group B Eval Webscraping | Com LED Screw In Lamps - Indoor ¦ SDG&E ¦ All | Com LED Screw In Lamps - Indoor | 0.1983 | 1 | 0.52252 | CSS - Itron 2012 | -0.7763 | 2012 | 0.65
COM-LIGHTING-40.12 | Com ¦ Com LED Screw In Lamp Indoor - 80 lpw ¦ SDG&E ¦ All | Com ¦ Com LED Screw In Lamp Indoor - 80 lpw | SDG&E ¦ All | SDG&E | All | Electric | LED general service indoor lamp with 80 lpw efficacy | Average Existing and Code | 0 | Conventional | Lighting | Com - Warehouse | Com | ROB and NEW | 0 | 1000 sqft2 of floor space | lamp | 16 | DEER:Indoor_CFL_Ltg | 17.7247 | 0.0019059 | 0 | Lighting tables, webscraped data | 3.572 | 2019 | 0 | 0 | 2019 | 0 | 0 | Guidehouse Group B Eval Webscraping | Com LED Screw In Lamps - Indoor ¦ SDG&E ¦ All | Com LED Screw In Lamps - Indoor | 0.096455 | 1 | 0.52252 | CSS - Itron 2012 | -1.318 | 2012 | 0.65
COM-LIGHTING-41.1 | Com ¦ Com LED Screw In Lamp Indoor - 95 lpw ¦ SDG&E ¦ All | Com ¦ Com LED Screw In Lamp Indoor - 95 lpw | SDG&E ¦ All | SDG&E | All | Electric | LED general service indoor lamp with 95 lpw efficacy | Efficient | 0 | Conventional | Lighting | Com - College | Com | ROB and NEW | 0 | 1000 sqft2 of floor space | lamp | 16 | DEER:Indoor_CFL_Ltg | 17.6429 | 0.0039531 | 0.019021 | Lighting tables, webscraped data | 5.276 | 2019 | 0 | 0 | 2019 | 0 | 0 | Guidehouse Group B Eval Webscraping | Com LED Screw In Lamps - Indoor ¦ SDG&E ¦ All | Com LED Screw In Lamps - Indoor | 0.1983 | 1 | 0.38739 | CSS - Itron 2012 | -0.61066 | 2032 | 0.65
COM-LIGHTING-41.2 | Com ¦ Com LED Screw In Lamp Indoor - 95 lpw ¦ SDG&E ¦ All | Com ¦ Com LED Screw In Lamp Indoor - 95 lpw | SDG&E ¦ All | SDG&E | All | Electric | LED general service indoor lamp with 95 lpw efficacy | Efficient | 0 | Conventional | Lighting | Com - Grocery | Com | ROB and NEW | 0 | 1000 sqft2 of floor space | lamp | 16 | DEER:Indoor_CFL_Ltg | 41.3601 | 0.0062851 | 0.090297 | Lighting tables, webscraped data | 5.276 | 2019 | 0 | 0 | 2019 | 0 | 0 | Guidehouse Group B Eval Webscraping | Com LED Screw In Lamps - Indoor ¦ SDG&E ¦ All | Com LED Screw In Lamps - Indoor | 2.145 | 1 | 0.38739 | CSS - Itron 2012 | -1.0992 | 2032 | 0.65
COM-LIGHTING-41.3 | Com ¦ Com LED Screw In Lamp Indoor - 95 lpw ¦ SDG&E ¦ All | Com ¦ Com LED Screw In Lamp Indoor - 95 lpw | SDG&E ¦ All | SDG&E | All | Electric | LED general service indoor lamp with 95 lpw efficacy | Efficient | 0 | Conventional | Lighting | Com - Health | Com | ROB and NEW | 0 | 1000 sqft2 of floor space | lamp | 16 | DEER:Indoor_CFL_Ltg | 34.2816 | 0.0047267 | 0.040389 | Lighting tables, webscraped data | 5.276 | 2019 | 0 | 0 | 2019 | 0 | 0 | Guidehouse Group B Eval Webscraping | Com LED Screw In Lamps - Indoor ¦ SDG&E ¦ All | Com LED Screw In Lamps - Indoor | 1.1041 | 1 | 0.38739 | CSS - Itron 2012 | -0.60348 | 2032 | 0.65
COM-LIGHTING-41.4 | Com ¦ Com LED Screw In Lamp Indoor - 95 lpw ¦ SDG&E ¦ All | Com ¦ Com LED Screw In Lamp Indoor - 95 lpw | SDG&E ¦ All | SDG&E | All | Electric | LED general service indoor lamp with 95 lpw efficacy | Efficient | 0 | Conventional | Lighting | Com - Lodging | Com | ROB and NEW | 0 | 1000 sqft2 of floor space | lamp | 16 | DEER:Indoor_CFL_Ltg | 13.0771 | 0.0016496 | 0.012577 | Lighting tables, webscraped data | 5.276 | 2019 | 0 | 0 | 2019 | 0 | 0 | Guidehouse Group B Eval Webscraping | Com LED Screw In Lamps - Indoor ¦ SDG&E ¦ All | Com LED Screw In Lamps - Indoor | 0.10915 | 1 | 0.38739 | CSS - Itron 2012 | -0.81455 | 2032 | 0.65
COM-LIGHTING-41.5 | Com ¦ Com LED Screw In Lamp Indoor - 95 lpw ¦ SDG&E ¦ All | Com ¦ Com LED Screw In Lamp Indoor - 95 lpw | SDG&E ¦ All | SDG&E | All | Electric | LED general service indoor lamp with 95 lpw efficacy | Efficient | 0 | Conventional | Lighting | Com - Office (Large) | Com | ROB and NEW | 0 | 1000 sqft2 of floor space | lamp | 16 | DEER:Indoor_CFL_Ltg | 16.1422 | 0.0020709 | 0.0029763 | Lighting tables, webscraped data | 5.276 | 2019 | 0 | 0 | 2019 | 0 | 0 | Guidehouse Group B Eval Webscraping | Com LED Screw In Lamps - Indoor ¦ SDG&E ¦ All | Com LED Screw In Lamps - Indoor | 0.12747 | 1 | 0.38739 | CSS - Itron 2012 | -0.26307 | 2032 | 0.65
COM-LIGHTING-41.6 | Com ¦ Com LED Screw In Lamp Indoor - 95 lpw ¦ SDG&E ¦ All | Com ¦ Com LED Screw In Lamp Indoor - 95 lpw | SDG&E ¦ All | SDG&E | All | Electric | LED general service indoor lamp with 95 lpw efficacy | Efficient | 0 | Conventional | Lighting | Com - Office (Small) | Com | ROB and NEW | 0 | 1000 sqft2 of floor space | lamp | 16 | DEER:Indoor_CFL_Ltg | 12.584 | 0.0019849 | 0.00312 | Lighting tables, webscraped data | 5.276 | 2019 | 0 | 0 | 2019 | 0 | 0 | Guidehouse Group B Eval Webscraping | Com LED Screw In Lamps - Indoor ¦ SDG&E ¦ All | Com LED Screw In Lamps - Indoor | 1.1723 | 1 | 0.38739 | CSS - Itron 2012 | -0.33057 | 2032 | 0.65
COM-LIGHTING-41.7 | Com ¦ Com LED Screw In Lamp Indoor - 95 lpw ¦ SDG&E ¦ All | Com ¦ Com LED Screw In Lamp Indoor - 95 lpw | SDG&E ¦ All | SDG&E | All | Electric | LED general service indoor lamp with 95 lpw efficacy | Efficient | 0 | Conventional | Lighting | Com - Other | Com | ROB and NEW | 0 | 1000 sqft2 of floor space | lamp | 16 | DEER:Indoor_CFL_Ltg | 9.3731 | 0.001721 | 0.012347 | Lighting tables, webscraped data | 5.276 | 2019 | 0 | 0 | 2019 | 0 | 0 | Guidehouse Group B Eval Webscraping | Com LED Screw In Lamps - Indoor ¦ SDG&E ¦ All | Com LED Screw In Lamps - Indoor | 0.28661 | 1 | 0.38739 | CSS - Itron 2012 | -0.58042 | 2032 | 0.65
COM-LIGHTING-41.8 | Com ¦ Com LED Screw In Lamp Indoor - 95 lpw ¦ SDG&E ¦ All | Com ¦ Com LED Screw In Lamp Indoor - 95 lpw | SDG&E ¦ All | SDG&E | All | Electric | LED general service indoor lamp with 95 lpw efficacy | Efficient | 0 | Conventional | Lighting | Com - Refrig. Warehouse | Com | ROB and NEW | 0 | 1000 sqft2 of floor space | lamp | 16 | DEER:Indoor_CFL_Ltg | 36.4547 | 0.0041278 | 0 | Lighting tables, webscraped data | 5.276 | 2019 | 0 | 0 | 2019 | 0 | 0 | Guidehouse Group B Eval Webscraping | Com LED Screw In Lamps - Indoor ¦ SDG&E ¦ All | Com LED Screw In Lamps - Indoor | 0.096455 | 1 | 0.38739 | CSS - Itron 2012 | -0.78218 | 2032 | 0.65
COM-LIGHTING-41.9 | Com ¦ Com LED Screw In Lamp Indoor - 95 lpw ¦ SDG&E ¦ All | Com ¦ Com LED Screw In Lamp Indoor - 95 lpw | SDG&E ¦ All | SDG&E | All | Electric | LED general service indoor lamp with 95 lpw efficacy | Efficient | 0 | Conventional | Lighting | Com - Restaurant | Com | ROB and NEW | 0 | 1000 sqft2 of floor space | lamp | 16 | DEER:Indoor_CFL_Ltg | 31.2163 | 0.0053563 | 0.021516 | Lighting tables, webscraped data | 5.276 | 2019 | 0 | 0 | 2019 | 0 | 0 | Guidehouse Group B Eval Webscraping | Com LED Screw In Lamps - Indoor ¦ SDG&E ¦ All | Com LED Screw In Lamps - Indoor | 8.4455 | 1 | 0.38739 | CSS - Itron 2012 | -0.64181 | 2032 | 0.65
COM-LIGHTING-41.10 | Com ¦ Com LED Screw In Lamp Indoor - 95 lpw ¦ SDG&E ¦ All | Com ¦ Com LED Screw In Lamp Indoor - 95 lpw | SDG&E ¦ All | SDG&E | All | Electric | LED general service indoor lamp with 95 lpw efficacy | Efficient | 0 | Conventional | Lighting | Com - Retail | Com | ROB and NEW | 0 | 1000 sqft2 of floor space | lamp | 16 | DEER:Indoor_CFL_Ltg | 20.7358 | 0.0030205 | 0.0074744 | Lighting tables, webscraped data | 5.276 | 2019 | 0 | 0 | 2019 | 0 | 0 | Guidehouse Group B Eval Webscraping | Com LED Screw In Lamps - Indoor ¦ SDG&E ¦ All | Com LED Screw In Lamps - Indoor | 1.1751 | 1 | 0.38739 | CSS - Itron 2012 | -3.1189 | 2032 | 0.65
COM-LIGHTING-41.11 | Com ¦ Com LED Screw In Lamp Indoor - 95 lpw ¦ SDG&E ¦ All | Com ¦ Com LED Screw In Lamp Indoor - 95 lpw | SDG&E ¦ All | SDG&E | All | Electric | LED general service indoor lamp with 95 lpw efficacy | Efficient | 0 | Conventional | Lighting | Com - School | Com | ROB and NEW | 0 | 1000 sqft2 of floor space | lamp | 16 | DEER:Indoor_CFL_Ltg | 11.7169 | 0.0015013 | 0.012366 | Lighting tables, webscraped data | 5.276 | 2019 | 0 | 0 | 2019 | 0 | 0 | Guidehouse Group B Eval Webscraping | Com LED Screw In Lamps - Indoor ¦ SDG&E ¦ All | Com LED Screw In Lamps - Indoor | 0.1983 | 1 | 0.38739 | CSS - Itron 2012 | -0.65397 | 2032 | 0.65
COM-LIGHTING-41.12 | Com ¦ Com LED Screw In Lamp Indoor - 95 lpw ¦ SDG&E ¦ All | Com ¦ Com LED Screw In Lamp Indoor - 95 lpw | SDG&E ¦ All | SDG&E | All | Electric | LED general service indoor lamp with 95 lpw efficacy | Efficient | 0 | Conventional | Lighting | Com - Warehouse | Com | ROB and NEW | 0 | 1000 sqft2 of floor space | lamp | 16 | DEER:Indoor_CFL_Ltg | 14.9088 | 0.0015511 | 0.013363 | Lighting tables, webscraped data | 5.276 | 2019 | 0 | 0 | 2019 | 0 | 0 | Guidehouse Group B Eval Webscraping | Com LED Screw In Lamps - Indoor ¦ SDG&E ¦ All | Com LED Screw In Lamps - Indoor | 0.096455 | 1 | 0.38739 | CSS - Itron 2012 | -1.2109 | 2032 | 0.65
COM-LIGHTING-42.1 | Com ¦ Com LED Screw In Lamp Indoor - 110 lpw ¦ SDG&E ¦ All | Com ¦ Com LED Screw In Lamp Indoor - 110 lpw | SDG&E ¦ All | SDG&E | All | Electric | LED general service indoor lamp with 110 lpw efficacy | Efficient | 0 | Conventional | Lighting | Com - College | Com | ROB and NEW | 0 | 1000 sqft2 of floor space | lamp | 16 | DEER:Indoor_CFL_Ltg | 14.8637 | 0.003216 | 0.032855 | Lighting tables, webscraped data | 6.98 | 2019 | 0 | 0 | 2019 | 0 | 0 | Guidehouse Group B Eval Webscraping | Com LED Screw In Lamps - Indoor ¦ SDG&E ¦ All | Com LED Screw In Lamps - Indoor | 0.1983 | 1 | 0.09009 | CSS - Itron 2012 | -0.52418 | 2032 | 0.65
COM-LIGHTING-42.2 | Com ¦ Com LED Screw In Lamp Indoor - 110 lpw ¦ SDG&E ¦ All | Com ¦ Com LED Screw In Lamp Indoor - 110 lpw | SDG&E ¦ All | SDG&E | All | Electric | LED general service indoor lamp with 110 lpw efficacy | Efficient | 0 | Conventional | Lighting | Com - Grocery | Com | ROB and NEW | 0 | 1000 sqft2 of floor space | lamp | 16 | DEER:Indoor_CFL_Ltg | 35.5856 | 0.0052924 | 0.15597 | Lighting tables, webscraped data | 6.98 | 2019 | 0 | 0 | 2019 | 0 | 0 | Guidehouse Group B Eval Webscraping | Com LED Screw In Lamps - Indoor ¦ SDG&E ¦ All | Com LED Screw In Lamps - Indoor | 2.145 | 1 | 0.09009 | CSS - Itron 2012 | -1.1104 | 2032 | 0.65
COM-LIGHTING-42.3 | Com ¦ Com LED Screw In Lamp Indoor - 110 lpw ¦ SDG&E ¦ All | Com ¦ Com LED Screw In Lamp Indoor - 110 lpw | SDG&E ¦ All | SDG&E | All | Electric | LED general service indoor lamp with 110 lpw efficacy | Efficient | 0 | Conventional | Lighting | Com - Health | Com | ROB and NEW | 0 | 1000 sqft2 of floor space | lamp | 16 | DEER:Indoor_CFL_Ltg | 29.114 | 0.0038705 | 0.069763 | Lighting tables, webscraped data | 6.98 | 2019 | 0 | 0 | 2019 | 0 | 0 | Guidehouse Group B Eval Webscraping | Com LED Screw In Lamps - Indoor ¦ SDG&E ¦ All | Com LED Screw In Lamps - Indoor | 1.1041 | 1 | 0.09009 | CSS - Itron 2012 | -0.59625 | 2032 | 0.65
COM-LIGHTING-42.4 | Com ¦ Com LED Screw In Lamp Indoor - 110 lpw ¦ SDG&E ¦ All | Com ¦ Com LED Screw In Lamp Indoor - 110 lpw | SDG&E ¦ All | SDG&E | All | Electric | LED general service indoor lamp with 110 lpw efficacy | Efficient | 0 | Conventional | Lighting | Com - Lodging | Com | ROB and NEW | 0 | 1000 sqft2 of floor space | lamp | 16 | DEER:Indoor_CFL_Ltg | 11.1369 | 0.0013457 | 0.021724 | Lighting tables, webscraped data | 6.98 | 2019 | 0 | 0 | 2019 | 0 | 0 | Guidehouse Group B Eval Webscraping | Com LED Screw In Lamps - Indoor ¦ SDG&E ¦ All | Com LED Screw In Lamps - Indoor | 0.10915 | 1 | 0.09009 | CSS - Itron 2012 | -0.77757 | 2032 | 0.65
COM-LIGHTING-42.5 | Com ¦ Com LED Screw In Lamp Indoor - 110 lpw ¦ SDG&E ¦ All | Com ¦ Com LED Screw In Lamp Indoor - 110 lpw | SDG&E ¦ All | SDG&E | All | Electric | LED general service indoor lamp with 110 lpw efficacy | Efficient | 0 | Conventional | Lighting | Com - Office (Large) | Com | ROB and NEW | 0 | 1000 sqft2 of floor space | lamp | 16 | DEER:Indoor_CFL_Ltg | 13.482 | 0.0017152 | 0.0051408 | Lighting tables, webscraped data | 6.98 | 2019 | 0 | 0 | 2019 | 0 | 0 | Guidehouse Group B Eval Webscraping | Com LED Screw In Lamps - Indoor ¦ SDG&E ¦ All | Com LED Screw In Lamps - Indoor | 0.12747 | 1 | 0.09009 | CSS - Itron 2012 | -0.22891 | 2032 | 0.65
COM-LIGHTING-42.6 | Com ¦ Com LED Screw In Lamp Indoor - 110 lpw ¦ SDG&E ¦ All | Com ¦ Com LED Screw In Lamp Indoor - 110 lpw | SDG&E ¦ All | SDG&E | All | Electric | LED general service indoor lamp with 110 lpw efficacy | Efficient | 0 | Conventional | Lighting | Com - Office (Small) | Com | ROB and NEW | 0 | 1000 sqft2 of floor space | lamp | 16 | DEER:Indoor_CFL_Ltg | 10.6815 | 0.0016612 | 0.0053891 | Lighting tables, webscraped data | 6.98 | 2019 | 0 | 0 | 2019 | 0 | 0 | Guidehouse Group B Eval Webscraping | Com LED Screw In Lamps - Indoor ¦ SDG&E ¦ All | Com LED Screw In Lamps - Indoor | 1.1723 | 1 | 0.09009 | CSS - Itron 2012 | -0.28328 | 2032 | 0.65
COM-LIGHTING-42.7 | Com ¦ Com LED Screw In Lamp Indoor - 110 lpw ¦ SDG&E ¦ All | Com ¦ Com LED Screw In Lamp Indoor - 110 lpw | SDG&E ¦ All | SDG&E | All | Electric | LED general service indoor lamp with 110 lpw efficacy | Efficient | 0 | Conventional | Lighting | Com - Other | Com | ROB and NEW | 0 | 1000 sqft2 of floor space | lamp | 16 | DEER:Indoor_CFL_Ltg | 7.9716 | 0.0014163 | 0.021326 | Lighting tables, webscraped data | 6.98 | 2019 | 0 | 0 | 2019 | 0 | 0 | Guidehouse Group B Eval Webscraping | Com LED Screw In Lamps - Indoor ¦ SDG&E ¦ All | Com LED Screw In Lamps - Indoor | 0.28661 | 1 | 0.09009 | CSS - Itron 2012 | -0.5207 | 2032 | 0.65
COM-LIGHTING-42.8 | Com ¦ Com LED Screw In Lamp Indoor - 110 lpw ¦ SDG&E ¦ All | Com ¦ Com LED Screw In Lamp Indoor - 110 lpw | SDG&E ¦ All | SDG&E | All | Electric | LED general service indoor lamp with 110 lpw efficacy | Efficient | 0 | Conventional | Lighting | Com - Refrig. Warehouse | Com | ROB and NEW | 0 | 1000 sqft2 of floor space | lamp | 16 | DEER:Indoor_CFL_Ltg | 28.9309 | 0.0032681 | 0 | Lighting tables, webscraped data | 6.98 | 2019 | 0 | 0 | 2019 | 0 | 0 | Guidehouse Group B Eval Webscraping | Com LED Screw In Lamps - Indoor ¦ SDG&E ¦ All | Com LED Screw In Lamps - Indoor | 0.096455 | 1 | 0.09009 | CSS - Itron 2012 | -0.62075 | 2032 | 0.65
COM-LIGHTING-42.9 | Com ¦ Com LED Screw In Lamp Indoor - 110 lpw ¦ SDG&E ¦ All | Com ¦ Com LED Screw In Lamp Indoor - 110 lpw | SDG&E ¦ All | SDG&E | All | Electric | LED general service indoor lamp with 110 lpw efficacy | Efficient | 0 | Conventional | Lighting | Com - Restaurant | Com | ROB and NEW | 0 | 1000 sqft2 of floor space | lamp | 16 | DEER:Indoor_CFL_Ltg | 26.3918 | 0.0044245 | 0.037163 | Lighting tables, webscraped data | 6.98 | 2019 | 0 | 0 | 2019 | 0 | 0 | Guidehouse Group B Eval Webscraping | Com LED Screw In Lamps - Indoor ¦ SDG&E ¦ All | Com LED Screw In Lamps - Indoor | 8.4455 | 1 | 0.09009 | CSS - Itron 2012 | -0.54748 | 2032 | 0.65
COM-LIGHTING-42.10 | Com ¦ Com LED Screw In Lamp Indoor - 110 lpw ¦ SDG&E ¦ All | Com ¦ Com LED Screw In Lamp Indoor - 110 lpw | SDG&E ¦ All | SDG&E | All | Electric | LED general service indoor lamp with 110 lpw efficacy | Efficient | 0 | Conventional | Lighting | Com - Retail | Com | ROB and NEW | 0 | 1000 sqft2 of floor space | lamp | 16 | DEER:Indoor_CFL_Ltg | 17.4912 | 0.0024932 | 0.01291 | Lighting tables, webscraped data | 6.98 | 2019 | 0 | 0 | 2019 | 0 | 0 | Guidehouse Group B Eval Webscraping | Com LED Screw In Lamps - Indoor ¦ SDG&E ¦ All | Com LED Screw In Lamps - Indoor | 1.1751 | 1 | 0.09009 | CSS - Itron 2012 | -3.6224 | 2032 | 0.65
COM-LIGHTING-42.11 | Com ¦ Com LED Screw In Lamp Indoor - 110 lpw ¦ SDG&E ¦ All | Com ¦ Com LED Screw In Lamp Indoor - 110 lpw | SDG&E ¦ All | SDG&E | All | Electric | LED general service indoor lamp with 110 lpw efficacy | Efficient | 0 | Conventional | Lighting | Com - School | Com | ROB and NEW | 0 | 1000 sqft2 of floor space | lamp | 16 | DEER:Indoor_CFL_Ltg | 9.9602 | 0.0012314 | 0.021359 | Lighting tables, webscraped data | 6.98 | 2019 | 0 | 0 | 2019 | 0 | 0 | Guidehouse Group B Eval Webscraping | Com LED Screw In Lamps - Indoor ¦ SDG&E ¦ All | Com LED Screw In Lamps - Indoor | 0.1983 | 1 | 0.09009 | CSS - Itron 2012 | -0.56501 | 2032 | 0.65
COM-LIGHTING-42.12 | Com ¦ Com LED Screw In Lamp Indoor - 110 lpw ¦ SDG&E ¦ All | Com ¦ Com LED Screw In Lamp Indoor - 110 lpw | SDG&E ¦ All | SDG&E | All | Electric | LED general service indoor lamp with 110 lpw efficacy | Efficient | 0 | Conventional | Lighting | Com - Warehouse | Com | ROB and NEW | 0 | 1000 sqft2 of floor space | lamp | 16 | DEER:Indoor_CFL_Ltg | 12.8609 | 0.0012931 | 0.023081 | Lighting tables, webscraped data | 6.98 | 2019 | 0 | 0 | 2019 | 0 | 0 | Guidehouse Group B Eval Webscraping | Com LED Screw In Lamps - Indoor ¦ SDG&E ¦ All | Com LED Screw In Lamps - Indoor | 0.096455 | 1 | 0.09009 | CSS - Itron 2012 | -1.1331 | 2032 | 0.65
COM-LIGHTING-50.1 | Com ¦ Com LED Reflector Lamp Indoor - 80 lpw ¦ PG&E ¦ All | Com ¦ Com LED Reflector Lamp Indoor - 80 lpw | PG&E ¦ All | PG&E | All | Electric | LED reflector indoor lamp with 80 lpw efficacy | Average Existing and Code | 0 | Conventional | Lighting | Com - College | Com | ROB and NEW | 0 | 1000 sqft2 of floor space | lamp | 16 | DEER:Indoor_CFL_Ltg | 10.7322 | 0.0024833 | 0 | Lighting tables, webscraped data | 6.0519 | 2019 | 0 | 0 | 2019 | 0 | 0 | Guidehouse Group B Eval Webscraping | Com LED Reflector Lamps - Indoor ¦ PG&E ¦ All | Com LED Reflector Lamps - Indoor | 0.043713 | 1 | 0.82051 | CSS - Itron 2012 | -0.36479 | 2012 | 0.65
COM-LIGHTING-50.2 | Com ¦ Com LED Reflector Lamp Indoor - 80 lpw ¦ PG&E ¦ All | Com ¦ Com LED Reflector Lamp Indoor - 80 lpw | PG&E ¦ All | PG&E | All | Electric | LED reflector indoor lamp with 80 lpw efficacy | Average Existing and Code | 0 | Conventional | Lighting | Com - Grocery | Com | ROB and NEW | 0 | 1000 sqft2 of floor space | lamp | 16 | DEER:Indoor_CFL_Ltg | 24.65 | 0.003825 | 0 | Lighting tables, webscraped data | 6.0519 | 2019 | 0 | 0 | 2019 | 0 | 0 | Guidehouse Group B Eval Webscraping | Com LED Reflector Lamps - Indoor ¦ PG&E ¦ All | Com LED Reflector Lamps - Indoor | 0.50932 | 1 | 0.82051 | CSS - Itron 2012 | -0.54194 | 2012 | 0.65
COM-LIGHTING-50.3 | Com ¦ Com LED Reflector Lamp Indoor - 80 lpw ¦ PG&E ¦ All | Com ¦ Com LED Reflector Lamp Indoor - 80 lpw | PG&E ¦ All | PG&E | All | Electric | LED reflector indoor lamp with 80 lpw efficacy | Average Existing and Code | 0 | Conventional | Lighting | Com - Health | Com | ROB and NEW | 0 | 1000 sqft2 of floor space | lamp | 16 | DEER:Indoor_CFL_Ltg | 20.6936 | 0.0029519 | 0 | Lighting tables, webscraped data | 6.0519 | 2019 | 0 | 0 | 2019 | 0 | 0 | Guidehouse Group B Eval Webscraping | Com LED Reflector Lamps - Indoor ¦ PG&E ¦ All | Com LED Reflector Lamps - Indoor | 0.49949 | 1 | 0.82051 | CSS - Itron 2012 | -0.30671 | 2012 | 0.65
COM-LIGHTING-50.4 | Com ¦ Com LED Reflector Lamp Indoor - 80 lpw ¦ PG&E ¦ All | Com ¦ Com LED Reflector Lamp Indoor - 80 lpw | PG&E ¦ All | PG&E | All | Electric | LED reflector indoor lamp with 80 lpw efficacy | Average Existing and Code | 0 | Conventional | Lighting | Com - Lodging | Com | ROB and NEW | 0 | 1000 sqft2 of floor space | lamp | 16 | DEER:Indoor_CFL_Ltg | 7.8724 | 0.0010337 | 0 | Lighting tables, webscraped data | 6.0519 | 2019 | 0 | 0 | 2019 | 0 | 0 | Guidehouse Group B Eval Webscraping | Com LED Reflector Lamps - Indoor ¦ PG&E ¦ All | Com LED Reflector Lamps - Indoor | 0.023748 | 1 | 0.82051 | CSS - Itron 2012 | -0.43269 | 2012 | 0.65
COM-LIGHTING-50.5 | Com ¦ Com LED Reflector Lamp Indoor - 80 lpw ¦ PG&E ¦ All | Com ¦ Com LED Reflector Lamp Indoor - 80 lpw | PG&E ¦ All | PG&E | All | Electric | LED reflector indoor lamp with 80 lpw efficacy | Average Existing and Code | 0 | Conventional | Lighting | Com - Office (Large) | Com | ROB and NEW | 0 | 1000 sqft2 of floor space | lamp | 16 | DEER:Indoor_CFL_Ltg | 9.9 | 0.00128 | 0 | Lighting tables, webscraped data | 6.0519 | 2019 | 0 | 0 | 2019 | 0 | 0 | Guidehouse Group B Eval Webscraping | Com LED Reflector Lamps - Indoor ¦ PG&E ¦ All | Com LED Reflector Lamps - Indoor | 0.068112 | 1 | 0.82051 | CSS - Itron 2012 | -0.15503 | 2012 | 0.65
COM-LIGHTING-50.6 | Com ¦ Com LED Reflector Lamp Indoor - 80 lpw ¦ PG&E ¦ All | Com ¦ Com LED Reflector Lamp Indoor - 80 lpw | PG&E ¦ All | PG&E | All | Electric | LED reflector indoor lamp with 80 lpw efficacy | Average Existing and Code | 0 | Conventional | Lighting | Com - Office (Small) | Com | ROB and NEW | 0 | 1000 sqft2 of floor space | lamp | 16 | DEER:Indoor_CFL_Ltg | 7.6 | 0.001215 | 0 | Lighting tables, webscraped data | 6.0519 | 2019 | 0 | 0 | 2019 | 0 | 0 | Guidehouse Group B Eval Webscraping | Com LED Reflector Lamps - Indoor ¦ PG&E ¦ All | Com LED Reflector Lamps - Indoor | 0.86869 | 1 | 0.82051 | CSS - Itron 2012 | -0.1978 | 2012 | 0.65
COM-LIGHTING-50.7 | Com ¦ Com LED Reflector Lamp Indoor - 80 lpw ¦ PG&E ¦ All | Com ¦ Com LED Reflector Lamp Indoor - 80 lpw | PG&E ¦ All | PG&E | All | Electric | LED reflector indoor lamp with 80 lpw efficacy | Average Existing and Code | 0 | Conventional | Lighting | Com - Other | Com | ROB and NEW | 0 | 1000 sqft2 of floor space | lamp | 16 | DEER:Indoor_CFL_Ltg | 5.65 | 0.00107 | 0 | Lighting tables, webscraped data | 6.0519 | 2019 | 0 | 0 | 2019 | 0 | 0 | Guidehouse Group B Eval Webscraping | Com LED Reflector Lamps - Indoor ¦ PG&E ¦ All | Com LED Reflector Lamps - Indoor | 0.21958 | 1 | 0.82051 | CSS - Itron 2012 | -0.33128 | 2012 | 0.65
COM-LIGHTING-50.8 | Com ¦ Com LED Reflector Lamp Indoor - 80 lpw ¦ PG&E ¦ All | Com ¦ Com LED Reflector Lamp Indoor - 80 lpw | PG&E ¦ All | PG&E | All | Electric | LED reflector indoor lamp with 80 lpw efficacy | Average Existing and Code | 0 | Conventional | Lighting | Com - Refrig. Warehouse | Com | ROB and NEW | 0 | 1000 sqft2 of floor space | lamp | 16 | DEER:Indoor_CFL_Ltg | 23.4 | 0.00265 | 0 | Lighting tables, webscraped data | 6.0519 | 2019 | 0 | 0 | 2019 | 0 | 0 | Guidehouse Group B Eval Webscraping | Com LED Reflector Lamps - Indoor ¦ PG&E ¦ All | Com LED Reflector Lamps - Indoor | 0.043814 | 1 | 0.82051 | CSS - Itron 2012 | -0.50208 | 2012 | 0.65
COM-LIGHTING-50.9 | Com ¦ Com LED Reflector Lamp Indoor - 80 lpw ¦ PG&E ¦ All | Com ¦ Com LED Reflector Lamp Indoor - 80 lpw | PG&E ¦ All | PG&E | All | Electric | LED reflector indoor lamp with 80 lpw efficacy | Average Existing and Code | 0 | Conventional | Lighting | Com - Restaurant | Com | ROB and NEW | 0 | 1000 sqft2 of floor space | lamp | 16 | DEER:Indoor_CFL_Ltg | 18.8875 | 0.0033187 | 0 | Lighting tables, webscraped data | 6.0519 | 2019 | 0 | 0 | 2019 | 0 | 0 | Guidehouse Group B Eval Webscraping | Com LED Reflector Lamps - Indoor ¦ PG&E ¦ All | Com LED Reflector Lamps - Indoor | 6.5817 | 1 | 0.82051 | CSS - Itron 2012 | -0.385 | 2012 | 0.65
COM-LIGHTING-50.10 | Com ¦ Com LED Reflector Lamp Indoor - 80 lpw ¦ PG&E ¦ All | Com ¦ Com LED Reflector Lamp Indoor - 80 lpw | PG&E ¦ All | PG&E | All | Electric | LED reflector indoor lamp with 80 lpw efficacy | Average Existing and Code | 0 | Conventional | Lighting | Com - Retail | Com | ROB and NEW | 0 | 1000 sqft2 of floor space | lamp | 16 | DEER:Indoor_CFL_Ltg | 12.5986 | 0.0018728 | 0 | Lighting tables, webscraped data | 6.0519 | 2019 | 0 | 0 | 2019 | 0 | 0 | Guidehouse Group B Eval Webscraping | Com LED Reflector Lamps - Indoor ¦ PG&E ¦ All | Com LED Reflector Lamps - Indoor | 1.0733 | 1 | 0.82051 | CSS - Itron 2012 | -1.2134 | 2012 | 0.65
COM-LIGHTING-50.11 | Com ¦ Com LED Reflector Lamp Indoor - 80 lpw ¦ PG&E ¦ All | Com ¦ Com LED Reflector Lamp Indoor - 80 lpw | PG&E ¦ All | PG&E | All | Electric | LED reflector indoor lamp with 80 lpw efficacy | Average Existing and Code | 0 | Conventional | Lighting | Com - School | Com | ROB and NEW | 0 | 1000 sqft2 of floor space | lamp | 16 | DEER:Indoor_CFL_Ltg | 7.0661 | 0.00093615 | 0 | Lighting tables, webscraped data | 6.0519 | 2019 | 0 | 0 | 2019 | 0 | 0 | Guidehouse Group B Eval Webscraping | Com LED Reflector Lamps - Indoor ¦ PG&E ¦ All | Com LED Reflector Lamps - Indoor | 0.043713 | 1 | 0.82051 | CSS - Itron 2012 | -0.38815 | 2012 | 0.65
COM-LIGHTING-50.12 | Com ¦ Com LED Reflector Lamp Indoor - 80 lpw ¦ PG&E ¦ All | Com ¦ Com LED Reflector Lamp Indoor - 80 lpw | PG&E ¦ All | PG&E | All | Electric | LED reflector indoor lamp with 80 lpw efficacy | Average Existing and Code | 0 | Conventional | Lighting | Com - Warehouse | Com | ROB and NEW | 0 | 1000 sqft2 of floor space | lamp | 16 | DEER:Indoor_CFL_Ltg | 8.8623 | 0.00095295 | 0 | Lighting tables, webscraped data | 6.0519 | 2019 | 0 | 0 | 2019 | 0 | 0 | Guidehouse Group B Eval Webscraping | Com LED Reflector Lamps - Indoor ¦ PG&E ¦ All | Com LED Reflector Lamps - Indoor | 0.043814 | 1 | 0.82051 | CSS - Itron 2012 | -0.659 | 2012 | 0.65
COM-LIGHTING-51.1 | Com ¦ Com LED Reflector Lamp Indoor - 90 lpw ¦ PG&E ¦ All | Com ¦ Com LED Reflector Lamp Indoor - 90 lpw | PG&E ¦ All | PG&E | All | Electric | LED reflector indoor lamp with 90 lpw efficacy | Efficient | 0 | Conventional | Lighting | Com - College | Com | ROB and NEW | 0 | 1000 sqft2 of floor space | lamp | 16 | DEER:Indoor_CFL_Ltg | 9.4472 | 0.0021351 | 0.013233 | Lighting tables, webscraped data | 6.5252 | 2019 | 0 | 0 | 2019 | 0 | 0 | Guidehouse Group B Eval Webscraping | Com LED Reflector Lamps - Indoor ¦ PG&E ¦ All | Com LED Reflector Lamps - Indoor | 0.043713 | 1 | 0.051282 | CSS - Itron 2012 | -0.32875 | 2032 | 0.65
COM-LIGHTING-51.2 | Com ¦ Com LED Reflector Lamp Indoor - 90 lpw ¦ PG&E ¦ All | Com ¦ Com LED Reflector Lamp Indoor - 90 lpw | PG&E ¦ All | PG&E | All | Electric | LED reflector indoor lamp with 90 lpw efficacy | Efficient | 0 | Conventional | Lighting | Com - Grocery | Com | ROB and NEW | 0 | 1000 sqft2 of floor space | lamp | 16 | DEER:Indoor_CFL_Ltg | 21.8289 | 0.003315 | 0.030949 | Lighting tables, webscraped data | 6.5252 | 2019 | 0 | 0 | 2019 | 0 | 0 | Guidehouse Group B Eval Webscraping | Com LED Reflector Lamps - Indoor ¦ PG&E ¦ All | Com LED Reflector Lamps - Indoor | 0.50932 | 1 | 0.051282 | CSS - Itron 2012 | -0.54502 | 2032 | 0.65
COM-LIGHTING-51.3 | Com ¦ Com LED Reflector Lamp Indoor - 90 lpw ¦ PG&E ¦ All | Com ¦ Com LED Reflector Lamp Indoor - 90 lpw | PG&E ¦ All | PG&E | All | Electric | LED reflector indoor lamp with 90 lpw efficacy | Efficient | 0 | Conventional | Lighting | Com - Health | Com | ROB and NEW | 0 | 1000 sqft2 of floor space | lamp | 16 | DEER:Indoor_CFL_Ltg | 18.2603 | 0.0025431 | 0.024912 | Lighting tables, webscraped data | 6.5252 | 2019 | 0 | 0 | 2019 | 0 | 0 | Guidehouse Group B Eval Webscraping | Com LED Reflector Lamps - Indoor ¦ PG&E ¦ All | Com LED Reflector Lamps - Indoor | 0.49949 | 1 | 0.051282 | CSS - Itron 2012 | -0.32947 | 2032 | 0.65
COM-LIGHTING-51.4 | Com ¦ Com LED Reflector Lamp Indoor - 90 lpw ¦ PG&E ¦ All | Com ¦ Com LED Reflector Lamp Indoor - 90 lpw | PG&E ¦ All | PG&E | All | Electric | LED reflector indoor lamp with 90 lpw efficacy | Efficient | 0 | Conventional | Lighting | Com - Lodging | Com | ROB and NEW | 0 | 1000 sqft2 of floor space | lamp | 16 | DEER:Indoor_CFL_Ltg | 7.0515 | 0.00089252 | 0.0091649 | Lighting tables, webscraped data | 6.5252 | 2019 | 0 | 0 | 2019 | 0 | 0 | Guidehouse Group B Eval Webscraping | Com LED Reflector Lamps - Indoor ¦ PG&E ¦ All | Com LED Reflector Lamps - Indoor | 0.023748 | 1 | 0.051282 | CSS - Itron 2012 | -0.45738 | 2032 | 0.65
COM-LIGHTING-51.5 | Com ¦ Com LED Reflector Lamp Indoor - 90 lpw ¦ PG&E ¦ All | Com ¦ Com LED Reflector Lamp Indoor - 90 lpw | PG&E ¦ All | PG&E | All | Electric | LED reflector indoor lamp with 90 lpw efficacy | Efficient | 0 | Conventional | Lighting | Com - Office (Large) | Com | ROB and NEW | 0 | 1000 sqft2 of floor space | lamp | 16 | DEER:Indoor_CFL_Ltg | 8.69 | 0.0011093 | 0.005522 | Lighting tables, webscraped data | 6.5252 | 2019 | 0 | 0 | 2019 | 0 | 0 | Guidehouse Group B Eval Webscraping | Com LED Reflector Lamps - Indoor ¦ PG&E ¦ All | Com LED Reflector Lamps - Indoor | 0.068112 | 1 | 0.051282 | CSS - Itron 2012 | -0.15519 | 2032 | 0.65
COM-LIGHTING-51.6 | Com ¦ Com LED Reflector Lamp Indoor - 90 lpw ¦ PG&E ¦ All | Com ¦ Com LED Reflector Lamp Indoor - 90 lpw | PG&E ¦ All | PG&E | All | Electric | LED reflector indoor lamp with 90 lpw efficacy | Efficient | 0 | Conventional | Lighting | Com - Office (Small) | Com | ROB and NEW | 0 | 1000 sqft2 of floor space | lamp | 16 | DEER:Indoor_CFL_Ltg | 6.7302 | 0.0010557 | 0.003952 | Lighting tables, webscraped data | 6.5252 | 2019 | 0 | 0 | 2019 | 0 | 0 | Guidehouse Group B Eval Webscraping | Com LED Reflector Lamps - Indoor ¦ PG&E ¦ All | Com LED Reflector Lamps - Indoor | 0.86869 | 1 | 0.051282 | CSS - Itron 2012 | -0.17903 | 2032 | 0.65
COM-LIGHTING-51.7 | Com ¦ Com LED Reflector Lamp Indoor - 90 lpw ¦ PG&E ¦ All | Com ¦ Com LED Reflector Lamp Indoor - 90 lpw | PG&E ¦ All | PG&E | All | Electric | LED reflector indoor lamp with 90 lpw efficacy | Efficient | 0 | Conventional | Lighting | Com - Other | Com | ROB and NEW | 0 | 1000 sqft2 of floor space | lamp | 16 | DEER:Indoor_CFL_Ltg | 5.0159 | 0.0009309 | 0.0069056 | Lighting tables, webscraped data | 6.5252 | 2019 | 0 | 0 | 2019 | 0 | 0 | Guidehouse Group B Eval Webscraping | Com LED Reflector Lamps - Indoor ¦ PG&E ¦ All | Com LED Reflector Lamps - Indoor | 0.21958 | 1 | 0.051282 | CSS - Itron 2012 | -0.31136 | 2032 | 0.65
COM-LIGHTING-51.8 | Com ¦ Com LED Reflector Lamp Indoor - 90 lpw ¦ PG&E ¦ All | Com ¦ Com LED Reflector Lamp Indoor - 90 lpw | PG&E ¦ All | PG&E | All | Electric | LED reflector indoor lamp with 90 lpw efficacy | Efficient | 0 | Conventional | Lighting | Com - Refrig. Warehouse | Com | ROB and NEW | 0 | 1000 sqft2 of floor space | lamp | 16 | DEER:Indoor_CFL_Ltg | 19.994 | 0.0022554 | 7.02e-06 | Lighting tables, webscraped data | 6.5252 | 2019 | 0 | 0 | 2019 | 0 | 0 | Guidehouse Group B Eval Webscraping | Com LED Reflector Lamps - Indoor ¦ PG&E ¦ All | Com LED Reflector Lamps - Indoor | 0.043814 | 1 | 0.051282 | CSS - Itron 2012 | -0.429 | 2032 | 0.65
COM-LIGHTING-51.9 | Com ¦ Com LED Reflector Lamp Indoor - 90 lpw ¦ PG&E ¦ All | Com ¦ Com LED Reflector Lamp Indoor - 90 lpw | PG&E ¦ All | PG&E | All | Electric | LED reflector indoor lamp with 90 lpw efficacy | Efficient | 0 | Conventional | Lighting | Com - Restaurant | Com | ROB and NEW | 0 | 1000 sqft2 of floor space | lamp | 16 | DEER:Indoor_CFL_Ltg | 16.7627 | 0.0028919 | 0.018237 | Lighting tables, webscraped data | 6.5252 | 2019 | 0 | 0 | 2019 | 0 | 0 | Guidehouse Group B Eval Webscraping | Com LED Reflector Lamps - Indoor ¦ PG&E ¦ All | Com LED Reflector Lamps - Indoor | 6.5817 | 1 | 0.051282 | CSS - Itron 2012 | -0.34636 | 2032 | 0.65
COM-LIGHTING-51.10 | Com ¦ Com LED Reflector Lamp Indoor - 90 lpw ¦ PG&E ¦ All | Com ¦ Com LED Reflector Lamp Indoor - 90 lpw | PG&E ¦ All | PG&E | All | Electric | LED reflector indoor lamp with 90 lpw efficacy | Efficient | 0 | Conventional | Lighting | Com - Retail | Com | ROB and NEW | 0 | 1000 sqft2 of floor space | lamp | 16 | DEER:Indoor_CFL_Ltg | 11.1348 | 0.0016251 | 0.0079308 | Lighting tables, webscraped data | 6.5252 | 2019 | 0 | 0 | 2019 | 0 | 0 | Guidehouse Group B Eval Webscraping | Com LED Reflector Lamps - Indoor ¦ PG&E ¦ All | Com LED Reflector Lamps - Indoor | 1.0733 | 1 | 0.051282 | CSS - Itron 2012 | -2.2628 | 2032 | 0.65
COM-LIGHTING-51.11 | Com ¦ Com LED Reflector Lamp Indoor - 90 lpw ¦ PG&E ¦ All | Com ¦ Com LED Reflector Lamp Indoor - 90 lpw | PG&E ¦ All | PG&E | All | Electric | LED reflector indoor lamp with 90 lpw efficacy | Efficient | 0 | Conventional | Lighting | Com - School | Com | ROB and NEW | 0 | 1000 sqft2 of floor space | lamp | 16 | DEER:Indoor_CFL_Ltg | 6.2562 | 0.00080066 | 0.0091901 | Lighting tables, webscraped data | 6.5252 | 2019 | 0 | 0 | 2019 | 0 | 0 | Guidehouse Group B Eval Webscraping | Com LED Reflector Lamps - Indoor ¦ PG&E ¦ All | Com LED Reflector Lamps - Indoor | 0.043713 | 1 | 0.051282 | CSS - Itron 2012 | -0.35135 | 2032 | 0.65
COM-LIGHTING-51.12 | Com ¦ Com LED Reflector Lamp Indoor - 90 lpw ¦ PG&E ¦ All | Com ¦ Com LED Reflector Lamp Indoor - 90 lpw | PG&E ¦ All | PG&E | All | Electric | LED reflector indoor lamp with 90 lpw efficacy | Efficient | 0 | Conventional | Lighting | Com - Warehouse | Com | ROB and NEW | 0 | 1000 sqft2 of floor space | lamp | 16 | DEER:Indoor_CFL_Ltg | 7.908 | 0.00083335 | 0.0062567 | Lighting tables, webscraped data | 6.5252 | 2019 | 0 | 0 | 2019 | 0 | 0 | Guidehouse Group B Eval Webscraping | Com LED Reflector Lamps - Indoor ¦ PG&E ¦ All | Com LED Reflector Lamps - Indoor | 0.043814 | 1 | 0.051282 | CSS - Itron 2012 | -0.63595 | 2032 | 0.65
COM-LIGHTING-52.1 | Com ¦ Com LED Reflector Lamp Indoor - 100 lpw ¦ PG&E ¦ All | Com ¦ Com LED Reflector Lamp Indoor - 100 lpw | PG&E ¦ All | PG&E | All | Electric | LED reflector indoor lamp with 100 lpw efficacy | Efficient | 0 | Conventional | Lighting | Com - College | Com | ROB and NEW | 0 | 1000 sqft2 of floor space | lamp | 16 | DEER:Indoor_CFL_Ltg | 8.4192 | 0.0018565 | 0.02382 | Lighting tables, webscraped data | 6.9986 | 2019 | 0 | 0 | 2019 | 0 | 0 | Guidehouse Group B Eval Webscraping | Com LED Reflector Lamps - Indoor ¦ PG&E ¦ All | Com LED Reflector Lamps - Indoor | 0.043713 | 1 | 0.12821 | CSS - Itron 2012 | -0.29992 | 2032 | 0.65
COM-LIGHTING-52.2 | Com ¦ Com LED Reflector Lamp Indoor - 100 lpw ¦ PG&E ¦ All | Com ¦ Com LED Reflector Lamp Indoor - 100 lpw | PG&E ¦ All | PG&E | All | Electric | LED reflector indoor lamp with 100 lpw efficacy | Efficient | 0 | Conventional | Lighting | Com - Grocery | Com | ROB and NEW | 0 | 1000 sqft2 of floor space | lamp | 16 | DEER:Indoor_CFL_Ltg | 19.5721 | 0.002907 | 0.055709 | Lighting tables, webscraped data | 6.9986 | 2019 | 0 | 0 | 2019 | 0 | 0 | Guidehouse Group B Eval Webscraping | Com LED Reflector Lamps - Indoor ¦ PG&E ¦ All | Com LED Reflector Lamps - Indoor | 0.50932 | 1 | 0.12821 | CSS - Itron 2012 | -0.54748 | 2032 | 0.65
COM-LIGHTING-52.3 | Com ¦ Com LED Reflector Lamp Indoor - 100 lpw ¦ PG&E ¦ All | Com ¦ Com LED Reflector Lamp Indoor - 100 lpw | PG&E ¦ All | PG&E | All | Electric | LED reflector indoor lamp with 100 lpw efficacy | Efficient | 0 | Conventional | Lighting | Com - Health | Com | ROB and NEW | 0 | 1000 sqft2 of floor space | lamp | 16 | DEER:Indoor_CFL_Ltg | 16.3137 | 0.0022161 | 0.044841 | Lighting tables, webscraped data | 6.9986 | 2019 | 0 | 0 | 2019 | 0 | 0 | Guidehouse Group B Eval Webscraping | Com LED Reflector Lamps - Indoor ¦ PG&E ¦ All | Com LED Reflector Lamps - Indoor | 0.49949 | 1 | 0.12821 | CSS - Itron 2012 | -0.34768 | 2032 | 0.65
COM-LIGHTING-52.4 | Com ¦ Com LED Reflector Lamp Indoor - 100 lpw ¦ PG&E ¦ All | Com ¦ Com LED Reflector Lamp Indoor - 100 lpw | PG&E ¦ All | PG&E | All | Electric | LED reflector indoor lamp with 100 lpw efficacy | Efficient | 0 | Conventional | Lighting | Com - Lodging | Com | ROB and NEW | 0 | 1000 sqft2 of floor space | lamp | 16 | DEER:Indoor_CFL_Ltg | 6.3948 | 0.00077958 | 0.016497 | Lighting tables, webscraped data | 6.9986 | 2019 | 0 | 0 | 2019 | 0 | 0 | Guidehouse Group B Eval Webscraping | Com LED Reflector Lamps - Indoor ¦ PG&E ¦ All | Com LED Reflector Lamps - Indoor | 0.023748 | 1 | 0.12821 | CSS - Itron 2012 | -0.47712 | 2032 | 0.65
COM-LIGHTING-52.5 | Com ¦ Com LED Reflector Lamp Indoor - 100 lpw ¦ PG&E ¦ All | Com ¦ Com LED Reflector Lamp Indoor - 100 lpw | PG&E ¦ All | PG&E | All | Electric | LED reflector indoor lamp with 100 lpw efficacy | Efficient | 0 | Conventional | Lighting | Com - Office (Large) | Com | ROB and NEW | 0 | 1000 sqft2 of floor space | lamp | 16 | DEER:Indoor_CFL_Ltg | 7.722 | 0.0009728 | 0.0099396 | Lighting tables, webscraped data | 6.9986 | 2019 | 0 | 0 | 2019 | 0 | 0 | Guidehouse Group B Eval Webscraping | Com LED Reflector Lamps - Indoor ¦ PG&E ¦ All | Com LED Reflector Lamps - Indoor | 0.068112 | 1 | 0.12821 | CSS - Itron 2012 | -0.15531 | 2032 | 0.65
COM-LIGHTING-52.6 | Com ¦ Com LED Reflector Lamp Indoor - 100 lpw ¦ PG&E ¦ All | Com ¦ Com LED Reflector Lamp Indoor - 100 lpw | PG&E ¦ All | PG&E | All | Electric | LED reflector indoor lamp with 100 lpw efficacy | Efficient | 0 | Conventional | Lighting | Com - Office (Small) | Com | ROB and NEW | 0 | 1000 sqft2 of floor space | lamp | 16 | DEER:Indoor_CFL_Ltg | 6.0344 | 0.00092826 | 0.0071136 | Lighting tables, webscraped data | 6.9986 | 2019 | 0 | 0 | 2019 | 0 | 0 | Guidehouse Group B Eval Webscraping | Com LED Reflector Lamps - Indoor ¦ PG&E ¦ All | Com LED Reflector Lamps - Indoor | 0.86869 | 1 | 0.12821 | CSS - Itron 2012 | -0.16402 | 2032 | 0.65
COM-LIGHTING-52.7 | Com ¦ Com LED Reflector Lamp Indoor - 100 lpw ¦ PG&E ¦ All | Com ¦ Com LED Reflector Lamp Indoor - 100 lpw | PG&E ¦ All | PG&E | All | Electric | LED reflector indoor lamp with 100 lpw efficacy | Efficient | 0 | Conventional | Lighting | Com - Other | Com | ROB and NEW | 0 | 1000 sqft2 of floor space | lamp | 16 | DEER:Indoor_CFL_Ltg | 4.5087 | 0.00081962 | 0.01243 | Lighting tables, webscraped data | 6.9986 | 2019 | 0 | 0 | 2019 | 0 | 0 | Guidehouse Group B Eval Webscraping | Com LED Reflector Lamps - Indoor ¦ PG&E ¦ All | Com LED Reflector Lamps - Indoor | 0.21958 | 1 | 0.12821 | CSS - Itron 2012 | -0.29542 | 2032 | 0.65
COM-LIGHTING-52.8 | Com ¦ Com LED Reflector Lamp Indoor - 100 lpw ¦ PG&E ¦ All | Com ¦ Com LED Reflector Lamp Indoor - 100 lpw | PG&E ¦ All | PG&E | All | Electric | LED reflector indoor lamp with 100 lpw efficacy | Efficient | 0 | Conventional | Lighting | Com - Refrig. Warehouse | Com | ROB and NEW | 0 | 1000 sqft2 of floor space | lamp | 16 | DEER:Indoor_CFL_Ltg | 17.2692 | 0.0019398 | 1.2636e-05 | Lighting tables, webscraped data | 6.9986 | 2019 | 0 | 0 | 2019 | 0 | 0 | Guidehouse Group B Eval Webscraping | Com LED Reflector Lamps - Indoor ¦ PG&E ¦ All | Com LED Reflector Lamps - Indoor | 0.043814 | 1 | 0.12821 | CSS - Itron 2012 | -0.37054 | 2032 | 0.65
COM-LIGHTING-52.9 | Com ¦ Com LED Reflector Lamp Indoor - 100 lpw ¦ PG&E ¦ All | Com ¦ Com LED Reflector Lamp Indoor - 100 lpw | PG&E ¦ All | PG&E | All | Electric | LED reflector indoor lamp with 100 lpw efficacy | Efficient | 0 | Conventional | Lighting | Com - Restaurant | Com | ROB and NEW | 0 | 1000 sqft2 of floor space | lamp | 16 | DEER:Indoor_CFL_Ltg | 15.0628 | 0.0025505 | 0.032827 | Lighting tables, webscraped data | 6.9986 | 2019 | 0 | 0 | 2019 | 0 | 0 | Guidehouse Group B Eval Webscraping | Com LED Reflector Lamps - Indoor ¦ PG&E ¦ All | Com LED Reflector Lamps - Indoor | 6.5817 | 1 | 0.12821 | CSS - Itron 2012 | -0.31544 | 2032 | 0.65
COM-LIGHTING-52.10 | Com ¦ Com LED Reflector Lamp Indoor - 100 lpw ¦ PG&E ¦ All | Com ¦ Com LED Reflector Lamp Indoor - 100 lpw | PG&E ¦ All | PG&E | All | Electric | LED reflector indoor lamp with 100 lpw efficacy | Efficient | 0 | Conventional | Lighting | Com - Retail | Com | ROB and NEW | 0 | 1000 sqft2 of floor space | lamp | 16 | DEER:Indoor_CFL_Ltg | 9.9638 | 0.0014269 | 0.014275 | Lighting tables, webscraped data | 6.9986 | 2019 | 0 | 0 | 2019 | 0 | 0 | Guidehouse Group B Eval Webscraping | Com LED Reflector Lamps - Indoor ¦ PG&E ¦ All | Com LED Reflector Lamps - Indoor | 1.0733 | 1 | 0.12821 | CSS - Itron 2012 | -3.1023 | 2032 | 0.65
COM-LIGHTING-52.11 | Com ¦ Com LED Reflector Lamp Indoor - 100 lpw ¦ PG&E ¦ All | Com ¦ Com LED Reflector Lamp Indoor - 100 lpw | PG&E ¦ All | PG&E | All | Electric | LED reflector indoor lamp with 100 lpw efficacy | Efficient | 0 | Conventional | Lighting | Com - School | Com | ROB and NEW | 0 | 1000 sqft2 of floor space | lamp | 16 | DEER:Indoor_CFL_Ltg | 5.6082 | 0.00069226 | 0.016542 | Lighting tables, webscraped data | 6.9986 | 2019 | 0 | 0 | 2019 | 0 | 0 | Guidehouse Group B Eval Webscraping | Com LED Reflector Lamps - Indoor ¦ PG&E ¦ All | Com LED Reflector Lamps - Indoor | 0.043713 | 1 | 0.12821 | CSS - Itron 2012 | -0.32192 | 2032 | 0.65
COM-LIGHTING-52.12 | Com ¦ Com LED Reflector Lamp Indoor - 100 lpw ¦ PG&E ¦ All | Com ¦ Com LED Reflector Lamp Indoor - 100 lpw | PG&E ¦ All | PG&E | All | Electric | LED reflector indoor lamp with 100 lpw efficacy | Efficient | 0 | Conventional | Lighting | Com - Warehouse | Com | ROB and NEW | 0 | 1000 sqft2 of floor space | lamp | 16 | DEER:Indoor_CFL_Ltg | 7.1445 | 0.00073767 | 0.011262 | Lighting tables, webscraped data | 6.9986 | 2019 | 0 | 0 | 2019 | 0 | 0 | Guidehouse Group B Eval Webscraping | Com LED Reflector Lamps - Indoor ¦ PG&E ¦ All | Com LED Reflector Lamps - Indoor | 0.043814 | 1 | 0.12821 | CSS - Itron 2012 | -0.61751 | 2032 | 0.65
COM-LIGHTING-50.1 | Com ¦ Com LED Reflector Lamp Indoor - 80 lpw ¦ SCE ¦ All | Com ¦ Com LED Reflector Lamp Indoor - 80 lpw | SCE ¦ All | SCE | All | Electric | LED reflector indoor lamp with 80 lpw efficacy | Average Existing and Code | 0 | Conventional | Lighting | Com - College | Com | ROB and NEW | 0 | 1000 sqft2 of floor space | lamp | 16 | DEER:Indoor_CFL_Ltg | 10.7322 | 0.0024833 | 0 | Lighting tables, webscraped data | 6.0519 | 2019 | 0 | 0 | 2019 | 0 | 0 | Guidehouse Group B Eval Webscraping | Com LED Reflector Lamps - Indoor ¦ SCE ¦ All | Com LED Reflector Lamps - Indoor | 0.043713 | 1 | 0.82051 | CSS - Itron 2012 | -0.36479 | 2012 | 0.65
COM-LIGHTING-50.2 | Com ¦ Com LED Reflector Lamp Indoor - 80 lpw ¦ SCE ¦ All | Com ¦ Com LED Reflector Lamp Indoor - 80 lpw | SCE ¦ All | SCE | All | Electric | LED reflector indoor lamp with 80 lpw efficacy | Average Existing and Code | 0 | Conventional | Lighting | Com - Grocery | Com | ROB and NEW | 0 | 1000 sqft2 of floor space | lamp | 16 | DEER:Indoor_CFL_Ltg | 24.65 | 0.00382 | 0 | Lighting tables, webscraped data | 6.0519 | 2019 | 0 | 0 | 2019 | 0 | 0 | Guidehouse Group B Eval Webscraping | Com LED Reflector Lamps - Indoor ¦ SCE ¦ All | Com LED Reflector Lamps - Indoor | 0.50932 | 1 | 0.82051 | CSS - Itron 2012 | -0.54194 | 2012 | 0.65
COM-LIGHTING-50.3 | Com ¦ Com LED Reflector Lamp Indoor - 80 lpw ¦ SCE ¦ All | Com ¦ Com LED Reflector Lamp Indoor - 80 lpw | SCE ¦ All | SCE | All | Electric | LED reflector indoor lamp with 80 lpw efficacy | Average Existing and Code | 0 | Conventional | Lighting | Com - Health | Com | ROB and NEW | 0 | 1000 sqft2 of floor space | lamp | 16 | DEER:Indoor_CFL_Ltg | 20.6936 | 0.0029519 | 0 | Lighting tables, webscraped data | 6.0519 | 2019 | 0 | 0 | 2019 | 0 | 0 | Guidehouse Group B Eval Webscraping | Com LED Reflector Lamps - Indoor ¦ SCE ¦ All | Com LED Reflector Lamps - Indoor | 0.49949 | 1 | 0.82051 | CSS - Itron 2012 | -0.30671 | 2012 | 0.65
COM-LIGHTING-50.4 | Com ¦ Com LED Reflector Lamp Indoor - 80 lpw ¦ SCE ¦ All | Com ¦ Com LED Reflector Lamp Indoor - 80 lpw | SCE ¦ All | SCE | All | Electric | LED reflector indoor lamp with 80 lpw efficacy | Average Existing and Code | 0 | Conventional | Lighting | Com - Lodging | Com | ROB and NEW | 0 | 1000 sqft2 of floor space | lamp | 16 | DEER:Indoor_CFL_Ltg | 7.8724 | 0.0010337 | 0 | Lighting tables, webscraped data | 6.0519 | 2019 | 0 | 0 | 2019 | 0 | 0 | Guidehouse Group B Eval Webscraping | Com LED Reflector Lamps - Indoor ¦ SCE ¦ All | Com LED Reflector Lamps - Indoor | 0.023748 | 1 | 0.82051 | CSS - Itron 2012 | -0.43269 | 2012 | 0.65
COM-LIGHTING-50.5 | Com ¦ Com LED Reflector Lamp Indoor - 80 lpw ¦ SCE ¦ All | Com ¦ Com LED Reflector Lamp Indoor - 80 lpw | SCE ¦ All | SCE | All | Electric | LED reflector indoor lamp with 80 lpw efficacy | Average Existing and Code | 0 | Conventional | Lighting | Com - Office (Large) | Com | ROB and NEW | 0 | 1000 sqft2 of floor space | lamp | 16 | DEER:Indoor_CFL_Ltg | 9.9 | 0.00128 | 0 | Lighting tables, webscraped data | 6.0519 | 2019 | 0 | 0 | 2019 | 0 | 0 | Guidehouse Group B Eval Webscraping | Com LED Reflector Lamps - Indoor ¦ SCE ¦ All | Com LED Reflector Lamps - Indoor | 0.068112 | 1 | 0.82051 | CSS - Itron 2012 | -0.15503 | 2012 | 0.65
COM-LIGHTING-50.6 | Com ¦ Com LED Reflector Lamp Indoor - 80 lpw ¦ SCE ¦ All | Com ¦ Com LED Reflector Lamp Indoor - 80 lpw | SCE ¦ All | SCE | All | Electric | LED reflector indoor lamp with 80 lpw efficacy | Average Existing and Code | 0 | Conventional | Lighting | Com - Office (Small) | Com | ROB and NEW | 0 | 1000 sqft2 of floor space | lamp | 16 | DEER:Indoor_CFL_Ltg | 7.6 | 0.001215 | 0 | Lighting tables, webscraped data | 6.0519 | 2019 | 0 | 0 | 2019 | 0 | 0 | Guidehouse Group B Eval Webscraping | Com LED Reflector Lamps - Indoor ¦ SCE ¦ All | Com LED Reflector Lamps - Indoor | 0.86869 | 1 | 0.82051 | CSS - Itron 2012 | -0.1978 | 2012 | 0.65
COM-LIGHTING-50.7 | Com ¦ Com LED Reflector Lamp Indoor - 80 lpw ¦ SCE ¦ All | Com ¦ Com LED Reflector Lamp Indoor - 80 lpw | SCE ¦ All | SCE | All | Electric | LED reflector indoor lamp with 80 lpw efficacy | Average Existing and Code | 0 | Conventional | Lighting | Com - Other | Com | ROB and NEW | 0 | 1000 sqft2 of floor space | lamp | 16 | DEER:Indoor_CFL_Ltg | 5.65 | 0.00107 | 0 | Lighting tables, webscraped data | 6.0519 | 2019 | 0 | 0 | 2019 | 0 | 0 | Guidehouse Group B Eval Webscraping | Com LED Reflector Lamps - Indoor ¦ SCE ¦ All | Com LED Reflector Lamps - Indoor | 0.21958 | 1 | 0.82051 | CSS - Itron 2012 | -0.33128 | 2012 | 0.65
COM-LIGHTING-50.8 | Com ¦ Com LED Reflector Lamp Indoor - 80 lpw ¦ SCE ¦ All | Com ¦ Com LED Reflector Lamp Indoor - 80 lpw | SCE ¦ All | SCE | All | Electric | LED reflector indoor lamp with 80 lpw efficacy | Average Existing and Code | 0 | Conventional | Lighting | Com - Refrig. Warehouse | Com | ROB and NEW | 0 | 1000 sqft2 of floor space | lamp | 16 | DEER:Indoor_CFL_Ltg | 23.4 | 0.002655 | 0 | Lighting tables, webscraped data | 6.0519 | 2019 | 0 | 0 | 2019 | 0 | 0 | Guidehouse Group B Eval Webscraping | Com LED Reflector Lamps - Indoor ¦ SCE ¦ All | Com LED Reflector Lamps - Indoor | 0.043814 | 1 | 0.82051 | CSS - Itron 2012 | -0.50208 | 2012 | 0.65
COM-LIGHTING-50.9 | Com ¦ Com LED Reflector Lamp Indoor - 80 lpw ¦ SCE ¦ All | Com ¦ Com LED Reflector Lamp Indoor - 80 lpw | SCE ¦ All | SCE | All | Electric | LED reflector indoor lamp with 80 lpw efficacy | Average Existing and Code | 0 | Conventional | Lighting | Com - Restaurant | Com | ROB and NEW | 0 | 1000 sqft2 of floor space | lamp | 16 | DEER:Indoor_CFL_Ltg | 18.925 | 0.0033187 | 0 | Lighting tables, webscraped data | 6.0519 | 2019 | 0 | 0 | 2019 | 0 | 0 | Guidehouse Group B Eval Webscraping | Com LED Reflector Lamps - Indoor ¦ SCE ¦ All | Com LED Reflector Lamps - Indoor | 6.5817 | 1 | 0.82051 | CSS - Itron 2012 | -0.38576 | 2012 | 0.65
COM-LIGHTING-50.10 | Com ¦ Com LED Reflector Lamp Indoor - 80 lpw ¦ SCE ¦ All | Com ¦ Com LED Reflector Lamp Indoor - 80 lpw | SCE ¦ All | SCE | All | Electric | LED reflector indoor lamp with 80 lpw efficacy | Average Existing and Code | 0 | Conventional | Lighting | Com - Retail | Com | ROB and NEW | 0 | 1000 sqft2 of floor space | lamp | 16 | DEER:Indoor_CFL_Ltg | 12.5986 | 0.0018728 | 0 | Lighting tables, webscraped data | 6.0519 | 2019 | 0 | 0 | 2019 | 0 | 0 | Guidehouse Group B Eval Webscraping | Com LED Reflector Lamps - Indoor ¦ SCE ¦ All | Com LED Reflector Lamps - Indoor | 1.0733 | 1 | 0.82051 | CSS - Itron 2012 | -1.2134 | 2012 | 0.65
COM-LIGHTING-50.11 | Com ¦ Com LED Reflector Lamp Indoor - 80 lpw ¦ SCE ¦ All | Com ¦ Com LED Reflector Lamp Indoor - 80 lpw | SCE ¦ All | SCE | All | Electric | LED reflector indoor lamp with 80 lpw efficacy | Average Existing and Code | 0 | Conventional | Lighting | Com - School | Com | ROB and NEW | 0 | 1000 sqft2 of floor space | lamp | 16 | DEER:Indoor_CFL_Ltg | 7.0661 | 0.00093615 | 0 | Lighting tables, webscraped data | 6.0519 | 2019 | 0 | 0 | 2019 | 0 | 0 | Guidehouse Group B Eval Webscraping | Com LED Reflector Lamps - Indoor ¦ SCE ¦ All | Com LED Reflector Lamps - Indoor | 0.043713 | 1 | 0.82051 | CSS - Itron 2012 | -0.38815 | 2012 | 0.65
COM-LIGHTING-50.12 | Com ¦ Com LED Reflector Lamp Indoor - 80 lpw ¦ SCE ¦ All | Com ¦ Com LED Reflector Lamp Indoor - 80 lpw | SCE ¦ All | SCE | All | Electric | LED reflector indoor lamp with 80 lpw efficacy | Average Existing and Code | 0 | Conventional | Lighting | Com - Warehouse | Com | ROB and NEW | 0 | 1000 sqft2 of floor space | lamp | 16 | DEER:Indoor_CFL_Ltg | 8.8623 | 0.00095295 | 0 | Lighting tables, webscraped data | 6.0519 | 2019 | 0 | 0 | 2019 | 0 | 0 | Guidehouse Group B Eval Webscraping | Com LED Reflector Lamps - Indoor ¦ SCE ¦ All | Com LED Reflector Lamps - Indoor | 0.043814 | 1 | 0.82051 | CSS - Itron 2012 | -0.659 | 2012 | 0.65
COM-LIGHTING-51.1 | Com ¦ Com LED Reflector Lamp Indoor - 90 lpw ¦ SCE ¦ All | Com ¦ Com LED Reflector Lamp Indoor - 90 lpw | SCE ¦ All | SCE | All | Electric | LED reflector indoor lamp with 90 lpw efficacy | Efficient | 0 | Conventional | Lighting | Com - College | Com | ROB and NEW | 0 | 1000 sqft2 of floor space | lamp | 16 | DEER:Indoor_CFL_Ltg | 9.4085 | 0.0021288 | 0.0086318 | Lighting tables, webscraped data | 6.5252 | 2019 | 0 | 0 | 2019 | 0 | 0 | Guidehouse Group B Eval Webscraping | Com LED Reflector Lamps - Indoor ¦ SCE ¦ All | Com LED Reflector Lamps - Indoor | 0.043713 | 1 | 0.051282 | CSS - Itron 2012 | -0.32478 | 2032 | 0.65
COM-LIGHTING-51.2 | Com ¦ Com LED Reflector Lamp Indoor - 90 lpw ¦ SCE ¦ All | Com ¦ Com LED Reflector Lamp Indoor - 90 lpw | SCE ¦ All | SCE | All | Electric | LED reflector indoor lamp with 90 lpw efficacy | Efficient | 0 | Conventional | Lighting | Com - Grocery | Com | ROB and NEW | 0 | 1000 sqft2 of floor space | lamp | 16 | DEER:Indoor_CFL_Ltg | 21.8289 | 0.0033192 | 0.030402 | Lighting tables, webscraped data | 6.5252 | 2019 | 0 | 0 | 2019 | 0 | 0 | Guidehouse Group B Eval Webscraping | Com LED Reflector Lamps - Indoor ¦ SCE ¦ All | Com LED Reflector Lamps - Indoor | 0.50932 | 1 | 0.051282 | CSS - Itron 2012 | -0.54386 | 2032 | 0.65
COM-LIGHTING-51.3 | Com ¦ Com LED Reflector Lamp Indoor - 90 lpw ¦ SCE ¦ All | Com ¦ Com LED Reflector Lamp Indoor - 90 lpw | SCE ¦ All | SCE | All | Electric | LED reflector indoor lamp with 90 lpw efficacy | Efficient | 0 | Conventional | Lighting | Com - Health | Com | ROB and NEW | 0 | 1000 sqft2 of floor space | lamp | 16 | DEER:Indoor_CFL_Ltg | 18.1705 | 0.0025282 | 0.01654 | Lighting tables, webscraped data | 6.5252 | 2019 | 0 | 0 | 2019 | 0 | 0 | Guidehouse Group B Eval Webscraping | Com LED Reflector Lamps - Indoor ¦ SCE ¦ All | Com LED Reflector Lamps - Indoor | 0.49949 | 1 | 0.051282 | CSS - Itron 2012 | -0.30837 | 2032 | 0.65
COM-LIGHTING-51.4 | Com ¦ Com LED Reflector Lamp Indoor - 90 lpw ¦ SCE ¦ All | Com ¦ Com LED Reflector Lamp Indoor - 90 lpw | SCE ¦ All | SCE | All | Electric | LED reflector indoor lamp with 90 lpw efficacy | Efficient | 0 | Conventional | Lighting | Com - Lodging | Com | ROB and NEW | 0 | 1000 sqft2 of floor space | lamp | 16 | DEER:Indoor_CFL_Ltg | 6.9351 | 0.0008844 | 0.0045391 | Lighting tables, webscraped data | 6.5252 | 2019 | 0 | 0 | 2019 | 0 | 0 | Guidehouse Group B Eval Webscraping | Com LED Reflector Lamps - Indoor ¦ SCE ¦ All | Com LED Reflector Lamps - Indoor | 0.023748 | 1 | 0.051282 | CSS - Itron 2012 | -0.41575 | 2032 | 0.65
COM-LIGHTING-51.5 | Com ¦ Com LED Reflector Lamp Indoor - 90 lpw ¦ SCE ¦ All | Com ¦ Com LED Reflector Lamp Indoor - 90 lpw | SCE ¦ All | SCE | All | Electric | LED reflector indoor lamp with 90 lpw efficacy | Efficient | 0 | Conventional | Lighting | Com - Office (Large) | Com | ROB and NEW | 0 | 1000 sqft2 of floor space | lamp | 16 | DEER:Indoor_CFL_Ltg | 8.624 | 0.0011093 | 0.002354 | Lighting tables, webscraped data | 6.5252 | 2019 | 0 | 0 | 2019 | 0 | 0 | Guidehouse Group B Eval Webscraping | Com LED Reflector Lamps - Indoor ¦ SCE ¦ All | Com LED Reflector Lamps - Indoor | 0.068112 | 1 | 0.051282 | CSS - Itron 2012 | -0.14319 | 2032 | 0.65
COM-LIGHTING-51.6 | Com ¦ Com LED Reflector Lamp Indoor - 90 lpw ¦ SCE ¦ All | Com ¦ Com LED Reflector Lamp Indoor - 90 lpw | SCE ¦ All | SCE | All | Electric | LED reflector indoor lamp with 90 lpw efficacy | Efficient | 0 | Conventional | Lighting | Com - Office (Small) | Com | ROB and NEW | 0 | 1000 sqft2 of floor space | lamp | 16 | DEER:Indoor_CFL_Ltg | 6.6711 | 0.0010516 | 0.0018409 | Lighting tables, webscraped data | 6.5252 | 2019 | 0 | 0 | 2019 | 0 | 0 | Guidehouse Group B Eval Webscraping | Com LED Reflector Lamps - Indoor ¦ SCE ¦ All | Com LED Reflector Lamps - Indoor | 0.86869 | 1 | 0.051282 | CSS - Itron 2012 | -0.17543 | 2032 | 0.65
COM-LIGHTING-51.7 | Com ¦ Com LED Reflector Lamp Indoor - 90 lpw ¦ SCE ¦ All | Com ¦ Com LED Reflector Lamp Indoor - 90 lpw | SCE ¦ All | SCE | All | Electric | LED reflector indoor lamp with 90 lpw efficacy | Efficient | 0 | Conventional | Lighting | Com - Other | Com | ROB and NEW | 0 | 1000 sqft2 of floor space | lamp | 16 | DEER:Indoor_CFL_Ltg | 4.972 | 0.00092377 | 0.0043066 | Lighting tables, webscraped data | 6.5252 | 2019 | 0 | 0 | 2019 | 0 | 0 | Guidehouse Group B Eval Webscraping | Com LED Reflector Lamps - Indoor ¦ SCE ¦ All | Com LED Reflector Lamps - Indoor | 0.21958 | 1 | 0.051282 | CSS - Itron 2012 | -0.30228 | 2032 | 0.65
COM-LIGHTING-51.8 | Com ¦ Com LED Reflector Lamp Indoor - 90 lpw ¦ SCE ¦ All | Com ¦ Com LED Reflector Lamp Indoor - 90 lpw | SCE ¦ All | SCE | All | Electric | LED reflector indoor lamp with 90 lpw efficacy | Efficient | 0 | Conventional | Lighting | Com - Refrig. Warehouse | Com | ROB and NEW | 0 | 1000 sqft2 of floor space | lamp | 16 | DEER:Indoor_CFL_Ltg | 19.864 | 0.0022479 | 8.58e-06 | Lighting tables, webscraped data | 6.5252 | 2019 | 0 | 0 | 2019 | 0 | 0 | Guidehouse Group B Eval Webscraping | Com LED Reflector Lamps - Indoor ¦ SCE ¦ All | Com LED Reflector Lamps - Indoor | 0.043814 | 1 | 0.051282 | CSS - Itron 2012 | -0.42621 | 2032 | 0.65
COM-LIGHTING-51.9 | Com ¦ Com LED Reflector Lamp Indoor - 90 lpw ¦ SCE ¦ All | Com ¦ Com LED Reflector Lamp Indoor - 90 lpw | SCE ¦ All | SCE | All | Electric | LED reflector indoor lamp with 90 lpw efficacy | Efficient | 0 | Conventional | Lighting | Com - Restaurant | Com | ROB and NEW | 0 | 1000 sqft2 of floor space | lamp | 16 | DEER:Indoor_CFL_Ltg | 16.6225 | 0.0028707 | 0.01105 | Lighting tables, webscraped data | 6.5252 | 2019 | 0 | 0 | 2019 | 0 | 0 | Guidehouse Group B Eval Webscraping | Com LED Reflector Lamps - Indoor ¦ SCE ¦ All | Com LED Reflector Lamps - Indoor | 6.5817 | 1 | 0.051282 | CSS - Itron 2012 | -0.34166 | 2032 | 0.65
COM-LIGHTING-51.10 | Com ¦ Com LED Reflector Lamp Indoor - 90 lpw ¦ SCE ¦ All | Com ¦ Com LED Reflector Lamp Indoor - 90 lpw | SCE ¦ All | SCE | All | Electric | LED reflector indoor lamp with 90 lpw efficacy | Efficient | 0 | Conventional | Lighting | Com - Retail | Com | ROB and NEW | 0 | 1000 sqft2 of floor space | lamp | 16 | DEER:Indoor_CFL_Ltg | 11.0415 | 0.0016144 | 0.0037609 | Lighting tables, webscraped data | 6.5252 | 2019 | 0 | 0 | 2019 | 0 | 0 | Guidehouse Group B Eval Webscraping | Com LED Reflector Lamps - Indoor ¦ SCE ¦ All | Com LED Reflector Lamps - Indoor | 1.0733 | 1 | 0.051282 | CSS - Itron 2012 | -1.6279 | 2032 | 0.65
COM-LIGHTING-51.11 | Com ¦ Com LED Reflector Lamp Indoor - 90 lpw ¦ SCE ¦ All | Com ¦ Com LED Reflector Lamp Indoor - 90 lpw | SCE ¦ All | SCE | All | Electric | LED reflector indoor lamp with 90 lpw efficacy | Efficient | 0 | Conventional | Lighting | Com - School | Com | ROB and NEW | 0 | 1000 sqft2 of floor space | lamp | 16 | DEER:Indoor_CFL_Ltg | 6.2134 | 0.00080377 | 0.0054432 | Lighting tables, webscraped data | 6.5252 | 2019 | 0 | 0 | 2019 | 0 | 0 | Guidehouse Group B Eval Webscraping | Com LED Reflector Lamps - Indoor ¦ SCE ¦ All | Com LED Reflector Lamps - Indoor | 0.043713 | 1 | 0.051282 | CSS - Itron 2012 | -0.34586 | 2032 | 0.65
COM-LIGHTING-51.12 | Com ¦ Com LED Reflector Lamp Indoor - 90 lpw ¦ SCE ¦ All | Com ¦ Com LED Reflector Lamp Indoor - 90 lpw | SCE ¦ All | SCE | All | Electric | LED reflector indoor lamp with 90 lpw efficacy | Efficient | 0 | Conventional | Lighting | Com - Warehouse | Com | ROB and NEW | 0 | 1000 sqft2 of floor space | lamp | 16 | DEER:Indoor_CFL_Ltg | 7.8837 | 0.00083009 | 0.0051755 | Lighting tables, webscraped data | 6.5252 | 2019 | 0 | 0 | 2019 | 0 | 0 | Guidehouse Group B Eval Webscraping | Com LED Reflector Lamps - Indoor ¦ SCE ¦ All | Com LED Reflector Lamps - Indoor | 0.043814 | 1 | 0.051282 | CSS - Itron 2012 | -0.62586 | 2032 | 0.65
COM-LIGHTING-52.1 | Com ¦ Com LED Reflector Lamp Indoor - 100 lpw ¦ SCE ¦ All | Com ¦ Com LED Reflector Lamp Indoor - 100 lpw | SCE ¦ All | SCE | All | Electric | LED reflector indoor lamp with 100 lpw efficacy | Efficient | 0 | Conventional | Lighting | Com - College | Com | ROB and NEW | 0 | 1000 sqft2 of floor space | lamp | 16 | DEER:Indoor_CFL_Ltg | 8.3496 | 0.0018452 | 0.015537 | Lighting tables, webscraped data | 6.9986 | 2019 | 0 | 0 | 2019 | 0 | 0 | Guidehouse Group B Eval Webscraping | Com LED Reflector Lamps - Indoor ¦ SCE ¦ All | Com LED Reflector Lamps - Indoor | 0.043713 | 1 | 0.12821 | CSS - Itron 2012 | -0.29277 | 2032 | 0.65
COM-LIGHTING-52.2 | Com ¦ Com LED Reflector Lamp Indoor - 100 lpw ¦ SCE ¦ All | Com ¦ Com LED Reflector Lamp Indoor - 100 lpw | SCE ¦ All | SCE | All | Electric | LED reflector indoor lamp with 100 lpw efficacy | Efficient | 0 | Conventional | Lighting | Com - Grocery | Com | ROB and NEW | 0 | 1000 sqft2 of floor space | lamp | 16 | DEER:Indoor_CFL_Ltg | 19.5721 | 0.0029185 | 0.054723 | Lighting tables, webscraped data | 6.9986 | 2019 | 0 | 0 | 2019 | 0 | 0 | Guidehouse Group B Eval Webscraping | Com LED Reflector Lamps - Indoor ¦ SCE ¦ All | Com LED Reflector Lamps - Indoor | 0.50932 | 1 | 0.12821 | CSS - Itron 2012 | -0.5454 | 2032 | 0.65
COM-LIGHTING-52.3 | Com ¦ Com LED Reflector Lamp Indoor - 100 lpw ¦ SCE ¦ All | Com ¦ Com LED Reflector Lamp Indoor - 100 lpw | SCE ¦ All | SCE | All | Electric | LED reflector indoor lamp with 100 lpw efficacy | Efficient | 0 | Conventional | Lighting | Com - Health | Com | ROB and NEW | 0 | 1000 sqft2 of floor space | lamp | 16 | DEER:Indoor_CFL_Ltg | 16.152 | 0.0021892 | 0.029771 | Lighting tables, webscraped data | 6.9986 | 2019 | 0 | 0 | 2019 | 0 | 0 | Guidehouse Group B Eval Webscraping | Com LED Reflector Lamps - Indoor ¦ SCE ¦ All | Com LED Reflector Lamps - Indoor | 0.49949 | 1 | 0.12821 | CSS - Itron 2012 | -0.3097 | 2032 | 0.65
COM-LIGHTING-52.4 | Com ¦ Com LED Reflector Lamp Indoor - 100 lpw ¦ SCE ¦ All | Com ¦ Com LED Reflector Lamp Indoor - 100 lpw | SCE ¦ All | SCE | All | Electric | LED reflector indoor lamp with 100 lpw efficacy | Efficient | 0 | Conventional | Lighting | Com - Lodging | Com | ROB and NEW | 0 | 1000 sqft2 of floor space | lamp | 16 | DEER:Indoor_CFL_Ltg | 6.1853 | 0.00076495 | 0.0081704 | Lighting tables, webscraped data | 6.9986 | 2019 | 0 | 0 | 2019 | 0 | 0 | Guidehouse Group B Eval Webscraping | Com LED Reflector Lamps - Indoor ¦ SCE ¦ All | Com LED Reflector Lamps - Indoor | 0.023748 | 1 | 0.12821 | CSS - Itron 2012 | -0.40219 | 2032 | 0.65
COM-LIGHTING-52.5 | Com ¦ Com LED Reflector Lamp Indoor - 100 lpw ¦ SCE ¦ All | Com ¦ Com LED Reflector Lamp Indoor - 100 lpw | SCE ¦ All | SCE | All | Electric | LED reflector indoor lamp with 100 lpw efficacy | Efficient | 0 | Conventional | Lighting | Com - Office (Large) | Com | ROB and NEW | 0 | 1000 sqft2 of floor space | lamp | 16 | DEER:Indoor_CFL_Ltg | 7.6032 | 0.0009728 | 0.0042372 | Lighting tables, webscraped data | 6.9986 | 2019 | 0 | 0 | 2019 | 0 | 0 | Guidehouse Group B Eval Webscraping | Com LED Reflector Lamps - Indoor ¦ SCE ¦ All | Com LED Reflector Lamps - Indoor | 0.068112 | 1 | 0.12821 | CSS - Itron 2012 | -0.13372 | 2032 | 0.65
COM-LIGHTING-52.6 | Com ¦ Com LED Reflector Lamp Indoor - 100 lpw ¦ SCE ¦ All | Com ¦ Com LED Reflector Lamp Indoor - 100 lpw | SCE ¦ All | SCE | All | Electric | LED reflector indoor lamp with 100 lpw efficacy | Efficient | 0 | Conventional | Lighting | Com - Office (Small) | Com | ROB and NEW | 0 | 1000 sqft2 of floor space | lamp | 16 | DEER:Indoor_CFL_Ltg | 5.928 | 0.00092097 | 0.0033136 | Lighting tables, webscraped data | 6.9986 | 2019 | 0 | 0 | 2019 | 0 | 0 | Guidehouse Group B Eval Webscraping | Com LED Reflector Lamps - Indoor ¦ SCE ¦ All | Com LED Reflector Lamps - Indoor | 0.86869 | 1 | 0.12821 | CSS - Itron 2012 | -0.15753 | 2032 | 0.65
COM-LIGHTING-52.7 | Com ¦ Com LED Reflector Lamp Indoor - 100 lpw ¦ SCE ¦ All | Com ¦ Com LED Reflector Lamp Indoor - 100 lpw | SCE ¦ All | SCE | All | Electric | LED reflector indoor lamp with 100 lpw efficacy | Efficient | 0 | Conventional | Lighting | Com - Other | Com | ROB and NEW | 0 | 1000 sqft2 of floor space | lamp | 16 | DEER:Indoor_CFL_Ltg | 4.4296 | 0.00080678 | 0.0077518 | Lighting tables, webscraped data | 6.9986 | 2019 | 0 | 0 | 2019 | 0 | 0 | Guidehouse Group B Eval Webscraping | Com LED Reflector Lamps - Indoor ¦ SCE ¦ All | Com LED Reflector Lamps - Indoor | 0.21958 | 1 | 0.12821 | CSS - Itron 2012 | -0.27909 | 2032 | 0.65
COM-LIGHTING-52.8 | Com ¦ Com LED Reflector Lamp Indoor - 100 lpw ¦ SCE ¦ All | Com ¦ Com LED Reflector Lamp Indoor - 100 lpw | SCE ¦ All | SCE | All | Electric | LED reflector indoor lamp with 100 lpw efficacy | Efficient | 0 | Conventional | Lighting | Com - Refrig. Warehouse | Com | ROB and NEW | 0 | 1000 sqft2 of floor space | lamp | 16 | DEER:Indoor_CFL_Ltg | 17.0352 | 0.0019222 | 1.5444e-05 | Lighting tables, webscraped data | 6.9986 | 2019 | 0 | 0 | 2019 | 0 | 0 | Guidehouse Group B Eval Webscraping | Com LED Reflector Lamps - Indoor ¦ SCE ¦ All | Com LED Reflector Lamps - Indoor | 0.043814 | 1 | 0.12821 | CSS - Itron 2012 | -0.36552 | 2032 | 0.65
COM-LIGHTING-52.9 | Com ¦ Com LED Reflector Lamp Indoor - 100 lpw ¦ SCE ¦ All | Com ¦ Com LED Reflector Lamp Indoor - 100 lpw | SCE ¦ All | SCE | All | Electric | LED reflector indoor lamp with 100 lpw efficacy | Efficient | 0 | Conventional | Lighting | Com - Restaurant | Com | ROB and NEW | 0 | 1000 sqft2 of floor space | lamp | 16 | DEER:Indoor_CFL_Ltg | 14.7804 | 0.0025123 | 0.019891 | Lighting tables, webscraped data | 6.9986 | 2019 | 0 | 0 | 2019 | 0 | 0 | Guidehouse Group B Eval Webscraping | Com LED Reflector Lamps - Indoor ¦ SCE ¦ All | Com LED Reflector Lamps - Indoor | 6.5817 | 1 | 0.12821 | CSS - Itron 2012 | -0.30637 | 2032 | 0.65
COM-LIGHTING-52.10 | Com ¦ Com LED Reflector Lamp Indoor - 100 lpw ¦ SCE ¦ All | Com ¦ Com LED Reflector Lamp Indoor - 100 lpw | SCE ¦ All | SCE | All | Electric | LED reflector indoor lamp with 100 lpw efficacy | Efficient | 0 | Conventional | Lighting | Com - Retail | Com | ROB and NEW | 0 | 1000 sqft2 of floor space | lamp | 16 | DEER:Indoor_CFL_Ltg | 9.7958 | 0.0014077 | 0.0067695 | Lighting tables, webscraped data | 6.9986 | 2019 | 0 | 0 | 2019 | 0 | 0 | Guidehouse Group B Eval Webscraping | Com LED Reflector Lamps - Indoor ¦ SCE ¦ All | Com LED Reflector Lamps - Indoor | 1.0733 | 1 | 0.12821 | CSS - Itron 2012 | -1.9595 | 2032 | 0.65
COM-LIGHTING-52.11 | Com ¦ Com LED Reflector Lamp Indoor - 100 lpw ¦ SCE ¦ All | Com ¦ Com LED Reflector Lamp Indoor - 100 lpw | SCE ¦ All | SCE | All | Electric | LED reflector indoor lamp with 100 lpw efficacy | Efficient | 0 | Conventional | Lighting | Com - School | Com | ROB and NEW | 0 | 1000 sqft2 of floor space | lamp | 16 | DEER:Indoor_CFL_Ltg | 5.5312 | 0.00069786 | 0.0097977 | Lighting tables, webscraped data | 6.9986 | 2019 | 0 | 0 | 2019 | 0 | 0 | Guidehouse Group B Eval Webscraping | Com LED Reflector Lamps - Indoor ¦ SCE ¦ All | Com LED Reflector Lamps - Indoor | 0.043713 | 1 | 0.12821 | CSS - Itron 2012 | -0.31204 | 2032 | 0.65
COM-LIGHTING-52.12 | Com ¦ Com LED Reflector Lamp Indoor - 100 lpw ¦ SCE ¦ All | Com ¦ Com LED Reflector Lamp Indoor - 100 lpw | SCE ¦ All | SCE | All | Electric | LED reflector indoor lamp with 100 lpw efficacy | Efficient | 0 | Conventional | Lighting | Com - Warehouse | Com | ROB and NEW | 0 | 1000 sqft2 of floor space | lamp | 16 | DEER:Indoor_CFL_Ltg | 7.1008 | 0.0007318 | 0.0093159 | Lighting tables, webscraped data | 6.9986 | 2019 | 0 | 0 | 2019 | 0 | 0 | Guidehouse Group B Eval Webscraping | Com LED Reflector Lamps - Indoor ¦ SCE ¦ All | Com LED Reflector Lamps - Indoor | 0.043814 | 1 | 0.12821 | CSS - Itron 2012 | -0.59935 | 2032 | 0.65
COM-LIGHTING-50.1 | Com ¦ Com LED Reflector Lamp Indoor - 80 lpw ¦ SDG&E ¦ All | Com ¦ Com LED Reflector Lamp Indoor - 80 lpw | SDG&E ¦ All | SDG&E | All | Electric | LED reflector indoor lamp with 80 lpw efficacy | Average Existing and Code | 0 | Conventional | Lighting | Com - College | Com | ROB and NEW | 0 | 1000 sqft2 of floor space | lamp | 16 | DEER:Indoor_CFL_Ltg | 10.7322 | 0.0024833 | 0 | Lighting tables, webscraped data | 6.0519 | 2019 | 0 | 0 | 2019 | 0 | 0 | Guidehouse Group B Eval Webscraping | Com LED Reflector Lamps - Indoor ¦ SDG&E ¦ All | Com LED Reflector Lamps - Indoor | 0.043713 | 1 | 0.82051 | CSS - Itron 2012 | -0.36479 | 2012 | 0.65
COM-LIGHTING-50.2 | Com ¦ Com LED Reflector Lamp Indoor - 80 lpw ¦ SDG&E ¦ All | Com ¦ Com LED Reflector Lamp Indoor - 80 lpw | SDG&E ¦ All | SDG&E | All | Electric | LED reflector indoor lamp with 80 lpw efficacy | Average Existing and Code | 0 | Conventional | Lighting | Com - Grocery | Com | ROB and NEW | 0 | 1000 sqft2 of floor space | lamp | 16 | DEER:Indoor_CFL_Ltg | 24.65 | 0.003825 | 0 | Lighting tables, webscraped data | 6.0519 | 2019 | 0 | 0 | 2019 | 0 | 0 | Guidehouse Group B Eval Webscraping | Com LED Reflector Lamps - Indoor ¦ SDG&E ¦ All | Com LED Reflector Lamps - Indoor | 0.50932 | 1 | 0.82051 | CSS - Itron 2012 | -0.54194 | 2012 | 0.65
COM-LIGHTING-50.3 | Com ¦ Com LED Reflector Lamp Indoor - 80 lpw ¦ SDG&E ¦ All | Com ¦ Com LED Reflector Lamp Indoor - 80 lpw | SDG&E ¦ All | SDG&E | All | Electric | LED reflector indoor lamp with 80 lpw efficacy | Average Existing and Code | 0 | Conventional | Lighting | Com - Health | Com | ROB and NEW | 0 | 1000 sqft2 of floor space | lamp | 16 | DEER:Indoor_CFL_Ltg | 20.6936 | 0.0029519 | 0 | Lighting tables, webscraped data | 6.0519 | 2019 | 0 | 0 | 2019 | 0 | 0 | Guidehouse Group B Eval Webscraping | Com LED Reflector Lamps - Indoor ¦ SDG&E ¦ All | Com LED Reflector Lamps - Indoor | 0.49949 | 1 | 0.82051 | CSS - Itron 2012 | -0.30671 | 2012 | 0.65
COM-LIGHTING-50.4 | Com ¦ Com LED Reflector Lamp Indoor - 80 lpw ¦ SDG&E ¦ All | Com ¦ Com LED Reflector Lamp Indoor - 80 lpw | SDG&E ¦ All | SDG&E | All | Electric | LED reflector indoor lamp with 80 lpw efficacy | Average Existing and Code | 0 | Conventional | Lighting | Com - Lodging | Com | ROB and NEW | 0 | 1000 sqft2 of floor space | lamp | 16 | DEER:Indoor_CFL_Ltg | 7.8724 | 0.0010337 | 0 | Lighting tables, webscraped data | 6.0519 | 2019 | 0 | 0 | 2019 | 0 | 0 | Guidehouse Group B Eval Webscraping | Com LED Reflector Lamps - Indoor ¦ SDG&E ¦ All | Com LED Reflector Lamps - Indoor | 0.023748 | 1 | 0.82051 | CSS - Itron 2012 | -0.43269 | 2012 | 0.65
COM-LIGHTING-50.5 | Com ¦ Com LED Reflector Lamp Indoor - 80 lpw ¦ SDG&E ¦ All | Com ¦ Com LED Reflector Lamp Indoor - 80 lpw | SDG&E ¦ All | SDG&E | All | Electric | LED reflector indoor lamp with 80 lpw efficacy | Average Existing and Code | 0 | Conventional | Lighting | Com - Office (Large) | Com | ROB and NEW | 0 | 1000 sqft2 of floor space | lamp | 16 | DEER:Indoor_CFL_Ltg | 9.9 | 0.00128 | 0 | Lighting tables, webscraped data | 6.0519 | 2019 | 0 | 0 | 2019 | 0 | 0 | Guidehouse Group B Eval Webscraping | Com LED Reflector Lamps - Indoor ¦ SDG&E ¦ All | Com LED Reflector Lamps - Indoor | 0.068112 | 1 | 0.82051 | CSS - Itron 2012 | -0.15503 | 2012 | 0.65
COM-LIGHTING-50.6 | Com ¦ Com LED Reflector Lamp Indoor - 80 lpw ¦ SDG&E ¦ All | Com ¦ Com LED Reflector Lamp Indoor - 80 lpw | SDG&E ¦ All | SDG&E | All | Electric | LED reflector indoor lamp with 80 lpw efficacy | Average Existing and Code | 0 | Conventional | Lighting | Com - Office (Small) | Com | ROB and NEW | 0 | 1000 sqft2 of floor space | lamp | 16 | DEER:Indoor_CFL_Ltg | 7.6 | 0.001215 | 0 | Lighting tables, webscraped data | 6.0519 | 2019 | 0 | 0 | 2019 | 0 | 0 | Guidehouse Group B Eval Webscraping | Com LED Reflector Lamps - Indoor ¦ SDG&E ¦ All | Com LED Reflector Lamps - Indoor | 0.86869 | 1 | 0.82051 | CSS - Itron 2012 | -0.1978 | 2012 | 0.65
COM-LIGHTING-50.7 | Com ¦ Com LED Reflector Lamp Indoor - 80 lpw ¦ SDG&E ¦ All | Com ¦ Com LED Reflector Lamp Indoor - 80 lpw | SDG&E ¦ All | SDG&E | All | Electric | LED reflector indoor lamp with 80 lpw efficacy | Average Existing and Code | 0 | Conventional | Lighting | Com - Other | Com | ROB and NEW | 0 | 1000 sqft2 of floor space | lamp | 16 | DEER:Indoor_CFL_Ltg | 5.65 | 0.00107 | 0 | Lighting tables, webscraped data | 6.0519 | 2019 | 0 | 0 | 2019 | 0 | 0 | Guidehouse Group B Eval Webscraping | Com LED Reflector Lamps - Indoor ¦ SDG&E ¦ All | Com LED Reflector Lamps - Indoor | 0.21958 | 1 | 0.82051 | CSS - Itron 2012 | -0.33128 | 2012 | 0.65
COM-LIGHTING-50.8 | Com ¦ Com LED Reflector Lamp Indoor - 80 lpw ¦ SDG&E ¦ All | Com ¦ Com LED Reflector Lamp Indoor - 80 lpw | SDG&E ¦ All | SDG&E | All | Electric | LED reflector indoor lamp with 80 lpw efficacy | Average Existing and Code | 0 | Conventional | Lighting | Com - Refrig. Warehouse | Com | ROB and NEW | 0 | 1000 sqft2 of floor space | lamp | 16 | DEER:Indoor_CFL_Ltg | 23.4 | 0.002655 | 0 | Lighting tables, webscraped data | 6.0519 | 2019 | 0 | 0 | 2019 | 0 | 0 | Guidehouse Group B Eval Webscraping | Com LED Reflector Lamps - Indoor ¦ SDG&E ¦ All | Com LED Reflector Lamps - Indoor | 0.043814 | 1 | 0.82051 | CSS - Itron 2012 | -0.50208 | 2012 | 0.65
COM-LIGHTING-50.9 | Com ¦ Com LED Reflector Lamp Indoor - 80 lpw ¦ SDG&E ¦ All | Com ¦ Com LED Reflector Lamp Indoor - 80 lpw | SDG&E ¦ All | SDG&E | All | Electric | LED reflector indoor lamp with 80 lpw efficacy | Average Existing and Code | 0 | Conventional | Lighting | Com - Restaurant | Com | ROB and NEW | 0 | 1000 sqft2 of floor space | lamp | 16 | DEER:Indoor_CFL_Ltg | 18.925 | 0.0033187 | 0 | Lighting tables, webscraped data | 6.0519 | 2019 | 0 | 0 | 2019 | 0 | 0 | Guidehouse Group B Eval Webscraping | Com LED Reflector Lamps - Indoor ¦ SDG&E ¦ All | Com LED Reflector Lamps - Indoor | 6.5817 | 1 | 0.82051 | CSS - Itron 2012 | -0.38576 | 2012 | 0.65
COM-LIGHTING-50.10 | Com ¦ Com LED Reflector Lamp Indoor - 80 lpw ¦ SDG&E ¦ All | Com ¦ Com LED Reflector Lamp Indoor - 80 lpw | SDG&E ¦ All | SDG&E | All | Electric | LED reflector indoor lamp with 80 lpw efficacy | Average Existing and Code | 0 | Conventional | Lighting | Com - Retail | Com | ROB and NEW | 0 | 1000 sqft2 of floor space | lamp | 16 | DEER:Indoor_CFL_Ltg | 12.5986 | 0.0018728 | 0 | Lighting tables, webscraped data | 6.0519 | 2019 | 0 | 0 | 2019 | 0 | 0 | Guidehouse Group B Eval Webscraping | Com LED Reflector Lamps - Indoor ¦ SDG&E ¦ All | Com LED Reflector Lamps - Indoor | 1.0733 | 1 | 0.82051 | CSS - Itron 2012 | -1.2134 | 2012 | 0.65
COM-LIGHTING-50.11 | Com ¦ Com LED Reflector Lamp Indoor - 80 lpw ¦ SDG&E ¦ All | Com ¦ Com LED Reflector Lamp Indoor - 80 lpw | SDG&E ¦ All | SDG&E | All | Electric | LED reflector indoor lamp with 80 lpw efficacy | Average Existing and Code | 0 | Conventional | Lighting | Com - School | Com | ROB and NEW | 0 | 1000 sqft2 of floor space | lamp | 16 | DEER:Indoor_CFL_Ltg | 7.0661 | 0.00093615 | 0 | Lighting tables, webscraped data | 6.0519 | 2019 | 0 | 0 | 2019 | 0 | 0 | Guidehouse Group B Eval Webscraping | Com LED Reflector Lamps - Indoor ¦ SDG&E ¦ All | Com LED Reflector Lamps - Indoor | 0.043713 | 1 | 0.82051 | CSS - Itron 2012 | -0.38815 | 2012 | 0.65
COM-LIGHTING-50.12 | Com ¦ Com LED Reflector Lamp Indoor - 80 lpw ¦ SDG&E ¦ All | Com ¦ Com LED Reflector Lamp Indoor - 80 lpw | SDG&E ¦ All | SDG&E | All | Electric | LED reflector indoor lamp with 80 lpw efficacy | Average Existing and Code | 0 | Conventional | Lighting | Com - Warehouse | Com | ROB and NEW | 0 | 1000 sqft2 of floor space | lamp | 16 | DEER:Indoor_CFL_Ltg | 8.8623 | 0.00095295 | 0 | Lighting tables, webscraped data | 6.0519 | 2019 | 0 | 0 | 2019 | 0 | 0 | Guidehouse Group B Eval Webscraping | Com LED Reflector Lamps - Indoor ¦ SDG&E ¦ All | Com LED Reflector Lamps - Indoor | 0.043814 | 1 | 0.82051 | CSS - Itron 2012 | -0.659 | 2012 | 0.65
COM-LIGHTING-51.1 | Com ¦ Com LED Reflector Lamp Indoor - 90 lpw ¦ SDG&E ¦ All | Com ¦ Com LED Reflector Lamp Indoor - 90 lpw | SDG&E ¦ All | SDG&E | All | Electric | LED reflector indoor lamp with 90 lpw efficacy | Efficient | 0 | Conventional | Lighting | Com - College | Com | ROB and NEW | 0 | 1000 sqft2 of floor space | lamp | 16 | DEER:Indoor_CFL_Ltg | 9.3876 | 0.0021267 | 0.0066927 | Lighting tables, webscraped data | 6.5252 | 2019 | 0 | 0 | 2019 | 0 | 0 | Guidehouse Group B Eval Webscraping | Com LED Reflector Lamps - Indoor ¦ SDG&E ¦ All | Com LED Reflector Lamps - Indoor | 0.043713 | 1 | 0.051282 | CSS - Itron 2012 | -0.32295 | 2032 | 0.65
COM-LIGHTING-51.2 | Com ¦ Com LED Reflector Lamp Indoor - 90 lpw ¦ SDG&E ¦ All | Com ¦ Com LED Reflector Lamp Indoor - 90 lpw | SDG&E ¦ All | SDG&E | All | Electric | LED reflector indoor lamp with 90 lpw efficacy | Efficient | 0 | Conventional | Lighting | Com - Grocery | Com | ROB and NEW | 0 | 1000 sqft2 of floor space | lamp | 16 | DEER:Indoor_CFL_Ltg | 21.8563 | 0.0033448 | 0.031771 | Lighting tables, webscraped data | 6.5252 | 2019 | 0 | 0 | 2019 | 0 | 0 | Guidehouse Group B Eval Webscraping | Com LED Reflector Lamps - Indoor ¦ SDG&E ¦ All | Com LED Reflector Lamps - Indoor | 0.50932 | 1 | 0.051282 | CSS - Itron 2012 | -0.54735 | 2032 | 0.65
COM-LIGHTING-51.3 | Com ¦ Com LED Reflector Lamp Indoor - 90 lpw ¦ SDG&E ¦ All | Com ¦ Com LED Reflector Lamp Indoor - 90 lpw | SDG&E ¦ All | SDG&E | All | Electric | LED reflector indoor lamp with 90 lpw efficacy | Efficient | 0 | Conventional | Lighting | Com - Health | Com | ROB and NEW | 0 | 1000 sqft2 of floor space | lamp | 16 | DEER:Indoor_CFL_Ltg | 18.1935 | 0.0025377 | 0.014211 | Lighting tables, webscraped data | 6.5252 | 2019 | 0 | 0 | 2019 | 0 | 0 | Guidehouse Group B Eval Webscraping | Com LED Reflector Lamps - Indoor ¦ SDG&E ¦ All | Com LED Reflector Lamps - Indoor | 0.49949 | 1 | 0.051282 | CSS - Itron 2012 | -0.30321 | 2032 | 0.65
COM-LIGHTING-51.4 | Com ¦ Com LED Reflector Lamp Indoor - 90 lpw ¦ SDG&E ¦ All | Com ¦ Com LED Reflector Lamp Indoor - 90 lpw | SDG&E ¦ All | SDG&E | All | Electric | LED reflector indoor lamp with 90 lpw efficacy | Efficient | 0 | Conventional | Lighting | Com - Lodging | Com | ROB and NEW | 0 | 1000 sqft2 of floor space | lamp | 16 | DEER:Indoor_CFL_Ltg | 6.9338 | 0.00088669 | 0.0044253 | Lighting tables, webscraped data | 6.5252 | 2019 | 0 | 0 | 2019 | 0 | 0 | Guidehouse Group B Eval Webscraping | Com LED Reflector Lamps - Indoor ¦ SDG&E ¦ All | Com LED Reflector Lamps - Indoor | 0.023748 | 1 | 0.051282 | CSS - Itron 2012 | -0.41481 | 2032 | 0.65
COM-LIGHTING-51.5 | Com ¦ Com LED Reflector Lamp Indoor - 90 lpw ¦ SDG&E ¦ All | Com ¦ Com LED Reflector Lamp Indoor - 90 lpw | SDG&E ¦ All | SDG&E | All | Electric | LED reflector indoor lamp with 90 lpw efficacy | Efficient | 0 | Conventional | Lighting | Com - Office (Large) | Com | ROB and NEW | 0 | 1000 sqft2 of floor space | lamp | 16 | DEER:Indoor_CFL_Ltg | 8.613 | 0.0011079 | 0.0010472 | Lighting tables, webscraped data | 6.5252 | 2019 | 0 | 0 | 2019 | 0 | 0 | Guidehouse Group B Eval Webscraping | Com LED Reflector Lamps - Indoor ¦ SDG&E ¦ All | Com LED Reflector Lamps - Indoor | 0.068112 | 1 | 0.051282 | CSS - Itron 2012 | -0.1385 | 2032 | 0.65
COM-LIGHTING-51.6 | Com ¦ Com LED Reflector Lamp Indoor - 90 lpw ¦ SDG&E ¦ All | Com ¦ Com LED Reflector Lamp Indoor - 90 lpw | SDG&E ¦ All | SDG&E | All | Electric | LED reflector indoor lamp with 90 lpw efficacy | Efficient | 0 | Conventional | Lighting | Com - Office (Small) | Com | ROB and NEW | 0 | 1000 sqft2 of floor space | lamp | 16 | DEER:Indoor_CFL_Ltg | 6.6796 | 0.0010584 | 0.0010978 | Lighting tables, webscraped data | 6.5252 | 2019 | 0 | 0 | 2019 | 0 | 0 | Guidehouse Group B Eval Webscraping | Com LED Reflector Lamps - Indoor ¦ SDG&E ¦ All | Com LED Reflector Lamps - Indoor | 0.86869 | 1 | 0.051282 | CSS - Itron 2012 | -0.17492 | 2032 | 0.65
COM-LIGHTING-51.7 | Com ¦ Com LED Reflector Lamp Indoor - 90 lpw ¦ SDG&E ¦ All | Com ¦ Com LED Reflector Lamp Indoor - 90 lpw | SDG&E ¦ All | SDG&E | All | Electric | LED reflector indoor lamp with 90 lpw efficacy | Efficient | 0 | Conventional | Lighting | Com - Other | Com | ROB and NEW | 0 | 1000 sqft2 of floor space | lamp | 16 | DEER:Indoor_CFL_Ltg | 4.972 | 0.00092258 | 0.0043442 | Lighting tables, webscraped data | 6.5252 | 2019 | 0 | 0 | 2019 | 0 | 0 | Guidehouse Group B Eval Webscraping | Com LED Reflector Lamps - Indoor ¦ SDG&E ¦ All | Com LED Reflector Lamps - Indoor | 0.21958 | 1 | 0.051282 | CSS - Itron 2012 | -0.30238 | 2032 | 0.65
COM-LIGHTING-51.8 | Com ¦ Com LED Reflector Lamp Indoor - 90 lpw ¦ SDG&E ¦ All | Com ¦ Com LED Reflector Lamp Indoor - 90 lpw | SDG&E ¦ All | SDG&E | All | Electric | LED reflector indoor lamp with 90 lpw efficacy | Efficient | 0 | Conventional | Lighting | Com - Refrig. Warehouse | Com | ROB and NEW | 0 | 1000 sqft2 of floor space | lamp | 16 | DEER:Indoor_CFL_Ltg | 19.76 | 0.002239 | 0 | Lighting tables, webscraped data | 6.5252 | 2019 | 0 | 0 | 2019 | 0 | 0 | Guidehouse Group B Eval Webscraping | Com LED Reflector Lamps - Indoor ¦ SDG&E ¦ All | Com LED Reflector Lamps - Indoor | 0.043814 | 1 | 0.051282 | CSS - Itron 2012 | -0.42398 | 2032 | 0.65
COM-LIGHTING-51.9 | Com ¦ Com LED Reflector Lamp Indoor - 90 lpw ¦ SDG&E ¦ All | Com ¦ Com LED Reflector Lamp Indoor - 90 lpw | SDG&E ¦ All | SDG&E | All | Electric | LED reflector indoor lamp with 90 lpw efficacy | Efficient | 0 | Conventional | Lighting | Com - Restaurant | Com | ROB and NEW | 0 | 1000 sqft2 of floor space | lamp | 16 | DEER:Indoor_CFL_Ltg | 16.5909 | 0.002868 | 0.0075703 | Lighting tables, webscraped data | 6.5252 | 2019 | 0 | 0 | 2019 | 0 | 0 | Guidehouse Group B Eval Webscraping | Com LED Reflector Lamps - Indoor ¦ SDG&E ¦ All | Com LED Reflector Lamps - Indoor | 6.5817 | 1 | 0.051282 | CSS - Itron 2012 | -0.34012 | 2032 | 0.65
COM-LIGHTING-51.10 | Com ¦ Com LED Reflector Lamp Indoor - 90 lpw ¦ SDG&E ¦ All | Com ¦ Com LED Reflector Lamp Indoor - 90 lpw | SDG&E ¦ All | SDG&E | All | Electric | LED reflector indoor lamp with 90 lpw efficacy | Efficient | 0 | Conventional | Lighting | Com - Retail | Com | ROB and NEW | 0 | 1000 sqft2 of floor space | lamp | 16 | DEER:Indoor_CFL_Ltg | 11.0288 | 0.0016177 | 0.0026299 | Lighting tables, webscraped data | 6.5252 | 2019 | 0 | 0 | 2019 | 0 | 0 | Guidehouse Group B Eval Webscraping | Com LED Reflector Lamps - Indoor ¦ SDG&E ¦ All | Com LED Reflector Lamps - Indoor | 1.0733 | 1 | 0.051282 | CSS - Itron 2012 | -1.4569 | 2032 | 0.65
COM-LIGHTING-51.11 | Com ¦ Com LED Reflector Lamp Indoor - 90 lpw ¦ SDG&E ¦ All | Com ¦ Com LED Reflector Lamp Indoor - 90 lpw | SDG&E ¦ All | SDG&E | All | Electric | LED reflector indoor lamp with 90 lpw efficacy | Efficient | 0 | Conventional | Lighting | Com - School | Com | ROB and NEW | 0 | 1000 sqft2 of floor space | lamp | 16 | DEER:Indoor_CFL_Ltg | 6.2163 | 0.0008056 | 0.004351 | Lighting tables, webscraped data | 6.5252 | 2019 | 0 | 0 | 2019 | 0 | 0 | Guidehouse Group B Eval Webscraping | Com LED Reflector Lamps - Indoor ¦ SDG&E ¦ All | Com LED Reflector Lamps - Indoor | 0.043713 | 1 | 0.051282 | CSS - Itron 2012 | -0.34511 | 2032 | 0.65
COM-LIGHTING-51.12 | Com ¦ Com LED Reflector Lamp Indoor - 90 lpw ¦ SDG&E ¦ All | Com ¦ Com LED Reflector Lamp Indoor - 90 lpw | SDG&E ¦ All | SDG&E | All | Electric | LED reflector indoor lamp with 90 lpw efficacy | Efficient | 0 | Conventional | Lighting | Com - Warehouse | Com | ROB and NEW | 0 | 1000 sqft2 of floor space | lamp | 16 | DEER:Indoor_CFL_Ltg | 7.8716 | 0.00082813 | 0.0047017 | Lighting tables, webscraped data | 6.5252 | 2019 | 0 | 0 | 2019 | 0 | 0 | Guidehouse Group B Eval Webscraping | Com LED Reflector Lamps - Indoor ¦ SDG&E ¦ All | Com LED Reflector Lamps - Indoor | 0.043814 | 1 | 0.051282 | CSS - Itron 2012 | -0.62133 | 2032 | 0.65
COM-LIGHTING-52.1 | Com ¦ Com LED Reflector Lamp Indoor - 100 lpw ¦ SDG&E ¦ All | Com ¦ Com LED Reflector Lamp Indoor - 100 lpw | SDG&E ¦ All | SDG&E | All | Electric | LED reflector indoor lamp with 100 lpw efficacy | Efficient | 0 | Conventional | Lighting | Com - College | Com | ROB and NEW | 0 | 1000 sqft2 of floor space | lamp | 16 | DEER:Indoor_CFL_Ltg | 8.3119 | 0.0018414 | 0.012047 | Lighting tables, webscraped data | 6.9986 | 2019 | 0 | 0 | 2019 | 0 | 0 | Guidehouse Group B Eval Webscraping | Com LED Reflector Lamps - Indoor ¦ SDG&E ¦ All | Com LED Reflector Lamps - Indoor | 0.043713 | 1 | 0.12821 | CSS - Itron 2012 | -0.28948 | 2032 | 0.65
COM-LIGHTING-52.2 | Com ¦ Com LED Reflector Lamp Indoor - 100 lpw ¦ SDG&E ¦ All | Com ¦ Com LED Reflector Lamp Indoor - 100 lpw | SDG&E ¦ All | SDG&E | All | Electric | LED reflector indoor lamp with 100 lpw efficacy | Efficient | 0 | Conventional | Lighting | Com - Grocery | Com | ROB and NEW | 0 | 1000 sqft2 of floor space | lamp | 16 | DEER:Indoor_CFL_Ltg | 19.6214 | 0.0029606 | 0.057188 | Lighting tables, webscraped data | 6.9986 | 2019 | 0 | 0 | 2019 | 0 | 0 | Guidehouse Group B Eval Webscraping | Com LED Reflector Lamps - Indoor ¦ SDG&E ¦ All | Com LED Reflector Lamps - Indoor | 0.50932 | 1 | 0.12821 | CSS - Itron 2012 | -0.55167 | 2032 | 0.65
COM-LIGHTING-52.3 | Com ¦ Com LED Reflector Lamp Indoor - 100 lpw ¦ SDG&E ¦ All | Com ¦ Com LED Reflector Lamp Indoor - 100 lpw | SDG&E ¦ All | SDG&E | All | Electric | LED reflector indoor lamp with 100 lpw efficacy | Efficient | 0 | Conventional | Lighting | Com - Health | Com | ROB and NEW | 0 | 1000 sqft2 of floor space | lamp | 16 | DEER:Indoor_CFL_Ltg | 16.1934 | 0.0022064 | 0.02558 | Lighting tables, webscraped data | 6.9986 | 2019 | 0 | 0 | 2019 | 0 | 0 | Guidehouse Group B Eval Webscraping | Com LED Reflector Lamps - Indoor ¦ SDG&E ¦ All | Com LED Reflector Lamps - Indoor | 0.49949 | 1 | 0.12821 | CSS - Itron 2012 | -0.30042 | 2032 | 0.65
COM-LIGHTING-52.4 | Com ¦ Com LED Reflector Lamp Indoor - 100 lpw ¦ SDG&E ¦ All | Com ¦ Com LED Reflector Lamp Indoor - 100 lpw | SDG&E ¦ All | SDG&E | All | Electric | LED reflector indoor lamp with 100 lpw efficacy | Efficient | 0 | Conventional | Lighting | Com - Lodging | Com | ROB and NEW | 0 | 1000 sqft2 of floor space | lamp | 16 | DEER:Indoor_CFL_Ltg | 6.1829 | 0.00076908 | 0.0079656 | Lighting tables, webscraped data | 6.9986 | 2019 | 0 | 0 | 2019 | 0 | 0 | Guidehouse Group B Eval Webscraping | Com LED Reflector Lamps - Indoor ¦ SDG&E ¦ All | Com LED Reflector Lamps - Indoor | 0.023748 | 1 | 0.12821 | CSS - Itron 2012 | -0.4005 | 2032 | 0.65
COM-LIGHTING-52.5 | Com ¦ Com LED Reflector Lamp Indoor - 100 lpw ¦ SDG&E ¦ All | Com ¦ Com LED Reflector Lamp Indoor - 100 lpw | SDG&E ¦ All | SDG&E | All | Electric | LED reflector indoor lamp with 100 lpw efficacy | Efficient | 0 | Conventional | Lighting | Com - Office (Large) | Com | ROB and NEW | 0 | 1000 sqft2 of floor space | lamp | 16 | DEER:Indoor_CFL_Ltg | 7.5834 | 0.00097024 | 0.001885 | Lighting tables, webscraped data | 6.9986 | 2019 | 0 | 0 | 2019 | 0 | 0 | Guidehouse Group B Eval Webscraping | Com LED Reflector Lamps - Indoor ¦ SDG&E ¦ All | Com LED Reflector Lamps - Indoor | 0.068112 | 1 | 0.12821 | CSS - Itron 2012 | -0.12527 | 2032 | 0.65
COM-LIGHTING-52.6 | Com ¦ Com LED Reflector Lamp Indoor - 100 lpw ¦ SDG&E ¦ All | Com ¦ Com LED Reflector Lamp Indoor - 100 lpw | SDG&E ¦ All | SDG&E | All | Electric | LED reflector indoor lamp with 100 lpw efficacy | Efficient | 0 | Conventional | Lighting | Com - Office (Small) | Com | ROB and NEW | 0 | 1000 sqft2 of floor space | lamp | 16 | DEER:Indoor_CFL_Ltg | 5.9432 | 0.00093312 | 0.001976 | Lighting tables, webscraped data | 6.9986 | 2019 | 0 | 0 | 2019 | 0 | 0 | Guidehouse Group B Eval Webscraping | Com LED Reflector Lamps - Indoor ¦ SDG&E ¦ All | Com LED Reflector Lamps - Indoor | 0.86869 | 1 | 0.12821 | CSS - Itron 2012 | -0.15662 | 2032 | 0.65
COM-LIGHTING-52.7 | Com ¦ Com LED Reflector Lamp Indoor - 100 lpw ¦ SDG&E ¦ All | Com ¦ Com LED Reflector Lamp Indoor - 100 lpw | SDG&E ¦ All | SDG&E | All | Electric | LED reflector indoor lamp with 100 lpw efficacy | Efficient | 0 | Conventional | Lighting | Com - Other | Com | ROB and NEW | 0 | 1000 sqft2 of floor space | lamp | 16 | DEER:Indoor_CFL_Ltg | 4.4296 | 0.00080464 | 0.0078196 | Lighting tables, webscraped data | 6.9986 | 2019 | 0 | 0 | 2019 | 0 | 0 | Guidehouse Group B Eval Webscraping | Com LED Reflector Lamps - Indoor ¦ SDG&E ¦ All | Com LED Reflector Lamps - Indoor | 0.21958 | 1 | 0.12821 | CSS - Itron 2012 | -0.27926 | 2032 | 0.65
COM-LIGHTING-52.8 | Com ¦ Com LED Reflector Lamp Indoor - 100 lpw ¦ SDG&E ¦ All | Com ¦ Com LED Reflector Lamp Indoor - 100 lpw | SDG&E ¦ All | SDG&E | All | Electric | LED reflector indoor lamp with 100 lpw efficacy | Efficient | 0 | Conventional | Lighting | Com - Refrig. Warehouse | Com | ROB and NEW | 0 | 1000 sqft2 of floor space | lamp | 16 | DEER:Indoor_CFL_Ltg | 16.848 | 0.0019063 | 0 | Lighting tables, webscraped data | 6.9986 | 2019 | 0 | 0 | 2019 | 0 | 0 | Guidehouse Group B Eval Webscraping | Com LED Reflector Lamps - Indoor ¦ SDG&E ¦ All | Com LED Reflector Lamps - Indoor | 0.043814 | 1 | 0.12821 | CSS - Itron 2012 | -0.3615 | 2032 | 0.65
COM-LIGHTING-52.9 | Com ¦ Com LED Reflector Lamp Indoor - 100 lpw ¦ SDG&E ¦ All | Com ¦ Com LED Reflector Lamp Indoor - 100 lpw | SDG&E ¦ All | SDG&E | All | Electric | LED reflector indoor lamp with 100 lpw efficacy | Efficient | 0 | Conventional | Lighting | Com - Restaurant | Com | ROB and NEW | 0 | 1000 sqft2 of floor space | lamp | 16 | DEER:Indoor_CFL_Ltg | 14.7237 | 0.0025073 | 0.013627 | Lighting tables, webscraped data | 6.9986 | 2019 | 0 | 0 | 2019 | 0 | 0 | Guidehouse Group B Eval Webscraping | Com LED Reflector Lamps - Indoor ¦ SDG&E ¦ All | Com LED Reflector Lamps - Indoor | 6.5817 | 1 | 0.12821 | CSS - Itron 2012 | -0.30361 | 2032 | 0.65
COM-LIGHTING-52.10 | Com ¦ Com LED Reflector Lamp Indoor - 100 lpw ¦ SDG&E ¦ All | Com ¦ Com LED Reflector Lamp Indoor - 100 lpw | SDG&E ¦ All | SDG&E | All | Electric | LED reflector indoor lamp with 100 lpw efficacy | Efficient | 0 | Conventional | Lighting | Com - Retail | Com | ROB and NEW | 0 | 1000 sqft2 of floor space | lamp | 16 | DEER:Indoor_CFL_Ltg | 9.7731 | 0.0014136 | 0.0047338 | Lighting tables, webscraped data | 6.9986 | 2019 | 0 | 0 | 2019 | 0 | 0 | Guidehouse Group B Eval Webscraping | Com LED Reflector Lamps - Indoor ¦ SDG&E ¦ All | Com LED Reflector Lamps - Indoor | 1.0733 | 1 | 0.12821 | CSS - Itron 2012 | -1.6518 | 2032 | 0.65
COM-LIGHTING-52.11 | Com ¦ Com LED Reflector Lamp Indoor - 100 lpw ¦ SDG&E ¦ All | Com ¦ Com LED Reflector Lamp Indoor - 100 lpw | SDG&E ¦ All | SDG&E | All | Electric | LED reflector indoor lamp with 100 lpw efficacy | Efficient | 0 | Conventional | Lighting | Com - School | Com | ROB and NEW | 0 | 1000 sqft2 of floor space | lamp | 16 | DEER:Indoor_CFL_Ltg | 5.5364 | 0.00070115 | 0.0078318 | Lighting tables, webscraped data | 6.9986 | 2019 | 0 | 0 | 2019 | 0 | 0 | Guidehouse Group B Eval Webscraping | Com LED Reflector Lamps - Indoor ¦ SDG&E ¦ All | Com LED Reflector Lamps - Indoor | 0.043713 | 1 | 0.12821 | CSS - Itron 2012 | -0.31068 | 2032 | 0.65
COM-LIGHTING-52.12 | Com ¦ Com LED Reflector Lamp Indoor - 100 lpw ¦ SDG&E ¦ All | Com ¦ Com LED Reflector Lamp Indoor - 100 lpw | SDG&E ¦ All | SDG&E | All | Electric | LED reflector indoor lamp with 100 lpw efficacy | Efficient | 0 | Conventional | Lighting | Com - Warehouse | Com | ROB and NEW | 0 | 1000 sqft2 of floor space | lamp | 16 | DEER:Indoor_CFL_Ltg | 7.0789 | 0.00072827 | 0.008463 | Lighting tables, webscraped data | 6.9986 | 2019 | 0 | 0 | 2019 | 0 | 0 | Guidehouse Group B Eval Webscraping | Com LED Reflector Lamps - Indoor ¦ SDG&E ¦ All | Com LED Reflector Lamps - Indoor | 0.043814 | 1 | 0.12821 | CSS - Itron 2012 | -0.59119 | 2032 | 0.65
COM-LIGHTING-60.1 | Com ¦ Com LED Specialty Lamp Indoor - 65 lpw ¦ PG&E ¦ All | Com ¦ Com LED Specialty Lamp Indoor - 65 lpw | PG&E ¦ All | PG&E | All | Electric | LED specialty indoor lamp with 65 lpw efficacy | Average Existing and Code | 0 | Conventional | Lighting | Com - College | Com | ROB and NEW | 0 | 1000 sqft2 of floor space | lamp | 16 | DEER:Indoor_CFL_Ltg | 10.7322 | 0.0024833 | 0 | Lighting tables, webscraped data | 5.9724 | 2019 | 0 | 0 | 2019 | 0 | 0 | Workpapers SCE17LG129.2, SCE17LG130.2, and webscraping | Com LED Specialty Lamps - Indoor ¦ PG&E ¦ All | Com LED Specialty Lamps - Indoor | 0.092071 | 1 | 0.77463 | CSS - Itron 2012 | -0.36479 | 2012 | 0.65
COM-LIGHTING-60.2 | Com ¦ Com LED Specialty Lamp Indoor - 65 lpw ¦ PG&E ¦ All | Com ¦ Com LED Specialty Lamp Indoor - 65 lpw | PG&E ¦ All | PG&E | All | Electric | LED specialty indoor lamp with 65 lpw efficacy | Average Existing and Code | 0 | Conventional | Lighting | Com - Grocery | Com | ROB and NEW | 0 | 1000 sqft2 of floor space | lamp | 16 | DEER:Indoor_CFL_Ltg | 24.65 | 0.003825 | 0 | Lighting tables, webscraped data | 5.9724 | 2019 | 0 | 0 | 2019 | 0 | 0 | Workpapers SCE17LG129.2, SCE17LG130.2, and webscraping | Com LED Specialty Lamps - Indoor ¦ PG&E ¦ All | Com LED Specialty Lamps - Indoor | 0.12596 | 1 | 0.77463 | CSS - Itron 2012 | -0.54194 | 2012 | 0.65
COM-LIGHTING-60.3 | Com ¦ Com LED Specialty Lamp Indoor - 65 lpw ¦ PG&E ¦ All | Com ¦ Com LED Specialty Lamp Indoor - 65 lpw | PG&E ¦ All | PG&E | All | Electric | LED specialty indoor lamp with 65 lpw efficacy | Average Existing and Code | 0 | Conventional | Lighting | Com - Health | Com | ROB and NEW | 0 | 1000 sqft2 of floor space | lamp | 16 | DEER:Indoor_CFL_Ltg | 20.6936 | 0.0029519 | 0 | Lighting tables, webscraped data | 5.9724 | 2019 | 0 | 0 | 2019 | 0 | 0 | Workpapers SCE17LG129.2, SCE17LG130.2, and webscraping | Com LED Specialty Lamps - Indoor ¦ PG&E ¦ All | Com LED Specialty Lamps - Indoor | 0.032568 | 1 | 0.77463 | CSS - Itron 2012 | -0.30671 | 2012 | 0.65
COM-LIGHTING-60.4 | Com ¦ Com LED Specialty Lamp Indoor - 65 lpw ¦ PG&E ¦ All | Com ¦ Com LED Specialty Lamp Indoor - 65 lpw | PG&E ¦ All | PG&E | All | Electric | LED specialty indoor lamp with 65 lpw efficacy | Average Existing and Code | 0 | Conventional | Lighting | Com - Lodging | Com | ROB and NEW | 0 | 1000 sqft2 of floor space | lamp | 16 | DEER:Indoor_CFL_Ltg | 7.8724 | 0.0010337 | 0 | Lighting tables, webscraped data | 5.9724 | 2019 | 0 | 0 | 2019 | 0 | 0 | Workpapers SCE17LG129.2, SCE17LG130.2, and webscraping | Com LED Specialty Lamps - Indoor ¦ PG&E ¦ All | Com LED Specialty Lamps - Indoor | 0.099854 | 1 | 0.77463 | CSS - Itron 2012 | -0.43269 | 2012 | 0.65
COM-LIGHTING-60.5 | Com ¦ Com LED Specialty Lamp Indoor - 65 lpw ¦ PG&E ¦ All | Com ¦ Com LED Specialty Lamp Indoor - 65 lpw | PG&E ¦ All | PG&E | All | Electric | LED specialty indoor lamp with 65 lpw efficacy | Average Existing and Code | 0 | Conventional | Lighting | Com - Office (Large) | Com | ROB and NEW | 0 | 1000 sqft2 of floor space | lamp | 16 | DEER:Indoor_CFL_Ltg | 9.9 | 0.00128 | 0 | Lighting tables, webscraped data | 5.9724 | 2019 | 0 | 0 | 2019 | 0 | 0 | Workpapers SCE17LG129.2, SCE17LG130.2, and webscraping | Com LED Specialty Lamps - Indoor ¦ PG&E ¦ All | Com LED Specialty Lamps - Indoor | 0.093101 | 1 | 0.77463 | CSS - Itron 2012 | -0.15503 | 2012 | 0.65
COM-LIGHTING-60.6 | Com ¦ Com LED Specialty Lamp Indoor - 65 lpw ¦ PG&E ¦ All | Com ¦ Com LED Specialty Lamp Indoor - 65 lpw | PG&E ¦ All | PG&E | All | Electric | LED specialty indoor lamp with 65 lpw efficacy | Average Existing and Code | 0 | Conventional | Lighting | Com - Office (Small) | Com | ROB and NEW | 0 | 1000 sqft2 of floor space | lamp | 16 | DEER:Indoor_CFL_Ltg | 7.6 | 0.001215 | 0 | Lighting tables, webscraped data | 5.9724 | 2019 | 0 | 0 | 2019 | 0 | 0 | Workpapers SCE17LG129.2, SCE17LG130.2, and webscraping | Com LED Specialty Lamps - Indoor ¦ PG&E ¦ All | Com LED Specialty Lamps - Indoor | 0.056714 | 1 | 0.77463 | CSS - Itron 2012 | -0.1978 | 2012 | 0.65
COM-LIGHTING-60.7 | Com ¦ Com LED Specialty Lamp Indoor - 65 lpw ¦ PG&E ¦ All | Com ¦ Com LED Specialty Lamp Indoor - 65 lpw | PG&E ¦ All | PG&E | All | Electric | LED specialty indoor lamp with 65 lpw efficacy | Average Existing and Code | 0 | Conventional | Lighting | Com - Other | Com | ROB and NEW | 0 | 1000 sqft2 of floor space | lamp | 16 | DEER:Indoor_CFL_Ltg | 5.65 | 0.00107 | 0 | Lighting tables, webscraped data | 5.9724 | 2019 | 0 | 0 | 2019 | 0 | 0 | Workpapers SCE17LG129.2, SCE17LG130.2, and webscraping | Com LED Specialty Lamps - Indoor ¦ PG&E ¦ All | Com LED Specialty Lamps - Indoor | 0.0044325 | 1 | 0.77463 | CSS - Itron 2012 | -0.33128 | 2012 | 0.65
COM-LIGHTING-60.8 | Com ¦ Com LED Specialty Lamp Indoor - 65 lpw ¦ PG&E ¦ All | Com ¦ Com LED Specialty Lamp Indoor - 65 lpw | PG&E ¦ All | PG&E | All | Electric | LED specialty indoor lamp with 65 lpw efficacy | Average Existing and Code | 0 | Conventional | Lighting | Com - Refrig. Warehouse | Com | ROB and NEW | 0 | 1000 sqft2 of floor space | lamp | 16 | DEER:Indoor_CFL_Ltg | 23.4 | 0.00265 | 0 | Lighting tables, webscraped data | 5.9724 | 2019 | 0 | 0 | 2019 | 0 | 0 | Workpapers SCE17LG129.2, SCE17LG130.2, and webscraping | Com LED Specialty Lamps - Indoor ¦ PG&E ¦ All | Com LED Specialty Lamps - Indoor | 0.092334 | 1 | 0.77463 | CSS - Itron 2012 | -0.50208 | 2012 | 0.65
COM-LIGHTING-60.9 | Com ¦ Com LED Specialty Lamp Indoor - 65 lpw ¦ PG&E ¦ All | Com ¦ Com LED Specialty Lamp Indoor - 65 lpw | PG&E ¦ All | PG&E | All | Electric | LED specialty indoor lamp with 65 lpw efficacy | Average Existing and Code | 0 | Conventional | Lighting | Com - Restaurant | Com | ROB and NEW | 0 | 1000 sqft2 of floor space | lamp | 16 | DEER:Indoor_CFL_Ltg | 18.8875 | 0.0033187 | 0 | Lighting tables, webscraped data | 5.9724 | 2019 | 0 | 0 | 2019 | 0 | 0 | Workpapers SCE17LG129.2, SCE17LG130.2, and webscraping | Com LED Specialty Lamps - Indoor ¦ PG&E ¦ All | Com LED Specialty Lamps - Indoor | 1.6446 | 1 | 0.77463 | CSS - Itron 2012 | -0.385 | 2012 | 0.65
COM-LIGHTING-60.10 | Com ¦ Com LED Specialty Lamp Indoor - 65 lpw ¦ PG&E ¦ All | Com ¦ Com LED Specialty Lamp Indoor - 65 lpw | PG&E ¦ All | PG&E | All | Electric | LED specialty indoor lamp with 65 lpw efficacy | Average Existing and Code | 0 | Conventional | Lighting | Com - Retail | Com | ROB and NEW | 0 | 1000 sqft2 of floor space | lamp | 16 | DEER:Indoor_CFL_Ltg | 12.5986 | 0.0018728 | 0 | Lighting tables, webscraped data | 5.9724 | 2019 | 0 | 0 | 2019 | 0 | 0 | Workpapers SCE17LG129.2, SCE17LG130.2, and webscraping | Com LED Specialty Lamps - Indoor ¦ PG&E ¦ All | Com LED Specialty Lamps - Indoor | 0.076653 | 1 | 0.77463 | CSS - Itron 2012 | -1.2134 | 2012 | 0.65
COM-LIGHTING-60.11 | Com ¦ Com LED Specialty Lamp Indoor - 65 lpw ¦ PG&E ¦ All | Com ¦ Com LED Specialty Lamp Indoor - 65 lpw | PG&E ¦ All | PG&E | All | Electric | LED specialty indoor lamp with 65 lpw efficacy | Average Existing and Code | 0 | Conventional | Lighting | Com - School | Com | ROB and NEW | 0 | 1000 sqft2 of floor space | lamp | 16 | DEER:Indoor_CFL_Ltg | 7.0661 | 0.00093615 | 0 | Lighting tables, webscraped data | 5.9724 | 2019 | 0 | 0 | 2019 | 0 | 0 | Workpapers SCE17LG129.2, SCE17LG130.2, and webscraping | Com LED Specialty Lamps - Indoor ¦ PG&E ¦ All | Com LED Specialty Lamps - Indoor | 0.092071 | 1 | 0.77463 | CSS - Itron 2012 | -0.38815 | 2012 | 0.65
COM-LIGHTING-60.12 | Com ¦ Com LED Specialty Lamp Indoor - 65 lpw ¦ PG&E ¦ All | Com ¦ Com LED Specialty Lamp Indoor - 65 lpw | PG&E ¦ All | PG&E | All | Electric | LED specialty indoor lamp with 65 lpw efficacy | Average Existing and Code | 0 | Conventional | Lighting | Com - Warehouse | Com | ROB and NEW | 0 | 1000 sqft2 of floor space | lamp | 16 | DEER:Indoor_CFL_Ltg | 8.8623 | 0.00095295 | 0 | Lighting tables, webscraped data | 5.9724 | 2019 | 0 | 0 | 2019 | 0 | 0 | Workpapers SCE17LG129.2, SCE17LG130.2, and webscraping | Com LED Specialty Lamps - Indoor ¦ PG&E ¦ All | Com LED Specialty Lamps - Indoor | 0.092334 | 1 | 0.77463 | CSS - Itron 2012 | -0.659 | 2012 | 0.65
COM-LIGHTING-61.1 | Com ¦ Com LED Specialty Lamp Indoor - 85 lpw ¦ PG&E ¦ All | Com ¦ Com LED Specialty Lamp Indoor - 85 lpw | PG&E ¦ All | PG&E | All | Electric | LED specialty indoor lamp with 85 lpw efficacy | Efficient | 0 | Conventional | Lighting | Com - College | Com | ROB and NEW | 0 | 1000 sqft2 of floor space | lamp | 16 | DEER:Indoor_CFL_Ltg | 8.0111 | 0.0017458 | 0.028023 | Lighting tables, webscraped data | 6.6129 | 2019 | 0 | 0 | 2019 | 0 | 0 | Workpapers SCE17LG129.2, SCE17LG130.2, and webscraping | Com LED Specialty Lamps - Indoor ¦ PG&E ¦ All | Com LED Specialty Lamps - Indoor | 0.092071 | 1 | 0.1099 | CSS - Itron 2012 | -0.28847 | 2032 | 0.65
COM-LIGHTING-61.2 | Com ¦ Com LED Specialty Lamp Indoor - 85 lpw ¦ PG&E ¦ All | Com ¦ Com LED Specialty Lamp Indoor - 85 lpw | PG&E ¦ All | PG&E | All | Electric | LED specialty indoor lamp with 85 lpw efficacy | Efficient | 0 | Conventional | Lighting | Com - Grocery | Com | ROB and NEW | 0 | 1000 sqft2 of floor space | lamp | 16 | DEER:Indoor_CFL_Ltg | 18.676 | 0.002745 | 0.06554 | Lighting tables, webscraped data | 6.6129 | 2019 | 0 | 0 | 2019 | 0 | 0 | Workpapers SCE17LG129.2, SCE17LG130.2, and webscraping | Com LED Specialty Lamps - Indoor ¦ PG&E ¦ All | Com LED Specialty Lamps - Indoor | 0.12596 | 1 | 0.1099 | CSS - Itron 2012 | -0.54845 | 2032 | 0.65
COM-LIGHTING-61.3 | Com ¦ Com LED Specialty Lamp Indoor - 85 lpw ¦ PG&E ¦ All | Com ¦ Com LED Specialty Lamp Indoor - 85 lpw | PG&E ¦ All | PG&E | All | Electric | LED specialty indoor lamp with 85 lpw efficacy | Efficient | 0 | Conventional | Lighting | Com - Health | Com | ROB and NEW | 0 | 1000 sqft2 of floor space | lamp | 16 | DEER:Indoor_CFL_Ltg | 15.5408 | 0.0020862 | 0.052754 | Lighting tables, webscraped data | 6.6129 | 2019 | 0 | 0 | 2019 | 0 | 0 | Workpapers SCE17LG129.2, SCE17LG130.2, and webscraping | Com LED Specialty Lamps - Indoor ¦ PG&E ¦ All | Com LED Specialty Lamps - Indoor | 0.032568 | 1 | 0.1099 | CSS - Itron 2012 | -0.35491 | 2032 | 0.65
COM-LIGHTING-61.4 | Com ¦ Com LED Specialty Lamp Indoor - 85 lpw ¦ PG&E ¦ All | Com ¦ Com LED Specialty Lamp Indoor - 85 lpw | PG&E ¦ All | PG&E | All | Electric | LED specialty indoor lamp with 85 lpw efficacy | Efficient | 0 | Conventional | Lighting | Com - Lodging | Com | ROB and NEW | 0 | 1000 sqft2 of floor space | lamp | 16 | DEER:Indoor_CFL_Ltg | 6.1341 | 0.00073473 | 0.019408 | Lighting tables, webscraped data | 6.6129 | 2019 | 0 | 0 | 2019 | 0 | 0 | Workpapers SCE17LG129.2, SCE17LG130.2, and webscraping | Com LED Specialty Lamps - Indoor ¦ PG&E ¦ All | Com LED Specialty Lamps - Indoor | 0.099854 | 1 | 0.1099 | CSS - Itron 2012 | -0.48496 | 2032 | 0.65
COM-LIGHTING-61.5 | Com ¦ Com LED Specialty Lamp Indoor - 85 lpw ¦ PG&E ¦ All | Com ¦ Com LED Specialty Lamp Indoor - 85 lpw | PG&E ¦ All | PG&E | All | Electric | LED specialty indoor lamp with 85 lpw efficacy | Efficient | 0 | Conventional | Lighting | Com - Office (Large) | Com | ROB and NEW | 0 | 1000 sqft2 of floor space | lamp | 16 | DEER:Indoor_CFL_Ltg | 7.3376 | 0.00091859 | 0.011694 | Lighting tables, webscraped data | 6.6129 | 2019 | 0 | 0 | 2019 | 0 | 0 | Workpapers SCE17LG129.2, SCE17LG130.2, and webscraping | Com LED Specialty Lamps - Indoor ¦ PG&E ¦ All | Com LED Specialty Lamps - Indoor | 0.093101 | 1 | 0.1099 | CSS - Itron 2012 | -0.15536 | 2032 | 0.65
COM-LIGHTING-61.6 | Com ¦ Com LED Specialty Lamp Indoor - 85 lpw ¦ PG&E ¦ All | Com ¦ Com LED Specialty Lamp Indoor - 85 lpw | PG&E ¦ All | PG&E | All | Electric | LED specialty indoor lamp with 85 lpw efficacy | Efficient | 0 | Conventional | Lighting | Com - Office (Small) | Com | ROB and NEW | 0 | 1000 sqft2 of floor space | lamp | 16 | DEER:Indoor_CFL_Ltg | 5.7581 | 0.00087766 | 0.0083689 | Lighting tables, webscraped data | 6.6129 | 2019 | 0 | 0 | 2019 | 0 | 0 | Workpapers SCE17LG129.2, SCE17LG130.2, and webscraping | Com LED Specialty Lamps - Indoor ¦ PG&E ¦ All | Com LED Specialty Lamps - Indoor | 0.056714 | 1 | 0.1099 | CSS - Itron 2012 | -0.15806 | 2032 | 0.65
COM-LIGHTING-61.7 | Com ¦ Com LED Specialty Lamp Indoor - 85 lpw ¦ PG&E ¦ All | Com ¦ Com LED Specialty Lamp Indoor - 85 lpw | PG&E ¦ All | PG&E | All | Electric | LED specialty indoor lamp with 85 lpw efficacy | Efficient | 0 | Conventional | Lighting | Com - Other | Com | ROB and NEW | 0 | 1000 sqft2 of floor space | lamp | 16 | DEER:Indoor_CFL_Ltg | 4.3073 | 0.00077544 | 0.014624 | Lighting tables, webscraped data | 6.6129 | 2019 | 0 | 0 | 2019 | 0 | 0 | Workpapers SCE17LG129.2, SCE17LG130.2, and webscraping | Com LED Specialty Lamps - Indoor ¦ PG&E ¦ All | Com LED Specialty Lamps - Indoor | 0.0044325 | 1 | 0.1099 | CSS - Itron 2012 | -0.28909 | 2032 | 0.65
COM-LIGHTING-61.8 | Com ¦ Com LED Specialty Lamp Indoor - 85 lpw ¦ PG&E ¦ All | Com ¦ Com LED Specialty Lamp Indoor - 85 lpw | PG&E ¦ All | PG&E | All | Electric | LED specialty indoor lamp with 85 lpw efficacy | Efficient | 0 | Conventional | Lighting | Com - Refrig. Warehouse | Com | ROB and NEW | 0 | 1000 sqft2 of floor space | lamp | 16 | DEER:Indoor_CFL_Ltg | 16.1873 | 0.0018145 | 1.4866e-05 | Lighting tables, webscraped data | 6.6129 | 2019 | 0 | 0 | 2019 | 0 | 0 | Workpapers SCE17LG129.2, SCE17LG130.2, and webscraping | Com LED Specialty Lamps - Indoor ¦ PG&E ¦ All | Com LED Specialty Lamps - Indoor | 0.092334 | 1 | 0.1099 | CSS - Itron 2012 | -0.34733 | 2032 | 0.65
COM-LIGHTING-61.9 | Com ¦ Com LED Specialty Lamp Indoor - 85 lpw ¦ PG&E ¦ All | Com ¦ Com LED Specialty Lamp Indoor - 85 lpw | PG&E ¦ All | PG&E | All | Electric | LED specialty indoor lamp with 85 lpw efficacy | Efficient | 0 | Conventional | Lighting | Com - Restaurant | Com | ROB and NEW | 0 | 1000 sqft2 of floor space | lamp | 16 | DEER:Indoor_CFL_Ltg | 14.3879 | 0.0024149 | 0.03862 | Lighting tables, webscraped data | 6.6129 | 2019 | 0 | 0 | 2019 | 0 | 0 | Workpapers SCE17LG129.2, SCE17LG130.2, and webscraping | Com LED Specialty Lamps - Indoor ¦ PG&E ¦ All | Com LED Specialty Lamps - Indoor | 1.6446 | 1 | 0.1099 | CSS - Itron 2012 | -0.30317 | 2032 | 0.65
COM-LIGHTING-61.10 | Com ¦ Com LED Specialty Lamp Indoor - 85 lpw ¦ PG&E ¦ All | Com ¦ Com LED Specialty Lamp Indoor - 85 lpw | PG&E ¦ All | PG&E | All | Electric | LED specialty indoor lamp with 85 lpw efficacy | Efficient | 0 | Conventional | Lighting | Com - Retail | Com | ROB and NEW | 0 | 1000 sqft2 of floor space | lamp | 16 | DEER:Indoor_CFL_Ltg | 9.4988 | 0.0013483 | 0.016795 | Lighting tables, webscraped data | 6.6129 | 2019 | 0 | 0 | 2019 | 0 | 0 | Workpapers SCE17LG129.2, SCE17LG130.2, and webscraping | Com LED Specialty Lamps - Indoor ¦ PG&E ¦ All | Com LED Specialty Lamps - Indoor | 0.076653 | 1 | 0.1099 | CSS - Itron 2012 | -3.4356 | 2032 | 0.65
COM-LIGHTING-61.11 | Com ¦ Com LED Specialty Lamp Indoor - 85 lpw ¦ PG&E ¦ All | Com ¦ Com LED Specialty Lamp Indoor - 85 lpw | PG&E ¦ All | PG&E | All | Electric | LED specialty indoor lamp with 85 lpw efficacy | Efficient | 0 | Conventional | Lighting | Com - School | Com | ROB and NEW | 0 | 1000 sqft2 of floor space | lamp | 16 | DEER:Indoor_CFL_Ltg | 5.351 | 0.00064922 | 0.019461 | Lighting tables, webscraped data | 6.6129 | 2019 | 0 | 0 | 2019 | 0 | 0 | Workpapers SCE17LG129.2, SCE17LG130.2, and webscraping | Com LED Specialty Lamps - Indoor ¦ PG&E ¦ All | Com LED Specialty Lamps - Indoor | 0.092071 | 1 | 0.1099 | CSS - Itron 2012 | -0.31023 | 2032 | 0.65
COM-LIGHTING-61.12 | Com ¦ Com LED Specialty Lamp Indoor - 85 lpw ¦ PG&E ¦ All | Com ¦ Com LED Specialty Lamp Indoor - 85 lpw | PG&E ¦ All | PG&E | All | Electric | LED specialty indoor lamp with 85 lpw efficacy | Efficient | 0 | Conventional | Lighting | Com - Warehouse | Com | ROB and NEW | 0 | 1000 sqft2 of floor space | lamp | 16 | DEER:Indoor_CFL_Ltg | 6.8414 | 0.00069968 | 0.01325 | Lighting tables, webscraped data | 6.6129 | 2019 | 0 | 0 | 2019 | 0 | 0 | Workpapers SCE17LG129.2, SCE17LG130.2, and webscraping | Com LED Specialty Lamps - Indoor ¦ PG&E ¦ All | Com LED Specialty Lamps - Indoor | 0.092334 | 1 | 0.1099 | CSS - Itron 2012 | -0.61018 | 2032 | 0.65
COM-LIGHTING-62.1 | Com ¦ Com LED Specialty Lamp Indoor - 100 lpw ¦ PG&E ¦ All | Com ¦ Com LED Specialty Lamp Indoor - 100 lpw | PG&E ¦ All | PG&E | All | Electric | LED specialty indoor lamp with 100 lpw efficacy | Efficient | 0 | Conventional | Lighting | Com - College | Com | ROB and NEW | 0 | 1000 sqft2 of floor space | lamp | 16 | DEER:Indoor_CFL_Ltg | 6.6846 | 0.0013863 | 0.041685 | Lighting tables, webscraped data | 7.0932 | 2019 | 0 | 0 | 2019 | 0 | 0 | Workpapers SCE17LG129.2, SCE17LG130.2, and webscraping | Com LED Specialty Lamps - Indoor ¦ PG&E ¦ All | Com LED Specialty Lamps - Indoor | 0.092071 | 1 | 0.11546 | CSS - Itron 2012 | -0.25127 | 2032 | 0.65
COM-LIGHTING-62.2 | Com ¦ Com LED Specialty Lamp Indoor - 100 lpw ¦ PG&E ¦ All | Com ¦ Com LED Specialty Lamp Indoor - 100 lpw | PG&E ¦ All | PG&E | All | Electric | LED specialty indoor lamp with 100 lpw efficacy | Efficient | 0 | Conventional | Lighting | Com - Grocery | Com | ROB and NEW | 0 | 1000 sqft2 of floor space | lamp | 16 | DEER:Indoor_CFL_Ltg | 15.7637 | 0.0022185 | 0.097491 | Lighting tables, webscraped data | 7.0932 | 2019 | 0 | 0 | 2019 | 0 | 0 | Workpapers SCE17LG129.2, SCE17LG130.2, and webscraping | Com LED Specialty Lamps - Indoor ¦ PG&E ¦ All | Com LED Specialty Lamps - Indoor | 0.12596 | 1 | 0.11546 | CSS - Itron 2012 | -0.55163 | 2032 | 0.65
COM-LIGHTING-62.3 | Com ¦ Com LED Specialty Lamp Indoor - 100 lpw ¦ PG&E ¦ All | Com ¦ Com LED Specialty Lamp Indoor - 100 lpw | PG&E ¦ All | PG&E | All | Electric | LED specialty indoor lamp with 100 lpw efficacy | Efficient | 0 | Conventional | Lighting | Com - Health | Com | ROB and NEW | 0 | 1000 sqft2 of floor space | lamp | 16 | DEER:Indoor_CFL_Ltg | 13.0288 | 0.0016642 | 0.078472 | Lighting tables, webscraped data | 7.0932 | 2019 | 0 | 0 | 2019 | 0 | 0 | Workpapers SCE17LG129.2, SCE17LG130.2, and webscraping | Com LED Specialty Lamps - Indoor ¦ PG&E ¦ All | Com LED Specialty Lamps - Indoor | 0.032568 | 1 | 0.11546 | CSS - Itron 2012 | -0.37841 | 2032 | 0.65
COM-LIGHTING-62.4 | Com ¦ Com LED Specialty Lamp Indoor - 100 lpw ¦ PG&E ¦ All | Com ¦ Com LED Specialty Lamp Indoor - 100 lpw | PG&E ¦ All | PG&E | All | Electric | LED specialty indoor lamp with 100 lpw efficacy | Efficient | 0 | Conventional | Lighting | Com - Lodging | Com | ROB and NEW | 0 | 1000 sqft2 of floor space | lamp | 16 | DEER:Indoor_CFL_Ltg | 5.2866 | 0.00058898 | 0.028869 | Lighting tables, webscraped data | 7.0932 | 2019 | 0 | 0 | 2019 | 0 | 0 | Workpapers SCE17LG129.2, SCE17LG130.2, and webscraping | Com LED Specialty Lamps - Indoor ¦ PG&E ¦ All | Com LED Specialty Lamps - Indoor | 0.099854 | 1 | 0.11546 | CSS - Itron 2012 | -0.51044 | 2032 | 0.65
COM-LIGHTING-62.5 | Com ¦ Com LED Specialty Lamp Indoor - 100 lpw ¦ PG&E ¦ All | Com ¦ Com LED Specialty Lamp Indoor - 100 lpw | PG&E ¦ All | PG&E | All | Electric | LED specialty indoor lamp with 100 lpw efficacy | Efficient | 0 | Conventional | Lighting | Com - Office (Large) | Com | ROB and NEW | 0 | 1000 sqft2 of floor space | lamp | 16 | DEER:Indoor_CFL_Ltg | 6.0885 | 0.0007424 | 0.017394 | Lighting tables, webscraped data | 7.0932 | 2019 | 0 | 0 | 2019 | 0 | 0 | Workpapers SCE17LG129.2, SCE17LG130.2, and webscraping | Com LED Specialty Lamps - Indoor ¦ PG&E ¦ All | Com LED Specialty Lamps - Indoor | 0.093101 | 1 | 0.11546 | CSS - Itron 2012 | -0.15553 | 2032 | 0.65
COM-LIGHTING-62.6 | Com ¦ Com LED Specialty Lamp Indoor - 100 lpw ¦ PG&E ¦ All | Com ¦ Com LED Specialty Lamp Indoor - 100 lpw | PG&E ¦ All | PG&E | All | Electric | LED specialty indoor lamp with 100 lpw efficacy | Efficient | 0 | Conventional | Lighting | Com - Office (Small) | Com | ROB and NEW | 0 | 1000 sqft2 of floor space | lamp | 16 | DEER:Indoor_CFL_Ltg | 4.8602 | 0.0007132 | 0.012449 | Lighting tables, webscraped data | 7.0932 | 2019 | 0 | 0 | 2019 | 0 | 0 | Workpapers SCE17LG129.2, SCE17LG130.2, and webscraping | Com LED Specialty Lamps - Indoor ¦ PG&E ¦ All | Com LED Specialty Lamps - Indoor | 0.056714 | 1 | 0.11546 | CSS - Itron 2012 | -0.13868 | 2032 | 0.65
COM-LIGHTING-62.7 | Com ¦ Com LED Specialty Lamp Indoor - 100 lpw ¦ PG&E ¦ All | Com ¦ Com LED Specialty Lamp Indoor - 100 lpw | PG&E ¦ All | PG&E | All | Electric | LED specialty indoor lamp with 100 lpw efficacy | Efficient | 0 | Conventional | Lighting | Com - Other | Com | ROB and NEW | 0 | 1000 sqft2 of floor space | lamp | 16 | DEER:Indoor_CFL_Ltg | 3.6527 | 0.00063183 | 0.021753 | Lighting tables, webscraped data | 7.0932 | 2019 | 0 | 0 | 2019 | 0 | 0 | Workpapers SCE17LG129.2, SCE17LG130.2, and webscraping | Com LED Specialty Lamps - Indoor ¦ PG&E ¦ All | Com LED Specialty Lamps - Indoor | 0.0044325 | 1 | 0.11546 | CSS - Itron 2012 | -0.26853 | 2032 | 0.65
COM-LIGHTING-62.8 | Com ¦ Com LED Specialty Lamp Indoor - 100 lpw ¦ PG&E ¦ All | Com ¦ Com LED Specialty Lamp Indoor - 100 lpw | PG&E ¦ All | PG&E | All | Electric | LED specialty indoor lamp with 100 lpw efficacy | Efficient | 0 | Conventional | Lighting | Com - Refrig. Warehouse | Com | ROB and NEW | 0 | 1000 sqft2 of floor space | lamp | 16 | DEER:Indoor_CFL_Ltg | 12.6711 | 0.0014072 | 2.2113e-05 | Lighting tables, webscraped data | 7.0932 | 2019 | 0 | 0 | 2019 | 0 | 0 | Workpapers SCE17LG129.2, SCE17LG130.2, and webscraping | Com LED Specialty Lamps - Indoor ¦ PG&E ¦ All | Com LED Specialty Lamps - Indoor | 0.092334 | 1 | 0.11546 | CSS - Itron 2012 | -0.27189 | 2032 | 0.65
COM-LIGHTING-62.9 | Com ¦ Com LED Specialty Lamp Indoor - 100 lpw ¦ PG&E ¦ All | Com ¦ Com LED Specialty Lamp Indoor - 100 lpw | PG&E ¦ All | PG&E | All | Electric | LED specialty indoor lamp with 100 lpw efficacy | Efficient | 0 | Conventional | Lighting | Com - Restaurant | Com | ROB and NEW | 0 | 1000 sqft2 of floor space | lamp | 16 | DEER:Indoor_CFL_Ltg | 12.1943 | 0.0019742 | 0.057447 | Lighting tables, webscraped data | 7.0932 | 2019 | 0 | 0 | 2019 | 0 | 0 | Workpapers SCE17LG129.2, SCE17LG130.2, and webscraping | Com LED Specialty Lamps - Indoor ¦ PG&E ¦ All | Com LED Specialty Lamps - Indoor | 1.6446 | 1 | 0.11546 | CSS - Itron 2012 | -0.26328 | 2032 | 0.65
COM-LIGHTING-62.10 | Com ¦ Com LED Specialty Lamp Indoor - 100 lpw ¦ PG&E ¦ All | Com ¦ Com LED Specialty Lamp Indoor - 100 lpw | PG&E ¦ All | PG&E | All | Electric | LED specialty indoor lamp with 100 lpw efficacy | Efficient | 0 | Conventional | Lighting | Com - Retail | Com | ROB and NEW | 0 | 1000 sqft2 of floor space | lamp | 16 | DEER:Indoor_CFL_Ltg | 7.9876 | 0.0010925 | 0.024982 | Lighting tables, webscraped data | 7.0932 | 2019 | 0 | 0 | 2019 | 0 | 0 | Workpapers SCE17LG129.2, SCE17LG130.2, and webscraping | Com LED Specialty Lamps - Indoor ¦ PG&E ¦ All | Com LED Specialty Lamps - Indoor | 0.076653 | 1 | 0.11546 | CSS - Itron 2012 | -4.519 | 2032 | 0.65
COM-LIGHTING-62.11 | Com ¦ Com LED Specialty Lamp Indoor - 100 lpw ¦ PG&E ¦ All | Com ¦ Com LED Specialty Lamp Indoor - 100 lpw | PG&E ¦ All | PG&E | All | Electric | LED specialty indoor lamp with 100 lpw efficacy | Efficient | 0 | Conventional | Lighting | Com - School | Com | ROB and NEW | 0 | 1000 sqft2 of floor space | lamp | 16 | DEER:Indoor_CFL_Ltg | 4.5148 | 0.00050935 | 0.028949 | Lighting tables, webscraped data | 7.0932 | 2019 | 0 | 0 | 2019 | 0 | 0 | Workpapers SCE17LG129.2, SCE17LG130.2, and webscraping | Com LED Specialty Lamps - Indoor ¦ PG&E ¦ All | Com LED Specialty Lamps - Indoor | 0.092071 | 1 | 0.11546 | CSS - Itron 2012 | -0.27224 | 2032 | 0.65
COM-LIGHTING-62.12 | Com ¦ Com LED Specialty Lamp Indoor - 100 lpw ¦ PG&E ¦ All | Com ¦ Com LED Specialty Lamp Indoor - 100 lpw | PG&E ¦ All | PG&E | All | Electric | LED specialty indoor lamp with 100 lpw efficacy | Efficient | 0 | Conventional | Lighting | Com - Warehouse | Com | ROB and NEW | 0 | 1000 sqft2 of floor space | lamp | 16 | DEER:Indoor_CFL_Ltg | 5.8562 | 0.00057621 | 0.019709 | Lighting tables, webscraped data | 7.0932 | 2019 | 0 | 0 | 2019 | 0 | 0 | Workpapers SCE17LG129.2, SCE17LG130.2, and webscraping | Com LED Specialty Lamps - Indoor ¦ PG&E ¦ All | Com LED Specialty Lamps - Indoor | 0.092334 | 1 | 0.11546 | CSS - Itron 2012 | -0.58639 | 2032 | 0.65
COM-LIGHTING-60.1 | Com ¦ Com LED Specialty Lamp Indoor - 65 lpw ¦ SCE ¦ All | Com ¦ Com LED Specialty Lamp Indoor - 65 lpw | SCE ¦ All | SCE | All | Electric | LED specialty indoor lamp with 65 lpw efficacy | Average Existing and Code | 0 | Conventional | Lighting | Com - College | Com | ROB and NEW | 0 | 1000 sqft2 of floor space | lamp | 16 | DEER:Indoor_CFL_Ltg | 10.7322 | 0.0024833 | 0 | Lighting tables, webscraped data | 5.9724 | 2019 | 0 | 0 | 2019 | 0 | 0 | Workpapers SCE17LG129.2, SCE17LG130.2, and webscraping | Com LED Specialty Lamps - Indoor ¦ SCE ¦ All | Com LED Specialty Lamps - Indoor | 0.092071 | 1 | 0.77463 | CSS - Itron 2012 | -0.36479 | 2012 | 0.65
COM-LIGHTING-60.2 | Com ¦ Com LED Specialty Lamp Indoor - 65 lpw ¦ SCE ¦ All | Com ¦ Com LED Specialty Lamp Indoor - 65 lpw | SCE ¦ All | SCE | All | Electric | LED specialty indoor lamp with 65 lpw efficacy | Average Existing and Code | 0 | Conventional | Lighting | Com - Grocery | Com | ROB and NEW | 0 | 1000 sqft2 of floor space | lamp | 16 | DEER:Indoor_CFL_Ltg | 24.65 | 0.00382 | 0 | Lighting tables, webscraped data | 5.9724 | 2019 | 0 | 0 | 2019 | 0 | 0 | Workpapers SCE17LG129.2, SCE17LG130.2, and webscraping | Com LED Specialty Lamps - Indoor ¦ SCE ¦ All | Com LED Specialty Lamps - Indoor | 0.12596 | 1 | 0.77463 | CSS - Itron 2012 | -0.54194 | 2012 | 0.65
COM-LIGHTING-60.3 | Com ¦ Com LED Specialty Lamp Indoor - 65 lpw ¦ SCE ¦ All | Com ¦ Com LED Specialty Lamp Indoor - 65 lpw | SCE ¦ All | SCE | All | Electric | LED specialty indoor lamp with 65 lpw efficacy | Average Existing and Code | 0 | Conventional | Lighting | Com - Health | Com | ROB and NEW | 0 | 1000 sqft2 of floor space | lamp | 16 | DEER:Indoor_CFL_Ltg | 20.6936 | 0.0029519 | 0 | Lighting tables, webscraped data | 5.9724 | 2019 | 0 | 0 | 2019 | 0 | 0 | Workpapers SCE17LG129.2, SCE17LG130.2, and webscraping | Com LED Specialty Lamps - Indoor ¦ SCE ¦ All | Com LED Specialty Lamps - Indoor | 0.032568 | 1 | 0.77463 | CSS - Itron 2012 | -0.30671 | 2012 | 0.65
COM-LIGHTING-60.4 | Com ¦ Com LED Specialty Lamp Indoor - 65 lpw ¦ SCE ¦ All | Com ¦ Com LED Specialty Lamp Indoor - 65 lpw | SCE ¦ All | SCE | All | Electric | LED specialty indoor lamp with 65 lpw efficacy | Average Existing and Code | 0 | Conventional | Lighting | Com - Lodging | Com | ROB and NEW | 0 | 1000 sqft2 of floor space | lamp | 16 | DEER:Indoor_CFL_Ltg | 7.8724 | 0.0010337 | 0 | Lighting tables, webscraped data | 5.9724 | 2019 | 0 | 0 | 2019 | 0 | 0 | Workpapers SCE17LG129.2, SCE17LG130.2, and webscraping | Com LED Specialty Lamps - Indoor ¦ SCE ¦ All | Com LED Specialty Lamps - Indoor | 0.099854 | 1 | 0.77463 | CSS - Itron 2012 | -0.43269 | 2012 | 0.65
COM-LIGHTING-60.5 | Com ¦ Com LED Specialty Lamp Indoor - 65 lpw ¦ SCE ¦ All | Com ¦ Com LED Specialty Lamp Indoor - 65 lpw | SCE ¦ All | SCE | All | Electric | LED specialty indoor lamp with 65 lpw efficacy | Average Existing and Code | 0 | Conventional | Lighting | Com - Office (Large) | Com | ROB and NEW | 0 | 1000 sqft2 of floor space | lamp | 16 | DEER:Indoor_CFL_Ltg | 9.9 | 0.00128 | 0 | Lighting tables, webscraped data | 5.9724 | 2019 | 0 | 0 | 2019 | 0 | 0 | Workpapers SCE17LG129.2, SCE17LG130.2, and webscraping | Com LED Specialty Lamps - Indoor ¦ SCE ¦ All | Com LED Specialty Lamps - Indoor | 0.093101 | 1 | 0.77463 | CSS - Itron 2012 | -0.15503 | 2012 | 0.65
COM-LIGHTING-60.6 | Com ¦ Com LED Specialty Lamp Indoor - 65 lpw ¦ SCE ¦ All | Com ¦ Com LED Specialty Lamp Indoor - 65 lpw | SCE ¦ All | SCE | All | Electric | LED specialty indoor lamp with 65 lpw efficacy | Average Existing and Code | 0 | Conventional | Lighting | Com - Office (Small) | Com | ROB and NEW | 0 | 1000 sqft2 of floor space | lamp | 16 | DEER:Indoor_CFL_Ltg | 7.6 | 0.001215 | 0 | Lighting tables, webscraped data | 5.9724 | 2019 | 0 | 0 | 2019 | 0 | 0 | Workpapers SCE17LG129.2, SCE17LG130.2, and webscraping | Com LED Specialty Lamps - Indoor ¦ SCE ¦ All | Com LED Specialty Lamps - Indoor | 0.056714 | 1 | 0.77463 | CSS - Itron 2012 | -0.1978 | 2012 | 0.65
COM-LIGHTING-60.7 | Com ¦ Com LED Specialty Lamp Indoor - 65 lpw ¦ SCE ¦ All | Com ¦ Com LED Specialty Lamp Indoor - 65 lpw | SCE ¦ All | SCE | All | Electric | LED specialty indoor lamp with 65 lpw efficacy | Average Existing and Code | 0 | Conventional | Lighting | Com - Other | Com | ROB and NEW | 0 | 1000 sqft2 of floor space | lamp | 16 | DEER:Indoor_CFL_Ltg | 5.65 | 0.00107 | 0 | Lighting tables, webscraped data | 5.9724 | 2019 | 0 | 0 | 2019 | 0 | 0 | Workpapers SCE17LG129.2, SCE17LG130.2, and webscraping | Com LED Specialty Lamps - Indoor ¦ SCE ¦ All | Com LED Specialty Lamps - Indoor | 0.0044325 | 1 | 0.77463 | CSS - Itron 2012 | -0.33128 | 2012 | 0.65
COM-LIGHTING-60.8 | Com ¦ Com LED Specialty Lamp Indoor - 65 lpw ¦ SCE ¦ All | Com ¦ Com LED Specialty Lamp Indoor - 65 lpw | SCE ¦ All | SCE | All | Electric | LED specialty indoor lamp with 65 lpw efficacy | Average Existing and Code | 0 | Conventional | Lighting | Com - Refrig. Warehouse | Com | ROB and NEW | 0 | 1000 sqft2 of floor space | lamp | 16 | DEER:Indoor_CFL_Ltg | 23.4 | 0.002655 | 0 | Lighting tables, webscraped data | 5.9724 | 2019 | 0 | 0 | 2019 | 0 | 0 | Workpapers SCE17LG129.2, SCE17LG130.2, and webscraping | Com LED Specialty Lamps - Indoor ¦ SCE ¦ All | Com LED Specialty Lamps - Indoor | 0.092334 | 1 | 0.77463 | CSS - Itron 2012 | -0.50208 | 2012 | 0.65
COM-LIGHTING-60.9 | Com ¦ Com LED Specialty Lamp Indoor - 65 lpw ¦ SCE ¦ All | Com ¦ Com LED Specialty Lamp Indoor - 65 lpw | SCE ¦ All | SCE | All | Electric | LED specialty indoor lamp with 65 lpw efficacy | Average Existing and Code | 0 | Conventional | Lighting | Com - Restaurant | Com | ROB and NEW | 0 | 1000 sqft2 of floor space | lamp | 16 | DEER:Indoor_CFL_Ltg | 18.925 | 0.0033187 | 0 | Lighting tables, webscraped data | 5.9724 | 2019 | 0 | 0 | 2019 | 0 | 0 | Workpapers SCE17LG129.2, SCE17LG130.2, and webscraping | Com LED Specialty Lamps - Indoor ¦ SCE ¦ All | Com LED Specialty Lamps - Indoor | 1.6446 | 1 | 0.77463 | CSS - Itron 2012 | -0.38576 | 2012 | 0.65
COM-LIGHTING-60.10 | Com ¦ Com LED Specialty Lamp Indoor - 65 lpw ¦ SCE ¦ All | Com ¦ Com LED Specialty Lamp Indoor - 65 lpw | SCE ¦ All | SCE | All | Electric | LED specialty indoor lamp with 65 lpw efficacy | Average Existing and Code | 0 | Conventional | Lighting | Com - Retail | Com | ROB and NEW | 0 | 1000 sqft2 of floor space | lamp | 16 | DEER:Indoor_CFL_Ltg | 12.5986 | 0.0018728 | 0 | Lighting tables, webscraped data | 5.9724 | 2019 | 0 | 0 | 2019 | 0 | 0 | Workpapers SCE17LG129.2, SCE17LG130.2, and webscraping | Com LED Specialty Lamps - Indoor ¦ SCE ¦ All | Com LED Specialty Lamps - Indoor | 0.076653 | 1 | 0.77463 | CSS - Itron 2012 | -1.2134 | 2012 | 0.65
COM-LIGHTING-60.11 | Com ¦ Com LED Specialty Lamp Indoor - 65 lpw ¦ SCE ¦ All | Com ¦ Com LED Specialty Lamp Indoor - 65 lpw | SCE ¦ All | SCE | All | Electric | LED specialty indoor lamp with 65 lpw efficacy | Average Existing and Code | 0 | Conventional | Lighting | Com - School | Com | ROB and NEW | 0 | 1000 sqft2 of floor space | lamp | 16 | DEER:Indoor_CFL_Ltg | 7.0661 | 0.00093615 | 0 | Lighting tables, webscraped data | 5.9724 | 2019 | 0 | 0 | 2019 | 0 | 0 | Workpapers SCE17LG129.2, SCE17LG130.2, and webscraping | Com LED Specialty Lamps - Indoor ¦ SCE ¦ All | Com LED Specialty Lamps - Indoor | 0.092071 | 1 | 0.77463 | CSS - Itron 2012 | -0.38815 | 2012 | 0.65
COM-LIGHTING-60.12 | Com ¦ Com LED Specialty Lamp Indoor - 65 lpw ¦ SCE ¦ All | Com ¦ Com LED Specialty Lamp Indoor - 65 lpw | SCE ¦ All | SCE | All | Electric | LED specialty indoor lamp with 65 lpw efficacy | Average Existing and Code | 0 | Conventional | Lighting | Com - Warehouse | Com | ROB and NEW | 0 | 1000 sqft2 of floor space | lamp | 16 | DEER:Indoor_CFL_Ltg | 8.8623 | 0.00095295 | 0 | Lighting tables, webscraped data | 5.9724 | 2019 | 0 | 0 | 2019 | 0 | 0 | Workpapers SCE17LG129.2, SCE17LG130.2, and webscraping | Com LED Specialty Lamps - Indoor ¦ SCE ¦ All | Com LED Specialty Lamps - Indoor | 0.092334 | 1 | 0.77463 | CSS - Itron 2012 | -0.659 | 2012 | 0.65
COM-LIGHTING-61.1 | Com ¦ Com LED Specialty Lamp Indoor - 85 lpw ¦ SCE ¦ All | Com ¦ Com LED Specialty Lamp Indoor - 85 lpw | SCE ¦ All | SCE | All | Electric | LED specialty indoor lamp with 85 lpw efficacy | Efficient | 0 | Conventional | Lighting | Com - College | Com | ROB and NEW | 0 | 1000 sqft2 of floor space | lamp | 16 | DEER:Indoor_CFL_Ltg | 7.9292 | 0.0017326 | 0.018279 | Lighting tables, webscraped data | 6.6129 | 2019 | 0 | 0 | 2019 | 0 | 0 | Workpapers SCE17LG129.2, SCE17LG130.2, and webscraping | Com LED Specialty Lamps - Indoor ¦ SCE ¦ All | Com LED Specialty Lamps - Indoor | 0.092071 | 1 | 0.1099 | CSS - Itron 2012 | -0.28006 | 2032 | 0.65
COM-LIGHTING-61.2 | Com ¦ Com LED Specialty Lamp Indoor - 85 lpw ¦ SCE ¦ All | Com ¦ Com LED Specialty Lamp Indoor - 85 lpw | SCE ¦ All | SCE | All | Electric | LED specialty indoor lamp with 85 lpw efficacy | Efficient | 0 | Conventional | Lighting | Com - Grocery | Com | ROB and NEW | 0 | 1000 sqft2 of floor space | lamp | 16 | DEER:Indoor_CFL_Ltg | 18.676 | 0.0027594 | 0.06438 | Lighting tables, webscraped data | 6.6129 | 2019 | 0 | 0 | 2019 | 0 | 0 | Workpapers SCE17LG129.2, SCE17LG130.2, and webscraping | Com LED Specialty Lamps - Indoor ¦ SCE ¦ All | Com LED Specialty Lamps - Indoor | 0.12596 | 1 | 0.1099 | CSS - Itron 2012 | -0.54601 | 2032 | 0.65
COM-LIGHTING-61.3 | Com ¦ Com LED Specialty Lamp Indoor - 85 lpw ¦ SCE ¦ All | Com ¦ Com LED Specialty Lamp Indoor - 85 lpw | SCE ¦ All | SCE | All | Electric | LED specialty indoor lamp with 85 lpw efficacy | Efficient | 0 | Conventional | Lighting | Com - Health | Com | ROB and NEW | 0 | 1000 sqft2 of floor space | lamp | 16 | DEER:Indoor_CFL_Ltg | 15.3506 | 0.0020546 | 0.035025 | Lighting tables, webscraped data | 6.6129 | 2019 | 0 | 0 | 2019 | 0 | 0 | Workpapers SCE17LG129.2, SCE17LG130.2, and webscraping | Com LED Specialty Lamps - Indoor ¦ SCE ¦ All | Com LED Specialty Lamps - Indoor | 0.032568 | 1 | 0.1099 | CSS - Itron 2012 | -0.31023 | 2032 | 0.65
COM-LIGHTING-61.4 | Com ¦ Com LED Specialty Lamp Indoor - 85 lpw ¦ SCE ¦ All | Com ¦ Com LED Specialty Lamp Indoor - 85 lpw | SCE ¦ All | SCE | All | Electric | LED specialty indoor lamp with 85 lpw efficacy | Efficient | 0 | Conventional | Lighting | Com - Lodging | Com | ROB and NEW | 0 | 1000 sqft2 of floor space | lamp | 16 | DEER:Indoor_CFL_Ltg | 5.8876 | 0.00071752 | 0.0096122 | Lighting tables, webscraped data | 6.6129 | 2019 | 0 | 0 | 2019 | 0 | 0 | Workpapers SCE17LG129.2, SCE17LG130.2, and webscraping | Com LED Specialty Lamps - Indoor ¦ SCE ¦ All | Com LED Specialty Lamps - Indoor | 0.099854 | 1 | 0.1099 | CSS - Itron 2012 | -0.39681 | 2032 | 0.65
COM-LIGHTING-61.5 | Com ¦ Com LED Specialty Lamp Indoor - 85 lpw ¦ SCE ¦ All | Com ¦ Com LED Specialty Lamp Indoor - 85 lpw | SCE ¦ All | SCE | All | Electric | LED specialty indoor lamp with 85 lpw efficacy | Efficient | 0 | Conventional | Lighting | Com - Office (Large) | Com | ROB and NEW | 0 | 1000 sqft2 of floor space | lamp | 16 | DEER:Indoor_CFL_Ltg | 7.1979 | 0.00091859 | 0.0049849 | Lighting tables, webscraped data | 6.6129 | 2019 | 0 | 0 | 2019 | 0 | 0 | Workpapers SCE17LG129.2, SCE17LG130.2, and webscraping | Com LED Specialty Lamps - Indoor ¦ SCE ¦ All | Com LED Specialty Lamps - Indoor | 0.093101 | 1 | 0.1099 | CSS - Itron 2012 | -0.12996 | 2032 | 0.65
COM-LIGHTING-61.6 | Com ¦ Com LED Specialty Lamp Indoor - 85 lpw ¦ SCE ¦ All | Com ¦ Com LED Specialty Lamp Indoor - 85 lpw | SCE ¦ All | SCE | All | Electric | LED specialty indoor lamp with 85 lpw efficacy | Efficient | 0 | Conventional | Lighting | Com - Office (Small) | Com | ROB and NEW | 0 | 1000 sqft2 of floor space | lamp | 16 | DEER:Indoor_CFL_Ltg | 5.6329 | 0.00086908 | 0.0038984 | Lighting tables, webscraped data | 6.6129 | 2019 | 0 | 0 | 2019 | 0 | 0 | Workpapers SCE17LG129.2, SCE17LG130.2, and webscraping | Com LED Specialty Lamps - Indoor ¦ SCE ¦ All | Com LED Specialty Lamps - Indoor | 0.056714 | 1 | 0.1099 | CSS - Itron 2012 | -0.15042 | 2032 | 0.65
COM-LIGHTING-61.7 | Com ¦ Com LED Specialty Lamp Indoor - 85 lpw ¦ SCE ¦ All | Com ¦ Com LED Specialty Lamp Indoor - 85 lpw | SCE ¦ All | SCE | All | Electric | LED specialty indoor lamp with 85 lpw efficacy | Efficient | 0 | Conventional | Lighting | Com - Other | Com | ROB and NEW | 0 | 1000 sqft2 of floor space | lamp | 16 | DEER:Indoor_CFL_Ltg | 4.2142 | 0.00076033 | 0.0091198 | Lighting tables, webscraped data | 6.6129 | 2019 | 0 | 0 | 2019 | 0 | 0 | Workpapers SCE17LG129.2, SCE17LG130.2, and webscraping | Com LED Specialty Lamps - Indoor ¦ SCE ¦ All | Com LED Specialty Lamps - Indoor | 0.0044325 | 1 | 0.1099 | CSS - Itron 2012 | -0.26988 | 2032 | 0.65
COM-LIGHTING-61.8 | Com ¦ Com LED Specialty Lamp Indoor - 85 lpw ¦ SCE ¦ All | Com ¦ Com LED Specialty Lamp Indoor - 85 lpw | SCE ¦ All | SCE | All | Electric | LED specialty indoor lamp with 85 lpw efficacy | Efficient | 0 | Conventional | Lighting | Com - Refrig. Warehouse | Com | ROB and NEW | 0 | 1000 sqft2 of floor space | lamp | 16 | DEER:Indoor_CFL_Ltg | 15.912 | 0.0017929 | 1.8169e-05 | Lighting tables, webscraped data | 6.6129 | 2019 | 0 | 0 | 2019 | 0 | 0 | Workpapers SCE17LG129.2, SCE17LG130.2, and webscraping | Com LED Specialty Lamps - Indoor ¦ SCE ¦ All | Com LED Specialty Lamps - Indoor | 0.092334 | 1 | 0.1099 | CSS - Itron 2012 | -0.34143 | 2032 | 0.65
COM-LIGHTING-61.9 | Com ¦ Com LED Specialty Lamp Indoor - 85 lpw ¦ SCE ¦ All | Com ¦ Com LED Specialty Lamp Indoor - 85 lpw | SCE ¦ All | SCE | All | Electric | LED specialty indoor lamp with 85 lpw efficacy | Efficient | 0 | Conventional | Lighting | Com - Restaurant | Com | ROB and NEW | 0 | 1000 sqft2 of floor space | lamp | 16 | DEER:Indoor_CFL_Ltg | 14.049 | 0.00237 | 0.023401 | Lighting tables, webscraped data | 6.6129 | 2019 | 0 | 0 | 2019 | 0 | 0 | Workpapers SCE17LG129.2, SCE17LG130.2, and webscraping | Com LED Specialty Lamps - Indoor ¦ SCE ¦ All | Com LED Specialty Lamps - Indoor | 1.6446 | 1 | 0.1099 | CSS - Itron 2012 | -0.29236 | 2032 | 0.65
COM-LIGHTING-61.10 | Com ¦ Com LED Specialty Lamp Indoor - 85 lpw ¦ SCE ¦ All | Com ¦ Com LED Specialty Lamp Indoor - 85 lpw | SCE ¦ All | SCE | All | Electric | LED specialty indoor lamp with 85 lpw efficacy | Efficient | 0 | Conventional | Lighting | Com - Retail | Com | ROB and NEW | 0 | 1000 sqft2 of floor space | lamp | 16 | DEER:Indoor_CFL_Ltg | 9.3011 | 0.0013256 | 0.0079642 | Lighting tables, webscraped data | 6.6129 | 2019 | 0 | 0 | 2019 | 0 | 0 | Workpapers SCE17LG129.2, SCE17LG130.2, and webscraping | Com LED Specialty Lamps - Indoor ¦ SCE ¦ All | Com LED Specialty Lamps - Indoor | 0.076653 | 1 | 0.1099 | CSS - Itron 2012 | -2.0912 | 2032 | 0.65
COM-LIGHTING-61.11 | Com ¦ Com LED Specialty Lamp Indoor - 85 lpw ¦ SCE ¦ All | Com ¦ Com LED Specialty Lamp Indoor - 85 lpw | SCE ¦ All | SCE | All | Electric | LED specialty indoor lamp with 85 lpw efficacy | Efficient | 0 | Conventional | Lighting | Com - School | Com | ROB and NEW | 0 | 1000 sqft2 of floor space | lamp | 16 | DEER:Indoor_CFL_Ltg | 5.2603 | 0.0006558 | 0.011527 | Lighting tables, webscraped data | 6.6129 | 2019 | 0 | 0 | 2019 | 0 | 0 | Workpapers SCE17LG129.2, SCE17LG130.2, and webscraping | Com LED Specialty Lamps - Indoor ¦ SCE ¦ All | Com LED Specialty Lamps - Indoor | 0.092071 | 1 | 0.1099 | CSS - Itron 2012 | -0.2986 | 2032 | 0.65
COM-LIGHTING-61.12 | Com ¦ Com LED Specialty Lamp Indoor - 85 lpw ¦ SCE ¦ All | Com ¦ Com LED Specialty Lamp Indoor - 85 lpw | SCE ¦ All | SCE | All | Electric | LED specialty indoor lamp with 85 lpw efficacy | Efficient | 0 | Conventional | Lighting | Com - Warehouse | Com | ROB and NEW | 0 | 1000 sqft2 of floor space | lamp | 16 | DEER:Indoor_CFL_Ltg | 6.79 | 0.00069277 | 0.01096 | Lighting tables, webscraped data | 6.6129 | 2019 | 0 | 0 | 2019 | 0 | 0 | Workpapers SCE17LG129.2, SCE17LG130.2, and webscraping | Com LED Specialty Lamps - Indoor ¦ SCE ¦ All | Com LED Specialty Lamps - Indoor | 0.092334 | 1 | 0.1099 | CSS - Itron 2012 | -0.58882 | 2032 | 0.65
COM-LIGHTING-62.1 | Com ¦ Com LED Specialty Lamp Indoor - 100 lpw ¦ SCE ¦ All | Com ¦ Com LED Specialty Lamp Indoor - 100 lpw | SCE ¦ All | SCE | All | Electric | LED specialty indoor lamp with 100 lpw efficacy | Efficient | 0 | Conventional | Lighting | Com - College | Com | ROB and NEW | 0 | 1000 sqft2 of floor space | lamp | 16 | DEER:Indoor_CFL_Ltg | 6.5627 | 0.0013666 | 0.02719 | Lighting tables, webscraped data | 7.0932 | 2019 | 0 | 0 | 2019 | 0 | 0 | Workpapers SCE17LG129.2, SCE17LG130.2, and webscraping | Com LED Specialty Lamps - Indoor ¦ SCE ¦ All | Com LED Specialty Lamps - Indoor | 0.092071 | 1 | 0.11546 | CSS - Itron 2012 | -0.23876 | 2032 | 0.65
COM-LIGHTING-62.2 | Com ¦ Com LED Specialty Lamp Indoor - 100 lpw ¦ SCE ¦ All | Com ¦ Com LED Specialty Lamp Indoor - 100 lpw | SCE ¦ All | SCE | All | Electric | LED specialty indoor lamp with 100 lpw efficacy | Efficient | 0 | Conventional | Lighting | Com - Grocery | Com | ROB and NEW | 0 | 1000 sqft2 of floor space | lamp | 16 | DEER:Indoor_CFL_Ltg | 15.7637 | 0.0022423 | 0.095765 | Lighting tables, webscraped data | 7.0932 | 2019 | 0 | 0 | 2019 | 0 | 0 | Workpapers SCE17LG129.2, SCE17LG130.2, and webscraping | Com LED Specialty Lamps - Indoor ¦ SCE ¦ All | Com LED Specialty Lamps - Indoor | 0.12596 | 1 | 0.11546 | CSS - Itron 2012 | -0.548 | 2032 | 0.65
COM-LIGHTING-62.3 | Com ¦ Com LED Specialty Lamp Indoor - 100 lpw ¦ SCE ¦ All | Com ¦ Com LED Specialty Lamp Indoor - 100 lpw | SCE ¦ All | SCE | All | Electric | LED specialty indoor lamp with 100 lpw efficacy | Efficient | 0 | Conventional | Lighting | Com - Health | Com | ROB and NEW | 0 | 1000 sqft2 of floor space | lamp | 16 | DEER:Indoor_CFL_Ltg | 12.7458 | 0.0016172 | 0.0521 | Lighting tables, webscraped data | 7.0932 | 2019 | 0 | 0 | 2019 | 0 | 0 | Workpapers SCE17LG129.2, SCE17LG130.2, and webscraping | Com LED Specialty Lamps - Indoor ¦ SCE ¦ All | Com LED Specialty Lamps - Indoor | 0.032568 | 1 | 0.11546 | CSS - Itron 2012 | -0.31194 | 2032 | 0.65
COM-LIGHTING-62.4 | Com ¦ Com LED Specialty Lamp Indoor - 100 lpw ¦ SCE ¦ All | Com ¦ Com LED Specialty Lamp Indoor - 100 lpw | SCE ¦ All | SCE | All | Electric | LED specialty indoor lamp with 100 lpw efficacy | Efficient | 0 | Conventional | Lighting | Com - Lodging | Com | ROB and NEW | 0 | 1000 sqft2 of floor space | lamp | 16 | DEER:Indoor_CFL_Ltg | 4.9199 | 0.00056337 | 0.014298 | Lighting tables, webscraped data | 7.0932 | 2019 | 0 | 0 | 2019 | 0 | 0 | Workpapers SCE17LG129.2, SCE17LG130.2, and webscraping | Com LED Specialty Lamps - Indoor ¦ SCE ¦ All | Com LED Specialty Lamps - Indoor | 0.099854 | 1 | 0.11546 | CSS - Itron 2012 | -0.37931 | 2032 | 0.65
COM-LIGHTING-62.5 | Com ¦ Com LED Specialty Lamp Indoor - 100 lpw ¦ SCE ¦ All | Com ¦ Com LED Specialty Lamp Indoor - 100 lpw | SCE ¦ All | SCE | All | Electric | LED specialty indoor lamp with 100 lpw efficacy | Efficient | 0 | Conventional | Lighting | Com - Office (Large) | Com | ROB and NEW | 0 | 1000 sqft2 of floor space | lamp | 16 | DEER:Indoor_CFL_Ltg | 5.8806 | 0.0007424 | 0.0074151 | Lighting tables, webscraped data | 7.0932 | 2019 | 0 | 0 | 2019 | 0 | 0 | Workpapers SCE17LG129.2, SCE17LG130.2, and webscraping | Com LED Specialty Lamps - Indoor ¦ SCE ¦ All | Com LED Specialty Lamps - Indoor | 0.093101 | 1 | 0.11546 | CSS - Itron 2012 | -0.11774 | 2032 | 0.65
COM-LIGHTING-62.6 | Com ¦ Com LED Specialty Lamp Indoor - 100 lpw ¦ SCE ¦ All | Com ¦ Com LED Specialty Lamp Indoor - 100 lpw | SCE ¦ All | SCE | All | Electric | LED specialty indoor lamp with 100 lpw efficacy | Efficient | 0 | Conventional | Lighting | Com - Office (Small) | Com | ROB and NEW | 0 | 1000 sqft2 of floor space | lamp | 16 | DEER:Indoor_CFL_Ltg | 4.674 | 0.00070045 | 0.0057988 | Lighting tables, webscraped data | 7.0932 | 2019 | 0 | 0 | 2019 | 0 | 0 | Workpapers SCE17LG129.2, SCE17LG130.2, and webscraping | Com LED Specialty Lamps - Indoor ¦ SCE ¦ All | Com LED Specialty Lamps - Indoor | 0.056714 | 1 | 0.11546 | CSS - Itron 2012 | -0.12732 | 2032 | 0.65
COM-LIGHTING-62.7 | Com ¦ Com LED Specialty Lamp Indoor - 100 lpw ¦ SCE ¦ All | Com ¦ Com LED Specialty Lamp Indoor - 100 lpw | SCE ¦ All | SCE | All | Electric | LED specialty indoor lamp with 100 lpw efficacy | Efficient | 0 | Conventional | Lighting | Com - Other | Com | ROB and NEW | 0 | 1000 sqft2 of floor space | lamp | 16 | DEER:Indoor_CFL_Ltg | 3.5143 | 0.00060936 | 0.013566 | Lighting tables, webscraped data | 7.0932 | 2019 | 0 | 0 | 2019 | 0 | 0 | Workpapers SCE17LG129.2, SCE17LG130.2, and webscraping | Com LED Specialty Lamps - Indoor ¦ SCE ¦ All | Com LED Specialty Lamps - Indoor | 0.0044325 | 1 | 0.11546 | CSS - Itron 2012 | -0.23996 | 2032 | 0.65
COM-LIGHTING-62.8 | Com ¦ Com LED Specialty Lamp Indoor - 100 lpw ¦ SCE ¦ All | Com ¦ Com LED Specialty Lamp Indoor - 100 lpw | SCE ¦ All | SCE | All | Electric | LED specialty indoor lamp with 100 lpw efficacy | Efficient | 0 | Conventional | Lighting | Com - Refrig. Warehouse | Com | ROB and NEW | 0 | 1000 sqft2 of floor space | lamp | 16 | DEER:Indoor_CFL_Ltg | 12.2616 | 0.0013726 | 2.7027e-05 | Lighting tables, webscraped data | 7.0932 | 2019 | 0 | 0 | 2019 | 0 | 0 | Workpapers SCE17LG129.2, SCE17LG130.2, and webscraping | Com LED Specialty Lamps - Indoor ¦ SCE ¦ All | Com LED Specialty Lamps - Indoor | 0.092334 | 1 | 0.11546 | CSS - Itron 2012 | -0.26311 | 2032 | 0.65
COM-LIGHTING-62.9 | Com ¦ Com LED Specialty Lamp Indoor - 100 lpw ¦ SCE ¦ All | Com ¦ Com LED Specialty Lamp Indoor - 100 lpw | SCE ¦ All | SCE | All | Electric | LED specialty indoor lamp with 100 lpw efficacy | Efficient | 0 | Conventional | Lighting | Com - Restaurant | Com | ROB and NEW | 0 | 1000 sqft2 of floor space | lamp | 16 | DEER:Indoor_CFL_Ltg | 11.672 | 0.0019075 | 0.034809 | Lighting tables, webscraped data | 7.0932 | 2019 | 0 | 0 | 2019 | 0 | 0 | Workpapers SCE17LG129.2, SCE17LG130.2, and webscraping | Com LED Specialty Lamps - Indoor ¦ SCE ¦ All | Com LED Specialty Lamps - Indoor | 1.6446 | 1 | 0.11546 | CSS - Itron 2012 | -0.24683 | 2032 | 0.65
COM-LIGHTING-62.10 | Com ¦ Com LED Specialty Lamp Indoor - 100 lpw ¦ SCE ¦ All | Com ¦ Com LED Specialty Lamp Indoor - 100 lpw | SCE ¦ All | SCE | All | Electric | LED specialty indoor lamp with 100 lpw efficacy | Efficient | 0 | Conventional | Lighting | Com - Retail | Com | ROB and NEW | 0 | 1000 sqft2 of floor space | lamp | 16 | DEER:Indoor_CFL_Ltg | 7.6936 | 0.0010589 | 0.011847 | Lighting tables, webscraped data | 7.0932 | 2019 | 0 | 0 | 2019 | 0 | 0 | Workpapers SCE17LG129.2, SCE17LG130.2, and webscraping | Com LED Specialty Lamps - Indoor ¦ SCE ¦ All | Com LED Specialty Lamps - Indoor | 0.076653 | 1 | 0.11546 | CSS - Itron 2012 | -2.5191 | 2032 | 0.65
COM-LIGHTING-62.11 | Com ¦ Com LED Specialty Lamp Indoor - 100 lpw ¦ SCE ¦ All | Com ¦ Com LED Specialty Lamp Indoor - 100 lpw | SCE ¦ All | SCE | All | Electric | LED specialty indoor lamp with 100 lpw efficacy | Efficient | 0 | Conventional | Lighting | Com - School | Com | ROB and NEW | 0 | 1000 sqft2 of floor space | lamp | 16 | DEER:Indoor_CFL_Ltg | 4.3799 | 0.00051913 | 0.017146 | Lighting tables, webscraped data | 7.0932 | 2019 | 0 | 0 | 2019 | 0 | 0 | Workpapers SCE17LG129.2, SCE17LG130.2, and webscraping | Com LED Specialty Lamps - Indoor ¦ SCE ¦ All | Com LED Specialty Lamps - Indoor | 0.092071 | 1 | 0.11546 | CSS - Itron 2012 | -0.25495 | 2032 | 0.65
COM-LIGHTING-62.12 | Com ¦ Com LED Specialty Lamp Indoor - 100 lpw ¦ SCE ¦ All | Com ¦ Com LED Specialty Lamp Indoor - 100 lpw | SCE ¦ All | SCE | All | Electric | LED specialty indoor lamp with 100 lpw efficacy | Efficient | 0 | Conventional | Lighting | Com - Warehouse | Com | ROB and NEW | 0 | 1000 sqft2 of floor space | lamp | 16 | DEER:Indoor_CFL_Ltg | 5.7797 | 0.00056593 | 0.016303 | Lighting tables, webscraped data | 7.0932 | 2019 | 0 | 0 | 2019 | 0 | 0 | Workpapers SCE17LG129.2, SCE17LG130.2, and webscraping | Com LED Specialty Lamps - Indoor ¦ SCE ¦ All | Com LED Specialty Lamps - Indoor | 0.092334 | 1 | 0.11546 | CSS - Itron 2012 | -0.55461 | 2032 | 0.65
COM-LIGHTING-60.1 | Com ¦ Com LED Specialty Lamp Indoor - 65 lpw ¦ SDG&E ¦ All | Com ¦ Com LED Specialty Lamp Indoor - 65 lpw | SDG&E ¦ All | SDG&E | All | Electric | LED specialty indoor lamp with 65 lpw efficacy | Average Existing and Code | 0 | Conventional | Lighting | Com - College | Com | ROB and NEW | 0 | 1000 sqft2 of floor space | lamp | 16 | DEER:Indoor_CFL_Ltg | 10.7322 | 0.0024833 | 0 | Lighting tables, webscraped data | 5.9724 | 2019 | 0 | 0 | 2019 | 0 | 0 | Workpapers SCE17LG129.2, SCE17LG130.2, and webscraping | Com LED Specialty Lamps - Indoor ¦ SDG&E ¦ All | Com LED Specialty Lamps - Indoor | 0.092071 | 1 | 0.77463 | CSS - Itron 2012 | -0.36479 | 2012 | 0.65
COM-LIGHTING-60.2 | Com ¦ Com LED Specialty Lamp Indoor - 65 lpw ¦ SDG&E ¦ All | Com ¦ Com LED Specialty Lamp Indoor - 65 lpw | SDG&E ¦ All | SDG&E | All | Electric | LED specialty indoor lamp with 65 lpw efficacy | Average Existing and Code | 0 | Conventional | Lighting | Com - Grocery | Com | ROB and NEW | 0 | 1000 sqft2 of floor space | lamp | 16 | DEER:Indoor_CFL_Ltg | 24.65 | 0.003825 | 0 | Lighting tables, webscraped data | 5.9724 | 2019 | 0 | 0 | 2019 | 0 | 0 | Workpapers SCE17LG129.2, SCE17LG130.2, and webscraping | Com LED Specialty Lamps - Indoor ¦ SDG&E ¦ All | Com LED Specialty Lamps - Indoor | 0.12596 | 1 | 0.77463 | CSS - Itron 2012 | -0.54194 | 2012 | 0.65
COM-LIGHTING-60.3 | Com ¦ Com LED Specialty Lamp Indoor - 65 lpw ¦ SDG&E ¦ All | Com ¦ Com LED Specialty Lamp Indoor - 65 lpw | SDG&E ¦ All | SDG&E | All | Electric | LED specialty indoor lamp with 65 lpw efficacy | Average Existing and Code | 0 | Conventional | Lighting | Com - Health | Com | ROB and NEW | 0 | 1000 sqft2 of floor space | lamp | 16 | DEER:Indoor_CFL_Ltg | 20.6936 | 0.0029519 | 0 | Lighting tables, webscraped data | 5.9724 | 2019 | 0 | 0 | 2019 | 0 | 0 | Workpapers SCE17LG129.2, SCE17LG130.2, and webscraping | Com LED Specialty Lamps - Indoor ¦ SDG&E ¦ All | Com LED Specialty Lamps - Indoor | 0.032568 | 1 | 0.77463 | CSS - Itron 2012 | -0.30671 | 2012 | 0.65
COM-LIGHTING-60.4 | Com ¦ Com LED Specialty Lamp Indoor - 65 lpw ¦ SDG&E ¦ All | Com ¦ Com LED Specialty Lamp Indoor - 65 lpw | SDG&E ¦ All | SDG&E | All | Electric | LED specialty indoor lamp with 65 lpw efficacy | Average Existing and Code | 0 | Conventional | Lighting | Com - Lodging | Com | ROB and NEW | 0 | 1000 sqft2 of floor space | lamp | 16 | DEER:Indoor_CFL_Ltg | 7.8724 | 0.0010337 | 0 | Lighting tables, webscraped data | 5.9724 | 2019 | 0 | 0 | 2019 | 0 | 0 | Workpapers SCE17LG129.2, SCE17LG130.2, and webscraping | Com LED Specialty Lamps - Indoor ¦ SDG&E ¦ All | Com LED Specialty Lamps - Indoor | 0.099854 | 1 | 0.77463 | CSS - Itron 2012 | -0.43269 | 2012 | 0.65
COM-LIGHTING-60.5 | Com ¦ Com LED Specialty Lamp Indoor - 65 lpw ¦ SDG&E ¦ All | Com ¦ Com LED Specialty Lamp Indoor - 65 lpw | SDG&E ¦ All | SDG&E | All | Electric | LED specialty indoor lamp with 65 lpw efficacy | Average Existing and Code | 0 | Conventional | Lighting | Com - Office (Large) | Com | ROB and NEW | 0 | 1000 sqft2 of floor space | lamp | 16 | DEER:Indoor_CFL_Ltg | 9.9 | 0.00128 | 0 | Lighting tables, webscraped data | 5.9724 | 2019 | 0 | 0 | 2019 | 0 | 0 | Workpapers SCE17LG129.2, SCE17LG130.2, and webscraping | Com LED Specialty Lamps - Indoor ¦ SDG&E ¦ All | Com LED Specialty Lamps - Indoor | 0.093101 | 1 | 0.77463 | CSS - Itron 2012 | -0.15503 | 2012 | 0.65
COM-LIGHTING-60.6 | Com ¦ Com LED Specialty Lamp Indoor - 65 lpw ¦ SDG&E ¦ All | Com ¦ Com LED Specialty Lamp Indoor - 65 lpw | SDG&E ¦ All | SDG&E | All | Electric | LED specialty indoor lamp with 65 lpw efficacy | Average Existing and Code | 0 | Conventional | Lighting | Com - Office (Small) | Com | ROB and NEW | 0 | 1000 sqft2 of floor space | lamp | 16 | DEER:Indoor_CFL_Ltg | 7.6 | 0.001215 | 0 | Lighting tables, webscraped data | 5.9724 | 2019 | 0 | 0 | 2019 | 0 | 0 | Workpapers SCE17LG129.2, SCE17LG130.2, and webscraping | Com LED Specialty Lamps - Indoor ¦ SDG&E ¦ All | Com LED Specialty Lamps - Indoor | 0.056714 | 1 | 0.77463 | CSS - Itron 2012 | -0.1978 | 2012 | 0.65
COM-LIGHTING-60.7 | Com ¦ Com LED Specialty Lamp Indoor - 65 lpw ¦ SDG&E ¦ All | Com ¦ Com LED Specialty Lamp Indoor - 65 lpw | SDG&E ¦ All | SDG&E | All | Electric | LED specialty indoor lamp with 65 lpw efficacy | Average Existing and Code | 0 | Conventional | Lighting | Com - Other | Com | ROB and NEW | 0 | 1000 sqft2 of floor space | lamp | 16 | DEER:Indoor_CFL_Ltg | 5.65 | 0.00107 | 0 | Lighting tables, webscraped data | 5.9724 | 2019 | 0 | 0 | 2019 | 0 | 0 | Workpapers SCE17LG129.2, SCE17LG130.2, and webscraping | Com LED Specialty Lamps - Indoor ¦ SDG&E ¦ All | Com LED Specialty Lamps - Indoor | 0.0044325 | 1 | 0.77463 | CSS - Itron 2012 | -0.33128 | 2012 | 0.65
COM-LIGHTING-60.8 | Com ¦ Com LED Specialty Lamp Indoor - 65 lpw ¦ SDG&E ¦ All | Com ¦ Com LED Specialty Lamp Indoor - 65 lpw | SDG&E ¦ All | SDG&E | All | Electric | LED specialty indoor lamp with 65 lpw efficacy | Average Existing and Code | 0 | Conventional | Lighting | Com - Refrig. Warehouse | Com | ROB and NEW | 0 | 1000 sqft2 of floor space | lamp | 16 | DEER:Indoor_CFL_Ltg | 23.4 | 0.002655 | 0 | Lighting tables, webscraped data | 5.9724 | 2019 | 0 | 0 | 2019 | 0 | 0 | Workpapers SCE17LG129.2, SCE17LG130.2, and webscraping | Com LED Specialty Lamps - Indoor ¦ SDG&E ¦ All | Com LED Specialty Lamps - Indoor | 0.092334 | 1 | 0.77463 | CSS - Itron 2012 | -0.50208 | 2012 | 0.65
COM-LIGHTING-60.9 | Com ¦ Com LED Specialty Lamp Indoor - 65 lpw ¦ SDG&E ¦ All | Com ¦ Com LED Specialty Lamp Indoor - 65 lpw | SDG&E ¦ All | SDG&E | All | Electric | LED specialty indoor lamp with 65 lpw efficacy | Average Existing and Code | 0 | Conventional | Lighting | Com - Restaurant | Com | ROB and NEW | 0 | 1000 sqft2 of floor space | lamp | 16 | DEER:Indoor_CFL_Ltg | 18.925 | 0.0033187 | 0 | Lighting tables, webscraped data | 5.9724 | 2019 | 0 | 0 | 2019 | 0 | 0 | Workpapers SCE17LG129.2, SCE17LG130.2, and webscraping | Com LED Specialty Lamps - Indoor ¦ SDG&E ¦ All | Com LED Specialty Lamps - Indoor | 1.6446 | 1 | 0.77463 | CSS - Itron 2012 | -0.38576 | 2012 | 0.65
COM-LIGHTING-60.10 | Com ¦ Com LED Specialty Lamp Indoor - 65 lpw ¦ SDG&E ¦ All | Com ¦ Com LED Specialty Lamp Indoor - 65 lpw | SDG&E ¦ All | SDG&E | All | Electric | LED specialty indoor lamp with 65 lpw efficacy | Average Existing and Code | 0 | Conventional | Lighting | Com - Retail | Com | ROB and NEW | 0 | 1000 sqft2 of floor space | lamp | 16 | DEER:Indoor_CFL_Ltg | 12.5986 | 0.0018728 | 0 | Lighting tables, webscraped data | 5.9724 | 2019 | 0 | 0 | 2019 | 0 | 0 | Workpapers SCE17LG129.2, SCE17LG130.2, and webscraping | Com LED Specialty Lamps - Indoor ¦ SDG&E ¦ All | Com LED Specialty Lamps - Indoor | 0.076653 | 1 | 0.77463 | CSS - Itron 2012 | -1.2134 | 2012 | 0.65
COM-LIGHTING-60.11 | Com ¦ Com LED Specialty Lamp Indoor - 65 lpw ¦ SDG&E ¦ All | Com ¦ Com LED Specialty Lamp Indoor - 65 lpw | SDG&E ¦ All | SDG&E | All | Electric | LED specialty indoor lamp with 65 lpw efficacy | Average Existing and Code | 0 | Conventional | Lighting | Com - School | Com | ROB and NEW | 0 | 1000 sqft2 of floor space | lamp | 16 | DEER:Indoor_CFL_Ltg | 7.0661 | 0.00093615 | 0 | Lighting tables, webscraped data | 5.9724 | 2019 | 0 | 0 | 2019 | 0 | 0 | Workpapers SCE17LG129.2, SCE17LG130.2, and webscraping | Com LED Specialty Lamps - Indoor ¦ SDG&E ¦ All | Com LED Specialty Lamps - Indoor | 0.092071 | 1 | 0.77463 | CSS - Itron 2012 | -0.38815 | 2012 | 0.65
COM-LIGHTING-60.12 | Com ¦ Com LED Specialty Lamp Indoor - 65 lpw ¦ SDG&E ¦ All | Com ¦ Com LED Specialty Lamp Indoor - 65 lpw | SDG&E ¦ All | SDG&E | All | Electric | LED specialty indoor lamp with 65 lpw efficacy | Average Existing and Code | 0 | Conventional | Lighting | Com - Warehouse | Com | ROB and NEW | 0 | 1000 sqft2 of floor space | lamp | 16 | DEER:Indoor_CFL_Ltg | 8.8623 | 0.00095295 | 0 | Lighting tables, webscraped data | 5.9724 | 2019 | 0 | 0 | 2019 | 0 | 0 | Workpapers SCE17LG129.2, SCE17LG130.2, and webscraping | Com LED Specialty Lamps - Indoor ¦ SDG&E ¦ All | Com LED Specialty Lamps - Indoor | 0.092334 | 1 | 0.77463 | CSS - Itron 2012 | -0.659 | 2012 | 0.65
COM-LIGHTING-61.1 | Com ¦ Com LED Specialty Lamp Indoor - 85 lpw ¦ SDG&E ¦ All | Com ¦ Com LED Specialty Lamp Indoor - 85 lpw | SDG&E ¦ All | SDG&E | All | Electric | LED specialty indoor lamp with 85 lpw efficacy | Efficient | 0 | Conventional | Lighting | Com - College | Com | ROB and NEW | 0 | 1000 sqft2 of floor space | lamp | 16 | DEER:Indoor_CFL_Ltg | 7.8848 | 0.0017282 | 0.014173 | Lighting tables, webscraped data | 6.6129 | 2019 | 0 | 0 | 2019 | 0 | 0 | Workpapers SCE17LG129.2, SCE17LG130.2, and webscraping | Com LED Specialty Lamps - Indoor ¦ SDG&E ¦ All | Com LED Specialty Lamps - Indoor | 0.092071 | 1 | 0.1099 | CSS - Itron 2012 | -0.27619 | 2032 | 0.65
COM-LIGHTING-61.2 | Com ¦ Com LED Specialty Lamp Indoor - 85 lpw ¦ SDG&E ¦ All | Com ¦ Com LED Specialty Lamp Indoor - 85 lpw | SDG&E ¦ All | SDG&E | All | Electric | LED specialty indoor lamp with 85 lpw efficacy | Efficient | 0 | Conventional | Lighting | Com - Grocery | Com | ROB and NEW | 0 | 1000 sqft2 of floor space | lamp | 16 | DEER:Indoor_CFL_Ltg | 18.734 | 0.002808 | 0.06728 | Lighting tables, webscraped data | 6.6129 | 2019 | 0 | 0 | 2019 | 0 | 0 | Workpapers SCE17LG129.2, SCE17LG130.2, and webscraping | Com LED Specialty Lamps - Indoor ¦ SDG&E ¦ All | Com LED Specialty Lamps - Indoor | 0.12596 | 1 | 0.1099 | CSS - Itron 2012 | -0.55339 | 2032 | 0.65
COM-LIGHTING-61.3 | Com ¦ Com LED Specialty Lamp Indoor - 85 lpw ¦ SDG&E ¦ All | Com ¦ Com LED Specialty Lamp Indoor - 85 lpw | SDG&E ¦ All | SDG&E | All | Electric | LED specialty indoor lamp with 85 lpw efficacy | Efficient | 0 | Conventional | Lighting | Com - Health | Com | ROB and NEW | 0 | 1000 sqft2 of floor space | lamp | 16 | DEER:Indoor_CFL_Ltg | 15.3993 | 0.0020748 | 0.030094 | Lighting tables, webscraped data | 6.6129 | 2019 | 0 | 0 | 2019 | 0 | 0 | Workpapers SCE17LG129.2, SCE17LG130.2, and webscraping | Com LED Specialty Lamps - Indoor ¦ SDG&E ¦ All | Com LED Specialty Lamps - Indoor | 0.032568 | 1 | 0.1099 | CSS - Itron 2012 | -0.2993 | 2032 | 0.65
COM-LIGHTING-61.4 | Com ¦ Com LED Specialty Lamp Indoor - 85 lpw ¦ SDG&E ¦ All | Com ¦ Com LED Specialty Lamp Indoor - 85 lpw | SDG&E ¦ All | SDG&E | All | Electric | LED specialty indoor lamp with 85 lpw efficacy | Efficient | 0 | Conventional | Lighting | Com - Lodging | Com | ROB and NEW | 0 | 1000 sqft2 of floor space | lamp | 16 | DEER:Indoor_CFL_Ltg | 5.8847 | 0.00072238 | 0.0093713 | Lighting tables, webscraped data | 6.6129 | 2019 | 0 | 0 | 2019 | 0 | 0 | Workpapers SCE17LG129.2, SCE17LG130.2, and webscraping | Com LED Specialty Lamps - Indoor ¦ SDG&E ¦ All | Com LED Specialty Lamps - Indoor | 0.099854 | 1 | 0.1099 | CSS - Itron 2012 | -0.39481 | 2032 | 0.65
COM-LIGHTING-61.5 | Com ¦ Com LED Specialty Lamp Indoor - 85 lpw ¦ SDG&E ¦ All | Com ¦ Com LED Specialty Lamp Indoor - 85 lpw | SDG&E ¦ All | SDG&E | All | Electric | LED specialty indoor lamp with 85 lpw efficacy | Efficient | 0 | Conventional | Lighting | Com - Office (Large) | Com | ROB and NEW | 0 | 1000 sqft2 of floor space | lamp | 16 | DEER:Indoor_CFL_Ltg | 7.1746 | 0.00091558 | 0.0022176 | Lighting tables, webscraped data | 6.6129 | 2019 | 0 | 0 | 2019 | 0 | 0 | Workpapers SCE17LG129.2, SCE17LG130.2, and webscraping | Com LED Specialty Lamps - Indoor ¦ SDG&E ¦ All | Com LED Specialty Lamps - Indoor | 0.093101 | 1 | 0.1099 | CSS - Itron 2012 | -0.12002 | 2032 | 0.65
COM-LIGHTING-61.6 | Com ¦ Com LED Specialty Lamp Indoor - 85 lpw ¦ SDG&E ¦ All | Com ¦ Com LED Specialty Lamp Indoor - 85 lpw | SDG&E ¦ All | SDG&E | All | Electric | LED specialty indoor lamp with 85 lpw efficacy | Efficient | 0 | Conventional | Lighting | Com - Office (Small) | Com | ROB and NEW | 0 | 1000 sqft2 of floor space | lamp | 16 | DEER:Indoor_CFL_Ltg | 5.6508 | 0.00088338 | 0.0023247 | Lighting tables, webscraped data | 6.6129 | 2019 | 0 | 0 | 2019 | 0 | 0 | Workpapers SCE17LG129.2, SCE17LG130.2, and webscraping | Com LED Specialty Lamps - Indoor ¦ SDG&E ¦ All | Com LED Specialty Lamps - Indoor | 0.056714 | 1 | 0.1099 | CSS - Itron 2012 | -0.14935 | 2032 | 0.65
COM-LIGHTING-61.7 | Com ¦ Com LED Specialty Lamp Indoor - 85 lpw ¦ SDG&E ¦ All | Com ¦ Com LED Specialty Lamp Indoor - 85 lpw | SDG&E ¦ All | SDG&E | All | Electric | LED specialty indoor lamp with 85 lpw efficacy | Efficient | 0 | Conventional | Lighting | Com - Other | Com | ROB and NEW | 0 | 1000 sqft2 of floor space | lamp | 16 | DEER:Indoor_CFL_Ltg | 4.2142 | 0.00075781 | 0.0091995 | Lighting tables, webscraped data | 6.6129 | 2019 | 0 | 0 | 2019 | 0 | 0 | Workpapers SCE17LG129.2, SCE17LG130.2, and webscraping | Com LED Specialty Lamps - Indoor ¦ SDG&E ¦ All | Com LED Specialty Lamps - Indoor | 0.0044325 | 1 | 0.1099 | CSS - Itron 2012 | -0.27008 | 2032 | 0.65
COM-LIGHTING-61.8 | Com ¦ Com LED Specialty Lamp Indoor - 85 lpw ¦ SDG&E ¦ All | Com ¦ Com LED Specialty Lamp Indoor - 85 lpw | SDG&E ¦ All | SDG&E | All | Electric | LED specialty indoor lamp with 85 lpw efficacy | Efficient | 0 | Conventional | Lighting | Com - Refrig. Warehouse | Com | ROB and NEW | 0 | 1000 sqft2 of floor space | lamp | 16 | DEER:Indoor_CFL_Ltg | 15.6918 | 0.0017742 | 0 | Lighting tables, webscraped data | 6.6129 | 2019 | 0 | 0 | 2019 | 0 | 0 | Workpapers SCE17LG129.2, SCE17LG130.2, and webscraping | Com LED Specialty Lamps - Indoor ¦ SDG&E ¦ All | Com LED Specialty Lamps - Indoor | 0.092334 | 1 | 0.1099 | CSS - Itron 2012 | -0.33669 | 2032 | 0.65
COM-LIGHTING-61.9 | Com ¦ Com LED Specialty Lamp Indoor - 85 lpw ¦ SDG&E ¦ All | Com ¦ Com LED Specialty Lamp Indoor - 85 lpw | SDG&E ¦ All | SDG&E | All | Electric | LED specialty indoor lamp with 85 lpw efficacy | Efficient | 0 | Conventional | Lighting | Com - Restaurant | Com | ROB and NEW | 0 | 1000 sqft2 of floor space | lamp | 16 | DEER:Indoor_CFL_Ltg | 13.9823 | 0.0023641 | 0.016031 | Lighting tables, webscraped data | 6.6129 | 2019 | 0 | 0 | 2019 | 0 | 0 | Workpapers SCE17LG129.2, SCE17LG130.2, and webscraping | Com LED Specialty Lamps - Indoor ¦ SDG&E ¦ All | Com LED Specialty Lamps - Indoor | 1.6446 | 1 | 0.1099 | CSS - Itron 2012 | -0.28912 | 2032 | 0.65
COM-LIGHTING-61.10 | Com ¦ Com LED Specialty Lamp Indoor - 85 lpw ¦ SDG&E ¦ All | Com ¦ Com LED Specialty Lamp Indoor - 85 lpw | SDG&E ¦ All | SDG&E | All | Electric | LED specialty indoor lamp with 85 lpw efficacy | Efficient | 0 | Conventional | Lighting | Com - Retail | Com | ROB and NEW | 0 | 1000 sqft2 of floor space | lamp | 16 | DEER:Indoor_CFL_Ltg | 9.2744 | 0.0013325 | 0.0055692 | Lighting tables, webscraped data | 6.6129 | 2019 | 0 | 0 | 2019 | 0 | 0 | Workpapers SCE17LG129.2, SCE17LG130.2, and webscraping | Com LED Specialty Lamps - Indoor ¦ SDG&E ¦ All | Com LED Specialty Lamps - Indoor | 0.076653 | 1 | 0.1099 | CSS - Itron 2012 | -1.7291 | 2032 | 0.65
COM-LIGHTING-61.11 | Com ¦ Com LED Specialty Lamp Indoor - 85 lpw ¦ SDG&E ¦ All | Com ¦ Com LED Specialty Lamp Indoor - 85 lpw | SDG&E ¦ All | SDG&E | All | Electric | LED specialty indoor lamp with 85 lpw efficacy | Efficient | 0 | Conventional | Lighting | Com - School | Com | ROB and NEW | 0 | 1000 sqft2 of floor space | lamp | 16 | DEER:Indoor_CFL_Ltg | 5.2664 | 0.00065968 | 0.0092139 | Lighting tables, webscraped data | 6.6129 | 2019 | 0 | 0 | 2019 | 0 | 0 | Workpapers SCE17LG129.2, SCE17LG130.2, and webscraping | Com LED Specialty Lamps - Indoor ¦ SDG&E ¦ All | Com LED Specialty Lamps - Indoor | 0.092071 | 1 | 0.1099 | CSS - Itron 2012 | -0.297 | 2032 | 0.65
COM-LIGHTING-61.12 | Com ¦ Com LED Specialty Lamp Indoor - 85 lpw ¦ SDG&E ¦ All | Com ¦ Com LED Specialty Lamp Indoor - 85 lpw | SDG&E ¦ All | SDG&E | All | Electric | LED specialty indoor lamp with 85 lpw efficacy | Efficient | 0 | Conventional | Lighting | Com - Warehouse | Com | ROB and NEW | 0 | 1000 sqft2 of floor space | lamp | 16 | DEER:Indoor_CFL_Ltg | 6.7642 | 0.00068862 | 0.0099565 | Lighting tables, webscraped data | 6.6129 | 2019 | 0 | 0 | 2019 | 0 | 0 | Workpapers SCE17LG129.2, SCE17LG130.2, and webscraping | Com LED Specialty Lamps - Indoor ¦ SDG&E ¦ All | Com LED Specialty Lamps - Indoor | 0.092334 | 1 | 0.1099 | CSS - Itron 2012 | -0.57923 | 2032 | 0.65
COM-LIGHTING-62.1 | Com ¦ Com LED Specialty Lamp Indoor - 100 lpw ¦ SDG&E ¦ All | Com ¦ Com LED Specialty Lamp Indoor - 100 lpw | SDG&E ¦ All | SDG&E | All | Electric | LED specialty indoor lamp with 100 lpw efficacy | Efficient | 0 | Conventional | Lighting | Com - College | Com | ROB and NEW | 0 | 1000 sqft2 of floor space | lamp | 16 | DEER:Indoor_CFL_Ltg | 6.4967 | 0.00136 | 0.021082 | Lighting tables, webscraped data | 7.0932 | 2019 | 0 | 0 | 2019 | 0 | 0 | Workpapers SCE17LG129.2, SCE17LG130.2, and webscraping | Com LED Specialty Lamps - Indoor ¦ SDG&E ¦ All | Com LED Specialty Lamps - Indoor | 0.092071 | 1 | 0.11546 | CSS - Itron 2012 | -0.23299 | 2032 | 0.65
COM-LIGHTING-62.2 | Com ¦ Com LED Specialty Lamp Indoor - 100 lpw ¦ SDG&E ¦ All | Com ¦ Com LED Specialty Lamp Indoor - 100 lpw | SDG&E ¦ All | SDG&E | All | Electric | LED specialty indoor lamp with 100 lpw efficacy | Efficient | 0 | Conventional | Lighting | Com - Grocery | Com | ROB and NEW | 0 | 1000 sqft2 of floor space | lamp | 16 | DEER:Indoor_CFL_Ltg | 15.8499 | 0.0023122 | 0.10008 | Lighting tables, webscraped data | 7.0932 | 2019 | 0 | 0 | 2019 | 0 | 0 | Workpapers SCE17LG129.2, SCE17LG130.2, and webscraping | Com LED Specialty Lamps - Indoor ¦ SDG&E ¦ All | Com LED Specialty Lamps - Indoor | 0.12596 | 1 | 0.11546 | CSS - Itron 2012 | -0.55897 | 2032 | 0.65
COM-LIGHTING-62.3 | Com ¦ Com LED Specialty Lamp Indoor - 100 lpw ¦ SDG&E ¦ All | Com ¦ Com LED Specialty Lamp Indoor - 100 lpw | SDG&E ¦ All | SDG&E | All | Electric | LED specialty indoor lamp with 100 lpw efficacy | Efficient | 0 | Conventional | Lighting | Com - Health | Com | ROB and NEW | 0 | 1000 sqft2 of floor space | lamp | 16 | DEER:Indoor_CFL_Ltg | 12.8183 | 0.0016472 | 0.044764 | Lighting tables, webscraped data | 7.0932 | 2019 | 0 | 0 | 2019 | 0 | 0 | Workpapers SCE17LG129.2, SCE17LG130.2, and webscraping | Com LED Specialty Lamps - Indoor ¦ SDG&E ¦ All | Com LED Specialty Lamps - Indoor | 0.032568 | 1 | 0.11546 | CSS - Itron 2012 | -0.29569 | 2032 | 0.65
COM-LIGHTING-62.4 | Com ¦ Com LED Specialty Lamp Indoor - 100 lpw ¦ SDG&E ¦ All | Com ¦ Com LED Specialty Lamp Indoor - 100 lpw | SDG&E ¦ All | SDG&E | All | Electric | LED specialty indoor lamp with 100 lpw efficacy | Efficient | 0 | Conventional | Lighting | Com - Lodging | Com | ROB and NEW | 0 | 1000 sqft2 of floor space | lamp | 16 | DEER:Indoor_CFL_Ltg | 4.9157 | 0.00057061 | 0.01394 | Lighting tables, webscraped data | 7.0932 | 2019 | 0 | 0 | 2019 | 0 | 0 | Workpapers SCE17LG129.2, SCE17LG130.2, and webscraping | Com LED Specialty Lamps - Indoor ¦ SDG&E ¦ All | Com LED Specialty Lamps - Indoor | 0.099854 | 1 | 0.11546 | CSS - Itron 2012 | -0.37635 | 2032 | 0.65
COM-LIGHTING-62.5 | Com ¦ Com LED Specialty Lamp Indoor - 100 lpw ¦ SDG&E ¦ All | Com ¦ Com LED Specialty Lamp Indoor - 100 lpw | SDG&E ¦ All | SDG&E | All | Electric | LED specialty indoor lamp with 100 lpw efficacy | Efficient | 0 | Conventional | Lighting | Com - Office (Large) | Com | ROB and NEW | 0 | 1000 sqft2 of floor space | lamp | 16 | DEER:Indoor_CFL_Ltg | 5.846 | 0.00073792 | 0.0032987 | Lighting tables, webscraped data | 7.0932 | 2019 | 0 | 0 | 2019 | 0 | 0 | Workpapers SCE17LG129.2, SCE17LG130.2, and webscraping | Com LED Specialty Lamps - Indoor ¦ SDG&E ¦ All | Com LED Specialty Lamps - Indoor | 0.093101 | 1 | 0.11546 | CSS - Itron 2012 | -0.10296 | 2032 | 0.65
COM-LIGHTING-62.6 | Com ¦ Com LED Specialty Lamp Indoor - 100 lpw ¦ SDG&E ¦ All | Com ¦ Com LED Specialty Lamp Indoor - 100 lpw | SDG&E ¦ All | SDG&E | All | Electric | LED specialty indoor lamp with 100 lpw efficacy | Efficient | 0 | Conventional | Lighting | Com - Office (Small) | Com | ROB and NEW | 0 | 1000 sqft2 of floor space | lamp | 16 | DEER:Indoor_CFL_Ltg | 4.7006 | 0.00072171 | 0.003458 | Lighting tables, webscraped data | 7.0932 | 2019 | 0 | 0 | 2019 | 0 | 0 | Workpapers SCE17LG129.2, SCE17LG130.2, and webscraping | Com LED Specialty Lamps - Indoor ¦ SDG&E ¦ All | Com LED Specialty Lamps - Indoor | 0.056714 | 1 | 0.11546 | CSS - Itron 2012 | -0.12573 | 2032 | 0.65
COM-LIGHTING-62.7 | Com ¦ Com LED Specialty Lamp Indoor - 100 lpw ¦ SDG&E ¦ All | Com ¦ Com LED Specialty Lamp Indoor - 100 lpw | SDG&E ¦ All | SDG&E | All | Electric | LED specialty indoor lamp with 100 lpw efficacy | Efficient | 0 | Conventional | Lighting | Com - Other | Com | ROB and NEW | 0 | 1000 sqft2 of floor space | lamp | 16 | DEER:Indoor_CFL_Ltg | 3.5143 | 0.00060562 | 0.013684 | Lighting tables, webscraped data | 7.0932 | 2019 | 0 | 0 | 2019 | 0 | 0 | Workpapers SCE17LG129.2, SCE17LG130.2, and webscraping | Com LED Specialty Lamps - Indoor ¦ SDG&E ¦ All | Com LED Specialty Lamps - Indoor | 0.0044325 | 1 | 0.11546 | CSS - Itron 2012 | -0.24025 | 2032 | 0.65
COM-LIGHTING-62.8 | Com ¦ Com LED Specialty Lamp Indoor - 100 lpw ¦ SDG&E ¦ All | Com ¦ Com LED Specialty Lamp Indoor - 100 lpw | SDG&E ¦ All | SDG&E | All | Electric | LED specialty indoor lamp with 100 lpw efficacy | Efficient | 0 | Conventional | Lighting | Com - Refrig. Warehouse | Com | ROB and NEW | 0 | 1000 sqft2 of floor space | lamp | 16 | DEER:Indoor_CFL_Ltg | 11.934 | 0.0013448 | 0 | Lighting tables, webscraped data | 7.0932 | 2019 | 0 | 0 | 2019 | 0 | 0 | Workpapers SCE17LG129.2, SCE17LG130.2, and webscraping | Com LED Specialty Lamps - Indoor ¦ SDG&E ¦ All | Com LED Specialty Lamps - Indoor | 0.092334 | 1 | 0.11546 | CSS - Itron 2012 | -0.25606 | 2032 | 0.65
COM-LIGHTING-62.9 | Com ¦ Com LED Specialty Lamp Indoor - 100 lpw ¦ SDG&E ¦ All | Com ¦ Com LED Specialty Lamp Indoor - 100 lpw | SDG&E ¦ All | SDG&E | All | Electric | LED specialty indoor lamp with 100 lpw efficacy | Efficient | 0 | Conventional | Lighting | Com - Restaurant | Com | ROB and NEW | 0 | 1000 sqft2 of floor space | lamp | 16 | DEER:Indoor_CFL_Ltg | 11.5727 | 0.0018987 | 0.023846 | Lighting tables, webscraped data | 7.0932 | 2019 | 0 | 0 | 2019 | 0 | 0 | Workpapers SCE17LG129.2, SCE17LG130.2, and webscraping | Com LED Specialty Lamps - Indoor ¦ SDG&E ¦ All | Com LED Specialty Lamps - Indoor | 1.6446 | 1 | 0.11546 | CSS - Itron 2012 | -0.242 | 2032 | 0.65
COM-LIGHTING-62.10 | Com ¦ Com LED Specialty Lamp Indoor - 100 lpw ¦ SDG&E ¦ All | Com ¦ Com LED Specialty Lamp Indoor - 100 lpw | SDG&E ¦ All | SDG&E | All | Electric | LED specialty indoor lamp with 100 lpw efficacy | Efficient | 0 | Conventional | Lighting | Com - Retail | Com | ROB and NEW | 0 | 1000 sqft2 of floor space | lamp | 16 | DEER:Indoor_CFL_Ltg | 7.6539 | 0.0010692 | 0.0082842 | Lighting tables, webscraped data | 7.0932 | 2019 | 0 | 0 | 2019 | 0 | 0 | Workpapers SCE17LG129.2, SCE17LG130.2, and webscraping | Com LED Specialty Lamps - Indoor ¦ SDG&E ¦ All | Com LED Specialty Lamps - Indoor | 0.076653 | 1 | 0.11546 | CSS - Itron 2012 | -1.9806 | 2032 | 0.65
COM-LIGHTING-62.11 | Com ¦ Com LED Specialty Lamp Indoor - 100 lpw ¦ SDG&E ¦ All | Com ¦ Com LED Specialty Lamp Indoor - 100 lpw | SDG&E ¦ All | SDG&E | All | Electric | LED specialty indoor lamp with 100 lpw efficacy | Efficient | 0 | Conventional | Lighting | Com - School | Com | ROB and NEW | 0 | 1000 sqft2 of floor space | lamp | 16 | DEER:Indoor_CFL_Ltg | 4.3891 | 0.0005249 | 0.013706 | Lighting tables, webscraped data | 7.0932 | 2019 | 0 | 0 | 2019 | 0 | 0 | Workpapers SCE17LG129.2, SCE17LG130.2, and webscraping | Com LED Specialty Lamps - Indoor ¦ SDG&E ¦ All | Com LED Specialty Lamps - Indoor | 0.092071 | 1 | 0.11546 | CSS - Itron 2012 | -0.25257 | 2032 | 0.65
COM-LIGHTING-62.12 | Com ¦ Com LED Specialty Lamp Indoor - 100 lpw ¦ SDG&E ¦ All | Com ¦ Com LED Specialty Lamp Indoor - 100 lpw | SDG&E ¦ All | SDG&E | All | Electric | LED specialty indoor lamp with 100 lpw efficacy | Efficient | 0 | Conventional | Lighting | Com - Warehouse | Com | ROB and NEW | 0 | 1000 sqft2 of floor space | lamp | 16 | DEER:Indoor_CFL_Ltg | 5.7414 | 0.00055975 | 0.01481 | Lighting tables, webscraped data | 7.0932 | 2019 | 0 | 0 | 2019 | 0 | 0 | Workpapers SCE17LG129.2, SCE17LG130.2, and webscraping | Com LED Specialty Lamps - Indoor ¦ SDG&E ¦ All | Com LED Specialty Lamps - Indoor | 0.092334 | 1 | 0.11546 | CSS - Itron 2012 | -0.54034 | 2032 | 0.65
COM-WATERHEAT-FS-10.1 | Com ¦ Com Gas Storage Water Heater (0.63 UEF - 50 Gal) - Marine ¦ PG&E ¦ Marine | Com ¦ Com Gas Storage Water Heater (0.63 UEF - 50 Gal) - Marine | PG&E ¦ Marine | PG&E | All | Electric & Gas | Gas Storage WH (0.63 UEF - 50 Gal) | Average Existing and Code | 0 | Conventional | WaterHeat | Com - College | Com | ROB and NEW | 0 | 1000 sqft2 of floor space | 1000 sqft served | 15 | DEER:Indoor_CFL_Ltg | -642.6546 | 0 | 67.0699 | SWHC031-02 Offering AA | 64.8478 | 2022 | 0 | 27.2029 | 2022 | 0 | 0 | SWHC031-02 Offering AA | Com Small Gas Water Heaters - Marine ¦ PG&E ¦ Marine | Com Small Gas Water Heaters - Marine | 0.74815 | 1 | 0.95 | CBSA 2019 | -16.8702 | 2012 | 1 | SWHC031-02
COM-WATERHEAT-FS-10.2 | Com ¦ Com Gas Storage Water Heater (0.63 UEF - 50 Gal) - Marine ¦ PG&E ¦ Marine | Com ¦ Com Gas Storage Water Heater (0.63 UEF - 50 Gal) - Marine | PG&E ¦ Marine | PG&E | All | Electric & Gas | Gas Storage WH (0.63 UEF - 50 Gal) | Average Existing and Code | 0 | Conventional | WaterHeat | Com - Grocery | Com | ROB and NEW | 0 | 1000 sqft2 of floor space | 1000 sqft served | 15 | DEER:Indoor_CFL_Ltg | -878.4809 | 0 | 90.8093 | SWHC031-02 Offering AA | 53.8109 | 2022 | 0 | 22.573 | 2022 | 0 | 0 | SWHC031-02 Offering AA | Com Small Gas Water Heaters - Marine ¦ PG&E ¦ Marine | Com Small Gas Water Heaters - Marine | 0.59609 | 1 | 0.95 | CBSA 2019 | -171.6867 | 2012 | 1 | SWHC031-02
COM-WATERHEAT-FS-10.3 | Com ¦ Com Gas Storage Water Heater (0.63 UEF - 50 Gal) - Marine ¦ PG&E ¦ Marine | Com ¦ Com Gas Storage Water Heater (0.63 UEF - 50 Gal) - Marine | PG&E ¦ Marine | PG&E | All | Electric & Gas | Gas Storage WH (0.63 UEF - 50 Gal) | Average Existing and Code | 0 | Conventional | WaterHeat | Com - Health | Com | ROB and NEW | 0 | 1000 sqft2 of floor space | 1000 sqft served | 15 | DEER:Indoor_CFL_Ltg | -1794.435 | 0 | 189.4886 | SWHC031-02 Offering AA | 98.2231 | 2022 | 0 | 41.2034 | 2022 | 0 | 0 | SWHC031-02 Offering AA | Com Small Gas Water Heaters - Marine ¦ PG&E ¦ Marine | Com Small Gas Water Heaters - Marine | 0.52611 | 1 | 0.95 | CBSA 2019 | -420.8589 | 2012 | 1 | SWHC031-02
COM-WATERHEAT-FS-10.4 | Com ¦ Com Gas Storage Water Heater (0.63 UEF - 50 Gal) - Marine ¦ PG&E ¦ Marine | Com ¦ Com Gas Storage Water Heater (0.63 UEF - 50 Gal) - Marine | PG&E ¦ Marine | PG&E | All | Electric & Gas | Gas Storage WH (0.63 UEF - 50 Gal) | Average Existing and Code | 0 | Conventional | WaterHeat | Com - Lodging | Com | ROB and NEW | 0 | 1000 sqft2 of floor space | 1000 sqft served | 15 | DEER:Indoor_CFL_Ltg | -1404.8776 | 0 | 145.1426 | SWHC031-02 Offering AA | 61.8028 | 2022 | 0 | 25.9255 | 2022 | 0 | 0 | SWHC031-02 Offering AA | Com Small Gas Water Heaters - Marine ¦ PG&E ¦ Marine | Com Small Gas Water Heaters - Marine | 0.73871 | 1 | 0.95 | CBSA 2019 | -1028.2005 | 2012 | 1 | SWHC031-02
COM-WATERHEAT-FS-10.5 | Com ¦ Com Gas Storage Water Heater (0.63 UEF - 50 Gal) - Marine ¦ PG&E ¦ Marine | Com ¦ Com Gas Storage Water Heater (0.63 UEF - 50 Gal) - Marine | PG&E ¦ Marine | PG&E | All | Electric & Gas | Gas Storage WH (0.63 UEF - 50 Gal) | Average Existing and Code | 0 | Conventional | WaterHeat | Com - Office (Large) | Com | ROB and NEW | 0 | 1000 sqft2 of floor space | 1000 sqft served | 15 | DEER:Indoor_CFL_Ltg | -179.1509 | 0 | 18.8775 | SWHC031-02 Offering AA | 20.1791 | 2022 | 0 | 8.4649 | 2022 | 0 | 0 | SWHC031-02 Offering AA | Com Small Gas Water Heaters - Marine ¦ PG&E ¦ Marine | Com Small Gas Water Heaters - Marine | 0.46177 | 1 | 0.95 | CBSA 2019 | -62.5139 | 2012 | 1 | SWHC031-02
COM-WATERHEAT-FS-10.6 | Com ¦ Com Gas Storage Water Heater (0.63 UEF - 50 Gal) - Marine ¦ PG&E ¦ Marine | Com ¦ Com Gas Storage Water Heater (0.63 UEF - 50 Gal) - Marine | PG&E ¦ Marine | PG&E | All | Electric & Gas | Gas Storage WH (0.63 UEF - 50 Gal) | Average Existing and Code | 0 | Conventional | WaterHeat | Com - Office (Small) | Com | ROB and NEW | 0 | 1000 sqft2 of floor space | 1000 sqft served | 15 | DEER:Indoor_CFL_Ltg | -166.3808 | 0 | 17.4709 | SWHC031-02 Offering AA | 20.1791 | 2022 | 0 | 8.4649 | 2022 | 0 | 0 | SWHC031-02 Offering AA | Com Small Gas Water Heaters - Marine ¦ PG&E ¦ Marine | Com Small Gas Water Heaters - Marine | 0.46177 | 1 | 0.95 | CBSA 2019 | -12.7724 | 2012 | 1 | SWHC031-02
COM-WATERHEAT-FS-10.7 | Com ¦ Com Gas Storage Water Heater (0.63 UEF - 50 Gal) - Marine ¦ PG&E ¦ Marine | Com ¦ Com Gas Storage Water Heater (0.63 UEF - 50 Gal) - Marine | PG&E ¦ Marine | PG&E | All | Electric & Gas | Gas Storage WH (0.63 UEF - 50 Gal) | Average Existing and Code | 0 | Conventional | WaterHeat | Com - Other | Com | ROB and NEW | 0 | 1000 sqft2 of floor space | 1000 sqft served | 15 | DEER:Indoor_CFL_Ltg | -2142.9192 | 0 | 220.4145 | SWHC031-02 Offering AA | 166.8921 | 2022 | 0 | 70.0092 | 2022 | 0 | 0 | SWHC031-02 Offering AA | Com Small Gas Water Heaters - Marine ¦ PG&E ¦ Marine | Com Small Gas Water Heaters - Marine | 0.5433 | 1 | 0.95 | CBSA 2019 | -425.1917 | 2012 | 1 | SWHC031-02
COM-WATERHEAT-FS-10.8 | Com ¦ Com Gas Storage Water Heater (0.63 UEF - 50 Gal) - Marine ¦ PG&E ¦ Marine | Com ¦ Com Gas Storage Water Heater (0.63 UEF - 50 Gal) - Marine | PG&E ¦ Marine | PG&E | All | Electric & Gas | Gas Storage WH (0.63 UEF - 50 Gal) | Average Existing and Code | 0 | Conventional | WaterHeat | Com - Refrig. Warehouse | Com | ROB and NEW | 0 | 1000 sqft2 of floor space | 1000 sqft served | 15 | DEER:Indoor_CFL_Ltg | -178.0019 | 0 | 18.9983 | SWHC031-02 Offering AA | 9.3308 | 2022 | 0 | 3.9142 | 2022 | 0 | 0 | SWHC031-02 Offering AA | Com Small Gas Water Heaters - Marine ¦ PG&E ¦ Marine | Com Small Gas Water Heaters - Marine | 0.22621 | 1 | 0.95 | CBSA 2019 | -10.0907 | 2012 | 1 | SWHC031-02
COM-WATERHEAT-FS-10.9 | Com ¦ Com Gas Storage Water Heater (0.63 UEF - 50 Gal) - Marine ¦ PG&E ¦ Marine | Com ¦ Com Gas Storage Water Heater (0.63 UEF - 50 Gal) - Marine | PG&E ¦ Marine | PG&E | All | Electric & Gas | Gas Storage WH (0.63 UEF - 50 Gal) | Average Existing and Code | 0 | Conventional | WaterHeat | Com - Restaurant | Com | ROB and NEW | 0 | 1000 sqft2 of floor space | 1000 sqft served | 15 | DEER:Indoor_CFL_Ltg | -7787.1316 | 0 | 845.4464 | SWHC031-02 Offering AA | 874.1527 | 2022 | 0 | 366.6963 | 2022 | 0 | 0 | SWHC031-02 Offering AA | Com Small Gas Water Heaters - Marine ¦ PG&E ¦ Marine | Com Small Gas Water Heaters - Marine | 0.79319 | 1 | 0.95 | CBSA 2019 | -57.8518 | 2012 | 1 | SWHC031-02
COM-WATERHEAT-FS-10.10 | Com ¦ Com Gas Storage Water Heater (0.63 UEF - 50 Gal) - Marine ¦ PG&E ¦ Marine | Com ¦ Com Gas Storage Water Heater (0.63 UEF - 50 Gal) - Marine | PG&E ¦ Marine | PG&E | All | Electric & Gas | Gas Storage WH (0.63 UEF - 50 Gal) | Average Existing and Code | 0 | Conventional | WaterHeat | Com - Retail | Com | ROB and NEW | 0 | 1000 sqft2 of floor space | 1000 sqft served | 15 | DEER:Indoor_CFL_Ltg | -121.0132 | 0 | 12.4564 | SWHC031-02 Offering AA | 12.4989 | 2022 | 0 | 5.2431 | 2022 | 0 | 0 | SWHC031-02 Offering AA | Com Small Gas Water Heaters - Marine ¦ PG&E ¦ Marine | Com Small Gas Water Heaters - Marine | 0.40063 | 1 | 0.95 | CBSA 2019 | -1858.0081 | 2012 | 1 | SWHC031-02
COM-WATERHEAT-FS-10.11 | Com ¦ Com Gas Storage Water Heater (0.63 UEF - 50 Gal) - Marine ¦ PG&E ¦ Marine | Com ¦ Com Gas Storage Water Heater (0.63 UEF - 50 Gal) - Marine | PG&E ¦ Marine | PG&E | All | Electric & Gas | Gas Storage WH (0.63 UEF - 50 Gal) | Average Existing and Code | 0 | Conventional | WaterHeat | Com - School | Com | ROB and NEW | 0 | 1000 sqft2 of floor space | 1000 sqft served | 15 | DEER:Indoor_CFL_Ltg | -640.0696 | 0 | 68.9729 | SWHC031-02 Offering AA | 102.9582 | 2022 | 0 | 43.1897 | 2022 | 0 | 0 | SWHC031-02 Offering AA | Com Small Gas Water Heaters - Marine ¦ PG&E ¦ Marine | Com Small Gas Water Heaters - Marine | 0.76922 | 1 | 0.95 | CBSA 2019 | -22.5983 | 2012 | 1 | SWHC031-02
COM-WATERHEAT-FS-10.12 | Com ¦ Com Gas Storage Water Heater (0.63 UEF - 50 Gal) - Marine ¦ PG&E ¦ Marine | Com ¦ Com Gas Storage Water Heater (0.63 UEF - 50 Gal) - Marine | PG&E ¦ Marine | PG&E | All | Electric & Gas | Gas Storage WH (0.63 UEF - 50 Gal) | Average Existing and Code | 0 | Conventional | WaterHeat | Com - Warehouse | Com | ROB and NEW | 0 | 1000 sqft2 of floor space | 1000 sqft served | 15 | DEER:Indoor_CFL_Ltg | -19.5118 | 0 | 2.0025 | SWHC031-02 Offering AA | 1.8662 | 2022 | 0 | 0.78283 | 2022 | 0 | 0 | SWHC031-02 Offering AA | Com Small Gas Water Heaters - Marine ¦ PG&E ¦ Marine | Com Small Gas Water Heaters - Marine | 0.1976 | 1 | 0.95 | CBSA 2019 | -13.884 | 2012 | 1 | SWHC031-02
COM-WATERHEAT-FS-10.13 | Com ¦ Com Gas Storage Water Heater (0.63 UEF - 50 Gal) - Hot-Dry ¦ PG&E ¦ Hot-Dry | Com ¦ Com Gas Storage Water Heater (0.63 UEF - 50 Gal) - Hot-Dry | PG&E ¦ Hot-Dry | PG&E | All | Electric & Gas | Gas Storage WH (0.63 UEF - 50 Gal) | Average Existing and Code | 0 | Conventional | WaterHeat | Com - College | Com | ROB and NEW | 0 | 1000 sqft2 of floor space | 1000 sqft served | 15 | DEER:Indoor_CFL_Ltg | -619.9931 | 0 | 64.1714 | SWHC031-02 Offering AA | 64.8478 | 2022 | 0 | 27.2029 | 2022 | 0 | 0 | SWHC031-02 Offering AA | Com Small Gas Water Heaters - Hot-Dry ¦ PG&E ¦ Hot-Dry | Com Small Gas Water Heaters - Hot-Dry | 0.74815 | 1 | 0.95 | CBSA 2019 | -15.9674 | 2012 | 1 | SWHC031-02
COM-WATERHEAT-FS-10.14 | Com ¦ Com Gas Storage Water Heater (0.63 UEF - 50 Gal) - Hot-Dry ¦ PG&E ¦ Hot-Dry | Com ¦ Com Gas Storage Water Heater (0.63 UEF - 50 Gal) - Hot-Dry | PG&E ¦ Hot-Dry | PG&E | All | Electric & Gas | Gas Storage WH (0.63 UEF - 50 Gal) | Average Existing and Code | 0 | Conventional | WaterHeat | Com - Grocery | Com | ROB and NEW | 0 | 1000 sqft2 of floor space | 1000 sqft served | 15 | DEER:Indoor_CFL_Ltg | -843.9339 | 0 | 86.3675 | SWHC031-02 Offering AA | 53.8109 | 2022 | 0 | 22.573 | 2022 | 0 | 0 | SWHC031-02 Offering AA | Com Small Gas Water Heaters - Hot-Dry ¦ PG&E ¦ Hot-Dry | Com Small Gas Water Heaters - Hot-Dry | 0.59609 | 1 | 0.95 | CBSA 2019 | -163.1038 | 2012 | 1 | SWHC031-02
COM-WATERHEAT-FS-10.15 | Com ¦ Com Gas Storage Water Heater (0.63 UEF - 50 Gal) - Hot-Dry ¦ PG&E ¦ Hot-Dry | Com ¦ Com Gas Storage Water Heater (0.63 UEF - 50 Gal) - Hot-Dry | PG&E ¦ Hot-Dry | PG&E | All | Electric & Gas | Gas Storage WH (0.63 UEF - 50 Gal) | Average Existing and Code | 0 | Conventional | WaterHeat | Com - Health | Com | ROB and NEW | 0 | 1000 sqft2 of floor space | 1000 sqft served | 15 | DEER:Indoor_CFL_Ltg | -1727.5494 | 0 | 180.4801 | SWHC031-02 Offering AA | 98.2231 | 2022 | 0 | 41.2034 | 2022 | 0 | 0 | SWHC031-02 Offering AA | Com Small Gas Water Heaters - Hot-Dry ¦ PG&E ¦ Hot-Dry | Com Small Gas Water Heaters - Hot-Dry | 0.52611 | 1 | 0.95 | CBSA 2019 | -400.5776 | 2012 | 1 | SWHC031-02
COM-WATERHEAT-FS-10.16 | Com ¦ Com Gas Storage Water Heater (0.63 UEF - 50 Gal) - Hot-Dry ¦ PG&E ¦ Hot-Dry | Com ¦ Com Gas Storage Water Heater (0.63 UEF - 50 Gal) - Hot-Dry | PG&E ¦ Hot-Dry | PG&E | All | Electric & Gas | Gas Storage WH (0.63 UEF - 50 Gal) | Average Existing and Code | 0 | Conventional | WaterHeat | Com - Lodging | Com | ROB and NEW | 0 | 1000 sqft2 of floor space | 1000 sqft served | 15 | DEER:Indoor_CFL_Ltg | -1349.2253 | 0 | 137.894 | SWHC031-02 Offering AA | 61.8028 | 2022 | 0 | 25.9255 | 2022 | 0 | 0 | SWHC031-02 Offering AA | Com Small Gas Water Heaters - Hot-Dry ¦ PG&E ¦ Hot-Dry | Com Small Gas Water Heaters - Hot-Dry | 0.73871 | 1 | 0.95 | CBSA 2019 | -976.0538 | 2012 | 1 | SWHC031-02
COM-WATERHEAT-FS-10.17 | Com ¦ Com Gas Storage Water Heater (0.63 UEF - 50 Gal) - Hot-Dry ¦ PG&E ¦ Hot-Dry | Com ¦ Com Gas Storage Water Heater (0.63 UEF - 50 Gal) - Hot-Dry | PG&E ¦ Hot-Dry | PG&E | All | Electric & Gas | Gas Storage WH (0.63 UEF - 50 Gal) | Average Existing and Code | 0 | Conventional | WaterHeat | Com - Office (Large) | Com | ROB and NEW | 0 | 1000 sqft2 of floor space | 1000 sqft served | 15 | DEER:Indoor_CFL_Ltg | -173.4136 | 0 | 18.0261 | SWHC031-02 Offering AA | 20.1791 | 2022 | 0 | 8.4649 | 2022 | 0 | 0 | SWHC031-02 Offering AA | Com Small Gas Water Heaters - Hot-Dry ¦ PG&E ¦ Hot-Dry | Com Small Gas Water Heaters - Hot-Dry | 0.46177 | 1 | 0.95 | CBSA 2019 | -59.658 | 2012 | 1 | SWHC031-02
COM-WATERHEAT-FS-10.18 | Com ¦ Com Gas Storage Water Heater (0.63 UEF - 50 Gal) - Hot-Dry ¦ PG&E ¦ Hot-Dry | Com ¦ Com Gas Storage Water Heater (0.63 UEF - 50 Gal) - Hot-Dry | PG&E ¦ Hot-Dry | PG&E | All | Electric & Gas | Gas Storage WH (0.63 UEF - 50 Gal) | Average Existing and Code | 0 | Conventional | WaterHeat | Com - Office (Small) | Com | ROB and NEW | 0 | 1000 sqft2 of floor space | 1000 sqft served | 15 | DEER:Indoor_CFL_Ltg | -161.0137 | 0 | 16.6196 | SWHC031-02 Offering AA | 20.1791 | 2022 | 0 | 8.4649 | 2022 | 0 | 0 | SWHC031-02 Offering AA | Com Small Gas Water Heaters - Hot-Dry ¦ PG&E ¦ Hot-Dry | Com Small Gas Water Heaters - Hot-Dry | 0.46177 | 1 | 0.95 | CBSA 2019 | -12.0787 | 2012 | 1 | SWHC031-02
COM-WATERHEAT-FS-10.19 | Com ¦ Com Gas Storage Water Heater (0.63 UEF - 50 Gal) - Hot-Dry ¦ PG&E ¦ Hot-Dry | Com ¦ Com Gas Storage Water Heater (0.63 UEF - 50 Gal) - Hot-Dry | PG&E ¦ Hot-Dry | PG&E | All | Electric & Gas | Gas Storage WH (0.63 UEF - 50 Gal) | Average Existing and Code | 0 | Conventional | WaterHeat | Com - Other | Com | ROB and NEW | 0 | 1000 sqft2 of floor space | 1000 sqft served | 15 | DEER:Indoor_CFL_Ltg | -2081.6929 | 0 | 209.6999 | SWHC031-02 Offering AA | 166.8921 | 2022 | 0 | 70.0092 | 2022 | 0 | 0 | SWHC031-02 Offering AA | Com Small Gas Water Heaters - Hot-Dry ¦ PG&E ¦ Hot-Dry | Com Small Gas Water Heaters - Hot-Dry | 0.5433 | 1 | 0.95 | CBSA 2019 | -402.0047 | 2012 | 1 | SWHC031-02
COM-WATERHEAT-FS-10.20 | Com ¦ Com Gas Storage Water Heater (0.63 UEF - 50 Gal) - Hot-Dry ¦ PG&E ¦ Hot-Dry | Com ¦ Com Gas Storage Water Heater (0.63 UEF - 50 Gal) - Hot-Dry | PG&E ¦ Hot-Dry | PG&E | All | Electric & Gas | Gas Storage WH (0.63 UEF - 50 Gal) | Average Existing and Code | 0 | Conventional | WaterHeat | Com - Refrig. Warehouse | Com | ROB and NEW | 0 | 1000 sqft2 of floor space | 1000 sqft served | 15 | DEER:Indoor_CFL_Ltg | -172.0115 | 0 | 18.1425 | SWHC031-02 Offering AA | 9.3308 | 2022 | 0 | 3.9142 | 2022 | 0 | 0 | SWHC031-02 Offering AA | Com Small Gas Water Heaters - Hot-Dry ¦ PG&E ¦ Hot-Dry | Com Small Gas Water Heaters - Hot-Dry | 0.22621 | 1 | 0.95 | CBSA 2019 | -9.5926 | 2012 | 1 | SWHC031-02
COM-WATERHEAT-FS-10.21 | Com ¦ Com Gas Storage Water Heater (0.63 UEF - 50 Gal) - Hot-Dry ¦ PG&E ¦ Hot-Dry | Com ¦ Com Gas Storage Water Heater (0.63 UEF - 50 Gal) - Hot-Dry | PG&E ¦ Hot-Dry | PG&E | All | Electric & Gas | Gas Storage WH (0.63 UEF - 50 Gal) | Average Existing and Code | 0 | Conventional | WaterHeat | Com - Restaurant | Com | ROB and NEW | 0 | 1000 sqft2 of floor space | 1000 sqft served | 15 | DEER:Indoor_CFL_Ltg | -7499.924 | 0 | 805.3598 | SWHC031-02 Offering AA | 874.1527 | 2022 | 0 | 366.6963 | 2022 | 0 | 0 | SWHC031-02 Offering AA | Com Small Gas Water Heaters - Hot-Dry ¦ PG&E ¦ Hot-Dry | Com Small Gas Water Heaters - Hot-Dry | 0.79319 | 1 | 0.95 | CBSA 2019 | -53.4369 | 2012 | 1 | SWHC031-02
COM-WATERHEAT-FS-10.22 | Com ¦ Com Gas Storage Water Heater (0.63 UEF - 50 Gal) - Hot-Dry ¦ PG&E ¦ Hot-Dry | Com ¦ Com Gas Storage Water Heater (0.63 UEF - 50 Gal) - Hot-Dry | PG&E ¦ Hot-Dry | PG&E | All | Electric & Gas | Gas Storage WH (0.63 UEF - 50 Gal) | Average Existing and Code | 0 | Conventional | WaterHeat | Com - Retail | Com | ROB and NEW | 0 | 1000 sqft2 of floor space | 1000 sqft served | 15 | DEER:Indoor_CFL_Ltg | -116.3293 | 0 | 11.8499 | SWHC031-02 Offering AA | 12.4989 | 2022 | 0 | 5.2431 | 2022 | 0 | 0 | SWHC031-02 Offering AA | Com Small Gas Water Heaters - Hot-Dry ¦ PG&E ¦ Hot-Dry | Com Small Gas Water Heaters - Hot-Dry | 0.40063 | 1 | 0.95 | CBSA 2019 | -1767.4237 | 2012 | 1 | SWHC031-02
COM-WATERHEAT-FS-10.23 | Com ¦ Com Gas Storage Water Heater (0.63 UEF - 50 Gal) - Hot-Dry ¦ PG&E ¦ Hot-Dry | Com ¦ Com Gas Storage Water Heater (0.63 UEF - 50 Gal) - Hot-Dry | PG&E ¦ Hot-Dry | PG&E | All | Electric & Gas | Gas Storage WH (0.63 UEF - 50 Gal) | Average Existing and Code | 0 | Conventional | WaterHeat | Com - School | Com | ROB and NEW | 0 | 1000 sqft2 of floor space | 1000 sqft served | 15 | DEER:Indoor_CFL_Ltg | -619.7028 | 0 | 66.0592 | SWHC031-02 Offering AA | 102.9582 | 2022 | 0 | 43.1897 | 2022 | 0 | 0 | SWHC031-02 Offering AA | Com Small Gas Water Heaters - Hot-Dry ¦ PG&E ¦ Hot-Dry | Com Small Gas Water Heaters - Hot-Dry | 0.76922 | 1 | 0.95 | CBSA 2019 | -21.2771 | 2012 | 1 | SWHC031-02
COM-WATERHEAT-FS-10.24 | Com ¦ Com Gas Storage Water Heater (0.63 UEF - 50 Gal) - Hot-Dry ¦ PG&E ¦ Hot-Dry | Com ¦ Com Gas Storage Water Heater (0.63 UEF - 50 Gal) - Hot-Dry | PG&E ¦ Hot-Dry | PG&E | All | Electric & Gas | Gas Storage WH (0.63 UEF - 50 Gal) | Average Existing and Code | 0 | Conventional | WaterHeat | Com - Warehouse | Com | ROB and NEW | 0 | 1000 sqft2 of floor space | 1000 sqft served | 15 | DEER:Indoor_CFL_Ltg | -18.656 | 0 | 1.8998 | SWHC031-02 Offering AA | 1.8662 | 2022 | 0 | 0.78283 | 2022 | 0 | 0 | SWHC031-02 Offering AA | Com Small Gas Water Heaters - Hot-Dry ¦ PG&E ¦ Hot-Dry | Com Small Gas Water Heaters - Hot-Dry | 0.1976 | 1 | 0.95 | CBSA 2019 | -13.1613 | 2012 | 1 | SWHC031-02
COM-WATERHEAT-FS-10.25 | Com ¦ Com Gas Storage Water Heater (0.63 UEF - 50 Gal) - Cold ¦ PG&E ¦ Cold | Com ¦ Com Gas Storage Water Heater (0.63 UEF - 50 Gal) - Cold | PG&E ¦ Cold | PG&E | All | Electric & Gas | Gas Storage WH (0.63 UEF - 50 Gal) | Average Existing and Code | 0 | Conventional | WaterHeat | Com - College | Com | ROB and NEW | 0 | 1000 sqft2 of floor space | 1000 sqft served | 15 | DEER:Indoor_CFL_Ltg | -763.7187 | 0 | 71.5834 | SWHC031-02 Offering AA | 64.8478 | 2022 | 0 | 27.2029 | 2022 | 0 | 0 | SWHC031-02 Offering AA | Com Small Gas Water Heaters - Cold ¦ PG&E ¦ Cold | Com Small Gas Water Heaters - Cold | 0.74815 | 1 | 0.95 | CBSA 2019 | -15.3605 | 2012 | 1 | SWHC031-02
COM-WATERHEAT-FS-10.26 | Com ¦ Com Gas Storage Water Heater (0.63 UEF - 50 Gal) - Cold ¦ PG&E ¦ Cold | Com ¦ Com Gas Storage Water Heater (0.63 UEF - 50 Gal) - Cold | PG&E ¦ Cold | PG&E | All | Electric & Gas | Gas Storage WH (0.63 UEF - 50 Gal) | Average Existing and Code | 0 | Conventional | WaterHeat | Com - Grocery | Com | ROB and NEW | 0 | 1000 sqft2 of floor space | 1000 sqft served | 15 | DEER:Indoor_CFL_Ltg | -1006.7983 | 0 | 96.2381 | SWHC031-02 Offering AA | 53.8109 | 2022 | 0 | 22.573 | 2022 | 0 | 0 | SWHC031-02 Offering AA | Com Small Gas Water Heaters - Cold ¦ PG&E ¦ Cold | Com Small Gas Water Heaters - Cold | 0.59609 | 1 | 0.95 | CBSA 2019 | -180.2841 | 2012 | 1 | SWHC031-02
COM-WATERHEAT-FS-10.27 | Com ¦ Com Gas Storage Water Heater (0.63 UEF - 50 Gal) - Cold ¦ PG&E ¦ Cold | Com ¦ Com Gas Storage Water Heater (0.63 UEF - 50 Gal) - Cold | PG&E ¦ Cold | PG&E | All | Electric & Gas | Gas Storage WH (0.63 UEF - 50 Gal) | Average Existing and Code | 0 | Conventional | WaterHeat | Com - Health | Com | ROB and NEW | 0 | 1000 sqft2 of floor space | 1000 sqft served | 15 | DEER:Indoor_CFL_Ltg | -2067.1604 | 0 | 201.9649 | SWHC031-02 Offering AA | 98.2231 | 2022 | 0 | 41.2034 | 2022 | 0 | 0 | SWHC031-02 Offering AA | Com Small Gas Water Heaters - Cold ¦ PG&E ¦ Cold | Com Small Gas Water Heaters - Cold | 0.52611 | 1 | 0.95 | CBSA 2019 | -446.278 | 2012 | 1 | SWHC031-02
COM-WATERHEAT-FS-10.28 | Com ¦ Com Gas Storage Water Heater (0.63 UEF - 50 Gal) - Cold ¦ PG&E ¦ Cold | Com ¦ Com Gas Storage Water Heater (0.63 UEF - 50 Gal) - Cold | PG&E ¦ Cold | PG&E | All | Electric & Gas | Gas Storage WH (0.63 UEF - 50 Gal) | Average Existing and Code | 0 | Conventional | WaterHeat | Com - Lodging | Com | ROB and NEW | 0 | 1000 sqft2 of floor space | 1000 sqft served | 15 | DEER:Indoor_CFL_Ltg | -1611.3408 | 0 | 154.6241 | SWHC031-02 Offering AA | 61.8028 | 2022 | 0 | 25.9255 | 2022 | 0 | 0 | SWHC031-02 Offering AA | Com Small Gas Water Heaters - Cold ¦ PG&E ¦ Cold | Com Small Gas Water Heaters - Cold | 0.73871 | 1 | 0.95 | CBSA 2019 | -1089.0645 | 2012 | 1 | SWHC031-02
COM-WATERHEAT-FS-10.29 | Com ¦ Com Gas Storage Water Heater (0.63 UEF - 50 Gal) - Cold ¦ PG&E ¦ Cold | Com ¦ Com Gas Storage Water Heater (0.63 UEF - 50 Gal) - Cold | PG&E ¦ Cold | PG&E | All | Electric & Gas | Gas Storage WH (0.63 UEF - 50 Gal) | Average Existing and Code | 0 | Conventional | WaterHeat | Com - Office (Large) | Com | ROB and NEW | 0 | 1000 sqft2 of floor space | 1000 sqft served | 15 | DEER:Indoor_CFL_Ltg | -214.685 | 0 | 20.173 | SWHC031-02 Offering AA | 20.1791 | 2022 | 0 | 8.4649 | 2022 | 0 | 0 | SWHC031-02 Offering AA | Com Small Gas Water Heaters - Cold ¦ PG&E ¦ Cold | Com Small Gas Water Heaters - Cold | 0.46177 | 1 | 0.95 | CBSA 2019 | -66.4402 | 2012 | 1 | SWHC031-02
COM-WATERHEAT-FS-10.30 | Com ¦ Com Gas Storage Water Heater (0.63 UEF - 50 Gal) - Cold ¦ PG&E ¦ Cold | Com ¦ Com Gas Storage Water Heater (0.63 UEF - 50 Gal) - Cold | PG&E ¦ Cold | PG&E | All | Electric & Gas | Gas Storage WH (0.63 UEF - 50 Gal) | Average Existing and Code | 0 | Conventional | WaterHeat | Com - Office (Small) | Com | ROB and NEW | 0 | 1000 sqft2 of floor space | 1000 sqft served | 15 | DEER:Indoor_CFL_Ltg | -199.8791 | 0 | 18.5073 | SWHC031-02 Offering AA | 20.1791 | 2022 | 0 | 8.4649 | 2022 | 0 | 0 | SWHC031-02 Offering AA | Com Small Gas Water Heaters - Cold ¦ PG&E ¦ Cold | Com Small Gas Water Heaters - Cold | 0.46177 | 1 | 0.95 | CBSA 2019 | -12.9151 | 2012 | 1 | SWHC031-02
COM-WATERHEAT-FS-10.31 | Com ¦ Com Gas Storage Water Heater (0.63 UEF - 50 Gal) - Cold ¦ PG&E ¦ Cold | Com ¦ Com Gas Storage Water Heater (0.63 UEF - 50 Gal) - Cold | PG&E ¦ Cold | PG&E | All | Electric & Gas | Gas Storage WH (0.63 UEF - 50 Gal) | Average Existing and Code | 0 | Conventional | WaterHeat | Com - Other | Com | ROB and NEW | 0 | 1000 sqft2 of floor space | 1000 sqft served | 15 | DEER:Indoor_CFL_Ltg | -2464.357 | 0 | 234.1905 | SWHC031-02 Offering AA | 166.8921 | 2022 | 0 | 70.0092 | 2022 | 0 | 0 | SWHC031-02 Offering AA | Com Small Gas Water Heaters - Cold ¦ PG&E ¦ Cold | Com Small Gas Water Heaters - Cold | 0.5433 | 1 | 0.95 | CBSA 2019 | -440.7722 | 2012 | 1 | SWHC031-02
COM-WATERHEAT-FS-10.32 | Com ¦ Com Gas Storage Water Heater (0.63 UEF - 50 Gal) - Cold ¦ PG&E ¦ Cold | Com ¦ Com Gas Storage Water Heater (0.63 UEF - 50 Gal) - Cold | PG&E ¦ Cold | PG&E | All | Electric & Gas | Gas Storage WH (0.63 UEF - 50 Gal) | Average Existing and Code | 0 | Conventional | WaterHeat | Com - Refrig. Warehouse | Com | ROB and NEW | 0 | 1000 sqft2 of floor space | 1000 sqft served | 15 | DEER:Indoor_CFL_Ltg | -214.8004 | 0 | 20.282 | SWHC031-02 Offering AA | 9.3308 | 2022 | 0 | 3.9142 | 2022 | 0 | 0 | SWHC031-02 Offering AA | Com Small Gas Water Heaters - Cold ¦ PG&E ¦ Cold | Com Small Gas Water Heaters - Cold | 0.22621 | 1 | 0.95 | CBSA 2019 | -10.241 | 2012 | 1 | SWHC031-02
COM-WATERHEAT-FS-10.33 | Com ¦ Com Gas Storage Water Heater (0.63 UEF - 50 Gal) - Cold ¦ PG&E ¦ Cold | Com ¦ Com Gas Storage Water Heater (0.63 UEF - 50 Gal) - Cold | PG&E ¦ Cold | PG&E | All | Electric & Gas | Gas Storage WH (0.63 UEF - 50 Gal) | Average Existing and Code | 0 | Conventional | WaterHeat | Com - Restaurant | Com | ROB and NEW | 0 | 1000 sqft2 of floor space | 1000 sqft served | 15 | DEER:Indoor_CFL_Ltg | -8849.6662 | 0 | 893.692 | SWHC031-02 Offering AA | 874.1527 | 2022 | 0 | 366.6963 | 2022 | 0 | 0 | SWHC031-02 Offering AA | Com Small Gas Water Heaters - Cold ¦ PG&E ¦ Cold | Com Small Gas Water Heaters - Cold | 0.79319 | 1 | 0.95 | CBSA 2019 | -48.5528 | 2012 | 1 | SWHC031-02
COM-WATERHEAT-FS-10.34 | Com ¦ Com Gas Storage Water Heater (0.63 UEF - 50 Gal) - Cold ¦ PG&E ¦ Cold | Com ¦ Com Gas Storage Water Heater (0.63 UEF - 50 Gal) - Cold | PG&E ¦ Cold | PG&E | All | Electric & Gas | Gas Storage WH (0.63 UEF - 50 Gal) | Average Existing and Code | 0 | Conventional | WaterHeat | Com - Retail | Com | ROB and NEW | 0 | 1000 sqft2 of floor space | 1000 sqft served | 15 | DEER:Indoor_CFL_Ltg | -136.9767 | 0 | 13.2687 | SWHC031-02 Offering AA | 12.4989 | 2022 | 0 | 5.2431 | 2022 | 0 | 0 | SWHC031-02 Offering AA | Com Small Gas Water Heaters - Cold ¦ PG&E ¦ Cold | Com Small Gas Water Heaters - Cold | 0.40063 | 1 | 0.95 | CBSA 2019 | -1978.3932 | 2012 | 1 | SWHC031-02
COM-WATERHEAT-FS-10.35 | Com ¦ Com Gas Storage Water Heater (0.63 UEF - 50 Gal) - Cold ¦ PG&E ¦ Cold | Com ¦ Com Gas Storage Water Heater (0.63 UEF - 50 Gal) - Cold | PG&E ¦ Cold | PG&E | All | Electric & Gas | Gas Storage WH (0.63 UEF - 50 Gal) | Average Existing and Code | 0 | Conventional | WaterHeat | Com - School | Com | ROB and NEW | 0 | 1000 sqft2 of floor space | 1000 sqft served | 15 | DEER:Indoor_CFL_Ltg | -781.3953 | 0 | 73.5999 | SWHC031-02 Offering AA | 102.9582 | 2022 | 0 | 43.1897 | 2022 | 0 | 0 | SWHC031-02 Offering AA | Com Small Gas Water Heaters - Cold ¦ PG&E ¦ Cold | Com Small Gas Water Heaters - Cold | 0.76922 | 1 | 0.95 | CBSA 2019 | -18.7098 | 2012 | 1 | SWHC031-02
COM-WATERHEAT-FS-10.36 | Com ¦ Com Gas Storage Water Heater (0.63 UEF - 50 Gal) - Cold ¦ PG&E ¦ Cold | Com ¦ Com Gas Storage Water Heater (0.63 UEF - 50 Gal) - Cold | PG&E ¦ Cold | PG&E | All | Electric & Gas | Gas Storage WH (0.63 UEF - 50 Gal) | Average Existing and Code | 0 | Conventional | WaterHeat | Com - Warehouse | Com | ROB and NEW | 0 | 1000 sqft2 of floor space | 1000 sqft served | 15 | DEER:Indoor_CFL_Ltg | -24.133 | 0 | 2.1223 | SWHC031-02 Offering AA | 1.8662 | 2022 | 0 | 0.78283 | 2022 | 0 | 0 | SWHC031-02 Offering AA | Com Small Gas Water Heaters - Cold ¦ PG&E ¦ Cold | Com Small Gas Water Heaters - Cold | 0.1976 | 1 | 0.95 | CBSA 2019 | -14.4579 | 2012 | 1 | SWHC031-02
COM-WATERHEAT-FS-10.37 | Com ¦ Com Gas Storage Water Heater (0.63 UEF - 50 Gal) - Marine ¦ SCE ¦ Marine | Com ¦ Com Gas Storage Water Heater (0.63 UEF - 50 Gal) - Marine | SCE ¦ Marine | SCE | All | Electric & Gas | Gas Storage WH (0.63 UEF - 50 Gal) | Average Existing and Code | 0 | Conventional | WaterHeat | Com - College | Com | ROB and NEW | 0 | 1000 sqft2 of floor space | 1000 sqft served | 15 | DEER:Indoor_CFL_Ltg | -586.189 | 0 | 61.9993 | SWHC031-02 Offering AA | 64.8478 | 2022 | 0 | 27.2029 | 2022 | 0 | 0 | SWHC031-02 Offering AA | Com Small Gas Water Heaters - Marine ¦ SCE ¦ Marine | Com Small Gas Water Heaters - Marine | 0.74815 | 1 | 0.95 | CBSA 2019 | -15.8626 | 2012 | 1 | SWHC031-02
COM-WATERHEAT-FS-10.38 | Com ¦ Com Gas Storage Water Heater (0.63 UEF - 50 Gal) - Marine ¦ SCE ¦ Marine | Com ¦ Com Gas Storage Water Heater (0.63 UEF - 50 Gal) - Marine | SCE ¦ Marine | SCE | All | Electric & Gas | Gas Storage WH (0.63 UEF - 50 Gal) | Average Existing and Code | 0 | Conventional | WaterHeat | Com - Grocery | Com | ROB and NEW | 0 | 1000 sqft2 of floor space | 1000 sqft served | 15 | DEER:Indoor_CFL_Ltg | -804.4516 | 0 | 83.8999 | SWHC031-02 Offering AA | 53.8109 | 2022 | 0 | 22.573 | 2022 | 0 | 0 | SWHC031-02 Offering AA | Com Small Gas Water Heaters - Marine ¦ SCE ¦ Marine | Com Small Gas Water Heaters - Marine | 0.59609 | 1 | 0.95 | CBSA 2019 | -158.7816 | 2012 | 1 | SWHC031-02
COM-WATERHEAT-FS-10.39 | Com ¦ Com Gas Storage Water Heater (0.63 UEF - 50 Gal) - Marine ¦ SCE ¦ Marine | Com ¦ Com Gas Storage Water Heater (0.63 UEF - 50 Gal) - Marine | SCE ¦ Marine | SCE | All | Electric & Gas | Gas Storage WH (0.63 UEF - 50 Gal) | Average Existing and Code | 0 | Conventional | WaterHeat | Com - Health | Com | ROB and NEW | 0 | 1000 sqft2 of floor space | 1000 sqft served | 15 | DEER:Indoor_CFL_Ltg | -1655.4809 | 0 | 175.2107 | SWHC031-02 Offering AA | 98.2231 | 2022 | 0 | 41.2034 | 2022 | 0 | 0 | SWHC031-02 Offering AA | Com Small Gas Water Heaters - Marine ¦ SCE ¦ Marine | Com Small Gas Water Heaters - Marine | 0.52611 | 1 | 0.95 | CBSA 2019 | -389.2027 | 2012 | 1 | SWHC031-02
COM-WATERHEAT-FS-10.40 | Com ¦ Com Gas Storage Water Heater (0.63 UEF - 50 Gal) - Marine ¦ SCE ¦ Marine | Com ¦ Com Gas Storage Water Heater (0.63 UEF - 50 Gal) - Marine | SCE ¦ Marine | SCE | All | Electric & Gas | Gas Storage WH (0.63 UEF - 50 Gal) | Average Existing and Code | 0 | Conventional | WaterHeat | Com - Lodging | Com | ROB and NEW | 0 | 1000 sqft2 of floor space | 1000 sqft served | 15 | DEER:Indoor_CFL_Ltg | -1293.2295 | 0 | 133.9778 | SWHC031-02 Offering AA | 61.8028 | 2022 | 0 | 25.9255 | 2022 | 0 | 0 | SWHC031-02 Offering AA | Com Small Gas Water Heaters - Marine ¦ SCE ¦ Marine | Com Small Gas Water Heaters - Marine | 0.73871 | 1 | 0.95 | CBSA 2019 | -949.3049 | 2012 | 1 | SWHC031-02
COM-WATERHEAT-FS-10.41 | Com ¦ Com Gas Storage Water Heater (0.63 UEF - 50 Gal) - Marine ¦ SCE ¦ Marine | Com ¦ Com Gas Storage Water Heater (0.63 UEF - 50 Gal) - Marine | SCE ¦ Marine | SCE | All | Electric & Gas | Gas Storage WH (0.63 UEF - 50 Gal) | Average Existing and Code | 0 | Conventional | WaterHeat | Com - Office (Large) | Com | ROB and NEW | 0 | 1000 sqft2 of floor space | 1000 sqft served | 15 | DEER:Indoor_CFL_Ltg | -165.0853 | 0 | 17.5449 | SWHC031-02 Offering AA | 20.1791 | 2022 | 0 | 8.4649 | 2022 | 0 | 0 | SWHC031-02 Offering AA | Com Small Gas Water Heaters - Marine ¦ SCE ¦ Marine | Com Small Gas Water Heaters - Marine | 0.46177 | 1 | 0.95 | CBSA 2019 | -58.1234 | 2012 | 1 | SWHC031-02
COM-WATERHEAT-FS-10.42 | Com ¦ Com Gas Storage Water Heater (0.63 UEF - 50 Gal) - Marine ¦ SCE ¦ Marine | Com ¦ Com Gas Storage Water Heater (0.63 UEF - 50 Gal) - Marine | SCE ¦ Marine | SCE | All | Electric & Gas | Gas Storage WH (0.63 UEF - 50 Gal) | Average Existing and Code | 0 | Conventional | WaterHeat | Com - Office (Small) | Com | ROB and NEW | 0 | 1000 sqft2 of floor space | 1000 sqft served | 15 | DEER:Indoor_CFL_Ltg | -153.4257 | 0 | 16.1754 | SWHC031-02 Offering AA | 20.1791 | 2022 | 0 | 8.4649 | 2022 | 0 | 0 | SWHC031-02 Offering AA | Com Small Gas Water Heaters - Marine ¦ SCE ¦ Marine | Com Small Gas Water Heaters - Marine | 0.46177 | 1 | 0.95 | CBSA 2019 | -11.8414 | 2012 | 1 | SWHC031-02
COM-WATERHEAT-FS-10.43 | Com ¦ Com Gas Storage Water Heater (0.63 UEF - 50 Gal) - Marine ¦ SCE ¦ Marine | Com ¦ Com Gas Storage Water Heater (0.63 UEF - 50 Gal) - Marine | SCE ¦ Marine | SCE | All | Electric & Gas | Gas Storage WH (0.63 UEF - 50 Gal) | Average Existing and Code | 0 | Conventional | WaterHeat | Com - Other | Com | ROB and NEW | 0 | 1000 sqft2 of floor space | 1000 sqft served | 15 | DEER:Indoor_CFL_Ltg | -1974.5469 | 0 | 203.5773 | SWHC031-02 Offering AA | 166.8921 | 2022 | 0 | 70.0092 | 2022 | 0 | 0 | SWHC031-02 Offering AA | Com Small Gas Water Heaters - Marine ¦ SCE ¦ Marine | Com Small Gas Water Heaters - Marine | 0.5433 | 1 | 0.95 | CBSA 2019 | -392.986 | 2012 | 1 | SWHC031-02
COM-WATERHEAT-FS-10.44 | Com ¦ Com Gas Storage Water Heater (0.63 UEF - 50 Gal) - Marine ¦ SCE ¦ Marine | Com ¦ Com Gas Storage Water Heater (0.63 UEF - 50 Gal) - Marine | SCE ¦ Marine | SCE | All | Electric & Gas | Gas Storage WH (0.63 UEF - 50 Gal) | Average Existing and Code | 0 | Conventional | WaterHeat | Com - Refrig. Warehouse | Com | ROB and NEW | 0 | 1000 sqft2 of floor space | 1000 sqft served | 15 | DEER:Indoor_CFL_Ltg | -164.3095 | 0 | 17.5435 | SWHC031-02 Offering AA | 9.3308 | 2022 | 0 | 3.9142 | 2022 | 0 | 0 | SWHC031-02 Offering AA | Com Small Gas Water Heaters - Marine ¦ SCE ¦ Marine | Com Small Gas Water Heaters - Marine | 0.22621 | 1 | 0.95 | CBSA 2019 | -9.3193 | 2012 | 1 | SWHC031-02
COM-WATERHEAT-FS-10.45 | Com ¦ Com Gas Storage Water Heater (0.63 UEF - 50 Gal) - Marine ¦ SCE ¦ Marine | Com ¦ Com Gas Storage Water Heater (0.63 UEF - 50 Gal) - Marine | SCE ¦ Marine | SCE | All | Electric & Gas | Gas Storage WH (0.63 UEF - 50 Gal) | Average Existing and Code | 0 | Conventional | WaterHeat | Com - Restaurant | Com | ROB and NEW | 0 | 1000 sqft2 of floor space | 1000 sqft served | 15 | DEER:Indoor_CFL_Ltg | -7095.2887 | 0 | 781.5911 | SWHC031-02 Offering AA | 874.1527 | 2022 | 0 | 366.6963 | 2022 | 0 | 0 | SWHC031-02 Offering AA | Com Small Gas Water Heaters - Marine ¦ SCE ¦ Marine | Com Small Gas Water Heaters - Marine | 0.79319 | 1 | 0.95 | CBSA 2019 | -55.5959 | 2012 | 1 | SWHC031-02
COM-WATERHEAT-FS-10.46 | Com ¦ Com Gas Storage Water Heater (0.63 UEF - 50 Gal) - Marine ¦ SCE ¦ Marine | Com ¦ Com Gas Storage Water Heater (0.63 UEF - 50 Gal) - Marine | SCE ¦ Marine | SCE | All | Electric & Gas | Gas Storage WH (0.63 UEF - 50 Gal) | Average Existing and Code | 0 | Conventional | WaterHeat | Com - Retail | Com | ROB and NEW | 0 | 1000 sqft2 of floor space | 1000 sqft served | 15 | DEER:Indoor_CFL_Ltg | -110.0055 | 0 | 11.5333 | SWHC031-02 Offering AA | 12.4989 | 2022 | 0 | 5.2431 | 2022 | 0 | 0 | SWHC031-02 Offering AA | Com Small Gas Water Heaters - Marine ¦ SCE ¦ Marine | Com Small Gas Water Heaters - Marine | 0.40063 | 1 | 0.95 | CBSA 2019 | -1720.5185 | 2012 | 1 | SWHC031-02
COM-WATERHEAT-FS-10.47 | Com ¦ Com Gas Storage Water Heater (0.63 UEF - 50 Gal) - Marine ¦ SCE ¦ Marine | Com ¦ Com Gas Storage Water Heater (0.63 UEF - 50 Gal) - Marine | SCE ¦ Marine | SCE | All | Electric & Gas | Gas Storage WH (0.63 UEF - 50 Gal) | Average Existing and Code | 0 | Conventional | WaterHeat | Com - School | Com | ROB and NEW | 0 | 1000 sqft2 of floor space | 1000 sqft served | 15 | DEER:Indoor_CFL_Ltg | -587.4613 | 0 | 63.9682 | SWHC031-02 Offering AA | 102.9582 | 2022 | 0 | 43.1897 | 2022 | 0 | 0 | SWHC031-02 Offering AA | Com Small Gas Water Heaters - Marine ¦ SCE ¦ Marine | Com Small Gas Water Heaters - Marine | 0.76922 | 1 | 0.95 | CBSA 2019 | -21.2972 | 2012 | 1 | SWHC031-02
COM-WATERHEAT-FS-10.48 | Com ¦ Com Gas Storage Water Heater (0.63 UEF - 50 Gal) - Marine ¦ SCE ¦ Marine | Com ¦ Com Gas Storage Water Heater (0.63 UEF - 50 Gal) - Marine | SCE ¦ Marine | SCE | All | Electric & Gas | Gas Storage WH (0.63 UEF - 50 Gal) | Average Existing and Code | 0 | Conventional | WaterHeat | Com - Warehouse | Com | ROB and NEW | 0 | 1000 sqft2 of floor space | 1000 sqft served | 15 | DEER:Indoor_CFL_Ltg | -17.8002 | 0 | 1.8485 | SWHC031-02 Offering AA | 1.8662 | 2022 | 0 | 0.78283 | 2022 | 0 | 0 | SWHC031-02 Offering AA | Com Small Gas Water Heaters - Marine ¦ SCE ¦ Marine | Com Small Gas Water Heaters - Marine | 0.1976 | 1 | 0.95 | CBSA 2019 | -12.8317 | 2012 | 1 | SWHC031-02
COM-WATERHEAT-FS-10.49 | Com ¦ Com Gas Storage Water Heater (0.63 UEF - 50 Gal) - Hot-Dry ¦ SCE ¦ Hot-Dry | Com ¦ Com Gas Storage Water Heater (0.63 UEF - 50 Gal) - Hot-Dry | SCE ¦ Hot-Dry | SCE | All | Electric & Gas | Gas Storage WH (0.63 UEF - 50 Gal) | Average Existing and Code | 0 | Conventional | WaterHeat | Com - College | Com | ROB and NEW | 0 | 1000 sqft2 of floor space | 1000 sqft served | 15 | DEER:Indoor_CFL_Ltg | -597.1435 | 0 | 60.8662 | SWHC031-02 Offering AA | 64.8478 | 2022 | 0 | 27.2029 | 2022 | 0 | 0 | SWHC031-02 Offering AA | Com Small Gas Water Heaters - Hot-Dry ¦ SCE ¦ Hot-Dry | Com Small Gas Water Heaters - Hot-Dry | 0.74815 | 1 | 0.95 | CBSA 2019 | -14.8362 | 2012 | 1 | SWHC031-02
COM-WATERHEAT-FS-10.50 | Com ¦ Com Gas Storage Water Heater (0.63 UEF - 50 Gal) - Hot-Dry ¦ SCE ¦ Hot-Dry | Com ¦ Com Gas Storage Water Heater (0.63 UEF - 50 Gal) - Hot-Dry | SCE ¦ Hot-Dry | SCE | All | Electric & Gas | Gas Storage WH (0.63 UEF - 50 Gal) | Average Existing and Code | 0 | Conventional | WaterHeat | Com - Grocery | Com | ROB and NEW | 0 | 1000 sqft2 of floor space | 1000 sqft served | 15 | DEER:Indoor_CFL_Ltg | -814.3222 | 0 | 81.9257 | SWHC031-02 Offering AA | 53.8109 | 2022 | 0 | 22.573 | 2022 | 0 | 0 | SWHC031-02 Offering AA | Com Small Gas Water Heaters - Hot-Dry ¦ SCE ¦ Hot-Dry | Com Small Gas Water Heaters - Hot-Dry | 0.59609 | 1 | 0.95 | CBSA 2019 | -154.4125 | 2012 | 1 | SWHC031-02
COM-WATERHEAT-FS-10.51 | Com ¦ Com Gas Storage Water Heater (0.63 UEF - 50 Gal) - Hot-Dry ¦ SCE ¦ Hot-Dry | Com ¦ Com Gas Storage Water Heater (0.63 UEF - 50 Gal) - Hot-Dry | SCE ¦ Hot-Dry | SCE | All | Electric & Gas | Gas Storage WH (0.63 UEF - 50 Gal) | Average Existing and Code | 0 | Conventional | WaterHeat | Com - Health | Com | ROB and NEW | 0 | 1000 sqft2 of floor space | 1000 sqft served | 15 | DEER:Indoor_CFL_Ltg | -1669.6723 | 0 | 171.6072 | SWHC031-02 Offering AA | 98.2231 | 2022 | 0 | 41.2034 | 2022 | 0 | 0 | SWHC031-02 Offering AA | Com Small Gas Water Heaters - Hot-Dry ¦ SCE ¦ Hot-Dry | Com Small Gas Water Heaters - Hot-Dry | 0.52611 | 1 | 0.95 | CBSA 2019 | -380.4832 | 2012 | 1 | SWHC031-02
COM-WATERHEAT-FS-10.52 | Com ¦ Com Gas Storage Water Heater (0.63 UEF - 50 Gal) - Hot-Dry ¦ SCE ¦ Hot-Dry | Com ¦ Com Gas Storage Water Heater (0.63 UEF - 50 Gal) - Hot-Dry | SCE ¦ Hot-Dry | SCE | All | Electric & Gas | Gas Storage WH (0.63 UEF - 50 Gal) | Average Existing and Code | 0 | Conventional | WaterHeat | Com - Lodging | Com | ROB and NEW | 0 | 1000 sqft2 of floor space | 1000 sqft served | 15 | DEER:Indoor_CFL_Ltg | -1304.3943 | 0 | 131.1951 | SWHC031-02 Offering AA | 61.8028 | 2022 | 0 | 25.9255 | 2022 | 0 | 0 | SWHC031-02 Offering AA | Com Small Gas Water Heaters - Hot-Dry ¦ SCE ¦ Hot-Dry | Com Small Gas Water Heaters - Hot-Dry | 0.73871 | 1 | 0.95 | CBSA 2019 | -927.4986 | 2012 | 1 | SWHC031-02
COM-WATERHEAT-FS-10.53 | Com ¦ Com Gas Storage Water Heater (0.63 UEF - 50 Gal) - Hot-Dry ¦ SCE ¦ Hot-Dry | Com ¦ Com Gas Storage Water Heater (0.63 UEF - 50 Gal) - Hot-Dry | SCE ¦ Hot-Dry | SCE | All | Electric & Gas | Gas Storage WH (0.63 UEF - 50 Gal) | Average Existing and Code | 0 | Conventional | WaterHeat | Com - Office (Large) | Com | ROB and NEW | 0 | 1000 sqft2 of floor space | 1000 sqft served | 15 | DEER:Indoor_CFL_Ltg | -167.6764 | 0 | 17.2118 | SWHC031-02 Offering AA | 20.1791 | 2022 | 0 | 8.4649 | 2022 | 0 | 0 | SWHC031-02 Offering AA | Com Small Gas Water Heaters - Hot-Dry ¦ SCE ¦ Hot-Dry | Com Small Gas Water Heaters - Hot-Dry | 0.46177 | 1 | 0.95 | CBSA 2019 | -56.9302 | 2012 | 1 | SWHC031-02
COM-WATERHEAT-FS-10.54 | Com ¦ Com Gas Storage Water Heater (0.63 UEF - 50 Gal) - Hot-Dry ¦ SCE ¦ Hot-Dry | Com ¦ Com Gas Storage Water Heater (0.63 UEF - 50 Gal) - Hot-Dry | SCE ¦ Hot-Dry | SCE | All | Electric & Gas | Gas Storage WH (0.63 UEF - 50 Gal) | Average Existing and Code | 0 | Conventional | WaterHeat | Com - Office (Small) | Com | ROB and NEW | 0 | 1000 sqft2 of floor space | 1000 sqft served | 15 | DEER:Indoor_CFL_Ltg | -155.8317 | 0 | 15.8608 | SWHC031-02 Offering AA | 20.1791 | 2022 | 0 | 8.4649 | 2022 | 0 | 0 | SWHC031-02 Offering AA | Com Small Gas Water Heaters - Hot-Dry ¦ SCE ¦ Hot-Dry | Com Small Gas Water Heaters - Hot-Dry | 0.46177 | 1 | 0.95 | CBSA 2019 | -11.4707 | 2012 | 1 | SWHC031-02
COM-WATERHEAT-FS-10.55 | Com ¦ Com Gas Storage Water Heater (0.63 UEF - 50 Gal) - Hot-Dry ¦ SCE ¦ Hot-Dry | Com ¦ Com Gas Storage Water Heater (0.63 UEF - 50 Gal) - Hot-Dry | SCE ¦ Hot-Dry | SCE | All | Electric & Gas | Gas Storage WH (0.63 UEF - 50 Gal) | Average Existing and Code | 0 | Conventional | WaterHeat | Com - Other | Com | ROB and NEW | 0 | 1000 sqft2 of floor space | 1000 sqft served | 15 | DEER:Indoor_CFL_Ltg | -2005.1601 | 0 | 200.516 | SWHC031-02 Offering AA | 166.8921 | 2022 | 0 | 70.0092 | 2022 | 0 | 0 | SWHC031-02 Offering AA | Com Small Gas Water Heaters - Hot-Dry ¦ SCE ¦ Hot-Dry | Com Small Gas Water Heaters - Hot-Dry | 0.5433 | 1 | 0.95 | CBSA 2019 | -383.5405 | 2012 | 1 | SWHC031-02
COM-WATERHEAT-FS-10.56 | Com ¦ Com Gas Storage Water Heater (0.63 UEF - 50 Gal) - Hot-Dry ¦ SCE ¦ Hot-Dry | Com ¦ Com Gas Storage Water Heater (0.63 UEF - 50 Gal) - Hot-Dry | SCE ¦ Hot-Dry | SCE | All | Electric & Gas | Gas Storage WH (0.63 UEF - 50 Gal) | Average Existing and Code | 0 | Conventional | WaterHeat | Com - Refrig. Warehouse | Com | ROB and NEW | 0 | 1000 sqft2 of floor space | 1000 sqft served | 15 | DEER:Indoor_CFL_Ltg | -166.021 | 0 | 17.2011 | SWHC031-02 Offering AA | 9.3308 | 2022 | 0 | 3.9142 | 2022 | 0 | 0 | SWHC031-02 Offering AA | Com Small Gas Water Heaters - Hot-Dry ¦ SCE ¦ Hot-Dry | Com Small Gas Water Heaters - Hot-Dry | 0.22621 | 1 | 0.95 | CBSA 2019 | -9.0319 | 2012 | 1 | SWHC031-02
COM-WATERHEAT-FS-10.57 | Com ¦ Com Gas Storage Water Heater (0.63 UEF - 50 Gal) - Hot-Dry ¦ SCE ¦ Hot-Dry | Com ¦ Com Gas Storage Water Heater (0.63 UEF - 50 Gal) - Hot-Dry | SCE ¦ Hot-Dry | SCE | All | Electric & Gas | Gas Storage WH (0.63 UEF - 50 Gal) | Average Existing and Code | 0 | Conventional | WaterHeat | Com - Restaurant | Com | ROB and NEW | 0 | 1000 sqft2 of floor space | 1000 sqft served | 15 | DEER:Indoor_CFL_Ltg | -7214.8405 | 0 | 766.4289 | SWHC031-02 Offering AA | 874.1527 | 2022 | 0 | 366.6963 | 2022 | 0 | 0 | SWHC031-02 Offering AA | Com Small Gas Water Heaters - Hot-Dry ¦ SCE ¦ Hot-Dry | Com Small Gas Water Heaters - Hot-Dry | 0.79319 | 1 | 0.95 | CBSA 2019 | -49.2749 | 2012 | 1 | SWHC031-02
COM-WATERHEAT-FS-10.58 | Com ¦ Com Gas Storage Water Heater (0.63 UEF - 50 Gal) - Hot-Dry ¦ SCE ¦ Hot-Dry | Com ¦ Com Gas Storage Water Heater (0.63 UEF - 50 Gal) - Hot-Dry | SCE ¦ Hot-Dry | SCE | All | Electric & Gas | Gas Storage WH (0.63 UEF - 50 Gal) | Average Existing and Code | 0 | Conventional | WaterHeat | Com - Retail | Com | ROB and NEW | 0 | 1000 sqft2 of floor space | 1000 sqft served | 15 | DEER:Indoor_CFL_Ltg | -111.9262 | 0 | 11.3033 | SWHC031-02 Offering AA | 12.4989 | 2022 | 0 | 5.2431 | 2022 | 0 | 0 | SWHC031-02 Offering AA | Com Small Gas Water Heaters - Hot-Dry ¦ SCE ¦ Hot-Dry | Com Small Gas Water Heaters - Hot-Dry | 0.40063 | 1 | 0.95 | CBSA 2019 | -1685.81 | 2012 | 1 | SWHC031-02
COM-WATERHEAT-FS-10.59 | Com ¦ Com Gas Storage Water Heater (0.63 UEF - 50 Gal) - Hot-Dry ¦ SCE ¦ Hot-Dry | Com ¦ Com Gas Storage Water Heater (0.63 UEF - 50 Gal) - Hot-Dry | SCE ¦ Hot-Dry | SCE | All | Electric & Gas | Gas Storage WH (0.63 UEF - 50 Gal) | Average Existing and Code | 0 | Conventional | WaterHeat | Com - School | Com | ROB and NEW | 0 | 1000 sqft2 of floor space | 1000 sqft served | 15 | DEER:Indoor_CFL_Ltg | -599.4654 | 0 | 62.9294 | SWHC031-02 Offering AA | 102.9582 | 2022 | 0 | 43.1897 | 2022 | 0 | 0 | SWHC031-02 Offering AA | Com Small Gas Water Heaters - Hot-Dry ¦ SCE ¦ Hot-Dry | Com Small Gas Water Heaters - Hot-Dry | 0.76922 | 1 | 0.95 | CBSA 2019 | -19.768 | 2012 | 1 | SWHC031-02
COM-WATERHEAT-FS-10.60 | Com ¦ Com Gas Storage Water Heater (0.63 UEF - 50 Gal) - Hot-Dry ¦ SCE ¦ Hot-Dry | Com ¦ Com Gas Storage Water Heater (0.63 UEF - 50 Gal) - Hot-Dry | SCE ¦ Hot-Dry | SCE | All | Electric & Gas | Gas Storage WH (0.63 UEF - 50 Gal) | Average Existing and Code | 0 | Conventional | WaterHeat | Com - Warehouse | Com | ROB and NEW | 0 | 1000 sqft2 of floor space | 1000 sqft served | 15 | DEER:Indoor_CFL_Ltg | -17.9714 | 0 | 1.8143 | SWHC031-02 Offering AA | 1.8662 | 2022 | 0 | 0.78283 | 2022 | 0 | 0 | SWHC031-02 Offering AA | Com Small Gas Water Heaters - Hot-Dry ¦ SCE ¦ Hot-Dry | Com Small Gas Water Heaters - Hot-Dry | 0.1976 | 1 | 0.95 | CBSA 2019 | -12.5568 | 2012 | 1 | SWHC031-02
COM-WATERHEAT-FS-10.61 | Com ¦ Com Gas Storage Water Heater (0.63 UEF - 50 Gal) - Cold ¦ SCE ¦ Cold | Com ¦ Com Gas Storage Water Heater (0.63 UEF - 50 Gal) - Cold | SCE ¦ Cold | SCE | All | Electric & Gas | Gas Storage WH (0.63 UEF - 50 Gal) | Average Existing and Code | 0 | Conventional | WaterHeat | Com - College | Com | ROB and NEW | 0 | 1000 sqft2 of floor space | 1000 sqft served | 15 | DEER:Indoor_CFL_Ltg | -763.7187 | 0 | 71.5834 | SWHC031-02 Offering AA | 64.8478 | 2022 | 0 | 27.2029 | 2022 | 0 | 0 | SWHC031-02 Offering AA | Com Small Gas Water Heaters - Cold ¦ SCE ¦ Cold | Com Small Gas Water Heaters - Cold | 0.74815 | 1 | 0.95 | CBSA 2019 | -15.3605 | 2012 | 1 | SWHC031-02
COM-WATERHEAT-FS-10.62 | Com ¦ Com Gas Storage Water Heater (0.63 UEF - 50 Gal) - Cold ¦ SCE ¦ Cold | Com ¦ Com Gas Storage Water Heater (0.63 UEF - 50 Gal) - Cold | SCE ¦ Cold | SCE | All | Electric & Gas | Gas Storage WH (0.63 UEF - 50 Gal) | Average Existing and Code | 0 | Conventional | WaterHeat | Com - Grocery | Com | ROB and NEW | 0 | 1000 sqft2 of floor space | 1000 sqft served | 15 | DEER:Indoor_CFL_Ltg | -1006.7983 | 0 | 96.2381 | SWHC031-02 Offering AA | 53.8109 | 2022 | 0 | 22.573 | 2022 | 0 | 0 | SWHC031-02 Offering AA | Com Small Gas Water Heaters - Cold ¦ SCE ¦ Cold | Com Small Gas Water Heaters - Cold | 0.59609 | 1 | 0.95 | CBSA 2019 | -180.2841 | 2012 | 1 | SWHC031-02
COM-WATERHEAT-FS-10.63 | Com ¦ Com Gas Storage Water Heater (0.63 UEF - 50 Gal) - Cold ¦ SCE ¦ Cold | Com ¦ Com Gas Storage Water Heater (0.63 UEF - 50 Gal) - Cold | SCE ¦ Cold | SCE | All | Electric & Gas | Gas Storage WH (0.63 UEF - 50 Gal) | Average Existing and Code | 0 | Conventional | WaterHeat | Com - Health | Com | ROB and NEW | 0 | 1000 sqft2 of floor space | 1000 sqft served | 15 | DEER:Indoor_CFL_Ltg | -2067.1604 | 0 | 201.9649 | SWHC031-02 Offering AA | 98.2231 | 2022 | 0 | 41.2034 | 2022 | 0 | 0 | SWHC031-02 Offering AA | Com Small Gas Water Heaters - Cold ¦ SCE ¦ Cold | Com Small Gas Water Heaters - Cold | 0.52611 | 1 | 0.95 | CBSA 2019 | -446.278 | 2012 | 1 | SWHC031-02
COM-WATERHEAT-FS-10.64 | Com ¦ Com Gas Storage Water Heater (0.63 UEF - 50 Gal) - Cold ¦ SCE ¦ Cold | Com ¦ Com Gas Storage Water Heater (0.63 UEF - 50 Gal) - Cold | SCE ¦ Cold | SCE | All | Electric & Gas | Gas Storage WH (0.63 UEF - 50 Gal) | Average Existing and Code | 0 | Conventional | WaterHeat | Com - Lodging | Com | ROB and NEW | 0 | 1000 sqft2 of floor space | 1000 sqft served | 15 | DEER:Indoor_CFL_Ltg | -1611.3408 | 0 | 154.6241 | SWHC031-02 Offering AA | 61.8028 | 2022 | 0 | 25.9255 | 2022 | 0 | 0 | SWHC031-02 Offering AA | Com Small Gas Water Heaters - Cold ¦ SCE ¦ Cold | Com Small Gas Water Heaters - Cold | 0.73871 | 1 | 0.95 | CBSA 2019 | -1089.0645 | 2012 | 1 | SWHC031-02
COM-WATERHEAT-FS-10.65 | Com ¦ Com Gas Storage Water Heater (0.63 UEF - 50 Gal) - Cold ¦ SCE ¦ Cold | Com ¦ Com Gas Storage Water Heater (0.63 UEF - 50 Gal) - Cold | SCE ¦ Cold | SCE | All | Electric & Gas | Gas Storage WH (0.63 UEF - 50 Gal) | Average Existing and Code | 0 | Conventional | WaterHeat | Com - Office (Large) | Com | ROB and NEW | 0 | 1000 sqft2 of floor space | 1000 sqft served | 15 | DEER:Indoor_CFL_Ltg | -214.685 | 0 | 20.173 | SWHC031-02 Offering AA | 20.1791 | 2022 | 0 | 8.4649 | 2022 | 0 | 0 | SWHC031-02 Offering AA | Com Small Gas Water Heaters - Cold ¦ SCE ¦ Cold | Com Small Gas Water Heaters - Cold | 0.46177 | 1 | 0.95 | CBSA 2019 | -66.4402 | 2012 | 1 | SWHC031-02
COM-WATERHEAT-FS-10.66 | Com ¦ Com Gas Storage Water Heater (0.63 UEF - 50 Gal) - Cold ¦ SCE ¦ Cold | Com ¦ Com Gas Storage Water Heater (0.63 UEF - 50 Gal) - Cold | SCE ¦ Cold | SCE | All | Electric & Gas | Gas Storage WH (0.63 UEF - 50 Gal) | Average Existing and Code | 0 | Conventional | WaterHeat | Com - Office (Small) | Com | ROB and NEW | 0 | 1000 sqft2 of floor space | 1000 sqft served | 15 | DEER:Indoor_CFL_Ltg | -199.8791 | 0 | 18.5073 | SWHC031-02 Offering AA | 20.1791 | 2022 | 0 | 8.4649 | 2022 | 0 | 0 | SWHC031-02 Offering AA | Com Small Gas Water Heaters - Cold ¦ SCE ¦ Cold | Com Small Gas Water Heaters - Cold | 0.46177 | 1 | 0.95 | CBSA 2019 | -12.9151 | 2012 | 1 | SWHC031-02
COM-WATERHEAT-FS-10.67 | Com ¦ Com Gas Storage Water Heater (0.63 UEF - 50 Gal) - Cold ¦ SCE ¦ Cold | Com ¦ Com Gas Storage Water Heater (0.63 UEF - 50 Gal) - Cold | SCE ¦ Cold | SCE | All | Electric & Gas | Gas Storage WH (0.63 UEF - 50 Gal) | Average Existing and Code | 0 | Conventional | WaterHeat | Com - Other | Com | ROB and NEW | 0 | 1000 sqft2 of floor space | 1000 sqft served | 15 | DEER:Indoor_CFL_Ltg | -2464.357 | 0 | 234.1905 | SWHC031-02 Offering AA | 166.8921 | 2022 | 0 | 70.0092 | 2022 | 0 | 0 | SWHC031-02 Offering AA | Com Small Gas Water Heaters - Cold ¦ SCE ¦ Cold | Com Small Gas Water Heaters - Cold | 0.5433 | 1 | 0.95 | CBSA 2019 | -440.7722 | 2012 | 1 | SWHC031-02
COM-WATERHEAT-FS-10.68 | Com ¦ Com Gas Storage Water Heater (0.63 UEF - 50 Gal) - Cold ¦ SCE ¦ Cold | Com ¦ Com Gas Storage Water Heater (0.63 UEF - 50 Gal) - Cold | SCE ¦ Cold | SCE | All | Electric & Gas | Gas Storage WH (0.63 UEF - 50 Gal) | Average Existing and Code | 0 | Conventional | WaterHeat | Com - Refrig. Warehouse | Com | ROB and NEW | 0 | 1000 sqft2 of floor space | 1000 sqft served | 15 | DEER:Indoor_CFL_Ltg | -214.8004 | 0 | 20.282 | SWHC031-02 Offering AA | 9.3308 | 2022 | 0 | 3.9142 | 2022 | 0 | 0 | SWHC031-02 Offering AA | Com Small Gas Water Heaters - Cold ¦ SCE ¦ Cold | Com Small Gas Water Heaters - Cold | 0.22621 | 1 | 0.95 | CBSA 2019 | -10.241 | 2012 | 1 | SWHC031-02
COM-WATERHEAT-FS-10.69 | Com ¦ Com Gas Storage Water Heater (0.63 UEF - 50 Gal) - Cold ¦ SCE ¦ Cold | Com ¦ Com Gas Storage Water Heater (0.63 UEF - 50 Gal) - Cold | SCE ¦ Cold | SCE | All | Electric & Gas | Gas Storage WH (0.63 UEF - 50 Gal) | Average Existing and Code | 0 | Conventional | WaterHeat | Com - Restaurant | Com | ROB and NEW | 0 | 1000 sqft2 of floor space | 1000 sqft served | 15 | DEER:Indoor_CFL_Ltg | -8849.6662 | 0 | 893.692 | SWHC031-02 Offering AA | 874.1527 | 2022 | 0 | 366.6963 | 2022 | 0 | 0 | SWHC031-02 Offering AA | Com Small Gas Water Heaters - Cold ¦ SCE ¦ Cold | Com Small Gas Water Heaters - Cold | 0.79319 | 1 | 0.95 | CBSA 2019 | -48.5528 | 2012 | 1 | SWHC031-02
COM-WATERHEAT-FS-10.70 | Com ¦ Com Gas Storage Water Heater (0.63 UEF - 50 Gal) - Cold ¦ SCE ¦ Cold | Com ¦ Com Gas Storage Water Heater (0.63 UEF - 50 Gal) - Cold | SCE ¦ Cold | SCE | All | Electric & Gas | Gas Storage WH (0.63 UEF - 50 Gal) | Average Existing and Code | 0 | Conventional | WaterHeat | Com - Retail | Com | ROB and NEW | 0 | 1000 sqft2 of floor space | 1000 sqft served | 15 | DEER:Indoor_CFL_Ltg | -136.9767 | 0 | 13.2687 | SWHC031-02 Offering AA | 12.4989 | 2022 | 0 | 5.2431 | 2022 | 0 | 0 | SWHC031-02 Offering AA | Com Small Gas Water Heaters - Cold ¦ SCE ¦ Cold | Com Small Gas Water Heaters - Cold | 0.40063 | 1 | 0.95 | CBSA 2019 | -1978.3932 | 2012 | 1 | SWHC031-02
COM-WATERHEAT-FS-10.71 | Com ¦ Com Gas Storage Water Heater (0.63 UEF - 50 Gal) - Cold ¦ SCE ¦ Cold | Com ¦ Com Gas Storage Water Heater (0.63 UEF - 50 Gal) - Cold | SCE ¦ Cold | SCE | All | Electric & Gas | Gas Storage WH (0.63 UEF - 50 Gal) | Average Existing and Code | 0 | Conventional | WaterHeat | Com - School | Com | ROB and NEW | 0 | 1000 sqft2 of floor space | 1000 sqft served | 15 | DEER:Indoor_CFL_Ltg | -781.3953 | 0 | 73.5999 | SWHC031-02 Offering AA | 102.9582 | 2022 | 0 | 43.1897 | 2022 | 0 | 0 | SWHC031-02 Offering AA | Com Small Gas Water Heaters - Cold ¦ SCE ¦ Cold | Com Small Gas Water Heaters - Cold | 0.76922 | 1 | 0.95 | CBSA 2019 | -18.7098 | 2012 | 1 | SWHC031-02
COM-WATERHEAT-FS-10.72 | Com ¦ Com Gas Storage Water Heater (0.63 UEF - 50 Gal) - Cold ¦ SCE ¦ Cold | Com ¦ Com Gas Storage Water Heater (0.63 UEF - 50 Gal) - Cold | SCE ¦ Cold | SCE | All | Electric & Gas | Gas Storage WH (0.63 UEF - 50 Gal) | Average Existing and Code | 0 | Conventional | WaterHeat | Com - Warehouse | Com | ROB and NEW | 0 | 1000 sqft2 of floor space | 1000 sqft served | 15 | DEER:Indoor_CFL_Ltg | -24.133 | 0 | 2.1223 | SWHC031-02 Offering AA | 1.8662 | 2022 | 0 | 0.78283 | 2022 | 0 | 0 | SWHC031-02 Offering AA | Com Small Gas Water Heaters - Cold ¦ SCE ¦ Cold | Com Small Gas Water Heaters - Cold | 0.1976 | 1 | 0.95 | CBSA 2019 | -14.4579 | 2012 | 1 | SWHC031-02
COM-WATERHEAT-FS-10.73 | Com ¦ Com Gas Storage Water Heater (0.63 UEF - 50 Gal) - Marine ¦ SDG&E ¦ Marine | Com ¦ Com Gas Storage Water Heater (0.63 UEF - 50 Gal) - Marine | SDG&E ¦ Marine | SDG&E | All | Electric & Gas | Gas Storage WH (0.63 UEF - 50 Gal) | Average Existing and Code | 0 | Conventional | WaterHeat | Com - College | Com | ROB and NEW | 0 | 1000 sqft2 of floor space | 1000 sqft served | 15 | DEER:Indoor_CFL_Ltg | -586.189 | 0 | 61.9993 | SWHC031-02 Offering AA | 64.8478 | 2022 | 0 | 27.2029 | 2022 | 0 | 0 | SWHC031-02 Offering AA | Com Small Gas Water Heaters - Marine ¦ SDG&E ¦ Marine | Com Small Gas Water Heaters - Marine | 0.74815 | 1 | 0.95 | CBSA 2019 | -15.8626 | 2012 | 1 | SWHC031-02
COM-WATERHEAT-FS-10.74 | Com ¦ Com Gas Storage Water Heater (0.63 UEF - 50 Gal) - Marine ¦ SDG&E ¦ Marine | Com ¦ Com Gas Storage Water Heater (0.63 UEF - 50 Gal) - Marine | SDG&E ¦ Marine | SDG&E | All | Electric & Gas | Gas Storage WH (0.63 UEF - 50 Gal) | Average Existing and Code | 0 | Conventional | WaterHeat | Com - Grocery | Com | ROB and NEW | 0 | 1000 sqft2 of floor space | 1000 sqft served | 15 | DEER:Indoor_CFL_Ltg | -804.4516 | 0 | 83.8999 | SWHC031-02 Offering AA | 53.8109 | 2022 | 0 | 22.573 | 2022 | 0 | 0 | SWHC031-02 Offering AA | Com Small Gas Water Heaters - Marine ¦ SDG&E ¦ Marine | Com Small Gas Water Heaters - Marine | 0.59609 | 1 | 0.95 | CBSA 2019 | -158.7816 | 2012 | 1 | SWHC031-02
COM-WATERHEAT-FS-10.75 | Com ¦ Com Gas Storage Water Heater (0.63 UEF - 50 Gal) - Marine ¦ SDG&E ¦ Marine | Com ¦ Com Gas Storage Water Heater (0.63 UEF - 50 Gal) - Marine | SDG&E ¦ Marine | SDG&E | All | Electric & Gas | Gas Storage WH (0.63 UEF - 50 Gal) | Average Existing and Code | 0 | Conventional | WaterHeat | Com - Health | Com | ROB and NEW | 0 | 1000 sqft2 of floor space | 1000 sqft served | 15 | DEER:Indoor_CFL_Ltg | -1655.4809 | 0 | 175.2107 | SWHC031-02 Offering AA | 98.2231 | 2022 | 0 | 41.2034 | 2022 | 0 | 0 | SWHC031-02 Offering AA | Com Small Gas Water Heaters - Marine ¦ SDG&E ¦ Marine | Com Small Gas Water Heaters - Marine | 0.52611 | 1 | 0.95 | CBSA 2019 | -389.2027 | 2012 | 1 | SWHC031-02
COM-WATERHEAT-FS-10.76 | Com ¦ Com Gas Storage Water Heater (0.63 UEF - 50 Gal) - Marine ¦ SDG&E ¦ Marine | Com ¦ Com Gas Storage Water Heater (0.63 UEF - 50 Gal) - Marine | SDG&E ¦ Marine | SDG&E | All | Electric & Gas | Gas Storage WH (0.63 UEF - 50 Gal) | Average Existing and Code | 0 | Conventional | WaterHeat | Com - Lodging | Com | ROB and NEW | 0 | 1000 sqft2 of floor space | 1000 sqft served | 15 | DEER:Indoor_CFL_Ltg | -1293.2295 | 0 | 133.9778 | SWHC031-02 Offering AA | 61.8028 | 2022 | 0 | 25.9255 | 2022 | 0 | 0 | SWHC031-02 Offering AA | Com Small Gas Water Heaters - Marine ¦ SDG&E ¦ Marine | Com Small Gas Water Heaters - Marine | 0.73871 | 1 | 0.95 | CBSA 2019 | -949.3049 | 2012 | 1 | SWHC031-02
COM-WATERHEAT-FS-10.77 | Com ¦ Com Gas Storage Water Heater (0.63 UEF - 50 Gal) - Marine ¦ SDG&E ¦ Marine | Com ¦ Com Gas Storage Water Heater (0.63 UEF - 50 Gal) - Marine | SDG&E ¦ Marine | SDG&E | All | Electric & Gas | Gas Storage WH (0.63 UEF - 50 Gal) | Average Existing and Code | 0 | Conventional | WaterHeat | Com - Office (Large) | Com | ROB and NEW | 0 | 1000 sqft2 of floor space | 1000 sqft served | 15 | DEER:Indoor_CFL_Ltg | -165.0853 | 0 | 17.5449 | SWHC031-02 Offering AA | 20.1791 | 2022 | 0 | 8.4649 | 2022 | 0 | 0 | SWHC031-02 Offering AA | Com Small Gas Water Heaters - Marine ¦ SDG&E ¦ Marine | Com Small Gas Water Heaters - Marine | 0.46177 | 1 | 0.95 | CBSA 2019 | -58.1234 | 2012 | 1 | SWHC031-02
COM-WATERHEAT-FS-10.78 | Com ¦ Com Gas Storage Water Heater (0.63 UEF - 50 Gal) - Marine ¦ SDG&E ¦ Marine | Com ¦ Com Gas Storage Water Heater (0.63 UEF - 50 Gal) - Marine | SDG&E ¦ Marine | SDG&E | All | Electric & Gas | Gas Storage WH (0.63 UEF - 50 Gal) | Average Existing and Code | 0 | Conventional | WaterHeat | Com - Office (Small) | Com | ROB and NEW | 0 | 1000 sqft2 of floor space | 1000 sqft served | 15 | DEER:Indoor_CFL_Ltg | -153.4257 | 0 | 16.1754 | SWHC031-02 Offering AA | 20.1791 | 2022 | 0 | 8.4649 | 2022 | 0 | 0 | SWHC031-02 Offering AA | Com Small Gas Water Heaters - Marine ¦ SDG&E ¦ Marine | Com Small Gas Water Heaters - Marine | 0.46177 | 1 | 0.95 | CBSA 2019 | -11.8414 | 2012 | 1 | SWHC031-02
COM-WATERHEAT-FS-10.79 | Com ¦ Com Gas Storage Water Heater (0.63 UEF - 50 Gal) - Marine ¦ SDG&E ¦ Marine | Com ¦ Com Gas Storage Water Heater (0.63 UEF - 50 Gal) - Marine | SDG&E ¦ Marine | SDG&E | All | Electric & Gas | Gas Storage WH (0.63 UEF - 50 Gal) | Average Existing and Code | 0 | Conventional | WaterHeat | Com - Other | Com | ROB and NEW | 0 | 1000 sqft2 of floor space | 1000 sqft served | 15 | DEER:Indoor_CFL_Ltg | -1974.5469 | 0 | 203.5773 | SWHC031-02 Offering AA | 166.8921 | 2022 | 0 | 70.0092 | 2022 | 0 | 0 | SWHC031-02 Offering AA | Com Small Gas Water Heaters - Marine ¦ SDG&E ¦ Marine | Com Small Gas Water Heaters - Marine | 0.5433 | 1 | 0.95 | CBSA 2019 | -392.986 | 2012 | 1 | SWHC031-02
COM-WATERHEAT-FS-10.80 | Com ¦ Com Gas Storage Water Heater (0.63 UEF - 50 Gal) - Marine ¦ SDG&E ¦ Marine | Com ¦ Com Gas Storage Water Heater (0.63 UEF - 50 Gal) - Marine | SDG&E ¦ Marine | SDG&E | All | Electric & Gas | Gas Storage WH (0.63 UEF - 50 Gal) | Average Existing and Code | 0 | Conventional | WaterHeat | Com - Refrig. Warehouse | Com | ROB and NEW | 0 | 1000 sqft2 of floor space | 1000 sqft served | 15 | DEER:Indoor_CFL_Ltg | -164.3095 | 0 | 17.5435 | SWHC031-02 Offering AA | 9.3308 | 2022 | 0 | 3.9142 | 2022 | 0 | 0 | SWHC031-02 Offering AA | Com Small Gas Water Heaters - Marine ¦ SDG&E ¦ Marine | Com Small Gas Water Heaters - Marine | 0.22621 | 1 | 0.95 | CBSA 2019 | -9.3193 | 2012 | 1 | SWHC031-02
COM-WATERHEAT-FS-10.81 | Com ¦ Com Gas Storage Water Heater (0.63 UEF - 50 Gal) - Marine ¦ SDG&E ¦ Marine | Com ¦ Com Gas Storage Water Heater (0.63 UEF - 50 Gal) - Marine | SDG&E ¦ Marine | SDG&E | All | Electric & Gas | Gas Storage WH (0.63 UEF - 50 Gal) | Average Existing and Code | 0 | Conventional | WaterHeat | Com - Restaurant | Com | ROB and NEW | 0 | 1000 sqft2 of floor space | 1000 sqft served | 15 | DEER:Indoor_CFL_Ltg | -7095.2887 | 0 | 781.5911 | SWHC031-02 Offering AA | 874.1527 | 2022 | 0 | 366.6963 | 2022 | 0 | 0 | SWHC031-02 Offering AA | Com Small Gas Water Heaters - Marine ¦ SDG&E ¦ Marine | Com Small Gas Water Heaters - Marine | 0.79319 | 1 | 0.95 | CBSA 2019 | -55.5959 | 2012 | 1 | SWHC031-02
COM-WATERHEAT-FS-10.82 | Com ¦ Com Gas Storage Water Heater (0.63 UEF - 50 Gal) - Marine ¦ SDG&E ¦ Marine | Com ¦ Com Gas Storage Water Heater (0.63 UEF - 50 Gal) - Marine | SDG&E ¦ Marine | SDG&E | All | Electric & Gas | Gas Storage WH (0.63 UEF - 50 Gal) | Average Existing and Code | 0 | Conventional | WaterHeat | Com - Retail | Com | ROB and NEW | 0 | 1000 sqft2 of floor space | 1000 sqft served | 15 | DEER:Indoor_CFL_Ltg | -110.0055 | 0 | 11.5333 | SWHC031-02 Offering AA | 12.4989 | 2022 | 0 | 5.2431 | 2022 | 0 | 0 | SWHC031-02 Offering AA | Com Small Gas Water Heaters - Marine ¦ SDG&E ¦ Marine | Com Small Gas Water Heaters - Marine | 0.40063 | 1 | 0.95 | CBSA 2019 | -1720.5185 | 2012 | 1 | SWHC031-02
COM-WATERHEAT-FS-10.83 | Com ¦ Com Gas Storage Water Heater (0.63 UEF - 50 Gal) - Marine ¦ SDG&E ¦ Marine | Com ¦ Com Gas Storage Water Heater (0.63 UEF - 50 Gal) - Marine | SDG&E ¦ Marine | SDG&E | All | Electric & Gas | Gas Storage WH (0.63 UEF - 50 Gal) | Average Existing and Code | 0 | Conventional | WaterHeat | Com - School | Com | ROB and NEW | 0 | 1000 sqft2 of floor space | 1000 sqft served | 15 | DEER:Indoor_CFL_Ltg | -587.4613 | 0 | 63.9682 | SWHC031-02 Offering AA | 102.9582 | 2022 | 0 | 43.1897 | 2022 | 0 | 0 | SWHC031-02 Offering AA | Com Small Gas Water Heaters - Marine ¦ SDG&E ¦ Marine | Com Small Gas Water Heaters - Marine | 0.76922 | 1 | 0.95 | CBSA 2019 | -21.2972 | 2012 | 1 | SWHC031-02
COM-WATERHEAT-FS-10.84 | Com ¦ Com Gas Storage Water Heater (0.63 UEF - 50 Gal) - Marine ¦ SDG&E ¦ Marine | Com ¦ Com Gas Storage Water Heater (0.63 UEF - 50 Gal) - Marine | SDG&E ¦ Marine | SDG&E | All | Electric & Gas | Gas Storage WH (0.63 UEF - 50 Gal) | Average Existing and Code | 0 | Conventional | WaterHeat | Com - Warehouse | Com | ROB and NEW | 0 | 1000 sqft2 of floor space | 1000 sqft served | 15 | DEER:Indoor_CFL_Ltg | -17.8002 | 0 | 1.8485 | SWHC031-02 Offering AA | 1.8662 | 2022 | 0 | 0.78283 | 2022 | 0 | 0 | SWHC031-02 Offering AA | Com Small Gas Water Heaters - Marine ¦ SDG&E ¦ Marine | Com Small Gas Water Heaters - Marine | 0.1976 | 1 | 0.95 | CBSA 2019 | -12.8317 | 2012 | 1 | SWHC031-02
COM-WATERHEAT-FS-10.85 | Com ¦ Com Gas Storage Water Heater (0.63 UEF - 50 Gal) - Hot-Dry ¦ SDG&E ¦ Hot-Dry | Com ¦ Com Gas Storage Water Heater (0.63 UEF - 50 Gal) - Hot-Dry | SDG&E ¦ Hot-Dry | SDG&E | All | Electric & Gas | Gas Storage WH (0.63 UEF - 50 Gal) | Average Existing and Code | 0 | Conventional | WaterHeat | Com - College | Com | ROB and NEW | 0 | 1000 sqft2 of floor space | 1000 sqft served | 15 | DEER:Indoor_CFL_Ltg | -586.0009 | 0 | 61.9617 | SWHC031-02 Offering AA | 64.8478 | 2022 | 0 | 27.2029 | 2022 | 0 | 0 | SWHC031-02 Offering AA | Com Small Gas Water Heaters - Hot-Dry ¦ SDG&E ¦ Hot-Dry | Com Small Gas Water Heaters - Hot-Dry | 0.74815 | 1 | 0.95 | CBSA 2019 | -15.8473 | 2012 | 1 | SWHC031-02
COM-WATERHEAT-FS-10.86 | Com ¦ Com Gas Storage Water Heater (0.63 UEF - 50 Gal) - Hot-Dry ¦ SDG&E ¦ Hot-Dry | Com ¦ Com Gas Storage Water Heater (0.63 UEF - 50 Gal) - Hot-Dry | SDG&E ¦ Hot-Dry | SDG&E | All | Electric & Gas | Gas Storage WH (0.63 UEF - 50 Gal) | Average Existing and Code | 0 | Conventional | WaterHeat | Com - Grocery | Com | ROB and NEW | 0 | 1000 sqft2 of floor space | 1000 sqft served | 15 | DEER:Indoor_CFL_Ltg | -804.4516 | 0 | 83.4063 | SWHC031-02 Offering AA | 53.8109 | 2022 | 0 | 22.573 | 2022 | 0 | 0 | SWHC031-02 Offering AA | Com Small Gas Water Heaters - Hot-Dry ¦ SDG&E ¦ Hot-Dry | Com Small Gas Water Heaters - Hot-Dry | 0.59609 | 1 | 0.95 | CBSA 2019 | -157.7436 | 2012 | 1 | SWHC031-02
COM-WATERHEAT-FS-10.87 | Com ¦ Com Gas Storage Water Heater (0.63 UEF - 50 Gal) - Hot-Dry ¦ SDG&E ¦ Hot-Dry | Com ¦ Com Gas Storage Water Heater (0.63 UEF - 50 Gal) - Hot-Dry | SDG&E ¦ Hot-Dry | SDG&E | All | Electric & Gas | Gas Storage WH (0.63 UEF - 50 Gal) | Average Existing and Code | 0 | Conventional | WaterHeat | Com - Health | Com | ROB and NEW | 0 | 1000 sqft2 of floor space | 1000 sqft served | 15 | DEER:Indoor_CFL_Ltg | -1651.6552 | 0 | 174.6924 | SWHC031-02 Offering AA | 98.2231 | 2022 | 0 | 41.2034 | 2022 | 0 | 0 | SWHC031-02 Offering AA | Com Small Gas Water Heaters - Hot-Dry ¦ SDG&E ¦ Hot-Dry | Com Small Gas Water Heaters - Hot-Dry | 0.52611 | 1 | 0.95 | CBSA 2019 | -388.0355 | 2012 | 1 | SWHC031-02
COM-WATERHEAT-FS-10.88 | Com ¦ Com Gas Storage Water Heater (0.63 UEF - 50 Gal) - Hot-Dry ¦ SDG&E ¦ Hot-Dry | Com ¦ Com Gas Storage Water Heater (0.63 UEF - 50 Gal) - Hot-Dry | SDG&E ¦ Hot-Dry | SDG&E | All | Electric & Gas | Gas Storage WH (0.63 UEF - 50 Gal) | Average Existing and Code | 0 | Conventional | WaterHeat | Com - Lodging | Com | ROB and NEW | 0 | 1000 sqft2 of floor space | 1000 sqft served | 15 | DEER:Indoor_CFL_Ltg | -1287.733 | 0 | 133.4281 | SWHC031-02 Offering AA | 61.8028 | 2022 | 0 | 25.9255 | 2022 | 0 | 0 | SWHC031-02 Offering AA | Com Small Gas Water Heaters - Hot-Dry ¦ SDG&E ¦ Hot-Dry | Com Small Gas Water Heaters - Hot-Dry | 0.73871 | 1 | 0.95 | CBSA 2019 | -945.4208 | 2012 | 1 | SWHC031-02
COM-WATERHEAT-FS-10.89 | Com ¦ Com Gas Storage Water Heater (0.63 UEF - 50 Gal) - Hot-Dry ¦ SDG&E ¦ Hot-Dry | Com ¦ Com Gas Storage Water Heater (0.63 UEF - 50 Gal) - Hot-Dry | SDG&E ¦ Hot-Dry | SDG&E | All | Electric & Gas | Gas Storage WH (0.63 UEF - 50 Gal) | Average Existing and Code | 0 | Conventional | WaterHeat | Com - Office (Large) | Com | ROB and NEW | 0 | 1000 sqft2 of floor space | 1000 sqft served | 15 | DEER:Indoor_CFL_Ltg | -164.9003 | 0 | 17.4894 | SWHC031-02 Offering AA | 20.1791 | 2022 | 0 | 8.4649 | 2022 | 0 | 0 | SWHC031-02 Offering AA | Com Small Gas Water Heaters - Hot-Dry ¦ SDG&E ¦ Hot-Dry | Com Small Gas Water Heaters - Hot-Dry | 0.46177 | 1 | 0.95 | CBSA 2019 | -57.9342 | 2012 | 1 | SWHC031-02
COM-WATERHEAT-FS-10.90 | Com ¦ Com Gas Storage Water Heater (0.63 UEF - 50 Gal) - Hot-Dry ¦ SDG&E ¦ Hot-Dry | Com ¦ Com Gas Storage Water Heater (0.63 UEF - 50 Gal) - Hot-Dry | SDG&E ¦ Hot-Dry | SDG&E | All | Electric & Gas | Gas Storage WH (0.63 UEF - 50 Gal) | Average Existing and Code | 0 | Conventional | WaterHeat | Com - Office (Small) | Com | ROB and NEW | 0 | 1000 sqft2 of floor space | 1000 sqft served | 15 | DEER:Indoor_CFL_Ltg | -153.2406 | 0 | 16.1384 | SWHC031-02 Offering AA | 20.1791 | 2022 | 0 | 8.4649 | 2022 | 0 | 0 | SWHC031-02 Offering AA | Com Small Gas Water Heaters - Hot-Dry ¦ SDG&E ¦ Hot-Dry | Com Small Gas Water Heaters - Hot-Dry | 0.46177 | 1 | 0.95 | CBSA 2019 | -11.8099 | 2012 | 1 | SWHC031-02
COM-WATERHEAT-FS-10.91 | Com ¦ Com Gas Storage Water Heater (0.63 UEF - 50 Gal) - Hot-Dry ¦ SDG&E ¦ Hot-Dry | Com ¦ Com Gas Storage Water Heater (0.63 UEF - 50 Gal) - Hot-Dry | SDG&E ¦ Hot-Dry | SDG&E | All | Electric & Gas | Gas Storage WH (0.63 UEF - 50 Gal) | Average Existing and Code | 0 | Conventional | WaterHeat | Com - Other | Com | ROB and NEW | 0 | 1000 sqft2 of floor space | 1000 sqft served | 15 | DEER:Indoor_CFL_Ltg | -1974.5469 | 0 | 203.5773 | SWHC031-02 Offering AA | 166.8921 | 2022 | 0 | 70.0092 | 2022 | 0 | 0 | SWHC031-02 Offering AA | Com Small Gas Water Heaters - Hot-Dry ¦ SDG&E ¦ Hot-Dry | Com Small Gas Water Heaters - Hot-Dry | 0.5433 | 1 | 0.95 | CBSA 2019 | -392.986 | 2012 | 1 | SWHC031-02
COM-WATERHEAT-FS-10.92 | Com ¦ Com Gas Storage Water Heater (0.63 UEF - 50 Gal) - Hot-Dry ¦ SDG&E ¦ Hot-Dry | Com ¦ Com Gas Storage Water Heater (0.63 UEF - 50 Gal) - Hot-Dry | SDG&E ¦ Hot-Dry | SDG&E | All | Electric & Gas | Gas Storage WH (0.63 UEF - 50 Gal) | Average Existing and Code | 0 | Conventional | WaterHeat | Com - Refrig. Warehouse | Com | ROB and NEW | 0 | 1000 sqft2 of floor space | 1000 sqft served | 15 | DEER:Indoor_CFL_Ltg | -164.3095 | 0 | 17.5435 | SWHC031-02 Offering AA | 9.3308 | 2022 | 0 | 3.9142 | 2022 | 0 | 0 | SWHC031-02 Offering AA | Com Small Gas Water Heaters - Hot-Dry ¦ SDG&E ¦ Hot-Dry | Com Small Gas Water Heaters - Hot-Dry | 0.22621 | 1 | 0.95 | CBSA 2019 | -9.3193 | 2012 | 1 | SWHC031-02
COM-WATERHEAT-FS-10.93 | Com ¦ Com Gas Storage Water Heater (0.63 UEF - 50 Gal) - Hot-Dry ¦ SDG&E ¦ Hot-Dry | Com ¦ Com Gas Storage Water Heater (0.63 UEF - 50 Gal) - Hot-Dry | SDG&E ¦ Hot-Dry | SDG&E | All | Electric & Gas | Gas Storage WH (0.63 UEF - 50 Gal) | Average Existing and Code | 0 | Conventional | WaterHeat | Com - Restaurant | Com | ROB and NEW | 0 | 1000 sqft2 of floor space | 1000 sqft served | 15 | DEER:Indoor_CFL_Ltg | -7079.9621 | 0 | 779.9876 | SWHC031-02 Offering AA | 874.1527 | 2022 | 0 | 366.6963 | 2022 | 0 | 0 | SWHC031-02 Offering AA | Com Small Gas Water Heaters - Hot-Dry ¦ SDG&E ¦ Hot-Dry | Com Small Gas Water Heaters - Hot-Dry | 0.79319 | 1 | 0.95 | CBSA 2019 | -55.4976 | 2012 | 1 | SWHC031-02
COM-WATERHEAT-FS-10.94 | Com ¦ Com Gas Storage Water Heater (0.63 UEF - 50 Gal) - Hot-Dry ¦ SDG&E ¦ Hot-Dry | Com ¦ Com Gas Storage Water Heater (0.63 UEF - 50 Gal) - Hot-Dry | SDG&E ¦ Hot-Dry | SDG&E | All | Electric & Gas | Gas Storage WH (0.63 UEF - 50 Gal) | Average Existing and Code | 0 | Conventional | WaterHeat | Com - Retail | Com | ROB and NEW | 0 | 1000 sqft2 of floor space | 1000 sqft served | 15 | DEER:Indoor_CFL_Ltg | -109.8158 | 0 | 11.5052 | SWHC031-02 Offering AA | 12.4989 | 2022 | 0 | 5.2431 | 2022 | 0 | 0 | SWHC031-02 Offering AA | Com Small Gas Water Heaters - Hot-Dry ¦ SDG&E ¦ Hot-Dry | Com Small Gas Water Heaters - Hot-Dry | 0.40063 | 1 | 0.95 | CBSA 2019 | -1716.3214 | 2012 | 1 | SWHC031-02
COM-WATERHEAT-FS-10.95 | Com ¦ Com Gas Storage Water Heater (0.63 UEF - 50 Gal) - Hot-Dry ¦ SDG&E ¦ Hot-Dry | Com ¦ Com Gas Storage Water Heater (0.63 UEF - 50 Gal) - Hot-Dry | SDG&E ¦ Hot-Dry | SDG&E | All | Electric & Gas | Gas Storage WH (0.63 UEF - 50 Gal) | Average Existing and Code | 0 | Conventional | WaterHeat | Com - School | Com | ROB and NEW | 0 | 1000 sqft2 of floor space | 1000 sqft served | 15 | DEER:Indoor_CFL_Ltg | -585.437 | 0 | 63.6849 | SWHC031-02 Offering AA | 102.9582 | 2022 | 0 | 43.1897 | 2022 | 0 | 0 | SWHC031-02 Offering AA | Com Small Gas Water Heaters - Hot-Dry ¦ SDG&E ¦ Hot-Dry | Com Small Gas Water Heaters - Hot-Dry | 0.76922 | 1 | 0.95 | CBSA 2019 | -21.1711 | 2012 | 1 | SWHC031-02
COM-WATERHEAT-FS-10.96 | Com ¦ Com Gas Storage Water Heater (0.63 UEF - 50 Gal) - Hot-Dry ¦ SDG&E ¦ Hot-Dry | Com ¦ Com Gas Storage Water Heater (0.63 UEF - 50 Gal) - Hot-Dry | SDG&E ¦ Hot-Dry | SDG&E | All | Electric & Gas | Gas Storage WH (0.63 UEF - 50 Gal) | Average Existing and Code | 0 | Conventional | WaterHeat | Com - Warehouse | Com | ROB and NEW | 0 | 1000 sqft2 of floor space | 1000 sqft served | 15 | DEER:Indoor_CFL_Ltg | -17.8002 | 0 | 1.8485 | SWHC031-02 Offering AA | 1.8662 | 2022 | 0 | 0.78283 | 2022 | 0 | 0 | SWHC031-02 Offering AA | Com Small Gas Water Heaters - Hot-Dry ¦ SDG&E ¦ Hot-Dry | Com Small Gas Water Heaters - Hot-Dry | 0.1976 | 1 | 0.95 | CBSA 2019 | -12.8317 | 2012 | 1 | SWHC031-02
COM-WATERHEAT-FS-11.1 | Com ¦ Com Efficient Gas Storage Water Heater (0.68 UEF - 50 Gal) - Marine ¦ PG&E ¦ Marine | Com ¦ Com Efficient Gas Storage Water Heater (0.68 UEF - 50 Gal) - Marine | PG&E ¦ Marine | PG&E | All | Electric & Gas | Efficient Gas Storage WH (0.68 UEF - 50 Gal) | Efficient | 0 | Conventional | WaterHeat | Com - College | Com | ROB and NEW | 0 | 1000 sqft2 of floor space | 1000 sqft served | 15 | DEER:Indoor_CFL_Ltg | -642.6546 | 0 | 68.0016 | SWWH007-05 Offering E | 150.2556 | 2022 | 0 | 58.2809 | 2022 | 0 | 0 | SWWH007-05 Offering E | Com Small Gas Water Heaters - Marine ¦ PG&E ¦ Marine | Com Small Gas Water Heaters - Marine | 0.74815 | 1 | 0.025 | CBSA 2019 | -17.408 | 2012 | 0.6 | SWWH007-05
COM-WATERHEAT-FS-11.2 | Com ¦ Com Efficient Gas Storage Water Heater (0.68 UEF - 50 Gal) - Marine ¦ PG&E ¦ Marine | Com ¦ Com Efficient Gas Storage Water Heater (0.68 UEF - 50 Gal) - Marine | PG&E ¦ Marine | PG&E | All | Electric & Gas | Efficient Gas Storage WH (0.68 UEF - 50 Gal) | Efficient | 0 | Conventional | WaterHeat | Com - Grocery | Com | ROB and NEW | 0 | 1000 sqft2 of floor space | 1000 sqft served | 15 | DEER:Indoor_CFL_Ltg | -878.4809 | 0 | 91.4469 | SWWH007-05 Offering E | 124.6825 | 2022 | 0 | 48.3617 | 2022 | 0 | 0 | SWWH007-05 Offering E | Com Small Gas Water Heaters - Marine ¦ PG&E ¦ Marine | Com Small Gas Water Heaters - Marine | 0.59609 | 1 | 0.025 | CBSA 2019 | -173.0279 | 2012 | 0.6 | SWWH007-05
COM-WATERHEAT-FS-11.3 | Com ¦ Com Efficient Gas Storage Water Heater (0.68 UEF - 50 Gal) - Marine ¦ PG&E ¦ Marine | Com ¦ Com Efficient Gas Storage Water Heater (0.68 UEF - 50 Gal) - Marine | PG&E ¦ Marine | PG&E | All | Electric & Gas | Efficient Gas Storage WH (0.68 UEF - 50 Gal) | Efficient | 0 | Conventional | WaterHeat | Com - Health | Com | ROB and NEW | 0 | 1000 sqft2 of floor space | 1000 sqft served | 15 | DEER:Indoor_CFL_Ltg | -1794.435 | 0 | 190.4816 | SWWH007-05 Offering E | 227.5877 | 2022 | 0 | 88.2764 | 2022 | 0 | 0 | SWWH007-05 Offering E | Com Small Gas Water Heaters - Marine ¦ PG&E ¦ Marine | Com Small Gas Water Heaters - Marine | 0.52611 | 1 | 0.025 | CBSA 2019 | -423.2038 | 2012 | 0.6 | SWWH007-05
COM-WATERHEAT-FS-11.4 | Com ¦ Com Efficient Gas Storage Water Heater (0.68 UEF - 50 Gal) - Marine ¦ PG&E ¦ Marine | Com ¦ Com Efficient Gas Storage Water Heater (0.68 UEF - 50 Gal) - Marine | PG&E ¦ Marine | PG&E | All | Electric & Gas | Efficient Gas Storage WH (0.68 UEF - 50 Gal) | Efficient | 0 | Conventional | WaterHeat | Com - Lodging | Com | ROB and NEW | 0 | 1000 sqft2 of floor space | 1000 sqft served | 15 | DEER:Indoor_CFL_Ltg | -1404.8776 | 0 | 145.6656 | SWWH007-05 Offering E | 143.2002 | 2022 | 0 | 55.5443 | 2022 | 0 | 0 | SWWH007-05 Offering E | Com Small Gas Water Heaters - Marine ¦ PG&E ¦ Marine | Com Small Gas Water Heaters - Marine | 0.73871 | 1 | 0.025 | CBSA 2019 | -1032.1836 | 2012 | 0.6 | SWWH007-05
COM-WATERHEAT-FS-11.5 | Com ¦ Com Efficient Gas Storage Water Heater (0.68 UEF - 50 Gal) - Marine ¦ PG&E ¦ Marine | Com ¦ Com Efficient Gas Storage Water Heater (0.68 UEF - 50 Gal) - Marine | PG&E ¦ Marine | PG&E | All | Electric & Gas | Efficient Gas Storage WH (0.68 UEF - 50 Gal) | Efficient | 0 | Conventional | WaterHeat | Com - Office (Large) | Com | ROB and NEW | 0 | 1000 sqft2 of floor space | 1000 sqft served | 15 | DEER:Indoor_CFL_Ltg | -179.1509 | 0 | 19.1591 | SWWH007-05 Offering E | 46.7559 | 2022 | 0 | 18.1356 | 2022 | 0 | 0 | SWWH007-05 Offering E | Com Small Gas Water Heaters - Marine ¦ PG&E ¦ Marine | Com Small Gas Water Heaters - Marine | 0.46177 | 1 | 0.025 | CBSA 2019 | -63.4884 | 2012 | 0.6 | SWWH007-05
COM-WATERHEAT-FS-11.6 | Com ¦ Com Efficient Gas Storage Water Heater (0.68 UEF - 50 Gal) - Marine ¦ PG&E ¦ Marine | Com ¦ Com Efficient Gas Storage Water Heater (0.68 UEF - 50 Gal) - Marine | PG&E ¦ Marine | PG&E | All | Electric & Gas | Efficient Gas Storage WH (0.68 UEF - 50 Gal) | Efficient | 0 | Conventional | WaterHeat | Com - Office (Small) | Com | ROB and NEW | 0 | 1000 sqft2 of floor space | 1000 sqft served | 15 | DEER:Indoor_CFL_Ltg | -166.3808 | 0 | 17.7578 | SWWH007-05 Offering E | 46.7559 | 2022 | 0 | 18.1356 | 2022 | 0 | 0 | SWWH007-05 Offering E | Com Small Gas Water Heaters - Marine ¦ PG&E ¦ Marine | Com Small Gas Water Heaters - Marine | 0.46177 | 1 | 0.025 | CBSA 2019 | -13.0533 | 2012 | 0.6 | SWWH007-05
COM-WATERHEAT-FS-11.7 | Com ¦ Com Efficient Gas Storage Water Heater (0.68 UEF - 50 Gal) - Marine ¦ PG&E ¦ Marine | Com ¦ Com Efficient Gas Storage Water Heater (0.68 UEF - 50 Gal) - Marine | PG&E ¦ Marine | PG&E | All | Electric & Gas | Efficient Gas Storage WH (0.68 UEF - 50 Gal) | Efficient | 0 | Conventional | WaterHeat | Com - Other | Com | ROB and NEW | 0 | 1000 sqft2 of floor space | 1000 sqft served | 15 | DEER:Indoor_CFL_Ltg | -2142.9192 | 0 | 222.4947 | SWWH007-05 Offering E | 386.6972 | 2022 | 0 | 149.9916 | 2022 | 0 | 0 | SWWH007-05 Offering E | Com Small Gas Water Heaters - Marine ¦ PG&E ¦ Marine | Com Small Gas Water Heaters - Marine | 0.5433 | 1 | 0.025 | CBSA 2019 | -430.3901 | 2012 | 0.6 | SWWH007-05
COM-WATERHEAT-FS-11.8 | Com ¦ Com Efficient Gas Storage Water Heater (0.68 UEF - 50 Gal) - Marine ¦ PG&E ¦ Marine | Com ¦ Com Efficient Gas Storage Water Heater (0.68 UEF - 50 Gal) - Marine | PG&E ¦ Marine | PG&E | All | Electric & Gas | Efficient Gas Storage WH (0.68 UEF - 50 Gal) | Efficient | 0 | Conventional | WaterHeat | Com - Refrig. Warehouse | Com | ROB and NEW | 0 | 1000 sqft2 of floor space | 1000 sqft served | 15 | DEER:Indoor_CFL_Ltg | -178.0019 | 0 | 19.0888 | SWWH007-05 Offering E | 21.6199 | 2022 | 0 | 8.3859 | 2022 | 0 | 0 | SWWH007-05 Offering E | Com Small Gas Water Heaters - Marine ¦ PG&E ¦ Marine | Com Small Gas Water Heaters - Marine | 0.22621 | 1 | 0.025 | CBSA 2019 | -10.1569 | 2012 | 0.6 | SWWH007-05
COM-WATERHEAT-FS-11.9 | Com ¦ Com Efficient Gas Storage Water Heater (0.68 UEF - 50 Gal) - Marine ¦ PG&E ¦ Marine | Com ¦ Com Efficient Gas Storage Water Heater (0.68 UEF - 50 Gal) - Marine | PG&E ¦ Marine | PG&E | All | Electric & Gas | Efficient Gas Storage WH (0.68 UEF - 50 Gal) | Efficient | 0 | Conventional | WaterHeat | Com - Restaurant | Com | ROB and NEW | 0 | 1000 sqft2 of floor space | 1000 sqft served | 15 | DEER:Indoor_CFL_Ltg | -7787.1316 | 0 | 858.2386 | SWWH007-05 Offering E | 2025.4549 | 2022 | 0 | 785.6307 | 2022 | 0 | 0 | SWWH007-05 Offering E | Com Small Gas Water Heaters - Marine ¦ PG&E ¦ Marine | Com Small Gas Water Heaters - Marine | 0.79319 | 1 | 0.025 | CBSA 2019 | -61.1288 | 2012 | 0.6 | SWWH007-05
COM-WATERHEAT-FS-11.10 | Com ¦ Com Efficient Gas Storage Water Heater (0.68 UEF - 50 Gal) - Marine ¦ PG&E ¦ Marine | Com ¦ Com Efficient Gas Storage Water Heater (0.68 UEF - 50 Gal) - Marine | PG&E ¦ Marine | PG&E | All | Electric & Gas | Efficient Gas Storage WH (0.68 UEF - 50 Gal) | Efficient | 0 | Conventional | WaterHeat | Com - Retail | Com | ROB and NEW | 0 | 1000 sqft2 of floor space | 1000 sqft served | 15 | DEER:Indoor_CFL_Ltg | -121.0132 | 0 | 12.6381 | SWWH007-05 Offering E | 28.9606 | 2022 | 0 | 11.2332 | 2022 | 0 | 0 | SWWH007-05 Offering E | Com Small Gas Water Heaters - Marine ¦ PG&E ¦ Marine | Com Small Gas Water Heaters - Marine | 0.40063 | 1 | 0.025 | CBSA 2019 | -1885.278 | 2012 | 0.6 | SWWH007-05
COM-WATERHEAT-FS-11.11 | Com ¦ Com Efficient Gas Storage Water Heater (0.68 UEF - 50 Gal) - Marine ¦ PG&E ¦ Marine | Com ¦ Com Efficient Gas Storage Water Heater (0.68 UEF - 50 Gal) - Marine | PG&E ¦ Marine | PG&E | All | Electric & Gas | Efficient Gas Storage WH (0.68 UEF - 50 Gal) | Efficient | 0 | Conventional | WaterHeat | Com - School | Com | ROB and NEW | 0 | 1000 sqft2 of floor space | 1000 sqft served | 15 | DEER:Indoor_CFL_Ltg | -640.0696 | 0 | 70.5794 | SWWH007-05 Offering E | 238.5592 | 2022 | 0 | 92.532 | 2022 | 0 | 0 | SWWH007-05 Offering E | Com Small Gas Water Heaters - Marine ¦ PG&E ¦ Marine | Com Small Gas Water Heaters - Marine | 0.76922 | 1 | 0.025 | CBSA 2019 | -23.9436 | 2012 | 0.6 | SWWH007-05
COM-WATERHEAT-FS-11.12 | Com ¦ Com Efficient Gas Storage Water Heater (0.68 UEF - 50 Gal) - Marine ¦ PG&E ¦ Marine | Com ¦ Com Efficient Gas Storage Water Heater (0.68 UEF - 50 Gal) - Marine | PG&E ¦ Marine | PG&E | All | Electric & Gas | Efficient Gas Storage WH (0.68 UEF - 50 Gal) | Efficient | 0 | Conventional | WaterHeat | Com - Warehouse | Com | ROB and NEW | 0 | 1000 sqft2 of floor space | 1000 sqft served | 15 | DEER:Indoor_CFL_Ltg | -19.5118 | 0 | 2.0291 | SWWH007-05 Offering E | 4.324 | 2022 | 0 | 1.6772 | 2022 | 0 | 0 | SWWH007-05 Offering E | Com Small Gas Water Heaters - Marine ¦ PG&E ¦ Marine | Com Small Gas Water Heaters - Marine | 0.1976 | 1 | 0.025 | CBSA 2019 | -14.0879 | 2012 | 0.6 | SWWH007-05
COM-WATERHEAT-FS-11.13 | Com ¦ Com Efficient Gas Storage Water Heater (0.68 UEF - 50 Gal) - Hot-Dry ¦ PG&E ¦ Hot-Dry | Com ¦ Com Efficient Gas Storage Water Heater (0.68 UEF - 50 Gal) - Hot-Dry | PG&E ¦ Hot-Dry | PG&E | All | Electric & Gas | Efficient Gas Storage WH (0.68 UEF - 50 Gal) | Efficient | 0 | Conventional | WaterHeat | Com - College | Com | ROB and NEW | 0 | 1000 sqft2 of floor space | 1000 sqft served | 15 | DEER:Indoor_CFL_Ltg | -619.9931 | 0 | 65.0529 | SWWH007-05 Offering E | 150.2556 | 2022 | 0 | 58.2809 | 2022 | 0 | 0 | SWWH007-05 Offering E | Com Small Gas Water Heaters - Hot-Dry ¦ PG&E ¦ Hot-Dry | Com Small Gas Water Heaters - Hot-Dry | 0.74815 | 1 | 0.025 | CBSA 2019 | -16.4762 | 2012 | 0.6 | SWWH007-05
COM-WATERHEAT-FS-11.14 | Com ¦ Com Efficient Gas Storage Water Heater (0.68 UEF - 50 Gal) - Hot-Dry ¦ PG&E ¦ Hot-Dry | Com ¦ Com Efficient Gas Storage Water Heater (0.68 UEF - 50 Gal) - Hot-Dry | PG&E ¦ Hot-Dry | PG&E | All | Electric & Gas | Efficient Gas Storage WH (0.68 UEF - 50 Gal) | Efficient | 0 | Conventional | WaterHeat | Com - Grocery | Com | ROB and NEW | 0 | 1000 sqft2 of floor space | 1000 sqft served | 15 | DEER:Indoor_CFL_Ltg | -843.9339 | 0 | 86.9697 | SWWH007-05 Offering E | 124.6825 | 2022 | 0 | 48.3617 | 2022 | 0 | 0 | SWWH007-05 Offering E | Com Small Gas Water Heaters - Hot-Dry ¦ PG&E ¦ Hot-Dry | Com Small Gas Water Heaters - Hot-Dry | 0.59609 | 1 | 0.025 | CBSA 2019 | -164.3705 | 2012 | 0.6 | SWWH007-05
COM-WATERHEAT-FS-11.15 | Com ¦ Com Efficient Gas Storage Water Heater (0.68 UEF - 50 Gal) - Hot-Dry ¦ PG&E ¦ Hot-Dry | Com ¦ Com Efficient Gas Storage Water Heater (0.68 UEF - 50 Gal) - Hot-Dry | PG&E ¦ Hot-Dry | PG&E | All | Electric & Gas | Efficient Gas Storage WH (0.68 UEF - 50 Gal) | Efficient | 0 | Conventional | WaterHeat | Com - Health | Com | ROB and NEW | 0 | 1000 sqft2 of floor space | 1000 sqft served | 15 | DEER:Indoor_CFL_Ltg | -1727.5494 | 0 | 181.4552 | SWWH007-05 Offering E | 227.5877 | 2022 | 0 | 88.2764 | 2022 | 0 | 0 | SWWH007-05 Offering E | Com Small Gas Water Heaters - Hot-Dry ¦ PG&E ¦ Hot-Dry | Com Small Gas Water Heaters - Hot-Dry | 0.52611 | 1 | 0.025 | CBSA 2019 | -402.8802 | 2012 | 0.6 | SWWH007-05
COM-WATERHEAT-FS-11.16 | Com ¦ Com Efficient Gas Storage Water Heater (0.68 UEF - 50 Gal) - Hot-Dry ¦ PG&E ¦ Hot-Dry | Com ¦ Com Efficient Gas Storage Water Heater (0.68 UEF - 50 Gal) - Hot-Dry | PG&E ¦ Hot-Dry | PG&E | All | Electric & Gas | Efficient Gas Storage WH (0.68 UEF - 50 Gal) | Efficient | 0 | Conventional | WaterHeat | Com - Lodging | Com | ROB and NEW | 0 | 1000 sqft2 of floor space | 1000 sqft served | 15 | DEER:Indoor_CFL_Ltg | -1349.2253 | 0 | 138.4137 | SWWH007-05 Offering E | 143.2002 | 2022 | 0 | 55.5443 | 2022 | 0 | 0 | SWWH007-05 Offering E | Com Small Gas Water Heaters - Hot-Dry ¦ PG&E ¦ Hot-Dry | Com Small Gas Water Heaters - Hot-Dry | 0.73871 | 1 | 0.025 | CBSA 2019 | -980.0113 | 2012 | 0.6 | SWWH007-05
COM-WATERHEAT-FS-11.17 | Com ¦ Com Efficient Gas Storage Water Heater (0.68 UEF - 50 Gal) - Hot-Dry ¦ PG&E ¦ Hot-Dry | Com ¦ Com Efficient Gas Storage Water Heater (0.68 UEF - 50 Gal) - Hot-Dry | PG&E ¦ Hot-Dry | PG&E | All | Electric & Gas | Efficient Gas Storage WH (0.68 UEF - 50 Gal) | Efficient | 0 | Conventional | WaterHeat | Com - Office (Large) | Com | ROB and NEW | 0 | 1000 sqft2 of floor space | 1000 sqft served | 15 | DEER:Indoor_CFL_Ltg | -173.4136 | 0 | 18.3007 | SWWH007-05 Offering E | 46.7559 | 2022 | 0 | 18.1356 | 2022 | 0 | 0 | SWWH007-05 Offering E | Com Small Gas Water Heaters - Hot-Dry ¦ PG&E ¦ Hot-Dry | Com Small Gas Water Heaters - Hot-Dry | 0.46177 | 1 | 0.025 | CBSA 2019 | -60.608 | 2012 | 0.6 | SWWH007-05
COM-WATERHEAT-FS-11.18 | Com ¦ Com Efficient Gas Storage Water Heater (0.68 UEF - 50 Gal) - Hot-Dry ¦ PG&E ¦ Hot-Dry | Com ¦ Com Efficient Gas Storage Water Heater (0.68 UEF - 50 Gal) - Hot-Dry | PG&E ¦ Hot-Dry | PG&E | All | Electric & Gas | Efficient Gas Storage WH (0.68 UEF - 50 Gal) | Efficient | 0 | Conventional | WaterHeat | Com - Office (Small) | Com | ROB and NEW | 0 | 1000 sqft2 of floor space | 1000 sqft served | 15 | DEER:Indoor_CFL_Ltg | -161.0137 | 0 | 16.8994 | SWWH007-05 Offering E | 46.7559 | 2022 | 0 | 18.1356 | 2022 | 0 | 0 | SWWH007-05 Offering E | Com Small Gas Water Heaters - Hot-Dry ¦ PG&E ¦ Hot-Dry | Com Small Gas Water Heaters - Hot-Dry | 0.46177 | 1 | 0.025 | CBSA 2019 | -12.3526 | 2012 | 0.6 | SWWH007-05
COM-WATERHEAT-FS-11.19 | Com ¦ Com Efficient Gas Storage Water Heater (0.68 UEF - 50 Gal) - Hot-Dry ¦ PG&E ¦ Hot-Dry | Com ¦ Com Efficient Gas Storage Water Heater (0.68 UEF - 50 Gal) - Hot-Dry | PG&E ¦ Hot-Dry | PG&E | All | Electric & Gas | Efficient Gas Storage WH (0.68 UEF - 50 Gal) | Efficient | 0 | Conventional | WaterHeat | Com - Other | Com | ROB and NEW | 0 | 1000 sqft2 of floor space | 1000 sqft served | 15 | DEER:Indoor_CFL_Ltg | -2081.6929 | 0 | 211.7288 | SWWH007-05 Offering E | 386.6972 | 2022 | 0 | 149.9916 | 2022 | 0 | 0 | SWWH007-05 Offering E | Com Small Gas Water Heaters - Hot-Dry ¦ PG&E ¦ Hot-Dry | Com Small Gas Water Heaters - Hot-Dry | 0.5433 | 1 | 0.025 | CBSA 2019 | -407.075 | 2012 | 0.6 | SWWH007-05
COM-WATERHEAT-FS-11.20 | Com ¦ Com Efficient Gas Storage Water Heater (0.68 UEF - 50 Gal) - Hot-Dry ¦ PG&E ¦ Hot-Dry | Com ¦ Com Efficient Gas Storage Water Heater (0.68 UEF - 50 Gal) - Hot-Dry | PG&E ¦ Hot-Dry | PG&E | All | Electric & Gas | Efficient Gas Storage WH (0.68 UEF - 50 Gal) | Efficient | 0 | Conventional | WaterHeat | Com - Refrig. Warehouse | Com | ROB and NEW | 0 | 1000 sqft2 of floor space | 1000 sqft served | 15 | DEER:Indoor_CFL_Ltg | -172.0115 | 0 | 18.2314 | SWWH007-05 Offering E | 21.6199 | 2022 | 0 | 8.3859 | 2022 | 0 | 0 | SWWH007-05 Offering E | Com Small Gas Water Heaters - Hot-Dry ¦ PG&E ¦ Hot-Dry | Com Small Gas Water Heaters - Hot-Dry | 0.22621 | 1 | 0.025 | CBSA 2019 | -9.6577 | 2012 | 0.6 | SWWH007-05
COM-WATERHEAT-FS-11.21 | Com ¦ Com Efficient Gas Storage Water Heater (0.68 UEF - 50 Gal) - Hot-Dry ¦ PG&E ¦ Hot-Dry | Com ¦ Com Efficient Gas Storage Water Heater (0.68 UEF - 50 Gal) - Hot-Dry | PG&E ¦ Hot-Dry | PG&E | All | Electric & Gas | Efficient Gas Storage WH (0.68 UEF - 50 Gal) | Efficient | 0 | Conventional | WaterHeat | Com - Restaurant | Com | ROB and NEW | 0 | 1000 sqft2 of floor space | 1000 sqft served | 15 | DEER:Indoor_CFL_Ltg | -7499.924 | 0 | 817.4614 | SWWH007-05 Offering E | 2025.4549 | 2022 | 0 | 785.6307 | 2022 | 0 | 0 | SWWH007-05 Offering E | Com Small Gas Water Heaters - Hot-Dry ¦ PG&E ¦ Hot-Dry | Com Small Gas Water Heaters - Hot-Dry | 0.79319 | 1 | 0.025 | CBSA 2019 | -56.5371 | 2012 | 0.6 | SWWH007-05
COM-WATERHEAT-FS-11.22 | Com ¦ Com Efficient Gas Storage Water Heater (0.68 UEF - 50 Gal) - Hot-Dry ¦ PG&E ¦ Hot-Dry | Com ¦ Com Efficient Gas Storage Water Heater (0.68 UEF - 50 Gal) - Hot-Dry | PG&E ¦ Hot-Dry | PG&E | All | Electric & Gas | Efficient Gas Storage WH (0.68 UEF - 50 Gal) | Efficient | 0 | Conventional | WaterHeat | Com - Retail | Com | ROB and NEW | 0 | 1000 sqft2 of floor space | 1000 sqft served | 15 | DEER:Indoor_CFL_Ltg | -116.3293 | 0 | 12.0217 | SWWH007-05 Offering E | 28.9606 | 2022 | 0 | 11.2332 | 2022 | 0 | 0 | SWWH007-05 Offering E | Com Small Gas Water Heaters - Hot-Dry ¦ PG&E ¦ Hot-Dry | Com Small Gas Water Heaters - Hot-Dry | 0.40063 | 1 | 0.025 | CBSA 2019 | -1793.2116 | 2012 | 0.6 | SWWH007-05
COM-WATERHEAT-FS-11.23 | Com ¦ Com Efficient Gas Storage Water Heater (0.68 UEF - 50 Gal) - Hot-Dry ¦ PG&E ¦ Hot-Dry | Com ¦ Com Efficient Gas Storage Water Heater (0.68 UEF - 50 Gal) - Hot-Dry | PG&E ¦ Hot-Dry | PG&E | All | Electric & Gas | Efficient Gas Storage WH (0.68 UEF - 50 Gal) | Efficient | 0 | Conventional | WaterHeat | Com - School | Com | ROB and NEW | 0 | 1000 sqft2 of floor space | 1000 sqft served | 15 | DEER:Indoor_CFL_Ltg | -619.7028 | 0 | 67.5812 | SWWH007-05 Offering E | 238.5592 | 2022 | 0 | 92.532 | 2022 | 0 | 0 | SWWH007-05 Offering E | Com Small Gas Water Heaters - Hot-Dry ¦ PG&E ¦ Hot-Dry | Com Small Gas Water Heaters - Hot-Dry | 0.76922 | 1 | 0.025 | CBSA 2019 | -22.5516 | 2012 | 0.6 | SWWH007-05
COM-WATERHEAT-FS-11.24 | Com ¦ Com Efficient Gas Storage Water Heater (0.68 UEF - 50 Gal) - Hot-Dry ¦ PG&E ¦ Hot-Dry | Com ¦ Com Efficient Gas Storage Water Heater (0.68 UEF - 50 Gal) - Hot-Dry | PG&E ¦ Hot-Dry | PG&E | All | Electric & Gas | Efficient Gas Storage WH (0.68 UEF - 50 Gal) | Efficient | 0 | Conventional | WaterHeat | Com - Warehouse | Com | ROB and NEW | 0 | 1000 sqft2 of floor space | 1000 sqft served | 15 | DEER:Indoor_CFL_Ltg | -18.656 | 0 | 1.925 | SWWH007-05 Offering E | 4.324 | 2022 | 0 | 1.6772 | 2022 | 0 | 0 | SWWH007-05 Offering E | Com Small Gas Water Heaters - Hot-Dry ¦ PG&E ¦ Hot-Dry | Com Small Gas Water Heaters - Hot-Dry | 0.1976 | 1 | 0.025 | CBSA 2019 | -13.3538 | 2012 | 0.6 | SWWH007-05
COM-WATERHEAT-FS-11.25 | Com ¦ Com Efficient Gas Storage Water Heater (0.68 UEF - 50 Gal) - Cold ¦ PG&E ¦ Cold | Com ¦ Com Efficient Gas Storage Water Heater (0.68 UEF - 50 Gal) - Cold | PG&E ¦ Cold | PG&E | All | Electric & Gas | Efficient Gas Storage WH (0.68 UEF - 50 Gal) | Efficient | 0 | Conventional | WaterHeat | Com - College | Com | ROB and NEW | 0 | 1000 sqft2 of floor space | 1000 sqft served | 15 | DEER:Indoor_CFL_Ltg | -763.7187 | 0 | 72.4193 | SWWH007-05 Offering E | 150.2556 | 2022 | 0 | 58.2809 | 2022 | 0 | 0 | SWWH007-05 Offering E | Com Small Gas Water Heaters - Cold ¦ PG&E ¦ Cold | Com Small Gas Water Heaters - Cold | 0.74815 | 1 | 0.025 | CBSA 2019 | -15.8429 | 2012 | 0.6 | SWWH007-05
COM-WATERHEAT-FS-11.26 | Com ¦ Com Efficient Gas Storage Water Heater (0.68 UEF - 50 Gal) - Cold ¦ PG&E ¦ Cold | Com ¦ Com Efficient Gas Storage Water Heater (0.68 UEF - 50 Gal) - Cold | PG&E ¦ Cold | PG&E | All | Electric & Gas | Efficient Gas Storage WH (0.68 UEF - 50 Gal) | Efficient | 0 | Conventional | WaterHeat | Com - Grocery | Com | ROB and NEW | 0 | 1000 sqft2 of floor space | 1000 sqft served | 15 | DEER:Indoor_CFL_Ltg | -1006.7983 | 0 | 96.7883 | SWWH007-05 Offering E | 124.6825 | 2022 | 0 | 48.3617 | 2022 | 0 | 0 | SWWH007-05 Offering E | Com Small Gas Water Heaters - Cold ¦ PG&E ¦ Cold | Com Small Gas Water Heaters - Cold | 0.59609 | 1 | 0.025 | CBSA 2019 | -181.4415 | 2012 | 0.6 | SWWH007-05
COM-WATERHEAT-FS-11.27 | Com ¦ Com Efficient Gas Storage Water Heater (0.68 UEF - 50 Gal) - Cold ¦ PG&E ¦ Cold | Com ¦ Com Efficient Gas Storage Water Heater (0.68 UEF - 50 Gal) - Cold | PG&E ¦ Cold | PG&E | All | Electric & Gas | Efficient Gas Storage WH (0.68 UEF - 50 Gal) | Efficient | 0 | Conventional | WaterHeat | Com - Health | Com | ROB and NEW | 0 | 1000 sqft2 of floor space | 1000 sqft served | 15 | DEER:Indoor_CFL_Ltg | -2067.1604 | 0 | 202.8249 | SWWH007-05 Offering E | 227.5877 | 2022 | 0 | 88.2764 | 2022 | 0 | 0 | SWWH007-05 Offering E | Com Small Gas Water Heaters - Cold ¦ PG&E ¦ Cold | Com Small Gas Water Heaters - Cold | 0.52611 | 1 | 0.025 | CBSA 2019 | -448.3088 | 2012 | 0.6 | SWWH007-05
COM-WATERHEAT-FS-11.28 | Com ¦ Com Efficient Gas Storage Water Heater (0.68 UEF - 50 Gal) - Cold ¦ PG&E ¦ Cold | Com ¦ Com Efficient Gas Storage Water Heater (0.68 UEF - 50 Gal) - Cold | PG&E ¦ Cold | PG&E | All | Electric & Gas | Efficient Gas Storage WH (0.68 UEF - 50 Gal) | Efficient | 0 | Conventional | WaterHeat | Com - Lodging | Com | ROB and NEW | 0 | 1000 sqft2 of floor space | 1000 sqft served | 15 | DEER:Indoor_CFL_Ltg | -1611.3408 | 0 | 155.0551 | SWWH007-05 Offering E | 143.2002 | 2022 | 0 | 55.5443 | 2022 | 0 | 0 | SWWH007-05 Offering E | Com Small Gas Water Heaters - Cold ¦ PG&E ¦ Cold | Com Small Gas Water Heaters - Cold | 0.73871 | 1 | 0.025 | CBSA 2019 | -1092.3471 | 2012 | 0.6 | SWWH007-05
COM-WATERHEAT-FS-11.29 | Com ¦ Com Efficient Gas Storage Water Heater (0.68 UEF - 50 Gal) - Cold ¦ PG&E ¦ Cold | Com ¦ Com Efficient Gas Storage Water Heater (0.68 UEF - 50 Gal) - Cold | PG&E ¦ Cold | PG&E | All | Electric & Gas | Efficient Gas Storage WH (0.68 UEF - 50 Gal) | Efficient | 0 | Conventional | WaterHeat | Com - Office (Large) | Com | ROB and NEW | 0 | 1000 sqft2 of floor space | 1000 sqft served | 15 | DEER:Indoor_CFL_Ltg | -214.685 | 0 | 20.4316 | SWWH007-05 Offering E | 46.7559 | 2022 | 0 | 18.1356 | 2022 | 0 | 0 | SWWH007-05 Offering E | Com Small Gas Water Heaters - Cold ¦ PG&E ¦ Cold | Com Small Gas Water Heaters - Cold | 0.46177 | 1 | 0.025 | CBSA 2019 | -67.335 | 2012 | 0.6 | SWWH007-05
COM-WATERHEAT-FS-11.30 | Com ¦ Com Efficient Gas Storage Water Heater (0.68 UEF - 50 Gal) - Cold ¦ PG&E ¦ Cold | Com ¦ Com Efficient Gas Storage Water Heater (0.68 UEF - 50 Gal) - Cold | PG&E ¦ Cold | PG&E | All | Electric & Gas | Efficient Gas Storage WH (0.68 UEF - 50 Gal) | Efficient | 0 | Conventional | WaterHeat | Com - Office (Small) | Com | ROB and NEW | 0 | 1000 sqft2 of floor space | 1000 sqft served | 15 | DEER:Indoor_CFL_Ltg | -199.8791 | 0 | 18.7721 | SWWH007-05 Offering E | 46.7559 | 2022 | 0 | 18.1356 | 2022 | 0 | 0 | SWWH007-05 Offering E | Com Small Gas Water Heaters - Cold ¦ PG&E ¦ Cold | Com Small Gas Water Heaters - Cold | 0.46177 | 1 | 0.025 | CBSA 2019 | -13.1743 | 2012 | 0.6 | SWWH007-05
COM-WATERHEAT-FS-11.31 | Com ¦ Com Efficient Gas Storage Water Heater (0.68 UEF - 50 Gal) - Cold ¦ PG&E ¦ Cold | Com ¦ Com Efficient Gas Storage Water Heater (0.68 UEF - 50 Gal) - Cold | PG&E ¦ Cold | PG&E | All | Electric & Gas | Efficient Gas Storage WH (0.68 UEF - 50 Gal) | Efficient | 0 | Conventional | WaterHeat | Com - Other | Com | ROB and NEW | 0 | 1000 sqft2 of floor space | 1000 sqft served | 15 | DEER:Indoor_CFL_Ltg | -2464.357 | 0 | 236.0655 | SWWH007-05 Offering E | 386.6972 | 2022 | 0 | 149.9916 | 2022 | 0 | 0 | SWWH007-05 Offering E | Com Small Gas Water Heaters - Cold ¦ PG&E ¦ Cold | Com Small Gas Water Heaters - Cold | 0.5433 | 1 | 0.025 | CBSA 2019 | -445.4581 | 2012 | 0.6 | SWWH007-05
COM-WATERHEAT-FS-11.32 | Com ¦ Com Efficient Gas Storage Water Heater (0.68 UEF - 50 Gal) - Cold ¦ PG&E ¦ Cold | Com ¦ Com Efficient Gas Storage Water Heater (0.68 UEF - 50 Gal) - Cold | PG&E ¦ Cold | PG&E | All | Electric & Gas | Efficient Gas Storage WH (0.68 UEF - 50 Gal) | Efficient | 0 | Conventional | WaterHeat | Com - Refrig. Warehouse | Com | ROB and NEW | 0 | 1000 sqft2 of floor space | 1000 sqft served | 15 | DEER:Indoor_CFL_Ltg | -214.8004 | 0 | 20.3593 | SWWH007-05 Offering E | 21.6199 | 2022 | 0 | 8.3859 | 2022 | 0 | 0 | SWWH007-05 Offering E | Com Small Gas Water Heaters - Cold ¦ PG&E ¦ Cold | Com Small Gas Water Heaters - Cold | 0.22621 | 1 | 0.025 | CBSA 2019 | -10.2976 | 2012 | 0.6 | SWWH007-05
COM-WATERHEAT-FS-11.33 | Com ¦ Com Efficient Gas Storage Water Heater (0.68 UEF - 50 Gal) - Cold ¦ PG&E ¦ Cold | Com ¦ Com Efficient Gas Storage Water Heater (0.68 UEF - 50 Gal) - Cold | PG&E ¦ Cold | PG&E | All | Electric & Gas | Efficient Gas Storage WH (0.68 UEF - 50 Gal) | Efficient | 0 | Conventional | WaterHeat | Com - Restaurant | Com | ROB and NEW | 0 | 1000 sqft2 of floor space | 1000 sqft served | 15 | DEER:Indoor_CFL_Ltg | -8849.6662 | 0 | 905.2215 | SWWH007-05 Offering E | 2025.4549 | 2022 | 0 | 785.6307 | 2022 | 0 | 0 | SWWH007-05 Offering E | Com Small Gas Water Heaters - Cold ¦ PG&E ¦ Cold | Com Small Gas Water Heaters - Cold | 0.79319 | 1 | 0.025 | CBSA 2019 | -51.5063 | 2012 | 0.6 | SWWH007-05
COM-WATERHEAT-FS-11.34 | Com ¦ Com Efficient Gas Storage Water Heater (0.68 UEF - 50 Gal) - Cold ¦ PG&E ¦ Cold | Com ¦ Com Efficient Gas Storage Water Heater (0.68 UEF - 50 Gal) - Cold | PG&E ¦ Cold | PG&E | All | Electric & Gas | Efficient Gas Storage WH (0.68 UEF - 50 Gal) | Efficient | 0 | Conventional | WaterHeat | Com - Retail | Com | ROB and NEW | 0 | 1000 sqft2 of floor space | 1000 sqft served | 15 | DEER:Indoor_CFL_Ltg | -136.9767 | 0 | 13.4321 | SWWH007-05 Offering E | 28.9606 | 2022 | 0 | 11.2332 | 2022 | 0 | 0 | SWWH007-05 Offering E | Com Small Gas Water Heaters - Cold ¦ PG&E ¦ Cold | Com Small Gas Water Heaters - Cold | 0.40063 | 1 | 0.025 | CBSA 2019 | -2002.9221 | 2012 | 0.6 | SWWH007-05
COM-WATERHEAT-FS-11.35 | Com ¦ Com Efficient Gas Storage Water Heater (0.68 UEF - 50 Gal) - Cold ¦ PG&E ¦ Cold | Com ¦ Com Efficient Gas Storage Water Heater (0.68 UEF - 50 Gal) - Cold | PG&E ¦ Cold | PG&E | All | Electric & Gas | Efficient Gas Storage WH (0.68 UEF - 50 Gal) | Efficient | 0 | Conventional | WaterHeat | Com - School | Com | ROB and NEW | 0 | 1000 sqft2 of floor space | 1000 sqft served | 15 | DEER:Indoor_CFL_Ltg | -781.3953 | 0 | 75.0689 | SWWH007-05 Offering E | 238.5592 | 2022 | 0 | 92.532 | 2022 | 0 | 0 | SWWH007-05 Offering E | Com Small Gas Water Heaters - Cold ¦ PG&E ¦ Cold | Com Small Gas Water Heaters - Cold | 0.76922 | 1 | 0.025 | CBSA 2019 | -19.94 | 2012 | 0.6 | SWWH007-05
COM-WATERHEAT-FS-11.36 | Com ¦ Com Efficient Gas Storage Water Heater (0.68 UEF - 50 Gal) - Cold ¦ PG&E ¦ Cold | Com ¦ Com Efficient Gas Storage Water Heater (0.68 UEF - 50 Gal) - Cold | PG&E ¦ Cold | PG&E | All | Electric & Gas | Efficient Gas Storage WH (0.68 UEF - 50 Gal) | Efficient | 0 | Conventional | WaterHeat | Com - Warehouse | Com | ROB and NEW | 0 | 1000 sqft2 of floor space | 1000 sqft served | 15 | DEER:Indoor_CFL_Ltg | -24.133 | 0 | 2.1462 | SWWH007-05 Offering E | 4.324 | 2022 | 0 | 1.6772 | 2022 | 0 | 0 | SWWH007-05 Offering E | Com Small Gas Water Heaters - Cold ¦ PG&E ¦ Cold | Com Small Gas Water Heaters - Cold | 0.1976 | 1 | 0.025 | CBSA 2019 | -14.6404 | 2012 | 0.6 | SWWH007-05
COM-WATERHEAT-FS-11.37 | Com ¦ Com Efficient Gas Storage Water Heater (0.68 UEF - 50 Gal) - Marine ¦ SCE ¦ Marine | Com ¦ Com Efficient Gas Storage Water Heater (0.68 UEF - 50 Gal) - Marine | SCE ¦ Marine | SCE | All | Electric & Gas | Efficient Gas Storage WH (0.68 UEF - 50 Gal) | Efficient | 0 | Conventional | WaterHeat | Com - College | Com | ROB and NEW | 0 | 1000 sqft2 of floor space | 1000 sqft served | 15 | DEER:Indoor_CFL_Ltg | -586.189 | 0 | 62.9169 | SWWH007-05 Offering E | 150.2556 | 2022 | 0 | 58.2809 | 2022 | 0 | 0 | SWWH007-05 Offering E | Com Small Gas Water Heaters - Marine ¦ SCE ¦ Marine | Com Small Gas Water Heaters - Marine | 0.74815 | 1 | 0.025 | CBSA 2019 | -16.3923 | 2012 | 0.6 | SWWH007-05
COM-WATERHEAT-FS-11.38 | Com ¦ Com Efficient Gas Storage Water Heater (0.68 UEF - 50 Gal) - Marine ¦ SCE ¦ Marine | Com ¦ Com Efficient Gas Storage Water Heater (0.68 UEF - 50 Gal) - Marine | SCE ¦ Marine | SCE | All | Electric & Gas | Efficient Gas Storage WH (0.68 UEF - 50 Gal) | Efficient | 0 | Conventional | WaterHeat | Com - Grocery | Com | ROB and NEW | 0 | 1000 sqft2 of floor space | 1000 sqft served | 15 | DEER:Indoor_CFL_Ltg | -804.4516 | 0 | 84.5375 | SWWH007-05 Offering E | 124.6825 | 2022 | 0 | 48.3617 | 2022 | 0 | 0 | SWWH007-05 Offering E | Com Small Gas Water Heaters - Marine ¦ SCE ¦ Marine | Com Small Gas Water Heaters - Marine | 0.59609 | 1 | 0.025 | CBSA 2019 | -160.1228 | 2012 | 0.6 | SWWH007-05
COM-WATERHEAT-FS-11.39 | Com ¦ Com Efficient Gas Storage Water Heater (0.68 UEF - 50 Gal) - Marine ¦ SCE ¦ Marine | Com ¦ Com Efficient Gas Storage Water Heater (0.68 UEF - 50 Gal) - Marine | SCE ¦ Marine | SCE | All | Electric & Gas | Efficient Gas Storage WH (0.68 UEF - 50 Gal) | Efficient | 0 | Conventional | WaterHeat | Com - Health | Com | ROB and NEW | 0 | 1000 sqft2 of floor space | 1000 sqft served | 15 | DEER:Indoor_CFL_Ltg | -1655.4809 | 0 | 176.2547 | SWWH007-05 Offering E | 227.5877 | 2022 | 0 | 88.2764 | 2022 | 0 | 0 | SWWH007-05 Offering E | Com Small Gas Water Heaters - Marine ¦ SCE ¦ Marine | Com Small Gas Water Heaters - Marine | 0.52611 | 1 | 0.025 | CBSA 2019 | -391.6681 | 2012 | 0.6 | SWWH007-05
COM-WATERHEAT-FS-11.40 | Com ¦ Com Efficient Gas Storage Water Heater (0.68 UEF - 50 Gal) - Marine ¦ SCE ¦ Marine | Com ¦ Com Efficient Gas Storage Water Heater (0.68 UEF - 50 Gal) - Marine | SCE ¦ Marine | SCE | All | Electric & Gas | Efficient Gas Storage WH (0.68 UEF - 50 Gal) | Efficient | 0 | Conventional | WaterHeat | Com - Lodging | Com | ROB and NEW | 0 | 1000 sqft2 of floor space | 1000 sqft served | 15 | DEER:Indoor_CFL_Ltg | -1293.2295 | 0 | 134.5426 | SWWH007-05 Offering E | 143.2002 | 2022 | 0 | 55.5443 | 2022 | 0 | 0 | SWWH007-05 Offering E | Com Small Gas Water Heaters - Marine ¦ SCE ¦ Marine | Com Small Gas Water Heaters - Marine | 0.73871 | 1 | 0.025 | CBSA 2019 | -953.6066 | 2012 | 0.6 | SWWH007-05
COM-WATERHEAT-FS-11.41 | Com ¦ Com Efficient Gas Storage Water Heater (0.68 UEF - 50 Gal) - Marine ¦ SCE ¦ Marine | Com ¦ Com Efficient Gas Storage Water Heater (0.68 UEF - 50 Gal) - Marine | SCE ¦ Marine | SCE | All | Electric & Gas | Efficient Gas Storage WH (0.68 UEF - 50 Gal) | Efficient | 0 | Conventional | WaterHeat | Com - Office (Large) | Com | ROB and NEW | 0 | 1000 sqft2 of floor space | 1000 sqft served | 15 | DEER:Indoor_CFL_Ltg | -165.0853 | 0 | 17.831 | SWWH007-05 Offering E | 46.7559 | 2022 | 0 | 18.1356 | 2022 | 0 | 0 | SWWH007-05 Offering E | Com Small Gas Water Heaters - Marine ¦ SCE ¦ Marine | Com Small Gas Water Heaters - Marine | 0.46177 | 1 | 0.025 | CBSA 2019 | -59.1132 | 2012 | 0.6 | SWWH007-05
COM-WATERHEAT-FS-11.42 | Com ¦ Com Efficient Gas Storage Water Heater (0.68 UEF - 50 Gal) - Marine ¦ SCE ¦ Marine | Com ¦ Com Efficient Gas Storage Water Heater (0.68 UEF - 50 Gal) - Marine | SCE ¦ Marine | SCE | All | Electric & Gas | Efficient Gas Storage WH (0.68 UEF - 50 Gal) | Efficient | 0 | Conventional | WaterHeat | Com - Office (Small) | Com | ROB and NEW | 0 | 1000 sqft2 of floor space | 1000 sqft served | 15 | DEER:Indoor_CFL_Ltg | -153.4257 | 0 | 16.4668 | SWWH007-05 Offering E | 46.7559 | 2022 | 0 | 18.1356 | 2022 | 0 | 0 | SWWH007-05 Offering E | Com Small Gas Water Heaters - Marine ¦ SCE ¦ Marine | Com Small Gas Water Heaters - Marine | 0.46177 | 1 | 0.025 | CBSA 2019 | -12.1266 | 2012 | 0.6 | SWWH007-05
COM-WATERHEAT-FS-11.43 | Com ¦ Com Efficient Gas Storage Water Heater (0.68 UEF - 50 Gal) - Marine ¦ SCE ¦ Marine | Com ¦ Com Efficient Gas Storage Water Heater (0.68 UEF - 50 Gal) - Marine | SCE ¦ Marine | SCE | All | Electric & Gas | Efficient Gas Storage WH (0.68 UEF - 50 Gal) | Efficient | 0 | Conventional | WaterHeat | Com - Other | Com | ROB and NEW | 0 | 1000 sqft2 of floor space | 1000 sqft served | 15 | DEER:Indoor_CFL_Ltg | -1974.5469 | 0 | 205.716 | SWWH007-05 Offering E | 386.6972 | 2022 | 0 | 149.9916 | 2022 | 0 | 0 | SWWH007-05 Offering E | Com Small Gas Water Heaters - Marine ¦ SCE ¦ Marine | Com Small Gas Water Heaters - Marine | 0.5433 | 1 | 0.025 | CBSA 2019 | -398.3308 | 2012 | 0.6 | SWWH007-05
COM-WATERHEAT-FS-11.44 | Com ¦ Com Efficient Gas Storage Water Heater (0.68 UEF - 50 Gal) - Marine ¦ SCE ¦ Marine | Com ¦ Com Efficient Gas Storage Water Heater (0.68 UEF - 50 Gal) - Marine | SCE ¦ Marine | SCE | All | Electric & Gas | Efficient Gas Storage WH (0.68 UEF - 50 Gal) | Efficient | 0 | Conventional | WaterHeat | Com - Refrig. Warehouse | Com | ROB and NEW | 0 | 1000 sqft2 of floor space | 1000 sqft served | 15 | DEER:Indoor_CFL_Ltg | -164.3095 | 0 | 17.6389 | SWWH007-05 Offering E | 21.6199 | 2022 | 0 | 8.3859 | 2022 | 0 | 0 | SWWH007-05 Offering E | Com Small Gas Water Heaters - Marine ¦ SCE ¦ Marine | Com Small Gas Water Heaters - Marine | 0.22621 | 1 | 0.025 | CBSA 2019 | -9.3892 | 2012 | 0.6 | SWWH007-05
COM-WATERHEAT-FS-11.45 | Com ¦ Com Efficient Gas Storage Water Heater (0.68 UEF - 50 Gal) - Marine ¦ SCE ¦ Marine | Com ¦ Com Efficient Gas Storage Water Heater (0.68 UEF - 50 Gal) - Marine | SCE ¦ Marine | SCE | All | Electric & Gas | Efficient Gas Storage WH (0.68 UEF - 50 Gal) | Efficient | 0 | Conventional | WaterHeat | Com - Restaurant | Com | ROB and NEW | 0 | 1000 sqft2 of floor space | 1000 sqft served | 15 | DEER:Indoor_CFL_Ltg | -7095.2887 | 0 | 794.153 | SWWH007-05 Offering E | 2025.4549 | 2022 | 0 | 785.6307 | 2022 | 0 | 0 | SWWH007-05 Offering E | Com Small Gas Water Heaters - Marine ¦ SCE ¦ Marine | Com Small Gas Water Heaters - Marine | 0.79319 | 1 | 0.025 | CBSA 2019 | -58.814 | 2012 | 0.6 | SWWH007-05
COM-WATERHEAT-FS-11.46 | Com ¦ Com Efficient Gas Storage Water Heater (0.68 UEF - 50 Gal) - Marine ¦ SCE ¦ Marine | Com ¦ Com Efficient Gas Storage Water Heater (0.68 UEF - 50 Gal) - Marine | SCE ¦ Marine | SCE | All | Electric & Gas | Efficient Gas Storage WH (0.68 UEF - 50 Gal) | Efficient | 0 | Conventional | WaterHeat | Com - Retail | Com | ROB and NEW | 0 | 1000 sqft2 of floor space | 1000 sqft served | 15 | DEER:Indoor_CFL_Ltg | -110.0055 | 0 | 11.7118 | SWWH007-05 Offering E | 28.9606 | 2022 | 0 | 11.2332 | 2022 | 0 | 0 | SWWH007-05 Offering E | Com Small Gas Water Heaters - Marine ¦ SCE ¦ Marine | Com Small Gas Water Heaters - Marine | 0.40063 | 1 | 0.025 | CBSA 2019 | -1747.3014 | 2012 | 0.6 | SWWH007-05
COM-WATERHEAT-FS-11.47 | Com ¦ Com Efficient Gas Storage Water Heater (0.68 UEF - 50 Gal) - Marine ¦ SCE ¦ Marine | Com ¦ Com Efficient Gas Storage Water Heater (0.68 UEF - 50 Gal) - Marine | SCE ¦ Marine | SCE | All | Electric & Gas | Efficient Gas Storage WH (0.68 UEF - 50 Gal) | Efficient | 0 | Conventional | WaterHeat | Com - School | Com | ROB and NEW | 0 | 1000 sqft2 of floor space | 1000 sqft served | 15 | DEER:Indoor_CFL_Ltg | -587.4613 | 0 | 65.5353 | SWWH007-05 Offering E | 238.5592 | 2022 | 0 | 92.532 | 2022 | 0 | 0 | SWWH007-05 Offering E | Com Small Gas Water Heaters - Marine ¦ SCE ¦ Marine | Com Small Gas Water Heaters - Marine | 0.76922 | 1 | 0.025 | CBSA 2019 | -22.6095 | 2012 | 0.6 | SWWH007-05
COM-WATERHEAT-FS-11.48 | Com ¦ Com Efficient Gas Storage Water Heater (0.68 UEF - 50 Gal) - Marine ¦ SCE ¦ Marine | Com ¦ Com Efficient Gas Storage Water Heater (0.68 UEF - 50 Gal) - Marine | SCE ¦ Marine | SCE | All | Electric & Gas | Efficient Gas Storage WH (0.68 UEF - 50 Gal) | Efficient | 0 | Conventional | WaterHeat | Com - Warehouse | Com | ROB and NEW | 0 | 1000 sqft2 of floor space | 1000 sqft served | 15 | DEER:Indoor_CFL_Ltg | -17.8002 | 0 | 1.8746 | SWWH007-05 Offering E | 4.324 | 2022 | 0 | 1.6772 | 2022 | 0 | 0 | SWWH007-05 Offering E | Com Small Gas Water Heaters - Marine ¦ SCE ¦ Marine | Com Small Gas Water Heaters - Marine | 0.1976 | 1 | 0.025 | CBSA 2019 | -13.0318 | 2012 | 0.6 | SWWH007-05
COM-WATERHEAT-FS-11.49 | Com ¦ Com Efficient Gas Storage Water Heater (0.68 UEF - 50 Gal) - Hot-Dry ¦ SCE ¦ Hot-Dry | Com ¦ Com Efficient Gas Storage Water Heater (0.68 UEF - 50 Gal) - Hot-Dry | SCE ¦ Hot-Dry | SCE | All | Electric & Gas | Efficient Gas Storage WH (0.68 UEF - 50 Gal) | Efficient | 0 | Conventional | WaterHeat | Com - College | Com | ROB and NEW | 0 | 1000 sqft2 of floor space | 1000 sqft served | 15 | DEER:Indoor_CFL_Ltg | -597.1435 | 0 | 61.7725 | SWWH007-05 Offering E | 150.2556 | 2022 | 0 | 58.2809 | 2022 | 0 | 0 | SWWH007-05 Offering E | Com Small Gas Water Heaters - Hot-Dry ¦ SCE ¦ Hot-Dry | Com Small Gas Water Heaters - Hot-Dry | 0.74815 | 1 | 0.025 | CBSA 2019 | -15.3593 | 2012 | 0.6 | SWWH007-05
COM-WATERHEAT-FS-11.50 | Com ¦ Com Efficient Gas Storage Water Heater (0.68 UEF - 50 Gal) - Hot-Dry ¦ SCE ¦ Hot-Dry | Com ¦ Com Efficient Gas Storage Water Heater (0.68 UEF - 50 Gal) - Hot-Dry | SCE ¦ Hot-Dry | SCE | All | Electric & Gas | Efficient Gas Storage WH (0.68 UEF - 50 Gal) | Efficient | 0 | Conventional | WaterHeat | Com - Grocery | Com | ROB and NEW | 0 | 1000 sqft2 of floor space | 1000 sqft served | 15 | DEER:Indoor_CFL_Ltg | -814.3222 | 0 | 82.5539 | SWWH007-05 Offering E | 124.6825 | 2022 | 0 | 48.3617 | 2022 | 0 | 0 | SWWH007-05 Offering E | Com Small Gas Water Heaters - Hot-Dry ¦ SCE ¦ Hot-Dry | Com Small Gas Water Heaters - Hot-Dry | 0.59609 | 1 | 0.025 | CBSA 2019 | -155.7337 | 2012 | 0.6 | SWWH007-05
COM-WATERHEAT-FS-11.51 | Com ¦ Com Efficient Gas Storage Water Heater (0.68 UEF - 50 Gal) - Hot-Dry ¦ SCE ¦ Hot-Dry | Com ¦ Com Efficient Gas Storage Water Heater (0.68 UEF - 50 Gal) - Hot-Dry | SCE ¦ Hot-Dry | SCE | All | Electric & Gas | Efficient Gas Storage WH (0.68 UEF - 50 Gal) | Efficient | 0 | Conventional | WaterHeat | Com - Health | Com | ROB and NEW | 0 | 1000 sqft2 of floor space | 1000 sqft served | 15 | DEER:Indoor_CFL_Ltg | -1669.6723 | 0 | 172.6452 | SWWH007-05 Offering E | 227.5877 | 2022 | 0 | 88.2764 | 2022 | 0 | 0 | SWWH007-05 Offering E | Com Small Gas Water Heaters - Hot-Dry ¦ SCE ¦ Hot-Dry | Com Small Gas Water Heaters - Hot-Dry | 0.52611 | 1 | 0.025 | CBSA 2019 | -382.9342 | 2012 | 0.6 | SWWH007-05
COM-WATERHEAT-FS-11.52 | Com ¦ Com Efficient Gas Storage Water Heater (0.68 UEF - 50 Gal) - Hot-Dry ¦ SCE ¦ Hot-Dry | Com ¦ Com Efficient Gas Storage Water Heater (0.68 UEF - 50 Gal) - Hot-Dry | SCE ¦ Hot-Dry | SCE | All | Electric & Gas | Efficient Gas Storage WH (0.68 UEF - 50 Gal) | Efficient | 0 | Conventional | WaterHeat | Com - Lodging | Com | ROB and NEW | 0 | 1000 sqft2 of floor space | 1000 sqft served | 15 | DEER:Indoor_CFL_Ltg | -1304.3943 | 0 | 131.7545 | SWWH007-05 Offering E | 143.2002 | 2022 | 0 | 55.5443 | 2022 | 0 | 0 | SWWH007-05 Offering E | Com Small Gas Water Heaters - Hot-Dry ¦ SCE ¦ Hot-Dry | Com Small Gas Water Heaters - Hot-Dry | 0.73871 | 1 | 0.025 | CBSA 2019 | -931.7584 | 2012 | 0.6 | SWWH007-05
COM-WATERHEAT-FS-11.53 | Com ¦ Com Efficient Gas Storage Water Heater (0.68 UEF - 50 Gal) - Hot-Dry ¦ SCE ¦ Hot-Dry | Com ¦ Com Efficient Gas Storage Water Heater (0.68 UEF - 50 Gal) - Hot-Dry | SCE ¦ Hot-Dry | SCE | All | Electric & Gas | Efficient Gas Storage WH (0.68 UEF - 50 Gal) | Efficient | 0 | Conventional | WaterHeat | Com - Office (Large) | Com | ROB and NEW | 0 | 1000 sqft2 of floor space | 1000 sqft served | 15 | DEER:Indoor_CFL_Ltg | -167.6764 | 0 | 17.4943 | SWWH007-05 Offering E | 46.7559 | 2022 | 0 | 18.1356 | 2022 | 0 | 0 | SWWH007-05 Offering E | Com Small Gas Water Heaters - Hot-Dry ¦ SCE ¦ Hot-Dry | Com Small Gas Water Heaters - Hot-Dry | 0.46177 | 1 | 0.025 | CBSA 2019 | -57.9077 | 2012 | 0.6 | SWWH007-05
COM-WATERHEAT-FS-11.54 | Com ¦ Com Efficient Gas Storage Water Heater (0.68 UEF - 50 Gal) - Hot-Dry ¦ SCE ¦ Hot-Dry | Com ¦ Com Efficient Gas Storage Water Heater (0.68 UEF - 50 Gal) - Hot-Dry | SCE ¦ Hot-Dry | SCE | All | Electric & Gas | Efficient Gas Storage WH (0.68 UEF - 50 Gal) | Efficient | 0 | Conventional | WaterHeat | Com - Office (Small) | Com | ROB and NEW | 0 | 1000 sqft2 of floor space | 1000 sqft served | 15 | DEER:Indoor_CFL_Ltg | -155.8317 | 0 | 16.1486 | SWWH007-05 Offering E | 46.7559 | 2022 | 0 | 18.1356 | 2022 | 0 | 0 | SWWH007-05 Offering E | Com Small Gas Water Heaters - Hot-Dry ¦ SCE ¦ Hot-Dry | Com Small Gas Water Heaters - Hot-Dry | 0.46177 | 1 | 0.025 | CBSA 2019 | -11.7525 | 2012 | 0.6 | SWWH007-05
COM-WATERHEAT-FS-11.55 | Com ¦ Com Efficient Gas Storage Water Heater (0.68 UEF - 50 Gal) - Hot-Dry ¦ SCE ¦ Hot-Dry | Com ¦ Com Efficient Gas Storage Water Heater (0.68 UEF - 50 Gal) - Hot-Dry | SCE ¦ Hot-Dry | SCE | All | Electric & Gas | Efficient Gas Storage WH (0.68 UEF - 50 Gal) | Efficient | 0 | Conventional | WaterHeat | Com - Other | Com | ROB and NEW | 0 | 1000 sqft2 of floor space | 1000 sqft served | 15 | DEER:Indoor_CFL_Ltg | -2005.1601 | 0 | 202.6328 | SWWH007-05 Offering E | 386.6972 | 2022 | 0 | 149.9916 | 2022 | 0 | 0 | SWWH007-05 Offering E | Com Small Gas Water Heaters - Hot-Dry ¦ SCE ¦ Hot-Dry | Com Small Gas Water Heaters - Hot-Dry | 0.5433 | 1 | 0.025 | CBSA 2019 | -388.8305 | 2012 | 0.6 | SWWH007-05
COM-WATERHEAT-FS-11.56 | Com ¦ Com Efficient Gas Storage Water Heater (0.68 UEF - 50 Gal) - Hot-Dry ¦ SCE ¦ Hot-Dry | Com ¦ Com Efficient Gas Storage Water Heater (0.68 UEF - 50 Gal) - Hot-Dry | SCE ¦ Hot-Dry | SCE | All | Electric & Gas | Efficient Gas Storage WH (0.68 UEF - 50 Gal) | Efficient | 0 | Conventional | WaterHeat | Com - Refrig. Warehouse | Com | ROB and NEW | 0 | 1000 sqft2 of floor space | 1000 sqft served | 15 | DEER:Indoor_CFL_Ltg | -166.021 | 0 | 17.2962 | SWWH007-05 Offering E | 21.6199 | 2022 | 0 | 8.3859 | 2022 | 0 | 0 | SWWH007-05 Offering E | Com Small Gas Water Heaters - Hot-Dry ¦ SCE ¦ Hot-Dry | Com Small Gas Water Heaters - Hot-Dry | 0.22621 | 1 | 0.025 | CBSA 2019 | -9.1015 | 2012 | 0.6 | SWWH007-05
COM-WATERHEAT-FS-11.57 | Com ¦ Com Efficient Gas Storage Water Heater (0.68 UEF - 50 Gal) - Hot-Dry ¦ SCE ¦ Hot-Dry | Com ¦ Com Efficient Gas Storage Water Heater (0.68 UEF - 50 Gal) - Hot-Dry | SCE ¦ Hot-Dry | SCE | All | Electric & Gas | Efficient Gas Storage WH (0.68 UEF - 50 Gal) | Efficient | 0 | Conventional | WaterHeat | Com - Restaurant | Com | ROB and NEW | 0 | 1000 sqft2 of floor space | 1000 sqft served | 15 | DEER:Indoor_CFL_Ltg | -7214.8405 | 0 | 778.8374 | SWWH007-05 Offering E | 2025.4549 | 2022 | 0 | 785.6307 | 2022 | 0 | 0 | SWWH007-05 Offering E | Com Small Gas Water Heaters - Hot-Dry ¦ SCE ¦ Hot-Dry | Com Small Gas Water Heaters - Hot-Dry | 0.79319 | 1 | 0.025 | CBSA 2019 | -52.4536 | 2012 | 0.6 | SWWH007-05
COM-WATERHEAT-FS-11.58 | Com ¦ Com Efficient Gas Storage Water Heater (0.68 UEF - 50 Gal) - Hot-Dry ¦ SCE ¦ Hot-Dry | Com ¦ Com Efficient Gas Storage Water Heater (0.68 UEF - 50 Gal) - Hot-Dry | SCE ¦ Hot-Dry | SCE | All | Electric & Gas | Efficient Gas Storage WH (0.68 UEF - 50 Gal) | Efficient | 0 | Conventional | WaterHeat | Com - Retail | Com | ROB and NEW | 0 | 1000 sqft2 of floor space | 1000 sqft served | 15 | DEER:Indoor_CFL_Ltg | -111.9262 | 0 | 11.4796 | SWWH007-05 Offering E | 28.9606 | 2022 | 0 | 11.2332 | 2022 | 0 | 0 | SWWH007-05 Offering E | Com Small Gas Water Heaters - Hot-Dry ¦ SCE ¦ Hot-Dry | Com Small Gas Water Heaters - Hot-Dry | 0.40063 | 1 | 0.025 | CBSA 2019 | -1712.2636 | 2012 | 0.6 | SWWH007-05
COM-WATERHEAT-FS-11.59 | Com ¦ Com Efficient Gas Storage Water Heater (0.68 UEF - 50 Gal) - Hot-Dry ¦ SCE ¦ Hot-Dry | Com ¦ Com Efficient Gas Storage Water Heater (0.68 UEF - 50 Gal) - Hot-Dry | SCE ¦ Hot-Dry | SCE | All | Electric & Gas | Efficient Gas Storage WH (0.68 UEF - 50 Gal) | Efficient | 0 | Conventional | WaterHeat | Com - School | Com | ROB and NEW | 0 | 1000 sqft2 of floor space | 1000 sqft served | 15 | DEER:Indoor_CFL_Ltg | -599.4654 | 0 | 64.4792 | SWWH007-05 Offering E | 238.5592 | 2022 | 0 | 92.532 | 2022 | 0 | 0 | SWWH007-05 Offering E | Com Small Gas Water Heaters - Hot-Dry ¦ SCE ¦ Hot-Dry | Com Small Gas Water Heaters - Hot-Dry | 0.76922 | 1 | 0.025 | CBSA 2019 | -21.0657 | 2012 | 0.6 | SWWH007-05
COM-WATERHEAT-FS-11.60 | Com ¦ Com Efficient Gas Storage Water Heater (0.68 UEF - 50 Gal) - Hot-Dry ¦ SCE ¦ Hot-Dry | Com ¦ Com Efficient Gas Storage Water Heater (0.68 UEF - 50 Gal) - Hot-Dry | SCE ¦ Hot-Dry | SCE | All | Electric & Gas | Efficient Gas Storage WH (0.68 UEF - 50 Gal) | Efficient | 0 | Conventional | WaterHeat | Com - Warehouse | Com | ROB and NEW | 0 | 1000 sqft2 of floor space | 1000 sqft served | 15 | DEER:Indoor_CFL_Ltg | -17.9714 | 0 | 1.84 | SWWH007-05 Offering E | 4.324 | 2022 | 0 | 1.6772 | 2022 | 0 | 0 | SWWH007-05 Offering E | Com Small Gas Water Heaters - Hot-Dry ¦ SCE ¦ Hot-Dry | Com Small Gas Water Heaters - Hot-Dry | 0.1976 | 1 | 0.025 | CBSA 2019 | -12.7544 | 2012 | 0.6 | SWWH007-05
COM-WATERHEAT-FS-11.61 | Com ¦ Com Efficient Gas Storage Water Heater (0.68 UEF - 50 Gal) - Cold ¦ SCE ¦ Cold | Com ¦ Com Efficient Gas Storage Water Heater (0.68 UEF - 50 Gal) - Cold | SCE ¦ Cold | SCE | All | Electric & Gas | Efficient Gas Storage WH (0.68 UEF - 50 Gal) | Efficient | 0 | Conventional | WaterHeat | Com - College | Com | ROB and NEW | 0 | 1000 sqft2 of floor space | 1000 sqft served | 15 | DEER:Indoor_CFL_Ltg | -763.7187 | 0 | 72.4193 | SWWH007-05 Offering E | 150.2556 | 2022 | 0 | 58.2809 | 2022 | 0 | 0 | SWWH007-05 Offering E | Com Small Gas Water Heaters - Cold ¦ SCE ¦ Cold | Com Small Gas Water Heaters - Cold | 0.74815 | 1 | 0.025 | CBSA 2019 | -15.8429 | 2012 | 0.6 | SWWH007-05
COM-WATERHEAT-FS-11.62 | Com ¦ Com Efficient Gas Storage Water Heater (0.68 UEF - 50 Gal) - Cold ¦ SCE ¦ Cold | Com ¦ Com Efficient Gas Storage Water Heater (0.68 UEF - 50 Gal) - Cold | SCE ¦ Cold | SCE | All | Electric & Gas | Efficient Gas Storage WH (0.68 UEF - 50 Gal) | Efficient | 0 | Conventional | WaterHeat | Com - Grocery | Com | ROB and NEW | 0 | 1000 sqft2 of floor space | 1000 sqft served | 15 | DEER:Indoor_CFL_Ltg | -1006.7983 | 0 | 96.7883 | SWWH007-05 Offering E | 124.6825 | 2022 | 0 | 48.3617 | 2022 | 0 | 0 | SWWH007-05 Offering E | Com Small Gas Water Heaters - Cold ¦ SCE ¦ Cold | Com Small Gas Water Heaters - Cold | 0.59609 | 1 | 0.025 | CBSA 2019 | -181.4415 | 2012 | 0.6 | SWWH007-05
COM-WATERHEAT-FS-11.63 | Com ¦ Com Efficient Gas Storage Water Heater (0.68 UEF - 50 Gal) - Cold ¦ SCE ¦ Cold | Com ¦ Com Efficient Gas Storage Water Heater (0.68 UEF - 50 Gal) - Cold | SCE ¦ Cold | SCE | All | Electric & Gas | Efficient Gas Storage WH (0.68 UEF - 50 Gal) | Efficient | 0 | Conventional | WaterHeat | Com - Health | Com | ROB and NEW | 0 | 1000 sqft2 of floor space | 1000 sqft served | 15 | DEER:Indoor_CFL_Ltg | -2067.1604 | 0 | 202.8249 | SWWH007-05 Offering E | 227.5877 | 2022 | 0 | 88.2764 | 2022 | 0 | 0 | SWWH007-05 Offering E | Com Small Gas Water Heaters - Cold ¦ SCE ¦ Cold | Com Small Gas Water Heaters - Cold | 0.52611 | 1 | 0.025 | CBSA 2019 | -448.3088 | 2012 | 0.6 | SWWH007-05
COM-WATERHEAT-FS-11.64 | Com ¦ Com Efficient Gas Storage Water Heater (0.68 UEF - 50 Gal) - Cold ¦ SCE ¦ Cold | Com ¦ Com Efficient Gas Storage Water Heater (0.68 UEF - 50 Gal) - Cold | SCE ¦ Cold | SCE | All | Electric & Gas | Efficient Gas Storage WH (0.68 UEF - 50 Gal) | Efficient | 0 | Conventional | WaterHeat | Com - Lodging | Com | ROB and NEW | 0 | 1000 sqft2 of floor space | 1000 sqft served | 15 | DEER:Indoor_CFL_Ltg | -1611.3408 | 0 | 155.0551 | SWWH007-05 Offering E | 143.2002 | 2022 | 0 | 55.5443 | 2022 | 0 | 0 | SWWH007-05 Offering E | Com Small Gas Water Heaters - Cold ¦ SCE ¦ Cold | Com Small Gas Water Heaters - Cold | 0.73871 | 1 | 0.025 | CBSA 2019 | -1092.3471 | 2012 | 0.6 | SWWH007-05
COM-WATERHEAT-FS-11.65 | Com ¦ Com Efficient Gas Storage Water Heater (0.68 UEF - 50 Gal) - Cold ¦ SCE ¦ Cold | Com ¦ Com Efficient Gas Storage Water Heater (0.68 UEF - 50 Gal) - Cold | SCE ¦ Cold | SCE | All | Electric & Gas | Efficient Gas Storage WH (0.68 UEF - 50 Gal) | Efficient | 0 | Conventional | WaterHeat | Com - Office (Large) | Com | ROB and NEW | 0 | 1000 sqft2 of floor space | 1000 sqft served | 15 | DEER:Indoor_CFL_Ltg | -214.685 | 0 | 20.4316 | SWWH007-05 Offering E | 46.7559 | 2022 | 0 | 18.1356 | 2022 | 0 | 0 | SWWH007-05 Offering E | Com Small Gas Water Heaters - Cold ¦ SCE ¦ Cold | Com Small Gas Water Heaters - Cold | 0.46177 | 1 | 0.025 | CBSA 2019 | -67.335 | 2012 | 0.6 | SWWH007-05
COM-WATERHEAT-FS-11.66 | Com ¦ Com Efficient Gas Storage Water Heater (0.68 UEF - 50 Gal) - Cold ¦ SCE ¦ Cold | Com ¦ Com Efficient Gas Storage Water Heater (0.68 UEF - 50 Gal) - Cold | SCE ¦ Cold | SCE | All | Electric & Gas | Efficient Gas Storage WH (0.68 UEF - 50 Gal) | Efficient | 0 | Conventional | WaterHeat | Com - Office (Small) | Com | ROB and NEW | 0 | 1000 sqft2 of floor space | 1000 sqft served | 15 | DEER:Indoor_CFL_Ltg | -199.8791 | 0 | 18.7721 | SWWH007-05 Offering E | 46.7559 | 2022 | 0 | 18.1356 | 2022 | 0 | 0 | SWWH007-05 Offering E | Com Small Gas Water Heaters - Cold ¦ SCE ¦ Cold | Com Small Gas Water Heaters - Cold | 0.46177 | 1 | 0.025 | CBSA 2019 | -13.1743 | 2012 | 0.6 | SWWH007-05
COM-WATERHEAT-FS-11.67 | Com ¦ Com Efficient Gas Storage Water Heater (0.68 UEF - 50 Gal) - Cold ¦ SCE ¦ Cold | Com ¦ Com Efficient Gas Storage Water Heater (0.68 UEF - 50 Gal) - Cold | SCE ¦ Cold | SCE | All | Electric & Gas | Efficient Gas Storage WH (0.68 UEF - 50 Gal) | Efficient | 0 | Conventional | WaterHeat | Com - Other | Com | ROB and NEW | 0 | 1000 sqft2 of floor space | 1000 sqft served | 15 | DEER:Indoor_CFL_Ltg | -2464.357 | 0 | 236.0655 | SWWH007-05 Offering E | 386.6972 | 2022 | 0 | 149.9916 | 2022 | 0 | 0 | SWWH007-05 Offering E | Com Small Gas Water Heaters - Cold ¦ SCE ¦ Cold | Com Small Gas Water Heaters - Cold | 0.5433 | 1 | 0.025 | CBSA 2019 | -445.4581 | 2012 | 0.6 | SWWH007-05
COM-WATERHEAT-FS-11.68 | Com ¦ Com Efficient Gas Storage Water Heater (0.68 UEF - 50 Gal) - Cold ¦ SCE ¦ Cold | Com ¦ Com Efficient Gas Storage Water Heater (0.68 UEF - 50 Gal) - Cold | SCE ¦ Cold | SCE | All | Electric & Gas | Efficient Gas Storage WH (0.68 UEF - 50 Gal) | Efficient | 0 | Conventional | WaterHeat | Com - Refrig. Warehouse | Com | ROB and NEW | 0 | 1000 sqft2 of floor space | 1000 sqft served | 15 | DEER:Indoor_CFL_Ltg | -214.8004 | 0 | 20.3593 | SWWH007-05 Offering E | 21.6199 | 2022 | 0 | 8.3859 | 2022 | 0 | 0 | SWWH007-05 Offering E | Com Small Gas Water Heaters - Cold ¦ SCE ¦ Cold | Com Small Gas Water Heaters - Cold | 0.22621 | 1 | 0.025 | CBSA 2019 | -10.2976 | 2012 | 0.6 | SWWH007-05
COM-WATERHEAT-FS-11.69 | Com ¦ Com Efficient Gas Storage Water Heater (0.68 UEF - 50 Gal) - Cold ¦ SCE ¦ Cold | Com ¦ Com Efficient Gas Storage Water Heater (0.68 UEF - 50 Gal) - Cold | SCE ¦ Cold | SCE | All | Electric & Gas | Efficient Gas Storage WH (0.68 UEF - 50 Gal) | Efficient | 0 | Conventional | WaterHeat | Com - Restaurant | Com | ROB and NEW | 0 | 1000 sqft2 of floor space | 1000 sqft served | 15 | DEER:Indoor_CFL_Ltg | -8849.6662 | 0 | 905.2215 | SWWH007-05 Offering E | 2025.4549 | 2022 | 0 | 785.6307 | 2022 | 0 | 0 | SWWH007-05 Offering E | Com Small Gas Water Heaters - Cold ¦ SCE ¦ Cold | Com Small Gas Water Heaters - Cold | 0.79319 | 1 | 0.025 | CBSA 2019 | -51.5063 | 2012 | 0.6 | SWWH007-05
COM-WATERHEAT-FS-11.70 | Com ¦ Com Efficient Gas Storage Water Heater (0.68 UEF - 50 Gal) - Cold ¦ SCE ¦ Cold | Com ¦ Com Efficient Gas Storage Water Heater (0.68 UEF - 50 Gal) - Cold | SCE ¦ Cold | SCE | All | Electric & Gas | Efficient Gas Storage WH (0.68 UEF - 50 Gal) | Efficient | 0 | Conventional | WaterHeat | Com - Retail | Com | ROB and NEW | 0 | 1000 sqft2 of floor space | 1000 sqft served | 15 | DEER:Indoor_CFL_Ltg | -136.9767 | 0 | 13.4321 | SWWH007-05 Offering E | 28.9606 | 2022 | 0 | 11.2332 | 2022 | 0 | 0 | SWWH007-05 Offering E | Com Small Gas Water Heaters - Cold ¦ SCE ¦ Cold | Com Small Gas Water Heaters - Cold | 0.40063 | 1 | 0.025 | CBSA 2019 | -2002.9221 | 2012 | 0.6 | SWWH007-05
COM-WATERHEAT-FS-11.71 | Com ¦ Com Efficient Gas Storage Water Heater (0.68 UEF - 50 Gal) - Cold ¦ SCE ¦ Cold | Com ¦ Com Efficient Gas Storage Water Heater (0.68 UEF - 50 Gal) - Cold | SCE ¦ Cold | SCE | All | Electric & Gas | Efficient Gas Storage WH (0.68 UEF - 50 Gal) | Efficient | 0 | Conventional | WaterHeat | Com - School | Com | ROB and NEW | 0 | 1000 sqft2 of floor space | 1000 sqft served | 15 | DEER:Indoor_CFL_Ltg | -781.3953 | 0 | 75.0689 | SWWH007-05 Offering E | 238.5592 | 2022 | 0 | 92.532 | 2022 | 0 | 0 | SWWH007-05 Offering E | Com Small Gas Water Heaters - Cold ¦ SCE ¦ Cold | Com Small Gas Water Heaters - Cold | 0.76922 | 1 | 0.025 | CBSA 2019 | -19.94 | 2012 | 0.6 | SWWH007-05
COM-WATERHEAT-FS-11.72 | Com ¦ Com Efficient Gas Storage Water Heater (0.68 UEF - 50 Gal) - Cold ¦ SCE ¦ Cold | Com ¦ Com Efficient Gas Storage Water Heater (0.68 UEF - 50 Gal) - Cold | SCE ¦ Cold | SCE | All | Electric & Gas | Efficient Gas Storage WH (0.68 UEF - 50 Gal) | Efficient | 0 | Conventional | WaterHeat | Com - Warehouse | Com | ROB and NEW | 0 | 1000 sqft2 of floor space | 1000 sqft served | 15 | DEER:Indoor_CFL_Ltg | -24.133 | 0 | 2.1462 | SWWH007-05 Offering E | 4.324 | 2022 | 0 | 1.6772 | 2022 | 0 | 0 | SWWH007-05 Offering E | Com Small Gas Water Heaters - Cold ¦ SCE ¦ Cold | Com Small Gas Water Heaters - Cold | 0.1976 | 1 | 0.025 | CBSA 2019 | -14.6404 | 2012 | 0.6 | SWWH007-05
COM-WATERHEAT-FS-11.73 | Com ¦ Com Efficient Gas Storage Water Heater (0.68 UEF - 50 Gal) - Marine ¦ SDG&E ¦ Marine | Com ¦ Com Efficient Gas Storage Water Heater (0.68 UEF - 50 Gal) - Marine | SDG&E ¦ Marine | SDG&E | All | Electric & Gas | Efficient Gas Storage WH (0.68 UEF - 50 Gal) | Efficient | 0 | Conventional | WaterHeat | Com - College | Com | ROB and NEW | 0 | 1000 sqft2 of floor space | 1000 sqft served | 15 | DEER:Indoor_CFL_Ltg | -586.189 | 0 | 62.9169 | SWWH007-05 Offering E | 150.2556 | 2022 | 0 | 58.2809 | 2022 | 0 | 0 | SWWH007-05 Offering E | Com Small Gas Water Heaters - Marine ¦ SDG&E ¦ Marine | Com Small Gas Water Heaters - Marine | 0.74815 | 1 | 0.025 | CBSA 2019 | -16.3923 | 2012 | 0.6 | SWWH007-05
COM-WATERHEAT-FS-11.74 | Com ¦ Com Efficient Gas Storage Water Heater (0.68 UEF - 50 Gal) - Marine ¦ SDG&E ¦ Marine | Com ¦ Com Efficient Gas Storage Water Heater (0.68 UEF - 50 Gal) - Marine | SDG&E ¦ Marine | SDG&E | All | Electric & Gas | Efficient Gas Storage WH (0.68 UEF - 50 Gal) | Efficient | 0 | Conventional | WaterHeat | Com - Grocery | Com | ROB and NEW | 0 | 1000 sqft2 of floor space | 1000 sqft served | 15 | DEER:Indoor_CFL_Ltg | -804.4516 | 0 | 84.5375 | SWWH007-05 Offering E | 124.6825 | 2022 | 0 | 48.3617 | 2022 | 0 | 0 | SWWH007-05 Offering E | Com Small Gas Water Heaters - Marine ¦ SDG&E ¦ Marine | Com Small Gas Water Heaters - Marine | 0.59609 | 1 | 0.025 | CBSA 2019 | -160.1228 | 2012 | 0.6 | SWWH007-05
COM-WATERHEAT-FS-11.75 | Com ¦ Com Efficient Gas Storage Water Heater (0.68 UEF - 50 Gal) - Marine ¦ SDG&E ¦ Marine | Com ¦ Com Efficient Gas Storage Water Heater (0.68 UEF - 50 Gal) - Marine | SDG&E ¦ Marine | SDG&E | All | Electric & Gas | Efficient Gas Storage WH (0.68 UEF - 50 Gal) | Efficient | 0 | Conventional | WaterHeat | Com - Health | Com | ROB and NEW | 0 | 1000 sqft2 of floor space | 1000 sqft served | 15 | DEER:Indoor_CFL_Ltg | -1655.4809 | 0 | 176.2547 | SWWH007-05 Offering E | 227.5877 | 2022 | 0 | 88.2764 | 2022 | 0 | 0 | SWWH007-05 Offering E | Com Small Gas Water Heaters - Marine ¦ SDG&E ¦ Marine | Com Small Gas Water Heaters - Marine | 0.52611 | 1 | 0.025 | CBSA 2019 | -391.6681 | 2012 | 0.6 | SWWH007-05
COM-WATERHEAT-FS-11.76 | Com ¦ Com Efficient Gas Storage Water Heater (0.68 UEF - 50 Gal) - Marine ¦ SDG&E ¦ Marine | Com ¦ Com Efficient Gas Storage Water Heater (0.68 UEF - 50 Gal) - Marine | SDG&E ¦ Marine | SDG&E | All | Electric & Gas | Efficient Gas Storage WH (0.68 UEF - 50 Gal) | Efficient | 0 | Conventional | WaterHeat | Com - Lodging | Com | ROB and NEW | 0 | 1000 sqft2 of floor space | 1000 sqft served | 15 | DEER:Indoor_CFL_Ltg | -1293.2295 | 0 | 134.5426 | SWWH007-05 Offering E | 143.2002 | 2022 | 0 | 55.5443 | 2022 | 0 | 0 | SWWH007-05 Offering E | Com Small Gas Water Heaters - Marine ¦ SDG&E ¦ Marine | Com Small Gas Water Heaters - Marine | 0.73871 | 1 | 0.025 | CBSA 2019 | -953.6066 | 2012 | 0.6 | SWWH007-05
COM-WATERHEAT-FS-11.77 | Com ¦ Com Efficient Gas Storage Water Heater (0.68 UEF - 50 Gal) - Marine ¦ SDG&E ¦ Marine | Com ¦ Com Efficient Gas Storage Water Heater (0.68 UEF - 50 Gal) - Marine | SDG&E ¦ Marine | SDG&E | All | Electric & Gas | Efficient Gas Storage WH (0.68 UEF - 50 Gal) | Efficient | 0 | Conventional | WaterHeat | Com - Office (Large) | Com | ROB and NEW | 0 | 1000 sqft2 of floor space | 1000 sqft served | 15 | DEER:Indoor_CFL_Ltg | -165.0853 | 0 | 17.831 | SWWH007-05 Offering E | 46.7559 | 2022 | 0 | 18.1356 | 2022 | 0 | 0 | SWWH007-05 Offering E | Com Small Gas Water Heaters - Marine ¦ SDG&E ¦ Marine | Com Small Gas Water Heaters - Marine | 0.46177 | 1 | 0.025 | CBSA 2019 | -59.1132 | 2012 | 0.6 | SWWH007-05
COM-WATERHEAT-FS-11.78 | Com ¦ Com Efficient Gas Storage Water Heater (0.68 UEF - 50 Gal) - Marine ¦ SDG&E ¦ Marine | Com ¦ Com Efficient Gas Storage Water Heater (0.68 UEF - 50 Gal) - Marine | SDG&E ¦ Marine | SDG&E | All | Electric & Gas | Efficient Gas Storage WH (0.68 UEF - 50 Gal) | Efficient | 0 | Conventional | WaterHeat | Com - Office (Small) | Com | ROB and NEW | 0 | 1000 sqft2 of floor space | 1000 sqft served | 15 | DEER:Indoor_CFL_Ltg | -153.4257 | 0 | 16.4668 | SWWH007-05 Offering E | 46.7559 | 2022 | 0 | 18.1356 | 2022 | 0 | 0 | SWWH007-05 Offering E | Com Small Gas Water Heaters - Marine ¦ SDG&E ¦ Marine | Com Small Gas Water Heaters - Marine | 0.46177 | 1 | 0.025 | CBSA 2019 | -12.1266 | 2012 | 0.6 | SWWH007-05
COM-WATERHEAT-FS-11.79 | Com ¦ Com Efficient Gas Storage Water Heater (0.68 UEF - 50 Gal) - Marine ¦ SDG&E ¦ Marine | Com ¦ Com Efficient Gas Storage Water Heater (0.68 UEF - 50 Gal) - Marine | SDG&E ¦ Marine | SDG&E | All | Electric & Gas | Efficient Gas Storage WH (0.68 UEF - 50 Gal) | Efficient | 0 | Conventional | WaterHeat | Com - Other | Com | ROB and NEW | 0 | 1000 sqft2 of floor space | 1000 sqft served | 15 | DEER:Indoor_CFL_Ltg | -1974.5469 | 0 | 205.716 | SWWH007-05 Offering E | 386.6972 | 2022 | 0 | 149.9916 | 2022 | 0 | 0 | SWWH007-05 Offering E | Com Small Gas Water Heaters - Marine ¦ SDG&E ¦ Marine | Com Small Gas Water Heaters - Marine | 0.5433 | 1 | 0.025 | CBSA 2019 | -398.3308 | 2012 | 0.6 | SWWH007-05
COM-WATERHEAT-FS-11.80 | Com ¦ Com Efficient Gas Storage Water Heater (0.68 UEF - 50 Gal) - Marine ¦ SDG&E ¦ Marine | Com ¦ Com Efficient Gas Storage Water Heater (0.68 UEF - 50 Gal) - Marine | SDG&E ¦ Marine | SDG&E | All | Electric & Gas | Efficient Gas Storage WH (0.68 UEF - 50 Gal) | Efficient | 0 | Conventional | WaterHeat | Com - Refrig. Warehouse | Com | ROB and NEW | 0 | 1000 sqft2 of floor space | 1000 sqft served | 15 | DEER:Indoor_CFL_Ltg | -164.3095 | 0 | 17.6389 | SWWH007-05 Offering E | 21.6199 | 2022 | 0 | 8.3859 | 2022 | 0 | 0 | SWWH007-05 Offering E | Com Small Gas Water Heaters - Marine ¦ SDG&E ¦ Marine | Com Small Gas Water Heaters - Marine | 0.22621 | 1 | 0.025 | CBSA 2019 | -9.3892 | 2012 | 0.6 | SWWH007-05
COM-WATERHEAT-FS-11.81 | Com ¦ Com Efficient Gas Storage Water Heater (0.68 UEF - 50 Gal) - Marine ¦ SDG&E ¦ Marine | Com ¦ Com Efficient Gas Storage Water Heater (0.68 UEF - 50 Gal) - Marine | SDG&E ¦ Marine | SDG&E | All | Electric & Gas | Efficient Gas Storage WH (0.68 UEF - 50 Gal) | Efficient | 0 | Conventional | WaterHeat | Com - Restaurant | Com | ROB and NEW | 0 | 1000 sqft2 of floor space | 1000 sqft served | 15 | DEER:Indoor_CFL_Ltg | -7095.2887 | 0 | 794.153 | SWWH007-05 Offering E | 2025.4549 | 2022 | 0 | 785.6307 | 2022 | 0 | 0 | SWWH007-05 Offering E | Com Small Gas Water Heaters - Marine ¦ SDG&E ¦ Marine | Com Small Gas Water Heaters - Marine | 0.79319 | 1 | 0.025 | CBSA 2019 | -58.814 | 2012 | 0.6 | SWWH007-05
COM-WATERHEAT-FS-11.82 | Com ¦ Com Efficient Gas Storage Water Heater (0.68 UEF - 50 Gal) - Marine ¦ SDG&E ¦ Marine | Com ¦ Com Efficient Gas Storage Water Heater (0.68 UEF - 50 Gal) - Marine | SDG&E ¦ Marine | SDG&E | All | Electric & Gas | Efficient Gas Storage WH (0.68 UEF - 50 Gal) | Efficient | 0 | Conventional | WaterHeat | Com - Retail | Com | ROB and NEW | 0 | 1000 sqft2 of floor space | 1000 sqft served | 15 | DEER:Indoor_CFL_Ltg | -110.0055 | 0 | 11.7118 | SWWH007-05 Offering E | 28.9606 | 2022 | 0 | 11.2332 | 2022 | 0 | 0 | SWWH007-05 Offering E | Com Small Gas Water Heaters - Marine ¦ SDG&E ¦ Marine | Com Small Gas Water Heaters - Marine | 0.40063 | 1 | 0.025 | CBSA 2019 | -1747.3014 | 2012 | 0.6 | SWWH007-05
COM-WATERHEAT-FS-11.83 | Com ¦ Com Efficient Gas Storage Water Heater (0.68 UEF - 50 Gal) - Marine ¦ SDG&E ¦ Marine | Com ¦ Com Efficient Gas Storage Water Heater (0.68 UEF - 50 Gal) - Marine | SDG&E ¦ Marine | SDG&E | All | Electric & Gas | Efficient Gas Storage WH (0.68 UEF - 50 Gal) | Efficient | 0 | Conventional | WaterHeat | Com - School | Com | ROB and NEW | 0 | 1000 sqft2 of floor space | 1000 sqft served | 15 | DEER:Indoor_CFL_Ltg | -587.4613 | 0 | 65.5353 | SWWH007-05 Offering E | 238.5592 | 2022 | 0 | 92.532 | 2022 | 0 | 0 | SWWH007-05 Offering E | Com Small Gas Water Heaters - Marine ¦ SDG&E ¦ Marine | Com Small Gas Water Heaters - Marine | 0.76922 | 1 | 0.025 | CBSA 2019 | -22.6095 | 2012 | 0.6 | SWWH007-05
COM-WATERHEAT-FS-11.84 | Com ¦ Com Efficient Gas Storage Water Heater (0.68 UEF - 50 Gal) - Marine ¦ SDG&E ¦ Marine | Com ¦ Com Efficient Gas Storage Water Heater (0.68 UEF - 50 Gal) - Marine | SDG&E ¦ Marine | SDG&E | All | Electric & Gas | Efficient Gas Storage WH (0.68 UEF - 50 Gal) | Efficient | 0 | Conventional | WaterHeat | Com - Warehouse | Com | ROB and NEW | 0 | 1000 sqft2 of floor space | 1000 sqft served | 15 | DEER:Indoor_CFL_Ltg | -17.8002 | 0 | 1.8746 | SWWH007-05 Offering E | 4.324 | 2022 | 0 | 1.6772 | 2022 | 0 | 0 | SWWH007-05 Offering E | Com Small Gas Water Heaters - Marine ¦ SDG&E ¦ Marine | Com Small Gas Water Heaters - Marine | 0.1976 | 1 | 0.025 | CBSA 2019 | -13.0318 | 2012 | 0.6 | SWWH007-05
COM-WATERHEAT-FS-11.85 | Com ¦ Com Efficient Gas Storage Water Heater (0.68 UEF - 50 Gal) - Hot-Dry ¦ SDG&E ¦ Hot-Dry | Com ¦ Com Efficient Gas Storage Water Heater (0.68 UEF - 50 Gal) - Hot-Dry | SDG&E ¦ Hot-Dry | SDG&E | All | Electric & Gas | Efficient Gas Storage WH (0.68 UEF - 50 Gal) | Efficient | 0 | Conventional | WaterHeat | Com - College | Com | ROB and NEW | 0 | 1000 sqft2 of floor space | 1000 sqft served | 15 | DEER:Indoor_CFL_Ltg | -586.0009 | 0 | 62.8868 | SWWH007-05 Offering E | 150.2556 | 2022 | 0 | 58.2809 | 2022 | 0 | 0 | SWWH007-05 Offering E | Com Small Gas Water Heaters - Hot-Dry ¦ SDG&E ¦ Hot-Dry | Com Small Gas Water Heaters - Hot-Dry | 0.74815 | 1 | 0.025 | CBSA 2019 | -16.3813 | 2012 | 0.6 | SWWH007-05
COM-WATERHEAT-FS-11.86 | Com ¦ Com Efficient Gas Storage Water Heater (0.68 UEF - 50 Gal) - Hot-Dry ¦ SDG&E ¦ Hot-Dry | Com ¦ Com Efficient Gas Storage Water Heater (0.68 UEF - 50 Gal) - Hot-Dry | SDG&E ¦ Hot-Dry | SDG&E | All | Electric & Gas | Efficient Gas Storage WH (0.68 UEF - 50 Gal) | Efficient | 0 | Conventional | WaterHeat | Com - Grocery | Com | ROB and NEW | 0 | 1000 sqft2 of floor space | 1000 sqft served | 15 | DEER:Indoor_CFL_Ltg | -804.4516 | 0 | 84.0511 | SWWH007-05 Offering E | 124.6825 | 2022 | 0 | 48.3617 | 2022 | 0 | 0 | SWWH007-05 Offering E | Com Small Gas Water Heaters - Hot-Dry ¦ SDG&E ¦ Hot-Dry | Com Small Gas Water Heaters - Hot-Dry | 0.59609 | 1 | 0.025 | CBSA 2019 | -159.0996 | 2012 | 0.6 | SWWH007-05
COM-WATERHEAT-FS-11.87 | Com ¦ Com Efficient Gas Storage Water Heater (0.68 UEF - 50 Gal) - Hot-Dry ¦ SDG&E ¦ Hot-Dry | Com ¦ Com Efficient Gas Storage Water Heater (0.68 UEF - 50 Gal) - Hot-Dry | SDG&E ¦ Hot-Dry | SDG&E | All | Electric & Gas | Efficient Gas Storage WH (0.68 UEF - 50 Gal) | Efficient | 0 | Conventional | WaterHeat | Com - Health | Com | ROB and NEW | 0 | 1000 sqft2 of floor space | 1000 sqft served | 15 | DEER:Indoor_CFL_Ltg | -1651.6552 | 0 | 175.7432 | SWWH007-05 Offering E | 227.5877 | 2022 | 0 | 88.2764 | 2022 | 0 | 0 | SWWH007-05 Offering E | Com Small Gas Water Heaters - Hot-Dry ¦ SDG&E ¦ Hot-Dry | Com Small Gas Water Heaters - Hot-Dry | 0.52611 | 1 | 0.025 | CBSA 2019 | -390.517 | 2012 | 0.6 | SWWH007-05
COM-WATERHEAT-FS-11.88 | Com ¦ Com Efficient Gas Storage Water Heater (0.68 UEF - 50 Gal) - Hot-Dry ¦ SDG&E ¦ Hot-Dry | Com ¦ Com Efficient Gas Storage Water Heater (0.68 UEF - 50 Gal) - Hot-Dry | SDG&E ¦ Hot-Dry | SDG&E | All | Electric & Gas | Efficient Gas Storage WH (0.68 UEF - 50 Gal) | Efficient | 0 | Conventional | WaterHeat | Com - Lodging | Com | ROB and NEW | 0 | 1000 sqft2 of floor space | 1000 sqft served | 15 | DEER:Indoor_CFL_Ltg | -1287.733 | 0 | 133.9983 | SWWH007-05 Offering E | 143.2002 | 2022 | 0 | 55.5443 | 2022 | 0 | 0 | SWWH007-05 Offering E | Com Small Gas Water Heaters - Hot-Dry ¦ SDG&E ¦ Hot-Dry | Com Small Gas Water Heaters - Hot-Dry | 0.73871 | 1 | 0.025 | CBSA 2019 | -949.7632 | 2012 | 0.6 | SWWH007-05
COM-WATERHEAT-FS-11.89 | Com ¦ Com Efficient Gas Storage Water Heater (0.68 UEF - 50 Gal) - Hot-Dry ¦ SDG&E ¦ Hot-Dry | Com ¦ Com Efficient Gas Storage Water Heater (0.68 UEF - 50 Gal) - Hot-Dry | SDG&E ¦ Hot-Dry | SDG&E | All | Electric & Gas | Efficient Gas Storage WH (0.68 UEF - 50 Gal) | Efficient | 0 | Conventional | WaterHeat | Com - Office (Large) | Com | ROB and NEW | 0 | 1000 sqft2 of floor space | 1000 sqft served | 15 | DEER:Indoor_CFL_Ltg | -164.9003 | 0 | 17.7772 | SWWH007-05 Offering E | 46.7559 | 2022 | 0 | 18.1356 | 2022 | 0 | 0 | SWWH007-05 Offering E | Com Small Gas Water Heaters - Hot-Dry ¦ SDG&E ¦ Hot-Dry | Com Small Gas Water Heaters - Hot-Dry | 0.46177 | 1 | 0.025 | CBSA 2019 | -58.9301 | 2012 | 0.6 | SWWH007-05
COM-WATERHEAT-FS-11.90 | Com ¦ Com Efficient Gas Storage Water Heater (0.68 UEF - 50 Gal) - Hot-Dry ¦ SDG&E ¦ Hot-Dry | Com ¦ Com Efficient Gas Storage Water Heater (0.68 UEF - 50 Gal) - Hot-Dry | SDG&E ¦ Hot-Dry | SDG&E | All | Electric & Gas | Efficient Gas Storage WH (0.68 UEF - 50 Gal) | Efficient | 0 | Conventional | WaterHeat | Com - Office (Small) | Com | ROB and NEW | 0 | 1000 sqft2 of floor space | 1000 sqft served | 15 | DEER:Indoor_CFL_Ltg | -153.2406 | 0 | 16.4306 | SWWH007-05 Offering E | 46.7559 | 2022 | 0 | 18.1356 | 2022 | 0 | 0 | SWWH007-05 Offering E | Com Small Gas Water Heaters - Hot-Dry ¦ SDG&E ¦ Hot-Dry | Com Small Gas Water Heaters - Hot-Dry | 0.46177 | 1 | 0.025 | CBSA 2019 | -12.096 | 2012 | 0.6 | SWWH007-05
COM-WATERHEAT-FS-11.91 | Com ¦ Com Efficient Gas Storage Water Heater (0.68 UEF - 50 Gal) - Hot-Dry ¦ SDG&E ¦ Hot-Dry | Com ¦ Com Efficient Gas Storage Water Heater (0.68 UEF - 50 Gal) - Hot-Dry | SDG&E ¦ Hot-Dry | SDG&E | All | Electric & Gas | Efficient Gas Storage WH (0.68 UEF - 50 Gal) | Efficient | 0 | Conventional | WaterHeat | Com - Other | Com | ROB and NEW | 0 | 1000 sqft2 of floor space | 1000 sqft served | 15 | DEER:Indoor_CFL_Ltg | -1974.5469 | 0 | 205.7234 | SWWH007-05 Offering E | 386.6972 | 2022 | 0 | 149.9916 | 2022 | 0 | 0 | SWWH007-05 Offering E | Com Small Gas Water Heaters - Hot-Dry ¦ SDG&E ¦ Hot-Dry | Com Small Gas Water Heaters - Hot-Dry | 0.5433 | 1 | 0.025 | CBSA 2019 | -398.3492 | 2012 | 0.6 | SWWH007-05
COM-WATERHEAT-FS-11.92 | Com ¦ Com Efficient Gas Storage Water Heater (0.68 UEF - 50 Gal) - Hot-Dry ¦ SDG&E ¦ Hot-Dry | Com ¦ Com Efficient Gas Storage Water Heater (0.68 UEF - 50 Gal) - Hot-Dry | SDG&E ¦ Hot-Dry | SDG&E | All | Electric & Gas | Efficient Gas Storage WH (0.68 UEF - 50 Gal) | Efficient | 0 | Conventional | WaterHeat | Com - Refrig. Warehouse | Com | ROB and NEW | 0 | 1000 sqft2 of floor space | 1000 sqft served | 15 | DEER:Indoor_CFL_Ltg | -164.3095 | 0 | 17.6397 | SWWH007-05 Offering E | 21.6199 | 2022 | 0 | 8.3859 | 2022 | 0 | 0 | SWWH007-05 Offering E | Com Small Gas Water Heaters - Hot-Dry ¦ SDG&E ¦ Hot-Dry | Com Small Gas Water Heaters - Hot-Dry | 0.22621 | 1 | 0.025 | CBSA 2019 | -9.3898 | 2012 | 0.6 | SWWH007-05
COM-WATERHEAT-FS-11.93 | Com ¦ Com Efficient Gas Storage Water Heater (0.68 UEF - 50 Gal) - Hot-Dry ¦ SDG&E ¦ Hot-Dry | Com ¦ Com Efficient Gas Storage Water Heater (0.68 UEF - 50 Gal) - Hot-Dry | SDG&E ¦ Hot-Dry | SDG&E | All | Electric & Gas | Efficient Gas Storage WH (0.68 UEF - 50 Gal) | Efficient | 0 | Conventional | WaterHeat | Com - Restaurant | Com | ROB and NEW | 0 | 1000 sqft2 of floor space | 1000 sqft served | 15 | DEER:Indoor_CFL_Ltg | -7079.9621 | 0 | 792.6646 | SWWH007-05 Offering E | 2025.4549 | 2022 | 0 | 785.6307 | 2022 | 0 | 0 | SWWH007-05 Offering E | Com Small Gas Water Heaters - Hot-Dry ¦ SDG&E ¦ Hot-Dry | Com Small Gas Water Heaters - Hot-Dry | 0.79319 | 1 | 0.025 | CBSA 2019 | -58.7451 | 2012 | 0.6 | SWWH007-05
COM-WATERHEAT-FS-11.94 | Com ¦ Com Efficient Gas Storage Water Heater (0.68 UEF - 50 Gal) - Hot-Dry ¦ SDG&E ¦ Hot-Dry | Com ¦ Com Efficient Gas Storage Water Heater (0.68 UEF - 50 Gal) - Hot-Dry | SDG&E ¦ Hot-Dry | SDG&E | All | Electric & Gas | Efficient Gas Storage WH (0.68 UEF - 50 Gal) | Efficient | 0 | Conventional | WaterHeat | Com - Retail | Com | ROB and NEW | 0 | 1000 sqft2 of floor space | 1000 sqft served | 15 | DEER:Indoor_CFL_Ltg | -109.8158 | 0 | 11.6853 | SWWH007-05 Offering E | 28.9606 | 2022 | 0 | 11.2332 | 2022 | 0 | 0 | SWWH007-05 Offering E | Com Small Gas Water Heaters - Hot-Dry ¦ SDG&E ¦ Hot-Dry | Com Small Gas Water Heaters - Hot-Dry | 0.40063 | 1 | 0.025 | CBSA 2019 | -1743.3513 | 2012 | 0.6 | SWWH007-05
COM-WATERHEAT-FS-11.95 | Com ¦ Com Efficient Gas Storage Water Heater (0.68 UEF - 50 Gal) - Hot-Dry ¦ SDG&E ¦ Hot-Dry | Com ¦ Com Efficient Gas Storage Water Heater (0.68 UEF - 50 Gal) - Hot-Dry | SDG&E ¦ Hot-Dry | SDG&E | All | Electric & Gas | Efficient Gas Storage WH (0.68 UEF - 50 Gal) | Efficient | 0 | Conventional | WaterHeat | Com - School | Com | ROB and NEW | 0 | 1000 sqft2 of floor space | 1000 sqft served | 15 | DEER:Indoor_CFL_Ltg | -585.437 | 0 | 65.2643 | SWWH007-05 Offering E | 238.5592 | 2022 | 0 | 92.532 | 2022 | 0 | 0 | SWWH007-05 Offering E | Com Small Gas Water Heaters - Hot-Dry ¦ SDG&E ¦ Hot-Dry | Com Small Gas Water Heaters - Hot-Dry | 0.76922 | 1 | 0.025 | CBSA 2019 | -22.4937 | 2012 | 0.6 | SWWH007-05
COM-WATERHEAT-FS-11.96 | Com ¦ Com Efficient Gas Storage Water Heater (0.68 UEF - 50 Gal) - Hot-Dry ¦ SDG&E ¦ Hot-Dry | Com ¦ Com Efficient Gas Storage Water Heater (0.68 UEF - 50 Gal) - Hot-Dry | SDG&E ¦ Hot-Dry | SDG&E | All | Electric & Gas | Efficient Gas Storage WH (0.68 UEF - 50 Gal) | Efficient | 0 | Conventional | WaterHeat | Com - Warehouse | Com | ROB and NEW | 0 | 1000 sqft2 of floor space | 1000 sqft served | 15 | DEER:Indoor_CFL_Ltg | -17.8002 | 0 | 1.8749 | SWWH007-05 Offering E | 4.324 | 2022 | 0 | 1.6772 | 2022 | 0 | 0 | SWWH007-05 Offering E | Com Small Gas Water Heaters - Hot-Dry ¦ SDG&E ¦ Hot-Dry | Com Small Gas Water Heaters - Hot-Dry | 0.1976 | 1 | 0.025 | CBSA 2019 | -13.0336 | 2012 | 0.6 | SWWH007-05
COM-WATERHEAT-FS-12.1 | Com ¦ Com Efficient Tankless Gas Water Heater (0.81 UEF - High Draw) - Marine ¦ PG&E ¦ Marine | Com ¦ Com Efficient Tankless Gas Water Heater (0.81 UEF - High Draw) - Marine | PG&E ¦ Marine | PG&E | All | Electric & Gas | Tankless Gas WH (0.81 UEF - High Draw) | Efficient | 0 | Conventional | WaterHeat | Com - College | Com | ROB and NEW | 0 | 1000 sqft2 of floor space | 1000 sqft served | 20 | DEER:Indoor_CFL_Ltg | -642.6278 | 3.0301e-06 | 66.8951 | SWHC006-07 relative to SWHC031-02 | 68.5453 | 2022 | 0 | 28.9095 | 2022 | 0 | 0 | SWHC006-07 relative to SWHC031-02 | Com Small Gas Water Heaters - Marine ¦ PG&E ¦ Marine | Com Small Gas Water Heaters - Marine | 0.74815 | 1 | 0.025 | CBSA 2019 | -16.7702 | 2012 | 0.6 | SWHC006-07, SWHC031-02
COM-WATERHEAT-FS-12.2 | Com ¦ Com Efficient Tankless Gas Water Heater (0.81 UEF - High Draw) - Marine ¦ PG&E ¦ Marine | Com ¦ Com Efficient Tankless Gas Water Heater (0.81 UEF - High Draw) - Marine | PG&E ¦ Marine | PG&E | All | Electric & Gas | Tankless Gas WH (0.81 UEF - High Draw) | Efficient | 0 | Conventional | WaterHeat | Com - Grocery | Com | ROB and NEW | 0 | 1000 sqft2 of floor space | 1000 sqft served | 20 | DEER:Indoor_CFL_Ltg | -878.444 | 7.1562e-06 | 90.599 | SWHC006-07 relative to SWHC031-02 | 56.8791 | 2022 | 0 | 23.9892 | 2022 | 0 | 0 | SWHC006-07 relative to SWHC031-02 | Com Small Gas Water Heaters - Marine ¦ PG&E ¦ Marine | Com Small Gas Water Heaters - Marine | 0.59609 | 1 | 0.025 | CBSA 2019 | -171.2453 | 2012 | 0.6 | SWHC006-07, SWHC031-02
COM-WATERHEAT-FS-12.3 | Com ¦ Com Efficient Tankless Gas Water Heater (0.81 UEF - High Draw) - Marine ¦ PG&E ¦ Marine | Com ¦ Com Efficient Tankless Gas Water Heater (0.81 UEF - High Draw) - Marine | PG&E ¦ Marine | PG&E | All | Electric & Gas | Tankless Gas WH (0.81 UEF - High Draw) | Efficient | 0 | Conventional | WaterHeat | Com - Health | Com | ROB and NEW | 0 | 1000 sqft2 of floor space | 1000 sqft served | 20 | DEER:Indoor_CFL_Ltg | -1794.3574 | 9.4601e-06 | 189.0631 | SWHC006-07 relative to SWHC031-02 | 103.8235 | 2022 | 0 | 43.7884 | 2022 | 0 | 0 | SWHC006-07 relative to SWHC031-02 | Com Small Gas Water Heaters - Marine ¦ PG&E ¦ Marine | Com Small Gas Water Heaters - Marine | 0.52611 | 1 | 0.025 | CBSA 2019 | -419.8551 | 2012 | 0.6 | SWHC006-07, SWHC031-02
COM-WATERHEAT-FS-12.4 | Com ¦ Com Efficient Tankless Gas Water Heater (0.81 UEF - High Draw) - Marine ¦ PG&E ¦ Marine | Com ¦ Com Efficient Tankless Gas Water Heater (0.81 UEF - High Draw) - Marine | PG&E ¦ Marine | PG&E | All | Electric & Gas | Tankless Gas WH (0.81 UEF - High Draw) | Efficient | 0 | Conventional | WaterHeat | Com - Lodging | Com | ROB and NEW | 0 | 1000 sqft2 of floor space | 1000 sqft served | 20 | DEER:Indoor_CFL_Ltg | -1404.8179 | 7.5804e-06 | 144.8265 | SWHC006-07 relative to SWHC031-02 | 65.3267 | 2022 | 0 | 27.552 | 2022 | 0 | 0 | SWHC006-07 relative to SWHC031-02 | Com Small Gas Water Heaters - Marine ¦ PG&E ¦ Marine | Com Small Gas Water Heaters - Marine | 0.73871 | 1 | 0.025 | CBSA 2019 | -1025.7967 | 2012 | 0.6 | SWHC006-07, SWHC031-02
COM-WATERHEAT-FS-12.5 | Com ¦ Com Efficient Tankless Gas Water Heater (0.81 UEF - High Draw) - Marine ¦ PG&E ¦ Marine | Com ¦ Com Efficient Tankless Gas Water Heater (0.81 UEF - High Draw) - Marine | PG&E ¦ Marine | PG&E | All | Electric & Gas | Tankless Gas WH (0.81 UEF - High Draw) | Efficient | 0 | Conventional | WaterHeat | Com - Office (Large) | Com | ROB and NEW | 0 | 1000 sqft2 of floor space | 1000 sqft served | 20 | DEER:Indoor_CFL_Ltg | -179.1434 | 3.8865e-07 | 18.8275 | SWHC006-07 relative to SWHC031-02 | 21.3297 | 2022 | 0 | 8.9959 | 2022 | 0 | 0 | SWHC006-07 relative to SWHC031-02 | Com Small Gas Water Heaters - Marine ¦ PG&E ¦ Marine | Com Small Gas Water Heaters - Marine | 0.46177 | 1 | 0.025 | CBSA 2019 | -62.3412 | 2012 | 0.6 | SWHC006-07, SWHC031-02
COM-WATERHEAT-FS-12.6 | Com ¦ Com Efficient Tankless Gas Water Heater (0.81 UEF - High Draw) - Marine ¦ PG&E ¦ Marine | Com ¦ Com Efficient Tankless Gas Water Heater (0.81 UEF - High Draw) - Marine | PG&E ¦ Marine | PG&E | All | Electric & Gas | Tankless Gas WH (0.81 UEF - High Draw) | Efficient | 0 | Conventional | WaterHeat | Com - Office (Small) | Com | ROB and NEW | 0 | 1000 sqft2 of floor space | 1000 sqft served | 20 | DEER:Indoor_CFL_Ltg | -166.374 | 5.9779e-08 | 17.4237 | SWHC006-07 relative to SWHC031-02 | 21.3297 | 2022 | 0 | 8.9959 | 2022 | 0 | 0 | SWHC006-07 relative to SWHC031-02 | Com Small Gas Water Heaters - Marine ¦ PG&E ¦ Marine | Com Small Gas Water Heaters - Marine | 0.46177 | 1 | 0.025 | CBSA 2019 | -12.7264 | 2012 | 0.6 | SWHC006-07, SWHC031-02
COM-WATERHEAT-FS-12.7 | Com ¦ Com Efficient Tankless Gas Water Heater (0.81 UEF - High Draw) - Marine ¦ PG&E ¦ Marine | Com ¦ Com Efficient Tankless Gas Water Heater (0.81 UEF - High Draw) - Marine | PG&E ¦ Marine | PG&E | All | Electric & Gas | Tankless Gas WH (0.81 UEF - High Draw) | Efficient | 0 | Conventional | WaterHeat | Com - Other | Com | ROB and NEW | 0 | 1000 sqft2 of floor space | 1000 sqft served | 20 | DEER:Indoor_CFL_Ltg | -2142.8302 | 1.4143e-05 | 219.8803 | SWHC006-07 relative to SWHC031-02 | 176.4079 | 2022 | 0 | 74.4014 | 2022 | 0 | 0 | SWHC006-07 relative to SWHC031-02 | Com Small Gas Water Heaters - Marine ¦ PG&E ¦ Marine | Com Small Gas Water Heaters - Marine | 0.5433 | 1 | 0.025 | CBSA 2019 | -423.8619 | 2012 | 0.6 | SWHC006-07, SWHC031-02
COM-WATERHEAT-FS-12.8 | Com ¦ Com Efficient Tankless Gas Water Heater (0.81 UEF - High Draw) - Marine ¦ PG&E ¦ Marine | Com ¦ Com Efficient Tankless Gas Water Heater (0.81 UEF - High Draw) - Marine | PG&E ¦ Marine | PG&E | All | Electric & Gas | Tankless Gas WH (0.81 UEF - High Draw) | Efficient | 0 | Conventional | WaterHeat | Com - Refrig. Warehouse | Com | ROB and NEW | 0 | 1000 sqft2 of floor space | 1000 sqft served | 20 | DEER:Indoor_CFL_Ltg | -177.9942 | 6.7179e-07 | 18.9559 | SWHC006-07 relative to SWHC031-02 | 9.8628 | 2022 | 0 | 4.1597 | 2022 | 0 | 0 | SWHC006-07 relative to SWHC031-02 | Com Small Gas Water Heaters - Marine ¦ PG&E ¦ Marine | Com Small Gas Water Heaters - Marine | 0.22621 | 1 | 0.025 | CBSA 2019 | -10.0598 | 2012 | 0.6 | SWHC006-07, SWHC031-02
COM-WATERHEAT-FS-12.9 | Com ¦ Com Efficient Tankless Gas Water Heater (0.81 UEF - High Draw) - Marine ¦ PG&E ¦ Marine | Com ¦ Com Efficient Tankless Gas Water Heater (0.81 UEF - High Draw) - Marine | PG&E ¦ Marine | PG&E | All | Electric & Gas | Tankless Gas WH (0.81 UEF - High Draw) | Efficient | 0 | Conventional | WaterHeat | Com - Restaurant | Com | ROB and NEW | 0 | 1000 sqft2 of floor space | 1000 sqft served | 20 | DEER:Indoor_CFL_Ltg | -7786.7967 | 6.6897e-05 | 843.2021 | SWHC006-07 relative to SWHC031-02 | 923.9947 | 2022 | 0 | 389.7019 | 2022 | 0 | 0 | SWHC006-07 relative to SWHC031-02 | Com Small Gas Water Heaters - Marine ¦ PG&E ¦ Marine | Com Small Gas Water Heaters - Marine | 0.79319 | 1 | 0.025 | CBSA 2019 | -57.2837 | 2012 | 0.6 | SWHC006-07, SWHC031-02
COM-WATERHEAT-FS-12.10 | Com ¦ Com Efficient Tankless Gas Water Heater (0.81 UEF - High Draw) - Marine ¦ PG&E ¦ Marine | Com ¦ Com Efficient Tankless Gas Water Heater (0.81 UEF - High Draw) - Marine | PG&E ¦ Marine | PG&E | All | Electric & Gas | Tankless Gas WH (0.81 UEF - High Draw) | Efficient | 0 | Conventional | WaterHeat | Com - Retail | Com | ROB and NEW | 0 | 1000 sqft2 of floor space | 1000 sqft served | 20 | DEER:Indoor_CFL_Ltg | -121.0082 | 7.9966e-07 | 12.4236 | SWHC006-07 relative to SWHC031-02 | 13.2116 | 2022 | 0 | 5.5721 | 2022 | 0 | 0 | SWHC006-07 relative to SWHC031-02 | Com Small Gas Water Heaters - Marine ¦ PG&E ¦ Marine | Com Small Gas Water Heaters - Marine | 0.40063 | 1 | 0.025 | CBSA 2019 | -1853.09 | 2012 | 0.6 | SWHC006-07, SWHC031-02
COM-WATERHEAT-FS-12.11 | Com ¦ Com Efficient Tankless Gas Water Heater (0.81 UEF - High Draw) - Marine ¦ PG&E ¦ Marine | Com ¦ Com Efficient Tankless Gas Water Heater (0.81 UEF - High Draw) - Marine | PG&E ¦ Marine | PG&E | All | Electric & Gas | Tankless Gas WH (0.81 UEF - High Draw) | Efficient | 0 | Conventional | WaterHeat | Com - School | Com | ROB and NEW | 0 | 1000 sqft2 of floor space | 1000 sqft served | 20 | DEER:Indoor_CFL_Ltg | -640.043 | 0 | 68.7669 | SWHC006-07 relative to SWHC031-02 | 108.8286 | 2022 | 0 | 45.8993 | 2022 | 0 | 0 | SWHC006-07 relative to SWHC031-02 | Com Small Gas Water Heaters - Marine ¦ PG&E ¦ Marine | Com Small Gas Water Heaters - Marine | 0.76922 | 1 | 0.025 | CBSA 2019 | -22.4273 | 2012 | 0.6 | SWHC006-07, SWHC031-02
COM-WATERHEAT-FS-12.12 | Com ¦ Com Efficient Tankless Gas Water Heater (0.81 UEF - High Draw) - Marine ¦ PG&E ¦ Marine | Com ¦ Com Efficient Tankless Gas Water Heater (0.81 UEF - High Draw) - Marine | PG&E ¦ Marine | PG&E | All | Electric & Gas | Tankless Gas WH (0.81 UEF - High Draw) | Efficient | 0 | Conventional | WaterHeat | Com - Warehouse | Com | ROB and NEW | 0 | 1000 sqft2 of floor space | 1000 sqft served | 20 | DEER:Indoor_CFL_Ltg | -19.511 | 2.7556e-08 | 1.9974 | SWHC006-07 relative to SWHC031-02 | 1.9726 | 2022 | 0 | 0.83195 | 2022 | 0 | 0 | SWHC006-07 relative to SWHC031-02 | Com Small Gas Water Heaters - Marine ¦ PG&E ¦ Marine | Com Small Gas Water Heaters - Marine | 0.1976 | 1 | 0.025 | CBSA 2019 | -13.8445 | 2012 | 0.6 | SWHC006-07, SWHC031-02
COM-WATERHEAT-FS-12.13 | Com ¦ Com Efficient Tankless Gas Water Heater (0.81 UEF - High Draw) - Hot-Dry ¦ PG&E ¦ Hot-Dry | Com ¦ Com Efficient Tankless Gas Water Heater (0.81 UEF - High Draw) - Hot-Dry | PG&E ¦ Hot-Dry | PG&E | All | Electric & Gas | Tankless Gas WH (0.81 UEF - High Draw) | Efficient | 0 | Conventional | WaterHeat | Com - College | Com | ROB and NEW | 0 | 1000 sqft2 of floor space | 1000 sqft served | 20 | DEER:Indoor_CFL_Ltg | -619.9676 | 2.6993e-06 | 64.0051 | SWHC006-07 relative to SWHC031-02 | 68.5453 | 2022 | 0 | 28.9095 | 2022 | 0 | 0 | SWHC006-07 relative to SWHC031-02 | Com Small Gas Water Heaters - Hot-Dry ¦ PG&E ¦ Hot-Dry | Com Small Gas Water Heaters - Hot-Dry | 0.74815 | 1 | 0.025 | CBSA 2019 | -15.8722 | 2012 | 0.6 | SWHC006-07, SWHC031-02
COM-WATERHEAT-FS-12.14 | Com ¦ Com Efficient Tankless Gas Water Heater (0.81 UEF - High Draw) - Hot-Dry ¦ PG&E ¦ Hot-Dry | Com ¦ Com Efficient Tankless Gas Water Heater (0.81 UEF - High Draw) - Hot-Dry | PG&E ¦ Hot-Dry | PG&E | All | Electric & Gas | Tankless Gas WH (0.81 UEF - High Draw) | Efficient | 0 | Conventional | WaterHeat | Com - Grocery | Com | ROB and NEW | 0 | 1000 sqft2 of floor space | 1000 sqft served | 20 | DEER:Indoor_CFL_Ltg | -843.8988 | 6.3665e-06 | 86.1676 | SWHC006-07 relative to SWHC031-02 | 56.8791 | 2022 | 0 | 23.9892 | 2022 | 0 | 0 | SWHC006-07 relative to SWHC031-02 | Com Small Gas Water Heaters - Hot-Dry ¦ PG&E ¦ Hot-Dry | Com Small Gas Water Heaters - Hot-Dry | 0.59609 | 1 | 0.025 | CBSA 2019 | -162.6842 | 2012 | 0.6 | SWHC006-07, SWHC031-02
COM-WATERHEAT-FS-12.15 | Com ¦ Com Efficient Tankless Gas Water Heater (0.81 UEF - High Draw) - Hot-Dry ¦ PG&E ¦ Hot-Dry | Com ¦ Com Efficient Tankless Gas Water Heater (0.81 UEF - High Draw) - Hot-Dry | PG&E ¦ Hot-Dry | PG&E | All | Electric & Gas | Tankless Gas WH (0.81 UEF - High Draw) | Efficient | 0 | Conventional | WaterHeat | Com - Health | Com | ROB and NEW | 0 | 1000 sqft2 of floor space | 1000 sqft served | 20 | DEER:Indoor_CFL_Ltg | -1727.4755 | 8.4353e-06 | 180.0738 | SWHC006-07 relative to SWHC031-02 | 103.8235 | 2022 | 0 | 43.7884 | 2022 | 0 | 0 | SWHC006-07 relative to SWHC031-02 | Com Small Gas Water Heaters - Hot-Dry ¦ PG&E ¦ Hot-Dry | Com Small Gas Water Heaters - Hot-Dry | 0.52611 | 1 | 0.025 | CBSA 2019 | -399.6193 | 2012 | 0.6 | SWHC006-07, SWHC031-02
COM-WATERHEAT-FS-12.16 | Com ¦ Com Efficient Tankless Gas Water Heater (0.81 UEF - High Draw) - Hot-Dry ¦ PG&E ¦ Hot-Dry | Com ¦ Com Efficient Tankless Gas Water Heater (0.81 UEF - High Draw) - Hot-Dry | PG&E ¦ Hot-Dry | PG&E | All | Electric & Gas | Tankless Gas WH (0.81 UEF - High Draw) | Efficient | 0 | Conventional | WaterHeat | Com - Lodging | Com | ROB and NEW | 0 | 1000 sqft2 of floor space | 1000 sqft served | 20 | DEER:Indoor_CFL_Ltg | -1349.1684 | 6.7944e-06 | 137.5925 | SWHC006-07 relative to SWHC031-02 | 65.3267 | 2022 | 0 | 27.552 | 2022 | 0 | 0 | SWHC006-07 relative to SWHC031-02 | Com Small Gas Water Heaters - Hot-Dry ¦ PG&E ¦ Hot-Dry | Com Small Gas Water Heaters - Hot-Dry | 0.73871 | 1 | 0.025 | CBSA 2019 | -973.7606 | 2012 | 0.6 | SWHC006-07, SWHC031-02
COM-WATERHEAT-FS-12.17 | Com ¦ Com Efficient Tankless Gas Water Heater (0.81 UEF - High Draw) - Hot-Dry ¦ PG&E ¦ Hot-Dry | Com ¦ Com Efficient Tankless Gas Water Heater (0.81 UEF - High Draw) - Hot-Dry | PG&E ¦ Hot-Dry | PG&E | All | Electric & Gas | Tankless Gas WH (0.81 UEF - High Draw) | Efficient | 0 | Conventional | WaterHeat | Com - Office (Large) | Com | ROB and NEW | 0 | 1000 sqft2 of floor space | 1000 sqft served | 20 | DEER:Indoor_CFL_Ltg | -173.4065 | 3.4609e-07 | 17.9782 | SWHC006-07 relative to SWHC031-02 | 21.3297 | 2022 | 0 | 8.9959 | 2022 | 0 | 0 | SWHC006-07 relative to SWHC031-02 | Com Small Gas Water Heaters - Hot-Dry ¦ PG&E ¦ Hot-Dry | Com Small Gas Water Heaters - Hot-Dry | 0.46177 | 1 | 0.025 | CBSA 2019 | -59.4923 | 2012 | 0.6 | SWHC006-07, SWHC031-02
COM-WATERHEAT-FS-12.18 | Com ¦ Com Efficient Tankless Gas Water Heater (0.81 UEF - High Draw) - Hot-Dry ¦ PG&E ¦ Hot-Dry | Com ¦ Com Efficient Tankless Gas Water Heater (0.81 UEF - High Draw) - Hot-Dry | PG&E ¦ Hot-Dry | PG&E | All | Electric & Gas | Tankless Gas WH (0.81 UEF - High Draw) | Efficient | 0 | Conventional | WaterHeat | Com - Office (Small) | Com | ROB and NEW | 0 | 1000 sqft2 of floor space | 1000 sqft served | 20 | DEER:Indoor_CFL_Ltg | -161.0072 | 5.3301e-08 | 16.5744 | SWHC006-07 relative to SWHC031-02 | 21.3297 | 2022 | 0 | 8.9959 | 2022 | 0 | 0 | SWHC006-07 relative to SWHC031-02 | Com Small Gas Water Heaters - Hot-Dry ¦ PG&E ¦ Hot-Dry | Com Small Gas Water Heaters - Hot-Dry | 0.46177 | 1 | 0.025 | CBSA 2019 | -12.0346 | 2012 | 0.6 | SWHC006-07, SWHC031-02
COM-WATERHEAT-FS-12.19 | Com ¦ Com Efficient Tankless Gas Water Heater (0.81 UEF - High Draw) - Hot-Dry ¦ PG&E ¦ Hot-Dry | Com ¦ Com Efficient Tankless Gas Water Heater (0.81 UEF - High Draw) - Hot-Dry | PG&E ¦ Hot-Dry | PG&E | All | Electric & Gas | Tankless Gas WH (0.81 UEF - High Draw) | Efficient | 0 | Conventional | WaterHeat | Com - Other | Com | ROB and NEW | 0 | 1000 sqft2 of floor space | 1000 sqft served | 20 | DEER:Indoor_CFL_Ltg | -2081.6082 | 1.2597e-05 | 209.1902 | SWHC006-07 relative to SWHC031-02 | 176.4079 | 2022 | 0 | 74.4014 | 2022 | 0 | 0 | SWHC006-07 relative to SWHC031-02 | Com Small Gas Water Heaters - Hot-Dry ¦ PG&E ¦ Hot-Dry | Com Small Gas Water Heaters - Hot-Dry | 0.5433 | 1 | 0.025 | CBSA 2019 | -400.7359 | 2012 | 0.6 | SWHC006-07, SWHC031-02
COM-WATERHEAT-FS-12.20 | Com ¦ Com Efficient Tankless Gas Water Heater (0.81 UEF - High Draw) - Hot-Dry ¦ PG&E ¦ Hot-Dry | Com ¦ Com Efficient Tankless Gas Water Heater (0.81 UEF - High Draw) - Hot-Dry | PG&E ¦ Hot-Dry | PG&E | All | Electric & Gas | Tankless Gas WH (0.81 UEF - High Draw) | Efficient | 0 | Conventional | WaterHeat | Com - Refrig. Warehouse | Com | ROB and NEW | 0 | 1000 sqft2 of floor space | 1000 sqft served | 20 | DEER:Indoor_CFL_Ltg | -172.0041 | 5.999e-07 | 18.1021 | SWHC006-07 relative to SWHC031-02 | 9.8628 | 2022 | 0 | 4.1597 | 2022 | 0 | 0 | SWHC006-07 relative to SWHC031-02 | Com Small Gas Water Heaters - Hot-Dry ¦ PG&E ¦ Hot-Dry | Com Small Gas Water Heaters - Hot-Dry | 0.22621 | 1 | 0.025 | CBSA 2019 | -9.5632 | 2012 | 0.6 | SWHC006-07, SWHC031-02
COM-WATERHEAT-FS-12.21 | Com ¦ Com Efficient Tankless Gas Water Heater (0.81 UEF - High Draw) - Hot-Dry ¦ PG&E ¦ Hot-Dry | Com ¦ Com Efficient Tankless Gas Water Heater (0.81 UEF - High Draw) - Hot-Dry | PG&E ¦ Hot-Dry | PG&E | All | Electric & Gas | Tankless Gas WH (0.81 UEF - High Draw) | Efficient | 0 | Conventional | WaterHeat | Com - Restaurant | Com | ROB and NEW | 0 | 1000 sqft2 of floor space | 1000 sqft served | 20 | DEER:Indoor_CFL_Ltg | -7499.6051 | 5.986e-05 | 803.2277 | SWHC006-07 relative to SWHC031-02 | 923.9947 | 2022 | 0 | 389.7019 | 2022 | 0 | 0 | SWHC006-07 relative to SWHC031-02 | Com Small Gas Water Heaters - Hot-Dry ¦ PG&E ¦ Hot-Dry | Com Small Gas Water Heaters - Hot-Dry | 0.79319 | 1 | 0.025 | CBSA 2019 | -52.8973 | 2012 | 0.6 | SWHC006-07, SWHC031-02
COM-WATERHEAT-FS-12.22 | Com ¦ Com Efficient Tankless Gas Water Heater (0.81 UEF - High Draw) - Hot-Dry ¦ PG&E ¦ Hot-Dry | Com ¦ Com Efficient Tankless Gas Water Heater (0.81 UEF - High Draw) - Hot-Dry | PG&E ¦ Hot-Dry | PG&E | All | Electric & Gas | Tankless Gas WH (0.81 UEF - High Draw) | Efficient | 0 | Conventional | WaterHeat | Com - Retail | Com | ROB and NEW | 0 | 1000 sqft2 of floor space | 1000 sqft served | 20 | DEER:Indoor_CFL_Ltg | -116.3246 | 7.1323e-07 | 11.8188 | SWHC006-07 relative to SWHC031-02 | 13.2116 | 2022 | 0 | 5.5721 | 2022 | 0 | 0 | SWHC006-07 relative to SWHC031-02 | Com Small Gas Water Heaters - Hot-Dry ¦ PG&E ¦ Hot-Dry | Com Small Gas Water Heaters - Hot-Dry | 0.40063 | 1 | 0.025 | CBSA 2019 | -1762.7535 | 2012 | 0.6 | SWHC006-07, SWHC031-02
COM-WATERHEAT-FS-12.23 | Com ¦ Com Efficient Tankless Gas Water Heater (0.81 UEF - High Draw) - Hot-Dry ¦ PG&E ¦ Hot-Dry | Com ¦ Com Efficient Tankless Gas Water Heater (0.81 UEF - High Draw) - Hot-Dry | PG&E ¦ Hot-Dry | PG&E | All | Electric & Gas | Tankless Gas WH (0.81 UEF - High Draw) | Efficient | 0 | Conventional | WaterHeat | Com - School | Com | ROB and NEW | 0 | 1000 sqft2 of floor space | 1000 sqft served | 20 | DEER:Indoor_CFL_Ltg | -619.6773 | 0 | 65.8625 | SWHC006-07 relative to SWHC031-02 | 108.8286 | 2022 | 0 | 45.8993 | 2022 | 0 | 0 | SWHC006-07 relative to SWHC031-02 | Com Small Gas Water Heaters - Hot-Dry ¦ PG&E ¦ Hot-Dry | Com Small Gas Water Heaters - Hot-Dry | 0.76922 | 1 | 0.025 | CBSA 2019 | -21.1138 | 2012 | 0.6 | SWHC006-07, SWHC031-02
COM-WATERHEAT-FS-12.24 | Com ¦ Com Efficient Tankless Gas Water Heater (0.81 UEF - High Draw) - Hot-Dry ¦ PG&E ¦ Hot-Dry | Com ¦ Com Efficient Tankless Gas Water Heater (0.81 UEF - High Draw) - Hot-Dry | PG&E ¦ Hot-Dry | PG&E | All | Electric & Gas | Tankless Gas WH (0.81 UEF - High Draw) | Efficient | 0 | Conventional | WaterHeat | Com - Warehouse | Com | ROB and NEW | 0 | 1000 sqft2 of floor space | 1000 sqft served | 20 | DEER:Indoor_CFL_Ltg | -18.6552 | 2.4646e-08 | 1.8949 | SWHC006-07 relative to SWHC031-02 | 1.9726 | 2022 | 0 | 0.83195 | 2022 | 0 | 0 | SWHC006-07 relative to SWHC031-02 | Com Small Gas Water Heaters - Hot-Dry ¦ PG&E ¦ Hot-Dry | Com Small Gas Water Heaters - Hot-Dry | 0.1976 | 1 | 0.025 | CBSA 2019 | -13.1238 | 2012 | 0.6 | SWHC006-07, SWHC031-02
COM-WATERHEAT-FS-12.25 | Com ¦ Com Efficient Tankless Gas Water Heater (0.81 UEF - High Draw) - Cold ¦ PG&E ¦ Cold | Com ¦ Com Efficient Tankless Gas Water Heater (0.81 UEF - High Draw) - Cold | PG&E ¦ Cold | PG&E | All | Electric & Gas | Tankless Gas WH (0.81 UEF - High Draw) | Efficient | 0 | Conventional | WaterHeat | Com - College | Com | ROB and NEW | 0 | 1000 sqft2 of floor space | 1000 sqft served | 20 | DEER:Indoor_CFL_Ltg | -763.6899 | 3.0599e-06 | 71.4032 | SWHC006-07 relative to SWHC031-02 | 68.5453 | 2022 | 0 | 28.9095 | 2022 | 0 | 0 | SWHC006-07 relative to SWHC031-02 | Com Small Gas Water Heaters - Cold ¦ PG&E ¦ Cold | Com Small Gas Water Heaters - Cold | 0.74815 | 1 | 0.025 | CBSA 2019 | -15.2574 | 2012 | 0.6 | SWHC006-07, SWHC031-02
COM-WATERHEAT-FS-12.26 | Com ¦ Com Efficient Tankless Gas Water Heater (0.81 UEF - High Draw) - Cold ¦ PG&E ¦ Cold | Com ¦ Com Efficient Tankless Gas Water Heater (0.81 UEF - High Draw) - Cold | PG&E ¦ Cold | PG&E | All | Electric & Gas | Tankless Gas WH (0.81 UEF - High Draw) | Efficient | 0 | Conventional | WaterHeat | Com - Grocery | Com | ROB and NEW | 0 | 1000 sqft2 of floor space | 1000 sqft served | 20 | DEER:Indoor_CFL_Ltg | -1006.759 | 7.2549e-06 | 96.0194 | SWHC006-07 relative to SWHC031-02 | 56.8791 | 2022 | 0 | 23.9892 | 2022 | 0 | 0 | SWHC006-07 relative to SWHC031-02 | Com Small Gas Water Heaters - Cold ¦ PG&E ¦ Cold | Com Small Gas Water Heaters - Cold | 0.59609 | 1 | 0.025 | CBSA 2019 | -179.8251 | 2012 | 0.6 | SWHC006-07, SWHC031-02
COM-WATERHEAT-FS-12.27 | Com ¦ Com Efficient Tankless Gas Water Heater (0.81 UEF - High Draw) - Cold ¦ PG&E ¦ Cold | Com ¦ Com Efficient Tankless Gas Water Heater (0.81 UEF - High Draw) - Cold | PG&E ¦ Cold | PG&E | All | Electric & Gas | Tankless Gas WH (0.81 UEF - High Draw) | Efficient | 0 | Conventional | WaterHeat | Com - Health | Com | ROB and NEW | 0 | 1000 sqft2 of floor space | 1000 sqft served | 20 | DEER:Indoor_CFL_Ltg | -2067.0779 | 9.5832e-06 | 201.5198 | SWHC006-07 relative to SWHC031-02 | 103.8235 | 2022 | 0 | 43.7884 | 2022 | 0 | 0 | SWHC006-07 relative to SWHC031-02 | Com Small Gas Water Heaters - Cold ¦ PG&E ¦ Cold | Com Small Gas Water Heaters - Cold | 0.52611 | 1 | 0.025 | CBSA 2019 | -445.2281 | 2012 | 0.6 | SWHC006-07, SWHC031-02
COM-WATERHEAT-FS-12.28 | Com ¦ Com Efficient Tankless Gas Water Heater (0.81 UEF - High Draw) - Cold ¦ PG&E ¦ Cold | Com ¦ Com Efficient Tankless Gas Water Heater (0.81 UEF - High Draw) - Cold | PG&E ¦ Cold | PG&E | All | Electric & Gas | Tankless Gas WH (0.81 UEF - High Draw) | Efficient | 0 | Conventional | WaterHeat | Com - Lodging | Com | ROB and NEW | 0 | 1000 sqft2 of floor space | 1000 sqft served | 20 | DEER:Indoor_CFL_Ltg | -1611.2772 | 7.6932e-06 | 154.2925 | SWHC006-07 relative to SWHC031-02 | 65.3267 | 2022 | 0 | 27.552 | 2022 | 0 | 0 | SWHC006-07 relative to SWHC031-02 | Com Small Gas Water Heaters - Cold ¦ PG&E ¦ Cold | Com Small Gas Water Heaters - Cold | 0.73871 | 1 | 0.025 | CBSA 2019 | -1086.5422 | 2012 | 0.6 | SWHC006-07, SWHC031-02
COM-WATERHEAT-FS-12.29 | Com ¦ Com Efficient Tankless Gas Water Heater (0.81 UEF - High Draw) - Cold ¦ PG&E ¦ Cold | Com ¦ Com Efficient Tankless Gas Water Heater (0.81 UEF - High Draw) - Cold | PG&E ¦ Cold | PG&E | All | Electric & Gas | Tankless Gas WH (0.81 UEF - High Draw) | Efficient | 0 | Conventional | WaterHeat | Com - Office (Large) | Com | ROB and NEW | 0 | 1000 sqft2 of floor space | 1000 sqft served | 20 | DEER:Indoor_CFL_Ltg | -214.6769 | 3.9236e-07 | 20.1213 | SWHC006-07 relative to SWHC031-02 | 21.3297 | 2022 | 0 | 8.9959 | 2022 | 0 | 0 | SWHC006-07 relative to SWHC031-02 | Com Small Gas Water Heaters - Cold ¦ PG&E ¦ Cold | Com Small Gas Water Heaters - Cold | 0.46177 | 1 | 0.025 | CBSA 2019 | -66.2617 | 2012 | 0.6 | SWHC006-07, SWHC031-02
COM-WATERHEAT-FS-12.30 | Com ¦ Com Efficient Tankless Gas Water Heater (0.81 UEF - High Draw) - Cold ¦ PG&E ¦ Cold | Com ¦ Com Efficient Tankless Gas Water Heater (0.81 UEF - High Draw) - Cold | PG&E ¦ Cold | PG&E | All | Electric & Gas | Tankless Gas WH (0.81 UEF - High Draw) | Efficient | 0 | Conventional | WaterHeat | Com - Office (Small) | Com | ROB and NEW | 0 | 1000 sqft2 of floor space | 1000 sqft served | 20 | DEER:Indoor_CFL_Ltg | -199.8717 | 6.0334e-08 | 18.4588 | SWHC006-07 relative to SWHC031-02 | 21.3297 | 2022 | 0 | 8.9959 | 2022 | 0 | 0 | SWHC006-07 relative to SWHC031-02 | Com Small Gas Water Heaters - Cold ¦ PG&E ¦ Cold | Com Small Gas Water Heaters - Cold | 0.46177 | 1 | 0.025 | CBSA 2019 | -12.8678 | 2012 | 0.6 | SWHC006-07, SWHC031-02
COM-WATERHEAT-FS-12.31 | Com ¦ Com Efficient Tankless Gas Water Heater (0.81 UEF - High Draw) - Cold ¦ PG&E ¦ Cold | Com ¦ Com Efficient Tankless Gas Water Heater (0.81 UEF - High Draw) - Cold | PG&E ¦ Cold | PG&E | All | Electric & Gas | Tankless Gas WH (0.81 UEF - High Draw) | Efficient | 0 | Conventional | WaterHeat | Com - Other | Com | ROB and NEW | 0 | 1000 sqft2 of floor space | 1000 sqft served | 20 | DEER:Indoor_CFL_Ltg | -2464.262 | 1.4266e-05 | 233.6364 | SWHC006-07 relative to SWHC031-02 | 176.4079 | 2022 | 0 | 74.4014 | 2022 | 0 | 0 | SWHC006-07 relative to SWHC031-02 | Com Small Gas Water Heaters - Cold ¦ PG&E ¦ Cold | Com Small Gas Water Heaters - Cold | 0.5433 | 1 | 0.025 | CBSA 2019 | -439.393 | 2012 | 0.6 | SWHC006-07, SWHC031-02
COM-WATERHEAT-FS-12.32 | Com ¦ Com Efficient Tankless Gas Water Heater (0.81 UEF - High Draw) - Cold ¦ PG&E ¦ Cold | Com ¦ Com Efficient Tankless Gas Water Heater (0.81 UEF - High Draw) - Cold | PG&E ¦ Cold | PG&E | All | Electric & Gas | Tankless Gas WH (0.81 UEF - High Draw) | Efficient | 0 | Conventional | WaterHeat | Com - Refrig. Warehouse | Com | ROB and NEW | 0 | 1000 sqft2 of floor space | 1000 sqft served | 20 | DEER:Indoor_CFL_Ltg | -214.7921 | 6.7949e-07 | 20.2376 | SWHC006-07 relative to SWHC031-02 | 9.8628 | 2022 | 0 | 4.1597 | 2022 | 0 | 0 | SWHC006-07 relative to SWHC031-02 | Com Small Gas Water Heaters - Cold ¦ PG&E ¦ Cold | Com Small Gas Water Heaters - Cold | 0.22621 | 1 | 0.025 | CBSA 2019 | -10.2087 | 2012 | 0.6 | SWHC006-07, SWHC031-02
COM-WATERHEAT-FS-12.33 | Com ¦ Com Efficient Tankless Gas Water Heater (0.81 UEF - High Draw) - Cold ¦ PG&E ¦ Cold | Com ¦ Com Efficient Tankless Gas Water Heater (0.81 UEF - High Draw) - Cold | PG&E ¦ Cold | PG&E | All | Electric & Gas | Tankless Gas WH (0.81 UEF - High Draw) | Efficient | 0 | Conventional | WaterHeat | Com - Restaurant | Com | ROB and NEW | 0 | 1000 sqft2 of floor space | 1000 sqft served | 20 | DEER:Indoor_CFL_Ltg | -8849.3082 | 6.7604e-05 | 891.3995 | SWHC006-07 relative to SWHC031-02 | 923.9947 | 2022 | 0 | 389.7019 | 2022 | 0 | 0 | SWHC006-07 relative to SWHC031-02 | Com Small Gas Water Heaters - Cold ¦ PG&E ¦ Cold | Com Small Gas Water Heaters - Cold | 0.79319 | 1 | 0.025 | CBSA 2019 | -47.9728 | 2012 | 0.6 | SWHC006-07, SWHC031-02
COM-WATERHEAT-FS-12.34 | Com ¦ Com Efficient Tankless Gas Water Heater (0.81 UEF - High Draw) - Cold ¦ PG&E ¦ Cold | Com ¦ Com Efficient Tankless Gas Water Heater (0.81 UEF - High Draw) - Cold | PG&E ¦ Cold | PG&E | All | Electric & Gas | Tankless Gas WH (0.81 UEF - High Draw) | Efficient | 0 | Conventional | WaterHeat | Com - Retail | Com | ROB and NEW | 0 | 1000 sqft2 of floor space | 1000 sqft served | 20 | DEER:Indoor_CFL_Ltg | -136.9714 | 8.0908e-07 | 13.2351 | SWHC006-07 relative to SWHC031-02 | 13.2116 | 2022 | 0 | 5.5721 | 2022 | 0 | 0 | SWHC006-07 relative to SWHC031-02 | Com Small Gas Water Heaters - Cold ¦ PG&E ¦ Cold | Com Small Gas Water Heaters - Cold | 0.40063 | 1 | 0.025 | CBSA 2019 | -1973.3482 | 2012 | 0.6 | SWHC006-07, SWHC031-02
COM-WATERHEAT-FS-12.35 | Com ¦ Com Efficient Tankless Gas Water Heater (0.81 UEF - High Draw) - Cold ¦ PG&E ¦ Cold | Com ¦ Com Efficient Tankless Gas Water Heater (0.81 UEF - High Draw) - Cold | PG&E ¦ Cold | PG&E | All | Electric & Gas | Tankless Gas WH (0.81 UEF - High Draw) | Efficient | 0 | Conventional | WaterHeat | Com - School | Com | ROB and NEW | 0 | 1000 sqft2 of floor space | 1000 sqft served | 20 | DEER:Indoor_CFL_Ltg | -781.3666 | 0 | 73.39 | SWHC006-07 relative to SWHC031-02 | 108.8286 | 2022 | 0 | 45.8993 | 2022 | 0 | 0 | SWHC006-07 relative to SWHC031-02 | Com Small Gas Water Heaters - Cold ¦ PG&E ¦ Cold | Com Small Gas Water Heaters - Cold | 0.76922 | 1 | 0.025 | CBSA 2019 | -18.5356 | 2012 | 0.6 | SWHC006-07, SWHC031-02
COM-WATERHEAT-FS-12.36 | Com ¦ Com Efficient Tankless Gas Water Heater (0.81 UEF - High Draw) - Cold ¦ PG&E ¦ Cold | Com ¦ Com Efficient Tankless Gas Water Heater (0.81 UEF - High Draw) - Cold | PG&E ¦ Cold | PG&E | All | Electric & Gas | Tankless Gas WH (0.81 UEF - High Draw) | Efficient | 0 | Conventional | WaterHeat | Com - Warehouse | Com | ROB and NEW | 0 | 1000 sqft2 of floor space | 1000 sqft served | 20 | DEER:Indoor_CFL_Ltg | -24.1321 | 2.7898e-08 | 2.117 | SWHC006-07 relative to SWHC031-02 | 1.9726 | 2022 | 0 | 0.83195 | 2022 | 0 | 0 | SWHC006-07 relative to SWHC031-02 | Com Small Gas Water Heaters - Cold ¦ PG&E ¦ Cold | Com Small Gas Water Heaters - Cold | 0.1976 | 1 | 0.025 | CBSA 2019 | -14.4173 | 2012 | 0.6 | SWHC006-07, SWHC031-02
COM-WATERHEAT-FS-12.37 | Com ¦ Com Efficient Tankless Gas Water Heater (0.81 UEF - High Draw) - Marine ¦ SCE ¦ Marine | Com ¦ Com Efficient Tankless Gas Water Heater (0.81 UEF - High Draw) - Marine | SCE ¦ Marine | SCE | All | Electric & Gas | Tankless Gas WH (0.81 UEF - High Draw) | Efficient | 0 | Conventional | WaterHeat | Com - College | Com | ROB and NEW | 0 | 1000 sqft2 of floor space | 1000 sqft served | 20 | DEER:Indoor_CFL_Ltg | -586.1643 | 6.3924e-06 | 61.8356 | SWHC006-07 relative to SWHC031-02 | 68.5453 | 2022 | 0 | 28.9095 | 2022 | 0 | 0 | SWHC006-07 relative to SWHC031-02 | Com Small Gas Water Heaters - Marine ¦ SCE ¦ Marine | Com Small Gas Water Heaters - Marine | 0.74815 | 1 | 0.025 | CBSA 2019 | -15.7689 | 2012 | 0.6 | SWHC006-07, SWHC031-02
COM-WATERHEAT-FS-12.38 | Com ¦ Com Efficient Tankless Gas Water Heater (0.81 UEF - High Draw) - Marine ¦ SCE ¦ Marine | Com ¦ Com Efficient Tankless Gas Water Heater (0.81 UEF - High Draw) - Marine | SCE ¦ Marine | SCE | All | Electric & Gas | Tankless Gas WH (0.81 UEF - High Draw) | Efficient | 0 | Conventional | WaterHeat | Com - Grocery | Com | ROB and NEW | 0 | 1000 sqft2 of floor space | 1000 sqft served | 20 | DEER:Indoor_CFL_Ltg | -804.4177 | 6.4159e-06 | 83.7039 | SWHC006-07 relative to SWHC031-02 | 56.8791 | 2022 | 0 | 23.9892 | 2022 | 0 | 0 | SWHC006-07 relative to SWHC031-02 | Com Small Gas Water Heaters - Marine ¦ SCE ¦ Marine | Com Small Gas Water Heaters - Marine | 0.59609 | 1 | 0.025 | CBSA 2019 | -158.3703 | 2012 | 0.6 | SWHC006-07, SWHC031-02
COM-WATERHEAT-FS-12.39 | Com ¦ Com Efficient Tankless Gas Water Heater (0.81 UEF - High Draw) - Marine ¦ SCE ¦ Marine | Com ¦ Com Efficient Tankless Gas Water Heater (0.81 UEF - High Draw) - Marine | SCE ¦ Marine | SCE | All | Electric & Gas | Tankless Gas WH (0.81 UEF - High Draw) | Efficient | 0 | Conventional | WaterHeat | Com - Health | Com | ROB and NEW | 0 | 1000 sqft2 of floor space | 1000 sqft served | 20 | DEER:Indoor_CFL_Ltg | -1655.4095 | 8.4787e-06 | 174.812 | SWHC006-07 relative to SWHC031-02 | 103.8235 | 2022 | 0 | 43.7884 | 2022 | 0 | 0 | SWHC006-07 relative to SWHC031-02 | Com Small Gas Water Heaters - Marine ¦ SCE ¦ Marine | Com Small Gas Water Heaters - Marine | 0.52611 | 1 | 0.025 | CBSA 2019 | -388.2623 | 2012 | 0.6 | SWHC006-07, SWHC031-02
COM-WATERHEAT-FS-12.40 | Com ¦ Com Efficient Tankless Gas Water Heater (0.81 UEF - High Draw) - Marine ¦ SCE ¦ Marine | Com ¦ Com Efficient Tankless Gas Water Heater (0.81 UEF - High Draw) - Marine | SCE ¦ Marine | SCE | All | Electric & Gas | Tankless Gas WH (0.81 UEF - High Draw) | Efficient | 0 | Conventional | WaterHeat | Com - Lodging | Com | ROB and NEW | 0 | 1000 sqft2 of floor space | 1000 sqft served | 20 | DEER:Indoor_CFL_Ltg | -1293.1746 | 6.7946e-06 | 133.6824 | SWHC006-07 relative to SWHC031-02 | 65.3267 | 2022 | 0 | 27.552 | 2022 | 0 | 0 | SWHC006-07 relative to SWHC031-02 | Com Small Gas Water Heaters - Marine ¦ SCE ¦ Marine | Com Small Gas Water Heaters - Marine | 0.73871 | 1 | 0.025 | CBSA 2019 | -947.0585 | 2012 | 0.6 | SWHC006-07, SWHC031-02
COM-WATERHEAT-FS-12.41 | Com ¦ Com Efficient Tankless Gas Water Heater (0.81 UEF - High Draw) - Marine ¦ SCE ¦ Marine | Com ¦ Com Efficient Tankless Gas Water Heater (0.81 UEF - High Draw) - Marine | SCE ¦ Marine | SCE | All | Electric & Gas | Tankless Gas WH (0.81 UEF - High Draw) | Efficient | 0 | Conventional | WaterHeat | Com - Office (Large) | Com | ROB and NEW | 0 | 1000 sqft2 of floor space | 1000 sqft served | 20 | DEER:Indoor_CFL_Ltg | -165.0784 | 3.4609e-07 | 17.4976 | SWHC006-07 relative to SWHC031-02 | 21.3297 | 2022 | 0 | 8.9959 | 2022 | 0 | 0 | SWHC006-07 relative to SWHC031-02 | Com Small Gas Water Heaters - Marine ¦ SCE ¦ Marine | Com Small Gas Water Heaters - Marine | 0.46177 | 1 | 0.025 | CBSA 2019 | -57.9596 | 2012 | 0.6 | SWHC006-07, SWHC031-02
COM-WATERHEAT-FS-12.42 | Com ¦ Com Efficient Tankless Gas Water Heater (0.81 UEF - High Draw) - Marine ¦ SCE ¦ Marine | Com ¦ Com Efficient Tankless Gas Water Heater (0.81 UEF - High Draw) - Marine | SCE ¦ Marine | SCE | All | Electric & Gas | Tankless Gas WH (0.81 UEF - High Draw) | Efficient | 0 | Conventional | WaterHeat | Com - Office (Small) | Com | ROB and NEW | 0 | 1000 sqft2 of floor space | 1000 sqft served | 20 | DEER:Indoor_CFL_Ltg | -153.4194 | 5.3486e-08 | 16.1306 | SWHC006-07 relative to SWHC031-02 | 21.3297 | 2022 | 0 | 8.9959 | 2022 | 0 | 0 | SWHC006-07 relative to SWHC031-02 | Com Small Gas Water Heaters - Marine ¦ SCE ¦ Marine | Com Small Gas Water Heaters - Marine | 0.46177 | 1 | 0.025 | CBSA 2019 | -11.7977 | 2012 | 0.6 | SWHC006-07, SWHC031-02
COM-WATERHEAT-FS-12.43 | Com ¦ Com Efficient Tankless Gas Water Heater (0.81 UEF - High Draw) - Marine ¦ SCE ¦ Marine | Com ¦ Com Efficient Tankless Gas Water Heater (0.81 UEF - High Draw) - Marine | SCE ¦ Marine | SCE | All | Electric & Gas | Tankless Gas WH (0.81 UEF - High Draw) | Efficient | 0 | Conventional | WaterHeat | Com - Other | Com | ROB and NEW | 0 | 1000 sqft2 of floor space | 1000 sqft served | 20 | DEER:Indoor_CFL_Ltg | -1974.4649 | 1.2628e-05 | 203.0753 | SWHC006-07 relative to SWHC031-02 | 176.4079 | 2022 | 0 | 74.4014 | 2022 | 0 | 0 | SWHC006-07 relative to SWHC031-02 | Com Small Gas Water Heaters - Marine ¦ SCE ¦ Marine | Com Small Gas Water Heaters - Marine | 0.5433 | 1 | 0.025 | CBSA 2019 | -391.7361 | 2012 | 0.6 | SWHC006-07, SWHC031-02
COM-WATERHEAT-FS-12.44 | Com ¦ Com Efficient Tankless Gas Water Heater (0.81 UEF - High Draw) - Marine ¦ SCE ¦ Marine | Com ¦ Com Efficient Tankless Gas Water Heater (0.81 UEF - High Draw) - Marine | SCE ¦ Marine | SCE | All | Electric & Gas | Tankless Gas WH (0.81 UEF - High Draw) | Efficient | 0 | Conventional | WaterHeat | Com - Refrig. Warehouse | Com | ROB and NEW | 0 | 1000 sqft2 of floor space | 1000 sqft served | 20 | DEER:Indoor_CFL_Ltg | -164.3023 | 6.0161e-07 | 17.5038 | SWHC006-07 relative to SWHC031-02 | 9.8628 | 2022 | 0 | 4.1597 | 2022 | 0 | 0 | SWHC006-07 relative to SWHC031-02 | Com Small Gas Water Heaters - Marine ¦ SCE ¦ Marine | Com Small Gas Water Heaters - Marine | 0.22621 | 1 | 0.025 | CBSA 2019 | -9.2904 | 2012 | 0.6 | SWHC006-07, SWHC031-02
COM-WATERHEAT-FS-12.45 | Com ¦ Com Efficient Tankless Gas Water Heater (0.81 UEF - High Draw) - Marine ¦ SCE ¦ Marine | Com ¦ Com Efficient Tankless Gas Water Heater (0.81 UEF - High Draw) - Marine | SCE ¦ Marine | SCE | All | Electric & Gas | Tankless Gas WH (0.81 UEF - High Draw) | Efficient | 0 | Conventional | WaterHeat | Com - Restaurant | Com | ROB and NEW | 0 | 1000 sqft2 of floor space | 1000 sqft served | 20 | DEER:Indoor_CFL_Ltg | -7094.9801 | 6.0021e-05 | 779.4896 | SWHC006-07 relative to SWHC031-02 | 923.9947 | 2022 | 0 | 389.7019 | 2022 | 0 | 0 | SWHC006-07 relative to SWHC031-02 | Com Small Gas Water Heaters - Marine ¦ SCE ¦ Marine | Com Small Gas Water Heaters - Marine | 0.79319 | 1 | 0.025 | CBSA 2019 | -55.0639 | 2012 | 0.6 | SWHC006-07, SWHC031-02
COM-WATERHEAT-FS-12.46 | Com ¦ Com Efficient Tankless Gas Water Heater (0.81 UEF - High Draw) - Marine ¦ SCE ¦ Marine | Com ¦ Com Efficient Tankless Gas Water Heater (0.81 UEF - High Draw) - Marine | SCE ¦ Marine | SCE | All | Electric & Gas | Tankless Gas WH (0.81 UEF - High Draw) | Efficient | 0 | Conventional | WaterHeat | Com - Retail | Com | ROB and NEW | 0 | 1000 sqft2 of floor space | 1000 sqft served | 20 | DEER:Indoor_CFL_Ltg | -110.0009 | 7.1638e-07 | 11.5026 | SWHC006-07 relative to SWHC031-02 | 13.2116 | 2022 | 0 | 5.5721 | 2022 | 0 | 0 | SWHC006-07 relative to SWHC031-02 | Com Small Gas Water Heaters - Marine ¦ SCE ¦ Marine | Com Small Gas Water Heaters - Marine | 0.40063 | 1 | 0.025 | CBSA 2019 | -1715.9049 | 2012 | 0.6 | SWHC006-07, SWHC031-02
COM-WATERHEAT-FS-12.47 | Com ¦ Com Efficient Tankless Gas Water Heater (0.81 UEF - High Draw) - Marine ¦ SCE ¦ Marine | Com ¦ Com Efficient Tankless Gas Water Heater (0.81 UEF - High Draw) - Marine | SCE ¦ Marine | SCE | All | Electric & Gas | Tankless Gas WH (0.81 UEF - High Draw) | Efficient | 0 | Conventional | WaterHeat | Com - School | Com | ROB and NEW | 0 | 1000 sqft2 of floor space | 1000 sqft served | 20 | DEER:Indoor_CFL_Ltg | -587.4368 | 1.6336e-06 | 63.7735 | SWHC006-07 relative to SWHC031-02 | 108.8286 | 2022 | 0 | 45.8993 | 2022 | 0 | 0 | SWHC006-07 relative to SWHC031-02 | Com Small Gas Water Heaters - Marine ¦ SCE ¦ Marine | Com Small Gas Water Heaters - Marine | 0.76922 | 1 | 0.025 | CBSA 2019 | -21.1355 | 2012 | 0.6 | SWHC006-07, SWHC031-02
COM-WATERHEAT-FS-12.48 | Com ¦ Com Efficient Tankless Gas Water Heater (0.81 UEF - High Draw) - Marine ¦ SCE ¦ Marine | Com ¦ Com Efficient Tankless Gas Water Heater (0.81 UEF - High Draw) - Marine | SCE ¦ Marine | SCE | All | Electric & Gas | Tankless Gas WH (0.81 UEF - High Draw) | Efficient | 0 | Conventional | WaterHeat | Com - Warehouse | Com | ROB and NEW | 0 | 1000 sqft2 of floor space | 1000 sqft served | 20 | DEER:Indoor_CFL_Ltg | -17.7995 | 2.4646e-08 | 1.8437 | SWHC006-07 relative to SWHC031-02 | 1.9726 | 2022 | 0 | 0.83195 | 2022 | 0 | 0 | SWHC006-07 relative to SWHC031-02 | Com Small Gas Water Heaters - Marine ¦ SCE ¦ Marine | Com Small Gas Water Heaters - Marine | 0.1976 | 1 | 0.025 | CBSA 2019 | -12.7948 | 2012 | 0.6 | SWHC006-07, SWHC031-02
COM-WATERHEAT-FS-12.49 | Com ¦ Com Efficient Tankless Gas Water Heater (0.81 UEF - High Draw) - Hot-Dry ¦ SCE ¦ Hot-Dry | Com ¦ Com Efficient Tankless Gas Water Heater (0.81 UEF - High Draw) - Hot-Dry | SCE ¦ Hot-Dry | SCE | All | Electric & Gas | Tankless Gas WH (0.81 UEF - High Draw) | Efficient | 0 | Conventional | WaterHeat | Com - College | Com | ROB and NEW | 0 | 1000 sqft2 of floor space | 1000 sqft served | 20 | DEER:Indoor_CFL_Ltg | -597.1193 | 6.0477e-06 | 60.7053 | SWHC006-07 relative to SWHC031-02 | 68.5453 | 2022 | 0 | 28.9095 | 2022 | 0 | 0 | SWHC006-07 relative to SWHC031-02 | Com Small Gas Water Heaters - Hot-Dry ¦ SCE ¦ Hot-Dry | Com Small Gas Water Heaters - Hot-Dry | 0.74815 | 1 | 0.025 | CBSA 2019 | -14.7442 | 2012 | 0.6 | SWHC006-07, SWHC031-02
COM-WATERHEAT-FS-12.50 | Com ¦ Com Efficient Tankless Gas Water Heater (0.81 UEF - High Draw) - Hot-Dry ¦ SCE ¦ Hot-Dry | Com ¦ Com Efficient Tankless Gas Water Heater (0.81 UEF - High Draw) - Hot-Dry | SCE ¦ Hot-Dry | SCE | All | Electric & Gas | Tankless Gas WH (0.81 UEF - High Draw) | Efficient | 0 | Conventional | WaterHeat | Com - Grocery | Com | ROB and NEW | 0 | 1000 sqft2 of floor space | 1000 sqft served | 20 | DEER:Indoor_CFL_Ltg | -814.2889 | 6.0704e-06 | 81.7333 | SWHC006-07 relative to SWHC031-02 | 56.8791 | 2022 | 0 | 23.9892 | 2022 | 0 | 0 | SWHC006-07 relative to SWHC031-02 | Com Small Gas Water Heaters - Hot-Dry ¦ SCE ¦ Hot-Dry | Com Small Gas Water Heaters - Hot-Dry | 0.59609 | 1 | 0.025 | CBSA 2019 | -154.0083 | 2012 | 0.6 | SWHC006-07, SWHC031-02
COM-WATERHEAT-FS-12.51 | Com ¦ Com Efficient Tankless Gas Water Heater (0.81 UEF - High Draw) - Hot-Dry ¦ SCE ¦ Hot-Dry | Com ¦ Com Efficient Tankless Gas Water Heater (0.81 UEF - High Draw) - Hot-Dry | SCE ¦ Hot-Dry | SCE | All | Electric & Gas | Tankless Gas WH (0.81 UEF - High Draw) | Efficient | 0 | Conventional | WaterHeat | Com - Health | Com | ROB and NEW | 0 | 1000 sqft2 of floor space | 1000 sqft served | 20 | DEER:Indoor_CFL_Ltg | -1669.6023 | 8.014e-06 | 171.2161 | SWHC006-07 relative to SWHC031-02 | 103.8235 | 2022 | 0 | 43.7884 | 2022 | 0 | 0 | SWHC006-07 relative to SWHC031-02 | Com Small Gas Water Heaters - Hot-Dry ¦ SCE ¦ Hot-Dry | Com Small Gas Water Heaters - Hot-Dry | 0.52611 | 1 | 0.025 | CBSA 2019 | -379.5608 | 2012 | 0.6 | SWHC006-07, SWHC031-02
COM-WATERHEAT-FS-12.52 | Com ¦ Com Efficient Tankless Gas Water Heater (0.81 UEF - High Draw) - Hot-Dry ¦ SCE ¦ Hot-Dry | Com ¦ Com Efficient Tankless Gas Water Heater (0.81 UEF - High Draw) - Hot-Dry | SCE ¦ Hot-Dry | SCE | All | Electric & Gas | Tankless Gas WH (0.81 UEF - High Draw) | Efficient | 0 | Conventional | WaterHeat | Com - Lodging | Com | ROB and NEW | 0 | 1000 sqft2 of floor space | 1000 sqft served | 20 | DEER:Indoor_CFL_Ltg | -1304.3404 | 6.4575e-06 | 130.9059 | SWHC006-07 relative to SWHC031-02 | 65.3267 | 2022 | 0 | 27.552 | 2022 | 0 | 0 | SWHC006-07 relative to SWHC031-02 | Com Small Gas Water Heaters - Hot-Dry ¦ SCE ¦ Hot-Dry | Com Small Gas Water Heaters - Hot-Dry | 0.73871 | 1 | 0.025 | CBSA 2019 | -925.2989 | 2012 | 0.6 | SWHC006-07, SWHC031-02
COM-WATERHEAT-FS-12.53 | Com ¦ Com Efficient Tankless Gas Water Heater (0.81 UEF - High Draw) - Hot-Dry ¦ SCE ¦ Hot-Dry | Com ¦ Com Efficient Tankless Gas Water Heater (0.81 UEF - High Draw) - Hot-Dry | SCE ¦ Hot-Dry | SCE | All | Electric & Gas | Tankless Gas WH (0.81 UEF - High Draw) | Efficient | 0 | Conventional | WaterHeat | Com - Office (Large) | Com | ROB and NEW | 0 | 1000 sqft2 of floor space | 1000 sqft served | 20 | DEER:Indoor_CFL_Ltg | -167.6696 | 3.2943e-07 | 17.1654 | SWHC006-07 relative to SWHC031-02 | 21.3297 | 2022 | 0 | 8.9959 | 2022 | 0 | 0 | SWHC006-07 relative to SWHC031-02 | Com Small Gas Water Heaters - Hot-Dry ¦ SCE ¦ Hot-Dry | Com Small Gas Water Heaters - Hot-Dry | 0.46177 | 1 | 0.025 | CBSA 2019 | -56.7695 | 2012 | 0.6 | SWHC006-07, SWHC031-02
COM-WATERHEAT-FS-12.54 | Com ¦ Com Efficient Tankless Gas Water Heater (0.81 UEF - High Draw) - Hot-Dry ¦ SCE ¦ Hot-Dry | Com ¦ Com Efficient Tankless Gas Water Heater (0.81 UEF - High Draw) - Hot-Dry | SCE ¦ Hot-Dry | SCE | All | Electric & Gas | Tankless Gas WH (0.81 UEF - High Draw) | Efficient | 0 | Conventional | WaterHeat | Com - Office (Small) | Com | ROB and NEW | 0 | 1000 sqft2 of floor space | 1000 sqft served | 20 | DEER:Indoor_CFL_Ltg | -155.8254 | 5.071e-08 | 15.8167 | SWHC006-07 relative to SWHC031-02 | 21.3297 | 2022 | 0 | 8.9959 | 2022 | 0 | 0 | SWHC006-07 relative to SWHC031-02 | Com Small Gas Water Heaters - Hot-Dry ¦ SCE ¦ Hot-Dry | Com Small Gas Water Heaters - Hot-Dry | 0.46177 | 1 | 0.025 | CBSA 2019 | -11.4278 | 2012 | 0.6 | SWHC006-07, SWHC031-02
COM-WATERHEAT-FS-12.55 | Com ¦ Com Efficient Tankless Gas Water Heater (0.81 UEF - High Draw) - Hot-Dry ¦ SCE ¦ Hot-Dry | Com ¦ Com Efficient Tankless Gas Water Heater (0.81 UEF - High Draw) - Hot-Dry | SCE ¦ Hot-Dry | SCE | All | Electric & Gas | Tankless Gas WH (0.81 UEF - High Draw) | Efficient | 0 | Conventional | WaterHeat | Com - Other | Com | ROB and NEW | 0 | 1000 sqft2 of floor space | 1000 sqft served | 20 | DEER:Indoor_CFL_Ltg | -2005.0797 | 1.1985e-05 | 200.0231 | SWHC006-07 relative to SWHC031-02 | 176.4079 | 2022 | 0 | 74.4014 | 2022 | 0 | 0 | SWHC006-07 relative to SWHC031-02 | Com Small Gas Water Heaters - Hot-Dry ¦ SCE ¦ Hot-Dry | Com Small Gas Water Heaters - Hot-Dry | 0.5433 | 1 | 0.025 | CBSA 2019 | -382.3135 | 2012 | 0.6 | SWHC006-07, SWHC031-02
COM-WATERHEAT-FS-12.56 | Com ¦ Com Efficient Tankless Gas Water Heater (0.81 UEF - High Draw) - Hot-Dry ¦ SCE ¦ Hot-Dry | Com ¦ Com Efficient Tankless Gas Water Heater (0.81 UEF - High Draw) - Hot-Dry | SCE ¦ Hot-Dry | SCE | All | Electric & Gas | Tankless Gas WH (0.81 UEF - High Draw) | Efficient | 0 | Conventional | WaterHeat | Com - Refrig. Warehouse | Com | ROB and NEW | 0 | 1000 sqft2 of floor space | 1000 sqft served | 20 | DEER:Indoor_CFL_Ltg | -166.014 | 5.6995e-07 | 17.1623 | SWHC006-07 relative to SWHC031-02 | 9.8628 | 2022 | 0 | 4.1597 | 2022 | 0 | 0 | SWHC006-07 relative to SWHC031-02 | Com Small Gas Water Heaters - Hot-Dry ¦ SCE ¦ Hot-Dry | Com Small Gas Water Heaters - Hot-Dry | 0.22621 | 1 | 0.025 | CBSA 2019 | -9.0036 | 2012 | 0.6 | SWHC006-07, SWHC031-02
COM-WATERHEAT-FS-12.57 | Com ¦ Com Efficient Tankless Gas Water Heater (0.81 UEF - High Draw) - Hot-Dry ¦ SCE ¦ Hot-Dry | Com ¦ Com Efficient Tankless Gas Water Heater (0.81 UEF - High Draw) - Hot-Dry | SCE ¦ Hot-Dry | SCE | All | Electric & Gas | Tankless Gas WH (0.81 UEF - High Draw) | Efficient | 0 | Conventional | WaterHeat | Com - Restaurant | Com | ROB and NEW | 0 | 1000 sqft2 of floor space | 1000 sqft served | 20 | DEER:Indoor_CFL_Ltg | -7214.5376 | 5.6936e-05 | 764.3603 | SWHC006-07 relative to SWHC031-02 | 923.9947 | 2022 | 0 | 389.7019 | 2022 | 0 | 0 | SWHC006-07 relative to SWHC031-02 | Com Small Gas Water Heaters - Hot-Dry ¦ SCE ¦ Hot-Dry | Com Small Gas Water Heaters - Hot-Dry | 0.79319 | 1 | 0.025 | CBSA 2019 | -48.7511 | 2012 | 0.6 | SWHC006-07, SWHC031-02
COM-WATERHEAT-FS-12.58 | Com ¦ Com Efficient Tankless Gas Water Heater (0.81 UEF - High Draw) - Hot-Dry ¦ SCE ¦ Hot-Dry | Com ¦ Com Efficient Tankless Gas Water Heater (0.81 UEF - High Draw) - Hot-Dry | SCE ¦ Hot-Dry | SCE | All | Electric & Gas | Tankless Gas WH (0.81 UEF - High Draw) | Efficient | 0 | Conventional | WaterHeat | Com - Retail | Com | ROB and NEW | 0 | 1000 sqft2 of floor space | 1000 sqft served | 20 | DEER:Indoor_CFL_Ltg | -111.9217 | 6.7976e-07 | 11.2732 | SWHC006-07 relative to SWHC031-02 | 13.2116 | 2022 | 0 | 5.5721 | 2022 | 0 | 0 | SWHC006-07 relative to SWHC031-02 | Com Small Gas Water Heaters - Hot-Dry ¦ SCE ¦ Hot-Dry | Com Small Gas Water Heaters - Hot-Dry | 0.40063 | 1 | 0.025 | CBSA 2019 | -1681.2839 | 2012 | 0.6 | SWHC006-07, SWHC031-02
COM-WATERHEAT-FS-12.59 | Com ¦ Com Efficient Tankless Gas Water Heater (0.81 UEF - High Draw) - Hot-Dry ¦ SCE ¦ Hot-Dry | Com ¦ Com Efficient Tankless Gas Water Heater (0.81 UEF - High Draw) - Hot-Dry | SCE ¦ Hot-Dry | SCE | All | Electric & Gas | Tankless Gas WH (0.81 UEF - High Draw) | Efficient | 0 | Conventional | WaterHeat | Com - School | Com | ROB and NEW | 0 | 1000 sqft2 of floor space | 1000 sqft served | 20 | DEER:Indoor_CFL_Ltg | -599.4412 | 1.5486e-06 | 62.7386 | SWHC006-07 relative to SWHC031-02 | 108.8286 | 2022 | 0 | 45.8993 | 2022 | 0 | 0 | SWHC006-07 relative to SWHC031-02 | Com Small Gas Water Heaters - Hot-Dry ¦ SCE ¦ Hot-Dry | Com Small Gas Water Heaters - Hot-Dry | 0.76922 | 1 | 0.025 | CBSA 2019 | -19.6095 | 2012 | 0.6 | SWHC006-07, SWHC031-02
COM-WATERHEAT-FS-12.60 | Com ¦ Com Efficient Tankless Gas Water Heater (0.81 UEF - High Draw) - Hot-Dry ¦ SCE ¦ Hot-Dry | Com ¦ Com Efficient Tankless Gas Water Heater (0.81 UEF - High Draw) - Hot-Dry | SCE ¦ Hot-Dry | SCE | All | Electric & Gas | Tankless Gas WH (0.81 UEF - High Draw) | Efficient | 0 | Conventional | WaterHeat | Com - Warehouse | Com | ROB and NEW | 0 | 1000 sqft2 of floor space | 1000 sqft served | 20 | DEER:Indoor_CFL_Ltg | -17.9706 | 2.3448e-08 | 1.8095 | SWHC006-07 relative to SWHC031-02 | 1.9726 | 2022 | 0 | 0.83195 | 2022 | 0 | 0 | SWHC006-07 relative to SWHC031-02 | Com Small Gas Water Heaters - Hot-Dry ¦ SCE ¦ Hot-Dry | Com Small Gas Water Heaters - Hot-Dry | 0.1976 | 1 | 0.025 | CBSA 2019 | -12.5206 | 2012 | 0.6 | SWHC006-07, SWHC031-02
COM-WATERHEAT-FS-12.61 | Com ¦ Com Efficient Tankless Gas Water Heater (0.81 UEF - High Draw) - Cold ¦ SCE ¦ Cold | Com ¦ Com Efficient Tankless Gas Water Heater (0.81 UEF - High Draw) - Cold | SCE ¦ Cold | SCE | All | Electric & Gas | Tankless Gas WH (0.81 UEF - High Draw) | Efficient | 0 | Conventional | WaterHeat | Com - College | Com | ROB and NEW | 0 | 1000 sqft2 of floor space | 1000 sqft served | 20 | DEER:Indoor_CFL_Ltg | -763.6899 | 3.0599e-06 | 71.4032 | SWHC006-07 relative to SWHC031-02 | 68.5453 | 2022 | 0 | 28.9095 | 2022 | 0 | 0 | SWHC006-07 relative to SWHC031-02 | Com Small Gas Water Heaters - Cold ¦ SCE ¦ Cold | Com Small Gas Water Heaters - Cold | 0.74815 | 1 | 0.025 | CBSA 2019 | -15.2574 | 2012 | 0.6 | SWHC006-07, SWHC031-02
COM-WATERHEAT-FS-12.62 | Com ¦ Com Efficient Tankless Gas Water Heater (0.81 UEF - High Draw) - Cold ¦ SCE ¦ Cold | Com ¦ Com Efficient Tankless Gas Water Heater (0.81 UEF - High Draw) - Cold | SCE ¦ Cold | SCE | All | Electric & Gas | Tankless Gas WH (0.81 UEF - High Draw) | Efficient | 0 | Conventional | WaterHeat | Com - Grocery | Com | ROB and NEW | 0 | 1000 sqft2 of floor space | 1000 sqft served | 20 | DEER:Indoor_CFL_Ltg | -1006.759 | 7.2549e-06 | 96.0194 | SWHC006-07 relative to SWHC031-02 | 56.8791 | 2022 | 0 | 23.9892 | 2022 | 0 | 0 | SWHC006-07 relative to SWHC031-02 | Com Small Gas Water Heaters - Cold ¦ SCE ¦ Cold | Com Small Gas Water Heaters - Cold | 0.59609 | 1 | 0.025 | CBSA 2019 | -179.8251 | 2012 | 0.6 | SWHC006-07, SWHC031-02
COM-WATERHEAT-FS-12.63 | Com ¦ Com Efficient Tankless Gas Water Heater (0.81 UEF - High Draw) - Cold ¦ SCE ¦ Cold | Com ¦ Com Efficient Tankless Gas Water Heater (0.81 UEF - High Draw) - Cold | SCE ¦ Cold | SCE | All | Electric & Gas | Tankless Gas WH (0.81 UEF - High Draw) | Efficient | 0 | Conventional | WaterHeat | Com - Health | Com | ROB and NEW | 0 | 1000 sqft2 of floor space | 1000 sqft served | 20 | DEER:Indoor_CFL_Ltg | -2067.0779 | 9.5832e-06 | 201.5198 | SWHC006-07 relative to SWHC031-02 | 103.8235 | 2022 | 0 | 43.7884 | 2022 | 0 | 0 | SWHC006-07 relative to SWHC031-02 | Com Small Gas Water Heaters - Cold ¦ SCE ¦ Cold | Com Small Gas Water Heaters - Cold | 0.52611 | 1 | 0.025 | CBSA 2019 | -445.2281 | 2012 | 0.6 | SWHC006-07, SWHC031-02
COM-WATERHEAT-FS-12.64 | Com ¦ Com Efficient Tankless Gas Water Heater (0.81 UEF - High Draw) - Cold ¦ SCE ¦ Cold | Com ¦ Com Efficient Tankless Gas Water Heater (0.81 UEF - High Draw) - Cold | SCE ¦ Cold | SCE | All | Electric & Gas | Tankless Gas WH (0.81 UEF - High Draw) | Efficient | 0 | Conventional | WaterHeat | Com - Lodging | Com | ROB and NEW | 0 | 1000 sqft2 of floor space | 1000 sqft served | 20 | DEER:Indoor_CFL_Ltg | -1611.2772 | 7.6932e-06 | 154.2925 | SWHC006-07 relative to SWHC031-02 | 65.3267 | 2022 | 0 | 27.552 | 2022 | 0 | 0 | SWHC006-07 relative to SWHC031-02 | Com Small Gas Water Heaters - Cold ¦ SCE ¦ Cold | Com Small Gas Water Heaters - Cold | 0.73871 | 1 | 0.025 | CBSA 2019 | -1086.5422 | 2012 | 0.6 | SWHC006-07, SWHC031-02
COM-WATERHEAT-FS-12.65 | Com ¦ Com Efficient Tankless Gas Water Heater (0.81 UEF - High Draw) - Cold ¦ SCE ¦ Cold | Com ¦ Com Efficient Tankless Gas Water Heater (0.81 UEF - High Draw) - Cold | SCE ¦ Cold | SCE | All | Electric & Gas | Tankless Gas WH (0.81 UEF - High Draw) | Efficient | 0 | Conventional | WaterHeat | Com - Office (Large) | Com | ROB and NEW | 0 | 1000 sqft2 of floor space | 1000 sqft served | 20 | DEER:Indoor_CFL_Ltg | -214.6769 | 3.9236e-07 | 20.1213 | SWHC006-07 relative to SWHC031-02 | 21.3297 | 2022 | 0 | 8.9959 | 2022 | 0 | 0 | SWHC006-07 relative to SWHC031-02 | Com Small Gas Water Heaters - Cold ¦ SCE ¦ Cold | Com Small Gas Water Heaters - Cold | 0.46177 | 1 | 0.025 | CBSA 2019 | -66.2617 | 2012 | 0.6 | SWHC006-07, SWHC031-02
COM-WATERHEAT-FS-12.66 | Com ¦ Com Efficient Tankless Gas Water Heater (0.81 UEF - High Draw) - Cold ¦ SCE ¦ Cold | Com ¦ Com Efficient Tankless Gas Water Heater (0.81 UEF - High Draw) - Cold | SCE ¦ Cold | SCE | All | Electric & Gas | Tankless Gas WH (0.81 UEF - High Draw) | Efficient | 0 | Conventional | WaterHeat | Com - Office (Small) | Com | ROB and NEW | 0 | 1000 sqft2 of floor space | 1000 sqft served | 20 | DEER:Indoor_CFL_Ltg | -199.8717 | 6.0334e-08 | 18.4588 | SWHC006-07 relative to SWHC031-02 | 21.3297 | 2022 | 0 | 8.9959 | 2022 | 0 | 0 | SWHC006-07 relative to SWHC031-02 | Com Small Gas Water Heaters - Cold ¦ SCE ¦ Cold | Com Small Gas Water Heaters - Cold | 0.46177 | 1 | 0.025 | CBSA 2019 | -12.8678 | 2012 | 0.6 | SWHC006-07, SWHC031-02
COM-WATERHEAT-FS-12.67 | Com ¦ Com Efficient Tankless Gas Water Heater (0.81 UEF - High Draw) - Cold ¦ SCE ¦ Cold | Com ¦ Com Efficient Tankless Gas Water Heater (0.81 UEF - High Draw) - Cold | SCE ¦ Cold | SCE | All | Electric & Gas | Tankless Gas WH (0.81 UEF - High Draw) | Efficient | 0 | Conventional | WaterHeat | Com - Other | Com | ROB and NEW | 0 | 1000 sqft2 of floor space | 1000 sqft served | 20 | DEER:Indoor_CFL_Ltg | -2464.262 | 1.4266e-05 | 233.6364 | SWHC006-07 relative to SWHC031-02 | 176.4079 | 2022 | 0 | 74.4014 | 2022 | 0 | 0 | SWHC006-07 relative to SWHC031-02 | Com Small Gas Water Heaters - Cold ¦ SCE ¦ Cold | Com Small Gas Water Heaters - Cold | 0.5433 | 1 | 0.025 | CBSA 2019 | -439.393 | 2012 | 0.6 | SWHC006-07, SWHC031-02
COM-WATERHEAT-FS-12.68 | Com ¦ Com Efficient Tankless Gas Water Heater (0.81 UEF - High Draw) - Cold ¦ SCE ¦ Cold | Com ¦ Com Efficient Tankless Gas Water Heater (0.81 UEF - High Draw) - Cold | SCE ¦ Cold | SCE | All | Electric & Gas | Tankless Gas WH (0.81 UEF - High Draw) | Efficient | 0 | Conventional | WaterHeat | Com - Refrig. Warehouse | Com | ROB and NEW | 0 | 1000 sqft2 of floor space | 1000 sqft served | 20 | DEER:Indoor_CFL_Ltg | -214.7921 | 6.7949e-07 | 20.2376 | SWHC006-07 relative to SWHC031-02 | 9.8628 | 2022 | 0 | 4.1597 | 2022 | 0 | 0 | SWHC006-07 relative to SWHC031-02 | Com Small Gas Water Heaters - Cold ¦ SCE ¦ Cold | Com Small Gas Water Heaters - Cold | 0.22621 | 1 | 0.025 | CBSA 2019 | -10.2087 | 2012 | 0.6 | SWHC006-07, SWHC031-02
COM-WATERHEAT-FS-12.69 | Com ¦ Com Efficient Tankless Gas Water Heater (0.81 UEF - High Draw) - Cold ¦ SCE ¦ Cold | Com ¦ Com Efficient Tankless Gas Water Heater (0.81 UEF - High Draw) - Cold | SCE ¦ Cold | SCE | All | Electric & Gas | Tankless Gas WH (0.81 UEF - High Draw) | Efficient | 0 | Conventional | WaterHeat | Com - Restaurant | Com | ROB and NEW | 0 | 1000 sqft2 of floor space | 1000 sqft served | 20 | DEER:Indoor_CFL_Ltg | -8849.3082 | 6.7604e-05 | 891.3995 | SWHC006-07 relative to SWHC031-02 | 923.9947 | 2022 | 0 | 389.7019 | 2022 | 0 | 0 | SWHC006-07 relative to SWHC031-02 | Com Small Gas Water Heaters - Cold ¦ SCE ¦ Cold | Com Small Gas Water Heaters - Cold | 0.79319 | 1 | 0.025 | CBSA 2019 | -47.9728 | 2012 | 0.6 | SWHC006-07, SWHC031-02
COM-WATERHEAT-FS-12.70 | Com ¦ Com Efficient Tankless Gas Water Heater (0.81 UEF - High Draw) - Cold ¦ SCE ¦ Cold | Com ¦ Com Efficient Tankless Gas Water Heater (0.81 UEF - High Draw) - Cold | SCE ¦ Cold | SCE | All | Electric & Gas | Tankless Gas WH (0.81 UEF - High Draw) | Efficient | 0 | Conventional | WaterHeat | Com - Retail | Com | ROB and NEW | 0 | 1000 sqft2 of floor space | 1000 sqft served | 20 | DEER:Indoor_CFL_Ltg | -136.9714 | 8.0908e-07 | 13.2351 | SWHC006-07 relative to SWHC031-02 | 13.2116 | 2022 | 0 | 5.5721 | 2022 | 0 | 0 | SWHC006-07 relative to SWHC031-02 | Com Small Gas Water Heaters - Cold ¦ SCE ¦ Cold | Com Small Gas Water Heaters - Cold | 0.40063 | 1 | 0.025 | CBSA 2019 | -1973.3482 | 2012 | 0.6 | SWHC006-07, SWHC031-02
COM-WATERHEAT-FS-12.71 | Com ¦ Com Efficient Tankless Gas Water Heater (0.81 UEF - High Draw) - Cold ¦ SCE ¦ Cold | Com ¦ Com Efficient Tankless Gas Water Heater (0.81 UEF - High Draw) - Cold | SCE ¦ Cold | SCE | All | Electric & Gas | Tankless Gas WH (0.81 UEF - High Draw) | Efficient | 0 | Conventional | WaterHeat | Com - School | Com | ROB and NEW | 0 | 1000 sqft2 of floor space | 1000 sqft served | 20 | DEER:Indoor_CFL_Ltg | -781.3666 | 0 | 73.39 | SWHC006-07 relative to SWHC031-02 | 108.8286 | 2022 | 0 | 45.8993 | 2022 | 0 | 0 | SWHC006-07 relative to SWHC031-02 | Com Small Gas Water Heaters - Cold ¦ SCE ¦ Cold | Com Small Gas Water Heaters - Cold | 0.76922 | 1 | 0.025 | CBSA 2019 | -18.5356 | 2012 | 0.6 | SWHC006-07, SWHC031-02
COM-WATERHEAT-FS-12.72 | Com ¦ Com Efficient Tankless Gas Water Heater (0.81 UEF - High Draw) - Cold ¦ SCE ¦ Cold | Com ¦ Com Efficient Tankless Gas Water Heater (0.81 UEF - High Draw) - Cold | SCE ¦ Cold | SCE | All | Electric & Gas | Tankless Gas WH (0.81 UEF - High Draw) | Efficient | 0 | Conventional | WaterHeat | Com - Warehouse | Com | ROB and NEW | 0 | 1000 sqft2 of floor space | 1000 sqft served | 20 | DEER:Indoor_CFL_Ltg | -24.1321 | 2.7898e-08 | 2.117 | SWHC006-07 relative to SWHC031-02 | 1.9726 | 2022 | 0 | 0.83195 | 2022 | 0 | 0 | SWHC006-07 relative to SWHC031-02 | Com Small Gas Water Heaters - Cold ¦ SCE ¦ Cold | Com Small Gas Water Heaters - Cold | 0.1976 | 1 | 0.025 | CBSA 2019 | -14.4173 | 2012 | 0.6 | SWHC006-07, SWHC031-02
COM-WATERHEAT-FS-12.73 | Com ¦ Com Efficient Tankless Gas Water Heater (0.81 UEF - High Draw) - Marine ¦ SDG&E ¦ Marine | Com ¦ Com Efficient Tankless Gas Water Heater (0.81 UEF - High Draw) - Marine | SDG&E ¦ Marine | SDG&E | All | Electric & Gas | Tankless Gas WH (0.81 UEF - High Draw) | Efficient | 0 | Conventional | WaterHeat | Com - College | Com | ROB and NEW | 0 | 1000 sqft2 of floor space | 1000 sqft served | 20 | DEER:Indoor_CFL_Ltg | -586.1643 | 6.3924e-06 | 61.8356 | SWHC006-07 relative to SWHC031-02 | 68.5453 | 2022 | 0 | 28.9095 | 2022 | 0 | 0 | SWHC006-07 relative to SWHC031-02 | Com Small Gas Water Heaters - Marine ¦ SDG&E ¦ Marine | Com Small Gas Water Heaters - Marine | 0.74815 | 1 | 0.025 | CBSA 2019 | -15.7689 | 2012 | 0.6 | SWHC006-07, SWHC031-02
COM-WATERHEAT-FS-12.74 | Com ¦ Com Efficient Tankless Gas Water Heater (0.81 UEF - High Draw) - Marine ¦ SDG&E ¦ Marine | Com ¦ Com Efficient Tankless Gas Water Heater (0.81 UEF - High Draw) - Marine | SDG&E ¦ Marine | SDG&E | All | Electric & Gas | Tankless Gas WH (0.81 UEF - High Draw) | Efficient | 0 | Conventional | WaterHeat | Com - Grocery | Com | ROB and NEW | 0 | 1000 sqft2 of floor space | 1000 sqft served | 20 | DEER:Indoor_CFL_Ltg | -804.4177 | 6.4159e-06 | 83.7039 | SWHC006-07 relative to SWHC031-02 | 56.8791 | 2022 | 0 | 23.9892 | 2022 | 0 | 0 | SWHC006-07 relative to SWHC031-02 | Com Small Gas Water Heaters - Marine ¦ SDG&E ¦ Marine | Com Small Gas Water Heaters - Marine | 0.59609 | 1 | 0.025 | CBSA 2019 | -158.3703 | 2012 | 0.6 | SWHC006-07, SWHC031-02
COM-WATERHEAT-FS-12.75 | Com ¦ Com Efficient Tankless Gas Water Heater (0.81 UEF - High Draw) - Marine ¦ SDG&E ¦ Marine | Com ¦ Com Efficient Tankless Gas Water Heater (0.81 UEF - High Draw) - Marine | SDG&E ¦ Marine | SDG&E | All | Electric & Gas | Tankless Gas WH (0.81 UEF - High Draw) | Efficient | 0 | Conventional | WaterHeat | Com - Health | Com | ROB and NEW | 0 | 1000 sqft2 of floor space | 1000 sqft served | 20 | DEER:Indoor_CFL_Ltg | -1655.4095 | 8.4787e-06 | 174.812 | SWHC006-07 relative to SWHC031-02 | 103.8235 | 2022 | 0 | 43.7884 | 2022 | 0 | 0 | SWHC006-07 relative to SWHC031-02 | Com Small Gas Water Heaters - Marine ¦ SDG&E ¦ Marine | Com Small Gas Water Heaters - Marine | 0.52611 | 1 | 0.025 | CBSA 2019 | -388.2623 | 2012 | 0.6 | SWHC006-07, SWHC031-02
COM-WATERHEAT-FS-12.76 | Com ¦ Com Efficient Tankless Gas Water Heater (0.81 UEF - High Draw) - Marine ¦ SDG&E ¦ Marine | Com ¦ Com Efficient Tankless Gas Water Heater (0.81 UEF - High Draw) - Marine | SDG&E ¦ Marine | SDG&E | All | Electric & Gas | Tankless Gas WH (0.81 UEF - High Draw) | Efficient | 0 | Conventional | WaterHeat | Com - Lodging | Com | ROB and NEW | 0 | 1000 sqft2 of floor space | 1000 sqft served | 20 | DEER:Indoor_CFL_Ltg | -1293.1746 | 6.7946e-06 | 133.6824 | SWHC006-07 relative to SWHC031-02 | 65.3267 | 2022 | 0 | 27.552 | 2022 | 0 | 0 | SWHC006-07 relative to SWHC031-02 | Com Small Gas Water Heaters - Marine ¦ SDG&E ¦ Marine | Com Small Gas Water Heaters - Marine | 0.73871 | 1 | 0.025 | CBSA 2019 | -947.0585 | 2012 | 0.6 | SWHC006-07, SWHC031-02
COM-WATERHEAT-FS-12.77 | Com ¦ Com Efficient Tankless Gas Water Heater (0.81 UEF - High Draw) - Marine ¦ SDG&E ¦ Marine | Com ¦ Com Efficient Tankless Gas Water Heater (0.81 UEF - High Draw) - Marine | SDG&E ¦ Marine | SDG&E | All | Electric & Gas | Tankless Gas WH (0.81 UEF - High Draw) | Efficient | 0 | Conventional | WaterHeat | Com - Office (Large) | Com | ROB and NEW | 0 | 1000 sqft2 of floor space | 1000 sqft served | 20 | DEER:Indoor_CFL_Ltg | -165.0784 | 3.4609e-07 | 17.4976 | SWHC006-07 relative to SWHC031-02 | 21.3297 | 2022 | 0 | 8.9959 | 2022 | 0 | 0 | SWHC006-07 relative to SWHC031-02 | Com Small Gas Water Heaters - Marine ¦ SDG&E ¦ Marine | Com Small Gas Water Heaters - Marine | 0.46177 | 1 | 0.025 | CBSA 2019 | -57.9596 | 2012 | 0.6 | SWHC006-07, SWHC031-02
COM-WATERHEAT-FS-12.78 | Com ¦ Com Efficient Tankless Gas Water Heater (0.81 UEF - High Draw) - Marine ¦ SDG&E ¦ Marine | Com ¦ Com Efficient Tankless Gas Water Heater (0.81 UEF - High Draw) - Marine | SDG&E ¦ Marine | SDG&E | All | Electric & Gas | Tankless Gas WH (0.81 UEF - High Draw) | Efficient | 0 | Conventional | WaterHeat | Com - Office (Small) | Com | ROB and NEW | 0 | 1000 sqft2 of floor space | 1000 sqft served | 20 | DEER:Indoor_CFL_Ltg | -153.4194 | 5.3486e-08 | 16.1306 | SWHC006-07 relative to SWHC031-02 | 21.3297 | 2022 | 0 | 8.9959 | 2022 | 0 | 0 | SWHC006-07 relative to SWHC031-02 | Com Small Gas Water Heaters - Marine ¦ SDG&E ¦ Marine | Com Small Gas Water Heaters - Marine | 0.46177 | 1 | 0.025 | CBSA 2019 | -11.7977 | 2012 | 0.6 | SWHC006-07, SWHC031-02
COM-WATERHEAT-FS-12.79 | Com ¦ Com Efficient Tankless Gas Water Heater (0.81 UEF - High Draw) - Marine ¦ SDG&E ¦ Marine | Com ¦ Com Efficient Tankless Gas Water Heater (0.81 UEF - High Draw) - Marine | SDG&E ¦ Marine | SDG&E | All | Electric & Gas | Tankless Gas WH (0.81 UEF - High Draw) | Efficient | 0 | Conventional | WaterHeat | Com - Other | Com | ROB and NEW | 0 | 1000 sqft2 of floor space | 1000 sqft served | 20 | DEER:Indoor_CFL_Ltg | -1974.4649 | 1.2628e-05 | 203.0753 | SWHC006-07 relative to SWHC031-02 | 176.4079 | 2022 | 0 | 74.4014 | 2022 | 0 | 0 | SWHC006-07 relative to SWHC031-02 | Com Small Gas Water Heaters - Marine ¦ SDG&E ¦ Marine | Com Small Gas Water Heaters - Marine | 0.5433 | 1 | 0.025 | CBSA 2019 | -391.7361 | 2012 | 0.6 | SWHC006-07, SWHC031-02
COM-WATERHEAT-FS-12.80 | Com ¦ Com Efficient Tankless Gas Water Heater (0.81 UEF - High Draw) - Marine ¦ SDG&E ¦ Marine | Com ¦ Com Efficient Tankless Gas Water Heater (0.81 UEF - High Draw) - Marine | SDG&E ¦ Marine | SDG&E | All | Electric & Gas | Tankless Gas WH (0.81 UEF - High Draw) | Efficient | 0 | Conventional | WaterHeat | Com - Refrig. Warehouse | Com | ROB and NEW | 0 | 1000 sqft2 of floor space | 1000 sqft served | 20 | DEER:Indoor_CFL_Ltg | -164.3023 | 6.0161e-07 | 17.5038 | SWHC006-07 relative to SWHC031-02 | 9.8628 | 2022 | 0 | 4.1597 | 2022 | 0 | 0 | SWHC006-07 relative to SWHC031-02 | Com Small Gas Water Heaters - Marine ¦ SDG&E ¦ Marine | Com Small Gas Water Heaters - Marine | 0.22621 | 1 | 0.025 | CBSA 2019 | -9.2904 | 2012 | 0.6 | SWHC006-07, SWHC031-02
COM-WATERHEAT-FS-12.81 | Com ¦ Com Efficient Tankless Gas Water Heater (0.81 UEF - High Draw) - Marine ¦ SDG&E ¦ Marine | Com ¦ Com Efficient Tankless Gas Water Heater (0.81 UEF - High Draw) - Marine | SDG&E ¦ Marine | SDG&E | All | Electric & Gas | Tankless Gas WH (0.81 UEF - High Draw) | Efficient | 0 | Conventional | WaterHeat | Com - Restaurant | Com | ROB and NEW | 0 | 1000 sqft2 of floor space | 1000 sqft served | 20 | DEER:Indoor_CFL_Ltg | -7094.9801 | 6.0021e-05 | 779.4896 | SWHC006-07 relative to SWHC031-02 | 923.9947 | 2022 | 0 | 389.7019 | 2022 | 0 | 0 | SWHC006-07 relative to SWHC031-02 | Com Small Gas Water Heaters - Marine ¦ SDG&E ¦ Marine | Com Small Gas Water Heaters - Marine | 0.79319 | 1 | 0.025 | CBSA 2019 | -55.0639 | 2012 | 0.6 | SWHC006-07, SWHC031-02
COM-WATERHEAT-FS-12.82 | Com ¦ Com Efficient Tankless Gas Water Heater (0.81 UEF - High Draw) - Marine ¦ SDG&E ¦ Marine | Com ¦ Com Efficient Tankless Gas Water Heater (0.81 UEF - High Draw) - Marine | SDG&E ¦ Marine | SDG&E | All | Electric & Gas | Tankless Gas WH (0.81 UEF - High Draw) | Efficient | 0 | Conventional | WaterHeat | Com - Retail | Com | ROB and NEW | 0 | 1000 sqft2 of floor space | 1000 sqft served | 20 | DEER:Indoor_CFL_Ltg | -110.0009 | 7.1638e-07 | 11.5026 | SWHC006-07 relative to SWHC031-02 | 13.2116 | 2022 | 0 | 5.5721 | 2022 | 0 | 0 | SWHC006-07 relative to SWHC031-02 | Com Small Gas Water Heaters - Marine ¦ SDG&E ¦ Marine | Com Small Gas Water Heaters - Marine | 0.40063 | 1 | 0.025 | CBSA 2019 | -1715.9049 | 2012 | 0.6 | SWHC006-07, SWHC031-02
COM-WATERHEAT-FS-12.83 | Com ¦ Com Efficient Tankless Gas Water Heater (0.81 UEF - High Draw) - Marine ¦ SDG&E ¦ Marine | Com ¦ Com Efficient Tankless Gas Water Heater (0.81 UEF - High Draw) - Marine | SDG&E ¦ Marine | SDG&E | All | Electric & Gas | Tankless Gas WH (0.81 UEF - High Draw) | Efficient | 0 | Conventional | WaterHeat | Com - School | Com | ROB and NEW | 0 | 1000 sqft2 of floor space | 1000 sqft served | 20 | DEER:Indoor_CFL_Ltg | -587.4368 | 1.6336e-06 | 63.7735 | SWHC006-07 relative to SWHC031-02 | 108.8286 | 2022 | 0 | 45.8993 | 2022 | 0 | 0 | SWHC006-07 relative to SWHC031-02 | Com Small Gas Water Heaters - Marine ¦ SDG&E ¦ Marine | Com Small Gas Water Heaters - Marine | 0.76922 | 1 | 0.025 | CBSA 2019 | -21.1355 | 2012 | 0.6 | SWHC006-07, SWHC031-02
COM-WATERHEAT-FS-12.84 | Com ¦ Com Efficient Tankless Gas Water Heater (0.81 UEF - High Draw) - Marine ¦ SDG&E ¦ Marine | Com ¦ Com Efficient Tankless Gas Water Heater (0.81 UEF - High Draw) - Marine | SDG&E ¦ Marine | SDG&E | All | Electric & Gas | Tankless Gas WH (0.81 UEF - High Draw) | Efficient | 0 | Conventional | WaterHeat | Com - Warehouse | Com | ROB and NEW | 0 | 1000 sqft2 of floor space | 1000 sqft served | 20 | DEER:Indoor_CFL_Ltg | -17.7995 | 2.4646e-08 | 1.8437 | SWHC006-07 relative to SWHC031-02 | 1.9726 | 2022 | 0 | 0.83195 | 2022 | 0 | 0 | SWHC006-07 relative to SWHC031-02 | Com Small Gas Water Heaters - Marine ¦ SDG&E ¦ Marine | Com Small Gas Water Heaters - Marine | 0.1976 | 1 | 0.025 | CBSA 2019 | -12.7948 | 2012 | 0.6 | SWHC006-07, SWHC031-02
COM-WATERHEAT-FS-12.85 | Com ¦ Com Efficient Tankless Gas Water Heater (0.81 UEF - High Draw) - Hot-Dry ¦ SDG&E ¦ Hot-Dry | Com ¦ Com Efficient Tankless Gas Water Heater (0.81 UEF - High Draw) - Hot-Dry | SDG&E ¦ Hot-Dry | SDG&E | All | Electric & Gas | Tankless Gas WH (0.81 UEF - High Draw) | Efficient | 0 | Conventional | WaterHeat | Com - College | Com | ROB and NEW | 0 | 1000 sqft2 of floor space | 1000 sqft served | 20 | DEER:Indoor_CFL_Ltg | -585.9763 | 6.3517e-06 | 61.798 | SWHC006-07 relative to SWHC031-02 | 68.5453 | 2022 | 0 | 28.9095 | 2022 | 0 | 0 | SWHC006-07 relative to SWHC031-02 | Com Small Gas Water Heaters - Hot-Dry ¦ SDG&E ¦ Hot-Dry | Com Small Gas Water Heaters - Hot-Dry | 0.74815 | 1 | 0.025 | CBSA 2019 | -15.7536 | 2012 | 0.6 | SWHC006-07, SWHC031-02
COM-WATERHEAT-FS-12.86 | Com ¦ Com Efficient Tankless Gas Water Heater (0.81 UEF - High Draw) - Hot-Dry ¦ SDG&E ¦ Hot-Dry | Com ¦ Com Efficient Tankless Gas Water Heater (0.81 UEF - High Draw) - Hot-Dry | SDG&E ¦ Hot-Dry | SDG&E | All | Electric & Gas | Tankless Gas WH (0.81 UEF - High Draw) | Efficient | 0 | Conventional | WaterHeat | Com - Grocery | Com | ROB and NEW | 0 | 1000 sqft2 of floor space | 1000 sqft served | 20 | DEER:Indoor_CFL_Ltg | -804.4178 | 6.3665e-06 | 83.2109 | SWHC006-07 relative to SWHC031-02 | 56.8791 | 2022 | 0 | 23.9892 | 2022 | 0 | 0 | SWHC006-07 relative to SWHC031-02 | Com Small Gas Water Heaters - Hot-Dry ¦ SDG&E ¦ Hot-Dry | Com Small Gas Water Heaters - Hot-Dry | 0.59609 | 1 | 0.025 | CBSA 2019 | -157.3333 | 2012 | 0.6 | SWHC006-07, SWHC031-02
COM-WATERHEAT-FS-12.87 | Com ¦ Com Efficient Tankless Gas Water Heater (0.81 UEF - High Draw) - Hot-Dry ¦ SDG&E ¦ Hot-Dry | Com ¦ Com Efficient Tankless Gas Water Heater (0.81 UEF - High Draw) - Hot-Dry | SDG&E ¦ Hot-Dry | SDG&E | All | Electric & Gas | Tankless Gas WH (0.81 UEF - High Draw) | Efficient | 0 | Conventional | WaterHeat | Com - Health | Com | ROB and NEW | 0 | 1000 sqft2 of floor space | 1000 sqft served | 20 | DEER:Indoor_CFL_Ltg | -1651.584 | 8.4197e-06 | 174.2946 | SWHC006-07 relative to SWHC031-02 | 103.8235 | 2022 | 0 | 43.7884 | 2022 | 0 | 0 | SWHC006-07 relative to SWHC031-02 | Com Small Gas Water Heaters - Hot-Dry ¦ SDG&E ¦ Hot-Dry | Com Small Gas Water Heaters - Hot-Dry | 0.52611 | 1 | 0.025 | CBSA 2019 | -387.0972 | 2012 | 0.6 | SWHC006-07, SWHC031-02
COM-WATERHEAT-FS-12.88 | Com ¦ Com Efficient Tankless Gas Water Heater (0.81 UEF - High Draw) - Hot-Dry ¦ SDG&E ¦ Hot-Dry | Com ¦ Com Efficient Tankless Gas Water Heater (0.81 UEF - High Draw) - Hot-Dry | SDG&E ¦ Hot-Dry | SDG&E | All | Electric & Gas | Tankless Gas WH (0.81 UEF - High Draw) | Efficient | 0 | Conventional | WaterHeat | Com - Lodging | Com | ROB and NEW | 0 | 1000 sqft2 of floor space | 1000 sqft served | 20 | DEER:Indoor_CFL_Ltg | -1287.6781 | 6.7389e-06 | 133.1333 | SWHC006-07 relative to SWHC031-02 | 65.3267 | 2022 | 0 | 27.552 | 2022 | 0 | 0 | SWHC006-07 relative to SWHC031-02 | Com Small Gas Water Heaters - Hot-Dry ¦ SDG&E ¦ Hot-Dry | Com Small Gas Water Heaters - Hot-Dry | 0.73871 | 1 | 0.025 | CBSA 2019 | -943.1786 | 2012 | 0.6 | SWHC006-07, SWHC031-02
COM-WATERHEAT-FS-12.89 | Com ¦ Com Efficient Tankless Gas Water Heater (0.81 UEF - High Draw) - Hot-Dry ¦ SDG&E ¦ Hot-Dry | Com ¦ Com Efficient Tankless Gas Water Heater (0.81 UEF - High Draw) - Hot-Dry | SDG&E ¦ Hot-Dry | SDG&E | All | Electric & Gas | Tankless Gas WH (0.81 UEF - High Draw) | Efficient | 0 | Conventional | WaterHeat | Com - Office (Large) | Com | ROB and NEW | 0 | 1000 sqft2 of floor space | 1000 sqft served | 20 | DEER:Indoor_CFL_Ltg | -164.8933 | 3.4424e-07 | 17.4422 | SWHC006-07 relative to SWHC031-02 | 21.3297 | 2022 | 0 | 8.9959 | 2022 | 0 | 0 | SWHC006-07 relative to SWHC031-02 | Com Small Gas Water Heaters - Hot-Dry ¦ SDG&E ¦ Hot-Dry | Com Small Gas Water Heaters - Hot-Dry | 0.46177 | 1 | 0.025 | CBSA 2019 | -57.771 | 2012 | 0.6 | SWHC006-07, SWHC031-02
COM-WATERHEAT-FS-12.90 | Com ¦ Com Efficient Tankless Gas Water Heater (0.81 UEF - High Draw) - Hot-Dry ¦ SDG&E ¦ Hot-Dry | Com ¦ Com Efficient Tankless Gas Water Heater (0.81 UEF - High Draw) - Hot-Dry | SDG&E ¦ Hot-Dry | SDG&E | All | Electric & Gas | Tankless Gas WH (0.81 UEF - High Draw) | Efficient | 0 | Conventional | WaterHeat | Com - Office (Small) | Com | ROB and NEW | 0 | 1000 sqft2 of floor space | 1000 sqft served | 20 | DEER:Indoor_CFL_Ltg | -153.2343 | 5.3116e-08 | 16.0936 | SWHC006-07 relative to SWHC031-02 | 21.3297 | 2022 | 0 | 8.9959 | 2022 | 0 | 0 | SWHC006-07 relative to SWHC031-02 | Com Small Gas Water Heaters - Hot-Dry ¦ SDG&E ¦ Hot-Dry | Com Small Gas Water Heaters - Hot-Dry | 0.46177 | 1 | 0.025 | CBSA 2019 | -11.7663 | 2012 | 0.6 | SWHC006-07, SWHC031-02
COM-WATERHEAT-FS-12.91 | Com ¦ Com Efficient Tankless Gas Water Heater (0.81 UEF - High Draw) - Hot-Dry ¦ SDG&E ¦ Hot-Dry | Com ¦ Com Efficient Tankless Gas Water Heater (0.81 UEF - High Draw) - Hot-Dry | SDG&E ¦ Hot-Dry | SDG&E | All | Electric & Gas | Tankless Gas WH (0.81 UEF - High Draw) | Efficient | 0 | Conventional | WaterHeat | Com - Other | Com | ROB and NEW | 0 | 1000 sqft2 of floor space | 1000 sqft served | 20 | DEER:Indoor_CFL_Ltg | -1974.4652 | 1.2567e-05 | 203.0753 | SWHC006-07 relative to SWHC031-02 | 176.4079 | 2022 | 0 | 74.4014 | 2022 | 0 | 0 | SWHC006-07 relative to SWHC031-02 | Com Small Gas Water Heaters - Hot-Dry ¦ SDG&E ¦ Hot-Dry | Com Small Gas Water Heaters - Hot-Dry | 0.5433 | 1 | 0.025 | CBSA 2019 | -391.7361 | 2012 | 0.6 | SWHC006-07, SWHC031-02
COM-WATERHEAT-FS-12.92 | Com ¦ Com Efficient Tankless Gas Water Heater (0.81 UEF - High Draw) - Hot-Dry ¦ SDG&E ¦ Hot-Dry | Com ¦ Com Efficient Tankless Gas Water Heater (0.81 UEF - High Draw) - Hot-Dry | SDG&E ¦ Hot-Dry | SDG&E | All | Electric & Gas | Tankless Gas WH (0.81 UEF - High Draw) | Efficient | 0 | Conventional | WaterHeat | Com - Refrig. Warehouse | Com | ROB and NEW | 0 | 1000 sqft2 of floor space | 1000 sqft served | 20 | DEER:Indoor_CFL_Ltg | -164.3023 | 5.9819e-07 | 17.5039 | SWHC006-07 relative to SWHC031-02 | 9.8628 | 2022 | 0 | 4.1597 | 2022 | 0 | 0 | SWHC006-07 relative to SWHC031-02 | Com Small Gas Water Heaters - Hot-Dry ¦ SDG&E ¦ Hot-Dry | Com Small Gas Water Heaters - Hot-Dry | 0.22621 | 1 | 0.025 | CBSA 2019 | -9.2905 | 2012 | 0.6 | SWHC006-07, SWHC031-02
COM-WATERHEAT-FS-12.93 | Com ¦ Com Efficient Tankless Gas Water Heater (0.81 UEF - High Draw) - Hot-Dry ¦ SDG&E ¦ Hot-Dry | Com ¦ Com Efficient Tankless Gas Water Heater (0.81 UEF - High Draw) - Hot-Dry | SDG&E ¦ Hot-Dry | SDG&E | All | Electric & Gas | Tankless Gas WH (0.81 UEF - High Draw) | Efficient | 0 | Conventional | WaterHeat | Com - Restaurant | Com | ROB and NEW | 0 | 1000 sqft2 of floor space | 1000 sqft served | 20 | DEER:Indoor_CFL_Ltg | -7079.6543 | 5.97e-05 | 777.8861 | SWHC006-07 relative to SWHC031-02 | 923.9947 | 2022 | 0 | 389.7019 | 2022 | 0 | 0 | SWHC006-07 relative to SWHC031-02 | Com Small Gas Water Heaters - Hot-Dry ¦ SDG&E ¦ Hot-Dry | Com Small Gas Water Heaters - Hot-Dry | 0.79319 | 1 | 0.025 | CBSA 2019 | -54.9655 | 2012 | 0.6 | SWHC006-07, SWHC031-02
COM-WATERHEAT-FS-12.94 | Com ¦ Com Efficient Tankless Gas Water Heater (0.81 UEF - High Draw) - Hot-Dry ¦ SDG&E ¦ Hot-Dry | Com ¦ Com Efficient Tankless Gas Water Heater (0.81 UEF - High Draw) - Hot-Dry | SDG&E ¦ Hot-Dry | SDG&E | All | Electric & Gas | Tankless Gas WH (0.81 UEF - High Draw) | Efficient | 0 | Conventional | WaterHeat | Com - Retail | Com | ROB and NEW | 0 | 1000 sqft2 of floor space | 1000 sqft served | 20 | DEER:Indoor_CFL_Ltg | -109.8113 | 7.1202e-07 | 11.4745 | SWHC006-07 relative to SWHC031-02 | 13.2116 | 2022 | 0 | 5.5721 | 2022 | 0 | 0 | SWHC006-07 relative to SWHC031-02 | Com Small Gas Water Heaters - Hot-Dry ¦ SDG&E ¦ Hot-Dry | Com Small Gas Water Heaters - Hot-Dry | 0.40063 | 1 | 0.025 | CBSA 2019 | -1711.7078 | 2012 | 0.6 | SWHC006-07, SWHC031-02
COM-WATERHEAT-FS-12.95 | Com ¦ Com Efficient Tankless Gas Water Heater (0.81 UEF - High Draw) - Hot-Dry ¦ SDG&E ¦ Hot-Dry | Com ¦ Com Efficient Tankless Gas Water Heater (0.81 UEF - High Draw) - Hot-Dry | SDG&E ¦ Hot-Dry | SDG&E | All | Electric & Gas | Tankless Gas WH (0.81 UEF - High Draw) | Efficient | 0 | Conventional | WaterHeat | Com - School | Com | ROB and NEW | 0 | 1000 sqft2 of floor space | 1000 sqft served | 20 | DEER:Indoor_CFL_Ltg | -585.4125 | 1.6242e-06 | 63.4904 | SWHC006-07 relative to SWHC031-02 | 108.8286 | 2022 | 0 | 45.8993 | 2022 | 0 | 0 | SWHC006-07 relative to SWHC031-02 | Com Small Gas Water Heaters - Hot-Dry ¦ SDG&E ¦ Hot-Dry | Com Small Gas Water Heaters - Hot-Dry | 0.76922 | 1 | 0.025 | CBSA 2019 | -21.0096 | 2012 | 0.6 | SWHC006-07, SWHC031-02
COM-WATERHEAT-FS-12.96 | Com ¦ Com Efficient Tankless Gas Water Heater (0.81 UEF - High Draw) - Hot-Dry ¦ SDG&E ¦ Hot-Dry | Com ¦ Com Efficient Tankless Gas Water Heater (0.81 UEF - High Draw) - Hot-Dry | SDG&E ¦ Hot-Dry | SDG&E | All | Electric & Gas | Tankless Gas WH (0.81 UEF - High Draw) | Efficient | 0 | Conventional | WaterHeat | Com - Warehouse | Com | ROB and NEW | 0 | 1000 sqft2 of floor space | 1000 sqft served | 20 | DEER:Indoor_CFL_Ltg | -17.7995 | 2.4646e-08 | 1.8437 | SWHC006-07 relative to SWHC031-02 | 1.9726 | 2022 | 0 | 0.83195 | 2022 | 0 | 0 | SWHC006-07 relative to SWHC031-02 | Com Small Gas Water Heaters - Hot-Dry ¦ SDG&E ¦ Hot-Dry | Com Small Gas Water Heaters - Hot-Dry | 0.1976 | 1 | 0.025 | CBSA 2019 | -12.7948 | 2012 | 0.6 | SWHC006-07, SWHC031-02
COM-WATERHEAT-FS-010.1 | Com ¦ Com Electric Storage Water Heater (0.92 UEF - 50 Gal) - Fuel Sub Future Baseline - Marine ¦ PG&E ¦ Marine | Com ¦ Com Electric Storage Water Heater (0.92 UEF - 50 Gal) - Fuel Sub Future Baseline - Marine | PG&E ¦ Marine | PG&E | All | Electric & Gas | Electric Storage WH (0.92 UEF - 50 Gal) - Fuel Sub Future Baseline | Efficient | 2030 | Conventional | WaterHeat | Com - College | Com | ROB and NEW | 0 | 1000 sqft2 of floor space | 1000 sqft served | 10 | DEER:Indoor_CFL_Ltg | 825.3794 | 0.10364 | 0 | SWHC031-02 and | 50.8895 | 2022 | 0 | 39.2526 | 2022 | 0 | 0 | SWHC031-02 and | Com Small Gas Water Heaters - Marine ¦ PG&E ¦ Marine | Com Small Gas Water Heaters - Marine | 0.74815 | 1 | 0 | CBSA 2019 | -28.0546 | 2012 | 0.6 | SWHC031-02 and
COM-WATERHEAT-FS-010.2 | Com ¦ Com Electric Storage Water Heater (0.92 UEF - 50 Gal) - Fuel Sub Future Baseline - Marine ¦ PG&E ¦ Marine | Com ¦ Com Electric Storage Water Heater (0.92 UEF - 50 Gal) - Fuel Sub Future Baseline - Marine | PG&E ¦ Marine | PG&E | All | Electric & Gas | Electric Storage WH (0.92 UEF - 50 Gal) - Fuel Sub Future Baseline | Efficient | 2030 | Conventional | WaterHeat | Com - Grocery | Com | ROB and NEW | 0 | 1000 sqft2 of floor space | 1000 sqft served | 10 | DEER:Indoor_CFL_Ltg | 1135.1158 | 0.22061 | 0 | SWHC031-02 and | 42.2283 | 2022 | 0 | 32.5719 | 2022 | 0 | 0 | SWHC031-02 and | Com Small Gas Water Heaters - Marine ¦ PG&E ¦ Marine | Com Small Gas Water Heaters - Marine | 0.59609 | 1 | 0 | CBSA 2019 | -24.9561 | 2012 | 0.6 | SWHC031-02 and
COM-WATERHEAT-FS-010.3 | Com ¦ Com Electric Storage Water Heater (0.92 UEF - 50 Gal) - Fuel Sub Future Baseline - Marine ¦ PG&E ¦ Marine | Com ¦ Com Electric Storage Water Heater (0.92 UEF - 50 Gal) - Fuel Sub Future Baseline - Marine | PG&E ¦ Marine | PG&E | All | Electric & Gas | Electric Storage WH (0.92 UEF - 50 Gal) - Fuel Sub Future Baseline | Efficient | 2030 | Conventional | WaterHeat | Com - Health | Com | ROB and NEW | 0 | 1000 sqft2 of floor space | 1000 sqft served | 10 | DEER:Indoor_CFL_Ltg | 2445.5201 | 0.30062 | 0 | SWHC031-02 and | 77.0809 | 2022 | 0 | 59.4547 | 2022 | 0 | 0 | SWHC031-02 and | Com Small Gas Water Heaters - Marine ¦ PG&E ¦ Marine | Com Small Gas Water Heaters - Marine | 0.52611 | 1 | 0 | CBSA 2019 | -36.2465 | 2012 | 0.6 | SWHC031-02 and
COM-WATERHEAT-FS-010.4 | Com ¦ Com Electric Storage Water Heater (0.92 UEF - 50 Gal) - Fuel Sub Future Baseline - Marine ¦ PG&E ¦ Marine | Com ¦ Com Electric Storage Water Heater (0.92 UEF - 50 Gal) - Fuel Sub Future Baseline - Marine | PG&E ¦ Marine | PG&E | All | Electric & Gas | Electric Storage WH (0.92 UEF - 50 Gal) - Fuel Sub Future Baseline | Efficient | 2030 | Conventional | WaterHeat | Com - Lodging | Com | ROB and NEW | 0 | 1000 sqft2 of floor space | 1000 sqft served | 10 | DEER:Indoor_CFL_Ltg | 1854.3894 | 0.23376 | 0 | SWHC031-02 and | 48.5 | 2022 | 0 | 37.4094 | 2022 | 0 | 0 | SWHC031-02 and | Com Small Gas Water Heaters - Marine ¦ PG&E ¦ Marine | Com Small Gas Water Heaters - Marine | 0.73871 | 1 | 0 | CBSA 2019 | -101.923 | 2012 | 0.6 | SWHC031-02 and
COM-WATERHEAT-FS-010.5 | Com ¦ Com Electric Storage Water Heater (0.92 UEF - 50 Gal) - Fuel Sub Future Baseline - Marine ¦ PG&E ¦ Marine | Com ¦ Com Electric Storage Water Heater (0.92 UEF - 50 Gal) - Fuel Sub Future Baseline - Marine | PG&E ¦ Marine | PG&E | All | Electric & Gas | Electric Storage WH (0.92 UEF - 50 Gal) - Fuel Sub Future Baseline | Efficient | 2030 | Conventional | WaterHeat | Com - Office (Large) | Com | ROB and NEW | 0 | 1000 sqft2 of floor space | 1000 sqft served | 10 | DEER:Indoor_CFL_Ltg | 235.043 | 0.013214 | 0 | SWHC031-02 and | 15.8356 | 2022 | 0 | 12.2145 | 2022 | 0 | 0 | SWHC031-02 and | Com Small Gas Water Heaters - Marine ¦ PG&E ¦ Marine | Com Small Gas Water Heaters - Marine | 0.46177 | 1 | 0 | CBSA 2019 | -3.6806 | 2012 | 0.6 | SWHC031-02 and
COM-WATERHEAT-FS-010.6 | Com ¦ Com Electric Storage Water Heater (0.92 UEF - 50 Gal) - Fuel Sub Future Baseline - Marine ¦ PG&E ¦ Marine | Com ¦ Com Electric Storage Water Heater (0.92 UEF - 50 Gal) - Fuel Sub Future Baseline - Marine | PG&E ¦ Marine | PG&E | All | Electric & Gas | Electric Storage WH (0.92 UEF - 50 Gal) - Fuel Sub Future Baseline | Efficient | 2030 | Conventional | WaterHeat | Com - Office (Small) | Com | ROB and NEW | 0 | 1000 sqft2 of floor space | 1000 sqft served | 10 | DEER:Indoor_CFL_Ltg | 212.8342 | 0.0020173 | 0 | SWHC031-02 and | 15.8356 | 2022 | 0 | 12.2145 | 2022 | 0 | 0 | SWHC031-02 and | Com Small Gas Water Heaters - Marine ¦ PG&E ¦ Marine | Com Small Gas Water Heaters - Marine | 0.46177 | 1 | 0 | CBSA 2019 | -5.5393 | 2012 | 0.6 | SWHC031-02 and
COM-WATERHEAT-FS-010.7 | Com ¦ Com Electric Storage Water Heater (0.92 UEF - 50 Gal) - Fuel Sub Future Baseline - Marine ¦ PG&E ¦ Marine | Com ¦ Com Electric Storage Water Heater (0.92 UEF - 50 Gal) - Fuel Sub Future Baseline - Marine | PG&E ¦ Marine | PG&E | All | Electric & Gas | Electric Storage WH (0.92 UEF - 50 Gal) - Fuel Sub Future Baseline | Efficient | 2030 | Conventional | WaterHeat | Com - Other | Com | ROB and NEW | 0 | 1000 sqft2 of floor space | 1000 sqft served | 10 | DEER:Indoor_CFL_Ltg | 2739.8752 | 0.43318 | 0 | SWHC031-02 and | 130.9691 | 2022 | 0 | 101.0203 | 2022 | 0 | 0 | SWHC031-02 and | Com Small Gas Water Heaters - Marine ¦ PG&E ¦ Marine | Com Small Gas Water Heaters - Marine | 0.5433 | 1 | 0 | CBSA 2019 | -160.6466 | 2012 | 0.6 | SWHC031-02 and
COM-WATERHEAT-FS-010.8 | Com ¦ Com Electric Storage Water Heater (0.92 UEF - 50 Gal) - Fuel Sub Future Baseline - Marine ¦ PG&E ¦ Marine | Com ¦ Com Electric Storage Water Heater (0.92 UEF - 50 Gal) - Fuel Sub Future Baseline - Marine | PG&E ¦ Marine | PG&E | All | Electric & Gas | Electric Storage WH (0.92 UEF - 50 Gal) - Fuel Sub Future Baseline | Efficient | 2030 | Conventional | WaterHeat | Com - Refrig. Warehouse | Com | ROB and NEW | 0 | 1000 sqft2 of floor space | 1000 sqft served | 10 | DEER:Indoor_CFL_Ltg | 0 | 0 | 0 | SWHC031-02 and | 16.2196 | 2022 | 0 | 5.648 | 2022 | 0 | 0 | SWHC031-02 and | Com Small Gas Water Heaters - Marine ¦ PG&E ¦ Marine | Com Small Gas Water Heaters - Marine | 0.22621 | 1 | 0 | CBSA 2019 | 0 | 2012 | 0.6 | SWHC031-02 and
COM-WATERHEAT-FS-010.9 | Com ¦ Com Electric Storage Water Heater (0.92 UEF - 50 Gal) - Fuel Sub Future Baseline - Marine ¦ PG&E ¦ Marine | Com ¦ Com Electric Storage Water Heater (0.92 UEF - 50 Gal) - Fuel Sub Future Baseline - Marine | PG&E ¦ Marine | PG&E | All | Electric & Gas | Electric Storage WH (0.92 UEF - 50 Gal) - Fuel Sub Future Baseline | Efficient | 2030 | Conventional | WaterHeat | Com - Restaurant | Com | ROB and NEW | 0 | 1000 sqft2 of floor space | 1000 sqft served | 10 | DEER:Indoor_CFL_Ltg | 10620.5573 | 2.129 | 0 | SWHC031-02 and | 685.9942 | 2022 | 0 | 529.1272 | 2022 | 0 | 0 | SWHC031-02 and | Com Small Gas Water Heaters - Marine ¦ PG&E ¦ Marine | Com Small Gas Water Heaters - Marine | 0.79319 | 1 | 0 | CBSA 2019 | -216.4851 | 2012 | 0.6 | SWHC031-02 and
COM-WATERHEAT-FS-010.10 | Com ¦ Com Electric Storage Water Heater (0.92 UEF - 50 Gal) - Fuel Sub Future Baseline - Marine ¦ PG&E ¦ Marine | Com ¦ Com Electric Storage Water Heater (0.92 UEF - 50 Gal) - Fuel Sub Future Baseline - Marine | PG&E ¦ Marine | PG&E | All | Electric & Gas | Electric Storage WH (0.92 UEF - 50 Gal) - Fuel Sub Future Baseline | Efficient | 2030 | Conventional | WaterHeat | Com - Retail | Com | ROB and NEW | 0 | 1000 sqft2 of floor space | 1000 sqft served | 10 | DEER:Indoor_CFL_Ltg | 152.0419 | 0.024836 | 0 | SWHC031-02 and | 9.8086 | 2022 | 0 | 7.5656 | 2022 | 0 | 0 | SWHC031-02 and | Com Small Gas Water Heaters - Marine ¦ PG&E ¦ Marine | Com Small Gas Water Heaters - Marine | 0.40063 | 1 | 0 | CBSA 2019 | -14.643 | 2012 | 0.6 | SWHC031-02 and
COM-WATERHEAT-FS-010.11 | Com ¦ Com Electric Storage Water Heater (0.92 UEF - 50 Gal) - Fuel Sub Future Baseline - Marine ¦ PG&E ¦ Marine | Com ¦ Com Electric Storage Water Heater (0.92 UEF - 50 Gal) - Fuel Sub Future Baseline - Marine | PG&E ¦ Marine | PG&E | All | Electric & Gas | Electric Storage WH (0.92 UEF - 50 Gal) - Fuel Sub Future Baseline | Efficient | 2030 | Conventional | WaterHeat | Com - School | Com | ROB and NEW | 0 | 1000 sqft2 of floor space | 1000 sqft served | 10 | DEER:Indoor_CFL_Ltg | 831.934 | -8.333e-05 | 0 | SWHC031-02 and | 80.7968 | 2022 | 0 | 62.3209 | 2022 | 0 | 0 | SWHC031-02 and | Com Small Gas Water Heaters - Marine ¦ PG&E ¦ Marine | Com Small Gas Water Heaters - Marine | 0.76922 | 1 | 0 | CBSA 2019 | -45.6988 | 2012 | 0.6 | SWHC031-02 and
COM-WATERHEAT-FS-010.12 | Com ¦ Com Electric Storage Water Heater (0.92 UEF - 50 Gal) - Fuel Sub Future Baseline - Marine ¦ PG&E ¦ Marine | Com ¦ Com Electric Storage Water Heater (0.92 UEF - 50 Gal) - Fuel Sub Future Baseline - Marine | PG&E ¦ Marine | PG&E | All | Electric & Gas | Electric Storage WH (0.92 UEF - 50 Gal) - Fuel Sub Future Baseline | Efficient | 2030 | Conventional | WaterHeat | Com - Warehouse | Com | ROB and NEW | 0 | 1000 sqft2 of floor space | 1000 sqft served | 10 | DEER:Indoor_CFL_Ltg | 24.4753 | 0.00094136 | 0 | SWHC031-02 and | 1.4645 | 2022 | 0 | 1.1296 | 2022 | 0 | 0 | SWHC031-02 and | Com Small Gas Water Heaters - Marine ¦ PG&E ¦ Marine | Com Small Gas Water Heaters - Marine | 0.1976 | 1 | 0 | CBSA 2019 | -1.82 | 2012 | 0.6 | SWHC031-02 and
COM-WATERHEAT-FS-010.13 | Com ¦ Com Electric Storage Water Heater (0.92 UEF - 50 Gal) - Fuel Sub Future Baseline - Hot-Dry ¦ PG&E ¦ Hot-Dry | Com ¦ Com Electric Storage Water Heater (0.92 UEF - 50 Gal) - Fuel Sub Future Baseline - Hot-Dry | PG&E ¦ Hot-Dry | PG&E | All | Electric & Gas | Electric Storage WH (0.92 UEF - 50 Gal) - Fuel Sub Future Baseline | Efficient | 2030 | Conventional | WaterHeat | Com - College | Com | ROB and NEW | 0 | 1000 sqft2 of floor space | 1000 sqft served | 10 | DEER:Indoor_CFL_Ltg | 779.6802 | 0.091155 | 0 | SWHC031-02 and | 50.8895 | 2022 | 0 | 39.2526 | 2022 | 0 | 0 | SWHC031-02 and | Com Small Gas Water Heaters - Hot-Dry ¦ PG&E ¦ Hot-Dry | Com Small Gas Water Heaters - Hot-Dry | 0.74815 | 1 | 0 | CBSA 2019 | -26.5013 | 2012 | 0.6 | SWHC031-02 and
COM-WATERHEAT-FS-010.14 | Com ¦ Com Electric Storage Water Heater (0.92 UEF - 50 Gal) - Fuel Sub Future Baseline - Hot-Dry ¦ PG&E ¦ Hot-Dry | Com ¦ Com Electric Storage Water Heater (0.92 UEF - 50 Gal) - Fuel Sub Future Baseline - Hot-Dry | PG&E ¦ Hot-Dry | PG&E | All | Electric & Gas | Electric Storage WH (0.92 UEF - 50 Gal) - Fuel Sub Future Baseline | Efficient | 2030 | Conventional | WaterHeat | Com - Grocery | Com | ROB and NEW | 0 | 1000 sqft2 of floor space | 1000 sqft served | 10 | DEER:Indoor_CFL_Ltg | 1070.9571 | 0.19544 | 0 | SWHC031-02 and | 42.2283 | 2022 | 0 | 32.5719 | 2022 | 0 | 0 | SWHC031-02 and | Com Small Gas Water Heaters - Hot-Dry ¦ PG&E ¦ Hot-Dry | Com Small Gas Water Heaters - Hot-Dry | 0.59609 | 1 | 0 | CBSA 2019 | -23.5455 | 2012 | 0.6 | SWHC031-02 and
COM-WATERHEAT-FS-010.15 | Com ¦ Com Electric Storage Water Heater (0.92 UEF - 50 Gal) - Fuel Sub Future Baseline - Hot-Dry ¦ PG&E ¦ Hot-Dry | Com ¦ Com Electric Storage Water Heater (0.92 UEF - 50 Gal) - Fuel Sub Future Baseline - Hot-Dry | PG&E ¦ Hot-Dry | PG&E | All | Electric & Gas | Electric Storage WH (0.92 UEF - 50 Gal) - Fuel Sub Future Baseline | Efficient | 2030 | Conventional | WaterHeat | Com - Health | Com | ROB and NEW | 0 | 1000 sqft2 of floor space | 1000 sqft served | 10 | DEER:Indoor_CFL_Ltg | 2302.7403 | 0.2649 | 0 | SWHC031-02 and | 77.0809 | 2022 | 0 | 59.4547 | 2022 | 0 | 0 | SWHC031-02 and | Com Small Gas Water Heaters - Hot-Dry ¦ PG&E ¦ Hot-Dry | Com Small Gas Water Heaters - Hot-Dry | 0.52611 | 1 | 0 | CBSA 2019 | -34.1303 | 2012 | 0.6 | SWHC031-02 and
COM-WATERHEAT-FS-010.16 | Com ¦ Com Electric Storage Water Heater (0.92 UEF - 50 Gal) - Fuel Sub Future Baseline - Hot-Dry ¦ PG&E ¦ Hot-Dry | Com ¦ Com Electric Storage Water Heater (0.92 UEF - 50 Gal) - Fuel Sub Future Baseline - Hot-Dry | PG&E ¦ Hot-Dry | PG&E | All | Electric & Gas | Electric Storage WH (0.92 UEF - 50 Gal) - Fuel Sub Future Baseline | Efficient | 2030 | Conventional | WaterHeat | Com - Lodging | Com | ROB and NEW | 0 | 1000 sqft2 of floor space | 1000 sqft served | 10 | DEER:Indoor_CFL_Ltg | 1742.7413 | 0.20626 | 0 | SWHC031-02 and | 48.5 | 2022 | 0 | 37.4094 | 2022 | 0 | 0 | SWHC031-02 and | Com Small Gas Water Heaters - Hot-Dry ¦ PG&E ¦ Hot-Dry | Com Small Gas Water Heaters - Hot-Dry | 0.73871 | 1 | 0 | CBSA 2019 | -95.7865 | 2012 | 0.6 | SWHC031-02 and
COM-WATERHEAT-FS-010.17 | Com ¦ Com Electric Storage Water Heater (0.92 UEF - 50 Gal) - Fuel Sub Future Baseline - Hot-Dry ¦ PG&E ¦ Hot-Dry | Com ¦ Com Electric Storage Water Heater (0.92 UEF - 50 Gal) - Fuel Sub Future Baseline - Hot-Dry | PG&E ¦ Hot-Dry | PG&E | All | Electric & Gas | Electric Storage WH (0.92 UEF - 50 Gal) - Fuel Sub Future Baseline | Efficient | 2030 | Conventional | WaterHeat | Com - Office (Large) | Com | ROB and NEW | 0 | 1000 sqft2 of floor space | 1000 sqft served | 10 | DEER:Indoor_CFL_Ltg | 220.2371 | 0.011604 | 0 | SWHC031-02 and | 15.8356 | 2022 | 0 | 12.2145 | 2022 | 0 | 0 | SWHC031-02 and | Com Small Gas Water Heaters - Hot-Dry ¦ PG&E ¦ Hot-Dry | Com Small Gas Water Heaters - Hot-Dry | 0.46177 | 1 | 0 | CBSA 2019 | -3.4487 | 2012 | 0.6 | SWHC031-02 and
COM-WATERHEAT-FS-010.18 | Com ¦ Com Electric Storage Water Heater (0.92 UEF - 50 Gal) - Fuel Sub Future Baseline - Hot-Dry ¦ PG&E ¦ Hot-Dry | Com ¦ Com Electric Storage Water Heater (0.92 UEF - 50 Gal) - Fuel Sub Future Baseline - Hot-Dry | PG&E ¦ Hot-Dry | PG&E | All | Electric & Gas | Electric Storage WH (0.92 UEF - 50 Gal) - Fuel Sub Future Baseline | Efficient | 2030 | Conventional | WaterHeat | Com - Office (Small) | Com | ROB and NEW | 0 | 1000 sqft2 of floor space | 1000 sqft served | 10 | DEER:Indoor_CFL_Ltg | 199.8791 | 0.0017434 | 0 | SWHC031-02 and | 15.8356 | 2022 | 0 | 12.2145 | 2022 | 0 | 0 | SWHC031-02 and | Com Small Gas Water Heaters - Hot-Dry ¦ PG&E ¦ Hot-Dry | Com Small Gas Water Heaters - Hot-Dry | 0.46177 | 1 | 0 | CBSA 2019 | -5.2022 | 2012 | 0.6 | SWHC031-02 and
COM-WATERHEAT-FS-010.19 | Com ¦ Com Electric Storage Water Heater (0.92 UEF - 50 Gal) - Fuel Sub Future Baseline - Hot-Dry ¦ PG&E ¦ Hot-Dry | Com ¦ Com Electric Storage Water Heater (0.92 UEF - 50 Gal) - Fuel Sub Future Baseline - Hot-Dry | PG&E ¦ Hot-Dry | PG&E | All | Electric & Gas | Electric Storage WH (0.92 UEF - 50 Gal) - Fuel Sub Future Baseline | Efficient | 2030 | Conventional | WaterHeat | Com - Other | Com | ROB and NEW | 0 | 1000 sqft2 of floor space | 1000 sqft served | 10 | DEER:Indoor_CFL_Ltg | 2556.1964 | 0.3796 | 0 | SWHC031-02 and | 130.9691 | 2022 | 0 | 101.0203 | 2022 | 0 | 0 | SWHC031-02 and | Com Small Gas Water Heaters - Hot-Dry ¦ PG&E ¦ Hot-Dry | Com Small Gas Water Heaters - Hot-Dry | 0.5433 | 1 | 0 | CBSA 2019 | -149.877 | 2012 | 0.6 | SWHC031-02 and
COM-WATERHEAT-FS-010.20 | Com ¦ Com Electric Storage Water Heater (0.92 UEF - 50 Gal) - Fuel Sub Future Baseline - Hot-Dry ¦ PG&E ¦ Hot-Dry | Com ¦ Com Electric Storage Water Heater (0.92 UEF - 50 Gal) - Fuel Sub Future Baseline - Hot-Dry | PG&E ¦ Hot-Dry | PG&E | All | Electric & Gas | Electric Storage WH (0.92 UEF - 50 Gal) - Fuel Sub Future Baseline | Efficient | 2030 | Conventional | WaterHeat | Com - Refrig. Warehouse | Com | ROB and NEW | 0 | 1000 sqft2 of floor space | 1000 sqft served | 10 | DEER:Indoor_CFL_Ltg | 0 | 0 | 0 | SWHC031-02 and | 16.2196 | 2022 | 0 | 5.648 | 2022 | 0 | 0 | SWHC031-02 and | Com Small Gas Water Heaters - Hot-Dry ¦ PG&E ¦ Hot-Dry | Com Small Gas Water Heaters - Hot-Dry | 0.22621 | 1 | 0 | CBSA 2019 | 0 | 2012 | 0.6 | SWHC031-02 and
COM-WATERHEAT-FS-010.21 | Com ¦ Com Electric Storage Water Heater (0.92 UEF - 50 Gal) - Fuel Sub Future Baseline - Hot-Dry ¦ PG&E ¦ Hot-Dry | Com ¦ Com Electric Storage Water Heater (0.92 UEF - 50 Gal) - Fuel Sub Future Baseline - Hot-Dry | PG&E ¦ Hot-Dry | PG&E | All | Electric & Gas | Electric Storage WH (0.92 UEF - 50 Gal) - Fuel Sub Future Baseline | Efficient | 2030 | Conventional | WaterHeat | Com - Restaurant | Com | ROB and NEW | 0 | 1000 sqft2 of floor space | 1000 sqft served | 10 | DEER:Indoor_CFL_Ltg | 9979.1716 | 1.8753 | 0 | SWHC031-02 and | 685.9942 | 2022 | 0 | 529.1272 | 2022 | 0 | 0 | SWHC031-02 and | Com Small Gas Water Heaters - Hot-Dry ¦ PG&E ¦ Hot-Dry | Com Small Gas Water Heaters - Hot-Dry | 0.79319 | 1 | 0 | CBSA 2019 | -203.4113 | 2012 | 0.6 | SWHC031-02 and
COM-WATERHEAT-FS-010.22 | Com ¦ Com Electric Storage Water Heater (0.92 UEF - 50 Gal) - Fuel Sub Future Baseline - Hot-Dry ¦ PG&E ¦ Hot-Dry | Com ¦ Com Electric Storage Water Heater (0.92 UEF - 50 Gal) - Fuel Sub Future Baseline - Hot-Dry | PG&E ¦ Hot-Dry | PG&E | All | Electric & Gas | Electric Storage WH (0.92 UEF - 50 Gal) - Fuel Sub Future Baseline | Efficient | 2030 | Conventional | WaterHeat | Com - Retail | Com | ROB and NEW | 0 | 1000 sqft2 of floor space | 1000 sqft served | 10 | DEER:Indoor_CFL_Ltg | 142.6363 | 0.021785 | 0 | SWHC031-02 and | 9.8086 | 2022 | 0 | 7.5656 | 2022 | 0 | 0 | SWHC031-02 and | Com Small Gas Water Heaters - Hot-Dry ¦ PG&E ¦ Hot-Dry | Com Small Gas Water Heaters - Hot-Dry | 0.40063 | 1 | 0 | CBSA 2019 | -13.7372 | 2012 | 0.6 | SWHC031-02 and
COM-WATERHEAT-FS-010.23 | Com ¦ Com Electric Storage Water Heater (0.92 UEF - 50 Gal) - Fuel Sub Future Baseline - Hot-Dry ¦ PG&E ¦ Hot-Dry | Com ¦ Com Electric Storage Water Heater (0.92 UEF - 50 Gal) - Fuel Sub Future Baseline - Hot-Dry | PG&E ¦ Hot-Dry | PG&E | All | Electric & Gas | Electric Storage WH (0.92 UEF - 50 Gal) - Fuel Sub Future Baseline | Efficient | 2030 | Conventional | WaterHeat | Com - School | Com | ROB and NEW | 0 | 1000 sqft2 of floor space | 1000 sqft served | 10 | DEER:Indoor_CFL_Ltg | 791.8666 | -0.0001195 | 0 | SWHC031-02 and | 80.7968 | 2022 | 0 | 62.3209 | 2022 | 0 | 0 | SWHC031-02 and | Com Small Gas Water Heaters - Hot-Dry ¦ PG&E ¦ Hot-Dry | Com Small Gas Water Heaters - Hot-Dry | 0.76922 | 1 | 0 | CBSA 2019 | -43.4978 | 2012 | 0.6 | SWHC031-02 and
COM-WATERHEAT-FS-010.24 | Com ¦ Com Electric Storage Water Heater (0.92 UEF - 50 Gal) - Fuel Sub Future Baseline - Hot-Dry ¦ PG&E ¦ Hot-Dry | Com ¦ Com Electric Storage Water Heater (0.92 UEF - 50 Gal) - Fuel Sub Future Baseline - Hot-Dry | PG&E ¦ Hot-Dry | PG&E | All | Electric & Gas | Electric Storage WH (0.92 UEF - 50 Gal) - Fuel Sub Future Baseline | Efficient | 2030 | Conventional | WaterHeat | Com - Warehouse | Com | ROB and NEW | 0 | 1000 sqft2 of floor space | 1000 sqft served | 10 | DEER:Indoor_CFL_Ltg | 23.106 | 0.00081641 | 0 | SWHC031-02 and | 1.4645 | 2022 | 0 | 1.1296 | 2022 | 0 | 0 | SWHC031-02 and | Com Small Gas Water Heaters - Hot-Dry ¦ PG&E ¦ Hot-Dry | Com Small Gas Water Heaters - Hot-Dry | 0.1976 | 1 | 0 | CBSA 2019 | -1.7181 | 2012 | 0.6 | SWHC031-02 and
COM-WATERHEAT-FS-010.25 | Com ¦ Com Electric Storage Water Heater (0.92 UEF - 50 Gal) - Fuel Sub Future Baseline - Cold ¦ PG&E ¦ Cold | Com ¦ Com Electric Storage Water Heater (0.92 UEF - 50 Gal) - Fuel Sub Future Baseline - Cold | PG&E ¦ Cold | PG&E | All | Electric & Gas | Electric Storage WH (0.92 UEF - 50 Gal) - Fuel Sub Future Baseline | Efficient | 2030 | Conventional | WaterHeat | Com - College | Com | ROB and NEW | 0 | 1000 sqft2 of floor space | 1000 sqft served | 10 | DEER:Indoor_CFL_Ltg | 809.4179 | 0.10008 | 0 | SWHC031-02 and | 50.8895 | 2022 | 0 | 39.2526 | 2022 | 0 | 0 | SWHC031-02 and | Com Small Gas Water Heaters - Cold ¦ PG&E ¦ Cold | Com Small Gas Water Heaters - Cold | 0.74815 | 1 | 0 | CBSA 2019 | -27.512 | 2012 | 0.6 | SWHC031-02 and
COM-WATERHEAT-FS-010.26 | Com ¦ Com Electric Storage Water Heater (0.92 UEF - 50 Gal) - Fuel Sub Future Baseline - Cold ¦ PG&E ¦ Cold | Com ¦ Com Electric Storage Water Heater (0.92 UEF - 50 Gal) - Fuel Sub Future Baseline - Cold | PG&E ¦ Cold | PG&E | All | Electric & Gas | Electric Storage WH (0.92 UEF - 50 Gal) - Fuel Sub Future Baseline | Efficient | 2030 | Conventional | WaterHeat | Com - Grocery | Com | ROB and NEW | 0 | 1000 sqft2 of floor space | 1000 sqft served | 10 | DEER:Indoor_CFL_Ltg | 1144.9864 | 0.21468 | 0 | SWHC031-02 and | 42.2283 | 2022 | 0 | 32.5719 | 2022 | 0 | 0 | SWHC031-02 and | Com Small Gas Water Heaters - Cold ¦ PG&E ¦ Cold | Com Small Gas Water Heaters - Cold | 0.59609 | 1 | 0 | CBSA 2019 | -25.1731 | 2012 | 0.6 | SWHC031-02 and
COM-WATERHEAT-FS-010.27 | Com ¦ Com Electric Storage Water Heater (0.92 UEF - 50 Gal) - Fuel Sub Future Baseline - Cold ¦ PG&E ¦ Cold | Com ¦ Com Electric Storage Water Heater (0.92 UEF - 50 Gal) - Fuel Sub Future Baseline - Cold | PG&E ¦ Cold | PG&E | All | Electric & Gas | Electric Storage WH (0.92 UEF - 50 Gal) - Fuel Sub Future Baseline | Efficient | 2030 | Conventional | WaterHeat | Com - Health | Com | ROB and NEW | 0 | 1000 sqft2 of floor space | 1000 sqft served | 10 | DEER:Indoor_CFL_Ltg | 2454.5287 | 0.28893 | 0 | SWHC031-02 and | 77.0809 | 2022 | 0 | 59.4547 | 2022 | 0 | 0 | SWHC031-02 and | Com Small Gas Water Heaters - Cold ¦ PG&E ¦ Cold | Com Small Gas Water Heaters - Cold | 0.52611 | 1 | 0 | CBSA 2019 | -36.38 | 2012 | 0.6 | SWHC031-02 and
COM-WATERHEAT-FS-010.28 | Com ¦ Com Electric Storage Water Heater (0.92 UEF - 50 Gal) - Fuel Sub Future Baseline - Cold ¦ PG&E ¦ Cold | Com ¦ Com Electric Storage Water Heater (0.92 UEF - 50 Gal) - Fuel Sub Future Baseline - Cold | PG&E ¦ Cold | PG&E | All | Electric & Gas | Electric Storage WH (0.92 UEF - 50 Gal) - Fuel Sub Future Baseline | Efficient | 2030 | Conventional | WaterHeat | Com - Lodging | Com | ROB and NEW | 0 | 1000 sqft2 of floor space | 1000 sqft served | 10 | DEER:Indoor_CFL_Ltg | 1860.2294 | 0.22486 | 0 | SWHC031-02 and | 48.5 | 2022 | 0 | 37.4094 | 2022 | 0 | 0 | SWHC031-02 and | Com Small Gas Water Heaters - Cold ¦ PG&E ¦ Cold | Com Small Gas Water Heaters - Cold | 0.73871 | 1 | 0 | CBSA 2019 | -102.244 | 2012 | 0.6 | SWHC031-02 and
COM-WATERHEAT-FS-010.29 | Com ¦ Com Electric Storage Water Heater (0.92 UEF - 50 Gal) - Fuel Sub Future Baseline - Cold ¦ PG&E ¦ Cold | Com ¦ Com Electric Storage Water Heater (0.92 UEF - 50 Gal) - Fuel Sub Future Baseline - Cold | PG&E ¦ Cold | PG&E | All | Electric & Gas | Electric Storage WH (0.92 UEF - 50 Gal) - Fuel Sub Future Baseline | Efficient | 2030 | Conventional | WaterHeat | Com - Office (Large) | Com | ROB and NEW | 0 | 1000 sqft2 of floor space | 1000 sqft served | 10 | DEER:Indoor_CFL_Ltg | 225.7893 | 0.012603 | 0 | SWHC031-02 and | 15.8356 | 2022 | 0 | 12.2145 | 2022 | 0 | 0 | SWHC031-02 and | Com Small Gas Water Heaters - Cold ¦ PG&E ¦ Cold | Com Small Gas Water Heaters - Cold | 0.46177 | 1 | 0 | CBSA 2019 | -3.5357 | 2012 | 0.6 | SWHC031-02 and
COM-WATERHEAT-FS-010.30 | Com ¦ Com Electric Storage Water Heater (0.92 UEF - 50 Gal) - Fuel Sub Future Baseline - Cold ¦ PG&E ¦ Cold | Com ¦ Com Electric Storage Water Heater (0.92 UEF - 50 Gal) - Fuel Sub Future Baseline - Cold | PG&E ¦ Cold | PG&E | All | Electric & Gas | Electric Storage WH (0.92 UEF - 50 Gal) - Fuel Sub Future Baseline | Efficient | 2030 | Conventional | WaterHeat | Com - Office (Small) | Com | ROB and NEW | 0 | 1000 sqft2 of floor space | 1000 sqft served | 10 | DEER:Indoor_CFL_Ltg | 203.5806 | 0.0018433 | 0 | SWHC031-02 and | 15.8356 | 2022 | 0 | 12.2145 | 2022 | 0 | 0 | SWHC031-02 and | Com Small Gas Water Heaters - Cold ¦ PG&E ¦ Cold | Com Small Gas Water Heaters - Cold | 0.46177 | 1 | 0 | CBSA 2019 | -5.2985 | 2012 | 0.6 | SWHC031-02 and
COM-WATERHEAT-FS-010.31 | Com ¦ Com Electric Storage Water Heater (0.92 UEF - 50 Gal) - Fuel Sub Future Baseline - Cold ¦ PG&E ¦ Cold | Com ¦ Com Electric Storage Water Heater (0.92 UEF - 50 Gal) - Fuel Sub Future Baseline - Cold | PG&E ¦ Cold | PG&E | All | Electric & Gas | Electric Storage WH (0.92 UEF - 50 Gal) - Fuel Sub Future Baseline | Efficient | 2030 | Conventional | WaterHeat | Com - Other | Com | ROB and NEW | 0 | 1000 sqft2 of floor space | 1000 sqft served | 10 | DEER:Indoor_CFL_Ltg | 2739.8752 | 0.41328 | 0 | SWHC031-02 and | 130.9691 | 2022 | 0 | 101.0203 | 2022 | 0 | 0 | SWHC031-02 and | Com Small Gas Water Heaters - Cold ¦ PG&E ¦ Cold | Com Small Gas Water Heaters - Cold | 0.5433 | 1 | 0 | CBSA 2019 | -160.6466 | 2012 | 0.6 | SWHC031-02 and
COM-WATERHEAT-FS-010.32 | Com ¦ Com Electric Storage Water Heater (0.92 UEF - 50 Gal) - Fuel Sub Future Baseline - Cold ¦ PG&E ¦ Cold | Com ¦ Com Electric Storage Water Heater (0.92 UEF - 50 Gal) - Fuel Sub Future Baseline - Cold | PG&E ¦ Cold | PG&E | All | Electric & Gas | Electric Storage WH (0.92 UEF - 50 Gal) - Fuel Sub Future Baseline | Efficient | 2030 | Conventional | WaterHeat | Com - Refrig. Warehouse | Com | ROB and NEW | 0 | 1000 sqft2 of floor space | 1000 sqft served | 10 | DEER:Indoor_CFL_Ltg | 0 | 0 | 0 | SWHC031-02 and | 16.2196 | 2022 | 0 | 5.648 | 2022 | 0 | 0 | SWHC031-02 and | Com Small Gas Water Heaters - Cold ¦ PG&E ¦ Cold | Com Small Gas Water Heaters - Cold | 0.22621 | 1 | 0 | CBSA 2019 | 0 | 2012 | 0.6 | SWHC031-02 and
COM-WATERHEAT-FS-010.33 | Com ¦ Com Electric Storage Water Heater (0.92 UEF - 50 Gal) - Fuel Sub Future Baseline - Cold ¦ PG&E ¦ Cold | Com ¦ Com Electric Storage Water Heater (0.92 UEF - 50 Gal) - Fuel Sub Future Baseline - Cold | PG&E ¦ Cold | PG&E | All | Electric & Gas | Electric Storage WH (0.92 UEF - 50 Gal) - Fuel Sub Future Baseline | Efficient | 2030 | Conventional | WaterHeat | Com - Restaurant | Com | ROB and NEW | 0 | 1000 sqft2 of floor space | 1000 sqft served | 10 | DEER:Indoor_CFL_Ltg | 10839.8364 | 2.0576 | 0 | SWHC031-02 and | 685.9942 | 2022 | 0 | 529.1272 | 2022 | 0 | 0 | SWHC031-02 and | Com Small Gas Water Heaters - Cold ¦ PG&E ¦ Cold | Com Small Gas Water Heaters - Cold | 0.79319 | 1 | 0 | CBSA 2019 | -220.9548 | 2012 | 0.6 | SWHC031-02 and
COM-WATERHEAT-FS-010.34 | Com ¦ Com Electric Storage Water Heater (0.92 UEF - 50 Gal) - Fuel Sub Future Baseline - Cold ¦ PG&E ¦ Cold | Com ¦ Com Electric Storage Water Heater (0.92 UEF - 50 Gal) - Fuel Sub Future Baseline - Cold | PG&E ¦ Cold | PG&E | All | Electric & Gas | Electric Storage WH (0.92 UEF - 50 Gal) - Fuel Sub Future Baseline | Efficient | 2030 | Conventional | WaterHeat | Com - Retail | Com | ROB and NEW | 0 | 1000 sqft2 of floor space | 1000 sqft served | 10 | DEER:Indoor_CFL_Ltg | 153.0289 | 0.023983 | 0 | SWHC031-02 and | 9.8086 | 2022 | 0 | 7.5656 | 2022 | 0 | 0 | SWHC031-02 and | Com Small Gas Water Heaters - Cold ¦ PG&E ¦ Cold | Com Small Gas Water Heaters - Cold | 0.40063 | 1 | 0 | CBSA 2019 | -14.7381 | 2012 | 0.6 | SWHC031-02 and
COM-WATERHEAT-FS-010.35 | Com ¦ Com Electric Storage Water Heater (0.92 UEF - 50 Gal) - Fuel Sub Future Baseline - Cold ¦ PG&E ¦ Cold | Com ¦ Com Electric Storage Water Heater (0.92 UEF - 50 Gal) - Fuel Sub Future Baseline - Cold | PG&E ¦ Cold | PG&E | All | Electric & Gas | Electric Storage WH (0.92 UEF - 50 Gal) - Fuel Sub Future Baseline | Efficient | 2030 | Conventional | WaterHeat | Com - School | Com | ROB and NEW | 0 | 1000 sqft2 of floor space | 1000 sqft served | 10 | DEER:Indoor_CFL_Ltg | 802.8424 | -0.00043218 | 0 | SWHC031-02 and | 80.7968 | 2022 | 0 | 62.3209 | 2022 | 0 | 0 | SWHC031-02 and | Com Small Gas Water Heaters - Cold ¦ PG&E ¦ Cold | Com Small Gas Water Heaters - Cold | 0.76922 | 1 | 0 | CBSA 2019 | -44.1007 | 2012 | 0.6 | SWHC031-02 and
COM-WATERHEAT-FS-010.36 | Com ¦ Com Electric Storage Water Heater (0.92 UEF - 50 Gal) - Fuel Sub Future Baseline - Cold ¦ PG&E ¦ Cold | Com ¦ Com Electric Storage Water Heater (0.92 UEF - 50 Gal) - Fuel Sub Future Baseline - Cold | PG&E ¦ Cold | PG&E | All | Electric & Gas | Electric Storage WH (0.92 UEF - 50 Gal) - Fuel Sub Future Baseline | Efficient | 2030 | Conventional | WaterHeat | Com - Warehouse | Com | ROB and NEW | 0 | 1000 sqft2 of floor space | 1000 sqft served | 10 | DEER:Indoor_CFL_Ltg | 22.5926 | 0.00090199 | 0 | SWHC031-02 and | 1.4645 | 2022 | 0 | 1.1296 | 2022 | 0 | 0 | SWHC031-02 and | Com Small Gas Water Heaters - Cold ¦ PG&E ¦ Cold | Com Small Gas Water Heaters - Cold | 0.1976 | 1 | 0 | CBSA 2019 | -1.68 | 2012 | 0.6 | SWHC031-02 and
COM-WATERHEAT-FS-010.37 | Com ¦ Com Electric Storage Water Heater (0.92 UEF - 50 Gal) - Fuel Sub Future Baseline - Marine ¦ SCE ¦ Marine | Com ¦ Com Electric Storage Water Heater (0.92 UEF - 50 Gal) - Fuel Sub Future Baseline - Marine | SCE ¦ Marine | SCE | All | Electric & Gas | Electric Storage WH (0.92 UEF - 50 Gal) - Fuel Sub Future Baseline | Efficient | 2030 | Conventional | WaterHeat | Com - College | Com | ROB and NEW | 0 | 1000 sqft2 of floor space | 1000 sqft served | 10 | DEER:Indoor_CFL_Ltg | 0 | 0 | 0 | SWHC031-02 and | 112.7237 | 2022 | 0 | 39.2526 | 2022 | 0 | 0 | SWHC031-02 and | Com Small Gas Water Heaters - Marine ¦ SCE ¦ Marine | Com Small Gas Water Heaters - Marine | 0.74815 | 1 | 0 | CBSA 2019 | 0 | 2012 | 0.6 | SWHC031-02 and
COM-WATERHEAT-FS-010.38 | Com ¦ Com Electric Storage Water Heater (0.92 UEF - 50 Gal) - Fuel Sub Future Baseline - Marine ¦ SCE ¦ Marine | Com ¦ Com Electric Storage Water Heater (0.92 UEF - 50 Gal) - Fuel Sub Future Baseline - Marine | SCE ¦ Marine | SCE | All | Electric & Gas | Electric Storage WH (0.92 UEF - 50 Gal) - Fuel Sub Future Baseline | Efficient | 2030 | Conventional | WaterHeat | Com - Grocery | Com | ROB and NEW | 0 | 1000 sqft2 of floor space | 1000 sqft served | 10 | DEER:Indoor_CFL_Ltg | 0 | 0 | 0 | SWHC031-02 and | 93.5385 | 2022 | 0 | 32.5719 | 2022 | 0 | 0 | SWHC031-02 and | Com Small Gas Water Heaters - Marine ¦ SCE ¦ Marine | Com Small Gas Water Heaters - Marine | 0.59609 | 1 | 0 | CBSA 2019 | 0 | 2012 | 0.6 | SWHC031-02 and
COM-WATERHEAT-FS-010.39 | Com ¦ Com Electric Storage Water Heater (0.92 UEF - 50 Gal) - Fuel Sub Future Baseline - Marine ¦ SCE ¦ Marine | Com ¦ Com Electric Storage Water Heater (0.92 UEF - 50 Gal) - Fuel Sub Future Baseline - Marine | SCE ¦ Marine | SCE | All | Electric & Gas | Electric Storage WH (0.92 UEF - 50 Gal) - Fuel Sub Future Baseline | Efficient | 2030 | Conventional | WaterHeat | Com - Health | Com | ROB and NEW | 0 | 1000 sqft2 of floor space | 1000 sqft served | 10 | DEER:Indoor_CFL_Ltg | 0 | 0 | 0 | SWHC031-02 and | 170.7393 | 2022 | 0 | 59.4547 | 2022 | 0 | 0 | SWHC031-02 and | Com Small Gas Water Heaters - Marine ¦ SCE ¦ Marine | Com Small Gas Water Heaters - Marine | 0.52611 | 1 | 0 | CBSA 2019 | 0 | 2012 | 0.6 | SWHC031-02 and
COM-WATERHEAT-FS-010.40 | Com ¦ Com Electric Storage Water Heater (0.92 UEF - 50 Gal) - Fuel Sub Future Baseline - Marine ¦ SCE ¦ Marine | Com ¦ Com Electric Storage Water Heater (0.92 UEF - 50 Gal) - Fuel Sub Future Baseline - Marine | SCE ¦ Marine | SCE | All | Electric & Gas | Electric Storage WH (0.92 UEF - 50 Gal) - Fuel Sub Future Baseline | Efficient | 2030 | Conventional | WaterHeat | Com - Lodging | Com | ROB and NEW | 0 | 1000 sqft2 of floor space | 1000 sqft served | 10 | DEER:Indoor_CFL_Ltg | 0 | 0 | 0 | SWHC031-02 and | 107.4306 | 2022 | 0 | 37.4094 | 2022 | 0 | 0 | SWHC031-02 and | Com Small Gas Water Heaters - Marine ¦ SCE ¦ Marine | Com Small Gas Water Heaters - Marine | 0.73871 | 1 | 0 | CBSA 2019 | 0 | 2012 | 0.6 | SWHC031-02 and
COM-WATERHEAT-FS-010.41 | Com ¦ Com Electric Storage Water Heater (0.92 UEF - 50 Gal) - Fuel Sub Future Baseline - Marine ¦ SCE ¦ Marine | Com ¦ Com Electric Storage Water Heater (0.92 UEF - 50 Gal) - Fuel Sub Future Baseline - Marine | SCE ¦ Marine | SCE | All | Electric & Gas | Electric Storage WH (0.92 UEF - 50 Gal) - Fuel Sub Future Baseline | Efficient | 2030 | Conventional | WaterHeat | Com - Office (Large) | Com | ROB and NEW | 0 | 1000 sqft2 of floor space | 1000 sqft served | 10 | DEER:Indoor_CFL_Ltg | 0 | 0 | 0 | SWHC031-02 and | 35.0769 | 2022 | 0 | 12.2145 | 2022 | 0 | 0 | SWHC031-02 and | Com Small Gas Water Heaters - Marine ¦ SCE ¦ Marine | Com Small Gas Water Heaters - Marine | 0.46177 | 1 | 0 | CBSA 2019 | 0 | 2012 | 0.6 | SWHC031-02 and
COM-WATERHEAT-FS-010.42 | Com ¦ Com Electric Storage Water Heater (0.92 UEF - 50 Gal) - Fuel Sub Future Baseline - Marine ¦ SCE ¦ Marine | Com ¦ Com Electric Storage Water Heater (0.92 UEF - 50 Gal) - Fuel Sub Future Baseline - Marine | SCE ¦ Marine | SCE | All | Electric & Gas | Electric Storage WH (0.92 UEF - 50 Gal) - Fuel Sub Future Baseline | Efficient | 2030 | Conventional | WaterHeat | Com - Office (Small) | Com | ROB and NEW | 0 | 1000 sqft2 of floor space | 1000 sqft served | 10 | DEER:Indoor_CFL_Ltg | 0 | 0 | 0 | SWHC031-02 and | 35.0769 | 2022 | 0 | 12.2145 | 2022 | 0 | 0 | SWHC031-02 and | Com Small Gas Water Heaters - Marine ¦ SCE ¦ Marine | Com Small Gas Water Heaters - Marine | 0.46177 | 1 | 0 | CBSA 2019 | 0 | 2012 | 0.6 | SWHC031-02 and
COM-WATERHEAT-FS-010.43 | Com ¦ Com Electric Storage Water Heater (0.92 UEF - 50 Gal) - Fuel Sub Future Baseline - Marine ¦ SCE ¦ Marine | Com ¦ Com Electric Storage Water Heater (0.92 UEF - 50 Gal) - Fuel Sub Future Baseline - Marine | SCE ¦ Marine | SCE | All | Electric & Gas | Electric Storage WH (0.92 UEF - 50 Gal) - Fuel Sub Future Baseline | Efficient | 2030 | Conventional | WaterHeat | Com - Other | Com | ROB and NEW | 0 | 1000 sqft2 of floor space | 1000 sqft served | 10 | DEER:Indoor_CFL_Ltg | 0 | 0 | 0 | SWHC031-02 and | 290.1053 | 2022 | 0 | 101.0203 | 2022 | 0 | 0 | SWHC031-02 and | Com Small Gas Water Heaters - Marine ¦ SCE ¦ Marine | Com Small Gas Water Heaters - Marine | 0.5433 | 1 | 0 | CBSA 2019 | 0 | 2012 | 0.6 | SWHC031-02 and
COM-WATERHEAT-FS-010.44 | Com ¦ Com Electric Storage Water Heater (0.92 UEF - 50 Gal) - Fuel Sub Future Baseline - Marine ¦ SCE ¦ Marine | Com ¦ Com Electric Storage Water Heater (0.92 UEF - 50 Gal) - Fuel Sub Future Baseline - Marine | SCE ¦ Marine | SCE | All | Electric & Gas | Electric Storage WH (0.92 UEF - 50 Gal) - Fuel Sub Future Baseline | Efficient | 2030 | Conventional | WaterHeat | Com - Refrig. Warehouse | Com | ROB and NEW | 0 | 1000 sqft2 of floor space | 1000 sqft served | 10 | DEER:Indoor_CFL_Ltg | 0 | 0 | 0 | SWHC031-02 and | 16.2196 | 2022 | 0 | 5.648 | 2022 | 0 | 0 | SWHC031-02 and | Com Small Gas Water Heaters - Marine ¦ SCE ¦ Marine | Com Small Gas Water Heaters - Marine | 0.22621 | 1 | 0 | CBSA 2019 | 0 | 2012 | 0.6 | SWHC031-02 and
COM-WATERHEAT-FS-010.45 | Com ¦ Com Electric Storage Water Heater (0.92 UEF - 50 Gal) - Fuel Sub Future Baseline - Marine ¦ SCE ¦ Marine | Com ¦ Com Electric Storage Water Heater (0.92 UEF - 50 Gal) - Fuel Sub Future Baseline - Marine | SCE ¦ Marine | SCE | All | Electric & Gas | Electric Storage WH (0.92 UEF - 50 Gal) - Fuel Sub Future Baseline | Efficient | 2030 | Conventional | WaterHeat | Com - Restaurant | Com | ROB and NEW | 0 | 1000 sqft2 of floor space | 1000 sqft served | 10 | DEER:Indoor_CFL_Ltg | 0 | 0 | 0 | SWHC031-02 and | 1519.5231 | 2022 | 0 | 529.1272 | 2022 | 0 | 0 | SWHC031-02 and | Com Small Gas Water Heaters - Marine ¦ SCE ¦ Marine | Com Small Gas Water Heaters - Marine | 0.79319 | 1 | 0 | CBSA 2019 | 0 | 2012 | 0.6 | SWHC031-02 and
COM-WATERHEAT-FS-010.46 | Com ¦ Com Electric Storage Water Heater (0.92 UEF - 50 Gal) - Fuel Sub Future Baseline - Marine ¦ SCE ¦ Marine | Com ¦ Com Electric Storage Water Heater (0.92 UEF - 50 Gal) - Fuel Sub Future Baseline - Marine | SCE ¦ Marine | SCE | All | Electric & Gas | Electric Storage WH (0.92 UEF - 50 Gal) - Fuel Sub Future Baseline | Efficient | 2030 | Conventional | WaterHeat | Com - Retail | Com | ROB and NEW | 0 | 1000 sqft2 of floor space | 1000 sqft served | 10 | DEER:Indoor_CFL_Ltg | 0 | 0 | 0 | SWHC031-02 and | 21.7266 | 2022 | 0 | 7.5656 | 2022 | 0 | 0 | SWHC031-02 and | Com Small Gas Water Heaters - Marine ¦ SCE ¦ Marine | Com Small Gas Water Heaters - Marine | 0.40063 | 1 | 0 | CBSA 2019 | 0 | 2012 | 0.6 | SWHC031-02 and
COM-WATERHEAT-FS-010.47 | Com ¦ Com Electric Storage Water Heater (0.92 UEF - 50 Gal) - Fuel Sub Future Baseline - Marine ¦ SCE ¦ Marine | Com ¦ Com Electric Storage Water Heater (0.92 UEF - 50 Gal) - Fuel Sub Future Baseline - Marine | SCE ¦ Marine | SCE | All | Electric & Gas | Electric Storage WH (0.92 UEF - 50 Gal) - Fuel Sub Future Baseline | Efficient | 2030 | Conventional | WaterHeat | Com - School | Com | ROB and NEW | 0 | 1000 sqft2 of floor space | 1000 sqft served | 10 | DEER:Indoor_CFL_Ltg | 0 | 0 | 0 | SWHC031-02 and | 178.9702 | 2022 | 0 | 62.3209 | 2022 | 0 | 0 | SWHC031-02 and | Com Small Gas Water Heaters - Marine ¦ SCE ¦ Marine | Com Small Gas Water Heaters - Marine | 0.76922 | 1 | 0 | CBSA 2019 | 0 | 2012 | 0.6 | SWHC031-02 and
COM-WATERHEAT-FS-010.48 | Com ¦ Com Electric Storage Water Heater (0.92 UEF - 50 Gal) - Fuel Sub Future Baseline - Marine ¦ SCE ¦ Marine | Com ¦ Com Electric Storage Water Heater (0.92 UEF - 50 Gal) - Fuel Sub Future Baseline - Marine | SCE ¦ Marine | SCE | All | Electric & Gas | Electric Storage WH (0.92 UEF - 50 Gal) - Fuel Sub Future Baseline | Efficient | 2030 | Conventional | WaterHeat | Com - Warehouse | Com | ROB and NEW | 0 | 1000 sqft2 of floor space | 1000 sqft served | 10 | DEER:Indoor_CFL_Ltg | 0 | 0 | 0 | SWHC031-02 and | 3.2439 | 2022 | 0 | 1.1296 | 2022 | 0 | 0 | SWHC031-02 and | Com Small Gas Water Heaters - Marine ¦ SCE ¦ Marine | Com Small Gas Water Heaters - Marine | 0.1976 | 1 | 0 | CBSA 2019 | 0 | 2012 | 0.6 | SWHC031-02 and
COM-WATERHEAT-FS-010.49 | Com ¦ Com Electric Storage Water Heater (0.92 UEF - 50 Gal) - Fuel Sub Future Baseline - Hot-Dry ¦ SCE ¦ Hot-Dry | Com ¦ Com Electric Storage Water Heater (0.92 UEF - 50 Gal) - Fuel Sub Future Baseline - Hot-Dry | SCE ¦ Hot-Dry | SCE | All | Electric & Gas | Electric Storage WH (0.92 UEF - 50 Gal) - Fuel Sub Future Baseline | Efficient | 2030 | Conventional | WaterHeat | Com - College | Com | ROB and NEW | 0 | 1000 sqft2 of floor space | 1000 sqft served | 10 | DEER:Indoor_CFL_Ltg | 0 | 0 | 0 | SWHC031-02 and | 112.7237 | 2022 | 0 | 39.2526 | 2022 | 0 | 0 | SWHC031-02 and | Com Small Gas Water Heaters - Hot-Dry ¦ SCE ¦ Hot-Dry | Com Small Gas Water Heaters - Hot-Dry | 0.74815 | 1 | 0 | CBSA 2019 | 0 | 2012 | 0.6 | SWHC031-02 and
COM-WATERHEAT-FS-010.50 | Com ¦ Com Electric Storage Water Heater (0.92 UEF - 50 Gal) - Fuel Sub Future Baseline - Hot-Dry ¦ SCE ¦ Hot-Dry | Com ¦ Com Electric Storage Water Heater (0.92 UEF - 50 Gal) - Fuel Sub Future Baseline - Hot-Dry | SCE ¦ Hot-Dry | SCE | All | Electric & Gas | Electric Storage WH (0.92 UEF - 50 Gal) - Fuel Sub Future Baseline | Efficient | 2030 | Conventional | WaterHeat | Com - Grocery | Com | ROB and NEW | 0 | 1000 sqft2 of floor space | 1000 sqft served | 10 | DEER:Indoor_CFL_Ltg | 0 | 0 | 0 | SWHC031-02 and | 93.5385 | 2022 | 0 | 32.5719 | 2022 | 0 | 0 | SWHC031-02 and | Com Small Gas Water Heaters - Hot-Dry ¦ SCE ¦ Hot-Dry | Com Small Gas Water Heaters - Hot-Dry | 0.59609 | 1 | 0 | CBSA 2019 | 0 | 2012 | 0.6 | SWHC031-02 and
COM-WATERHEAT-FS-010.51 | Com ¦ Com Electric Storage Water Heater (0.92 UEF - 50 Gal) - Fuel Sub Future Baseline - Hot-Dry ¦ SCE ¦ Hot-Dry | Com ¦ Com Electric Storage Water Heater (0.92 UEF - 50 Gal) - Fuel Sub Future Baseline - Hot-Dry | SCE ¦ Hot-Dry | SCE | All | Electric & Gas | Electric Storage WH (0.92 UEF - 50 Gal) - Fuel Sub Future Baseline | Efficient | 2030 | Conventional | WaterHeat | Com - Health | Com | ROB and NEW | 0 | 1000 sqft2 of floor space | 1000 sqft served | 10 | DEER:Indoor_CFL_Ltg | 0 | 0 | 0 | SWHC031-02 and | 170.7393 | 2022 | 0 | 59.4547 | 2022 | 0 | 0 | SWHC031-02 and | Com Small Gas Water Heaters - Hot-Dry ¦ SCE ¦ Hot-Dry | Com Small Gas Water Heaters - Hot-Dry | 0.52611 | 1 | 0 | CBSA 2019 | 0 | 2012 | 0.6 | SWHC031-02 and
COM-WATERHEAT-FS-010.52 | Com ¦ Com Electric Storage Water Heater (0.92 UEF - 50 Gal) - Fuel Sub Future Baseline - Hot-Dry ¦ SCE ¦ Hot-Dry | Com ¦ Com Electric Storage Water Heater (0.92 UEF - 50 Gal) - Fuel Sub Future Baseline - Hot-Dry | SCE ¦ Hot-Dry | SCE | All | Electric & Gas | Electric Storage WH (0.92 UEF - 50 Gal) - Fuel Sub Future Baseline | Efficient | 2030 | Conventional | WaterHeat | Com - Lodging | Com | ROB and NEW | 0 | 1000 sqft2 of floor space | 1000 sqft served | 10 | DEER:Indoor_CFL_Ltg | 0 | 0 | 0 | SWHC031-02 and | 107.4306 | 2022 | 0 | 37.4094 | 2022 | 0 | 0 | SWHC031-02 and | Com Small Gas Water Heaters - Hot-Dry ¦ SCE ¦ Hot-Dry | Com Small Gas Water Heaters - Hot-Dry | 0.73871 | 1 | 0 | CBSA 2019 | 0 | 2012 | 0.6 | SWHC031-02 and
COM-WATERHEAT-FS-010.53 | Com ¦ Com Electric Storage Water Heater (0.92 UEF - 50 Gal) - Fuel Sub Future Baseline - Hot-Dry ¦ SCE ¦ Hot-Dry | Com ¦ Com Electric Storage Water Heater (0.92 UEF - 50 Gal) - Fuel Sub Future Baseline - Hot-Dry | SCE ¦ Hot-Dry | SCE | All | Electric & Gas | Electric Storage WH (0.92 UEF - 50 Gal) - Fuel Sub Future Baseline | Efficient | 2030 | Conventional | WaterHeat | Com - Office (Large) | Com | ROB and NEW | 0 | 1000 sqft2 of floor space | 1000 sqft served | 10 | DEER:Indoor_CFL_Ltg | 0 | 0 | 0 | SWHC031-02 and | 35.0769 | 2022 | 0 | 12.2145 | 2022 | 0 | 0 | SWHC031-02 and | Com Small Gas Water Heaters - Hot-Dry ¦ SCE ¦ Hot-Dry | Com Small Gas Water Heaters - Hot-Dry | 0.46177 | 1 | 0 | CBSA 2019 | 0 | 2012 | 0.6 | SWHC031-02 and
COM-WATERHEAT-FS-010.54 | Com ¦ Com Electric Storage Water Heater (0.92 UEF - 50 Gal) - Fuel Sub Future Baseline - Hot-Dry ¦ SCE ¦ Hot-Dry | Com ¦ Com Electric Storage Water Heater (0.92 UEF - 50 Gal) - Fuel Sub Future Baseline - Hot-Dry | SCE ¦ Hot-Dry | SCE | All | Electric & Gas | Electric Storage WH (0.92 UEF - 50 Gal) - Fuel Sub Future Baseline | Efficient | 2030 | Conventional | WaterHeat | Com - Office (Small) | Com | ROB and NEW | 0 | 1000 sqft2 of floor space | 1000 sqft served | 10 | DEER:Indoor_CFL_Ltg | 0 | 0 | 0 | SWHC031-02 and | 35.0769 | 2022 | 0 | 12.2145 | 2022 | 0 | 0 | SWHC031-02 and | Com Small Gas Water Heaters - Hot-Dry ¦ SCE ¦ Hot-Dry | Com Small Gas Water Heaters - Hot-Dry | 0.46177 | 1 | 0 | CBSA 2019 | 0 | 2012 | 0.6 | SWHC031-02 and
COM-WATERHEAT-FS-010.55 | Com ¦ Com Electric Storage Water Heater (0.92 UEF - 50 Gal) - Fuel Sub Future Baseline - Hot-Dry ¦ SCE ¦ Hot-Dry | Com ¦ Com Electric Storage Water Heater (0.92 UEF - 50 Gal) - Fuel Sub Future Baseline - Hot-Dry | SCE ¦ Hot-Dry | SCE | All | Electric & Gas | Electric Storage WH (0.92 UEF - 50 Gal) - Fuel Sub Future Baseline | Efficient | 2030 | Conventional | WaterHeat | Com - Other | Com | ROB and NEW | 0 | 1000 sqft2 of floor space | 1000 sqft served | 10 | DEER:Indoor_CFL_Ltg | 0 | 0 | 0 | SWHC031-02 and | 290.1053 | 2022 | 0 | 101.0203 | 2022 | 0 | 0 | SWHC031-02 and | Com Small Gas Water Heaters - Hot-Dry ¦ SCE ¦ Hot-Dry | Com Small Gas Water Heaters - Hot-Dry | 0.5433 | 1 | 0 | CBSA 2019 | 0 | 2012 | 0.6 | SWHC031-02 and
COM-WATERHEAT-FS-010.56 | Com ¦ Com Electric Storage Water Heater (0.92 UEF - 50 Gal) - Fuel Sub Future Baseline - Hot-Dry ¦ SCE ¦ Hot-Dry | Com ¦ Com Electric Storage Water Heater (0.92 UEF - 50 Gal) - Fuel Sub Future Baseline - Hot-Dry | SCE ¦ Hot-Dry | SCE | All | Electric & Gas | Electric Storage WH (0.92 UEF - 50 Gal) - Fuel Sub Future Baseline | Efficient | 2030 | Conventional | WaterHeat | Com - Refrig. Warehouse | Com | ROB and NEW | 0 | 1000 sqft2 of floor space | 1000 sqft served | 10 | DEER:Indoor_CFL_Ltg | 0 | 0 | 0 | SWHC031-02 and | 16.2196 | 2022 | 0 | 5.648 | 2022 | 0 | 0 | SWHC031-02 and | Com Small Gas Water Heaters - Hot-Dry ¦ SCE ¦ Hot-Dry | Com Small Gas Water Heaters - Hot-Dry | 0.22621 | 1 | 0 | CBSA 2019 | 0 | 2012 | 0.6 | SWHC031-02 and
COM-WATERHEAT-FS-010.57 | Com ¦ Com Electric Storage Water Heater (0.92 UEF - 50 Gal) - Fuel Sub Future Baseline - Hot-Dry ¦ SCE ¦ Hot-Dry | Com ¦ Com Electric Storage Water Heater (0.92 UEF - 50 Gal) - Fuel Sub Future Baseline - Hot-Dry | SCE ¦ Hot-Dry | SCE | All | Electric & Gas | Electric Storage WH (0.92 UEF - 50 Gal) - Fuel Sub Future Baseline | Efficient | 2030 | Conventional | WaterHeat | Com - Restaurant | Com | ROB and NEW | 0 | 1000 sqft2 of floor space | 1000 sqft served | 10 | DEER:Indoor_CFL_Ltg | 0 | 0 | 0 | SWHC031-02 and | 1519.5231 | 2022 | 0 | 529.1272 | 2022 | 0 | 0 | SWHC031-02 and | Com Small Gas Water Heaters - Hot-Dry ¦ SCE ¦ Hot-Dry | Com Small Gas Water Heaters - Hot-Dry | 0.79319 | 1 | 0 | CBSA 2019 | 0 | 2012 | 0.6 | SWHC031-02 and
COM-WATERHEAT-FS-010.58 | Com ¦ Com Electric Storage Water Heater (0.92 UEF - 50 Gal) - Fuel Sub Future Baseline - Hot-Dry ¦ SCE ¦ Hot-Dry | Com ¦ Com Electric Storage Water Heater (0.92 UEF - 50 Gal) - Fuel Sub Future Baseline - Hot-Dry | SCE ¦ Hot-Dry | SCE | All | Electric & Gas | Electric Storage WH (0.92 UEF - 50 Gal) - Fuel Sub Future Baseline | Efficient | 2030 | Conventional | WaterHeat | Com - Retail | Com | ROB and NEW | 0 | 1000 sqft2 of floor space | 1000 sqft served | 10 | DEER:Indoor_CFL_Ltg | 0 | 0 | 0 | SWHC031-02 and | 21.7266 | 2022 | 0 | 7.5656 | 2022 | 0 | 0 | SWHC031-02 and | Com Small Gas Water Heaters - Hot-Dry ¦ SCE ¦ Hot-Dry | Com Small Gas Water Heaters - Hot-Dry | 0.40063 | 1 | 0 | CBSA 2019 | 0 | 2012 | 0.6 | SWHC031-02 and
COM-WATERHEAT-FS-010.59 | Com ¦ Com Electric Storage Water Heater (0.92 UEF - 50 Gal) - Fuel Sub Future Baseline - Hot-Dry ¦ SCE ¦ Hot-Dry | Com ¦ Com Electric Storage Water Heater (0.92 UEF - 50 Gal) - Fuel Sub Future Baseline - Hot-Dry | SCE ¦ Hot-Dry | SCE | All | Electric & Gas | Electric Storage WH (0.92 UEF - 50 Gal) - Fuel Sub Future Baseline | Efficient | 2030 | Conventional | WaterHeat | Com - School | Com | ROB and NEW | 0 | 1000 sqft2 of floor space | 1000 sqft served | 10 | DEER:Indoor_CFL_Ltg | 0 | 0 | 0 | SWHC031-02 and | 178.9702 | 2022 | 0 | 62.3209 | 2022 | 0 | 0 | SWHC031-02 and | Com Small Gas Water Heaters - Hot-Dry ¦ SCE ¦ Hot-Dry | Com Small Gas Water Heaters - Hot-Dry | 0.76922 | 1 | 0 | CBSA 2019 | 0 | 2012 | 0.6 | SWHC031-02 and
COM-WATERHEAT-FS-010.60 | Com ¦ Com Electric Storage Water Heater (0.92 UEF - 50 Gal) - Fuel Sub Future Baseline - Hot-Dry ¦ SCE ¦ Hot-Dry | Com ¦ Com Electric Storage Water Heater (0.92 UEF - 50 Gal) - Fuel Sub Future Baseline - Hot-Dry | SCE ¦ Hot-Dry | SCE | All | Electric & Gas | Electric Storage WH (0.92 UEF - 50 Gal) - Fuel Sub Future Baseline | Efficient | 2030 | Conventional | WaterHeat | Com - Warehouse | Com | ROB and NEW | 0 | 1000 sqft2 of floor space | 1000 sqft served | 10 | DEER:Indoor_CFL_Ltg | 0 | 0 | 0 | SWHC031-02 and | 3.2439 | 2022 | 0 | 1.1296 | 2022 | 0 | 0 | SWHC031-02 and | Com Small Gas Water Heaters - Hot-Dry ¦ SCE ¦ Hot-Dry | Com Small Gas Water Heaters - Hot-Dry | 0.1976 | 1 | 0 | CBSA 2019 | 0 | 2012 | 0.6 | SWHC031-02 and
COM-WATERHEAT-FS-010.61 | Com ¦ Com Electric Storage Water Heater (0.92 UEF - 50 Gal) - Fuel Sub Future Baseline - Cold ¦ SCE ¦ Cold | Com ¦ Com Electric Storage Water Heater (0.92 UEF - 50 Gal) - Fuel Sub Future Baseline - Cold | SCE ¦ Cold | SCE | All | Electric & Gas | Electric Storage WH (0.92 UEF - 50 Gal) - Fuel Sub Future Baseline | Efficient | 2030 | Conventional | WaterHeat | Com - College | Com | ROB and NEW | 0 | 1000 sqft2 of floor space | 1000 sqft served | 10 | DEER:Indoor_CFL_Ltg | 0 | 0 | 0 | SWHC031-02 and | 112.7237 | 2022 | 0 | 39.2526 | 2022 | 0 | 0 | SWHC031-02 and | Com Small Gas Water Heaters - Cold ¦ SCE ¦ Cold | Com Small Gas Water Heaters - Cold | 0.74815 | 1 | 0 | CBSA 2019 | 0 | 2012 | 0.6 | SWHC031-02 and
COM-WATERHEAT-FS-010.62 | Com ¦ Com Electric Storage Water Heater (0.92 UEF - 50 Gal) - Fuel Sub Future Baseline - Cold ¦ SCE ¦ Cold | Com ¦ Com Electric Storage Water Heater (0.92 UEF - 50 Gal) - Fuel Sub Future Baseline - Cold | SCE ¦ Cold | SCE | All | Electric & Gas | Electric Storage WH (0.92 UEF - 50 Gal) - Fuel Sub Future Baseline | Efficient | 2030 | Conventional | WaterHeat | Com - Grocery | Com | ROB and NEW | 0 | 1000 sqft2 of floor space | 1000 sqft served | 10 | DEER:Indoor_CFL_Ltg | 0 | 0 | 0 | SWHC031-02 and | 93.5385 | 2022 | 0 | 32.5719 | 2022 | 0 | 0 | SWHC031-02 and | Com Small Gas Water Heaters - Cold ¦ SCE ¦ Cold | Com Small Gas Water Heaters - Cold | 0.59609 | 1 | 0 | CBSA 2019 | 0 | 2012 | 0.6 | SWHC031-02 and
COM-WATERHEAT-FS-010.63 | Com ¦ Com Electric Storage Water Heater (0.92 UEF - 50 Gal) - Fuel Sub Future Baseline - Cold ¦ SCE ¦ Cold | Com ¦ Com Electric Storage Water Heater (0.92 UEF - 50 Gal) - Fuel Sub Future Baseline - Cold | SCE ¦ Cold | SCE | All | Electric & Gas | Electric Storage WH (0.92 UEF - 50 Gal) - Fuel Sub Future Baseline | Efficient | 2030 | Conventional | WaterHeat | Com - Health | Com | ROB and NEW | 0 | 1000 sqft2 of floor space | 1000 sqft served | 10 | DEER:Indoor_CFL_Ltg | 0 | 0 | 0 | SWHC031-02 and | 170.7393 | 2022 | 0 | 59.4547 | 2022 | 0 | 0 | SWHC031-02 and | Com Small Gas Water Heaters - Cold ¦ SCE ¦ Cold | Com Small Gas Water Heaters - Cold | 0.52611 | 1 | 0 | CBSA 2019 | 0 | 2012 | 0.6 | SWHC031-02 and
COM-WATERHEAT-FS-010.64 | Com ¦ Com Electric Storage Water Heater (0.92 UEF - 50 Gal) - Fuel Sub Future Baseline - Cold ¦ SCE ¦ Cold | Com ¦ Com Electric Storage Water Heater (0.92 UEF - 50 Gal) - Fuel Sub Future Baseline - Cold | SCE ¦ Cold | SCE | All | Electric & Gas | Electric Storage WH (0.92 UEF - 50 Gal) - Fuel Sub Future Baseline | Efficient | 2030 | Conventional | WaterHeat | Com - Lodging | Com | ROB and NEW | 0 | 1000 sqft2 of floor space | 1000 sqft served | 10 | DEER:Indoor_CFL_Ltg | 0 | 0 | 0 | SWHC031-02 and | 107.4306 | 2022 | 0 | 37.4094 | 2022 | 0 | 0 | SWHC031-02 and | Com Small Gas Water Heaters - Cold ¦ SCE ¦ Cold | Com Small Gas Water Heaters - Cold | 0.73871 | 1 | 0 | CBSA 2019 | 0 | 2012 | 0.6 | SWHC031-02 and
COM-WATERHEAT-FS-010.65 | Com ¦ Com Electric Storage Water Heater (0.92 UEF - 50 Gal) - Fuel Sub Future Baseline - Cold ¦ SCE ¦ Cold | Com ¦ Com Electric Storage Water Heater (0.92 UEF - 50 Gal) - Fuel Sub Future Baseline - Cold | SCE ¦ Cold | SCE | All | Electric & Gas | Electric Storage WH (0.92 UEF - 50 Gal) - Fuel Sub Future Baseline | Efficient | 2030 | Conventional | WaterHeat | Com - Office (Large) | Com | ROB and NEW | 0 | 1000 sqft2 of floor space | 1000 sqft served | 10 | DEER:Indoor_CFL_Ltg | 0 | 0 | 0 | SWHC031-02 and | 35.0769 | 2022 | 0 | 12.2145 | 2022 | 0 | 0 | SWHC031-02 and | Com Small Gas Water Heaters - Cold ¦ SCE ¦ Cold | Com Small Gas Water Heaters - Cold | 0.46177 | 1 | 0 | CBSA 2019 | 0 | 2012 | 0.6 | SWHC031-02 and
COM-WATERHEAT-FS-010.66 | Com ¦ Com Electric Storage Water Heater (0.92 UEF - 50 Gal) - Fuel Sub Future Baseline - Cold ¦ SCE ¦ Cold | Com ¦ Com Electric Storage Water Heater (0.92 UEF - 50 Gal) - Fuel Sub Future Baseline - Cold | SCE ¦ Cold | SCE | All | Electric & Gas | Electric Storage WH (0.92 UEF - 50 Gal) - Fuel Sub Future Baseline | Efficient | 2030 | Conventional | WaterHeat | Com - Office (Small) | Com | ROB and NEW | 0 | 1000 sqft2 of floor space | 1000 sqft served | 10 | DEER:Indoor_CFL_Ltg | 0 | 0 | 0 | SWHC031-02 and | 35.0769 | 2022 | 0 | 12.2145 | 2022 | 0 | 0 | SWHC031-02 and | Com Small Gas Water Heaters - Cold ¦ SCE ¦ Cold | Com Small Gas Water Heaters - Cold | 0.46177 | 1 | 0 | CBSA 2019 | 0 | 2012 | 0.6 | SWHC031-02 and
COM-WATERHEAT-FS-010.67 | Com ¦ Com Electric Storage Water Heater (0.92 UEF - 50 Gal) - Fuel Sub Future Baseline - Cold ¦ SCE ¦ Cold | Com ¦ Com Electric Storage Water Heater (0.92 UEF - 50 Gal) - Fuel Sub Future Baseline - Cold | SCE ¦ Cold | SCE | All | Electric & Gas | Electric Storage WH (0.92 UEF - 50 Gal) - Fuel Sub Future Baseline | Efficient | 2030 | Conventional | WaterHeat | Com - Other | Com | ROB and NEW | 0 | 1000 sqft2 of floor space | 1000 sqft served | 10 | DEER:Indoor_CFL_Ltg | 0 | 0 | 0 | SWHC031-02 and | 290.1053 | 2022 | 0 | 101.0203 | 2022 | 0 | 0 | SWHC031-02 and | Com Small Gas Water Heaters - Cold ¦ SCE ¦ Cold | Com Small Gas Water Heaters - Cold | 0.5433 | 1 | 0 | CBSA 2019 | 0 | 2012 | 0.6 | SWHC031-02 and
COM-WATERHEAT-FS-010.68 | Com ¦ Com Electric Storage Water Heater (0.92 UEF - 50 Gal) - Fuel Sub Future Baseline - Cold ¦ SCE ¦ Cold | Com ¦ Com Electric Storage Water Heater (0.92 UEF - 50 Gal) - Fuel Sub Future Baseline - Cold | SCE ¦ Cold | SCE | All | Electric & Gas | Electric Storage WH (0.92 UEF - 50 Gal) - Fuel Sub Future Baseline | Efficient | 2030 | Conventional | WaterHeat | Com - Refrig. Warehouse | Com | ROB and NEW | 0 | 1000 sqft2 of floor space | 1000 sqft served | 10 | DEER:Indoor_CFL_Ltg | 0 | 0 | 0 | SWHC031-02 and | 16.2196 | 2022 | 0 | 5.648 | 2022 | 0 | 0 | SWHC031-02 and | Com Small Gas Water Heaters - Cold ¦ SCE ¦ Cold | Com Small Gas Water Heaters - Cold | 0.22621 | 1 | 0 | CBSA 2019 | 0 | 2012 | 0.6 | SWHC031-02 and
COM-WATERHEAT-FS-010.69 | Com ¦ Com Electric Storage Water Heater (0.92 UEF - 50 Gal) - Fuel Sub Future Baseline - Cold ¦ SCE ¦ Cold | Com ¦ Com Electric Storage Water Heater (0.92 UEF - 50 Gal) - Fuel Sub Future Baseline - Cold | SCE ¦ Cold | SCE | All | Electric & Gas | Electric Storage WH (0.92 UEF - 50 Gal) - Fuel Sub Future Baseline | Efficient | 2030 | Conventional | WaterHeat | Com - Restaurant | Com | ROB and NEW | 0 | 1000 sqft2 of floor space | 1000 sqft served | 10 | DEER:Indoor_CFL_Ltg | 0 | 0 | 0 | SWHC031-02 and | 1519.5231 | 2022 | 0 | 529.1272 | 2022 | 0 | 0 | SWHC031-02 and | Com Small Gas Water Heaters - Cold ¦ SCE ¦ Cold | Com Small Gas Water Heaters - Cold | 0.79319 | 1 | 0 | CBSA 2019 | 0 | 2012 | 0.6 | SWHC031-02 and
COM-WATERHEAT-FS-010.70 | Com ¦ Com Electric Storage Water Heater (0.92 UEF - 50 Gal) - Fuel Sub Future Baseline - Cold ¦ SCE ¦ Cold | Com ¦ Com Electric Storage Water Heater (0.92 UEF - 50 Gal) - Fuel Sub Future Baseline - Cold | SCE ¦ Cold | SCE | All | Electric & Gas | Electric Storage WH (0.92 UEF - 50 Gal) - Fuel Sub Future Baseline | Efficient | 2030 | Conventional | WaterHeat | Com - Retail | Com | ROB and NEW | 0 | 1000 sqft2 of floor space | 1000 sqft served | 10 | DEER:Indoor_CFL_Ltg | 0 | 0 | 0 | SWHC031-02 and | 21.7266 | 2022 | 0 | 7.5656 | 2022 | 0 | 0 | SWHC031-02 and | Com Small Gas Water Heaters - Cold ¦ SCE ¦ Cold | Com Small Gas Water Heaters - Cold | 0.40063 | 1 | 0 | CBSA 2019 | 0 | 2012 | 0.6 | SWHC031-02 and
COM-WATERHEAT-FS-010.71 | Com ¦ Com Electric Storage Water Heater (0.92 UEF - 50 Gal) - Fuel Sub Future Baseline - Cold ¦ SCE ¦ Cold | Com ¦ Com Electric Storage Water Heater (0.92 UEF - 50 Gal) - Fuel Sub Future Baseline - Cold | SCE ¦ Cold | SCE | All | Electric & Gas | Electric Storage WH (0.92 UEF - 50 Gal) - Fuel Sub Future Baseline | Efficient | 2030 | Conventional | WaterHeat | Com - School | Com | ROB and NEW | 0 | 1000 sqft2 of floor space | 1000 sqft served | 10 | DEER:Indoor_CFL_Ltg | 0 | 0 | 0 | SWHC031-02 and | 178.9702 | 2022 | 0 | 62.3209 | 2022 | 0 | 0 | SWHC031-02 and | Com Small Gas Water Heaters - Cold ¦ SCE ¦ Cold | Com Small Gas Water Heaters - Cold | 0.76922 | 1 | 0 | CBSA 2019 | 0 | 2012 | 0.6 | SWHC031-02 and
COM-WATERHEAT-FS-010.72 | Com ¦ Com Electric Storage Water Heater (0.92 UEF - 50 Gal) - Fuel Sub Future Baseline - Cold ¦ SCE ¦ Cold | Com ¦ Com Electric Storage Water Heater (0.92 UEF - 50 Gal) - Fuel Sub Future Baseline - Cold | SCE ¦ Cold | SCE | All | Electric & Gas | Electric Storage WH (0.92 UEF - 50 Gal) - Fuel Sub Future Baseline | Efficient | 2030 | Conventional | WaterHeat | Com - Warehouse | Com | ROB and NEW | 0 | 1000 sqft2 of floor space | 1000 sqft served | 10 | DEER:Indoor_CFL_Ltg | 0 | 0 | 0 | SWHC031-02 and | 3.2439 | 2022 | 0 | 1.1296 | 2022 | 0 | 0 | SWHC031-02 and | Com Small Gas Water Heaters - Cold ¦ SCE ¦ Cold | Com Small Gas Water Heaters - Cold | 0.1976 | 1 | 0 | CBSA 2019 | 0 | 2012 | 0.6 | SWHC031-02 and
COM-WATERHEAT-FS-010.73 | Com ¦ Com Electric Storage Water Heater (0.92 UEF - 50 Gal) - Fuel Sub Future Baseline - Marine ¦ SDG&E ¦ Marine | Com ¦ Com Electric Storage Water Heater (0.92 UEF - 50 Gal) - Fuel Sub Future Baseline - Marine | SDG&E ¦ Marine | SDG&E | All | Electric & Gas | Electric Storage WH (0.92 UEF - 50 Gal) - Fuel Sub Future Baseline | Efficient | 2030 | Conventional | WaterHeat | Com - College | Com | ROB and NEW | 0 | 1000 sqft2 of floor space | 1000 sqft served | 10 | DEER:Indoor_CFL_Ltg | 767.7851 | 0.19853 | 0 | SWHC031-02 and | 50.8895 | 2022 | 0 | 39.2526 | 2022 | 0 | 0 | SWHC031-02 and | Com Small Gas Water Heaters - Marine ¦ SDG&E ¦ Marine | Com Small Gas Water Heaters - Marine | 0.74815 | 1 | 0 | CBSA 2019 | -26.097 | 2012 | 0.6 | SWHC031-02 and
COM-WATERHEAT-FS-010.74 | Com ¦ Com Electric Storage Water Heater (0.92 UEF - 50 Gal) - Fuel Sub Future Baseline - Marine ¦ SDG&E ¦ Marine | Com ¦ Com Electric Storage Water Heater (0.92 UEF - 50 Gal) - Fuel Sub Future Baseline - Marine | SDG&E ¦ Marine | SDG&E | All | Electric & Gas | Electric Storage WH (0.92 UEF - 50 Gal) - Fuel Sub Future Baseline | Efficient | 2030 | Conventional | WaterHeat | Com - Grocery | Com | ROB and NEW | 0 | 1000 sqft2 of floor space | 1000 sqft served | 10 | DEER:Indoor_CFL_Ltg | 1056.1512 | 0.19741 | 0 | SWHC031-02 and | 42.2283 | 2022 | 0 | 32.5719 | 2022 | 0 | 0 | SWHC031-02 and | Com Small Gas Water Heaters - Marine ¦ SDG&E ¦ Marine | Com Small Gas Water Heaters - Marine | 0.59609 | 1 | 0 | CBSA 2019 | -23.22 | 2012 | 0.6 | SWHC031-02 and
COM-WATERHEAT-FS-010.75 | Com ¦ Com Electric Storage Water Heater (0.92 UEF - 50 Gal) - Fuel Sub Future Baseline - Marine ¦ SDG&E ¦ Marine | Com ¦ Com Electric Storage Water Heater (0.92 UEF - 50 Gal) - Fuel Sub Future Baseline - Marine | SDG&E ¦ Marine | SDG&E | All | Electric & Gas | Electric Storage WH (0.92 UEF - 50 Gal) - Fuel Sub Future Baseline | Efficient | 2030 | Conventional | WaterHeat | Com - Health | Com | ROB and NEW | 0 | 1000 sqft2 of floor space | 1000 sqft served | 10 | DEER:Indoor_CFL_Ltg | 2253.8718 | 0.2667 | 0 | SWHC031-02 and | 77.0809 | 2022 | 0 | 59.4547 | 2022 | 0 | 0 | SWHC031-02 and | Com Small Gas Water Heaters - Marine ¦ SDG&E ¦ Marine | Com Small Gas Water Heaters - Marine | 0.52611 | 1 | 0 | CBSA 2019 | -33.406 | 2012 | 0.6 | SWHC031-02 and
COM-WATERHEAT-FS-010.76 | Com ¦ Com Electric Storage Water Heater (0.92 UEF - 50 Gal) - Fuel Sub Future Baseline - Marine ¦ SDG&E ¦ Marine | Com ¦ Com Electric Storage Water Heater (0.92 UEF - 50 Gal) - Fuel Sub Future Baseline - Marine | SDG&E ¦ Marine | SDG&E | All | Electric & Gas | Electric Storage WH (0.92 UEF - 50 Gal) - Fuel Sub Future Baseline | Efficient | 2030 | Conventional | WaterHeat | Com - Lodging | Com | ROB and NEW | 0 | 1000 sqft2 of floor space | 1000 sqft served | 10 | DEER:Indoor_CFL_Ltg | 1709.4186 | 0.20744 | 0 | SWHC031-02 and | 48.5 | 2022 | 0 | 37.4094 | 2022 | 0 | 0 | SWHC031-02 and | Com Small Gas Water Heaters - Marine ¦ SDG&E ¦ Marine | Com Small Gas Water Heaters - Marine | 0.73871 | 1 | 0 | CBSA 2019 | -93.9549 | 2012 | 0.6 | SWHC031-02 and
COM-WATERHEAT-FS-010.77 | Com ¦ Com Electric Storage Water Heater (0.92 UEF - 50 Gal) - Fuel Sub Future Baseline - Marine ¦ SDG&E ¦ Marine | Com ¦ Com Electric Storage Water Heater (0.92 UEF - 50 Gal) - Fuel Sub Future Baseline - Marine | SDG&E ¦ Marine | SDG&E | All | Electric & Gas | Electric Storage WH (0.92 UEF - 50 Gal) - Fuel Sub Future Baseline | Efficient | 2030 | Conventional | WaterHeat | Com - Office (Large) | Com | ROB and NEW | 0 | 1000 sqft2 of floor space | 1000 sqft served | 10 | DEER:Indoor_CFL_Ltg | 216.5357 | 0.011771 | 0 | SWHC031-02 and | 15.8356 | 2022 | 0 | 12.2145 | 2022 | 0 | 0 | SWHC031-02 and | Com Small Gas Water Heaters - Marine ¦ SDG&E ¦ Marine | Com Small Gas Water Heaters - Marine | 0.46177 | 1 | 0 | CBSA 2019 | -3.3908 | 2012 | 0.6 | SWHC031-02 and
COM-WATERHEAT-FS-010.78 | Com ¦ Com Electric Storage Water Heater (0.92 UEF - 50 Gal) - Fuel Sub Future Baseline - Marine ¦ SDG&E ¦ Marine | Com ¦ Com Electric Storage Water Heater (0.92 UEF - 50 Gal) - Fuel Sub Future Baseline - Marine | SDG&E ¦ Marine | SDG&E | All | Electric & Gas | Electric Storage WH (0.92 UEF - 50 Gal) - Fuel Sub Future Baseline | Efficient | 2030 | Conventional | WaterHeat | Com - Office (Small) | Com | ROB and NEW | 0 | 1000 sqft2 of floor space | 1000 sqft served | 10 | DEER:Indoor_CFL_Ltg | 196.1776 | 0.0018156 | 0 | SWHC031-02 and | 15.8356 | 2022 | 0 | 12.2145 | 2022 | 0 | 0 | SWHC031-02 and | Com Small Gas Water Heaters - Marine ¦ SDG&E ¦ Marine | Com Small Gas Water Heaters - Marine | 0.46177 | 1 | 0 | CBSA 2019 | -5.1058 | 2012 | 0.6 | SWHC031-02 and
COM-WATERHEAT-FS-010.79 | Com ¦ Com Electric Storage Water Heater (0.92 UEF - 50 Gal) - Fuel Sub Future Baseline - Marine ¦ SDG&E ¦ Marine | Com ¦ Com Electric Storage Water Heater (0.92 UEF - 50 Gal) - Fuel Sub Future Baseline - Marine | SDG&E ¦ Marine | SDG&E | All | Electric & Gas | Electric Storage WH (0.92 UEF - 50 Gal) - Fuel Sub Future Baseline | Efficient | 2030 | Conventional | WaterHeat | Com - Other | Com | ROB and NEW | 0 | 1000 sqft2 of floor space | 1000 sqft served | 10 | DEER:Indoor_CFL_Ltg | 2525.5833 | 0.38419 | 0 | SWHC031-02 and | 130.9691 | 2022 | 0 | 101.0203 | 2022 | 0 | 0 | SWHC031-02 and | Com Small Gas Water Heaters - Marine ¦ SDG&E ¦ Marine | Com Small Gas Water Heaters - Marine | 0.5433 | 1 | 0 | CBSA 2019 | -148.0821 | 2012 | 0.6 | SWHC031-02 and
COM-WATERHEAT-FS-010.80 | Com ¦ Com Electric Storage Water Heater (0.92 UEF - 50 Gal) - Fuel Sub Future Baseline - Marine ¦ SDG&E ¦ Marine | Com ¦ Com Electric Storage Water Heater (0.92 UEF - 50 Gal) - Fuel Sub Future Baseline - Marine | SDG&E ¦ Marine | SDG&E | All | Electric & Gas | Electric Storage WH (0.92 UEF - 50 Gal) - Fuel Sub Future Baseline | Efficient | 2030 | Conventional | WaterHeat | Com - Refrig. Warehouse | Com | ROB and NEW | 0 | 1000 sqft2 of floor space | 1000 sqft served | 10 | DEER:Indoor_CFL_Ltg | 0 | 0 | 0 | SWHC031-02 and | 16.2196 | 2022 | 0 | 5.648 | 2022 | 0 | 0 | SWHC031-02 and | Com Small Gas Water Heaters - Marine ¦ SDG&E ¦ Marine | Com Small Gas Water Heaters - Marine | 0.22621 | 1 | 0 | CBSA 2019 | 0 | 2012 | 0.6 | SWHC031-02 and
COM-WATERHEAT-FS-010.81 | Com ¦ Com Electric Storage Water Heater (0.92 UEF - 50 Gal) - Fuel Sub Future Baseline - Marine ¦ SDG&E ¦ Marine | Com ¦ Com Electric Storage Water Heater (0.92 UEF - 50 Gal) - Fuel Sub Future Baseline - Marine | SDG&E ¦ Marine | SDG&E | All | Electric & Gas | Electric Storage WH (0.92 UEF - 50 Gal) - Fuel Sub Future Baseline | Efficient | 2030 | Conventional | WaterHeat | Com - Restaurant | Com | ROB and NEW | 0 | 1000 sqft2 of floor space | 1000 sqft served | 10 | DEER:Indoor_CFL_Ltg | 9898.9983 | 1.9074 | 0 | SWHC031-02 and | 685.9942 | 2022 | 0 | 529.1272 | 2022 | 0 | 0 | SWHC031-02 and | Com Small Gas Water Heaters - Marine ¦ SDG&E ¦ Marine | Com Small Gas Water Heaters - Marine | 0.79319 | 1 | 0 | CBSA 2019 | -201.7771 | 2012 | 0.6 | SWHC031-02 and
COM-WATERHEAT-FS-010.82 | Com ¦ Com Electric Storage Water Heater (0.92 UEF - 50 Gal) - Fuel Sub Future Baseline - Marine ¦ SDG&E ¦ Marine | Com ¦ Com Electric Storage Water Heater (0.92 UEF - 50 Gal) - Fuel Sub Future Baseline - Marine | SDG&E ¦ Marine | SDG&E | All | Electric & Gas | Electric Storage WH (0.92 UEF - 50 Gal) - Fuel Sub Future Baseline | Efficient | 2030 | Conventional | WaterHeat | Com - Retail | Com | ROB and NEW | 0 | 1000 sqft2 of floor space | 1000 sqft served | 10 | DEER:Indoor_CFL_Ltg | 141.1943 | 0.022258 | 0 | SWHC031-02 and | 9.8086 | 2022 | 0 | 7.5656 | 2022 | 0 | 0 | SWHC031-02 and | Com Small Gas Water Heaters - Marine ¦ SDG&E ¦ Marine | Com Small Gas Water Heaters - Marine | 0.40063 | 1 | 0 | CBSA 2019 | -13.5983 | 2012 | 0.6 | SWHC031-02 and
COM-WATERHEAT-FS-010.83 | Com ¦ Com Electric Storage Water Heater (0.92 UEF - 50 Gal) - Fuel Sub Future Baseline - Marine ¦ SDG&E ¦ Marine | Com ¦ Com Electric Storage Water Heater (0.92 UEF - 50 Gal) - Fuel Sub Future Baseline - Marine | SDG&E ¦ Marine | SDG&E | All | Electric & Gas | Electric Storage WH (0.92 UEF - 50 Gal) - Fuel Sub Future Baseline | Efficient | 2030 | Conventional | WaterHeat | Com - School | Com | ROB and NEW | 0 | 1000 sqft2 of floor space | 1000 sqft served | 10 | DEER:Indoor_CFL_Ltg | 773.9252 | 0.05628 | 0 | SWHC031-02 and | 80.7968 | 2022 | 0 | 62.3209 | 2022 | 0 | 0 | SWHC031-02 and | Com Small Gas Water Heaters - Marine ¦ SDG&E ¦ Marine | Com Small Gas Water Heaters - Marine | 0.76922 | 1 | 0 | CBSA 2019 | -42.5123 | 2012 | 0.6 | SWHC031-02 and
COM-WATERHEAT-FS-010.84 | Com ¦ Com Electric Storage Water Heater (0.92 UEF - 50 Gal) - Fuel Sub Future Baseline - Marine ¦ SDG&E ¦ Marine | Com ¦ Com Electric Storage Water Heater (0.92 UEF - 50 Gal) - Fuel Sub Future Baseline - Marine | SDG&E ¦ Marine | SDG&E | All | Electric & Gas | Electric Storage WH (0.92 UEF - 50 Gal) - Fuel Sub Future Baseline | Efficient | 2030 | Conventional | WaterHeat | Com - Warehouse | Com | ROB and NEW | 0 | 1000 sqft2 of floor space | 1000 sqft served | 10 | DEER:Indoor_CFL_Ltg | 22.7637 | 0.00084893 | 0 | SWHC031-02 and | 1.4645 | 2022 | 0 | 1.1296 | 2022 | 0 | 0 | SWHC031-02 and | Com Small Gas Water Heaters - Marine ¦ SDG&E ¦ Marine | Com Small Gas Water Heaters - Marine | 0.1976 | 1 | 0 | CBSA 2019 | -1.6927 | 2012 | 0.6 | SWHC031-02 and
COM-WATERHEAT-FS-010.85 | Com ¦ Com Electric Storage Water Heater (0.92 UEF - 50 Gal) - Fuel Sub Future Baseline - Hot-Dry ¦ SDG&E ¦ Hot-Dry | Com ¦ Com Electric Storage Water Heater (0.92 UEF - 50 Gal) - Fuel Sub Future Baseline - Hot-Dry | SDG&E ¦ Hot-Dry | SDG&E | All | Electric & Gas | Electric Storage WH (0.92 UEF - 50 Gal) - Fuel Sub Future Baseline | Efficient | 2030 | Conventional | WaterHeat | Com - College | Com | ROB and NEW | 0 | 1000 sqft2 of floor space | 1000 sqft served | 10 | DEER:Indoor_CFL_Ltg | 763.7187 | 0.2021 | 0 | SWHC031-02 and | 50.8895 | 2022 | 0 | 39.2526 | 2022 | 0 | 0 | SWHC031-02 and | Com Small Gas Water Heaters - Hot-Dry ¦ SDG&E ¦ Hot-Dry | Com Small Gas Water Heaters - Hot-Dry | 0.74815 | 1 | 0 | CBSA 2019 | -25.9587 | 2012 | 0.6 | SWHC031-02 and
COM-WATERHEAT-FS-010.86 | Com ¦ Com Electric Storage Water Heater (0.92 UEF - 50 Gal) - Fuel Sub Future Baseline - Hot-Dry ¦ SDG&E ¦ Hot-Dry | Com ¦ Com Electric Storage Water Heater (0.92 UEF - 50 Gal) - Fuel Sub Future Baseline - Hot-Dry | SDG&E ¦ Hot-Dry | SDG&E | All | Electric & Gas | Electric Storage WH (0.92 UEF - 50 Gal) - Fuel Sub Future Baseline | Efficient | 2030 | Conventional | WaterHeat | Com - Grocery | Com | ROB and NEW | 0 | 1000 sqft2 of floor space | 1000 sqft served | 10 | DEER:Indoor_CFL_Ltg | 1051.2159 | 0.20087 | 0 | SWHC031-02 and | 42.2283 | 2022 | 0 | 32.5719 | 2022 | 0 | 0 | SWHC031-02 and | Com Small Gas Water Heaters - Hot-Dry ¦ SDG&E ¦ Hot-Dry | Com Small Gas Water Heaters - Hot-Dry | 0.59609 | 1 | 0 | CBSA 2019 | -23.1115 | 2012 | 0.6 | SWHC031-02 and
COM-WATERHEAT-FS-010.87 | Com ¦ Com Electric Storage Water Heater (0.92 UEF - 50 Gal) - Fuel Sub Future Baseline - Hot-Dry ¦ SDG&E ¦ Hot-Dry | Com ¦ Com Electric Storage Water Heater (0.92 UEF - 50 Gal) - Fuel Sub Future Baseline - Hot-Dry | SDG&E ¦ Hot-Dry | SDG&E | All | Electric & Gas | Electric Storage WH (0.92 UEF - 50 Gal) - Fuel Sub Future Baseline | Efficient | 2030 | Conventional | WaterHeat | Com - Health | Com | ROB and NEW | 0 | 1000 sqft2 of floor space | 1000 sqft served | 10 | DEER:Indoor_CFL_Ltg | 2244.8632 | 0.27107 | 0 | SWHC031-02 and | 77.0809 | 2022 | 0 | 59.4547 | 2022 | 0 | 0 | SWHC031-02 and | Com Small Gas Water Heaters - Hot-Dry ¦ SDG&E ¦ Hot-Dry | Com Small Gas Water Heaters - Hot-Dry | 0.52611 | 1 | 0 | CBSA 2019 | -33.2725 | 2012 | 0.6 | SWHC031-02 and
COM-WATERHEAT-FS-010.88 | Com ¦ Com Electric Storage Water Heater (0.92 UEF - 50 Gal) - Fuel Sub Future Baseline - Hot-Dry ¦ SDG&E ¦ Hot-Dry | Com ¦ Com Electric Storage Water Heater (0.92 UEF - 50 Gal) - Fuel Sub Future Baseline - Hot-Dry | SDG&E ¦ Hot-Dry | SDG&E | All | Electric & Gas | Electric Storage WH (0.92 UEF - 50 Gal) - Fuel Sub Future Baseline | Efficient | 2030 | Conventional | WaterHeat | Com - Lodging | Com | ROB and NEW | 0 | 1000 sqft2 of floor space | 1000 sqft served | 10 | DEER:Indoor_CFL_Ltg | 1703.7503 | 0.21081 | 0 | SWHC031-02 and | 48.5 | 2022 | 0 | 37.4094 | 2022 | 0 | 0 | SWHC031-02 and | Com Small Gas Water Heaters - Hot-Dry ¦ SDG&E ¦ Hot-Dry | Com Small Gas Water Heaters - Hot-Dry | 0.73871 | 1 | 0 | CBSA 2019 | -93.6434 | 2012 | 0.6 | SWHC031-02 and
COM-WATERHEAT-FS-010.89 | Com ¦ Com Electric Storage Water Heater (0.92 UEF - 50 Gal) - Fuel Sub Future Baseline - Hot-Dry ¦ SDG&E ¦ Hot-Dry | Com ¦ Com Electric Storage Water Heater (0.92 UEF - 50 Gal) - Fuel Sub Future Baseline - Hot-Dry | SDG&E ¦ Hot-Dry | SDG&E | All | Electric & Gas | Electric Storage WH (0.92 UEF - 50 Gal) - Fuel Sub Future Baseline | Efficient | 2030 | Conventional | WaterHeat | Com - Office (Large) | Com | ROB and NEW | 0 | 1000 sqft2 of floor space | 1000 sqft served | 10 | DEER:Indoor_CFL_Ltg | 214.685 | 0.011937 | 0 | SWHC031-02 and | 15.8356 | 2022 | 0 | 12.2145 | 2022 | 0 | 0 | SWHC031-02 and | Com Small Gas Water Heaters - Hot-Dry ¦ SDG&E ¦ Hot-Dry | Com Small Gas Water Heaters - Hot-Dry | 0.46177 | 1 | 0 | CBSA 2019 | -3.3618 | 2012 | 0.6 | SWHC031-02 and
COM-WATERHEAT-FS-010.90 | Com ¦ Com Electric Storage Water Heater (0.92 UEF - 50 Gal) - Fuel Sub Future Baseline - Hot-Dry ¦ SDG&E ¦ Hot-Dry | Com ¦ Com Electric Storage Water Heater (0.92 UEF - 50 Gal) - Fuel Sub Future Baseline - Hot-Dry | SDG&E ¦ Hot-Dry | SDG&E | All | Electric & Gas | Electric Storage WH (0.92 UEF - 50 Gal) - Fuel Sub Future Baseline | Efficient | 2030 | Conventional | WaterHeat | Com - Office (Small) | Com | ROB and NEW | 0 | 1000 sqft2 of floor space | 1000 sqft served | 10 | DEER:Indoor_CFL_Ltg | 196.1776 | 0.0018415 | 0 | SWHC031-02 and | 15.8356 | 2022 | 0 | 12.2145 | 2022 | 0 | 0 | SWHC031-02 and | Com Small Gas Water Heaters - Hot-Dry ¦ SDG&E ¦ Hot-Dry | Com Small Gas Water Heaters - Hot-Dry | 0.46177 | 1 | 0 | CBSA 2019 | -5.1058 | 2012 | 0.6 | SWHC031-02 and
COM-WATERHEAT-FS-010.91 | Com ¦ Com Electric Storage Water Heater (0.92 UEF - 50 Gal) - Fuel Sub Future Baseline - Hot-Dry ¦ SDG&E ¦ Hot-Dry | Com ¦ Com Electric Storage Water Heater (0.92 UEF - 50 Gal) - Fuel Sub Future Baseline - Hot-Dry | SDG&E ¦ Hot-Dry | SDG&E | All | Electric & Gas | Electric Storage WH (0.92 UEF - 50 Gal) - Fuel Sub Future Baseline | Efficient | 2030 | Conventional | WaterHeat | Com - Other | Com | ROB and NEW | 0 | 1000 sqft2 of floor space | 1000 sqft served | 10 | DEER:Indoor_CFL_Ltg | 2510.2767 | 0.39032 | 0 | SWHC031-02 and | 130.9691 | 2022 | 0 | 101.0203 | 2022 | 0 | 0 | SWHC031-02 and | Com Small Gas Water Heaters - Hot-Dry ¦ SDG&E ¦ Hot-Dry | Com Small Gas Water Heaters - Hot-Dry | 0.5433 | 1 | 0 | CBSA 2019 | -147.1846 | 2012 | 0.6 | SWHC031-02 and
COM-WATERHEAT-FS-010.92 | Com ¦ Com Electric Storage Water Heater (0.92 UEF - 50 Gal) - Fuel Sub Future Baseline - Hot-Dry ¦ SDG&E ¦ Hot-Dry | Com ¦ Com Electric Storage Water Heater (0.92 UEF - 50 Gal) - Fuel Sub Future Baseline - Hot-Dry | SDG&E ¦ Hot-Dry | SDG&E | All | Electric & Gas | Electric Storage WH (0.92 UEF - 50 Gal) - Fuel Sub Future Baseline | Efficient | 2030 | Conventional | WaterHeat | Com - Refrig. Warehouse | Com | ROB and NEW | 0 | 1000 sqft2 of floor space | 1000 sqft served | 10 | DEER:Indoor_CFL_Ltg | 0 | 0 | 0 | SWHC031-02 and | 16.2196 | 2022 | 0 | 5.648 | 2022 | 0 | 0 | SWHC031-02 and | Com Small Gas Water Heaters - Hot-Dry ¦ SDG&E ¦ Hot-Dry | Com Small Gas Water Heaters - Hot-Dry | 0.22621 | 1 | 0 | CBSA 2019 | 0 | 2012 | 0.6 | SWHC031-02 and
COM-WATERHEAT-FS-010.93 | Com ¦ Com Electric Storage Water Heater (0.92 UEF - 50 Gal) - Fuel Sub Future Baseline - Hot-Dry ¦ SDG&E ¦ Hot-Dry | Com ¦ Com Electric Storage Water Heater (0.92 UEF - 50 Gal) - Fuel Sub Future Baseline - Hot-Dry | SDG&E ¦ Hot-Dry | SDG&E | All | Electric & Gas | Electric Storage WH (0.92 UEF - 50 Gal) - Fuel Sub Future Baseline | Efficient | 2030 | Conventional | WaterHeat | Com - Restaurant | Com | ROB and NEW | 0 | 1000 sqft2 of floor space | 1000 sqft served | 10 | DEER:Indoor_CFL_Ltg | 9891.9181 | 1.9314 | 0 | SWHC031-02 and | 685.9942 | 2022 | 0 | 529.1272 | 2022 | 0 | 0 | SWHC031-02 and | Com Small Gas Water Heaters - Hot-Dry ¦ SDG&E ¦ Hot-Dry | Com Small Gas Water Heaters - Hot-Dry | 0.79319 | 1 | 0 | CBSA 2019 | -201.6328 | 2012 | 0.6 | SWHC031-02 and
COM-WATERHEAT-FS-010.94 | Com ¦ Com Electric Storage Water Heater (0.92 UEF - 50 Gal) - Fuel Sub Future Baseline - Hot-Dry ¦ SDG&E ¦ Hot-Dry | Com ¦ Com Electric Storage Water Heater (0.92 UEF - 50 Gal) - Fuel Sub Future Baseline - Hot-Dry | SDG&E ¦ Hot-Dry | SDG&E | All | Electric & Gas | Electric Storage WH (0.92 UEF - 50 Gal) - Fuel Sub Future Baseline | Efficient | 2030 | Conventional | WaterHeat | Com - Retail | Com | ROB and NEW | 0 | 1000 sqft2 of floor space | 1000 sqft served | 10 | DEER:Indoor_CFL_Ltg | 141.058 | 0.022625 | 0 | SWHC031-02 and | 9.8086 | 2022 | 0 | 7.5656 | 2022 | 0 | 0 | SWHC031-02 and | Com Small Gas Water Heaters - Hot-Dry ¦ SDG&E ¦ Hot-Dry | Com Small Gas Water Heaters - Hot-Dry | 0.40063 | 1 | 0 | CBSA 2019 | -13.5852 | 2012 | 0.6 | SWHC031-02 and
COM-WATERHEAT-FS-010.95 | Com ¦ Com Electric Storage Water Heater (0.92 UEF - 50 Gal) - Fuel Sub Future Baseline - Hot-Dry ¦ SDG&E ¦ Hot-Dry | Com ¦ Com Electric Storage Water Heater (0.92 UEF - 50 Gal) - Fuel Sub Future Baseline - Hot-Dry | SDG&E ¦ Hot-Dry | SDG&E | All | Electric & Gas | Electric Storage WH (0.92 UEF - 50 Gal) - Fuel Sub Future Baseline | Efficient | 2030 | Conventional | WaterHeat | Com - School | Com | ROB and NEW | 0 | 1000 sqft2 of floor space | 1000 sqft served | 10 | DEER:Indoor_CFL_Ltg | 768.3953 | 0.056725 | 0 | SWHC031-02 and | 80.7968 | 2022 | 0 | 62.3209 | 2022 | 0 | 0 | SWHC031-02 and | Com Small Gas Water Heaters - Hot-Dry ¦ SDG&E ¦ Hot-Dry | Com Small Gas Water Heaters - Hot-Dry | 0.76922 | 1 | 0 | CBSA 2019 | -42.2085 | 2012 | 0.6 | SWHC031-02 and
COM-WATERHEAT-FS-010.96 | Com ¦ Com Electric Storage Water Heater (0.92 UEF - 50 Gal) - Fuel Sub Future Baseline - Hot-Dry ¦ SDG&E ¦ Hot-Dry | Com ¦ Com Electric Storage Water Heater (0.92 UEF - 50 Gal) - Fuel Sub Future Baseline - Hot-Dry | SDG&E ¦ Hot-Dry | SDG&E | All | Electric & Gas | Electric Storage WH (0.92 UEF - 50 Gal) - Fuel Sub Future Baseline | Efficient | 2030 | Conventional | WaterHeat | Com - Warehouse | Com | ROB and NEW | 0 | 1000 sqft2 of floor space | 1000 sqft served | 10 | DEER:Indoor_CFL_Ltg | 22.5926 | 0.00085578 | 0 | SWHC031-02 and | 1.4645 | 2022 | 0 | 1.1296 | 2022 | 0 | 0 | SWHC031-02 and | Com Small Gas Water Heaters - Hot-Dry ¦ SDG&E ¦ Hot-Dry | Com Small Gas Water Heaters - Hot-Dry | 0.1976 | 1 | 0 | CBSA 2019 | -1.68 | 2012 | 0.6 | SWHC031-02 and
COM-WATERHEAT-FS-13.1 | Com ¦ Com Heat Pump Water Heater (3.30 UEF - 50 Gal) - Fuel Sub - Marine ¦ PG&E ¦ Marine | Com ¦ Com Heat Pump Water Heater (3.30 UEF - 50 Gal) - Fuel Sub - Marine | PG&E ¦ Marine | PG&E | All | Electric & Gas | HPWH (3.30 UEF - 50 Gal) | Efficient | 0 | Conventional | WaterHeat | Com - College | Com | ROB Only | 1 | 1000 sqft2 of floor space | 1000 sqft served | 10 | DEER:Indoor_CFL_Ltg | 0 | 0 | 0 | SWHC031-02 Offering AB | 112.7237 | 2022 | 0 | 39.2526 | 2022 | 0 | -3.9979 | SWHC031-02 Offering AB | Com Small Gas Water Heaters - Marine ¦ PG&E ¦ Marine | Com Small Gas Water Heaters - Marine | 0.74815 | 0.5 | 0 | CBSA 2019 | 0 | 2032 | 1 | SWHC031-02
COM-WATERHEAT-FS-13.2 | Com ¦ Com Heat Pump Water Heater (3.30 UEF - 50 Gal) - Fuel Sub - Marine ¦ PG&E ¦ Marine | Com ¦ Com Heat Pump Water Heater (3.30 UEF - 50 Gal) - Fuel Sub - Marine | PG&E ¦ Marine | PG&E | All | Electric & Gas | HPWH (3.30 UEF - 50 Gal) | Efficient | 0 | Conventional | WaterHeat | Com - Grocery | Com | ROB Only | 1 | 1000 sqft2 of floor space | 1000 sqft served | 10 | DEER:Indoor_CFL_Ltg | 0 | 0 | 0 | SWHC031-02 Offering AB | 93.5385 | 2022 | 0 | 32.5719 | 2022 | 0 | -3.3175 | SWHC031-02 Offering AB | Com Small Gas Water Heaters - Marine ¦ PG&E ¦ Marine | Com Small Gas Water Heaters - Marine | 0.59609 | 0.5 | 0 | CBSA 2019 | 0 | 2032 | 1 | SWHC031-02
COM-WATERHEAT-FS-13.3 | Com ¦ Com Heat Pump Water Heater (3.30 UEF - 50 Gal) - Fuel Sub - Marine ¦ PG&E ¦ Marine | Com ¦ Com Heat Pump Water Heater (3.30 UEF - 50 Gal) - Fuel Sub - Marine | PG&E ¦ Marine | PG&E | All | Electric & Gas | HPWH (3.30 UEF - 50 Gal) | Efficient | 0 | Conventional | WaterHeat | Com - Health | Com | ROB Only | 1 | 1000 sqft2 of floor space | 1000 sqft served | 10 | DEER:Indoor_CFL_Ltg | 0 | 0 | 0 | SWHC031-02 Offering AB | 170.7393 | 2022 | 0 | 59.4547 | 2022 | 0 | -6.0556 | SWHC031-02 Offering AB | Com Small Gas Water Heaters - Marine ¦ PG&E ¦ Marine | Com Small Gas Water Heaters - Marine | 0.52611 | 0.5 | 0 | CBSA 2019 | 0 | 2032 | 1 | SWHC031-02
COM-WATERHEAT-FS-13.4 | Com ¦ Com Heat Pump Water Heater (3.30 UEF - 50 Gal) - Fuel Sub - Marine ¦ PG&E ¦ Marine | Com ¦ Com Heat Pump Water Heater (3.30 UEF - 50 Gal) - Fuel Sub - Marine | PG&E ¦ Marine | PG&E | All | Electric & Gas | HPWH (3.30 UEF - 50 Gal) | Efficient | 0 | Conventional | WaterHeat | Com - Lodging | Com | ROB Only | 1 | 1000 sqft2 of floor space | 1000 sqft served | 10 | DEER:Indoor_CFL_Ltg | 0 | 0 | 0 | SWHC031-02 Offering AB | 107.4306 | 2022 | 0 | 37.4094 | 2022 | 0 | -3.8102 | SWHC031-02 Offering AB | Com Small Gas Water Heaters - Marine ¦ PG&E ¦ Marine | Com Small Gas Water Heaters - Marine | 0.73871 | 0.5 | 0 | CBSA 2019 | 0 | 2032 | 1 | SWHC031-02
COM-WATERHEAT-FS-13.5 | Com ¦ Com Heat Pump Water Heater (3.30 UEF - 50 Gal) - Fuel Sub - Marine ¦ PG&E ¦ Marine | Com ¦ Com Heat Pump Water Heater (3.30 UEF - 50 Gal) - Fuel Sub - Marine | PG&E ¦ Marine | PG&E | All | Electric & Gas | HPWH (3.30 UEF - 50 Gal) | Efficient | 0 | Conventional | WaterHeat | Com - Office (Large) | Com | ROB Only | 1 | 1000 sqft2 of floor space | 1000 sqft served | 10 | DEER:Indoor_CFL_Ltg | 0 | 0 | 0 | SWHC031-02 Offering AB | 35.0769 | 2022 | 0 | 12.2145 | 2022 | 0 | -1.2441 | SWHC031-02 Offering AB | Com Small Gas Water Heaters - Marine ¦ PG&E ¦ Marine | Com Small Gas Water Heaters - Marine | 0.46177 | 0.5 | 0 | CBSA 2019 | 0 | 2032 | 1 | SWHC031-02
COM-WATERHEAT-FS-13.6 | Com ¦ Com Heat Pump Water Heater (3.30 UEF - 50 Gal) - Fuel Sub - Marine ¦ PG&E ¦ Marine | Com ¦ Com Heat Pump Water Heater (3.30 UEF - 50 Gal) - Fuel Sub - Marine | PG&E ¦ Marine | PG&E | All | Electric & Gas | HPWH (3.30 UEF - 50 Gal) | Efficient | 0 | Conventional | WaterHeat | Com - Office (Small) | Com | ROB Only | 1 | 1000 sqft2 of floor space | 1000 sqft served | 10 | DEER:Indoor_CFL_Ltg | 0 | 0 | 0 | SWHC031-02 Offering AB | 35.0769 | 2022 | 0 | 12.2145 | 2022 | 0 | -1.2441 | SWHC031-02 Offering AB | Com Small Gas Water Heaters - Marine ¦ PG&E ¦ Marine | Com Small Gas Water Heaters - Marine | 0.46177 | 0.5 | 0 | CBSA 2019 | 0 | 2032 | 1 | SWHC031-02
COM-WATERHEAT-FS-13.7 | Com ¦ Com Heat Pump Water Heater (3.30 UEF - 50 Gal) - Fuel Sub - Marine ¦ PG&E ¦ Marine | Com ¦ Com Heat Pump Water Heater (3.30 UEF - 50 Gal) - Fuel Sub - Marine | PG&E ¦ Marine | PG&E | All | Electric & Gas | HPWH (3.30 UEF - 50 Gal) | Efficient | 0 | Conventional | WaterHeat | Com - Other | Com | ROB Only | 1 | 1000 sqft2 of floor space | 1000 sqft served | 10 | DEER:Indoor_CFL_Ltg | 0 | 0 | 0 | SWHC031-02 Offering AB | 290.1053 | 2022 | 0 | 101.0203 | 2022 | 0 | -10.2891 | SWHC031-02 Offering AB | Com Small Gas Water Heaters - Marine ¦ PG&E ¦ Marine | Com Small Gas Water Heaters - Marine | 0.5433 | 0.5 | 0 | CBSA 2019 | 0 | 2032 | 1 | SWHC031-02
COM-WATERHEAT-FS-13.8 | Com ¦ Com Heat Pump Water Heater (3.30 UEF - 50 Gal) - Fuel Sub - Marine ¦ PG&E ¦ Marine | Com ¦ Com Heat Pump Water Heater (3.30 UEF - 50 Gal) - Fuel Sub - Marine | PG&E ¦ Marine | PG&E | All | Electric & Gas | HPWH (3.30 UEF - 50 Gal) | Efficient | 0 | Conventional | WaterHeat | Com - Refrig. Warehouse | Com | ROB Only | 1 | 1000 sqft2 of floor space | 1000 sqft served | 10 | DEER:Indoor_CFL_Ltg | 0 | 0 | 0 | SWHC031-02 Offering AB | 16.2196 | 2022 | 0 | 5.648 | 2022 | 0 | -0.57525 | SWHC031-02 Offering AB | Com Small Gas Water Heaters - Marine ¦ PG&E ¦ Marine | Com Small Gas Water Heaters - Marine | 0.22621 | 0.5 | 0 | CBSA 2019 | 0 | 2032 | 1 | SWHC031-02
COM-WATERHEAT-FS-13.9 | Com ¦ Com Heat Pump Water Heater (3.30 UEF - 50 Gal) - Fuel Sub - Marine ¦ PG&E ¦ Marine | Com ¦ Com Heat Pump Water Heater (3.30 UEF - 50 Gal) - Fuel Sub - Marine | PG&E ¦ Marine | PG&E | All | Electric & Gas | HPWH (3.30 UEF - 50 Gal) | Efficient | 0 | Conventional | WaterHeat | Com - Restaurant | Com | ROB Only | 1 | 1000 sqft2 of floor space | 1000 sqft served | 10 | DEER:Indoor_CFL_Ltg | 0 | 0 | 0 | SWHC031-02 Offering AB | 1519.5231 | 2022 | 0 | 529.1272 | 2022 | 0 | -53.8924 | SWHC031-02 Offering AB | Com Small Gas Water Heaters - Marine ¦ PG&E ¦ Marine | Com Small Gas Water Heaters - Marine | 0.79319 | 0.5 | 0 | CBSA 2019 | 0 | 2032 | 1 | SWHC031-02
COM-WATERHEAT-FS-13.10 | Com ¦ Com Heat Pump Water Heater (3.30 UEF - 50 Gal) - Fuel Sub - Marine ¦ PG&E ¦ Marine | Com ¦ Com Heat Pump Water Heater (3.30 UEF - 50 Gal) - Fuel Sub - Marine | PG&E ¦ Marine | PG&E | All | Electric & Gas | HPWH (3.30 UEF - 50 Gal) | Efficient | 0 | Conventional | WaterHeat | Com - Retail | Com | ROB Only | 1 | 1000 sqft2 of floor space | 1000 sqft served | 10 | DEER:Indoor_CFL_Ltg | 0 | 0 | 0 | SWHC031-02 Offering AB | 21.7266 | 2022 | 0 | 7.5656 | 2022 | 0 | -0.77057 | SWHC031-02 Offering AB | Com Small Gas Water Heaters - Marine ¦ PG&E ¦ Marine | Com Small Gas Water Heaters - Marine | 0.40063 | 0.5 | 0 | CBSA 2019 | 0 | 2032 | 1 | SWHC031-02
COM-WATERHEAT-FS-13.11 | Com ¦ Com Heat Pump Water Heater (3.30 UEF - 50 Gal) - Fuel Sub - Marine ¦ PG&E ¦ Marine | Com ¦ Com Heat Pump Water Heater (3.30 UEF - 50 Gal) - Fuel Sub - Marine | PG&E ¦ Marine | PG&E | All | Electric & Gas | HPWH (3.30 UEF - 50 Gal) | Efficient | 0 | Conventional | WaterHeat | Com - School | Com | ROB Only | 1 | 1000 sqft2 of floor space | 1000 sqft served | 10 | DEER:Indoor_CFL_Ltg | 0 | 0 | 0 | SWHC031-02 Offering AB | 178.9702 | 2022 | 0 | 62.3209 | 2022 | 0 | -6.3475 | SWHC031-02 Offering AB | Com Small Gas Water Heaters - Marine ¦ PG&E ¦ Marine | Com Small Gas Water Heaters - Marine | 0.76922 | 0.5 | 0 | CBSA 2019 | 0 | 2032 | 1 | SWHC031-02
COM-WATERHEAT-FS-13.12 | Com ¦ Com Heat Pump Water Heater (3.30 UEF - 50 Gal) - Fuel Sub - Marine ¦ PG&E ¦ Marine | Com ¦ Com Heat Pump Water Heater (3.30 UEF - 50 Gal) - Fuel Sub - Marine | PG&E ¦ Marine | PG&E | All | Electric & Gas | HPWH (3.30 UEF - 50 Gal) | Efficient | 0 | Conventional | WaterHeat | Com - Warehouse | Com | ROB Only | 1 | 1000 sqft2 of floor space | 1000 sqft served | 10 | DEER:Indoor_CFL_Ltg | 0 | 0 | 0 | SWHC031-02 Offering AB | 3.2439 | 2022 | 0 | 1.1296 | 2022 | 0 | -0.11505 | SWHC031-02 Offering AB | Com Small Gas Water Heaters - Marine ¦ PG&E ¦ Marine | Com Small Gas Water Heaters - Marine | 0.1976 | 0.5 | 0 | CBSA 2019 | 0 | 2032 | 1 | SWHC031-02
COM-WATERHEAT-FS-13.13 | Com ¦ Com Heat Pump Water Heater (3.30 UEF - 50 Gal) - Fuel Sub - Hot-Dry ¦ PG&E ¦ Hot-Dry | Com ¦ Com Heat Pump Water Heater (3.30 UEF - 50 Gal) - Fuel Sub - Hot-Dry | PG&E ¦ Hot-Dry | PG&E | All | Electric & Gas | HPWH (3.30 UEF - 50 Gal) | Efficient | 0 | Conventional | WaterHeat | Com - College | Com | ROB Only | 1 | 1000 sqft2 of floor space | 1000 sqft served | 10 | DEER:Indoor_CFL_Ltg | 0 | 0 | 0 | SWHC031-02 Offering AB | 112.7237 | 2022 | 0 | 39.2526 | 2022 | 0 | -3.9979 | SWHC031-02 Offering AB | Com Small Gas Water Heaters - Hot-Dry ¦ PG&E ¦ Hot-Dry | Com Small Gas Water Heaters - Hot-Dry | 0.74815 | 0.5 | 0 | CBSA 2019 | 0 | 2032 | 1 | SWHC031-02
COM-WATERHEAT-FS-13.14 | Com ¦ Com Heat Pump Water Heater (3.30 UEF - 50 Gal) - Fuel Sub - Hot-Dry ¦ PG&E ¦ Hot-Dry | Com ¦ Com Heat Pump Water Heater (3.30 UEF - 50 Gal) - Fuel Sub - Hot-Dry | PG&E ¦ Hot-Dry | PG&E | All | Electric & Gas | HPWH (3.30 UEF - 50 Gal) | Efficient | 0 | Conventional | WaterHeat | Com - Grocery | Com | ROB Only | 1 | 1000 sqft2 of floor space | 1000 sqft served | 10 | DEER:Indoor_CFL_Ltg | 0 | 0 | 0 | SWHC031-02 Offering AB | 93.5385 | 2022 | 0 | 32.5719 | 2022 | 0 | -3.3175 | SWHC031-02 Offering AB | Com Small Gas Water Heaters - Hot-Dry ¦ PG&E ¦ Hot-Dry | Com Small Gas Water Heaters - Hot-Dry | 0.59609 | 0.5 | 0 | CBSA 2019 | 0 | 2032 | 1 | SWHC031-02
COM-WATERHEAT-FS-13.15 | Com ¦ Com Heat Pump Water Heater (3.30 UEF - 50 Gal) - Fuel Sub - Hot-Dry ¦ PG&E ¦ Hot-Dry | Com ¦ Com Heat Pump Water Heater (3.30 UEF - 50 Gal) - Fuel Sub - Hot-Dry | PG&E ¦ Hot-Dry | PG&E | All | Electric & Gas | HPWH (3.30 UEF - 50 Gal) | Efficient | 0 | Conventional | WaterHeat | Com - Health | Com | ROB Only | 1 | 1000 sqft2 of floor space | 1000 sqft served | 10 | DEER:Indoor_CFL_Ltg | 0 | 0 | 0 | SWHC031-02 Offering AB | 170.7393 | 2022 | 0 | 59.4547 | 2022 | 0 | -6.0556 | SWHC031-02 Offering AB | Com Small Gas Water Heaters - Hot-Dry ¦ PG&E ¦ Hot-Dry | Com Small Gas Water Heaters - Hot-Dry | 0.52611 | 0.5 | 0 | CBSA 2019 | 0 | 2032 | 1 | SWHC031-02
COM-WATERHEAT-FS-13.16 | Com ¦ Com Heat Pump Water Heater (3.30 UEF - 50 Gal) - Fuel Sub - Hot-Dry ¦ PG&E ¦ Hot-Dry | Com ¦ Com Heat Pump Water Heater (3.30 UEF - 50 Gal) - Fuel Sub - Hot-Dry | PG&E ¦ Hot-Dry | PG&E | All | Electric & Gas | HPWH (3.30 UEF - 50 Gal) | Efficient | 0 | Conventional | WaterHeat | Com - Lodging | Com | ROB Only | 1 | 1000 sqft2 of floor space | 1000 sqft served | 10 | DEER:Indoor_CFL_Ltg | 0 | 0 | 0 | SWHC031-02 Offering AB | 107.4306 | 2022 | 0 | 37.4094 | 2022 | 0 | -3.8102 | SWHC031-02 Offering AB | Com Small Gas Water Heaters - Hot-Dry ¦ PG&E ¦ Hot-Dry | Com Small Gas Water Heaters - Hot-Dry | 0.73871 | 0.5 | 0 | CBSA 2019 | 0 | 2032 | 1 | SWHC031-02
COM-WATERHEAT-FS-13.17 | Com ¦ Com Heat Pump Water Heater (3.30 UEF - 50 Gal) - Fuel Sub - Hot-Dry ¦ PG&E ¦ Hot-Dry | Com ¦ Com Heat Pump Water Heater (3.30 UEF - 50 Gal) - Fuel Sub - Hot-Dry | PG&E ¦ Hot-Dry | PG&E | All | Electric & Gas | HPWH (3.30 UEF - 50 Gal) | Efficient | 0 | Conventional | WaterHeat | Com - Office (Large) | Com | ROB Only | 1 | 1000 sqft2 of floor space | 1000 sqft served | 10 | DEER:Indoor_CFL_Ltg | 0 | 0 | 0 | SWHC031-02 Offering AB | 35.0769 | 2022 | 0 | 12.2145 | 2022 | 0 | -1.2441 | SWHC031-02 Offering AB | Com Small Gas Water Heaters - Hot-Dry ¦ PG&E ¦ Hot-Dry | Com Small Gas Water Heaters - Hot-Dry | 0.46177 | 0.5 | 0 | CBSA 2019 | 0 | 2032 | 1 | SWHC031-02
COM-WATERHEAT-FS-13.18 | Com ¦ Com Heat Pump Water Heater (3.30 UEF - 50 Gal) - Fuel Sub - Hot-Dry ¦ PG&E ¦ Hot-Dry | Com ¦ Com Heat Pump Water Heater (3.30 UEF - 50 Gal) - Fuel Sub - Hot-Dry | PG&E ¦ Hot-Dry | PG&E | All | Electric & Gas | HPWH (3.30 UEF - 50 Gal) | Efficient | 0 | Conventional | WaterHeat | Com - Office (Small) | Com | ROB Only | 1 | 1000 sqft2 of floor space | 1000 sqft served | 10 | DEER:Indoor_CFL_Ltg | 0 | 0 | 0 | SWHC031-02 Offering AB | 35.0769 | 2022 | 0 | 12.2145 | 2022 | 0 | -1.2441 | SWHC031-02 Offering AB | Com Small Gas Water Heaters - Hot-Dry ¦ PG&E ¦ Hot-Dry | Com Small Gas Water Heaters - Hot-Dry | 0.46177 | 0.5 | 0 | CBSA 2019 | 0 | 2032 | 1 | SWHC031-02
COM-WATERHEAT-FS-13.19 | Com ¦ Com Heat Pump Water Heater (3.30 UEF - 50 Gal) - Fuel Sub - Hot-Dry ¦ PG&E ¦ Hot-Dry | Com ¦ Com Heat Pump Water Heater (3.30 UEF - 50 Gal) - Fuel Sub - Hot-Dry | PG&E ¦ Hot-Dry | PG&E | All | Electric & Gas | HPWH (3.30 UEF - 50 Gal) | Efficient | 0 | Conventional | WaterHeat | Com - Other | Com | ROB Only | 1 | 1000 sqft2 of floor space | 1000 sqft served | 10 | DEER:Indoor_CFL_Ltg | 0 | 0 | 0 | SWHC031-02 Offering AB | 290.1053 | 2022 | 0 | 101.0203 | 2022 | 0 | -10.2891 | SWHC031-02 Offering AB | Com Small Gas Water Heaters - Hot-Dry ¦ PG&E ¦ Hot-Dry | Com Small Gas Water Heaters - Hot-Dry | 0.5433 | 0.5 | 0 | CBSA 2019 | 0 | 2032 | 1 | SWHC031-02
COM-WATERHEAT-FS-13.20 | Com ¦ Com Heat Pump Water Heater (3.30 UEF - 50 Gal) - Fuel Sub - Hot-Dry ¦ PG&E ¦ Hot-Dry | Com ¦ Com Heat Pump Water Heater (3.30 UEF - 50 Gal) - Fuel Sub - Hot-Dry | PG&E ¦ Hot-Dry | PG&E | All | Electric & Gas | HPWH (3.30 UEF - 50 Gal) | Efficient | 0 | Conventional | WaterHeat | Com - Refrig. Warehouse | Com | ROB Only | 1 | 1000 sqft2 of floor space | 1000 sqft served | 10 | DEER:Indoor_CFL_Ltg | 0 | 0 | 0 | SWHC031-02 Offering AB | 16.2196 | 2022 | 0 | 5.648 | 2022 | 0 | -0.57525 | SWHC031-02 Offering AB | Com Small Gas Water Heaters - Hot-Dry ¦ PG&E ¦ Hot-Dry | Com Small Gas Water Heaters - Hot-Dry | 0.22621 | 0.5 | 0 | CBSA 2019 | 0 | 2032 | 1 | SWHC031-02
COM-WATERHEAT-FS-13.21 | Com ¦ Com Heat Pump Water Heater (3.30 UEF - 50 Gal) - Fuel Sub - Hot-Dry ¦ PG&E ¦ Hot-Dry | Com ¦ Com Heat Pump Water Heater (3.30 UEF - 50 Gal) - Fuel Sub - Hot-Dry | PG&E ¦ Hot-Dry | PG&E | All | Electric & Gas | HPWH (3.30 UEF - 50 Gal) | Efficient | 0 | Conventional | WaterHeat | Com - Restaurant | Com | ROB Only | 1 | 1000 sqft2 of floor space | 1000 sqft served | 10 | DEER:Indoor_CFL_Ltg | 0 | 0 | 0 | SWHC031-02 Offering AB | 1519.5231 | 2022 | 0 | 529.1272 | 2022 | 0 | -53.8924 | SWHC031-02 Offering AB | Com Small Gas Water Heaters - Hot-Dry ¦ PG&E ¦ Hot-Dry | Com Small Gas Water Heaters - Hot-Dry | 0.79319 | 0.5 | 0 | CBSA 2019 | 0 | 2032 | 1 | SWHC031-02
COM-WATERHEAT-FS-13.22 | Com ¦ Com Heat Pump Water Heater (3.30 UEF - 50 Gal) - Fuel Sub - Hot-Dry ¦ PG&E ¦ Hot-Dry | Com ¦ Com Heat Pump Water Heater (3.30 UEF - 50 Gal) - Fuel Sub - Hot-Dry | PG&E ¦ Hot-Dry | PG&E | All | Electric & Gas | HPWH (3.30 UEF - 50 Gal) | Efficient | 0 | Conventional | WaterHeat | Com - Retail | Com | ROB Only | 1 | 1000 sqft2 of floor space | 1000 sqft served | 10 | DEER:Indoor_CFL_Ltg | 0 | 0 | 0 | SWHC031-02 Offering AB | 21.7266 | 2022 | 0 | 7.5656 | 2022 | 0 | -0.77057 | SWHC031-02 Offering AB | Com Small Gas Water Heaters - Hot-Dry ¦ PG&E ¦ Hot-Dry | Com Small Gas Water Heaters - Hot-Dry | 0.40063 | 0.5 | 0 | CBSA 2019 | 0 | 2032 | 1 | SWHC031-02
COM-WATERHEAT-FS-13.23 | Com ¦ Com Heat Pump Water Heater (3.30 UEF - 50 Gal) - Fuel Sub - Hot-Dry ¦ PG&E ¦ Hot-Dry | Com ¦ Com Heat Pump Water Heater (3.30 UEF - 50 Gal) - Fuel Sub - Hot-Dry | PG&E ¦ Hot-Dry | PG&E | All | Electric & Gas | HPWH (3.30 UEF - 50 Gal) | Efficient | 0 | Conventional | WaterHeat | Com - School | Com | ROB Only | 1 | 1000 sqft2 of floor space | 1000 sqft served | 10 | DEER:Indoor_CFL_Ltg | 0 | 0 | 0 | SWHC031-02 Offering AB | 178.9702 | 2022 | 0 | 62.3209 | 2022 | 0 | -6.3475 | SWHC031-02 Offering AB | Com Small Gas Water Heaters - Hot-Dry ¦ PG&E ¦ Hot-Dry | Com Small Gas Water Heaters - Hot-Dry | 0.76922 | 0.5 | 0 | CBSA 2019 | 0 | 2032 | 1 | SWHC031-02
COM-WATERHEAT-FS-13.24 | Com ¦ Com Heat Pump Water Heater (3.30 UEF - 50 Gal) - Fuel Sub - Hot-Dry ¦ PG&E ¦ Hot-Dry | Com ¦ Com Heat Pump Water Heater (3.30 UEF - 50 Gal) - Fuel Sub - Hot-Dry | PG&E ¦ Hot-Dry | PG&E | All | Electric & Gas | HPWH (3.30 UEF - 50 Gal) | Efficient | 0 | Conventional | WaterHeat | Com - Warehouse | Com | ROB Only | 1 | 1000 sqft2 of floor space | 1000 sqft served | 10 | DEER:Indoor_CFL_Ltg | 0 | 0 | 0 | SWHC031-02 Offering AB | 3.2439 | 2022 | 0 | 1.1296 | 2022 | 0 | -0.11505 | SWHC031-02 Offering AB | Com Small Gas Water Heaters - Hot-Dry ¦ PG&E ¦ Hot-Dry | Com Small Gas Water Heaters - Hot-Dry | 0.1976 | 0.5 | 0 | CBSA 2019 | 0 | 2032 | 1 | SWHC031-02
COM-WATERHEAT-FS-13.25 | Com ¦ Com Heat Pump Water Heater (3.30 UEF - 50 Gal) - Fuel Sub - Cold ¦ PG&E ¦ Cold | Com ¦ Com Heat Pump Water Heater (3.30 UEF - 50 Gal) - Fuel Sub - Cold | PG&E ¦ Cold | PG&E | All | Electric & Gas | HPWH (3.30 UEF - 50 Gal) | Efficient | 0 | Conventional | WaterHeat | Com - College | Com | ROB Only | 1 | 1000 sqft2 of floor space | 1000 sqft served | 10 | DEER:Indoor_CFL_Ltg | 0 | 0 | 0 | SWHC031-02 Offering AB | 112.7237 | 2022 | 0 | 39.2526 | 2022 | 0 | -3.9979 | SWHC031-02 Offering AB | Com Small Gas Water Heaters - Cold ¦ PG&E ¦ Cold | Com Small Gas Water Heaters - Cold | 0.74815 | 0.5 | 0 | CBSA 2019 | 0 | 2032 | 1 | SWHC031-02
COM-WATERHEAT-FS-13.26 | Com ¦ Com Heat Pump Water Heater (3.30 UEF - 50 Gal) - Fuel Sub - Cold ¦ PG&E ¦ Cold | Com ¦ Com Heat Pump Water Heater (3.30 UEF - 50 Gal) - Fuel Sub - Cold | PG&E ¦ Cold | PG&E | All | Electric & Gas | HPWH (3.30 UEF - 50 Gal) | Efficient | 0 | Conventional | WaterHeat | Com - Grocery | Com | ROB Only | 1 | 1000 sqft2 of floor space | 1000 sqft served | 10 | DEER:Indoor_CFL_Ltg | 0 | 0 | 0 | SWHC031-02 Offering AB | 93.5385 | 2022 | 0 | 32.5719 | 2022 | 0 | -3.3175 | SWHC031-02 Offering AB | Com Small Gas Water Heaters - Cold ¦ PG&E ¦ Cold | Com Small Gas Water Heaters - Cold | 0.59609 | 0.5 | 0 | CBSA 2019 | 0 | 2032 | 1 | SWHC031-02
COM-WATERHEAT-FS-13.27 | Com ¦ Com Heat Pump Water Heater (3.30 UEF - 50 Gal) - Fuel Sub - Cold ¦ PG&E ¦ Cold | Com ¦ Com Heat Pump Water Heater (3.30 UEF - 50 Gal) - Fuel Sub - Cold | PG&E ¦ Cold | PG&E | All | Electric & Gas | HPWH (3.30 UEF - 50 Gal) | Efficient | 0 | Conventional | WaterHeat | Com - Health | Com | ROB Only | 1 | 1000 sqft2 of floor space | 1000 sqft served | 10 | DEER:Indoor_CFL_Ltg | 0 | 0 | 0 | SWHC031-02 Offering AB | 170.7393 | 2022 | 0 | 59.4547 | 2022 | 0 | -6.0556 | SWHC031-02 Offering AB | Com Small Gas Water Heaters - Cold ¦ PG&E ¦ Cold | Com Small Gas Water Heaters - Cold | 0.52611 | 0.5 | 0 | CBSA 2019 | 0 | 2032 | 1 | SWHC031-02
COM-WATERHEAT-FS-13.28 | Com ¦ Com Heat Pump Water Heater (3.30 UEF - 50 Gal) - Fuel Sub - Cold ¦ PG&E ¦ Cold | Com ¦ Com Heat Pump Water Heater (3.30 UEF - 50 Gal) - Fuel Sub - Cold | PG&E ¦ Cold | PG&E | All | Electric & Gas | HPWH (3.30 UEF - 50 Gal) | Efficient | 0 | Conventional | WaterHeat | Com - Lodging | Com | ROB Only | 1 | 1000 sqft2 of floor space | 1000 sqft served | 10 | DEER:Indoor_CFL_Ltg | 0 | 0 | 0 | SWHC031-02 Offering AB | 107.4306 | 2022 | 0 | 37.4094 | 2022 | 0 | -3.8102 | SWHC031-02 Offering AB | Com Small Gas Water Heaters - Cold ¦ PG&E ¦ Cold | Com Small Gas Water Heaters - Cold | 0.73871 | 0.5 | 0 | CBSA 2019 | 0 | 2032 | 1 | SWHC031-02
COM-WATERHEAT-FS-13.29 | Com ¦ Com Heat Pump Water Heater (3.30 UEF - 50 Gal) - Fuel Sub - Cold ¦ PG&E ¦ Cold | Com ¦ Com Heat Pump Water Heater (3.30 UEF - 50 Gal) - Fuel Sub - Cold | PG&E ¦ Cold | PG&E | All | Electric & Gas | HPWH (3.30 UEF - 50 Gal) | Efficient | 0 | Conventional | WaterHeat | Com - Office (Large) | Com | ROB Only | 1 | 1000 sqft2 of floor space | 1000 sqft served | 10 | DEER:Indoor_CFL_Ltg | 0 | 0 | 0 | SWHC031-02 Offering AB | 35.0769 | 2022 | 0 | 12.2145 | 2022 | 0 | -1.2441 | SWHC031-02 Offering AB | Com Small Gas Water Heaters - Cold ¦ PG&E ¦ Cold | Com Small Gas Water Heaters - Cold | 0.46177 | 0.5 | 0 | CBSA 2019 | 0 | 2032 | 1 | SWHC031-02
COM-WATERHEAT-FS-13.30 | Com ¦ Com Heat Pump Water Heater (3.30 UEF - 50 Gal) - Fuel Sub - Cold ¦ PG&E ¦ Cold | Com ¦ Com Heat Pump Water Heater (3.30 UEF - 50 Gal) - Fuel Sub - Cold | PG&E ¦ Cold | PG&E | All | Electric & Gas | HPWH (3.30 UEF - 50 Gal) | Efficient | 0 | Conventional | WaterHeat | Com - Office (Small) | Com | ROB Only | 1 | 1000 sqft2 of floor space | 1000 sqft served | 10 | DEER:Indoor_CFL_Ltg | 0 | 0 | 0 | SWHC031-02 Offering AB | 35.0769 | 2022 | 0 | 12.2145 | 2022 | 0 | -1.2441 | SWHC031-02 Offering AB | Com Small Gas Water Heaters - Cold ¦ PG&E ¦ Cold | Com Small Gas Water Heaters - Cold | 0.46177 | 0.5 | 0 | CBSA 2019 | 0 | 2032 | 1 | SWHC031-02
COM-WATERHEAT-FS-13.31 | Com ¦ Com Heat Pump Water Heater (3.30 UEF - 50 Gal) - Fuel Sub - Cold ¦ PG&E ¦ Cold | Com ¦ Com Heat Pump Water Heater (3.30 UEF - 50 Gal) - Fuel Sub - Cold | PG&E ¦ Cold | PG&E | All | Electric & Gas | HPWH (3.30 UEF - 50 Gal) | Efficient | 0 | Conventional | WaterHeat | Com - Other | Com | ROB Only | 1 | 1000 sqft2 of floor space | 1000 sqft served | 10 | DEER:Indoor_CFL_Ltg | 0 | 0 | 0 | SWHC031-02 Offering AB | 290.1053 | 2022 | 0 | 101.0203 | 2022 | 0 | -10.2891 | SWHC031-02 Offering AB | Com Small Gas Water Heaters - Cold ¦ PG&E ¦ Cold | Com Small Gas Water Heaters - Cold | 0.5433 | 0.5 | 0 | CBSA 2019 | 0 | 2032 | 1 | SWHC031-02
COM-WATERHEAT-FS-13.32 | Com ¦ Com Heat Pump Water Heater (3.30 UEF - 50 Gal) - Fuel Sub - Cold ¦ PG&E ¦ Cold | Com ¦ Com Heat Pump Water Heater (3.30 UEF - 50 Gal) - Fuel Sub - Cold | PG&E ¦ Cold | PG&E | All | Electric & Gas | HPWH (3.30 UEF - 50 Gal) | Efficient | 0 | Conventional | WaterHeat | Com - Refrig. Warehouse | Com | ROB Only | 1 | 1000 sqft2 of floor space | 1000 sqft served | 10 | DEER:Indoor_CFL_Ltg | 0 | 0 | 0 | SWHC031-02 Offering AB | 16.2196 | 2022 | 0 | 5.648 | 2022 | 0 | -0.57525 | SWHC031-02 Offering AB | Com Small Gas Water Heaters - Cold ¦ PG&E ¦ Cold | Com Small Gas Water Heaters - Cold | 0.22621 | 0.5 | 0 | CBSA 2019 | 0 | 2032 | 1 | SWHC031-02
COM-WATERHEAT-FS-13.33 | Com ¦ Com Heat Pump Water Heater (3.30 UEF - 50 Gal) - Fuel Sub - Cold ¦ PG&E ¦ Cold | Com ¦ Com Heat Pump Water Heater (3.30 UEF - 50 Gal) - Fuel Sub - Cold | PG&E ¦ Cold | PG&E | All | Electric & Gas | HPWH (3.30 UEF - 50 Gal) | Efficient | 0 | Conventional | WaterHeat | Com - Restaurant | Com | ROB Only | 1 | 1000 sqft2 of floor space | 1000 sqft served | 10 | DEER:Indoor_CFL_Ltg | 0 | 0 | 0 | SWHC031-02 Offering AB | 1519.5231 | 2022 | 0 | 529.1272 | 2022 | 0 | -53.8924 | SWHC031-02 Offering AB | Com Small Gas Water Heaters - Cold ¦ PG&E ¦ Cold | Com Small Gas Water Heaters - Cold | 0.79319 | 0.5 | 0 | CBSA 2019 | 0 | 2032 | 1 | SWHC031-02
COM-WATERHEAT-FS-13.34 | Com ¦ Com Heat Pump Water Heater (3.30 UEF - 50 Gal) - Fuel Sub - Cold ¦ PG&E ¦ Cold | Com ¦ Com Heat Pump Water Heater (3.30 UEF - 50 Gal) - Fuel Sub - Cold | PG&E ¦ Cold | PG&E | All | Electric & Gas | HPWH (3.30 UEF - 50 Gal) | Efficient | 0 | Conventional | WaterHeat | Com - Retail | Com | ROB Only | 1 | 1000 sqft2 of floor space | 1000 sqft served | 10 | DEER:Indoor_CFL_Ltg | 0 | 0 | 0 | SWHC031-02 Offering AB | 21.7266 | 2022 | 0 | 7.5656 | 2022 | 0 | -0.77057 | SWHC031-02 Offering AB | Com Small Gas Water Heaters - Cold ¦ PG&E ¦ Cold | Com Small Gas Water Heaters - Cold | 0.40063 | 0.5 | 0 | CBSA 2019 | 0 | 2032 | 1 | SWHC031-02
COM-WATERHEAT-FS-13.35 | Com ¦ Com Heat Pump Water Heater (3.30 UEF - 50 Gal) - Fuel Sub - Cold ¦ PG&E ¦ Cold | Com ¦ Com Heat Pump Water Heater (3.30 UEF - 50 Gal) - Fuel Sub - Cold | PG&E ¦ Cold | PG&E | All | Electric & Gas | HPWH (3.30 UEF - 50 Gal) | Efficient | 0 | Conventional | WaterHeat | Com - School | Com | ROB Only | 1 | 1000 sqft2 of floor space | 1000 sqft served | 10 | DEER:Indoor_CFL_Ltg | 0 | 0 | 0 | SWHC031-02 Offering AB | 178.9702 | 2022 | 0 | 62.3209 | 2022 | 0 | -6.3475 | SWHC031-02 Offering AB | Com Small Gas Water Heaters - Cold ¦ PG&E ¦ Cold | Com Small Gas Water Heaters - Cold | 0.76922 | 0.5 | 0 | CBSA 2019 | 0 | 2032 | 1 | SWHC031-02
COM-WATERHEAT-FS-13.36 | Com ¦ Com Heat Pump Water Heater (3.30 UEF - 50 Gal) - Fuel Sub - Cold ¦ PG&E ¦ Cold | Com ¦ Com Heat Pump Water Heater (3.30 UEF - 50 Gal) - Fuel Sub - Cold | PG&E ¦ Cold | PG&E | All | Electric & Gas | HPWH (3.30 UEF - 50 Gal) | Efficient | 0 | Conventional | WaterHeat | Com - Warehouse | Com | ROB Only | 1 | 1000 sqft2 of floor space | 1000 sqft served | 10 | DEER:Indoor_CFL_Ltg | 0 | 0 | 0 | SWHC031-02 Offering AB | 3.2439 | 2022 | 0 | 1.1296 | 2022 | 0 | -0.11505 | SWHC031-02 Offering AB | Com Small Gas Water Heaters - Cold ¦ PG&E ¦ Cold | Com Small Gas Water Heaters - Cold | 0.1976 | 0.5 | 0 | CBSA 2019 | 0 | 2032 | 1 | SWHC031-02
COM-WATERHEAT-FS-13.37 | Com ¦ Com Heat Pump Water Heater (3.30 UEF - 50 Gal) - Fuel Sub - Marine ¦ SCE ¦ Marine | Com ¦ Com Heat Pump Water Heater (3.30 UEF - 50 Gal) - Fuel Sub - Marine | SCE ¦ Marine | SCE | All | Electric & Gas | HPWH (3.30 UEF - 50 Gal) | Efficient | 0 | Conventional | WaterHeat | Com - College | Com | ROB Only | 1 | 1000 sqft2 of floor space | 1000 sqft served | 10 | DEER:Indoor_CFL_Ltg | 0 | 0 | 0 | SWHC031-02 Offering AB | 112.7237 | 2022 | 0 | 39.2526 | 2022 | 0 | -3.9979 | SWHC031-02 Offering AB | Com Small Gas Water Heaters - Marine ¦ SCE ¦ Marine | Com Small Gas Water Heaters - Marine | 0.74815 | 0.5 | 0 | CBSA 2019 | 0 | 2032 | 1 | SWHC031-02
COM-WATERHEAT-FS-13.38 | Com ¦ Com Heat Pump Water Heater (3.30 UEF - 50 Gal) - Fuel Sub - Marine ¦ SCE ¦ Marine | Com ¦ Com Heat Pump Water Heater (3.30 UEF - 50 Gal) - Fuel Sub - Marine | SCE ¦ Marine | SCE | All | Electric & Gas | HPWH (3.30 UEF - 50 Gal) | Efficient | 0 | Conventional | WaterHeat | Com - Grocery | Com | ROB Only | 1 | 1000 sqft2 of floor space | 1000 sqft served | 10 | DEER:Indoor_CFL_Ltg | 0 | 0 | 0 | SWHC031-02 Offering AB | 93.5385 | 2022 | 0 | 32.5719 | 2022 | 0 | -3.3175 | SWHC031-02 Offering AB | Com Small Gas Water Heaters - Marine ¦ SCE ¦ Marine | Com Small Gas Water Heaters - Marine | 0.59609 | 0.5 | 0 | CBSA 2019 | 0 | 2032 | 1 | SWHC031-02
COM-WATERHEAT-FS-13.39 | Com ¦ Com Heat Pump Water Heater (3.30 UEF - 50 Gal) - Fuel Sub - Marine ¦ SCE ¦ Marine | Com ¦ Com Heat Pump Water Heater (3.30 UEF - 50 Gal) - Fuel Sub - Marine | SCE ¦ Marine | SCE | All | Electric & Gas | HPWH (3.30 UEF - 50 Gal) | Efficient | 0 | Conventional | WaterHeat | Com - Health | Com | ROB Only | 1 | 1000 sqft2 of floor space | 1000 sqft served | 10 | DEER:Indoor_CFL_Ltg | 0 | 0 | 0 | SWHC031-02 Offering AB | 170.7393 | 2022 | 0 | 59.4547 | 2022 | 0 | -6.0556 | SWHC031-02 Offering AB | Com Small Gas Water Heaters - Marine ¦ SCE ¦ Marine | Com Small Gas Water Heaters - Marine | 0.52611 | 0.5 | 0 | CBSA 2019 | 0 | 2032 | 1 | SWHC031-02
COM-WATERHEAT-FS-13.40 | Com ¦ Com Heat Pump Water Heater (3.30 UEF - 50 Gal) - Fuel Sub - Marine ¦ SCE ¦ Marine | Com ¦ Com Heat Pump Water Heater (3.30 UEF - 50 Gal) - Fuel Sub - Marine | SCE ¦ Marine | SCE | All | Electric & Gas | HPWH (3.30 UEF - 50 Gal) | Efficient | 0 | Conventional | WaterHeat | Com - Lodging | Com | ROB Only | 1 | 1000 sqft2 of floor space | 1000 sqft served | 10 | DEER:Indoor_CFL_Ltg | 0 | 0 | 0 | SWHC031-02 Offering AB | 107.4306 | 2022 | 0 | 37.4094 | 2022 | 0 | -3.8102 | SWHC031-02 Offering AB | Com Small Gas Water Heaters - Marine ¦ SCE ¦ Marine | Com Small Gas Water Heaters - Marine | 0.73871 | 0.5 | 0 | CBSA 2019 | 0 | 2032 | 1 | SWHC031-02
COM-WATERHEAT-FS-13.41 | Com ¦ Com Heat Pump Water Heater (3.30 UEF - 50 Gal) - Fuel Sub - Marine ¦ SCE ¦ Marine | Com ¦ Com Heat Pump Water Heater (3.30 UEF - 50 Gal) - Fuel Sub - Marine | SCE ¦ Marine | SCE | All | Electric & Gas | HPWH (3.30 UEF - 50 Gal) | Efficient | 0 | Conventional | WaterHeat | Com - Office (Large) | Com | ROB Only | 1 | 1000 sqft2 of floor space | 1000 sqft served | 10 | DEER:Indoor_CFL_Ltg | 0 | 0 | 0 | SWHC031-02 Offering AB | 35.0769 | 2022 | 0 | 12.2145 | 2022 | 0 | -1.2441 | SWHC031-02 Offering AB | Com Small Gas Water Heaters - Marine ¦ SCE ¦ Marine | Com Small Gas Water Heaters - Marine | 0.46177 | 0.5 | 0 | CBSA 2019 | 0 | 2032 | 1 | SWHC031-02
COM-WATERHEAT-FS-13.42 | Com ¦ Com Heat Pump Water Heater (3.30 UEF - 50 Gal) - Fuel Sub - Marine ¦ SCE ¦ Marine | Com ¦ Com Heat Pump Water Heater (3.30 UEF - 50 Gal) - Fuel Sub - Marine | SCE ¦ Marine | SCE | All | Electric & Gas | HPWH (3.30 UEF - 50 Gal) | Efficient | 0 | Conventional | WaterHeat | Com - Office (Small) | Com | ROB Only | 1 | 1000 sqft2 of floor space | 1000 sqft served | 10 | DEER:Indoor_CFL_Ltg | 0 | 0 | 0 | SWHC031-02 Offering AB | 35.0769 | 2022 | 0 | 12.2145 | 2022 | 0 | -1.2441 | SWHC031-02 Offering AB | Com Small Gas Water Heaters - Marine ¦ SCE ¦ Marine | Com Small Gas Water Heaters - Marine | 0.46177 | 0.5 | 0 | CBSA 2019 | 0 | 2032 | 1 | SWHC031-02
COM-WATERHEAT-FS-13.43 | Com ¦ Com Heat Pump Water Heater (3.30 UEF - 50 Gal) - Fuel Sub - Marine ¦ SCE ¦ Marine | Com ¦ Com Heat Pump Water Heater (3.30 UEF - 50 Gal) - Fuel Sub - Marine | SCE ¦ Marine | SCE | All | Electric & Gas | HPWH (3.30 UEF - 50 Gal) | Efficient | 0 | Conventional | WaterHeat | Com - Other | Com | ROB Only | 1 | 1000 sqft2 of floor space | 1000 sqft served | 10 | DEER:Indoor_CFL_Ltg | 0 | 0 | 0 | SWHC031-02 Offering AB | 290.1053 | 2022 | 0 | 101.0203 | 2022 | 0 | -10.2891 | SWHC031-02 Offering AB | Com Small Gas Water Heaters - Marine ¦ SCE ¦ Marine | Com Small Gas Water Heaters - Marine | 0.5433 | 0.5 | 0 | CBSA 2019 | 0 | 2032 | 1 | SWHC031-02
COM-WATERHEAT-FS-13.44 | Com ¦ Com Heat Pump Water Heater (3.30 UEF - 50 Gal) - Fuel Sub - Marine ¦ SCE ¦ Marine | Com ¦ Com Heat Pump Water Heater (3.30 UEF - 50 Gal) - Fuel Sub - Marine | SCE ¦ Marine | SCE | All | Electric & Gas | HPWH (3.30 UEF - 50 Gal) | Efficient | 0 | Conventional | WaterHeat | Com - Refrig. Warehouse | Com | ROB Only | 1 | 1000 sqft2 of floor space | 1000 sqft served | 10 | DEER:Indoor_CFL_Ltg | 0 | 0 | 0 | SWHC031-02 Offering AB | 16.2196 | 2022 | 0 | 5.648 | 2022 | 0 | -0.57525 | SWHC031-02 Offering AB | Com Small Gas Water Heaters - Marine ¦ SCE ¦ Marine | Com Small Gas Water Heaters - Marine | 0.22621 | 0.5 | 0 | CBSA 2019 | 0 | 2032 | 1 | SWHC031-02
COM-WATERHEAT-FS-13.45 | Com ¦ Com Heat Pump Water Heater (3.30 UEF - 50 Gal) - Fuel Sub - Marine ¦ SCE ¦ Marine | Com ¦ Com Heat Pump Water Heater (3.30 UEF - 50 Gal) - Fuel Sub - Marine | SCE ¦ Marine | SCE | All | Electric & Gas | HPWH (3.30 UEF - 50 Gal) | Efficient | 0 | Conventional | WaterHeat | Com - Restaurant | Com | ROB Only | 1 | 1000 sqft2 of floor space | 1000 sqft served | 10 | DEER:Indoor_CFL_Ltg | 0 | 0 | 0 | SWHC031-02 Offering AB | 1519.5231 | 2022 | 0 | 529.1272 | 2022 | 0 | -53.8924 | SWHC031-02 Offering AB | Com Small Gas Water Heaters - Marine ¦ SCE ¦ Marine | Com Small Gas Water Heaters - Marine | 0.79319 | 0.5 | 0 | CBSA 2019 | 0 | 2032 | 1 | SWHC031-02
COM-WATERHEAT-FS-13.46 | Com ¦ Com Heat Pump Water Heater (3.30 UEF - 50 Gal) - Fuel Sub - Marine ¦ SCE ¦ Marine | Com ¦ Com Heat Pump Water Heater (3.30 UEF - 50 Gal) - Fuel Sub - Marine | SCE ¦ Marine | SCE | All | Electric & Gas | HPWH (3.30 UEF - 50 Gal) | Efficient | 0 | Conventional | WaterHeat | Com - Retail | Com | ROB Only | 1 | 1000 sqft2 of floor space | 1000 sqft served | 10 | DEER:Indoor_CFL_Ltg | 0 | 0 | 0 | SWHC031-02 Offering AB | 21.7266 | 2022 | 0 | 7.5656 | 2022 | 0 | -0.77057 | SWHC031-02 Offering AB | Com Small Gas Water Heaters - Marine ¦ SCE ¦ Marine | Com Small Gas Water Heaters - Marine | 0.40063 | 0.5 | 0 | CBSA 2019 | 0 | 2032 | 1 | SWHC031-02
COM-WATERHEAT-FS-13.47 | Com ¦ Com Heat Pump Water Heater (3.30 UEF - 50 Gal) - Fuel Sub - Marine ¦ SCE ¦ Marine | Com ¦ Com Heat Pump Water Heater (3.30 UEF - 50 Gal) - Fuel Sub - Marine | SCE ¦ Marine | SCE | All | Electric & Gas | HPWH (3.30 UEF - 50 Gal) | Efficient | 0 | Conventional | WaterHeat | Com - School | Com | ROB Only | 1 | 1000 sqft2 of floor space | 1000 sqft served | 10 | DEER:Indoor_CFL_Ltg | 0 | 0 | 0 | SWHC031-02 Offering AB | 178.9702 | 2022 | 0 | 62.3209 | 2022 | 0 | -6.3475 | SWHC031-02 Offering AB | Com Small Gas Water Heaters - Marine ¦ SCE ¦ Marine | Com Small Gas Water Heaters - Marine | 0.76922 | 0.5 | 0 | CBSA 2019 | 0 | 2032 | 1 | SWHC031-02
COM-WATERHEAT-FS-13.48 | Com ¦ Com Heat Pump Water Heater (3.30 UEF - 50 Gal) - Fuel Sub - Marine ¦ SCE ¦ Marine | Com ¦ Com Heat Pump Water Heater (3.30 UEF - 50 Gal) - Fuel Sub - Marine | SCE ¦ Marine | SCE | All | Electric & Gas | HPWH (3.30 UEF - 50 Gal) | Efficient | 0 | Conventional | WaterHeat | Com - Warehouse | Com | ROB Only | 1 | 1000 sqft2 of floor space | 1000 sqft served | 10 | DEER:Indoor_CFL_Ltg | 0 | 0 | 0 | SWHC031-02 Offering AB | 3.2439 | 2022 | 0 | 1.1296 | 2022 | 0 | -0.11505 | SWHC031-02 Offering AB | Com Small Gas Water Heaters - Marine ¦ SCE ¦ Marine | Com Small Gas Water Heaters - Marine | 0.1976 | 0.5 | 0 | CBSA 2019 | 0 | 2032 | 1 | SWHC031-02
COM-WATERHEAT-FS-13.49 | Com ¦ Com Heat Pump Water Heater (3.30 UEF - 50 Gal) - Fuel Sub - Hot-Dry ¦ SCE ¦ Hot-Dry | Com ¦ Com Heat Pump Water Heater (3.30 UEF - 50 Gal) - Fuel Sub - Hot-Dry | SCE ¦ Hot-Dry | SCE | All | Electric & Gas | HPWH (3.30 UEF - 50 Gal) | Efficient | 0 | Conventional | WaterHeat | Com - College | Com | ROB Only | 1 | 1000 sqft2 of floor space | 1000 sqft served | 10 | DEER:Indoor_CFL_Ltg | 0 | 0 | 0 | SWHC031-02 Offering AB | 112.7237 | 2022 | 0 | 39.2526 | 2022 | 0 | -3.9979 | SWHC031-02 Offering AB | Com Small Gas Water Heaters - Hot-Dry ¦ SCE ¦ Hot-Dry | Com Small Gas Water Heaters - Hot-Dry | 0.74815 | 0.5 | 0 | CBSA 2019 | 0 | 2032 | 1 | SWHC031-02
COM-WATERHEAT-FS-13.50 | Com ¦ Com Heat Pump Water Heater (3.30 UEF - 50 Gal) - Fuel Sub - Hot-Dry ¦ SCE ¦ Hot-Dry | Com ¦ Com Heat Pump Water Heater (3.30 UEF - 50 Gal) - Fuel Sub - Hot-Dry | SCE ¦ Hot-Dry | SCE | All | Electric & Gas | HPWH (3.30 UEF - 50 Gal) | Efficient | 0 | Conventional | WaterHeat | Com - Grocery | Com | ROB Only | 1 | 1000 sqft2 of floor space | 1000 sqft served | 10 | DEER:Indoor_CFL_Ltg | 0 | 0 | 0 | SWHC031-02 Offering AB | 93.5385 | 2022 | 0 | 32.5719 | 2022 | 0 | -3.3175 | SWHC031-02 Offering AB | Com Small Gas Water Heaters - Hot-Dry ¦ SCE ¦ Hot-Dry | Com Small Gas Water Heaters - Hot-Dry | 0.59609 | 0.5 | 0 | CBSA 2019 | 0 | 2032 | 1 | SWHC031-02
COM-WATERHEAT-FS-13.51 | Com ¦ Com Heat Pump Water Heater (3.30 UEF - 50 Gal) - Fuel Sub - Hot-Dry ¦ SCE ¦ Hot-Dry | Com ¦ Com Heat Pump Water Heater (3.30 UEF - 50 Gal) - Fuel Sub - Hot-Dry | SCE ¦ Hot-Dry | SCE | All | Electric & Gas | HPWH (3.30 UEF - 50 Gal) | Efficient | 0 | Conventional | WaterHeat | Com - Health | Com | ROB Only | 1 | 1000 sqft2 of floor space | 1000 sqft served | 10 | DEER:Indoor_CFL_Ltg | 0 | 0 | 0 | SWHC031-02 Offering AB | 170.7393 | 2022 | 0 | 59.4547 | 2022 | 0 | -6.0556 | SWHC031-02 Offering AB | Com Small Gas Water Heaters - Hot-Dry ¦ SCE ¦ Hot-Dry | Com Small Gas Water Heaters - Hot-Dry | 0.52611 | 0.5 | 0 | CBSA 2019 | 0 | 2032 | 1 | SWHC031-02
COM-WATERHEAT-FS-13.52 | Com ¦ Com Heat Pump Water Heater (3.30 UEF - 50 Gal) - Fuel Sub - Hot-Dry ¦ SCE ¦ Hot-Dry | Com ¦ Com Heat Pump Water Heater (3.30 UEF - 50 Gal) - Fuel Sub - Hot-Dry | SCE ¦ Hot-Dry | SCE | All | Electric & Gas | HPWH (3.30 UEF - 50 Gal) | Efficient | 0 | Conventional | WaterHeat | Com - Lodging | Com | ROB Only | 1 | 1000 sqft2 of floor space | 1000 sqft served | 10 | DEER:Indoor_CFL_Ltg | 0 | 0 | 0 | SWHC031-02 Offering AB | 107.4306 | 2022 | 0 | 37.4094 | 2022 | 0 | -3.8102 | SWHC031-02 Offering AB | Com Small Gas Water Heaters - Hot-Dry ¦ SCE ¦ Hot-Dry | Com Small Gas Water Heaters - Hot-Dry | 0.73871 | 0.5 | 0 | CBSA 2019 | 0 | 2032 | 1 | SWHC031-02
COM-WATERHEAT-FS-13.53 | Com ¦ Com Heat Pump Water Heater (3.30 UEF - 50 Gal) - Fuel Sub - Hot-Dry ¦ SCE ¦ Hot-Dry | Com ¦ Com Heat Pump Water Heater (3.30 UEF - 50 Gal) - Fuel Sub - Hot-Dry | SCE ¦ Hot-Dry | SCE | All | Electric & Gas | HPWH (3.30 UEF - 50 Gal) | Efficient | 0 | Conventional | WaterHeat | Com - Office (Large) | Com | ROB Only | 1 | 1000 sqft2 of floor space | 1000 sqft served | 10 | DEER:Indoor_CFL_Ltg | 0 | 0 | 0 | SWHC031-02 Offering AB | 35.0769 | 2022 | 0 | 12.2145 | 2022 | 0 | -1.2441 | SWHC031-02 Offering AB | Com Small Gas Water Heaters - Hot-Dry ¦ SCE ¦ Hot-Dry | Com Small Gas Water Heaters - Hot-Dry | 0.46177 | 0.5 | 0 | CBSA 2019 | 0 | 2032 | 1 | SWHC031-02
COM-WATERHEAT-FS-13.54 | Com ¦ Com Heat Pump Water Heater (3.30 UEF - 50 Gal) - Fuel Sub - Hot-Dry ¦ SCE ¦ Hot-Dry | Com ¦ Com Heat Pump Water Heater (3.30 UEF - 50 Gal) - Fuel Sub - Hot-Dry | SCE ¦ Hot-Dry | SCE | All | Electric & Gas | HPWH (3.30 UEF - 50 Gal) | Efficient | 0 | Conventional | WaterHeat | Com - Office (Small) | Com | ROB Only | 1 | 1000 sqft2 of floor space | 1000 sqft served | 10 | DEER:Indoor_CFL_Ltg | 0 | 0 | 0 | SWHC031-02 Offering AB | 35.0769 | 2022 | 0 | 12.2145 | 2022 | 0 | -1.2441 | SWHC031-02 Offering AB | Com Small Gas Water Heaters - Hot-Dry ¦ SCE ¦ Hot-Dry | Com Small Gas Water Heaters - Hot-Dry | 0.46177 | 0.5 | 0 | CBSA 2019 | 0 | 2032 | 1 | SWHC031-02
COM-WATERHEAT-FS-13.55 | Com ¦ Com Heat Pump Water Heater (3.30 UEF - 50 Gal) - Fuel Sub - Hot-Dry ¦ SCE ¦ Hot-Dry | Com ¦ Com Heat Pump Water Heater (3.30 UEF - 50 Gal) - Fuel Sub - Hot-Dry | SCE ¦ Hot-Dry | SCE | All | Electric & Gas | HPWH (3.30 UEF - 50 Gal) | Efficient | 0 | Conventional | WaterHeat | Com - Other | Com | ROB Only | 1 | 1000 sqft2 of floor space | 1000 sqft served | 10 | DEER:Indoor_CFL_Ltg | 0 | 0 | 0 | SWHC031-02 Offering AB | 290.1053 | 2022 | 0 | 101.0203 | 2022 | 0 | -10.2891 | SWHC031-02 Offering AB | Com Small Gas Water Heaters - Hot-Dry ¦ SCE ¦ Hot-Dry | Com Small Gas Water Heaters - Hot-Dry | 0.5433 | 0.5 | 0 | CBSA 2019 | 0 | 2032 | 1 | SWHC031-02
COM-WATERHEAT-FS-13.56 | Com ¦ Com Heat Pump Water Heater (3.30 UEF - 50 Gal) - Fuel Sub - Hot-Dry ¦ SCE ¦ Hot-Dry | Com ¦ Com Heat Pump Water Heater (3.30 UEF - 50 Gal) - Fuel Sub - Hot-Dry | SCE ¦ Hot-Dry | SCE | All | Electric & Gas | HPWH (3.30 UEF - 50 Gal) | Efficient | 0 | Conventional | WaterHeat | Com - Refrig. Warehouse | Com | ROB Only | 1 | 1000 sqft2 of floor space | 1000 sqft served | 10 | DEER:Indoor_CFL_Ltg | 0 | 0 | 0 | SWHC031-02 Offering AB | 16.2196 | 2022 | 0 | 5.648 | 2022 | 0 | -0.57525 | SWHC031-02 Offering AB | Com Small Gas Water Heaters - Hot-Dry ¦ SCE ¦ Hot-Dry | Com Small Gas Water Heaters - Hot-Dry | 0.22621 | 0.5 | 0 | CBSA 2019 | 0 | 2032 | 1 | SWHC031-02
COM-WATERHEAT-FS-13.57 | Com ¦ Com Heat Pump Water Heater (3.30 UEF - 50 Gal) - Fuel Sub - Hot-Dry ¦ SCE ¦ Hot-Dry | Com ¦ Com Heat Pump Water Heater (3.30 UEF - 50 Gal) - Fuel Sub - Hot-Dry | SCE ¦ Hot-Dry | SCE | All | Electric & Gas | HPWH (3.30 UEF - 50 Gal) | Efficient | 0 | Conventional | WaterHeat | Com - Restaurant | Com | ROB Only | 1 | 1000 sqft2 of floor space | 1000 sqft served | 10 | DEER:Indoor_CFL_Ltg | 0 | 0 | 0 | SWHC031-02 Offering AB | 1519.5231 | 2022 | 0 | 529.1272 | 2022 | 0 | -53.8924 | SWHC031-02 Offering AB | Com Small Gas Water Heaters - Hot-Dry ¦ SCE ¦ Hot-Dry | Com Small Gas Water Heaters - Hot-Dry | 0.79319 | 0.5 | 0 | CBSA 2019 | 0 | 2032 | 1 | SWHC031-02
COM-WATERHEAT-FS-13.58 | Com ¦ Com Heat Pump Water Heater (3.30 UEF - 50 Gal) - Fuel Sub - Hot-Dry ¦ SCE ¦ Hot-Dry | Com ¦ Com Heat Pump Water Heater (3.30 UEF - 50 Gal) - Fuel Sub - Hot-Dry | SCE ¦ Hot-Dry | SCE | All | Electric & Gas | HPWH (3.30 UEF - 50 Gal) | Efficient | 0 | Conventional | WaterHeat | Com - Retail | Com | ROB Only | 1 | 1000 sqft2 of floor space | 1000 sqft served | 10 | DEER:Indoor_CFL_Ltg | 0 | 0 | 0 | SWHC031-02 Offering AB | 21.7266 | 2022 | 0 | 7.5656 | 2022 | 0 | -0.77057 | SWHC031-02 Offering AB | Com Small Gas Water Heaters - Hot-Dry ¦ SCE ¦ Hot-Dry | Com Small Gas Water Heaters - Hot-Dry | 0.40063 | 0.5 | 0 | CBSA 2019 | 0 | 2032 | 1 | SWHC031-02
COM-WATERHEAT-FS-13.59 | Com ¦ Com Heat Pump Water Heater (3.30 UEF - 50 Gal) - Fuel Sub - Hot-Dry ¦ SCE ¦ Hot-Dry | Com ¦ Com Heat Pump Water Heater (3.30 UEF - 50 Gal) - Fuel Sub - Hot-Dry | SCE ¦ Hot-Dry | SCE | All | Electric & Gas | HPWH (3.30 UEF - 50 Gal) | Efficient | 0 | Conventional | WaterHeat | Com - School | Com | ROB Only | 1 | 1000 sqft2 of floor space | 1000 sqft served | 10 | DEER:Indoor_CFL_Ltg | 0 | 0 | 0 | SWHC031-02 Offering AB | 178.9702 | 2022 | 0 | 62.3209 | 2022 | 0 | -6.3475 | SWHC031-02 Offering AB | Com Small Gas Water Heaters - Hot-Dry ¦ SCE ¦ Hot-Dry | Com Small Gas Water Heaters - Hot-Dry | 0.76922 | 0.5 | 0 | CBSA 2019 | 0 | 2032 | 1 | SWHC031-02
COM-WATERHEAT-FS-13.60 | Com ¦ Com Heat Pump Water Heater (3.30 UEF - 50 Gal) - Fuel Sub - Hot-Dry ¦ SCE ¦ Hot-Dry | Com ¦ Com Heat Pump Water Heater (3.30 UEF - 50 Gal) - Fuel Sub - Hot-Dry | SCE ¦ Hot-Dry | SCE | All | Electric & Gas | HPWH (3.30 UEF - 50 Gal) | Efficient | 0 | Conventional | WaterHeat | Com - Warehouse | Com | ROB Only | 1 | 1000 sqft2 of floor space | 1000 sqft served | 10 | DEER:Indoor_CFL_Ltg | 0 | 0 | 0 | SWHC031-02 Offering AB | 3.2439 | 2022 | 0 | 1.1296 | 2022 | 0 | -0.11505 | SWHC031-02 Offering AB | Com Small Gas Water Heaters - Hot-Dry ¦ SCE ¦ Hot-Dry | Com Small Gas Water Heaters - Hot-Dry | 0.1976 | 0.5 | 0 | CBSA 2019 | 0 | 2032 | 1 | SWHC031-02
COM-WATERHEAT-FS-13.61 | Com ¦ Com Heat Pump Water Heater (3.30 UEF - 50 Gal) - Fuel Sub - Cold ¦ SCE ¦ Cold | Com ¦ Com Heat Pump Water Heater (3.30 UEF - 50 Gal) - Fuel Sub - Cold | SCE ¦ Cold | SCE | All | Electric & Gas | HPWH (3.30 UEF - 50 Gal) | Efficient | 0 | Conventional | WaterHeat | Com - College | Com | ROB Only | 1 | 1000 sqft2 of floor space | 1000 sqft served | 10 | DEER:Indoor_CFL_Ltg | 0 | 0 | 0 | SWHC031-02 Offering AB | 112.7237 | 2022 | 0 | 39.2526 | 2022 | 0 | -3.9979 | SWHC031-02 Offering AB | Com Small Gas Water Heaters - Cold ¦ SCE ¦ Cold | Com Small Gas Water Heaters - Cold | 0.74815 | 0.5 | 0 | CBSA 2019 | 0 | 2032 | 1 | SWHC031-02
COM-WATERHEAT-FS-13.62 | Com ¦ Com Heat Pump Water Heater (3.30 UEF - 50 Gal) - Fuel Sub - Cold ¦ SCE ¦ Cold | Com ¦ Com Heat Pump Water Heater (3.30 UEF - 50 Gal) - Fuel Sub - Cold | SCE ¦ Cold | SCE | All | Electric & Gas | HPWH (3.30 UEF - 50 Gal) | Efficient | 0 | Conventional | WaterHeat | Com - Grocery | Com | ROB Only | 1 | 1000 sqft2 of floor space | 1000 sqft served | 10 | DEER:Indoor_CFL_Ltg | 0 | 0 | 0 | SWHC031-02 Offering AB | 93.5385 | 2022 | 0 | 32.5719 | 2022 | 0 | -3.3175 | SWHC031-02 Offering AB | Com Small Gas Water Heaters - Cold ¦ SCE ¦ Cold | Com Small Gas Water Heaters - Cold | 0.59609 | 0.5 | 0 | CBSA 2019 | 0 | 2032 | 1 | SWHC031-02
COM-WATERHEAT-FS-13.63 | Com ¦ Com Heat Pump Water Heater (3.30 UEF - 50 Gal) - Fuel Sub - Cold ¦ SCE ¦ Cold | Com ¦ Com Heat Pump Water Heater (3.30 UEF - 50 Gal) - Fuel Sub - Cold | SCE ¦ Cold | SCE | All | Electric & Gas | HPWH (3.30 UEF - 50 Gal) | Efficient | 0 | Conventional | WaterHeat | Com - Health | Com | ROB Only | 1 | 1000 sqft2 of floor space | 1000 sqft served | 10 | DEER:Indoor_CFL_Ltg | 0 | 0 | 0 | SWHC031-02 Offering AB | 170.7393 | 2022 | 0 | 59.4547 | 2022 | 0 | -6.0556 | SWHC031-02 Offering AB | Com Small Gas Water Heaters - Cold ¦ SCE ¦ Cold | Com Small Gas Water Heaters - Cold | 0.52611 | 0.5 | 0 | CBSA 2019 | 0 | 2032 | 1 | SWHC031-02
COM-WATERHEAT-FS-13.64 | Com ¦ Com Heat Pump Water Heater (3.30 UEF - 50 Gal) - Fuel Sub - Cold ¦ SCE ¦ Cold | Com ¦ Com Heat Pump Water Heater (3.30 UEF - 50 Gal) - Fuel Sub - Cold | SCE ¦ Cold | SCE | All | Electric & Gas | HPWH (3.30 UEF - 50 Gal) | Efficient | 0 | Conventional | WaterHeat | Com - Lodging | Com | ROB Only | 1 | 1000 sqft2 of floor space | 1000 sqft served | 10 | DEER:Indoor_CFL_Ltg | 0 | 0 | 0 | SWHC031-02 Offering AB | 107.4306 | 2022 | 0 | 37.4094 | 2022 | 0 | -3.8102 | SWHC031-02 Offering AB | Com Small Gas Water Heaters - Cold ¦ SCE ¦ Cold | Com Small Gas Water Heaters - Cold | 0.73871 | 0.5 | 0 | CBSA 2019 | 0 | 2032 | 1 | SWHC031-02
COM-WATERHEAT-FS-13.65 | Com ¦ Com Heat Pump Water Heater (3.30 UEF - 50 Gal) - Fuel Sub - Cold ¦ SCE ¦ Cold | Com ¦ Com Heat Pump Water Heater (3.30 UEF - 50 Gal) - Fuel Sub - Cold | SCE ¦ Cold | SCE | All | Electric & Gas | HPWH (3.30 UEF - 50 Gal) | Efficient | 0 | Conventional | WaterHeat | Com - Office (Large) | Com | ROB Only | 1 | 1000 sqft2 of floor space | 1000 sqft served | 10 | DEER:Indoor_CFL_Ltg | 0 | 0 | 0 | SWHC031-02 Offering AB | 35.0769 | 2022 | 0 | 12.2145 | 2022 | 0 | -1.2441 | SWHC031-02 Offering AB | Com Small Gas Water Heaters - Cold ¦ SCE ¦ Cold | Com Small Gas Water Heaters - Cold | 0.46177 | 0.5 | 0 | CBSA 2019 | 0 | 2032 | 1 | SWHC031-02
COM-WATERHEAT-FS-13.66 | Com ¦ Com Heat Pump Water Heater (3.30 UEF - 50 Gal) - Fuel Sub - Cold ¦ SCE ¦ Cold | Com ¦ Com Heat Pump Water Heater (3.30 UEF - 50 Gal) - Fuel Sub - Cold | SCE ¦ Cold | SCE | All | Electric & Gas | HPWH (3.30 UEF - 50 Gal) | Efficient | 0 | Conventional | WaterHeat | Com - Office (Small) | Com | ROB Only | 1 | 1000 sqft2 of floor space | 1000 sqft served | 10 | DEER:Indoor_CFL_Ltg | 0 | 0 | 0 | SWHC031-02 Offering AB | 35.0769 | 2022 | 0 | 12.2145 | 2022 | 0 | -1.2441 | SWHC031-02 Offering AB | Com Small Gas Water Heaters - Cold ¦ SCE ¦ Cold | Com Small Gas Water Heaters - Cold | 0.46177 | 0.5 | 0 | CBSA 2019 | 0 | 2032 | 1 | SWHC031-02
COM-WATERHEAT-FS-13.67 | Com ¦ Com Heat Pump Water Heater (3.30 UEF - 50 Gal) - Fuel Sub - Cold ¦ SCE ¦ Cold | Com ¦ Com Heat Pump Water Heater (3.30 UEF - 50 Gal) - Fuel Sub - Cold | SCE ¦ Cold | SCE | All | Electric & Gas | HPWH (3.30 UEF - 50 Gal) | Efficient | 0 | Conventional | WaterHeat | Com - Other | Com | ROB Only | 1 | 1000 sqft2 of floor space | 1000 sqft served | 10 | DEER:Indoor_CFL_Ltg | 0 | 0 | 0 | SWHC031-02 Offering AB | 290.1053 | 2022 | 0 | 101.0203 | 2022 | 0 | -10.2891 | SWHC031-02 Offering AB | Com Small Gas Water Heaters - Cold ¦ SCE ¦ Cold | Com Small Gas Water Heaters - Cold | 0.5433 | 0.5 | 0 | CBSA 2019 | 0 | 2032 | 1 | SWHC031-02
COM-WATERHEAT-FS-13.68 | Com ¦ Com Heat Pump Water Heater (3.30 UEF - 50 Gal) - Fuel Sub - Cold ¦ SCE ¦ Cold | Com ¦ Com Heat Pump Water Heater (3.30 UEF - 50 Gal) - Fuel Sub - Cold | SCE ¦ Cold | SCE | All | Electric & Gas | HPWH (3.30 UEF - 50 Gal) | Efficient | 0 | Conventional | WaterHeat | Com - Refrig. Warehouse | Com | ROB Only | 1 | 1000 sqft2 of floor space | 1000 sqft served | 10 | DEER:Indoor_CFL_Ltg | 0 | 0 | 0 | SWHC031-02 Offering AB | 16.2196 | 2022 | 0 | 5.648 | 2022 | 0 | -0.57525 | SWHC031-02 Offering AB | Com Small Gas Water Heaters - Cold ¦ SCE ¦ Cold | Com Small Gas Water Heaters - Cold | 0.22621 | 0.5 | 0 | CBSA 2019 | 0 | 2032 | 1 | SWHC031-02
COM-WATERHEAT-FS-13.69 | Com ¦ Com Heat Pump Water Heater (3.30 UEF - 50 Gal) - Fuel Sub - Cold ¦ SCE ¦ Cold | Com ¦ Com Heat Pump Water Heater (3.30 UEF - 50 Gal) - Fuel Sub - Cold | SCE ¦ Cold | SCE | All | Electric & Gas | HPWH (3.30 UEF - 50 Gal) | Efficient | 0 | Conventional | WaterHeat | Com - Restaurant | Com | ROB Only | 1 | 1000 sqft2 of floor space | 1000 sqft served | 10 | DEER:Indoor_CFL_Ltg | 0 | 0 | 0 | SWHC031-02 Offering AB | 1519.5231 | 2022 | 0 | 529.1272 | 2022 | 0 | -53.8924 | SWHC031-02 Offering AB | Com Small Gas Water Heaters - Cold ¦ SCE ¦ Cold | Com Small Gas Water Heaters - Cold | 0.79319 | 0.5 | 0 | CBSA 2019 | 0 | 2032 | 1 | SWHC031-02
COM-WATERHEAT-FS-13.70 | Com ¦ Com Heat Pump Water Heater (3.30 UEF - 50 Gal) - Fuel Sub - Cold ¦ SCE ¦ Cold | Com ¦ Com Heat Pump Water Heater (3.30 UEF - 50 Gal) - Fuel Sub - Cold | SCE ¦ Cold | SCE | All | Electric & Gas | HPWH (3.30 UEF - 50 Gal) | Efficient | 0 | Conventional | WaterHeat | Com - Retail | Com | ROB Only | 1 | 1000 sqft2 of floor space | 1000 sqft served | 10 | DEER:Indoor_CFL_Ltg | 0 | 0 | 0 | SWHC031-02 Offering AB | 21.7266 | 2022 | 0 | 7.5656 | 2022 | 0 | -0.77057 | SWHC031-02 Offering AB | Com Small Gas Water Heaters - Cold ¦ SCE ¦ Cold | Com Small Gas Water Heaters - Cold | 0.40063 | 0.5 | 0 | CBSA 2019 | 0 | 2032 | 1 | SWHC031-02