COM-WATERHEAT-FS-13.71 | Com ¦ Com Heat Pump Water Heater (3.30 UEF - 50 Gal) - Fuel Sub - Cold ¦ SCE ¦ Cold | Com ¦ Com Heat Pump Water Heater (3.30 UEF - 50 Gal) - Fuel Sub - Cold | SCE ¦ Cold | SCE | All | Electric & Gas | HPWH (3.30 UEF - 50 Gal) | Efficient | 0 | Conventional | WaterHeat | Com - School | Com | ROB Only | 1 | 1000 sqft2 of floor space | 1000 sqft served | 10 | DEER:Indoor_CFL_Ltg | 0 | 0 | 0 | SWHC031-02 Offering AB | 178.9702 | 2022 | 0 | 62.3209 | 2022 | 0 | -6.3475 | SWHC031-02 Offering AB | Com Small Gas Water Heaters - Cold ¦ SCE ¦ Cold | Com Small Gas Water Heaters - Cold | 0.76922 | 0.5 | 0 | CBSA 2019 | 0 | 2032 | 1 | SWHC031-02
COM-WATERHEAT-FS-13.72 | Com ¦ Com Heat Pump Water Heater (3.30 UEF - 50 Gal) - Fuel Sub - Cold ¦ SCE ¦ Cold | Com ¦ Com Heat Pump Water Heater (3.30 UEF - 50 Gal) - Fuel Sub - Cold | SCE ¦ Cold | SCE | All | Electric & Gas | HPWH (3.30 UEF - 50 Gal) | Efficient | 0 | Conventional | WaterHeat | Com - Warehouse | Com | ROB Only | 1 | 1000 sqft2 of floor space | 1000 sqft served | 10 | DEER:Indoor_CFL_Ltg | 0 | 0 | 0 | SWHC031-02 Offering AB | 3.2439 | 2022 | 0 | 1.1296 | 2022 | 0 | -0.11505 | SWHC031-02 Offering AB | Com Small Gas Water Heaters - Cold ¦ SCE ¦ Cold | Com Small Gas Water Heaters - Cold | 0.1976 | 0.5 | 0 | CBSA 2019 | 0 | 2032 | 1 | SWHC031-02
COM-WATERHEAT-FS-13.73 | Com ¦ Com Heat Pump Water Heater (3.30 UEF - 50 Gal) - Fuel Sub - Marine ¦ SDG&E ¦ Marine | Com ¦ Com Heat Pump Water Heater (3.30 UEF - 50 Gal) - Fuel Sub - Marine | SDG&E ¦ Marine | SDG&E | All | Electric & Gas | HPWH (3.30 UEF - 50 Gal) | Efficient | 0 | Conventional | WaterHeat | Com - College | Com | ROB Only | 1 | 1000 sqft2 of floor space | 1000 sqft served | 10 | DEER:Indoor_CFL_Ltg | 0 | 0 | 0 | SWHC031-02 Offering AB | 112.7237 | 2022 | 0 | 39.2526 | 2022 | 0 | -3.9979 | SWHC031-02 Offering AB | Com Small Gas Water Heaters - Marine ¦ SDG&E ¦ Marine | Com Small Gas Water Heaters - Marine | 0.74815 | 0.5 | 0 | CBSA 2019 | 0 | 2032 | 1 | SWHC031-02
COM-WATERHEAT-FS-13.74 | Com ¦ Com Heat Pump Water Heater (3.30 UEF - 50 Gal) - Fuel Sub - Marine ¦ SDG&E ¦ Marine | Com ¦ Com Heat Pump Water Heater (3.30 UEF - 50 Gal) - Fuel Sub - Marine | SDG&E ¦ Marine | SDG&E | All | Electric & Gas | HPWH (3.30 UEF - 50 Gal) | Efficient | 0 | Conventional | WaterHeat | Com - Grocery | Com | ROB Only | 1 | 1000 sqft2 of floor space | 1000 sqft served | 10 | DEER:Indoor_CFL_Ltg | 0 | 0 | 0 | SWHC031-02 Offering AB | 93.5385 | 2022 | 0 | 32.5719 | 2022 | 0 | -3.3175 | SWHC031-02 Offering AB | Com Small Gas Water Heaters - Marine ¦ SDG&E ¦ Marine | Com Small Gas Water Heaters - Marine | 0.59609 | 0.5 | 0 | CBSA 2019 | 0 | 2032 | 1 | SWHC031-02
COM-WATERHEAT-FS-13.75 | Com ¦ Com Heat Pump Water Heater (3.30 UEF - 50 Gal) - Fuel Sub - Marine ¦ SDG&E ¦ Marine | Com ¦ Com Heat Pump Water Heater (3.30 UEF - 50 Gal) - Fuel Sub - Marine | SDG&E ¦ Marine | SDG&E | All | Electric & Gas | HPWH (3.30 UEF - 50 Gal) | Efficient | 0 | Conventional | WaterHeat | Com - Health | Com | ROB Only | 1 | 1000 sqft2 of floor space | 1000 sqft served | 10 | DEER:Indoor_CFL_Ltg | 0 | 0 | 0 | SWHC031-02 Offering AB | 170.7393 | 2022 | 0 | 59.4547 | 2022 | 0 | -6.0556 | SWHC031-02 Offering AB | Com Small Gas Water Heaters - Marine ¦ SDG&E ¦ Marine | Com Small Gas Water Heaters - Marine | 0.52611 | 0.5 | 0 | CBSA 2019 | 0 | 2032 | 1 | SWHC031-02
COM-WATERHEAT-FS-13.76 | Com ¦ Com Heat Pump Water Heater (3.30 UEF - 50 Gal) - Fuel Sub - Marine ¦ SDG&E ¦ Marine | Com ¦ Com Heat Pump Water Heater (3.30 UEF - 50 Gal) - Fuel Sub - Marine | SDG&E ¦ Marine | SDG&E | All | Electric & Gas | HPWH (3.30 UEF - 50 Gal) | Efficient | 0 | Conventional | WaterHeat | Com - Lodging | Com | ROB Only | 1 | 1000 sqft2 of floor space | 1000 sqft served | 10 | DEER:Indoor_CFL_Ltg | 0 | 0 | 0 | SWHC031-02 Offering AB | 107.4306 | 2022 | 0 | 37.4094 | 2022 | 0 | -3.8102 | SWHC031-02 Offering AB | Com Small Gas Water Heaters - Marine ¦ SDG&E ¦ Marine | Com Small Gas Water Heaters - Marine | 0.73871 | 0.5 | 0 | CBSA 2019 | 0 | 2032 | 1 | SWHC031-02
COM-WATERHEAT-FS-13.77 | Com ¦ Com Heat Pump Water Heater (3.30 UEF - 50 Gal) - Fuel Sub - Marine ¦ SDG&E ¦ Marine | Com ¦ Com Heat Pump Water Heater (3.30 UEF - 50 Gal) - Fuel Sub - Marine | SDG&E ¦ Marine | SDG&E | All | Electric & Gas | HPWH (3.30 UEF - 50 Gal) | Efficient | 0 | Conventional | WaterHeat | Com - Office (Large) | Com | ROB Only | 1 | 1000 sqft2 of floor space | 1000 sqft served | 10 | DEER:Indoor_CFL_Ltg | 0 | 0 | 0 | SWHC031-02 Offering AB | 35.0769 | 2022 | 0 | 12.2145 | 2022 | 0 | -1.2441 | SWHC031-02 Offering AB | Com Small Gas Water Heaters - Marine ¦ SDG&E ¦ Marine | Com Small Gas Water Heaters - Marine | 0.46177 | 0.5 | 0 | CBSA 2019 | 0 | 2032 | 1 | SWHC031-02
COM-WATERHEAT-FS-13.78 | Com ¦ Com Heat Pump Water Heater (3.30 UEF - 50 Gal) - Fuel Sub - Marine ¦ SDG&E ¦ Marine | Com ¦ Com Heat Pump Water Heater (3.30 UEF - 50 Gal) - Fuel Sub - Marine | SDG&E ¦ Marine | SDG&E | All | Electric & Gas | HPWH (3.30 UEF - 50 Gal) | Efficient | 0 | Conventional | WaterHeat | Com - Office (Small) | Com | ROB Only | 1 | 1000 sqft2 of floor space | 1000 sqft served | 10 | DEER:Indoor_CFL_Ltg | 0 | 0 | 0 | SWHC031-02 Offering AB | 35.0769 | 2022 | 0 | 12.2145 | 2022 | 0 | -1.2441 | SWHC031-02 Offering AB | Com Small Gas Water Heaters - Marine ¦ SDG&E ¦ Marine | Com Small Gas Water Heaters - Marine | 0.46177 | 0.5 | 0 | CBSA 2019 | 0 | 2032 | 1 | SWHC031-02
COM-WATERHEAT-FS-13.79 | Com ¦ Com Heat Pump Water Heater (3.30 UEF - 50 Gal) - Fuel Sub - Marine ¦ SDG&E ¦ Marine | Com ¦ Com Heat Pump Water Heater (3.30 UEF - 50 Gal) - Fuel Sub - Marine | SDG&E ¦ Marine | SDG&E | All | Electric & Gas | HPWH (3.30 UEF - 50 Gal) | Efficient | 0 | Conventional | WaterHeat | Com - Other | Com | ROB Only | 1 | 1000 sqft2 of floor space | 1000 sqft served | 10 | DEER:Indoor_CFL_Ltg | 0 | 0 | 0 | SWHC031-02 Offering AB | 290.1053 | 2022 | 0 | 101.0203 | 2022 | 0 | -10.2891 | SWHC031-02 Offering AB | Com Small Gas Water Heaters - Marine ¦ SDG&E ¦ Marine | Com Small Gas Water Heaters - Marine | 0.5433 | 0.5 | 0 | CBSA 2019 | 0 | 2032 | 1 | SWHC031-02
COM-WATERHEAT-FS-13.80 | Com ¦ Com Heat Pump Water Heater (3.30 UEF - 50 Gal) - Fuel Sub - Marine ¦ SDG&E ¦ Marine | Com ¦ Com Heat Pump Water Heater (3.30 UEF - 50 Gal) - Fuel Sub - Marine | SDG&E ¦ Marine | SDG&E | All | Electric & Gas | HPWH (3.30 UEF - 50 Gal) | Efficient | 0 | Conventional | WaterHeat | Com - Refrig. Warehouse | Com | ROB Only | 1 | 1000 sqft2 of floor space | 1000 sqft served | 10 | DEER:Indoor_CFL_Ltg | 0 | 0 | 0 | SWHC031-02 Offering AB | 16.2196 | 2022 | 0 | 5.648 | 2022 | 0 | -0.57525 | SWHC031-02 Offering AB | Com Small Gas Water Heaters - Marine ¦ SDG&E ¦ Marine | Com Small Gas Water Heaters - Marine | 0.22621 | 0.5 | 0 | CBSA 2019 | 0 | 2032 | 1 | SWHC031-02
COM-WATERHEAT-FS-13.81 | Com ¦ Com Heat Pump Water Heater (3.30 UEF - 50 Gal) - Fuel Sub - Marine ¦ SDG&E ¦ Marine | Com ¦ Com Heat Pump Water Heater (3.30 UEF - 50 Gal) - Fuel Sub - Marine | SDG&E ¦ Marine | SDG&E | All | Electric & Gas | HPWH (3.30 UEF - 50 Gal) | Efficient | 0 | Conventional | WaterHeat | Com - Restaurant | Com | ROB Only | 1 | 1000 sqft2 of floor space | 1000 sqft served | 10 | DEER:Indoor_CFL_Ltg | 0 | 0 | 0 | SWHC031-02 Offering AB | 1519.5231 | 2022 | 0 | 529.1272 | 2022 | 0 | -53.8924 | SWHC031-02 Offering AB | Com Small Gas Water Heaters - Marine ¦ SDG&E ¦ Marine | Com Small Gas Water Heaters - Marine | 0.79319 | 0.5 | 0 | CBSA 2019 | 0 | 2032 | 1 | SWHC031-02
COM-WATERHEAT-FS-13.82 | Com ¦ Com Heat Pump Water Heater (3.30 UEF - 50 Gal) - Fuel Sub - Marine ¦ SDG&E ¦ Marine | Com ¦ Com Heat Pump Water Heater (3.30 UEF - 50 Gal) - Fuel Sub - Marine | SDG&E ¦ Marine | SDG&E | All | Electric & Gas | HPWH (3.30 UEF - 50 Gal) | Efficient | 0 | Conventional | WaterHeat | Com - Retail | Com | ROB Only | 1 | 1000 sqft2 of floor space | 1000 sqft served | 10 | DEER:Indoor_CFL_Ltg | 0 | 0 | 0 | SWHC031-02 Offering AB | 21.7266 | 2022 | 0 | 7.5656 | 2022 | 0 | -0.77057 | SWHC031-02 Offering AB | Com Small Gas Water Heaters - Marine ¦ SDG&E ¦ Marine | Com Small Gas Water Heaters - Marine | 0.40063 | 0.5 | 0 | CBSA 2019 | 0 | 2032 | 1 | SWHC031-02
COM-WATERHEAT-FS-13.83 | Com ¦ Com Heat Pump Water Heater (3.30 UEF - 50 Gal) - Fuel Sub - Marine ¦ SDG&E ¦ Marine | Com ¦ Com Heat Pump Water Heater (3.30 UEF - 50 Gal) - Fuel Sub - Marine | SDG&E ¦ Marine | SDG&E | All | Electric & Gas | HPWH (3.30 UEF - 50 Gal) | Efficient | 0 | Conventional | WaterHeat | Com - School | Com | ROB Only | 1 | 1000 sqft2 of floor space | 1000 sqft served | 10 | DEER:Indoor_CFL_Ltg | 0 | 0 | 0 | SWHC031-02 Offering AB | 178.9702 | 2022 | 0 | 62.3209 | 2022 | 0 | -6.3475 | SWHC031-02 Offering AB | Com Small Gas Water Heaters - Marine ¦ SDG&E ¦ Marine | Com Small Gas Water Heaters - Marine | 0.76922 | 0.5 | 0 | CBSA 2019 | 0 | 2032 | 1 | SWHC031-02
COM-WATERHEAT-FS-13.84 | Com ¦ Com Heat Pump Water Heater (3.30 UEF - 50 Gal) - Fuel Sub - Marine ¦ SDG&E ¦ Marine | Com ¦ Com Heat Pump Water Heater (3.30 UEF - 50 Gal) - Fuel Sub - Marine | SDG&E ¦ Marine | SDG&E | All | Electric & Gas | HPWH (3.30 UEF - 50 Gal) | Efficient | 0 | Conventional | WaterHeat | Com - Warehouse | Com | ROB Only | 1 | 1000 sqft2 of floor space | 1000 sqft served | 10 | DEER:Indoor_CFL_Ltg | 0 | 0 | 0 | SWHC031-02 Offering AB | 3.2439 | 2022 | 0 | 1.1296 | 2022 | 0 | -0.11505 | SWHC031-02 Offering AB | Com Small Gas Water Heaters - Marine ¦ SDG&E ¦ Marine | Com Small Gas Water Heaters - Marine | 0.1976 | 0.5 | 0 | CBSA 2019 | 0 | 2032 | 1 | SWHC031-02
COM-WATERHEAT-FS-13.85 | Com ¦ Com Heat Pump Water Heater (3.30 UEF - 50 Gal) - Fuel Sub - Hot-Dry ¦ SDG&E ¦ Hot-Dry | Com ¦ Com Heat Pump Water Heater (3.30 UEF - 50 Gal) - Fuel Sub - Hot-Dry | SDG&E ¦ Hot-Dry | SDG&E | All | Electric & Gas | HPWH (3.30 UEF - 50 Gal) | Efficient | 0 | Conventional | WaterHeat | Com - College | Com | ROB Only | 1 | 1000 sqft2 of floor space | 1000 sqft served | 10 | DEER:Indoor_CFL_Ltg | 0 | 0 | 0 | SWHC031-02 Offering AB | 112.7237 | 2022 | 0 | 39.2526 | 2022 | 0 | -3.9979 | SWHC031-02 Offering AB | Com Small Gas Water Heaters - Hot-Dry ¦ SDG&E ¦ Hot-Dry | Com Small Gas Water Heaters - Hot-Dry | 0.74815 | 0.5 | 0 | CBSA 2019 | 0 | 2032 | 1 | SWHC031-02
COM-WATERHEAT-FS-13.86 | Com ¦ Com Heat Pump Water Heater (3.30 UEF - 50 Gal) - Fuel Sub - Hot-Dry ¦ SDG&E ¦ Hot-Dry | Com ¦ Com Heat Pump Water Heater (3.30 UEF - 50 Gal) - Fuel Sub - Hot-Dry | SDG&E ¦ Hot-Dry | SDG&E | All | Electric & Gas | HPWH (3.30 UEF - 50 Gal) | Efficient | 0 | Conventional | WaterHeat | Com - Grocery | Com | ROB Only | 1 | 1000 sqft2 of floor space | 1000 sqft served | 10 | DEER:Indoor_CFL_Ltg | 0 | 0 | 0 | SWHC031-02 Offering AB | 93.5385 | 2022 | 0 | 32.5719 | 2022 | 0 | -3.3175 | SWHC031-02 Offering AB | Com Small Gas Water Heaters - Hot-Dry ¦ SDG&E ¦ Hot-Dry | Com Small Gas Water Heaters - Hot-Dry | 0.59609 | 0.5 | 0 | CBSA 2019 | 0 | 2032 | 1 | SWHC031-02
COM-WATERHEAT-FS-13.87 | Com ¦ Com Heat Pump Water Heater (3.30 UEF - 50 Gal) - Fuel Sub - Hot-Dry ¦ SDG&E ¦ Hot-Dry | Com ¦ Com Heat Pump Water Heater (3.30 UEF - 50 Gal) - Fuel Sub - Hot-Dry | SDG&E ¦ Hot-Dry | SDG&E | All | Electric & Gas | HPWH (3.30 UEF - 50 Gal) | Efficient | 0 | Conventional | WaterHeat | Com - Health | Com | ROB Only | 1 | 1000 sqft2 of floor space | 1000 sqft served | 10 | DEER:Indoor_CFL_Ltg | 0 | 0 | 0 | SWHC031-02 Offering AB | 170.7393 | 2022 | 0 | 59.4547 | 2022 | 0 | -6.0556 | SWHC031-02 Offering AB | Com Small Gas Water Heaters - Hot-Dry ¦ SDG&E ¦ Hot-Dry | Com Small Gas Water Heaters - Hot-Dry | 0.52611 | 0.5 | 0 | CBSA 2019 | 0 | 2032 | 1 | SWHC031-02
COM-WATERHEAT-FS-13.88 | Com ¦ Com Heat Pump Water Heater (3.30 UEF - 50 Gal) - Fuel Sub - Hot-Dry ¦ SDG&E ¦ Hot-Dry | Com ¦ Com Heat Pump Water Heater (3.30 UEF - 50 Gal) - Fuel Sub - Hot-Dry | SDG&E ¦ Hot-Dry | SDG&E | All | Electric & Gas | HPWH (3.30 UEF - 50 Gal) | Efficient | 0 | Conventional | WaterHeat | Com - Lodging | Com | ROB Only | 1 | 1000 sqft2 of floor space | 1000 sqft served | 10 | DEER:Indoor_CFL_Ltg | 0 | 0 | 0 | SWHC031-02 Offering AB | 107.4306 | 2022 | 0 | 37.4094 | 2022 | 0 | -3.8102 | SWHC031-02 Offering AB | Com Small Gas Water Heaters - Hot-Dry ¦ SDG&E ¦ Hot-Dry | Com Small Gas Water Heaters - Hot-Dry | 0.73871 | 0.5 | 0 | CBSA 2019 | 0 | 2032 | 1 | SWHC031-02
COM-WATERHEAT-FS-13.89 | Com ¦ Com Heat Pump Water Heater (3.30 UEF - 50 Gal) - Fuel Sub - Hot-Dry ¦ SDG&E ¦ Hot-Dry | Com ¦ Com Heat Pump Water Heater (3.30 UEF - 50 Gal) - Fuel Sub - Hot-Dry | SDG&E ¦ Hot-Dry | SDG&E | All | Electric & Gas | HPWH (3.30 UEF - 50 Gal) | Efficient | 0 | Conventional | WaterHeat | Com - Office (Large) | Com | ROB Only | 1 | 1000 sqft2 of floor space | 1000 sqft served | 10 | DEER:Indoor_CFL_Ltg | 0 | 0 | 0 | SWHC031-02 Offering AB | 35.0769 | 2022 | 0 | 12.2145 | 2022 | 0 | -1.2441 | SWHC031-02 Offering AB | Com Small Gas Water Heaters - Hot-Dry ¦ SDG&E ¦ Hot-Dry | Com Small Gas Water Heaters - Hot-Dry | 0.46177 | 0.5 | 0 | CBSA 2019 | 0 | 2032 | 1 | SWHC031-02
COM-WATERHEAT-FS-13.90 | Com ¦ Com Heat Pump Water Heater (3.30 UEF - 50 Gal) - Fuel Sub - Hot-Dry ¦ SDG&E ¦ Hot-Dry | Com ¦ Com Heat Pump Water Heater (3.30 UEF - 50 Gal) - Fuel Sub - Hot-Dry | SDG&E ¦ Hot-Dry | SDG&E | All | Electric & Gas | HPWH (3.30 UEF - 50 Gal) | Efficient | 0 | Conventional | WaterHeat | Com - Office (Small) | Com | ROB Only | 1 | 1000 sqft2 of floor space | 1000 sqft served | 10 | DEER:Indoor_CFL_Ltg | 0 | 0 | 0 | SWHC031-02 Offering AB | 35.0769 | 2022 | 0 | 12.2145 | 2022 | 0 | -1.2441 | SWHC031-02 Offering AB | Com Small Gas Water Heaters - Hot-Dry ¦ SDG&E ¦ Hot-Dry | Com Small Gas Water Heaters - Hot-Dry | 0.46177 | 0.5 | 0 | CBSA 2019 | 0 | 2032 | 1 | SWHC031-02
COM-WATERHEAT-FS-13.91 | Com ¦ Com Heat Pump Water Heater (3.30 UEF - 50 Gal) - Fuel Sub - Hot-Dry ¦ SDG&E ¦ Hot-Dry | Com ¦ Com Heat Pump Water Heater (3.30 UEF - 50 Gal) - Fuel Sub - Hot-Dry | SDG&E ¦ Hot-Dry | SDG&E | All | Electric & Gas | HPWH (3.30 UEF - 50 Gal) | Efficient | 0 | Conventional | WaterHeat | Com - Other | Com | ROB Only | 1 | 1000 sqft2 of floor space | 1000 sqft served | 10 | DEER:Indoor_CFL_Ltg | 0 | 0 | 0 | SWHC031-02 Offering AB | 290.1053 | 2022 | 0 | 101.0203 | 2022 | 0 | -10.2891 | SWHC031-02 Offering AB | Com Small Gas Water Heaters - Hot-Dry ¦ SDG&E ¦ Hot-Dry | Com Small Gas Water Heaters - Hot-Dry | 0.5433 | 0.5 | 0 | CBSA 2019 | 0 | 2032 | 1 | SWHC031-02
COM-WATERHEAT-FS-13.92 | Com ¦ Com Heat Pump Water Heater (3.30 UEF - 50 Gal) - Fuel Sub - Hot-Dry ¦ SDG&E ¦ Hot-Dry | Com ¦ Com Heat Pump Water Heater (3.30 UEF - 50 Gal) - Fuel Sub - Hot-Dry | SDG&E ¦ Hot-Dry | SDG&E | All | Electric & Gas | HPWH (3.30 UEF - 50 Gal) | Efficient | 0 | Conventional | WaterHeat | Com - Refrig. Warehouse | Com | ROB Only | 1 | 1000 sqft2 of floor space | 1000 sqft served | 10 | DEER:Indoor_CFL_Ltg | 0 | 0 | 0 | SWHC031-02 Offering AB | 16.2196 | 2022 | 0 | 5.648 | 2022 | 0 | -0.57525 | SWHC031-02 Offering AB | Com Small Gas Water Heaters - Hot-Dry ¦ SDG&E ¦ Hot-Dry | Com Small Gas Water Heaters - Hot-Dry | 0.22621 | 0.5 | 0 | CBSA 2019 | 0 | 2032 | 1 | SWHC031-02
COM-WATERHEAT-FS-13.93 | Com ¦ Com Heat Pump Water Heater (3.30 UEF - 50 Gal) - Fuel Sub - Hot-Dry ¦ SDG&E ¦ Hot-Dry | Com ¦ Com Heat Pump Water Heater (3.30 UEF - 50 Gal) - Fuel Sub - Hot-Dry | SDG&E ¦ Hot-Dry | SDG&E | All | Electric & Gas | HPWH (3.30 UEF - 50 Gal) | Efficient | 0 | Conventional | WaterHeat | Com - Restaurant | Com | ROB Only | 1 | 1000 sqft2 of floor space | 1000 sqft served | 10 | DEER:Indoor_CFL_Ltg | 0 | 0 | 0 | SWHC031-02 Offering AB | 1519.5231 | 2022 | 0 | 529.1272 | 2022 | 0 | -53.8924 | SWHC031-02 Offering AB | Com Small Gas Water Heaters - Hot-Dry ¦ SDG&E ¦ Hot-Dry | Com Small Gas Water Heaters - Hot-Dry | 0.79319 | 0.5 | 0 | CBSA 2019 | 0 | 2032 | 1 | SWHC031-02
COM-WATERHEAT-FS-13.94 | Com ¦ Com Heat Pump Water Heater (3.30 UEF - 50 Gal) - Fuel Sub - Hot-Dry ¦ SDG&E ¦ Hot-Dry | Com ¦ Com Heat Pump Water Heater (3.30 UEF - 50 Gal) - Fuel Sub - Hot-Dry | SDG&E ¦ Hot-Dry | SDG&E | All | Electric & Gas | HPWH (3.30 UEF - 50 Gal) | Efficient | 0 | Conventional | WaterHeat | Com - Retail | Com | ROB Only | 1 | 1000 sqft2 of floor space | 1000 sqft served | 10 | DEER:Indoor_CFL_Ltg | 0 | 0 | 0 | SWHC031-02 Offering AB | 21.7266 | 2022 | 0 | 7.5656 | 2022 | 0 | -0.77057 | SWHC031-02 Offering AB | Com Small Gas Water Heaters - Hot-Dry ¦ SDG&E ¦ Hot-Dry | Com Small Gas Water Heaters - Hot-Dry | 0.40063 | 0.5 | 0 | CBSA 2019 | 0 | 2032 | 1 | SWHC031-02
COM-WATERHEAT-FS-13.95 | Com ¦ Com Heat Pump Water Heater (3.30 UEF - 50 Gal) - Fuel Sub - Hot-Dry ¦ SDG&E ¦ Hot-Dry | Com ¦ Com Heat Pump Water Heater (3.30 UEF - 50 Gal) - Fuel Sub - Hot-Dry | SDG&E ¦ Hot-Dry | SDG&E | All | Electric & Gas | HPWH (3.30 UEF - 50 Gal) | Efficient | 0 | Conventional | WaterHeat | Com - School | Com | ROB Only | 1 | 1000 sqft2 of floor space | 1000 sqft served | 10 | DEER:Indoor_CFL_Ltg | 0 | 0 | 0 | SWHC031-02 Offering AB | 178.9702 | 2022 | 0 | 62.3209 | 2022 | 0 | -6.3475 | SWHC031-02 Offering AB | Com Small Gas Water Heaters - Hot-Dry ¦ SDG&E ¦ Hot-Dry | Com Small Gas Water Heaters - Hot-Dry | 0.76922 | 0.5 | 0 | CBSA 2019 | 0 | 2032 | 1 | SWHC031-02
COM-WATERHEAT-FS-13.96 | Com ¦ Com Heat Pump Water Heater (3.30 UEF - 50 Gal) - Fuel Sub - Hot-Dry ¦ SDG&E ¦ Hot-Dry | Com ¦ Com Heat Pump Water Heater (3.30 UEF - 50 Gal) - Fuel Sub - Hot-Dry | SDG&E ¦ Hot-Dry | SDG&E | All | Electric & Gas | HPWH (3.30 UEF - 50 Gal) | Efficient | 0 | Conventional | WaterHeat | Com - Warehouse | Com | ROB Only | 1 | 1000 sqft2 of floor space | 1000 sqft served | 10 | DEER:Indoor_CFL_Ltg | 0 | 0 | 0 | SWHC031-02 Offering AB | 3.2439 | 2022 | 0 | 1.1296 | 2022 | 0 | -0.11505 | SWHC031-02 Offering AB | Com Small Gas Water Heaters - Hot-Dry ¦ SDG&E ¦ Hot-Dry | Com Small Gas Water Heaters - Hot-Dry | 0.1976 | 0.5 | 0 | CBSA 2019 | 0 | 2032 | 1 | SWHC031-02
COM-WATERHEAT-FS-20.1 | Com ¦ Com Code Large Gas Water Heater (Avg. 0.80 Et 100+ Gal, 0.83 Et 200+ kBtuh) - Marine ¦ PG&E ¦ Marine | Com ¦ Com Code Large Gas Water Heater (Avg. 0.80 Et 100+ Gal, 0.83 Et 200+ kBtuh) - Marine | PG&E ¦ Marine | PG&E | All | Electric & Gas | Large gas WH (avg. 100+ gal 0.80 ET, 200+ kBtuh 0.83 ET) | Average Existing and Code | 0 | Conventional | WaterHeat | Com - College | Com | ROB and NEW | 0 | 1000 sqft2 of floor space | 1000 sqft served | 15 | DEER:Indoor_CFL_Ltg | 0 | 0 | 0 | SWHC046-02 | 120.4275 | 2022 | 0 | 226.1698 | 2022 | 0 | 0 | SWHC046-02 | Com Large Gas Water Heaters - Marine ¦ PG&E ¦ Marine | Com Large Gas Water Heaters - Marine | 0.17915 | 1 | 1 | CBSA 2019 | 0 | 2012 | 1 | SWHC046-02
COM-WATERHEAT-FS-20.2 | Com ¦ Com Code Large Gas Water Heater (Avg. 0.80 Et 100+ Gal, 0.83 Et 200+ kBtuh) - Marine ¦ PG&E ¦ Marine | Com ¦ Com Code Large Gas Water Heater (Avg. 0.80 Et 100+ Gal, 0.83 Et 200+ kBtuh) - Marine | PG&E ¦ Marine | PG&E | All | Electric & Gas | Large gas WH (avg. 100+ gal 0.80 ET, 200+ kBtuh 0.83 ET) | Average Existing and Code | 0 | Conventional | WaterHeat | Com - Grocery | Com | ROB and NEW | 0 | 1000 sqft2 of floor space | 1000 sqft served | 15 | DEER:Indoor_CFL_Ltg | 0 | 0 | 0 | SWHC046-02 | 99.9311 | 2022 | 0 | 187.6764 | 2022 | 0 | 0 | SWHC046-02 | Com Large Gas Water Heaters - Marine ¦ PG&E ¦ Marine | Com Large Gas Water Heaters - Marine | 0.039805 | 1 | 1 | CBSA 2019 | 0 | 2012 | 1 | SWHC046-02
COM-WATERHEAT-FS-20.3 | Com ¦ Com Code Large Gas Water Heater (Avg. 0.80 Et 100+ Gal, 0.83 Et 200+ kBtuh) - Marine ¦ PG&E ¦ Marine | Com ¦ Com Code Large Gas Water Heater (Avg. 0.80 Et 100+ Gal, 0.83 Et 200+ kBtuh) - Marine | PG&E ¦ Marine | PG&E | All | Electric & Gas | Large gas WH (avg. 100+ gal 0.80 ET, 200+ kBtuh 0.83 ET) | Average Existing and Code | 0 | Conventional | WaterHeat | Com - Health | Com | ROB and NEW | 0 | 1000 sqft2 of floor space | 1000 sqft served | 15 | DEER:Indoor_CFL_Ltg | 0 | 0 | 0 | SWHC046-02 | 182.408 | 2022 | 0 | 342.5727 | 2022 | 0 | 0 | SWHC046-02 | Com Large Gas Water Heaters - Marine ¦ PG&E ¦ Marine | Com Large Gas Water Heaters - Marine | 0.18279 | 1 | 1 | CBSA 2019 | 0 | 2012 | 1 | SWHC046-02
COM-WATERHEAT-FS-20.4 | Com ¦ Com Code Large Gas Water Heater (Avg. 0.80 Et 100+ Gal, 0.83 Et 200+ kBtuh) - Marine ¦ PG&E ¦ Marine | Com ¦ Com Code Large Gas Water Heater (Avg. 0.80 Et 100+ Gal, 0.83 Et 200+ kBtuh) - Marine | PG&E ¦ Marine | PG&E | All | Electric & Gas | Large gas WH (avg. 100+ gal 0.80 ET, 200+ kBtuh 0.83 ET) | Average Existing and Code | 0 | Conventional | WaterHeat | Com - Lodging | Com | ROB and NEW | 0 | 1000 sqft2 of floor space | 1000 sqft served | 15 | DEER:Indoor_CFL_Ltg | 0 | 0 | 0 | SWHC046-02 | 114.7727 | 2022 | 0 | 215.5497 | 2022 | 0 | 0 | SWHC046-02 | Com Large Gas Water Heaters - Marine ¦ PG&E ¦ Marine | Com Large Gas Water Heaters - Marine | 0.29635 | 1 | 1 | CBSA 2019 | 0 | 2012 | 1 | SWHC046-02
COM-WATERHEAT-FS-20.5 | Com ¦ Com Code Large Gas Water Heater (Avg. 0.80 Et 100+ Gal, 0.83 Et 200+ kBtuh) - Marine ¦ PG&E ¦ Marine | Com ¦ Com Code Large Gas Water Heater (Avg. 0.80 Et 100+ Gal, 0.83 Et 200+ kBtuh) - Marine | PG&E ¦ Marine | PG&E | All | Electric & Gas | Large gas WH (avg. 100+ gal 0.80 ET, 200+ kBtuh 0.83 ET) | Average Existing and Code | 0 | Conventional | WaterHeat | Com - Office (Large) | Com | ROB and NEW | 0 | 1000 sqft2 of floor space | 1000 sqft served | 15 | DEER:Indoor_CFL_Ltg | 0 | 0 | 0 | SWHC046-02 | 37.4742 | 2022 | 0 | 70.3786 | 2022 | 0 | 0 | SWHC046-02 | Com Large Gas Water Heaters - Marine ¦ PG&E ¦ Marine | Com Large Gas Water Heaters - Marine | 0.04091 | 1 | 1 | CBSA 2019 | 0 | 2012 | 1 | SWHC046-02
COM-WATERHEAT-FS-20.6 | Com ¦ Com Code Large Gas Water Heater (Avg. 0.80 Et 100+ Gal, 0.83 Et 200+ kBtuh) - Marine ¦ PG&E ¦ Marine | Com ¦ Com Code Large Gas Water Heater (Avg. 0.80 Et 100+ Gal, 0.83 Et 200+ kBtuh) - Marine | PG&E ¦ Marine | PG&E | All | Electric & Gas | Large gas WH (avg. 100+ gal 0.80 ET, 200+ kBtuh 0.83 ET) | Average Existing and Code | 0 | Conventional | WaterHeat | Com - Office (Small) | Com | ROB and NEW | 0 | 1000 sqft2 of floor space | 1000 sqft served | 15 | DEER:Indoor_CFL_Ltg | 0 | 0 | 0 | SWHC046-02 | 37.4742 | 2022 | 0 | 70.3786 | 2022 | 0 | 0 | SWHC046-02 | Com Large Gas Water Heaters - Marine ¦ PG&E ¦ Marine | Com Large Gas Water Heaters - Marine | 0.04091 | 1 | 1 | CBSA 2019 | 0 | 2012 | 1 | SWHC046-02
COM-WATERHEAT-FS-20.7 | Com ¦ Com Code Large Gas Water Heater (Avg. 0.80 Et 100+ Gal, 0.83 Et 200+ kBtuh) - Marine ¦ PG&E ¦ Marine | Com ¦ Com Code Large Gas Water Heater (Avg. 0.80 Et 100+ Gal, 0.83 Et 200+ kBtuh) - Marine | PG&E ¦ Marine | PG&E | All | Electric & Gas | Large gas WH (avg. 100+ gal 0.80 ET, 200+ kBtuh 0.83 ET) | Average Existing and Code | 0 | Conventional | WaterHeat | Com - Other | Com | ROB and NEW | 0 | 1000 sqft2 of floor space | 1000 sqft served | 15 | DEER:Indoor_CFL_Ltg | 0 | 0 | 0 | SWHC046-02 | 309.9318 | 2022 | 0 | 582.0697 | 2022 | 0 | 0 | SWHC046-02 | Com Large Gas Water Heaters - Marine ¦ PG&E ¦ Marine | Com Large Gas Water Heaters - Marine | 0.16753 | 1 | 1 | CBSA 2019 | 0 | 2012 | 1 | SWHC046-02
COM-WATERHEAT-FS-20.8 | Com ¦ Com Code Large Gas Water Heater (Avg. 0.80 Et 100+ Gal, 0.83 Et 200+ kBtuh) - Marine ¦ PG&E ¦ Marine | Com ¦ Com Code Large Gas Water Heater (Avg. 0.80 Et 100+ Gal, 0.83 Et 200+ kBtuh) - Marine | PG&E ¦ Marine | PG&E | All | Electric & Gas | Large gas WH (avg. 100+ gal 0.80 ET, 200+ kBtuh 0.83 ET) | Average Existing and Code | 0 | Conventional | WaterHeat | Com - Refrig. Warehouse | Com | ROB and NEW | 0 | 1000 sqft2 of floor space | 1000 sqft served | 15 | DEER:Indoor_CFL_Ltg | 0 | 0 | 0 | SWHC046-02 | 17.3281 | 2022 | 0 | 32.5431 | 2022 | 0 | 0 | SWHC046-02 | Com Large Gas Water Heaters - Marine ¦ PG&E ¦ Marine | Com Large Gas Water Heaters - Marine | 0.095771 | 1 | 1 | CBSA 2019 | 0 | 2012 | 1 | SWHC046-02
COM-WATERHEAT-FS-20.9 | Com ¦ Com Code Large Gas Water Heater (Avg. 0.80 Et 100+ Gal, 0.83 Et 200+ kBtuh) - Marine ¦ PG&E ¦ Marine | Com ¦ Com Code Large Gas Water Heater (Avg. 0.80 Et 100+ Gal, 0.83 Et 200+ kBtuh) - Marine | PG&E ¦ Marine | PG&E | All | Electric & Gas | Large gas WH (avg. 100+ gal 0.80 ET, 200+ kBtuh 0.83 ET) | Average Existing and Code | 0 | Conventional | WaterHeat | Com - Restaurant | Com | ROB and NEW | 0 | 1000 sqft2 of floor space | 1000 sqft served | 15 | DEER:Indoor_CFL_Ltg | 0 | 0 | 0 | SWHC046-02 | 1623.3707 | 2022 | 0 | 3048.7834 | 2022 | 0 | 0 | SWHC046-02 | Com Large Gas Water Heaters - Marine ¦ PG&E ¦ Marine | Com Large Gas Water Heaters - Marine | 0.047202 | 1 | 1 | CBSA 2019 | 0 | 2012 | 1 | SWHC046-02
COM-WATERHEAT-FS-20.10 | Com ¦ Com Code Large Gas Water Heater (Avg. 0.80 Et 100+ Gal, 0.83 Et 200+ kBtuh) - Marine ¦ PG&E ¦ Marine | Com ¦ Com Code Large Gas Water Heater (Avg. 0.80 Et 100+ Gal, 0.83 Et 200+ kBtuh) - Marine | PG&E ¦ Marine | PG&E | All | Electric & Gas | Large gas WH (avg. 100+ gal 0.80 ET, 200+ kBtuh 0.83 ET) | Average Existing and Code | 0 | Conventional | WaterHeat | Com - Retail | Com | ROB and NEW | 0 | 1000 sqft2 of floor space | 1000 sqft served | 15 | DEER:Indoor_CFL_Ltg | 0 | 0 | 0 | SWHC046-02 | 23.2115 | 2022 | 0 | 43.5924 | 2022 | 0 | 0 | SWHC046-02 | Com Large Gas Water Heaters - Marine ¦ PG&E ¦ Marine | Com Large Gas Water Heaters - Marine | 0.004808 | 1 | 1 | CBSA 2019 | 0 | 2012 | 1 | SWHC046-02
COM-WATERHEAT-FS-20.11 | Com ¦ Com Code Large Gas Water Heater (Avg. 0.80 Et 100+ Gal, 0.83 Et 200+ kBtuh) - Marine ¦ PG&E ¦ Marine | Com ¦ Com Code Large Gas Water Heater (Avg. 0.80 Et 100+ Gal, 0.83 Et 200+ kBtuh) - Marine | PG&E ¦ Marine | PG&E | All | Electric & Gas | Large gas WH (avg. 100+ gal 0.80 ET, 200+ kBtuh 0.83 ET) | Average Existing and Code | 0 | Conventional | WaterHeat | Com - School | Com | ROB and NEW | 0 | 1000 sqft2 of floor space | 1000 sqft served | 15 | DEER:Indoor_CFL_Ltg | 0 | 0 | 0 | SWHC046-02 | 191.2015 | 2022 | 0 | 359.0873 | 2022 | 0 | 0 | SWHC046-02 | Com Large Gas Water Heaters - Marine ¦ PG&E ¦ Marine | Com Large Gas Water Heaters - Marine | 0.072836 | 1 | 1 | CBSA 2019 | 0 | 2012 | 1 | SWHC046-02
COM-WATERHEAT-FS-20.12 | Com ¦ Com Code Large Gas Water Heater (Avg. 0.80 Et 100+ Gal, 0.83 Et 200+ kBtuh) - Marine ¦ PG&E ¦ Marine | Com ¦ Com Code Large Gas Water Heater (Avg. 0.80 Et 100+ Gal, 0.83 Et 200+ kBtuh) - Marine | PG&E ¦ Marine | PG&E | All | Electric & Gas | Large gas WH (avg. 100+ gal 0.80 ET, 200+ kBtuh 0.83 ET) | Average Existing and Code | 0 | Conventional | WaterHeat | Com - Warehouse | Com | ROB and NEW | 0 | 1000 sqft2 of floor space | 1000 sqft served | 15 | DEER:Indoor_CFL_Ltg | 0 | 0 | 0 | SWHC046-02 | 3.4656 | 2022 | 0 | 6.5086 | 2022 | 0 | 0 | SWHC046-02 | Com Large Gas Water Heaters - Marine ¦ PG&E ¦ Marine | Com Large Gas Water Heaters - Marine | 0.098222 | 1 | 1 | CBSA 2019 | 0 | 2012 | 1 | SWHC046-02
COM-WATERHEAT-FS-20.13 | Com ¦ Com Code Large Gas Water Heater (Avg. 0.80 Et 100+ Gal, 0.83 Et 200+ kBtuh) - Hot-Dry ¦ PG&E ¦ Hot-Dry | Com ¦ Com Code Large Gas Water Heater (Avg. 0.80 Et 100+ Gal, 0.83 Et 200+ kBtuh) - Hot-Dry | PG&E ¦ Hot-Dry | PG&E | All | Electric & Gas | Large gas WH (avg. 100+ gal 0.80 ET, 200+ kBtuh 0.83 ET) | Average Existing and Code | 0 | Conventional | WaterHeat | Com - College | Com | ROB and NEW | 0 | 1000 sqft2 of floor space | 1000 sqft served | 15 | DEER:Indoor_CFL_Ltg | 0 | 0 | 0 | SWHC046-02 | 120.4275 | 2022 | 0 | 226.1698 | 2022 | 0 | 0 | SWHC046-02 | Com Large Gas Water Heaters - Hot-Dry ¦ PG&E ¦ Hot-Dry | Com Large Gas Water Heaters - Hot-Dry | 0.17915 | 1 | 1 | CBSA 2019 | 0 | 2012 | 1 | SWHC046-02
COM-WATERHEAT-FS-20.14 | Com ¦ Com Code Large Gas Water Heater (Avg. 0.80 Et 100+ Gal, 0.83 Et 200+ kBtuh) - Hot-Dry ¦ PG&E ¦ Hot-Dry | Com ¦ Com Code Large Gas Water Heater (Avg. 0.80 Et 100+ Gal, 0.83 Et 200+ kBtuh) - Hot-Dry | PG&E ¦ Hot-Dry | PG&E | All | Electric & Gas | Large gas WH (avg. 100+ gal 0.80 ET, 200+ kBtuh 0.83 ET) | Average Existing and Code | 0 | Conventional | WaterHeat | Com - Grocery | Com | ROB and NEW | 0 | 1000 sqft2 of floor space | 1000 sqft served | 15 | DEER:Indoor_CFL_Ltg | 0 | 0 | 0 | SWHC046-02 | 99.9311 | 2022 | 0 | 187.6764 | 2022 | 0 | 0 | SWHC046-02 | Com Large Gas Water Heaters - Hot-Dry ¦ PG&E ¦ Hot-Dry | Com Large Gas Water Heaters - Hot-Dry | 0.039805 | 1 | 1 | CBSA 2019 | 0 | 2012 | 1 | SWHC046-02
COM-WATERHEAT-FS-20.15 | Com ¦ Com Code Large Gas Water Heater (Avg. 0.80 Et 100+ Gal, 0.83 Et 200+ kBtuh) - Hot-Dry ¦ PG&E ¦ Hot-Dry | Com ¦ Com Code Large Gas Water Heater (Avg. 0.80 Et 100+ Gal, 0.83 Et 200+ kBtuh) - Hot-Dry | PG&E ¦ Hot-Dry | PG&E | All | Electric & Gas | Large gas WH (avg. 100+ gal 0.80 ET, 200+ kBtuh 0.83 ET) | Average Existing and Code | 0 | Conventional | WaterHeat | Com - Health | Com | ROB and NEW | 0 | 1000 sqft2 of floor space | 1000 sqft served | 15 | DEER:Indoor_CFL_Ltg | 0 | 0 | 0 | SWHC046-02 | 182.408 | 2022 | 0 | 342.5727 | 2022 | 0 | 0 | SWHC046-02 | Com Large Gas Water Heaters - Hot-Dry ¦ PG&E ¦ Hot-Dry | Com Large Gas Water Heaters - Hot-Dry | 0.18279 | 1 | 1 | CBSA 2019 | 0 | 2012 | 1 | SWHC046-02
COM-WATERHEAT-FS-20.16 | Com ¦ Com Code Large Gas Water Heater (Avg. 0.80 Et 100+ Gal, 0.83 Et 200+ kBtuh) - Hot-Dry ¦ PG&E ¦ Hot-Dry | Com ¦ Com Code Large Gas Water Heater (Avg. 0.80 Et 100+ Gal, 0.83 Et 200+ kBtuh) - Hot-Dry | PG&E ¦ Hot-Dry | PG&E | All | Electric & Gas | Large gas WH (avg. 100+ gal 0.80 ET, 200+ kBtuh 0.83 ET) | Average Existing and Code | 0 | Conventional | WaterHeat | Com - Lodging | Com | ROB and NEW | 0 | 1000 sqft2 of floor space | 1000 sqft served | 15 | DEER:Indoor_CFL_Ltg | 0 | 0 | 0 | SWHC046-02 | 114.7727 | 2022 | 0 | 215.5497 | 2022 | 0 | 0 | SWHC046-02 | Com Large Gas Water Heaters - Hot-Dry ¦ PG&E ¦ Hot-Dry | Com Large Gas Water Heaters - Hot-Dry | 0.29635 | 1 | 1 | CBSA 2019 | 0 | 2012 | 1 | SWHC046-02
COM-WATERHEAT-FS-20.17 | Com ¦ Com Code Large Gas Water Heater (Avg. 0.80 Et 100+ Gal, 0.83 Et 200+ kBtuh) - Hot-Dry ¦ PG&E ¦ Hot-Dry | Com ¦ Com Code Large Gas Water Heater (Avg. 0.80 Et 100+ Gal, 0.83 Et 200+ kBtuh) - Hot-Dry | PG&E ¦ Hot-Dry | PG&E | All | Electric & Gas | Large gas WH (avg. 100+ gal 0.80 ET, 200+ kBtuh 0.83 ET) | Average Existing and Code | 0 | Conventional | WaterHeat | Com - Office (Large) | Com | ROB and NEW | 0 | 1000 sqft2 of floor space | 1000 sqft served | 15 | DEER:Indoor_CFL_Ltg | 0 | 0 | 0 | SWHC046-02 | 37.4742 | 2022 | 0 | 70.3786 | 2022 | 0 | 0 | SWHC046-02 | Com Large Gas Water Heaters - Hot-Dry ¦ PG&E ¦ Hot-Dry | Com Large Gas Water Heaters - Hot-Dry | 0.04091 | 1 | 1 | CBSA 2019 | 0 | 2012 | 1 | SWHC046-02
COM-WATERHEAT-FS-20.18 | Com ¦ Com Code Large Gas Water Heater (Avg. 0.80 Et 100+ Gal, 0.83 Et 200+ kBtuh) - Hot-Dry ¦ PG&E ¦ Hot-Dry | Com ¦ Com Code Large Gas Water Heater (Avg. 0.80 Et 100+ Gal, 0.83 Et 200+ kBtuh) - Hot-Dry | PG&E ¦ Hot-Dry | PG&E | All | Electric & Gas | Large gas WH (avg. 100+ gal 0.80 ET, 200+ kBtuh 0.83 ET) | Average Existing and Code | 0 | Conventional | WaterHeat | Com - Office (Small) | Com | ROB and NEW | 0 | 1000 sqft2 of floor space | 1000 sqft served | 15 | DEER:Indoor_CFL_Ltg | 0 | 0 | 0 | SWHC046-02 | 37.4742 | 2022 | 0 | 70.3786 | 2022 | 0 | 0 | SWHC046-02 | Com Large Gas Water Heaters - Hot-Dry ¦ PG&E ¦ Hot-Dry | Com Large Gas Water Heaters - Hot-Dry | 0.04091 | 1 | 1 | CBSA 2019 | 0 | 2012 | 1 | SWHC046-02
COM-WATERHEAT-FS-20.19 | Com ¦ Com Code Large Gas Water Heater (Avg. 0.80 Et 100+ Gal, 0.83 Et 200+ kBtuh) - Hot-Dry ¦ PG&E ¦ Hot-Dry | Com ¦ Com Code Large Gas Water Heater (Avg. 0.80 Et 100+ Gal, 0.83 Et 200+ kBtuh) - Hot-Dry | PG&E ¦ Hot-Dry | PG&E | All | Electric & Gas | Large gas WH (avg. 100+ gal 0.80 ET, 200+ kBtuh 0.83 ET) | Average Existing and Code | 0 | Conventional | WaterHeat | Com - Other | Com | ROB and NEW | 0 | 1000 sqft2 of floor space | 1000 sqft served | 15 | DEER:Indoor_CFL_Ltg | 0 | 0 | 0 | SWHC046-02 | 309.9318 | 2022 | 0 | 582.0697 | 2022 | 0 | 0 | SWHC046-02 | Com Large Gas Water Heaters - Hot-Dry ¦ PG&E ¦ Hot-Dry | Com Large Gas Water Heaters - Hot-Dry | 0.16753 | 1 | 1 | CBSA 2019 | 0 | 2012 | 1 | SWHC046-02
COM-WATERHEAT-FS-20.20 | Com ¦ Com Code Large Gas Water Heater (Avg. 0.80 Et 100+ Gal, 0.83 Et 200+ kBtuh) - Hot-Dry ¦ PG&E ¦ Hot-Dry | Com ¦ Com Code Large Gas Water Heater (Avg. 0.80 Et 100+ Gal, 0.83 Et 200+ kBtuh) - Hot-Dry | PG&E ¦ Hot-Dry | PG&E | All | Electric & Gas | Large gas WH (avg. 100+ gal 0.80 ET, 200+ kBtuh 0.83 ET) | Average Existing and Code | 0 | Conventional | WaterHeat | Com - Refrig. Warehouse | Com | ROB and NEW | 0 | 1000 sqft2 of floor space | 1000 sqft served | 15 | DEER:Indoor_CFL_Ltg | 0 | 0 | 0 | SWHC046-02 | 17.3281 | 2022 | 0 | 32.5431 | 2022 | 0 | 0 | SWHC046-02 | Com Large Gas Water Heaters - Hot-Dry ¦ PG&E ¦ Hot-Dry | Com Large Gas Water Heaters - Hot-Dry | 0.095771 | 1 | 1 | CBSA 2019 | 0 | 2012 | 1 | SWHC046-02
COM-WATERHEAT-FS-20.21 | Com ¦ Com Code Large Gas Water Heater (Avg. 0.80 Et 100+ Gal, 0.83 Et 200+ kBtuh) - Hot-Dry ¦ PG&E ¦ Hot-Dry | Com ¦ Com Code Large Gas Water Heater (Avg. 0.80 Et 100+ Gal, 0.83 Et 200+ kBtuh) - Hot-Dry | PG&E ¦ Hot-Dry | PG&E | All | Electric & Gas | Large gas WH (avg. 100+ gal 0.80 ET, 200+ kBtuh 0.83 ET) | Average Existing and Code | 0 | Conventional | WaterHeat | Com - Restaurant | Com | ROB and NEW | 0 | 1000 sqft2 of floor space | 1000 sqft served | 15 | DEER:Indoor_CFL_Ltg | 0 | 0 | 0 | SWHC046-02 | 1623.3707 | 2022 | 0 | 3048.7834 | 2022 | 0 | 0 | SWHC046-02 | Com Large Gas Water Heaters - Hot-Dry ¦ PG&E ¦ Hot-Dry | Com Large Gas Water Heaters - Hot-Dry | 0.047202 | 1 | 1 | CBSA 2019 | 0 | 2012 | 1 | SWHC046-02
COM-WATERHEAT-FS-20.22 | Com ¦ Com Code Large Gas Water Heater (Avg. 0.80 Et 100+ Gal, 0.83 Et 200+ kBtuh) - Hot-Dry ¦ PG&E ¦ Hot-Dry | Com ¦ Com Code Large Gas Water Heater (Avg. 0.80 Et 100+ Gal, 0.83 Et 200+ kBtuh) - Hot-Dry | PG&E ¦ Hot-Dry | PG&E | All | Electric & Gas | Large gas WH (avg. 100+ gal 0.80 ET, 200+ kBtuh 0.83 ET) | Average Existing and Code | 0 | Conventional | WaterHeat | Com - Retail | Com | ROB and NEW | 0 | 1000 sqft2 of floor space | 1000 sqft served | 15 | DEER:Indoor_CFL_Ltg | 0 | 0 | 0 | SWHC046-02 | 23.2115 | 2022 | 0 | 43.5924 | 2022 | 0 | 0 | SWHC046-02 | Com Large Gas Water Heaters - Hot-Dry ¦ PG&E ¦ Hot-Dry | Com Large Gas Water Heaters - Hot-Dry | 0.004808 | 1 | 1 | CBSA 2019 | 0 | 2012 | 1 | SWHC046-02
COM-WATERHEAT-FS-20.23 | Com ¦ Com Code Large Gas Water Heater (Avg. 0.80 Et 100+ Gal, 0.83 Et 200+ kBtuh) - Hot-Dry ¦ PG&E ¦ Hot-Dry | Com ¦ Com Code Large Gas Water Heater (Avg. 0.80 Et 100+ Gal, 0.83 Et 200+ kBtuh) - Hot-Dry | PG&E ¦ Hot-Dry | PG&E | All | Electric & Gas | Large gas WH (avg. 100+ gal 0.80 ET, 200+ kBtuh 0.83 ET) | Average Existing and Code | 0 | Conventional | WaterHeat | Com - School | Com | ROB and NEW | 0 | 1000 sqft2 of floor space | 1000 sqft served | 15 | DEER:Indoor_CFL_Ltg | 0 | 0 | 0 | SWHC046-02 | 191.2015 | 2022 | 0 | 359.0873 | 2022 | 0 | 0 | SWHC046-02 | Com Large Gas Water Heaters - Hot-Dry ¦ PG&E ¦ Hot-Dry | Com Large Gas Water Heaters - Hot-Dry | 0.072836 | 1 | 1 | CBSA 2019 | 0 | 2012 | 1 | SWHC046-02
COM-WATERHEAT-FS-20.24 | Com ¦ Com Code Large Gas Water Heater (Avg. 0.80 Et 100+ Gal, 0.83 Et 200+ kBtuh) - Hot-Dry ¦ PG&E ¦ Hot-Dry | Com ¦ Com Code Large Gas Water Heater (Avg. 0.80 Et 100+ Gal, 0.83 Et 200+ kBtuh) - Hot-Dry | PG&E ¦ Hot-Dry | PG&E | All | Electric & Gas | Large gas WH (avg. 100+ gal 0.80 ET, 200+ kBtuh 0.83 ET) | Average Existing and Code | 0 | Conventional | WaterHeat | Com - Warehouse | Com | ROB and NEW | 0 | 1000 sqft2 of floor space | 1000 sqft served | 15 | DEER:Indoor_CFL_Ltg | 0 | 0 | 0 | SWHC046-02 | 3.4656 | 2022 | 0 | 6.5086 | 2022 | 0 | 0 | SWHC046-02 | Com Large Gas Water Heaters - Hot-Dry ¦ PG&E ¦ Hot-Dry | Com Large Gas Water Heaters - Hot-Dry | 0.098222 | 1 | 1 | CBSA 2019 | 0 | 2012 | 1 | SWHC046-02
COM-WATERHEAT-FS-20.25 | Com ¦ Com Code Large Gas Water Heater (Avg. 0.80 Et 100+ Gal, 0.83 Et 200+ kBtuh) - Cold ¦ PG&E ¦ Cold | Com ¦ Com Code Large Gas Water Heater (Avg. 0.80 Et 100+ Gal, 0.83 Et 200+ kBtuh) - Cold | PG&E ¦ Cold | PG&E | All | Electric & Gas | Large gas WH (avg. 100+ gal 0.80 ET, 200+ kBtuh 0.83 ET) | Average Existing and Code | 0 | Conventional | WaterHeat | Com - College | Com | ROB and NEW | 0 | 1000 sqft2 of floor space | 1000 sqft served | 15 | DEER:Indoor_CFL_Ltg | 0 | 0 | 0 | SWHC046-02 | 120.4275 | 2022 | 0 | 226.1698 | 2022 | 0 | 0 | SWHC046-02 | Com Large Gas Water Heaters - Cold ¦ PG&E ¦ Cold | Com Large Gas Water Heaters - Cold | 0.17915 | 1 | 1 | CBSA 2019 | 0 | 2012 | 1 | SWHC046-02
COM-WATERHEAT-FS-20.26 | Com ¦ Com Code Large Gas Water Heater (Avg. 0.80 Et 100+ Gal, 0.83 Et 200+ kBtuh) - Cold ¦ PG&E ¦ Cold | Com ¦ Com Code Large Gas Water Heater (Avg. 0.80 Et 100+ Gal, 0.83 Et 200+ kBtuh) - Cold | PG&E ¦ Cold | PG&E | All | Electric & Gas | Large gas WH (avg. 100+ gal 0.80 ET, 200+ kBtuh 0.83 ET) | Average Existing and Code | 0 | Conventional | WaterHeat | Com - Grocery | Com | ROB and NEW | 0 | 1000 sqft2 of floor space | 1000 sqft served | 15 | DEER:Indoor_CFL_Ltg | 0 | 0 | 0 | SWHC046-02 | 99.9311 | 2022 | 0 | 187.6764 | 2022 | 0 | 0 | SWHC046-02 | Com Large Gas Water Heaters - Cold ¦ PG&E ¦ Cold | Com Large Gas Water Heaters - Cold | 0.039805 | 1 | 1 | CBSA 2019 | 0 | 2012 | 1 | SWHC046-02
COM-WATERHEAT-FS-20.27 | Com ¦ Com Code Large Gas Water Heater (Avg. 0.80 Et 100+ Gal, 0.83 Et 200+ kBtuh) - Cold ¦ PG&E ¦ Cold | Com ¦ Com Code Large Gas Water Heater (Avg. 0.80 Et 100+ Gal, 0.83 Et 200+ kBtuh) - Cold | PG&E ¦ Cold | PG&E | All | Electric & Gas | Large gas WH (avg. 100+ gal 0.80 ET, 200+ kBtuh 0.83 ET) | Average Existing and Code | 0 | Conventional | WaterHeat | Com - Health | Com | ROB and NEW | 0 | 1000 sqft2 of floor space | 1000 sqft served | 15 | DEER:Indoor_CFL_Ltg | 0 | 0 | 0 | SWHC046-02 | 182.408 | 2022 | 0 | 342.5727 | 2022 | 0 | 0 | SWHC046-02 | Com Large Gas Water Heaters - Cold ¦ PG&E ¦ Cold | Com Large Gas Water Heaters - Cold | 0.18279 | 1 | 1 | CBSA 2019 | 0 | 2012 | 1 | SWHC046-02
COM-WATERHEAT-FS-20.28 | Com ¦ Com Code Large Gas Water Heater (Avg. 0.80 Et 100+ Gal, 0.83 Et 200+ kBtuh) - Cold ¦ PG&E ¦ Cold | Com ¦ Com Code Large Gas Water Heater (Avg. 0.80 Et 100+ Gal, 0.83 Et 200+ kBtuh) - Cold | PG&E ¦ Cold | PG&E | All | Electric & Gas | Large gas WH (avg. 100+ gal 0.80 ET, 200+ kBtuh 0.83 ET) | Average Existing and Code | 0 | Conventional | WaterHeat | Com - Lodging | Com | ROB and NEW | 0 | 1000 sqft2 of floor space | 1000 sqft served | 15 | DEER:Indoor_CFL_Ltg | 0 | 0 | 0 | SWHC046-02 | 114.7727 | 2022 | 0 | 215.5497 | 2022 | 0 | 0 | SWHC046-02 | Com Large Gas Water Heaters - Cold ¦ PG&E ¦ Cold | Com Large Gas Water Heaters - Cold | 0.29635 | 1 | 1 | CBSA 2019 | 0 | 2012 | 1 | SWHC046-02
COM-WATERHEAT-FS-20.29 | Com ¦ Com Code Large Gas Water Heater (Avg. 0.80 Et 100+ Gal, 0.83 Et 200+ kBtuh) - Cold ¦ PG&E ¦ Cold | Com ¦ Com Code Large Gas Water Heater (Avg. 0.80 Et 100+ Gal, 0.83 Et 200+ kBtuh) - Cold | PG&E ¦ Cold | PG&E | All | Electric & Gas | Large gas WH (avg. 100+ gal 0.80 ET, 200+ kBtuh 0.83 ET) | Average Existing and Code | 0 | Conventional | WaterHeat | Com - Office (Large) | Com | ROB and NEW | 0 | 1000 sqft2 of floor space | 1000 sqft served | 15 | DEER:Indoor_CFL_Ltg | 0 | 0 | 0 | SWHC046-02 | 37.4742 | 2022 | 0 | 70.3786 | 2022 | 0 | 0 | SWHC046-02 | Com Large Gas Water Heaters - Cold ¦ PG&E ¦ Cold | Com Large Gas Water Heaters - Cold | 0.04091 | 1 | 1 | CBSA 2019 | 0 | 2012 | 1 | SWHC046-02
COM-WATERHEAT-FS-20.30 | Com ¦ Com Code Large Gas Water Heater (Avg. 0.80 Et 100+ Gal, 0.83 Et 200+ kBtuh) - Cold ¦ PG&E ¦ Cold | Com ¦ Com Code Large Gas Water Heater (Avg. 0.80 Et 100+ Gal, 0.83 Et 200+ kBtuh) - Cold | PG&E ¦ Cold | PG&E | All | Electric & Gas | Large gas WH (avg. 100+ gal 0.80 ET, 200+ kBtuh 0.83 ET) | Average Existing and Code | 0 | Conventional | WaterHeat | Com - Office (Small) | Com | ROB and NEW | 0 | 1000 sqft2 of floor space | 1000 sqft served | 15 | DEER:Indoor_CFL_Ltg | 0 | 0 | 0 | SWHC046-02 | 37.4742 | 2022 | 0 | 70.3786 | 2022 | 0 | 0 | SWHC046-02 | Com Large Gas Water Heaters - Cold ¦ PG&E ¦ Cold | Com Large Gas Water Heaters - Cold | 0.04091 | 1 | 1 | CBSA 2019 | 0 | 2012 | 1 | SWHC046-02
COM-WATERHEAT-FS-20.31 | Com ¦ Com Code Large Gas Water Heater (Avg. 0.80 Et 100+ Gal, 0.83 Et 200+ kBtuh) - Cold ¦ PG&E ¦ Cold | Com ¦ Com Code Large Gas Water Heater (Avg. 0.80 Et 100+ Gal, 0.83 Et 200+ kBtuh) - Cold | PG&E ¦ Cold | PG&E | All | Electric & Gas | Large gas WH (avg. 100+ gal 0.80 ET, 200+ kBtuh 0.83 ET) | Average Existing and Code | 0 | Conventional | WaterHeat | Com - Other | Com | ROB and NEW | 0 | 1000 sqft2 of floor space | 1000 sqft served | 15 | DEER:Indoor_CFL_Ltg | 0 | 0 | 0 | SWHC046-02 | 309.9318 | 2022 | 0 | 582.0697 | 2022 | 0 | 0 | SWHC046-02 | Com Large Gas Water Heaters - Cold ¦ PG&E ¦ Cold | Com Large Gas Water Heaters - Cold | 0.16753 | 1 | 1 | CBSA 2019 | 0 | 2012 | 1 | SWHC046-02
COM-WATERHEAT-FS-20.32 | Com ¦ Com Code Large Gas Water Heater (Avg. 0.80 Et 100+ Gal, 0.83 Et 200+ kBtuh) - Cold ¦ PG&E ¦ Cold | Com ¦ Com Code Large Gas Water Heater (Avg. 0.80 Et 100+ Gal, 0.83 Et 200+ kBtuh) - Cold | PG&E ¦ Cold | PG&E | All | Electric & Gas | Large gas WH (avg. 100+ gal 0.80 ET, 200+ kBtuh 0.83 ET) | Average Existing and Code | 0 | Conventional | WaterHeat | Com - Refrig. Warehouse | Com | ROB and NEW | 0 | 1000 sqft2 of floor space | 1000 sqft served | 15 | DEER:Indoor_CFL_Ltg | 0 | 0 | 0 | SWHC046-02 | 17.3281 | 2022 | 0 | 32.5431 | 2022 | 0 | 0 | SWHC046-02 | Com Large Gas Water Heaters - Cold ¦ PG&E ¦ Cold | Com Large Gas Water Heaters - Cold | 0.095771 | 1 | 1 | CBSA 2019 | 0 | 2012 | 1 | SWHC046-02
COM-WATERHEAT-FS-20.33 | Com ¦ Com Code Large Gas Water Heater (Avg. 0.80 Et 100+ Gal, 0.83 Et 200+ kBtuh) - Cold ¦ PG&E ¦ Cold | Com ¦ Com Code Large Gas Water Heater (Avg. 0.80 Et 100+ Gal, 0.83 Et 200+ kBtuh) - Cold | PG&E ¦ Cold | PG&E | All | Electric & Gas | Large gas WH (avg. 100+ gal 0.80 ET, 200+ kBtuh 0.83 ET) | Average Existing and Code | 0 | Conventional | WaterHeat | Com - Restaurant | Com | ROB and NEW | 0 | 1000 sqft2 of floor space | 1000 sqft served | 15 | DEER:Indoor_CFL_Ltg | 0 | 0 | 0 | SWHC046-02 | 1623.3707 | 2022 | 0 | 3048.7834 | 2022 | 0 | 0 | SWHC046-02 | Com Large Gas Water Heaters - Cold ¦ PG&E ¦ Cold | Com Large Gas Water Heaters - Cold | 0.047202 | 1 | 1 | CBSA 2019 | 0 | 2012 | 1 | SWHC046-02
COM-WATERHEAT-FS-20.34 | Com ¦ Com Code Large Gas Water Heater (Avg. 0.80 Et 100+ Gal, 0.83 Et 200+ kBtuh) - Cold ¦ PG&E ¦ Cold | Com ¦ Com Code Large Gas Water Heater (Avg. 0.80 Et 100+ Gal, 0.83 Et 200+ kBtuh) - Cold | PG&E ¦ Cold | PG&E | All | Electric & Gas | Large gas WH (avg. 100+ gal 0.80 ET, 200+ kBtuh 0.83 ET) | Average Existing and Code | 0 | Conventional | WaterHeat | Com - Retail | Com | ROB and NEW | 0 | 1000 sqft2 of floor space | 1000 sqft served | 15 | DEER:Indoor_CFL_Ltg | 0 | 0 | 0 | SWHC046-02 | 23.2115 | 2022 | 0 | 43.5924 | 2022 | 0 | 0 | SWHC046-02 | Com Large Gas Water Heaters - Cold ¦ PG&E ¦ Cold | Com Large Gas Water Heaters - Cold | 0.004808 | 1 | 1 | CBSA 2019 | 0 | 2012 | 1 | SWHC046-02
COM-WATERHEAT-FS-20.35 | Com ¦ Com Code Large Gas Water Heater (Avg. 0.80 Et 100+ Gal, 0.83 Et 200+ kBtuh) - Cold ¦ PG&E ¦ Cold | Com ¦ Com Code Large Gas Water Heater (Avg. 0.80 Et 100+ Gal, 0.83 Et 200+ kBtuh) - Cold | PG&E ¦ Cold | PG&E | All | Electric & Gas | Large gas WH (avg. 100+ gal 0.80 ET, 200+ kBtuh 0.83 ET) | Average Existing and Code | 0 | Conventional | WaterHeat | Com - School | Com | ROB and NEW | 0 | 1000 sqft2 of floor space | 1000 sqft served | 15 | DEER:Indoor_CFL_Ltg | 0 | 0 | 0 | SWHC046-02 | 191.2015 | 2022 | 0 | 359.0873 | 2022 | 0 | 0 | SWHC046-02 | Com Large Gas Water Heaters - Cold ¦ PG&E ¦ Cold | Com Large Gas Water Heaters - Cold | 0.072836 | 1 | 1 | CBSA 2019 | 0 | 2012 | 1 | SWHC046-02
COM-WATERHEAT-FS-20.36 | Com ¦ Com Code Large Gas Water Heater (Avg. 0.80 Et 100+ Gal, 0.83 Et 200+ kBtuh) - Cold ¦ PG&E ¦ Cold | Com ¦ Com Code Large Gas Water Heater (Avg. 0.80 Et 100+ Gal, 0.83 Et 200+ kBtuh) - Cold | PG&E ¦ Cold | PG&E | All | Electric & Gas | Large gas WH (avg. 100+ gal 0.80 ET, 200+ kBtuh 0.83 ET) | Average Existing and Code | 0 | Conventional | WaterHeat | Com - Warehouse | Com | ROB and NEW | 0 | 1000 sqft2 of floor space | 1000 sqft served | 15 | DEER:Indoor_CFL_Ltg | 0 | 0 | 0 | SWHC046-02 | 3.4656 | 2022 | 0 | 6.5086 | 2022 | 0 | 0 | SWHC046-02 | Com Large Gas Water Heaters - Cold ¦ PG&E ¦ Cold | Com Large Gas Water Heaters - Cold | 0.098222 | 1 | 1 | CBSA 2019 | 0 | 2012 | 1 | SWHC046-02
COM-WATERHEAT-FS-20.37 | Com ¦ Com Code Large Gas Water Heater (Avg. 0.80 Et 100+ Gal, 0.83 Et 200+ kBtuh) - Marine ¦ SCG ¦ Marine | Com ¦ Com Code Large Gas Water Heater (Avg. 0.80 Et 100+ Gal, 0.83 Et 200+ kBtuh) - Marine | SCG ¦ Marine | SCG | All | Electric & Gas | Large gas WH (avg. 100+ gal 0.80 ET, 200+ kBtuh 0.83 ET) | Average Existing and Code | 0 | Conventional | WaterHeat | Com - College | Com | ROB and NEW | 0 | 1000 sqft2 of floor space | 1000 sqft served | 15 | DEER:Indoor_CFL_Ltg | 0 | 0 | 0 | SWHC046-02 | 120.4275 | 2022 | 0 | 226.1698 | 2022 | 0 | 0 | SWHC046-02 | Com Large Gas Water Heaters - Marine ¦ SCG ¦ Marine | Com Large Gas Water Heaters - Marine | 0.17915 | 1 | 1 | CBSA 2019 | 0 | 2012 | 1 | SWHC046-02
COM-WATERHEAT-FS-20.38 | Com ¦ Com Code Large Gas Water Heater (Avg. 0.80 Et 100+ Gal, 0.83 Et 200+ kBtuh) - Marine ¦ SCG ¦ Marine | Com ¦ Com Code Large Gas Water Heater (Avg. 0.80 Et 100+ Gal, 0.83 Et 200+ kBtuh) - Marine | SCG ¦ Marine | SCG | All | Electric & Gas | Large gas WH (avg. 100+ gal 0.80 ET, 200+ kBtuh 0.83 ET) | Average Existing and Code | 0 | Conventional | WaterHeat | Com - Grocery | Com | ROB and NEW | 0 | 1000 sqft2 of floor space | 1000 sqft served | 15 | DEER:Indoor_CFL_Ltg | 0 | 0 | 0 | SWHC046-02 | 99.9311 | 2022 | 0 | 187.6764 | 2022 | 0 | 0 | SWHC046-02 | Com Large Gas Water Heaters - Marine ¦ SCG ¦ Marine | Com Large Gas Water Heaters - Marine | 0.039805 | 1 | 1 | CBSA 2019 | 0 | 2012 | 1 | SWHC046-02
COM-WATERHEAT-FS-20.39 | Com ¦ Com Code Large Gas Water Heater (Avg. 0.80 Et 100+ Gal, 0.83 Et 200+ kBtuh) - Marine ¦ SCG ¦ Marine | Com ¦ Com Code Large Gas Water Heater (Avg. 0.80 Et 100+ Gal, 0.83 Et 200+ kBtuh) - Marine | SCG ¦ Marine | SCG | All | Electric & Gas | Large gas WH (avg. 100+ gal 0.80 ET, 200+ kBtuh 0.83 ET) | Average Existing and Code | 0 | Conventional | WaterHeat | Com - Health | Com | ROB and NEW | 0 | 1000 sqft2 of floor space | 1000 sqft served | 15 | DEER:Indoor_CFL_Ltg | 0 | 0 | 0 | SWHC046-02 | 182.408 | 2022 | 0 | 342.5727 | 2022 | 0 | 0 | SWHC046-02 | Com Large Gas Water Heaters - Marine ¦ SCG ¦ Marine | Com Large Gas Water Heaters - Marine | 0.18279 | 1 | 1 | CBSA 2019 | 0 | 2012 | 1 | SWHC046-02
COM-WATERHEAT-FS-20.40 | Com ¦ Com Code Large Gas Water Heater (Avg. 0.80 Et 100+ Gal, 0.83 Et 200+ kBtuh) - Marine ¦ SCG ¦ Marine | Com ¦ Com Code Large Gas Water Heater (Avg. 0.80 Et 100+ Gal, 0.83 Et 200+ kBtuh) - Marine | SCG ¦ Marine | SCG | All | Electric & Gas | Large gas WH (avg. 100+ gal 0.80 ET, 200+ kBtuh 0.83 ET) | Average Existing and Code | 0 | Conventional | WaterHeat | Com - Lodging | Com | ROB and NEW | 0 | 1000 sqft2 of floor space | 1000 sqft served | 15 | DEER:Indoor_CFL_Ltg | 0 | 0 | 0 | SWHC046-02 | 114.7727 | 2022 | 0 | 215.5497 | 2022 | 0 | 0 | SWHC046-02 | Com Large Gas Water Heaters - Marine ¦ SCG ¦ Marine | Com Large Gas Water Heaters - Marine | 0.29635 | 1 | 1 | CBSA 2019 | 0 | 2012 | 1 | SWHC046-02
COM-WATERHEAT-FS-20.41 | Com ¦ Com Code Large Gas Water Heater (Avg. 0.80 Et 100+ Gal, 0.83 Et 200+ kBtuh) - Marine ¦ SCG ¦ Marine | Com ¦ Com Code Large Gas Water Heater (Avg. 0.80 Et 100+ Gal, 0.83 Et 200+ kBtuh) - Marine | SCG ¦ Marine | SCG | All | Electric & Gas | Large gas WH (avg. 100+ gal 0.80 ET, 200+ kBtuh 0.83 ET) | Average Existing and Code | 0 | Conventional | WaterHeat | Com - Office (Large) | Com | ROB and NEW | 0 | 1000 sqft2 of floor space | 1000 sqft served | 15 | DEER:Indoor_CFL_Ltg | 0 | 0 | 0 | SWHC046-02 | 37.4742 | 2022 | 0 | 70.3786 | 2022 | 0 | 0 | SWHC046-02 | Com Large Gas Water Heaters - Marine ¦ SCG ¦ Marine | Com Large Gas Water Heaters - Marine | 0.04091 | 1 | 1 | CBSA 2019 | 0 | 2012 | 1 | SWHC046-02
COM-WATERHEAT-FS-20.42 | Com ¦ Com Code Large Gas Water Heater (Avg. 0.80 Et 100+ Gal, 0.83 Et 200+ kBtuh) - Marine ¦ SCG ¦ Marine | Com ¦ Com Code Large Gas Water Heater (Avg. 0.80 Et 100+ Gal, 0.83 Et 200+ kBtuh) - Marine | SCG ¦ Marine | SCG | All | Electric & Gas | Large gas WH (avg. 100+ gal 0.80 ET, 200+ kBtuh 0.83 ET) | Average Existing and Code | 0 | Conventional | WaterHeat | Com - Office (Small) | Com | ROB and NEW | 0 | 1000 sqft2 of floor space | 1000 sqft served | 15 | DEER:Indoor_CFL_Ltg | 0 | 0 | 0 | SWHC046-02 | 37.4742 | 2022 | 0 | 70.3786 | 2022 | 0 | 0 | SWHC046-02 | Com Large Gas Water Heaters - Marine ¦ SCG ¦ Marine | Com Large Gas Water Heaters - Marine | 0.04091 | 1 | 1 | CBSA 2019 | 0 | 2012 | 1 | SWHC046-02
COM-WATERHEAT-FS-20.43 | Com ¦ Com Code Large Gas Water Heater (Avg. 0.80 Et 100+ Gal, 0.83 Et 200+ kBtuh) - Marine ¦ SCG ¦ Marine | Com ¦ Com Code Large Gas Water Heater (Avg. 0.80 Et 100+ Gal, 0.83 Et 200+ kBtuh) - Marine | SCG ¦ Marine | SCG | All | Electric & Gas | Large gas WH (avg. 100+ gal 0.80 ET, 200+ kBtuh 0.83 ET) | Average Existing and Code | 0 | Conventional | WaterHeat | Com - Other | Com | ROB and NEW | 0 | 1000 sqft2 of floor space | 1000 sqft served | 15 | DEER:Indoor_CFL_Ltg | 0 | 0 | 0 | SWHC046-02 | 309.9318 | 2022 | 0 | 582.0697 | 2022 | 0 | 0 | SWHC046-02 | Com Large Gas Water Heaters - Marine ¦ SCG ¦ Marine | Com Large Gas Water Heaters - Marine | 0.16753 | 1 | 1 | CBSA 2019 | 0 | 2012 | 1 | SWHC046-02
COM-WATERHEAT-FS-20.44 | Com ¦ Com Code Large Gas Water Heater (Avg. 0.80 Et 100+ Gal, 0.83 Et 200+ kBtuh) - Marine ¦ SCG ¦ Marine | Com ¦ Com Code Large Gas Water Heater (Avg. 0.80 Et 100+ Gal, 0.83 Et 200+ kBtuh) - Marine | SCG ¦ Marine | SCG | All | Electric & Gas | Large gas WH (avg. 100+ gal 0.80 ET, 200+ kBtuh 0.83 ET) | Average Existing and Code | 0 | Conventional | WaterHeat | Com - Refrig. Warehouse | Com | ROB and NEW | 0 | 1000 sqft2 of floor space | 1000 sqft served | 15 | DEER:Indoor_CFL_Ltg | 0 | 0 | 0 | SWHC046-02 | 17.3281 | 2022 | 0 | 32.5431 | 2022 | 0 | 0 | SWHC046-02 | Com Large Gas Water Heaters - Marine ¦ SCG ¦ Marine | Com Large Gas Water Heaters - Marine | 0.095771 | 1 | 1 | CBSA 2019 | 0 | 2012 | 1 | SWHC046-02
COM-WATERHEAT-FS-20.45 | Com ¦ Com Code Large Gas Water Heater (Avg. 0.80 Et 100+ Gal, 0.83 Et 200+ kBtuh) - Marine ¦ SCG ¦ Marine | Com ¦ Com Code Large Gas Water Heater (Avg. 0.80 Et 100+ Gal, 0.83 Et 200+ kBtuh) - Marine | SCG ¦ Marine | SCG | All | Electric & Gas | Large gas WH (avg. 100+ gal 0.80 ET, 200+ kBtuh 0.83 ET) | Average Existing and Code | 0 | Conventional | WaterHeat | Com - Restaurant | Com | ROB and NEW | 0 | 1000 sqft2 of floor space | 1000 sqft served | 15 | DEER:Indoor_CFL_Ltg | 0 | 0 | 0 | SWHC046-02 | 1623.3707 | 2022 | 0 | 3048.7834 | 2022 | 0 | 0 | SWHC046-02 | Com Large Gas Water Heaters - Marine ¦ SCG ¦ Marine | Com Large Gas Water Heaters - Marine | 0.047202 | 1 | 1 | CBSA 2019 | 0 | 2012 | 1 | SWHC046-02
COM-WATERHEAT-FS-20.46 | Com ¦ Com Code Large Gas Water Heater (Avg. 0.80 Et 100+ Gal, 0.83 Et 200+ kBtuh) - Marine ¦ SCG ¦ Marine | Com ¦ Com Code Large Gas Water Heater (Avg. 0.80 Et 100+ Gal, 0.83 Et 200+ kBtuh) - Marine | SCG ¦ Marine | SCG | All | Electric & Gas | Large gas WH (avg. 100+ gal 0.80 ET, 200+ kBtuh 0.83 ET) | Average Existing and Code | 0 | Conventional | WaterHeat | Com - Retail | Com | ROB and NEW | 0 | 1000 sqft2 of floor space | 1000 sqft served | 15 | DEER:Indoor_CFL_Ltg | 0 | 0 | 0 | SWHC046-02 | 23.2115 | 2022 | 0 | 43.5924 | 2022 | 0 | 0 | SWHC046-02 | Com Large Gas Water Heaters - Marine ¦ SCG ¦ Marine | Com Large Gas Water Heaters - Marine | 0.004808 | 1 | 1 | CBSA 2019 | 0 | 2012 | 1 | SWHC046-02
COM-WATERHEAT-FS-20.47 | Com ¦ Com Code Large Gas Water Heater (Avg. 0.80 Et 100+ Gal, 0.83 Et 200+ kBtuh) - Marine ¦ SCG ¦ Marine | Com ¦ Com Code Large Gas Water Heater (Avg. 0.80 Et 100+ Gal, 0.83 Et 200+ kBtuh) - Marine | SCG ¦ Marine | SCG | All | Electric & Gas | Large gas WH (avg. 100+ gal 0.80 ET, 200+ kBtuh 0.83 ET) | Average Existing and Code | 0 | Conventional | WaterHeat | Com - School | Com | ROB and NEW | 0 | 1000 sqft2 of floor space | 1000 sqft served | 15 | DEER:Indoor_CFL_Ltg | 0 | 0 | 0 | SWHC046-02 | 191.2015 | 2022 | 0 | 359.0873 | 2022 | 0 | 0 | SWHC046-02 | Com Large Gas Water Heaters - Marine ¦ SCG ¦ Marine | Com Large Gas Water Heaters - Marine | 0.072836 | 1 | 1 | CBSA 2019 | 0 | 2012 | 1 | SWHC046-02
COM-WATERHEAT-FS-20.48 | Com ¦ Com Code Large Gas Water Heater (Avg. 0.80 Et 100+ Gal, 0.83 Et 200+ kBtuh) - Marine ¦ SCG ¦ Marine | Com ¦ Com Code Large Gas Water Heater (Avg. 0.80 Et 100+ Gal, 0.83 Et 200+ kBtuh) - Marine | SCG ¦ Marine | SCG | All | Electric & Gas | Large gas WH (avg. 100+ gal 0.80 ET, 200+ kBtuh 0.83 ET) | Average Existing and Code | 0 | Conventional | WaterHeat | Com - Warehouse | Com | ROB and NEW | 0 | 1000 sqft2 of floor space | 1000 sqft served | 15 | DEER:Indoor_CFL_Ltg | 0 | 0 | 0 | SWHC046-02 | 3.4656 | 2022 | 0 | 6.5086 | 2022 | 0 | 0 | SWHC046-02 | Com Large Gas Water Heaters - Marine ¦ SCG ¦ Marine | Com Large Gas Water Heaters - Marine | 0.098222 | 1 | 1 | CBSA 2019 | 0 | 2012 | 1 | SWHC046-02
COM-WATERHEAT-FS-20.49 | Com ¦ Com Code Large Gas Water Heater (Avg. 0.80 Et 100+ Gal, 0.83 Et 200+ kBtuh) - Hot-Dry ¦ SCG ¦ Hot-Dry | Com ¦ Com Code Large Gas Water Heater (Avg. 0.80 Et 100+ Gal, 0.83 Et 200+ kBtuh) - Hot-Dry | SCG ¦ Hot-Dry | SCG | All | Electric & Gas | Large gas WH (avg. 100+ gal 0.80 ET, 200+ kBtuh 0.83 ET) | Average Existing and Code | 0 | Conventional | WaterHeat | Com - College | Com | ROB and NEW | 0 | 1000 sqft2 of floor space | 1000 sqft served | 15 | DEER:Indoor_CFL_Ltg | 0 | 0 | 0 | SWHC046-02 | 120.4275 | 2022 | 0 | 226.1698 | 2022 | 0 | 0 | SWHC046-02 | Com Large Gas Water Heaters - Hot-Dry ¦ SCG ¦ Hot-Dry | Com Large Gas Water Heaters - Hot-Dry | 0.17915 | 1 | 1 | CBSA 2019 | 0 | 2012 | 1 | SWHC046-02
COM-WATERHEAT-FS-20.50 | Com ¦ Com Code Large Gas Water Heater (Avg. 0.80 Et 100+ Gal, 0.83 Et 200+ kBtuh) - Hot-Dry ¦ SCG ¦ Hot-Dry | Com ¦ Com Code Large Gas Water Heater (Avg. 0.80 Et 100+ Gal, 0.83 Et 200+ kBtuh) - Hot-Dry | SCG ¦ Hot-Dry | SCG | All | Electric & Gas | Large gas WH (avg. 100+ gal 0.80 ET, 200+ kBtuh 0.83 ET) | Average Existing and Code | 0 | Conventional | WaterHeat | Com - Grocery | Com | ROB and NEW | 0 | 1000 sqft2 of floor space | 1000 sqft served | 15 | DEER:Indoor_CFL_Ltg | 0 | 0 | 0 | SWHC046-02 | 99.9311 | 2022 | 0 | 187.6764 | 2022 | 0 | 0 | SWHC046-02 | Com Large Gas Water Heaters - Hot-Dry ¦ SCG ¦ Hot-Dry | Com Large Gas Water Heaters - Hot-Dry | 0.039805 | 1 | 1 | CBSA 2019 | 0 | 2012 | 1 | SWHC046-02
COM-WATERHEAT-FS-20.51 | Com ¦ Com Code Large Gas Water Heater (Avg. 0.80 Et 100+ Gal, 0.83 Et 200+ kBtuh) - Hot-Dry ¦ SCG ¦ Hot-Dry | Com ¦ Com Code Large Gas Water Heater (Avg. 0.80 Et 100+ Gal, 0.83 Et 200+ kBtuh) - Hot-Dry | SCG ¦ Hot-Dry | SCG | All | Electric & Gas | Large gas WH (avg. 100+ gal 0.80 ET, 200+ kBtuh 0.83 ET) | Average Existing and Code | 0 | Conventional | WaterHeat | Com - Health | Com | ROB and NEW | 0 | 1000 sqft2 of floor space | 1000 sqft served | 15 | DEER:Indoor_CFL_Ltg | 0 | 0 | 0 | SWHC046-02 | 182.408 | 2022 | 0 | 342.5727 | 2022 | 0 | 0 | SWHC046-02 | Com Large Gas Water Heaters - Hot-Dry ¦ SCG ¦ Hot-Dry | Com Large Gas Water Heaters - Hot-Dry | 0.18279 | 1 | 1 | CBSA 2019 | 0 | 2012 | 1 | SWHC046-02
COM-WATERHEAT-FS-20.52 | Com ¦ Com Code Large Gas Water Heater (Avg. 0.80 Et 100+ Gal, 0.83 Et 200+ kBtuh) - Hot-Dry ¦ SCG ¦ Hot-Dry | Com ¦ Com Code Large Gas Water Heater (Avg. 0.80 Et 100+ Gal, 0.83 Et 200+ kBtuh) - Hot-Dry | SCG ¦ Hot-Dry | SCG | All | Electric & Gas | Large gas WH (avg. 100+ gal 0.80 ET, 200+ kBtuh 0.83 ET) | Average Existing and Code | 0 | Conventional | WaterHeat | Com - Lodging | Com | ROB and NEW | 0 | 1000 sqft2 of floor space | 1000 sqft served | 15 | DEER:Indoor_CFL_Ltg | 0 | 0 | 0 | SWHC046-02 | 114.7727 | 2022 | 0 | 215.5497 | 2022 | 0 | 0 | SWHC046-02 | Com Large Gas Water Heaters - Hot-Dry ¦ SCG ¦ Hot-Dry | Com Large Gas Water Heaters - Hot-Dry | 0.29635 | 1 | 1 | CBSA 2019 | 0 | 2012 | 1 | SWHC046-02
COM-WATERHEAT-FS-20.53 | Com ¦ Com Code Large Gas Water Heater (Avg. 0.80 Et 100+ Gal, 0.83 Et 200+ kBtuh) - Hot-Dry ¦ SCG ¦ Hot-Dry | Com ¦ Com Code Large Gas Water Heater (Avg. 0.80 Et 100+ Gal, 0.83 Et 200+ kBtuh) - Hot-Dry | SCG ¦ Hot-Dry | SCG | All | Electric & Gas | Large gas WH (avg. 100+ gal 0.80 ET, 200+ kBtuh 0.83 ET) | Average Existing and Code | 0 | Conventional | WaterHeat | Com - Office (Large) | Com | ROB and NEW | 0 | 1000 sqft2 of floor space | 1000 sqft served | 15 | DEER:Indoor_CFL_Ltg | 0 | 0 | 0 | SWHC046-02 | 37.4742 | 2022 | 0 | 70.3786 | 2022 | 0 | 0 | SWHC046-02 | Com Large Gas Water Heaters - Hot-Dry ¦ SCG ¦ Hot-Dry | Com Large Gas Water Heaters - Hot-Dry | 0.04091 | 1 | 1 | CBSA 2019 | 0 | 2012 | 1 | SWHC046-02
COM-WATERHEAT-FS-20.54 | Com ¦ Com Code Large Gas Water Heater (Avg. 0.80 Et 100+ Gal, 0.83 Et 200+ kBtuh) - Hot-Dry ¦ SCG ¦ Hot-Dry | Com ¦ Com Code Large Gas Water Heater (Avg. 0.80 Et 100+ Gal, 0.83 Et 200+ kBtuh) - Hot-Dry | SCG ¦ Hot-Dry | SCG | All | Electric & Gas | Large gas WH (avg. 100+ gal 0.80 ET, 200+ kBtuh 0.83 ET) | Average Existing and Code | 0 | Conventional | WaterHeat | Com - Office (Small) | Com | ROB and NEW | 0 | 1000 sqft2 of floor space | 1000 sqft served | 15 | DEER:Indoor_CFL_Ltg | 0 | 0 | 0 | SWHC046-02 | 37.4742 | 2022 | 0 | 70.3786 | 2022 | 0 | 0 | SWHC046-02 | Com Large Gas Water Heaters - Hot-Dry ¦ SCG ¦ Hot-Dry | Com Large Gas Water Heaters - Hot-Dry | 0.04091 | 1 | 1 | CBSA 2019 | 0 | 2012 | 1 | SWHC046-02
COM-WATERHEAT-FS-20.55 | Com ¦ Com Code Large Gas Water Heater (Avg. 0.80 Et 100+ Gal, 0.83 Et 200+ kBtuh) - Hot-Dry ¦ SCG ¦ Hot-Dry | Com ¦ Com Code Large Gas Water Heater (Avg. 0.80 Et 100+ Gal, 0.83 Et 200+ kBtuh) - Hot-Dry | SCG ¦ Hot-Dry | SCG | All | Electric & Gas | Large gas WH (avg. 100+ gal 0.80 ET, 200+ kBtuh 0.83 ET) | Average Existing and Code | 0 | Conventional | WaterHeat | Com - Other | Com | ROB and NEW | 0 | 1000 sqft2 of floor space | 1000 sqft served | 15 | DEER:Indoor_CFL_Ltg | 0 | 0 | 0 | SWHC046-02 | 309.9318 | 2022 | 0 | 582.0697 | 2022 | 0 | 0 | SWHC046-02 | Com Large Gas Water Heaters - Hot-Dry ¦ SCG ¦ Hot-Dry | Com Large Gas Water Heaters - Hot-Dry | 0.16753 | 1 | 1 | CBSA 2019 | 0 | 2012 | 1 | SWHC046-02
COM-WATERHEAT-FS-20.56 | Com ¦ Com Code Large Gas Water Heater (Avg. 0.80 Et 100+ Gal, 0.83 Et 200+ kBtuh) - Hot-Dry ¦ SCG ¦ Hot-Dry | Com ¦ Com Code Large Gas Water Heater (Avg. 0.80 Et 100+ Gal, 0.83 Et 200+ kBtuh) - Hot-Dry | SCG ¦ Hot-Dry | SCG | All | Electric & Gas | Large gas WH (avg. 100+ gal 0.80 ET, 200+ kBtuh 0.83 ET) | Average Existing and Code | 0 | Conventional | WaterHeat | Com - Refrig. Warehouse | Com | ROB and NEW | 0 | 1000 sqft2 of floor space | 1000 sqft served | 15 | DEER:Indoor_CFL_Ltg | 0 | 0 | 0 | SWHC046-02 | 17.3281 | 2022 | 0 | 32.5431 | 2022 | 0 | 0 | SWHC046-02 | Com Large Gas Water Heaters - Hot-Dry ¦ SCG ¦ Hot-Dry | Com Large Gas Water Heaters - Hot-Dry | 0.095771 | 1 | 1 | CBSA 2019 | 0 | 2012 | 1 | SWHC046-02
COM-WATERHEAT-FS-20.57 | Com ¦ Com Code Large Gas Water Heater (Avg. 0.80 Et 100+ Gal, 0.83 Et 200+ kBtuh) - Hot-Dry ¦ SCG ¦ Hot-Dry | Com ¦ Com Code Large Gas Water Heater (Avg. 0.80 Et 100+ Gal, 0.83 Et 200+ kBtuh) - Hot-Dry | SCG ¦ Hot-Dry | SCG | All | Electric & Gas | Large gas WH (avg. 100+ gal 0.80 ET, 200+ kBtuh 0.83 ET) | Average Existing and Code | 0 | Conventional | WaterHeat | Com - Restaurant | Com | ROB and NEW | 0 | 1000 sqft2 of floor space | 1000 sqft served | 15 | DEER:Indoor_CFL_Ltg | 0 | 0 | 0 | SWHC046-02 | 1623.3707 | 2022 | 0 | 3048.7834 | 2022 | 0 | 0 | SWHC046-02 | Com Large Gas Water Heaters - Hot-Dry ¦ SCG ¦ Hot-Dry | Com Large Gas Water Heaters - Hot-Dry | 0.047202 | 1 | 1 | CBSA 2019 | 0 | 2012 | 1 | SWHC046-02
COM-WATERHEAT-FS-20.58 | Com ¦ Com Code Large Gas Water Heater (Avg. 0.80 Et 100+ Gal, 0.83 Et 200+ kBtuh) - Hot-Dry ¦ SCG ¦ Hot-Dry | Com ¦ Com Code Large Gas Water Heater (Avg. 0.80 Et 100+ Gal, 0.83 Et 200+ kBtuh) - Hot-Dry | SCG ¦ Hot-Dry | SCG | All | Electric & Gas | Large gas WH (avg. 100+ gal 0.80 ET, 200+ kBtuh 0.83 ET) | Average Existing and Code | 0 | Conventional | WaterHeat | Com - Retail | Com | ROB and NEW | 0 | 1000 sqft2 of floor space | 1000 sqft served | 15 | DEER:Indoor_CFL_Ltg | 0 | 0 | 0 | SWHC046-02 | 23.2115 | 2022 | 0 | 43.5924 | 2022 | 0 | 0 | SWHC046-02 | Com Large Gas Water Heaters - Hot-Dry ¦ SCG ¦ Hot-Dry | Com Large Gas Water Heaters - Hot-Dry | 0.004808 | 1 | 1 | CBSA 2019 | 0 | 2012 | 1 | SWHC046-02
COM-WATERHEAT-FS-20.59 | Com ¦ Com Code Large Gas Water Heater (Avg. 0.80 Et 100+ Gal, 0.83 Et 200+ kBtuh) - Hot-Dry ¦ SCG ¦ Hot-Dry | Com ¦ Com Code Large Gas Water Heater (Avg. 0.80 Et 100+ Gal, 0.83 Et 200+ kBtuh) - Hot-Dry | SCG ¦ Hot-Dry | SCG | All | Electric & Gas | Large gas WH (avg. 100+ gal 0.80 ET, 200+ kBtuh 0.83 ET) | Average Existing and Code | 0 | Conventional | WaterHeat | Com - School | Com | ROB and NEW | 0 | 1000 sqft2 of floor space | 1000 sqft served | 15 | DEER:Indoor_CFL_Ltg | 0 | 0 | 0 | SWHC046-02 | 191.2015 | 2022 | 0 | 359.0873 | 2022 | 0 | 0 | SWHC046-02 | Com Large Gas Water Heaters - Hot-Dry ¦ SCG ¦ Hot-Dry | Com Large Gas Water Heaters - Hot-Dry | 0.072836 | 1 | 1 | CBSA 2019 | 0 | 2012 | 1 | SWHC046-02
COM-WATERHEAT-FS-20.60 | Com ¦ Com Code Large Gas Water Heater (Avg. 0.80 Et 100+ Gal, 0.83 Et 200+ kBtuh) - Hot-Dry ¦ SCG ¦ Hot-Dry | Com ¦ Com Code Large Gas Water Heater (Avg. 0.80 Et 100+ Gal, 0.83 Et 200+ kBtuh) - Hot-Dry | SCG ¦ Hot-Dry | SCG | All | Electric & Gas | Large gas WH (avg. 100+ gal 0.80 ET, 200+ kBtuh 0.83 ET) | Average Existing and Code | 0 | Conventional | WaterHeat | Com - Warehouse | Com | ROB and NEW | 0 | 1000 sqft2 of floor space | 1000 sqft served | 15 | DEER:Indoor_CFL_Ltg | 0 | 0 | 0 | SWHC046-02 | 3.4656 | 2022 | 0 | 6.5086 | 2022 | 0 | 0 | SWHC046-02 | Com Large Gas Water Heaters - Hot-Dry ¦ SCG ¦ Hot-Dry | Com Large Gas Water Heaters - Hot-Dry | 0.098222 | 1 | 1 | CBSA 2019 | 0 | 2012 | 1 | SWHC046-02
COM-WATERHEAT-FS-20.61 | Com ¦ Com Code Large Gas Water Heater (Avg. 0.80 Et 100+ Gal, 0.83 Et 200+ kBtuh) - Cold ¦ SCG ¦ Cold | Com ¦ Com Code Large Gas Water Heater (Avg. 0.80 Et 100+ Gal, 0.83 Et 200+ kBtuh) - Cold | SCG ¦ Cold | SCG | All | Electric & Gas | Large gas WH (avg. 100+ gal 0.80 ET, 200+ kBtuh 0.83 ET) | Average Existing and Code | 0 | Conventional | WaterHeat | Com - College | Com | ROB and NEW | 0 | 1000 sqft2 of floor space | 1000 sqft served | 15 | DEER:Indoor_CFL_Ltg | 0 | 0 | 0 | SWHC046-02 | 120.4275 | 2022 | 0 | 226.1698 | 2022 | 0 | 0 | SWHC046-02 | Com Large Gas Water Heaters - Cold ¦ SCG ¦ Cold | Com Large Gas Water Heaters - Cold | 0.17915 | 1 | 1 | CBSA 2019 | 0 | 2012 | 1 | SWHC046-02
COM-WATERHEAT-FS-20.62 | Com ¦ Com Code Large Gas Water Heater (Avg. 0.80 Et 100+ Gal, 0.83 Et 200+ kBtuh) - Cold ¦ SCG ¦ Cold | Com ¦ Com Code Large Gas Water Heater (Avg. 0.80 Et 100+ Gal, 0.83 Et 200+ kBtuh) - Cold | SCG ¦ Cold | SCG | All | Electric & Gas | Large gas WH (avg. 100+ gal 0.80 ET, 200+ kBtuh 0.83 ET) | Average Existing and Code | 0 | Conventional | WaterHeat | Com - Grocery | Com | ROB and NEW | 0 | 1000 sqft2 of floor space | 1000 sqft served | 15 | DEER:Indoor_CFL_Ltg | 0 | 0 | 0 | SWHC046-02 | 99.9311 | 2022 | 0 | 187.6764 | 2022 | 0 | 0 | SWHC046-02 | Com Large Gas Water Heaters - Cold ¦ SCG ¦ Cold | Com Large Gas Water Heaters - Cold | 0.039805 | 1 | 1 | CBSA 2019 | 0 | 2012 | 1 | SWHC046-02
COM-WATERHEAT-FS-20.63 | Com ¦ Com Code Large Gas Water Heater (Avg. 0.80 Et 100+ Gal, 0.83 Et 200+ kBtuh) - Cold ¦ SCG ¦ Cold | Com ¦ Com Code Large Gas Water Heater (Avg. 0.80 Et 100+ Gal, 0.83 Et 200+ kBtuh) - Cold | SCG ¦ Cold | SCG | All | Electric & Gas | Large gas WH (avg. 100+ gal 0.80 ET, 200+ kBtuh 0.83 ET) | Average Existing and Code | 0 | Conventional | WaterHeat | Com - Health | Com | ROB and NEW | 0 | 1000 sqft2 of floor space | 1000 sqft served | 15 | DEER:Indoor_CFL_Ltg | 0 | 0 | 0 | SWHC046-02 | 182.408 | 2022 | 0 | 342.5727 | 2022 | 0 | 0 | SWHC046-02 | Com Large Gas Water Heaters - Cold ¦ SCG ¦ Cold | Com Large Gas Water Heaters - Cold | 0.18279 | 1 | 1 | CBSA 2019 | 0 | 2012 | 1 | SWHC046-02
COM-WATERHEAT-FS-20.64 | Com ¦ Com Code Large Gas Water Heater (Avg. 0.80 Et 100+ Gal, 0.83 Et 200+ kBtuh) - Cold ¦ SCG ¦ Cold | Com ¦ Com Code Large Gas Water Heater (Avg. 0.80 Et 100+ Gal, 0.83 Et 200+ kBtuh) - Cold | SCG ¦ Cold | SCG | All | Electric & Gas | Large gas WH (avg. 100+ gal 0.80 ET, 200+ kBtuh 0.83 ET) | Average Existing and Code | 0 | Conventional | WaterHeat | Com - Lodging | Com | ROB and NEW | 0 | 1000 sqft2 of floor space | 1000 sqft served | 15 | DEER:Indoor_CFL_Ltg | 0 | 0 | 0 | SWHC046-02 | 114.7727 | 2022 | 0 | 215.5497 | 2022 | 0 | 0 | SWHC046-02 | Com Large Gas Water Heaters - Cold ¦ SCG ¦ Cold | Com Large Gas Water Heaters - Cold | 0.29635 | 1 | 1 | CBSA 2019 | 0 | 2012 | 1 | SWHC046-02
COM-WATERHEAT-FS-20.65 | Com ¦ Com Code Large Gas Water Heater (Avg. 0.80 Et 100+ Gal, 0.83 Et 200+ kBtuh) - Cold ¦ SCG ¦ Cold | Com ¦ Com Code Large Gas Water Heater (Avg. 0.80 Et 100+ Gal, 0.83 Et 200+ kBtuh) - Cold | SCG ¦ Cold | SCG | All | Electric & Gas | Large gas WH (avg. 100+ gal 0.80 ET, 200+ kBtuh 0.83 ET) | Average Existing and Code | 0 | Conventional | WaterHeat | Com - Office (Large) | Com | ROB and NEW | 0 | 1000 sqft2 of floor space | 1000 sqft served | 15 | DEER:Indoor_CFL_Ltg | 0 | 0 | 0 | SWHC046-02 | 37.4742 | 2022 | 0 | 70.3786 | 2022 | 0 | 0 | SWHC046-02 | Com Large Gas Water Heaters - Cold ¦ SCG ¦ Cold | Com Large Gas Water Heaters - Cold | 0.04091 | 1 | 1 | CBSA 2019 | 0 | 2012 | 1 | SWHC046-02
COM-WATERHEAT-FS-20.66 | Com ¦ Com Code Large Gas Water Heater (Avg. 0.80 Et 100+ Gal, 0.83 Et 200+ kBtuh) - Cold ¦ SCG ¦ Cold | Com ¦ Com Code Large Gas Water Heater (Avg. 0.80 Et 100+ Gal, 0.83 Et 200+ kBtuh) - Cold | SCG ¦ Cold | SCG | All | Electric & Gas | Large gas WH (avg. 100+ gal 0.80 ET, 200+ kBtuh 0.83 ET) | Average Existing and Code | 0 | Conventional | WaterHeat | Com - Office (Small) | Com | ROB and NEW | 0 | 1000 sqft2 of floor space | 1000 sqft served | 15 | DEER:Indoor_CFL_Ltg | 0 | 0 | 0 | SWHC046-02 | 37.4742 | 2022 | 0 | 70.3786 | 2022 | 0 | 0 | SWHC046-02 | Com Large Gas Water Heaters - Cold ¦ SCG ¦ Cold | Com Large Gas Water Heaters - Cold | 0.04091 | 1 | 1 | CBSA 2019 | 0 | 2012 | 1 | SWHC046-02
COM-WATERHEAT-FS-20.67 | Com ¦ Com Code Large Gas Water Heater (Avg. 0.80 Et 100+ Gal, 0.83 Et 200+ kBtuh) - Cold ¦ SCG ¦ Cold | Com ¦ Com Code Large Gas Water Heater (Avg. 0.80 Et 100+ Gal, 0.83 Et 200+ kBtuh) - Cold | SCG ¦ Cold | SCG | All | Electric & Gas | Large gas WH (avg. 100+ gal 0.80 ET, 200+ kBtuh 0.83 ET) | Average Existing and Code | 0 | Conventional | WaterHeat | Com - Other | Com | ROB and NEW | 0 | 1000 sqft2 of floor space | 1000 sqft served | 15 | DEER:Indoor_CFL_Ltg | 0 | 0 | 0 | SWHC046-02 | 309.9318 | 2022 | 0 | 582.0697 | 2022 | 0 | 0 | SWHC046-02 | Com Large Gas Water Heaters - Cold ¦ SCG ¦ Cold | Com Large Gas Water Heaters - Cold | 0.16753 | 1 | 1 | CBSA 2019 | 0 | 2012 | 1 | SWHC046-02
COM-WATERHEAT-FS-20.68 | Com ¦ Com Code Large Gas Water Heater (Avg. 0.80 Et 100+ Gal, 0.83 Et 200+ kBtuh) - Cold ¦ SCG ¦ Cold | Com ¦ Com Code Large Gas Water Heater (Avg. 0.80 Et 100+ Gal, 0.83 Et 200+ kBtuh) - Cold | SCG ¦ Cold | SCG | All | Electric & Gas | Large gas WH (avg. 100+ gal 0.80 ET, 200+ kBtuh 0.83 ET) | Average Existing and Code | 0 | Conventional | WaterHeat | Com - Refrig. Warehouse | Com | ROB and NEW | 0 | 1000 sqft2 of floor space | 1000 sqft served | 15 | DEER:Indoor_CFL_Ltg | 0 | 0 | 0 | SWHC046-02 | 17.3281 | 2022 | 0 | 32.5431 | 2022 | 0 | 0 | SWHC046-02 | Com Large Gas Water Heaters - Cold ¦ SCG ¦ Cold | Com Large Gas Water Heaters - Cold | 0.095771 | 1 | 1 | CBSA 2019 | 0 | 2012 | 1 | SWHC046-02
COM-WATERHEAT-FS-20.69 | Com ¦ Com Code Large Gas Water Heater (Avg. 0.80 Et 100+ Gal, 0.83 Et 200+ kBtuh) - Cold ¦ SCG ¦ Cold | Com ¦ Com Code Large Gas Water Heater (Avg. 0.80 Et 100+ Gal, 0.83 Et 200+ kBtuh) - Cold | SCG ¦ Cold | SCG | All | Electric & Gas | Large gas WH (avg. 100+ gal 0.80 ET, 200+ kBtuh 0.83 ET) | Average Existing and Code | 0 | Conventional | WaterHeat | Com - Restaurant | Com | ROB and NEW | 0 | 1000 sqft2 of floor space | 1000 sqft served | 15 | DEER:Indoor_CFL_Ltg | 0 | 0 | 0 | SWHC046-02 | 1623.3707 | 2022 | 0 | 3048.7834 | 2022 | 0 | 0 | SWHC046-02 | Com Large Gas Water Heaters - Cold ¦ SCG ¦ Cold | Com Large Gas Water Heaters - Cold | 0.047202 | 1 | 1 | CBSA 2019 | 0 | 2012 | 1 | SWHC046-02
COM-WATERHEAT-FS-20.70 | Com ¦ Com Code Large Gas Water Heater (Avg. 0.80 Et 100+ Gal, 0.83 Et 200+ kBtuh) - Cold ¦ SCG ¦ Cold | Com ¦ Com Code Large Gas Water Heater (Avg. 0.80 Et 100+ Gal, 0.83 Et 200+ kBtuh) - Cold | SCG ¦ Cold | SCG | All | Electric & Gas | Large gas WH (avg. 100+ gal 0.80 ET, 200+ kBtuh 0.83 ET) | Average Existing and Code | 0 | Conventional | WaterHeat | Com - Retail | Com | ROB and NEW | 0 | 1000 sqft2 of floor space | 1000 sqft served | 15 | DEER:Indoor_CFL_Ltg | 0 | 0 | 0 | SWHC046-02 | 23.2115 | 2022 | 0 | 43.5924 | 2022 | 0 | 0 | SWHC046-02 | Com Large Gas Water Heaters - Cold ¦ SCG ¦ Cold | Com Large Gas Water Heaters - Cold | 0.004808 | 1 | 1 | CBSA 2019 | 0 | 2012 | 1 | SWHC046-02
COM-WATERHEAT-FS-20.71 | Com ¦ Com Code Large Gas Water Heater (Avg. 0.80 Et 100+ Gal, 0.83 Et 200+ kBtuh) - Cold ¦ SCG ¦ Cold | Com ¦ Com Code Large Gas Water Heater (Avg. 0.80 Et 100+ Gal, 0.83 Et 200+ kBtuh) - Cold | SCG ¦ Cold | SCG | All | Electric & Gas | Large gas WH (avg. 100+ gal 0.80 ET, 200+ kBtuh 0.83 ET) | Average Existing and Code | 0 | Conventional | WaterHeat | Com - School | Com | ROB and NEW | 0 | 1000 sqft2 of floor space | 1000 sqft served | 15 | DEER:Indoor_CFL_Ltg | 0 | 0 | 0 | SWHC046-02 | 191.2015 | 2022 | 0 | 359.0873 | 2022 | 0 | 0 | SWHC046-02 | Com Large Gas Water Heaters - Cold ¦ SCG ¦ Cold | Com Large Gas Water Heaters - Cold | 0.072836 | 1 | 1 | CBSA 2019 | 0 | 2012 | 1 | SWHC046-02
COM-WATERHEAT-FS-20.72 | Com ¦ Com Code Large Gas Water Heater (Avg. 0.80 Et 100+ Gal, 0.83 Et 200+ kBtuh) - Cold ¦ SCG ¦ Cold | Com ¦ Com Code Large Gas Water Heater (Avg. 0.80 Et 100+ Gal, 0.83 Et 200+ kBtuh) - Cold | SCG ¦ Cold | SCG | All | Electric & Gas | Large gas WH (avg. 100+ gal 0.80 ET, 200+ kBtuh 0.83 ET) | Average Existing and Code | 0 | Conventional | WaterHeat | Com - Warehouse | Com | ROB and NEW | 0 | 1000 sqft2 of floor space | 1000 sqft served | 15 | DEER:Indoor_CFL_Ltg | 0 | 0 | 0 | SWHC046-02 | 3.4656 | 2022 | 0 | 6.5086 | 2022 | 0 | 0 | SWHC046-02 | Com Large Gas Water Heaters - Cold ¦ SCG ¦ Cold | Com Large Gas Water Heaters - Cold | 0.098222 | 1 | 1 | CBSA 2019 | 0 | 2012 | 1 | SWHC046-02
COM-WATERHEAT-FS-20.73 | Com ¦ Com Code Large Gas Water Heater (Avg. 0.80 Et 100+ Gal, 0.83 Et 200+ kBtuh) - Marine ¦ SDG&E ¦ Marine | Com ¦ Com Code Large Gas Water Heater (Avg. 0.80 Et 100+ Gal, 0.83 Et 200+ kBtuh) - Marine | SDG&E ¦ Marine | SDG&E | All | Electric & Gas | Large gas WH (avg. 100+ gal 0.80 ET, 200+ kBtuh 0.83 ET) | Average Existing and Code | 0 | Conventional | WaterHeat | Com - College | Com | ROB and NEW | 0 | 1000 sqft2 of floor space | 1000 sqft served | 15 | DEER:Indoor_CFL_Ltg | 0 | 0 | 0 | SWHC046-02 | 120.4275 | 2022 | 0 | 226.1698 | 2022 | 0 | 0 | SWHC046-02 | Com Large Gas Water Heaters - Marine ¦ SDG&E ¦ Marine | Com Large Gas Water Heaters - Marine | 0.17915 | 1 | 1 | CBSA 2019 | 0 | 2012 | 1 | SWHC046-02
COM-WATERHEAT-FS-20.74 | Com ¦ Com Code Large Gas Water Heater (Avg. 0.80 Et 100+ Gal, 0.83 Et 200+ kBtuh) - Marine ¦ SDG&E ¦ Marine | Com ¦ Com Code Large Gas Water Heater (Avg. 0.80 Et 100+ Gal, 0.83 Et 200+ kBtuh) - Marine | SDG&E ¦ Marine | SDG&E | All | Electric & Gas | Large gas WH (avg. 100+ gal 0.80 ET, 200+ kBtuh 0.83 ET) | Average Existing and Code | 0 | Conventional | WaterHeat | Com - Grocery | Com | ROB and NEW | 0 | 1000 sqft2 of floor space | 1000 sqft served | 15 | DEER:Indoor_CFL_Ltg | 0 | 0 | 0 | SWHC046-02 | 99.9311 | 2022 | 0 | 187.6764 | 2022 | 0 | 0 | SWHC046-02 | Com Large Gas Water Heaters - Marine ¦ SDG&E ¦ Marine | Com Large Gas Water Heaters - Marine | 0.039805 | 1 | 1 | CBSA 2019 | 0 | 2012 | 1 | SWHC046-02
COM-WATERHEAT-FS-20.75 | Com ¦ Com Code Large Gas Water Heater (Avg. 0.80 Et 100+ Gal, 0.83 Et 200+ kBtuh) - Marine ¦ SDG&E ¦ Marine | Com ¦ Com Code Large Gas Water Heater (Avg. 0.80 Et 100+ Gal, 0.83 Et 200+ kBtuh) - Marine | SDG&E ¦ Marine | SDG&E | All | Electric & Gas | Large gas WH (avg. 100+ gal 0.80 ET, 200+ kBtuh 0.83 ET) | Average Existing and Code | 0 | Conventional | WaterHeat | Com - Health | Com | ROB and NEW | 0 | 1000 sqft2 of floor space | 1000 sqft served | 15 | DEER:Indoor_CFL_Ltg | 0 | 0 | 0 | SWHC046-02 | 182.408 | 2022 | 0 | 342.5727 | 2022 | 0 | 0 | SWHC046-02 | Com Large Gas Water Heaters - Marine ¦ SDG&E ¦ Marine | Com Large Gas Water Heaters - Marine | 0.18279 | 1 | 1 | CBSA 2019 | 0 | 2012 | 1 | SWHC046-02
COM-WATERHEAT-FS-20.76 | Com ¦ Com Code Large Gas Water Heater (Avg. 0.80 Et 100+ Gal, 0.83 Et 200+ kBtuh) - Marine ¦ SDG&E ¦ Marine | Com ¦ Com Code Large Gas Water Heater (Avg. 0.80 Et 100+ Gal, 0.83 Et 200+ kBtuh) - Marine | SDG&E ¦ Marine | SDG&E | All | Electric & Gas | Large gas WH (avg. 100+ gal 0.80 ET, 200+ kBtuh 0.83 ET) | Average Existing and Code | 0 | Conventional | WaterHeat | Com - Lodging | Com | ROB and NEW | 0 | 1000 sqft2 of floor space | 1000 sqft served | 15 | DEER:Indoor_CFL_Ltg | 0 | 0 | 0 | SWHC046-02 | 114.7727 | 2022 | 0 | 215.5497 | 2022 | 0 | 0 | SWHC046-02 | Com Large Gas Water Heaters - Marine ¦ SDG&E ¦ Marine | Com Large Gas Water Heaters - Marine | 0.29635 | 1 | 1 | CBSA 2019 | 0 | 2012 | 1 | SWHC046-02
COM-WATERHEAT-FS-20.77 | Com ¦ Com Code Large Gas Water Heater (Avg. 0.80 Et 100+ Gal, 0.83 Et 200+ kBtuh) - Marine ¦ SDG&E ¦ Marine | Com ¦ Com Code Large Gas Water Heater (Avg. 0.80 Et 100+ Gal, 0.83 Et 200+ kBtuh) - Marine | SDG&E ¦ Marine | SDG&E | All | Electric & Gas | Large gas WH (avg. 100+ gal 0.80 ET, 200+ kBtuh 0.83 ET) | Average Existing and Code | 0 | Conventional | WaterHeat | Com - Office (Large) | Com | ROB and NEW | 0 | 1000 sqft2 of floor space | 1000 sqft served | 15 | DEER:Indoor_CFL_Ltg | 0 | 0 | 0 | SWHC046-02 | 37.4742 | 2022 | 0 | 70.3786 | 2022 | 0 | 0 | SWHC046-02 | Com Large Gas Water Heaters - Marine ¦ SDG&E ¦ Marine | Com Large Gas Water Heaters - Marine | 0.04091 | 1 | 1 | CBSA 2019 | 0 | 2012 | 1 | SWHC046-02
COM-WATERHEAT-FS-20.78 | Com ¦ Com Code Large Gas Water Heater (Avg. 0.80 Et 100+ Gal, 0.83 Et 200+ kBtuh) - Marine ¦ SDG&E ¦ Marine | Com ¦ Com Code Large Gas Water Heater (Avg. 0.80 Et 100+ Gal, 0.83 Et 200+ kBtuh) - Marine | SDG&E ¦ Marine | SDG&E | All | Electric & Gas | Large gas WH (avg. 100+ gal 0.80 ET, 200+ kBtuh 0.83 ET) | Average Existing and Code | 0 | Conventional | WaterHeat | Com - Office (Small) | Com | ROB and NEW | 0 | 1000 sqft2 of floor space | 1000 sqft served | 15 | DEER:Indoor_CFL_Ltg | 0 | 0 | 0 | SWHC046-02 | 37.4742 | 2022 | 0 | 70.3786 | 2022 | 0 | 0 | SWHC046-02 | Com Large Gas Water Heaters - Marine ¦ SDG&E ¦ Marine | Com Large Gas Water Heaters - Marine | 0.04091 | 1 | 1 | CBSA 2019 | 0 | 2012 | 1 | SWHC046-02
COM-WATERHEAT-FS-20.79 | Com ¦ Com Code Large Gas Water Heater (Avg. 0.80 Et 100+ Gal, 0.83 Et 200+ kBtuh) - Marine ¦ SDG&E ¦ Marine | Com ¦ Com Code Large Gas Water Heater (Avg. 0.80 Et 100+ Gal, 0.83 Et 200+ kBtuh) - Marine | SDG&E ¦ Marine | SDG&E | All | Electric & Gas | Large gas WH (avg. 100+ gal 0.80 ET, 200+ kBtuh 0.83 ET) | Average Existing and Code | 0 | Conventional | WaterHeat | Com - Other | Com | ROB and NEW | 0 | 1000 sqft2 of floor space | 1000 sqft served | 15 | DEER:Indoor_CFL_Ltg | 0 | 0 | 0 | SWHC046-02 | 309.9318 | 2022 | 0 | 582.0697 | 2022 | 0 | 0 | SWHC046-02 | Com Large Gas Water Heaters - Marine ¦ SDG&E ¦ Marine | Com Large Gas Water Heaters - Marine | 0.16753 | 1 | 1 | CBSA 2019 | 0 | 2012 | 1 | SWHC046-02
COM-WATERHEAT-FS-20.80 | Com ¦ Com Code Large Gas Water Heater (Avg. 0.80 Et 100+ Gal, 0.83 Et 200+ kBtuh) - Marine ¦ SDG&E ¦ Marine | Com ¦ Com Code Large Gas Water Heater (Avg. 0.80 Et 100+ Gal, 0.83 Et 200+ kBtuh) - Marine | SDG&E ¦ Marine | SDG&E | All | Electric & Gas | Large gas WH (avg. 100+ gal 0.80 ET, 200+ kBtuh 0.83 ET) | Average Existing and Code | 0 | Conventional | WaterHeat | Com - Refrig. Warehouse | Com | ROB and NEW | 0 | 1000 sqft2 of floor space | 1000 sqft served | 15 | DEER:Indoor_CFL_Ltg | 0 | 0 | 0 | SWHC046-02 | 17.3281 | 2022 | 0 | 32.5431 | 2022 | 0 | 0 | SWHC046-02 | Com Large Gas Water Heaters - Marine ¦ SDG&E ¦ Marine | Com Large Gas Water Heaters - Marine | 0.095771 | 1 | 1 | CBSA 2019 | 0 | 2012 | 1 | SWHC046-02
COM-WATERHEAT-FS-20.81 | Com ¦ Com Code Large Gas Water Heater (Avg. 0.80 Et 100+ Gal, 0.83 Et 200+ kBtuh) - Marine ¦ SDG&E ¦ Marine | Com ¦ Com Code Large Gas Water Heater (Avg. 0.80 Et 100+ Gal, 0.83 Et 200+ kBtuh) - Marine | SDG&E ¦ Marine | SDG&E | All | Electric & Gas | Large gas WH (avg. 100+ gal 0.80 ET, 200+ kBtuh 0.83 ET) | Average Existing and Code | 0 | Conventional | WaterHeat | Com - Restaurant | Com | ROB and NEW | 0 | 1000 sqft2 of floor space | 1000 sqft served | 15 | DEER:Indoor_CFL_Ltg | 0 | 0 | 0 | SWHC046-02 | 1623.3707 | 2022 | 0 | 3048.7834 | 2022 | 0 | 0 | SWHC046-02 | Com Large Gas Water Heaters - Marine ¦ SDG&E ¦ Marine | Com Large Gas Water Heaters - Marine | 0.047202 | 1 | 1 | CBSA 2019 | 0 | 2012 | 1 | SWHC046-02
COM-WATERHEAT-FS-20.82 | Com ¦ Com Code Large Gas Water Heater (Avg. 0.80 Et 100+ Gal, 0.83 Et 200+ kBtuh) - Marine ¦ SDG&E ¦ Marine | Com ¦ Com Code Large Gas Water Heater (Avg. 0.80 Et 100+ Gal, 0.83 Et 200+ kBtuh) - Marine | SDG&E ¦ Marine | SDG&E | All | Electric & Gas | Large gas WH (avg. 100+ gal 0.80 ET, 200+ kBtuh 0.83 ET) | Average Existing and Code | 0 | Conventional | WaterHeat | Com - Retail | Com | ROB and NEW | 0 | 1000 sqft2 of floor space | 1000 sqft served | 15 | DEER:Indoor_CFL_Ltg | 0 | 0 | 0 | SWHC046-02 | 23.2115 | 2022 | 0 | 43.5924 | 2022 | 0 | 0 | SWHC046-02 | Com Large Gas Water Heaters - Marine ¦ SDG&E ¦ Marine | Com Large Gas Water Heaters - Marine | 0.004808 | 1 | 1 | CBSA 2019 | 0 | 2012 | 1 | SWHC046-02
COM-WATERHEAT-FS-20.83 | Com ¦ Com Code Large Gas Water Heater (Avg. 0.80 Et 100+ Gal, 0.83 Et 200+ kBtuh) - Marine ¦ SDG&E ¦ Marine | Com ¦ Com Code Large Gas Water Heater (Avg. 0.80 Et 100+ Gal, 0.83 Et 200+ kBtuh) - Marine | SDG&E ¦ Marine | SDG&E | All | Electric & Gas | Large gas WH (avg. 100+ gal 0.80 ET, 200+ kBtuh 0.83 ET) | Average Existing and Code | 0 | Conventional | WaterHeat | Com - School | Com | ROB and NEW | 0 | 1000 sqft2 of floor space | 1000 sqft served | 15 | DEER:Indoor_CFL_Ltg | 0 | 0 | 0 | SWHC046-02 | 191.2015 | 2022 | 0 | 359.0873 | 2022 | 0 | 0 | SWHC046-02 | Com Large Gas Water Heaters - Marine ¦ SDG&E ¦ Marine | Com Large Gas Water Heaters - Marine | 0.072836 | 1 | 1 | CBSA 2019 | 0 | 2012 | 1 | SWHC046-02
COM-WATERHEAT-FS-20.84 | Com ¦ Com Code Large Gas Water Heater (Avg. 0.80 Et 100+ Gal, 0.83 Et 200+ kBtuh) - Marine ¦ SDG&E ¦ Marine | Com ¦ Com Code Large Gas Water Heater (Avg. 0.80 Et 100+ Gal, 0.83 Et 200+ kBtuh) - Marine | SDG&E ¦ Marine | SDG&E | All | Electric & Gas | Large gas WH (avg. 100+ gal 0.80 ET, 200+ kBtuh 0.83 ET) | Average Existing and Code | 0 | Conventional | WaterHeat | Com - Warehouse | Com | ROB and NEW | 0 | 1000 sqft2 of floor space | 1000 sqft served | 15 | DEER:Indoor_CFL_Ltg | 0 | 0 | 0 | SWHC046-02 | 3.4656 | 2022 | 0 | 6.5086 | 2022 | 0 | 0 | SWHC046-02 | Com Large Gas Water Heaters - Marine ¦ SDG&E ¦ Marine | Com Large Gas Water Heaters - Marine | 0.098222 | 1 | 1 | CBSA 2019 | 0 | 2012 | 1 | SWHC046-02
COM-WATERHEAT-FS-20.85 | Com ¦ Com Code Large Gas Water Heater (Avg. 0.80 Et 100+ Gal, 0.83 Et 200+ kBtuh) - Hot-Dry ¦ SDG&E ¦ Hot-Dry | Com ¦ Com Code Large Gas Water Heater (Avg. 0.80 Et 100+ Gal, 0.83 Et 200+ kBtuh) - Hot-Dry | SDG&E ¦ Hot-Dry | SDG&E | All | Electric & Gas | Large gas WH (avg. 100+ gal 0.80 ET, 200+ kBtuh 0.83 ET) | Average Existing and Code | 0 | Conventional | WaterHeat | Com - College | Com | ROB and NEW | 0 | 1000 sqft2 of floor space | 1000 sqft served | 15 | DEER:Indoor_CFL_Ltg | 0 | 0 | 0 | SWHC046-02 | 120.4275 | 2022 | 0 | 226.1698 | 2022 | 0 | 0 | SWHC046-02 | Com Large Gas Water Heaters - Hot-Dry ¦ SDG&E ¦ Hot-Dry | Com Large Gas Water Heaters - Hot-Dry | 0.17915 | 1 | 1 | CBSA 2019 | 0 | 2012 | 1 | SWHC046-02
COM-WATERHEAT-FS-20.86 | Com ¦ Com Code Large Gas Water Heater (Avg. 0.80 Et 100+ Gal, 0.83 Et 200+ kBtuh) - Hot-Dry ¦ SDG&E ¦ Hot-Dry | Com ¦ Com Code Large Gas Water Heater (Avg. 0.80 Et 100+ Gal, 0.83 Et 200+ kBtuh) - Hot-Dry | SDG&E ¦ Hot-Dry | SDG&E | All | Electric & Gas | Large gas WH (avg. 100+ gal 0.80 ET, 200+ kBtuh 0.83 ET) | Average Existing and Code | 0 | Conventional | WaterHeat | Com - Grocery | Com | ROB and NEW | 0 | 1000 sqft2 of floor space | 1000 sqft served | 15 | DEER:Indoor_CFL_Ltg | 0 | 0 | 0 | SWHC046-02 | 99.9311 | 2022 | 0 | 187.6764 | 2022 | 0 | 0 | SWHC046-02 | Com Large Gas Water Heaters - Hot-Dry ¦ SDG&E ¦ Hot-Dry | Com Large Gas Water Heaters - Hot-Dry | 0.039805 | 1 | 1 | CBSA 2019 | 0 | 2012 | 1 | SWHC046-02
COM-WATERHEAT-FS-20.87 | Com ¦ Com Code Large Gas Water Heater (Avg. 0.80 Et 100+ Gal, 0.83 Et 200+ kBtuh) - Hot-Dry ¦ SDG&E ¦ Hot-Dry | Com ¦ Com Code Large Gas Water Heater (Avg. 0.80 Et 100+ Gal, 0.83 Et 200+ kBtuh) - Hot-Dry | SDG&E ¦ Hot-Dry | SDG&E | All | Electric & Gas | Large gas WH (avg. 100+ gal 0.80 ET, 200+ kBtuh 0.83 ET) | Average Existing and Code | 0 | Conventional | WaterHeat | Com - Health | Com | ROB and NEW | 0 | 1000 sqft2 of floor space | 1000 sqft served | 15 | DEER:Indoor_CFL_Ltg | 0 | 0 | 0 | SWHC046-02 | 182.408 | 2022 | 0 | 342.5727 | 2022 | 0 | 0 | SWHC046-02 | Com Large Gas Water Heaters - Hot-Dry ¦ SDG&E ¦ Hot-Dry | Com Large Gas Water Heaters - Hot-Dry | 0.18279 | 1 | 1 | CBSA 2019 | 0 | 2012 | 1 | SWHC046-02
COM-WATERHEAT-FS-20.88 | Com ¦ Com Code Large Gas Water Heater (Avg. 0.80 Et 100+ Gal, 0.83 Et 200+ kBtuh) - Hot-Dry ¦ SDG&E ¦ Hot-Dry | Com ¦ Com Code Large Gas Water Heater (Avg. 0.80 Et 100+ Gal, 0.83 Et 200+ kBtuh) - Hot-Dry | SDG&E ¦ Hot-Dry | SDG&E | All | Electric & Gas | Large gas WH (avg. 100+ gal 0.80 ET, 200+ kBtuh 0.83 ET) | Average Existing and Code | 0 | Conventional | WaterHeat | Com - Lodging | Com | ROB and NEW | 0 | 1000 sqft2 of floor space | 1000 sqft served | 15 | DEER:Indoor_CFL_Ltg | 0 | 0 | 0 | SWHC046-02 | 114.7727 | 2022 | 0 | 215.5497 | 2022 | 0 | 0 | SWHC046-02 | Com Large Gas Water Heaters - Hot-Dry ¦ SDG&E ¦ Hot-Dry | Com Large Gas Water Heaters - Hot-Dry | 0.29635 | 1 | 1 | CBSA 2019 | 0 | 2012 | 1 | SWHC046-02
COM-WATERHEAT-FS-20.89 | Com ¦ Com Code Large Gas Water Heater (Avg. 0.80 Et 100+ Gal, 0.83 Et 200+ kBtuh) - Hot-Dry ¦ SDG&E ¦ Hot-Dry | Com ¦ Com Code Large Gas Water Heater (Avg. 0.80 Et 100+ Gal, 0.83 Et 200+ kBtuh) - Hot-Dry | SDG&E ¦ Hot-Dry | SDG&E | All | Electric & Gas | Large gas WH (avg. 100+ gal 0.80 ET, 200+ kBtuh 0.83 ET) | Average Existing and Code | 0 | Conventional | WaterHeat | Com - Office (Large) | Com | ROB and NEW | 0 | 1000 sqft2 of floor space | 1000 sqft served | 15 | DEER:Indoor_CFL_Ltg | 0 | 0 | 0 | SWHC046-02 | 37.4742 | 2022 | 0 | 70.3786 | 2022 | 0 | 0 | SWHC046-02 | Com Large Gas Water Heaters - Hot-Dry ¦ SDG&E ¦ Hot-Dry | Com Large Gas Water Heaters - Hot-Dry | 0.04091 | 1 | 1 | CBSA 2019 | 0 | 2012 | 1 | SWHC046-02
COM-WATERHEAT-FS-20.90 | Com ¦ Com Code Large Gas Water Heater (Avg. 0.80 Et 100+ Gal, 0.83 Et 200+ kBtuh) - Hot-Dry ¦ SDG&E ¦ Hot-Dry | Com ¦ Com Code Large Gas Water Heater (Avg. 0.80 Et 100+ Gal, 0.83 Et 200+ kBtuh) - Hot-Dry | SDG&E ¦ Hot-Dry | SDG&E | All | Electric & Gas | Large gas WH (avg. 100+ gal 0.80 ET, 200+ kBtuh 0.83 ET) | Average Existing and Code | 0 | Conventional | WaterHeat | Com - Office (Small) | Com | ROB and NEW | 0 | 1000 sqft2 of floor space | 1000 sqft served | 15 | DEER:Indoor_CFL_Ltg | 0 | 0 | 0 | SWHC046-02 | 37.4742 | 2022 | 0 | 70.3786 | 2022 | 0 | 0 | SWHC046-02 | Com Large Gas Water Heaters - Hot-Dry ¦ SDG&E ¦ Hot-Dry | Com Large Gas Water Heaters - Hot-Dry | 0.04091 | 1 | 1 | CBSA 2019 | 0 | 2012 | 1 | SWHC046-02
COM-WATERHEAT-FS-20.91 | Com ¦ Com Code Large Gas Water Heater (Avg. 0.80 Et 100+ Gal, 0.83 Et 200+ kBtuh) - Hot-Dry ¦ SDG&E ¦ Hot-Dry | Com ¦ Com Code Large Gas Water Heater (Avg. 0.80 Et 100+ Gal, 0.83 Et 200+ kBtuh) - Hot-Dry | SDG&E ¦ Hot-Dry | SDG&E | All | Electric & Gas | Large gas WH (avg. 100+ gal 0.80 ET, 200+ kBtuh 0.83 ET) | Average Existing and Code | 0 | Conventional | WaterHeat | Com - Other | Com | ROB and NEW | 0 | 1000 sqft2 of floor space | 1000 sqft served | 15 | DEER:Indoor_CFL_Ltg | 0 | 0 | 0 | SWHC046-02 | 309.9318 | 2022 | 0 | 582.0697 | 2022 | 0 | 0 | SWHC046-02 | Com Large Gas Water Heaters - Hot-Dry ¦ SDG&E ¦ Hot-Dry | Com Large Gas Water Heaters - Hot-Dry | 0.16753 | 1 | 1 | CBSA 2019 | 0 | 2012 | 1 | SWHC046-02
COM-WATERHEAT-FS-20.92 | Com ¦ Com Code Large Gas Water Heater (Avg. 0.80 Et 100+ Gal, 0.83 Et 200+ kBtuh) - Hot-Dry ¦ SDG&E ¦ Hot-Dry | Com ¦ Com Code Large Gas Water Heater (Avg. 0.80 Et 100+ Gal, 0.83 Et 200+ kBtuh) - Hot-Dry | SDG&E ¦ Hot-Dry | SDG&E | All | Electric & Gas | Large gas WH (avg. 100+ gal 0.80 ET, 200+ kBtuh 0.83 ET) | Average Existing and Code | 0 | Conventional | WaterHeat | Com - Refrig. Warehouse | Com | ROB and NEW | 0 | 1000 sqft2 of floor space | 1000 sqft served | 15 | DEER:Indoor_CFL_Ltg | 0 | 0 | 0 | SWHC046-02 | 17.3281 | 2022 | 0 | 32.5431 | 2022 | 0 | 0 | SWHC046-02 | Com Large Gas Water Heaters - Hot-Dry ¦ SDG&E ¦ Hot-Dry | Com Large Gas Water Heaters - Hot-Dry | 0.095771 | 1 | 1 | CBSA 2019 | 0 | 2012 | 1 | SWHC046-02
COM-WATERHEAT-FS-20.93 | Com ¦ Com Code Large Gas Water Heater (Avg. 0.80 Et 100+ Gal, 0.83 Et 200+ kBtuh) - Hot-Dry ¦ SDG&E ¦ Hot-Dry | Com ¦ Com Code Large Gas Water Heater (Avg. 0.80 Et 100+ Gal, 0.83 Et 200+ kBtuh) - Hot-Dry | SDG&E ¦ Hot-Dry | SDG&E | All | Electric & Gas | Large gas WH (avg. 100+ gal 0.80 ET, 200+ kBtuh 0.83 ET) | Average Existing and Code | 0 | Conventional | WaterHeat | Com - Restaurant | Com | ROB and NEW | 0 | 1000 sqft2 of floor space | 1000 sqft served | 15 | DEER:Indoor_CFL_Ltg | 0 | 0 | 0 | SWHC046-02 | 1623.3707 | 2022 | 0 | 3048.7834 | 2022 | 0 | 0 | SWHC046-02 | Com Large Gas Water Heaters - Hot-Dry ¦ SDG&E ¦ Hot-Dry | Com Large Gas Water Heaters - Hot-Dry | 0.047202 | 1 | 1 | CBSA 2019 | 0 | 2012 | 1 | SWHC046-02
COM-WATERHEAT-FS-20.94 | Com ¦ Com Code Large Gas Water Heater (Avg. 0.80 Et 100+ Gal, 0.83 Et 200+ kBtuh) - Hot-Dry ¦ SDG&E ¦ Hot-Dry | Com ¦ Com Code Large Gas Water Heater (Avg. 0.80 Et 100+ Gal, 0.83 Et 200+ kBtuh) - Hot-Dry | SDG&E ¦ Hot-Dry | SDG&E | All | Electric & Gas | Large gas WH (avg. 100+ gal 0.80 ET, 200+ kBtuh 0.83 ET) | Average Existing and Code | 0 | Conventional | WaterHeat | Com - Retail | Com | ROB and NEW | 0 | 1000 sqft2 of floor space | 1000 sqft served | 15 | DEER:Indoor_CFL_Ltg | 0 | 0 | 0 | SWHC046-02 | 23.2115 | 2022 | 0 | 43.5924 | 2022 | 0 | 0 | SWHC046-02 | Com Large Gas Water Heaters - Hot-Dry ¦ SDG&E ¦ Hot-Dry | Com Large Gas Water Heaters - Hot-Dry | 0.004808 | 1 | 1 | CBSA 2019 | 0 | 2012 | 1 | SWHC046-02
COM-WATERHEAT-FS-20.95 | Com ¦ Com Code Large Gas Water Heater (Avg. 0.80 Et 100+ Gal, 0.83 Et 200+ kBtuh) - Hot-Dry ¦ SDG&E ¦ Hot-Dry | Com ¦ Com Code Large Gas Water Heater (Avg. 0.80 Et 100+ Gal, 0.83 Et 200+ kBtuh) - Hot-Dry | SDG&E ¦ Hot-Dry | SDG&E | All | Electric & Gas | Large gas WH (avg. 100+ gal 0.80 ET, 200+ kBtuh 0.83 ET) | Average Existing and Code | 0 | Conventional | WaterHeat | Com - School | Com | ROB and NEW | 0 | 1000 sqft2 of floor space | 1000 sqft served | 15 | DEER:Indoor_CFL_Ltg | 0 | 0 | 0 | SWHC046-02 | 191.2015 | 2022 | 0 | 359.0873 | 2022 | 0 | 0 | SWHC046-02 | Com Large Gas Water Heaters - Hot-Dry ¦ SDG&E ¦ Hot-Dry | Com Large Gas Water Heaters - Hot-Dry | 0.072836 | 1 | 1 | CBSA 2019 | 0 | 2012 | 1 | SWHC046-02
COM-WATERHEAT-FS-20.96 | Com ¦ Com Code Large Gas Water Heater (Avg. 0.80 Et 100+ Gal, 0.83 Et 200+ kBtuh) - Hot-Dry ¦ SDG&E ¦ Hot-Dry | Com ¦ Com Code Large Gas Water Heater (Avg. 0.80 Et 100+ Gal, 0.83 Et 200+ kBtuh) - Hot-Dry | SDG&E ¦ Hot-Dry | SDG&E | All | Electric & Gas | Large gas WH (avg. 100+ gal 0.80 ET, 200+ kBtuh 0.83 ET) | Average Existing and Code | 0 | Conventional | WaterHeat | Com - Warehouse | Com | ROB and NEW | 0 | 1000 sqft2 of floor space | 1000 sqft served | 15 | DEER:Indoor_CFL_Ltg | 0 | 0 | 0 | SWHC046-02 | 3.4656 | 2022 | 0 | 6.5086 | 2022 | 0 | 0 | SWHC046-02 | Com Large Gas Water Heaters - Hot-Dry ¦ SDG&E ¦ Hot-Dry | Com Large Gas Water Heaters - Hot-Dry | 0.098222 | 1 | 1 | CBSA 2019 | 0 | 2012 | 1 | SWHC046-02
COM-WATERHEAT-FS-21.1 | Com ¦ Com Heat Pump Water Heater (4.3 COP - 100+ Gal, 200+ kBtuh) - Fuel Sub - Marine ¦ PG&E ¦ Marine | Com ¦ Com Heat Pump Water Heater (4.3 COP - 100+ Gal, 200+ kBtuh) - Fuel Sub - Marine | PG&E ¦ Marine | PG&E | All | Electric & Gas | Large HPWH 4.3 COP Com (100+ gal) | Efficient | 2030 | Conventional | WaterHeat | Com - College | Com | ROB Only | 1 | 1000 sqft2 of floor space | 1000 sqft served | 10 | DEER:Indoor_CFL_Ltg | 459.5123 | 0 | -62.1415 | SWHC046-02 | 2200.2535 | 2022 | 0 | 233.8255 | 2022 | 0 | -11.1847 | SWHC046-02 | Com Large Gas Water Heaters - Marine ¦ PG&E ¦ Marine | Com Large Gas Water Heaters - Marine | 0.17915 | 1 | 0 | CBSA 2019 | 20.2504 | 2032 | 1 | SWHC046-02
COM-WATERHEAT-FS-21.2 | Com ¦ Com Heat Pump Water Heater (4.3 COP - 100+ Gal, 200+ kBtuh) - Fuel Sub - Marine ¦ PG&E ¦ Marine | Com ¦ Com Heat Pump Water Heater (4.3 COP - 100+ Gal, 200+ kBtuh) - Fuel Sub - Marine | PG&E ¦ Marine | PG&E | All | Electric & Gas | Large HPWH 4.3 COP Com (100+ gal) | Efficient | 2030 | Conventional | WaterHeat | Com - Grocery | Com | ROB Only | 1 | 1000 sqft2 of floor space | 1000 sqft served | 10 | DEER:Indoor_CFL_Ltg | 630.5472 | 0 | -84.8995 | SWHC046-02 | 1825.7766 | 2022 | 0 | 194.0291 | 2022 | 0 | -9.2811 | SWHC046-02 | Com Large Gas Water Heaters - Marine ¦ PG&E ¦ Marine | Com Large Gas Water Heaters - Marine | 0.039805 | 1 | 0 | CBSA 2019 | 164.7076 | 2032 | 1 | SWHC046-02
COM-WATERHEAT-FS-21.3 | Com ¦ Com Heat Pump Water Heater (4.3 COP - 100+ Gal, 200+ kBtuh) - Fuel Sub - Marine ¦ PG&E ¦ Marine | Com ¦ Com Heat Pump Water Heater (4.3 COP - 100+ Gal, 200+ kBtuh) - Fuel Sub - Marine | PG&E ¦ Marine | PG&E | All | Electric & Gas | Large HPWH 4.3 COP Com (100+ gal) | Efficient | 2030 | Conventional | WaterHeat | Com - Health | Com | ROB Only | 1 | 1000 sqft2 of floor space | 1000 sqft served | 10 | DEER:Indoor_CFL_Ltg | 1291.3281 | 0 | -178.2042 | SWHC046-02 | 3332.659 | 2022 | 0 | 354.1686 | 2022 | 0 | -16.9411 | SWHC046-02 | Com Large Gas Water Heaters - Marine ¦ PG&E ¦ Marine | Com Large Gas Water Heaters - Marine | 0.18279 | 1 | 0 | CBSA 2019 | 401.6688 | 2032 | 1 | SWHC046-02
COM-WATERHEAT-FS-21.4 | Com ¦ Com Heat Pump Water Heater (4.3 COP - 100+ Gal, 200+ kBtuh) - Fuel Sub - Marine ¦ PG&E ¦ Marine | Com ¦ Com Heat Pump Water Heater (4.3 COP - 100+ Gal, 200+ kBtuh) - Fuel Sub - Marine | PG&E ¦ Marine | PG&E | All | Electric & Gas | Large HPWH 4.3 COP Com (100+ gal) | Efficient | 2030 | Conventional | WaterHeat | Com - Lodging | Com | ROB Only | 1 | 1000 sqft2 of floor space | 1000 sqft served | 10 | DEER:Indoor_CFL_Ltg | 1013.023 | 0 | -136.7437 | SWHC046-02 | 2096.9378 | 2022 | 0 | 222.8459 | 2022 | 0 | -10.6595 | SWHC046-02 | Com Large Gas Water Heaters - Marine ¦ PG&E ¦ Marine | Com Large Gas Water Heaters - Marine | 0.29635 | 1 | 0 | CBSA 2019 | 985.7711 | 2032 | 1 | SWHC046-02
COM-WATERHEAT-FS-21.5 | Com ¦ Com Heat Pump Water Heater (4.3 COP - 100+ Gal, 200+ kBtuh) - Fuel Sub - Marine ¦ PG&E ¦ Marine | Com ¦ Com Heat Pump Water Heater (4.3 COP - 100+ Gal, 200+ kBtuh) - Fuel Sub - Marine | PG&E ¦ Marine | PG&E | All | Electric & Gas | Large HPWH 4.3 COP Com (100+ gal) | Efficient | 2030 | Conventional | WaterHeat | Com - Office (Large) | Com | ROB Only | 1 | 1000 sqft2 of floor space | 1000 sqft served | 10 | DEER:Indoor_CFL_Ltg | 126.6408 | 0 | -17.4906 | SWHC046-02 | 684.6662 | 2022 | 0 | 72.7609 | 2022 | 0 | -3.4804 | SWHC046-02 | Com Large Gas Water Heaters - Marine ¦ PG&E ¦ Marine | Com Large Gas Water Heaters - Marine | 0.04091 | 1 | 0 | CBSA 2019 | 58.5374 | 2032 | 1 | SWHC046-02
COM-WATERHEAT-FS-21.6 | Com ¦ Com Heat Pump Water Heater (4.3 COP - 100+ Gal, 200+ kBtuh) - Fuel Sub - Marine ¦ PG&E ¦ Marine | Com ¦ Com Heat Pump Water Heater (4.3 COP - 100+ Gal, 200+ kBtuh) - Fuel Sub - Marine | PG&E ¦ Marine | PG&E | All | Electric & Gas | Large HPWH 4.3 COP Com (100+ gal) | Efficient | 2030 | Conventional | WaterHeat | Com - Office (Small) | Com | ROB Only | 1 | 1000 sqft2 of floor space | 1000 sqft served | 10 | DEER:Indoor_CFL_Ltg | 118.6704 | 0 | -16.0736 | SWHC046-02 | 684.6662 | 2022 | 0 | 72.7609 | 2022 | 0 | -3.4804 | SWHC046-02 | Com Large Gas Water Heaters - Marine ¦ PG&E ¦ Marine | Com Large Gas Water Heaters - Marine | 0.04091 | 1 | 0 | CBSA 2019 | 12.6463 | 2032 | 1 | SWHC046-02
COM-WATERHEAT-FS-21.7 | Com ¦ Com Heat Pump Water Heater (4.3 COP - 100+ Gal, 200+ kBtuh) - Fuel Sub - Marine ¦ PG&E ¦ Marine | Com ¦ Com Heat Pump Water Heater (4.3 COP - 100+ Gal, 200+ kBtuh) - Fuel Sub - Marine | PG&E ¦ Marine | PG&E | All | Electric & Gas | Large HPWH 4.3 COP Com (100+ gal) | Efficient | 2030 | Conventional | WaterHeat | Com - Other | Com | ROB Only | 1 | 1000 sqft2 of floor space | 1000 sqft served | 10 | DEER:Indoor_CFL_Ltg | 1560.0962 | 0 | -205.8155 | SWHC046-02 | 5662.5631 | 2022 | 0 | 601.7723 | 2022 | 0 | -28.7849 | SWHC046-02 | Com Large Gas Water Heaters - Marine ¦ PG&E ¦ Marine | Com Large Gas Water Heaters - Marine | 0.16753 | 1 | 0 | CBSA 2019 | 422.8798 | 2032 | 1 | SWHC046-02
COM-WATERHEAT-FS-21.8 | Com ¦ Com Heat Pump Water Heater (4.3 COP - 100+ Gal, 200+ kBtuh) - Fuel Sub - Marine ¦ PG&E ¦ Marine | Com ¦ Com Heat Pump Water Heater (4.3 COP - 100+ Gal, 200+ kBtuh) - Fuel Sub - Marine | PG&E ¦ Marine | PG&E | All | Electric & Gas | Large HPWH 4.3 COP Com (100+ gal) | Efficient | 2030 | Conventional | WaterHeat | Com - Refrig. Warehouse | Com | ROB Only | 1 | 1000 sqft2 of floor space | 1000 sqft served | 10 | DEER:Indoor_CFL_Ltg | 128.174 | 0 | -17.8952 | SWHC046-02 | 316.5897 | 2022 | 0 | 33.6446 | 2022 | 0 | -1.6093 | SWHC046-02 | Com Large Gas Water Heaters - Marine ¦ PG&E ¦ Marine | Com Large Gas Water Heaters - Marine | 0.095771 | 1 | 0 | CBSA 2019 | 10.3522 | 2032 | 1 | SWHC046-02
COM-WATERHEAT-FS-21.9 | Com ¦ Com Heat Pump Water Heater (4.3 COP - 100+ Gal, 200+ kBtuh) - Fuel Sub - Marine ¦ PG&E ¦ Marine | Com ¦ Com Heat Pump Water Heater (4.3 COP - 100+ Gal, 200+ kBtuh) - Fuel Sub - Marine | PG&E ¦ Marine | PG&E | All | Electric & Gas | Large HPWH 4.3 COP Com (100+ gal) | Efficient | 2030 | Conventional | WaterHeat | Com - Restaurant | Com | ROB Only | 1 | 1000 sqft2 of floor space | 1000 sqft served | 10 | DEER:Indoor_CFL_Ltg | 5372.0497 | 0 | -780.3079 | SWHC046-02 | 29659.5559 | 2022 | 0 | 3151.9824 | 2022 | 0 | -150.7703 | SWHC046-02 | Com Large Gas Water Heaters - Marine ¦ PG&E ¦ Marine | Com Large Gas Water Heaters - Marine | 0.047202 | 1 | 0 | CBSA 2019 | 90.393 | 2032 | 1 | SWHC046-02
COM-WATERHEAT-FS-21.10 | Com ¦ Com Heat Pump Water Heater (4.3 COP - 100+ Gal, 200+ kBtuh) - Fuel Sub - Marine ¦ PG&E ¦ Marine | Com ¦ Com Heat Pump Water Heater (4.3 COP - 100+ Gal, 200+ kBtuh) - Fuel Sub - Marine | PG&E ¦ Marine | PG&E | All | Electric & Gas | Large HPWH 4.3 COP Com (100+ gal) | Efficient | 2030 | Conventional | WaterHeat | Com - Retail | Com | ROB Only | 1 | 1000 sqft2 of floor space | 1000 sqft served | 10 | DEER:Indoor_CFL_Ltg | 86.3386 | 0 | -11.5324 | SWHC046-02 | 424.0815 | 2022 | 0 | 45.068 | 2022 | 0 | -2.1558 | SWHC046-02 | Com Large Gas Water Heaters - Marine ¦ PG&E ¦ Marine | Com Large Gas Water Heaters - Marine | 0.004808 | 1 | 0 | CBSA 2019 | 1722.6603 | 2032 | 1 | SWHC046-02
COM-WATERHEAT-FS-21.11 | Com ¦ Com Heat Pump Water Heater (4.3 COP - 100+ Gal, 200+ kBtuh) - Fuel Sub - Marine ¦ PG&E ¦ Marine | Com ¦ Com Heat Pump Water Heater (4.3 COP - 100+ Gal, 200+ kBtuh) - Fuel Sub - Marine | PG&E ¦ Marine | PG&E | All | Electric & Gas | Large HPWH 4.3 COP Com (100+ gal) | Efficient | 2030 | Conventional | WaterHeat | Com - School | Com | ROB Only | 1 | 1000 sqft2 of floor space | 1000 sqft served | 10 | DEER:Indoor_CFL_Ltg | 468.6269 | 0 | -62.775 | SWHC046-02 | 3493.3183 | 2022 | 0 | 371.2422 | 2022 | 0 | -17.7578 | SWHC046-02 | Com Large Gas Water Heaters - Marine ¦ PG&E ¦ Marine | Com Large Gas Water Heaters - Marine | 0.072836 | 1 | 0 | CBSA 2019 | 26.8257 | 2032 | 1 | SWHC046-02
COM-WATERHEAT-FS-21.12 | Com ¦ Com Heat Pump Water Heater (4.3 COP - 100+ Gal, 200+ kBtuh) - Fuel Sub - Marine ¦ PG&E ¦ Marine | Com ¦ Com Heat Pump Water Heater (4.3 COP - 100+ Gal, 200+ kBtuh) - Fuel Sub - Marine | PG&E ¦ Marine | PG&E | All | Electric & Gas | Large HPWH 4.3 COP Com (100+ gal) | Efficient | 2030 | Conventional | WaterHeat | Com - Warehouse | Com | ROB Only | 1 | 1000 sqft2 of floor space | 1000 sqft served | 10 | DEER:Indoor_CFL_Ltg | 14.2507 | 0 | -1.8591 | SWHC046-02 | 63.3179 | 2022 | 0 | 6.7289 | 2022 | 0 | -0.32187 | SWHC046-02 | Com Large Gas Water Heaters - Marine ¦ PG&E ¦ Marine | Com Large Gas Water Heaters - Marine | 0.098222 | 1 | 0 | CBSA 2019 | 13.1772 | 2032 | 1 | SWHC046-02
COM-WATERHEAT-FS-21.13 | Com ¦ Com Heat Pump Water Heater (4.3 COP - 100+ Gal, 200+ kBtuh) - Fuel Sub - Hot-Dry ¦ PG&E ¦ Hot-Dry | Com ¦ Com Heat Pump Water Heater (4.3 COP - 100+ Gal, 200+ kBtuh) - Fuel Sub - Hot-Dry | PG&E ¦ Hot-Dry | PG&E | All | Electric & Gas | Large HPWH 4.3 COP Com (100+ gal) | Efficient | 2030 | Conventional | WaterHeat | Com - College | Com | ROB Only | 1 | 1000 sqft2 of floor space | 1000 sqft served | 10 | DEER:Indoor_CFL_Ltg | 443.3366 | 0 | -59.3856 | SWHC046-02 | 2200.2535 | 2022 | 0 | 233.8255 | 2022 | 0 | -11.1847 | SWHC046-02 | Com Large Gas Water Heaters - Hot-Dry ¦ PG&E ¦ Hot-Dry | Com Large Gas Water Heaters - Hot-Dry | 0.17915 | 1 | 0 | CBSA 2019 | 19.2094 | 2032 | 1 | SWHC046-02
COM-WATERHEAT-FS-21.14 | Com ¦ Com Heat Pump Water Heater (4.3 COP - 100+ Gal, 200+ kBtuh) - Fuel Sub - Hot-Dry ¦ PG&E ¦ Hot-Dry | Com ¦ Com Heat Pump Water Heater (4.3 COP - 100+ Gal, 200+ kBtuh) - Fuel Sub - Hot-Dry | PG&E ¦ Hot-Dry | PG&E | All | Electric & Gas | Large HPWH 4.3 COP Com (100+ gal) | Efficient | 2030 | Conventional | WaterHeat | Com - Grocery | Com | ROB Only | 1 | 1000 sqft2 of floor space | 1000 sqft served | 10 | DEER:Indoor_CFL_Ltg | 604.5696 | 0 | -80.7667 | SWHC046-02 | 1825.7766 | 2022 | 0 | 194.0291 | 2022 | 0 | -9.2811 | SWHC046-02 | Com Large Gas Water Heaters - Hot-Dry ¦ PG&E ¦ Hot-Dry | Com Large Gas Water Heaters - Hot-Dry | 0.039805 | 1 | 0 | CBSA 2019 | 156.5862 | 2032 | 1 | SWHC046-02
COM-WATERHEAT-FS-21.15 | Com ¦ Com Heat Pump Water Heater (4.3 COP - 100+ Gal, 200+ kBtuh) - Fuel Sub - Hot-Dry ¦ PG&E ¦ Hot-Dry | Com ¦ Com Heat Pump Water Heater (4.3 COP - 100+ Gal, 200+ kBtuh) - Fuel Sub - Hot-Dry | PG&E ¦ Hot-Dry | PG&E | All | Electric & Gas | Large HPWH 4.3 COP Com (100+ gal) | Efficient | 2030 | Conventional | WaterHeat | Com - Health | Com | ROB Only | 1 | 1000 sqft2 of floor space | 1000 sqft served | 10 | DEER:Indoor_CFL_Ltg | 1244.5596 | 0 | -169.3406 | SWHC046-02 | 3332.659 | 2022 | 0 | 354.1686 | 2022 | 0 | -16.9411 | SWHC046-02 | Com Large Gas Water Heaters - Hot-Dry ¦ PG&E ¦ Hot-Dry | Com Large Gas Water Heaters - Hot-Dry | 0.18279 | 1 | 0 | CBSA 2019 | 381.4317 | 2032 | 1 | SWHC046-02
COM-WATERHEAT-FS-21.16 | Com ¦ Com Heat Pump Water Heater (4.3 COP - 100+ Gal, 200+ kBtuh) - Fuel Sub - Hot-Dry ¦ PG&E ¦ Hot-Dry | Com ¦ Com Heat Pump Water Heater (4.3 COP - 100+ Gal, 200+ kBtuh) - Fuel Sub - Hot-Dry | PG&E ¦ Hot-Dry | PG&E | All | Electric & Gas | Large HPWH 4.3 COP Com (100+ gal) | Efficient | 2030 | Conventional | WaterHeat | Com - Lodging | Com | ROB Only | 1 | 1000 sqft2 of floor space | 1000 sqft served | 10 | DEER:Indoor_CFL_Ltg | 975.7076 | 0 | -130.0696 | SWHC046-02 | 2096.9378 | 2022 | 0 | 222.8459 | 2022 | 0 | -10.6595 | SWHC046-02 | Com Large Gas Water Heaters - Hot-Dry ¦ PG&E ¦ Hot-Dry | Com Large Gas Water Heaters - Hot-Dry | 0.29635 | 1 | 0 | CBSA 2019 | 936.9922 | 2032 | 1 | SWHC046-02
COM-WATERHEAT-FS-21.17 | Com ¦ Com Heat Pump Water Heater (4.3 COP - 100+ Gal, 200+ kBtuh) - Fuel Sub - Hot-Dry ¦ PG&E ¦ Hot-Dry | Com ¦ Com Heat Pump Water Heater (4.3 COP - 100+ Gal, 200+ kBtuh) - Fuel Sub - Hot-Dry | PG&E ¦ Hot-Dry | PG&E | All | Electric & Gas | Large HPWH 4.3 COP Com (100+ gal) | Efficient | 2030 | Conventional | WaterHeat | Com - Office (Large) | Com | ROB Only | 1 | 1000 sqft2 of floor space | 1000 sqft served | 10 | DEER:Indoor_CFL_Ltg | 123.0984 | 0 | -16.6493 | SWHC046-02 | 684.6662 | 2022 | 0 | 72.7609 | 2022 | 0 | -3.4804 | SWHC046-02 | Com Large Gas Water Heaters - Hot-Dry ¦ PG&E ¦ Hot-Dry | Com Large Gas Water Heaters - Hot-Dry | 0.04091 | 1 | 0 | CBSA 2019 | 55.6818 | 2032 | 1 | SWHC046-02
COM-WATERHEAT-FS-21.18 | Com ¦ Com Heat Pump Water Heater (4.3 COP - 100+ Gal, 200+ kBtuh) - Fuel Sub - Hot-Dry ¦ PG&E ¦ Hot-Dry | Com ¦ Com Heat Pump Water Heater (4.3 COP - 100+ Gal, 200+ kBtuh) - Fuel Sub - Hot-Dry | PG&E ¦ Hot-Dry | PG&E | All | Electric & Gas | Large HPWH 4.3 COP Com (100+ gal) | Efficient | 2030 | Conventional | WaterHeat | Com - Office (Small) | Com | ROB Only | 1 | 1000 sqft2 of floor space | 1000 sqft served | 10 | DEER:Indoor_CFL_Ltg | 114.2424 | 0 | -15.3209 | SWHC046-02 | 684.6662 | 2022 | 0 | 72.7609 | 2022 | 0 | -3.4804 | SWHC046-02 | Com Large Gas Water Heaters - Hot-Dry ¦ PG&E ¦ Hot-Dry | Com Large Gas Water Heaters - Hot-Dry | 0.04091 | 1 | 0 | CBSA 2019 | 12.0247 | 2032 | 1 | SWHC046-02
COM-WATERHEAT-FS-21.19 | Com ¦ Com Heat Pump Water Heater (4.3 COP - 100+ Gal, 200+ kBtuh) - Fuel Sub - Hot-Dry ¦ PG&E ¦ Hot-Dry | Com ¦ Com Heat Pump Water Heater (4.3 COP - 100+ Gal, 200+ kBtuh) - Fuel Sub - Hot-Dry | PG&E ¦ Hot-Dry | PG&E | All | Electric & Gas | Large HPWH 4.3 COP Com (100+ gal) | Efficient | 2030 | Conventional | WaterHeat | Com - Other | Com | ROB Only | 1 | 1000 sqft2 of floor space | 1000 sqft served | 10 | DEER:Indoor_CFL_Ltg | 1508.8254 | 0 | -195.5613 | SWHC046-02 | 5662.5631 | 2022 | 0 | 601.7723 | 2022 | 0 | -28.7849 | SWHC046-02 | Com Large Gas Water Heaters - Hot-Dry ¦ PG&E ¦ Hot-Dry | Com Large Gas Water Heaters - Hot-Dry | 0.16753 | 1 | 0 | CBSA 2019 | 400.2599 | 2032 | 1 | SWHC046-02
COM-WATERHEAT-FS-21.20 | Com ¦ Com Heat Pump Water Heater (4.3 COP - 100+ Gal, 200+ kBtuh) - Fuel Sub - Hot-Dry ¦ PG&E ¦ Hot-Dry | Com ¦ Com Heat Pump Water Heater (4.3 COP - 100+ Gal, 200+ kBtuh) - Fuel Sub - Hot-Dry | PG&E ¦ Hot-Dry | PG&E | All | Electric & Gas | Large HPWH 4.3 COP Com (100+ gal) | Efficient | 2030 | Conventional | WaterHeat | Com - Refrig. Warehouse | Com | ROB Only | 1 | 1000 sqft2 of floor space | 1000 sqft served | 10 | DEER:Indoor_CFL_Ltg | 123.6694 | 0 | -17.0148 | SWHC046-02 | 316.5897 | 2022 | 0 | 33.6446 | 2022 | 0 | -1.6093 | SWHC046-02 | Com Large Gas Water Heaters - Hot-Dry ¦ PG&E ¦ Hot-Dry | Com Large Gas Water Heaters - Hot-Dry | 0.095771 | 1 | 0 | CBSA 2019 | 9.8042 | 2032 | 1 | SWHC046-02
COM-WATERHEAT-FS-21.21 | Com ¦ Com Heat Pump Water Heater (4.3 COP - 100+ Gal, 200+ kBtuh) - Fuel Sub - Hot-Dry ¦ PG&E ¦ Hot-Dry | Com ¦ Com Heat Pump Water Heater (4.3 COP - 100+ Gal, 200+ kBtuh) - Fuel Sub - Hot-Dry | PG&E ¦ Hot-Dry | PG&E | All | Electric & Gas | Large HPWH 4.3 COP Com (100+ gal) | Efficient | 2030 | Conventional | WaterHeat | Com - Restaurant | Com | ROB Only | 1 | 1000 sqft2 of floor space | 1000 sqft served | 10 | DEER:Indoor_CFL_Ltg | 5180.2299 | 0 | -742.1133 | SWHC046-02 | 29659.5559 | 2022 | 0 | 3151.9824 | 2022 | 0 | -150.7703 | SWHC046-02 | Com Large Gas Water Heaters - Hot-Dry ¦ PG&E ¦ Hot-Dry | Com Large Gas Water Heaters - Hot-Dry | 0.047202 | 1 | 0 | CBSA 2019 | 84.5185 | 2032 | 1 | SWHC046-02
COM-WATERHEAT-FS-21.22 | Com ¦ Com Heat Pump Water Heater (4.3 COP - 100+ Gal, 200+ kBtuh) - Fuel Sub - Hot-Dry ¦ PG&E ¦ Hot-Dry | Com ¦ Com Heat Pump Water Heater (4.3 COP - 100+ Gal, 200+ kBtuh) - Fuel Sub - Hot-Dry | PG&E ¦ Hot-Dry | PG&E | All | Electric & Gas | Large HPWH 4.3 COP Com (100+ gal) | Efficient | 2030 | Conventional | WaterHeat | Com - Retail | Com | ROB Only | 1 | 1000 sqft2 of floor space | 1000 sqft served | 10 | DEER:Indoor_CFL_Ltg | 82.935 | 0 | -10.9599 | SWHC046-02 | 424.0815 | 2022 | 0 | 45.068 | 2022 | 0 | -2.1558 | SWHC046-02 | Com Large Gas Water Heaters - Hot-Dry ¦ PG&E ¦ Hot-Dry | Com Large Gas Water Heaters - Hot-Dry | 0.004808 | 1 | 0 | CBSA 2019 | 1637.0621 | 2032 | 1 | SWHC046-02
COM-WATERHEAT-FS-21.23 | Com ¦ Com Heat Pump Water Heater (4.3 COP - 100+ Gal, 200+ kBtuh) - Fuel Sub - Hot-Dry ¦ PG&E ¦ Hot-Dry | Com ¦ Com Heat Pump Water Heater (4.3 COP - 100+ Gal, 200+ kBtuh) - Fuel Sub - Hot-Dry | PG&E ¦ Hot-Dry | PG&E | All | Electric & Gas | Large HPWH 4.3 COP Com (100+ gal) | Efficient | 2030 | Conventional | WaterHeat | Com - School | Com | ROB Only | 1 | 1000 sqft2 of floor space | 1000 sqft served | 10 | DEER:Indoor_CFL_Ltg | 454.7464 | 0 | -60.0964 | SWHC046-02 | 3493.3183 | 2022 | 0 | 371.2422 | 2022 | 0 | -17.7578 | SWHC046-02 | Com Large Gas Water Heaters - Hot-Dry ¦ PG&E ¦ Hot-Dry | Com Large Gas Water Heaters - Hot-Dry | 0.072836 | 1 | 0 | CBSA 2019 | 25.3451 | 2032 | 1 | SWHC046-02
COM-WATERHEAT-FS-21.24 | Com ¦ Com Heat Pump Water Heater (4.3 COP - 100+ Gal, 200+ kBtuh) - Fuel Sub - Hot-Dry ¦ PG&E ¦ Hot-Dry | Com ¦ Com Heat Pump Water Heater (4.3 COP - 100+ Gal, 200+ kBtuh) - Fuel Sub - Hot-Dry | PG&E ¦ Hot-Dry | PG&E | All | Electric & Gas | Large HPWH 4.3 COP Com (100+ gal) | Efficient | 2030 | Conventional | WaterHeat | Com - Warehouse | Com | ROB Only | 1 | 1000 sqft2 of floor space | 1000 sqft served | 10 | DEER:Indoor_CFL_Ltg | 13.6773 | 0 | -1.7609 | SWHC046-02 | 63.3179 | 2022 | 0 | 6.7289 | 2022 | 0 | -0.32187 | SWHC046-02 | Com Large Gas Water Heaters - Hot-Dry ¦ PG&E ¦ Hot-Dry | Com Large Gas Water Heaters - Hot-Dry | 0.098222 | 1 | 0 | CBSA 2019 | 12.4673 | 2032 | 1 | SWHC046-02
COM-WATERHEAT-FS-21.25 | Com ¦ Com Heat Pump Water Heater (4.3 COP - 100+ Gal, 200+ kBtuh) - Fuel Sub - Cold ¦ PG&E ¦ Cold | Com ¦ Com Heat Pump Water Heater (4.3 COP - 100+ Gal, 200+ kBtuh) - Fuel Sub - Cold | PG&E ¦ Cold | PG&E | All | Electric & Gas | Large HPWH 4.3 COP Com (100+ gal) | Efficient | 2030 | Conventional | WaterHeat | Com - College | Com | ROB Only | 1 | 1000 sqft2 of floor space | 1000 sqft served | 10 | DEER:Indoor_CFL_Ltg | 558.6581 | 0 | -66.6196 | SWHC046-02 | 2200.2535 | 2022 | 0 | 233.8255 | 2022 | 0 | -11.1847 | SWHC046-02 | Com Large Gas Water Heaters - Cold ¦ PG&E ¦ Cold | Com Large Gas Water Heaters - Cold | 0.17915 | 1 | 0 | CBSA 2019 | 19.4653 | 2032 | 1 | SWHC046-02
COM-WATERHEAT-FS-21.26 | Com ¦ Com Heat Pump Water Heater (4.3 COP - 100+ Gal, 200+ kBtuh) - Fuel Sub - Cold ¦ PG&E ¦ Cold | Com ¦ Com Heat Pump Water Heater (4.3 COP - 100+ Gal, 200+ kBtuh) - Fuel Sub - Cold | PG&E ¦ Cold | PG&E | All | Electric & Gas | Large HPWH 4.3 COP Com (100+ gal) | Efficient | 2030 | Conventional | WaterHeat | Com - Grocery | Com | ROB Only | 1 | 1000 sqft2 of floor space | 1000 sqft served | 10 | DEER:Indoor_CFL_Ltg | 725.0112 | 0 | -90.4493 | SWHC046-02 | 1825.7766 | 2022 | 0 | 194.0291 | 2022 | 0 | -9.2811 | SWHC046-02 | Com Large Gas Water Heaters - Cold ¦ PG&E ¦ Cold | Com Large Gas Water Heaters - Cold | 0.039805 | 1 | 0 | CBSA 2019 | 174.3037 | 2032 | 1 | SWHC046-02
COM-WATERHEAT-FS-21.27 | Com ¦ Com Heat Pump Water Heater (4.3 COP - 100+ Gal, 200+ kBtuh) - Fuel Sub - Cold ¦ PG&E ¦ Cold | Com ¦ Com Heat Pump Water Heater (4.3 COP - 100+ Gal, 200+ kBtuh) - Fuel Sub - Cold | PG&E ¦ Cold | PG&E | All | Electric & Gas | Large HPWH 4.3 COP Com (100+ gal) | Efficient | 2030 | Conventional | WaterHeat | Com - Health | Com | ROB Only | 1 | 1000 sqft2 of floor space | 1000 sqft served | 10 | DEER:Indoor_CFL_Ltg | 1485.8422 | 0 | -189.9612 | SWHC046-02 | 3332.659 | 2022 | 0 | 354.1686 | 2022 | 0 | -16.9411 | SWHC046-02 | Com Large Gas Water Heaters - Cold ¦ PG&E ¦ Cold | Com Large Gas Water Heaters - Cold | 0.18279 | 1 | 0 | CBSA 2019 | 426.5487 | 2032 | 1 | SWHC046-02
COM-WATERHEAT-FS-21.28 | Com ¦ Com Heat Pump Water Heater (4.3 COP - 100+ Gal, 200+ kBtuh) - Fuel Sub - Cold ¦ PG&E ¦ Cold | Com ¦ Com Heat Pump Water Heater (4.3 COP - 100+ Gal, 200+ kBtuh) - Fuel Sub - Cold | PG&E ¦ Cold | PG&E | All | Electric & Gas | Large HPWH 4.3 COP Com (100+ gal) | Efficient | 2030 | Conventional | WaterHeat | Com - Lodging | Com | ROB Only | 1 | 1000 sqft2 of floor space | 1000 sqft served | 10 | DEER:Indoor_CFL_Ltg | 1162.449 | 0 | -145.8259 | SWHC046-02 | 2096.9378 | 2022 | 0 | 222.8459 | 2022 | 0 | -10.6595 | SWHC046-02 | Com Large Gas Water Heaters - Cold ¦ PG&E ¦ Cold | Com Large Gas Water Heaters - Cold | 0.29635 | 1 | 0 | CBSA 2019 | 1046.7295 | 2032 | 1 | SWHC046-02
COM-WATERHEAT-FS-21.29 | Com ¦ Com Heat Pump Water Heater (4.3 COP - 100+ Gal, 200+ kBtuh) - Fuel Sub - Cold ¦ PG&E ¦ Cold | Com ¦ Com Heat Pump Water Heater (4.3 COP - 100+ Gal, 200+ kBtuh) - Fuel Sub - Cold | PG&E ¦ Cold | PG&E | All | Electric & Gas | Large HPWH 4.3 COP Com (100+ gal) | Efficient | 2030 | Conventional | WaterHeat | Com - Office (Large) | Com | ROB Only | 1 | 1000 sqft2 of floor space | 1000 sqft served | 10 | DEER:Indoor_CFL_Ltg | 157.6368 | 0 | -18.6419 | SWHC046-02 | 684.6662 | 2022 | 0 | 72.7609 | 2022 | 0 | -3.4804 | SWHC046-02 | Com Large Gas Water Heaters - Cold ¦ PG&E ¦ Cold | Com Large Gas Water Heaters - Cold | 0.04091 | 1 | 0 | CBSA 2019 | 62.0357 | 2032 | 1 | SWHC046-02
COM-WATERHEAT-FS-21.30 | Com ¦ Com Heat Pump Water Heater (4.3 COP - 100+ Gal, 200+ kBtuh) - Fuel Sub - Cold ¦ PG&E ¦ Cold | Com ¦ Com Heat Pump Water Heater (4.3 COP - 100+ Gal, 200+ kBtuh) - Fuel Sub - Cold | PG&E ¦ Cold | PG&E | All | Electric & Gas | Large HPWH 4.3 COP Com (100+ gal) | Efficient | 2030 | Conventional | WaterHeat | Com - Office (Small) | Com | ROB Only | 1 | 1000 sqft2 of floor space | 1000 sqft served | 10 | DEER:Indoor_CFL_Ltg | 147.8952 | 0 | -17.0921 | SWHC046-02 | 684.6662 | 2022 | 0 | 72.7609 | 2022 | 0 | -3.4804 | SWHC046-02 | Com Large Gas Water Heaters - Cold ¦ PG&E ¦ Cold | Com Large Gas Water Heaters - Cold | 0.04091 | 1 | 0 | CBSA 2019 | 12.8827 | 2032 | 1 | SWHC046-02
COM-WATERHEAT-FS-21.31 | Com ¦ Com Heat Pump Water Heater (4.3 COP - 100+ Gal, 200+ kBtuh) - Fuel Sub - Cold ¦ PG&E ¦ Cold | Com ¦ Com Heat Pump Water Heater (4.3 COP - 100+ Gal, 200+ kBtuh) - Fuel Sub - Cold | PG&E ¦ Cold | PG&E | All | Electric & Gas | Large HPWH 4.3 COP Com (100+ gal) | Efficient | 2030 | Conventional | WaterHeat | Com - Other | Com | ROB Only | 1 | 1000 sqft2 of floor space | 1000 sqft served | 10 | DEER:Indoor_CFL_Ltg | 1801.8012 | 0 | -219.3656 | SWHC046-02 | 5662.5631 | 2022 | 0 | 601.7723 | 2022 | 0 | -28.7849 | SWHC046-02 | Com Large Gas Water Heaters - Cold ¦ PG&E ¦ Cold | Com Large Gas Water Heaters - Cold | 0.16753 | 1 | 0 | CBSA 2019 | 442.5711 | 2032 | 1 | SWHC046-02
COM-WATERHEAT-FS-21.32 | Com ¦ Com Heat Pump Water Heater (4.3 COP - 100+ Gal, 200+ kBtuh) - Fuel Sub - Cold ¦ PG&E ¦ Cold | Com ¦ Com Heat Pump Water Heater (4.3 COP - 100+ Gal, 200+ kBtuh) - Fuel Sub - Cold | PG&E ¦ Cold | PG&E | All | Electric & Gas | Large HPWH 4.3 COP Com (100+ gal) | Efficient | 2030 | Conventional | WaterHeat | Com - Refrig. Warehouse | Com | ROB Only | 1 | 1000 sqft2 of floor space | 1000 sqft served | 10 | DEER:Indoor_CFL_Ltg | 159.2961 | 0 | -19.0828 | SWHC046-02 | 316.5897 | 2022 | 0 | 33.6446 | 2022 | 0 | -1.6093 | SWHC046-02 | Com Large Gas Water Heaters - Cold ¦ PG&E ¦ Cold | Com Large Gas Water Heaters - Cold | 0.095771 | 1 | 0 | CBSA 2019 | 10.5539 | 2032 | 1 | SWHC046-02
COM-WATERHEAT-FS-21.33 | Com ¦ Com Heat Pump Water Heater (4.3 COP - 100+ Gal, 200+ kBtuh) - Fuel Sub - Cold ¦ PG&E ¦ Cold | Com ¦ Com Heat Pump Water Heater (4.3 COP - 100+ Gal, 200+ kBtuh) - Fuel Sub - Cold | PG&E ¦ Cold | PG&E | All | Electric & Gas | Large HPWH 4.3 COP Com (100+ gal) | Efficient | 2030 | Conventional | WaterHeat | Com - Restaurant | Com | ROB Only | 1 | 1000 sqft2 of floor space | 1000 sqft served | 10 | DEER:Indoor_CFL_Ltg | 6107.7408 | 0 | -831.7604 | SWHC046-02 | 29659.5559 | 2022 | 0 | 3151.9824 | 2022 | 0 | -150.7703 | SWHC046-02 | Com Large Gas Water Heaters - Cold ¦ PG&E ¦ Cold | Com Large Gas Water Heaters - Cold | 0.047202 | 1 | 0 | CBSA 2019 | 88.5778 | 2032 | 1 | SWHC046-02
COM-WATERHEAT-FS-21.34 | Com ¦ Com Heat Pump Water Heater (4.3 COP - 100+ Gal, 200+ kBtuh) - Fuel Sub - Cold ¦ PG&E ¦ Cold | Com ¦ Com Heat Pump Water Heater (4.3 COP - 100+ Gal, 200+ kBtuh) - Fuel Sub - Cold | PG&E ¦ Cold | PG&E | All | Electric & Gas | Large HPWH 4.3 COP Com (100+ gal) | Efficient | 2030 | Conventional | WaterHeat | Com - Retail | Com | ROB Only | 1 | 1000 sqft2 of floor space | 1000 sqft served | 10 | DEER:Indoor_CFL_Ltg | 98.0348 | 0 | -12.2727 | SWHC046-02 | 424.0815 | 2022 | 0 | 45.068 | 2022 | 0 | -2.1558 | SWHC046-02 | Com Large Gas Water Heaters - Cold ¦ PG&E ¦ Cold | Com Large Gas Water Heaters - Cold | 0.004808 | 1 | 0 | CBSA 2019 | 1832.6496 | 2032 | 1 | SWHC046-02
COM-WATERHEAT-FS-21.35 | Com ¦ Com Heat Pump Water Heater (4.3 COP - 100+ Gal, 200+ kBtuh) - Fuel Sub - Cold ¦ PG&E ¦ Cold | Com ¦ Com Heat Pump Water Heater (4.3 COP - 100+ Gal, 200+ kBtuh) - Fuel Sub - Cold | PG&E ¦ Cold | PG&E | All | Electric & Gas | Large HPWH 4.3 COP Com (100+ gal) | Efficient | 2030 | Conventional | WaterHeat | Com - School | Com | ROB Only | 1 | 1000 sqft2 of floor space | 1000 sqft served | 10 | DEER:Indoor_CFL_Ltg | 595.0837 | 0 | -67.326 | SWHC046-02 | 3493.3183 | 2022 | 0 | 371.2422 | 2022 | 0 | -17.7578 | SWHC046-02 | Com Large Gas Water Heaters - Cold ¦ PG&E ¦ Cold | Com Large Gas Water Heaters - Cold | 0.072836 | 1 | 0 | CBSA 2019 | 23.6904 | 2032 | 1 | SWHC046-02
COM-WATERHEAT-FS-21.36 | Com ¦ Com Heat Pump Water Heater (4.3 COP - 100+ Gal, 200+ kBtuh) - Fuel Sub - Cold ¦ PG&E ¦ Cold | Com ¦ Com Heat Pump Water Heater (4.3 COP - 100+ Gal, 200+ kBtuh) - Fuel Sub - Cold | PG&E ¦ Cold | PG&E | All | Electric & Gas | Large HPWH 4.3 COP Com (100+ gal) | Efficient | 2030 | Conventional | WaterHeat | Com - Warehouse | Com | ROB Only | 1 | 1000 sqft2 of floor space | 1000 sqft served | 10 | DEER:Indoor_CFL_Ltg | 18.7552 | 0 | -1.9738 | SWHC046-02 | 63.3179 | 2022 | 0 | 6.7289 | 2022 | 0 | -0.32187 | SWHC046-02 | Com Large Gas Water Heaters - Cold ¦ PG&E ¦ Cold | Com Large Gas Water Heaters - Cold | 0.098222 | 1 | 0 | CBSA 2019 | 13.7203 | 2032 | 1 | SWHC046-02
COM-WATERHEAT-FS-21.37 | Com ¦ Com Heat Pump Water Heater (4.3 COP - 100+ Gal, 200+ kBtuh) - Fuel Sub - Marine ¦ SCG ¦ Marine | Com ¦ Com Heat Pump Water Heater (4.3 COP - 100+ Gal, 200+ kBtuh) - Fuel Sub - Marine | SCG ¦ Marine | SCG | All | Electric & Gas | Large HPWH 4.3 COP Com (100+ gal) | Efficient | 2030 | Conventional | WaterHeat | Com - College | Com | ROB Only | 1 | 1000 sqft2 of floor space | 1000 sqft served | 10 | DEER:Indoor_CFL_Ltg | 419.5231 | 0 | -57.2888 | SWHC046-02 | 2200.2535 | 2022 | 0 | 233.8255 | 2022 | 0 | -11.1847 | SWHC046-02 | Com Large Gas Water Heaters - Marine ¦ SCG ¦ Marine | Com Large Gas Water Heaters - Marine | 0.17915 | 1 | 0 | CBSA 2019 | 18.8086 | 2032 | 1 | SWHC046-02
COM-WATERHEAT-FS-21.38 | Com ¦ Com Heat Pump Water Heater (4.3 COP - 100+ Gal, 200+ kBtuh) - Fuel Sub - Marine ¦ SCG ¦ Marine | Com ¦ Com Heat Pump Water Heater (4.3 COP - 100+ Gal, 200+ kBtuh) - Fuel Sub - Marine | SCG ¦ Marine | SCG | All | Electric & Gas | Large HPWH 4.3 COP Com (100+ gal) | Efficient | 2030 | Conventional | WaterHeat | Com - Grocery | Com | ROB Only | 1 | 1000 sqft2 of floor space | 1000 sqft served | 10 | DEER:Indoor_CFL_Ltg | 576.2304 | 0 | -78.169 | SWHC046-02 | 1825.7766 | 2022 | 0 | 194.0291 | 2022 | 0 | -9.2811 | SWHC046-02 | Com Large Gas Water Heaters - Marine ¦ SCG ¦ Marine | Com Large Gas Water Heaters - Marine | 0.039805 | 1 | 0 | CBSA 2019 | 151.7453 | 2032 | 1 | SWHC046-02
COM-WATERHEAT-FS-21.39 | Com ¦ Com Heat Pump Water Heater (4.3 COP - 100+ Gal, 200+ kBtuh) - Fuel Sub - Marine ¦ SCG ¦ Marine | Com ¦ Com Heat Pump Water Heater (4.3 COP - 100+ Gal, 200+ kBtuh) - Fuel Sub - Marine | SCG ¦ Marine | SCG | All | Electric & Gas | Large HPWH 4.3 COP Com (100+ gal) | Efficient | 2030 | Conventional | WaterHeat | Com - Health | Com | ROB Only | 1 | 1000 sqft2 of floor space | 1000 sqft served | 10 | DEER:Indoor_CFL_Ltg | 1191.0004 | 0 | -164.3242 | SWHC046-02 | 3332.659 | 2022 | 0 | 354.1686 | 2022 | 0 | -16.9411 | SWHC046-02 | Com Large Gas Water Heaters - Marine ¦ SCG ¦ Marine | Com Large Gas Water Heaters - Marine | 0.18279 | 1 | 0 | CBSA 2019 | 370.3799 | 2032 | 1 | SWHC046-02
COM-WATERHEAT-FS-21.40 | Com ¦ Com Heat Pump Water Heater (4.3 COP - 100+ Gal, 200+ kBtuh) - Fuel Sub - Marine ¦ SCG ¦ Marine | Com ¦ Com Heat Pump Water Heater (4.3 COP - 100+ Gal, 200+ kBtuh) - Fuel Sub - Marine | SCG ¦ Marine | SCG | All | Electric & Gas | Large HPWH 4.3 COP Com (100+ gal) | Efficient | 2030 | Conventional | WaterHeat | Com - Lodging | Com | ROB Only | 1 | 1000 sqft2 of floor space | 1000 sqft served | 10 | DEER:Indoor_CFL_Ltg | 935.5977 | 0 | -126.0627 | SWHC046-02 | 2096.9378 | 2022 | 0 | 222.8459 | 2022 | 0 | -10.6595 | SWHC046-02 | Com Large Gas Water Heaters - Marine ¦ SCG ¦ Marine | Com Large Gas Water Heaters - Marine | 0.29635 | 1 | 0 | CBSA 2019 | 908.68 | 2032 | 1 | SWHC046-02
COM-WATERHEAT-FS-21.41 | Com ¦ Com Heat Pump Water Heater (4.3 COP - 100+ Gal, 200+ kBtuh) - Fuel Sub - Marine ¦ SCG ¦ Marine | Com ¦ Com Heat Pump Water Heater (4.3 COP - 100+ Gal, 200+ kBtuh) - Fuel Sub - Marine | SCG ¦ Marine | SCG | All | Electric & Gas | Large HPWH 4.3 COP Com (100+ gal) | Efficient | 2030 | Conventional | WaterHeat | Com - Office (Large) | Com | ROB Only | 1 | 1000 sqft2 of floor space | 1000 sqft served | 10 | DEER:Indoor_CFL_Ltg | 116.8992 | 0 | -16.1179 | SWHC046-02 | 684.6662 | 2022 | 0 | 72.7609 | 2022 | 0 | -3.4804 | SWHC046-02 | Com Large Gas Water Heaters - Marine ¦ SCG ¦ Marine | Com Large Gas Water Heaters - Marine | 0.04091 | 1 | 0 | CBSA 2019 | 53.9402 | 2032 | 1 | SWHC046-02
COM-WATERHEAT-FS-21.42 | Com ¦ Com Heat Pump Water Heater (4.3 COP - 100+ Gal, 200+ kBtuh) - Fuel Sub - Marine ¦ SCG ¦ Marine | Com ¦ Com Heat Pump Water Heater (4.3 COP - 100+ Gal, 200+ kBtuh) - Fuel Sub - Marine | SCG ¦ Marine | SCG | All | Electric & Gas | Large HPWH 4.3 COP Com (100+ gal) | Efficient | 2030 | Conventional | WaterHeat | Com - Office (Small) | Com | ROB Only | 1 | 1000 sqft2 of floor space | 1000 sqft served | 10 | DEER:Indoor_CFL_Ltg | 108.9288 | 0 | -14.8338 | SWHC046-02 | 684.6662 | 2022 | 0 | 72.7609 | 2022 | 0 | -3.4804 | SWHC046-02 | Com Large Gas Water Heaters - Marine ¦ SCG ¦ Marine | Com Large Gas Water Heaters - Marine | 0.04091 | 1 | 0 | CBSA 2019 | 11.6861 | 2032 | 1 | SWHC046-02
COM-WATERHEAT-FS-21.43 | Com ¦ Com Heat Pump Water Heater (4.3 COP - 100+ Gal, 200+ kBtuh) - Fuel Sub - Marine ¦ SCG ¦ Marine | Com ¦ Com Heat Pump Water Heater (4.3 COP - 100+ Gal, 200+ kBtuh) - Fuel Sub - Marine | SCG ¦ Marine | SCG | All | Electric & Gas | Large HPWH 4.3 COP Com (100+ gal) | Efficient | 2030 | Conventional | WaterHeat | Com - Other | Com | ROB Only | 1 | 1000 sqft2 of floor space | 1000 sqft served | 10 | DEER:Indoor_CFL_Ltg | 1435.5814 | 0 | -189.7018 | SWHC046-02 | 5662.5631 | 2022 | 0 | 601.7723 | 2022 | 0 | -28.7849 | SWHC046-02 | Com Large Gas Water Heaters - Marine ¦ SCG ¦ Marine | Com Large Gas Water Heaters - Marine | 0.16753 | 1 | 0 | CBSA 2019 | 389.9109 | 2032 | 1 | SWHC046-02
COM-WATERHEAT-FS-21.44 | Com ¦ Com Heat Pump Water Heater (4.3 COP - 100+ Gal, 200+ kBtuh) - Fuel Sub - Marine ¦ SCG ¦ Marine | Com ¦ Com Heat Pump Water Heater (4.3 COP - 100+ Gal, 200+ kBtuh) - Fuel Sub - Marine | SCG ¦ Marine | SCG | All | Electric & Gas | Large HPWH 4.3 COP Com (100+ gal) | Efficient | 2030 | Conventional | WaterHeat | Com - Refrig. Warehouse | Com | ROB Only | 1 | 1000 sqft2 of floor space | 1000 sqft served | 10 | DEER:Indoor_CFL_Ltg | 118.3459 | 0 | -16.5029 | SWHC046-02 | 316.5897 | 2022 | 0 | 33.6446 | 2022 | 0 | -1.6093 | SWHC046-02 | Com Large Gas Water Heaters - Marine ¦ SCG ¦ Marine | Com Large Gas Water Heaters - Marine | 0.095771 | 1 | 0 | CBSA 2019 | 9.5436 | 2032 | 1 | SWHC046-02
COM-WATERHEAT-FS-21.45 | Com ¦ Com Heat Pump Water Heater (4.3 COP - 100+ Gal, 200+ kBtuh) - Fuel Sub - Marine ¦ SCG ¦ Marine | Com ¦ Com Heat Pump Water Heater (4.3 COP - 100+ Gal, 200+ kBtuh) - Fuel Sub - Marine | SCG ¦ Marine | SCG | All | Electric & Gas | Large HPWH 4.3 COP Com (100+ gal) | Efficient | 2030 | Conventional | WaterHeat | Com - Restaurant | Com | ROB Only | 1 | 1000 sqft2 of floor space | 1000 sqft served | 10 | DEER:Indoor_CFL_Ltg | 4915.0702 | 0 | -719.2643 | SWHC046-02 | 29659.5559 | 2022 | 0 | 3151.9824 | 2022 | 0 | -150.7703 | SWHC046-02 | Com Large Gas Water Heaters - Marine ¦ SCG ¦ Marine | Com Large Gas Water Heaters - Marine | 0.047202 | 1 | 0 | CBSA 2019 | 84.0701 | 2032 | 1 | SWHC046-02
COM-WATERHEAT-FS-21.46 | Com ¦ Com Heat Pump Water Heater (4.3 COP - 100+ Gal, 200+ kBtuh) - Fuel Sub - Marine ¦ SCG ¦ Marine | Com ¦ Com Heat Pump Water Heater (4.3 COP - 100+ Gal, 200+ kBtuh) - Fuel Sub - Marine | SCG ¦ Marine | SCG | All | Electric & Gas | Large HPWH 4.3 COP Com (100+ gal) | Efficient | 2030 | Conventional | WaterHeat | Com - Retail | Com | ROB Only | 1 | 1000 sqft2 of floor space | 1000 sqft served | 10 | DEER:Indoor_CFL_Ltg | 78.5938 | 0 | -10.6228 | SWHC046-02 | 424.0815 | 2022 | 0 | 45.068 | 2022 | 0 | -2.1558 | SWHC046-02 | Com Large Gas Water Heaters - Marine ¦ SCG ¦ Marine | Com Large Gas Water Heaters - Marine | 0.004808 | 1 | 0 | CBSA 2019 | 1586.8825 | 2032 | 1 | SWHC046-02
COM-WATERHEAT-FS-21.47 | Com ¦ Com Heat Pump Water Heater (4.3 COP - 100+ Gal, 200+ kBtuh) - Fuel Sub - Marine ¦ SCG ¦ Marine | Com ¦ Com Heat Pump Water Heater (4.3 COP - 100+ Gal, 200+ kBtuh) - Fuel Sub - Marine | SCG ¦ Marine | SCG | All | Electric & Gas | Large HPWH 4.3 COP Com (100+ gal) | Efficient | 2030 | Conventional | WaterHeat | Com - School | Com | ROB Only | 1 | 1000 sqft2 of floor space | 1000 sqft served | 10 | DEER:Indoor_CFL_Ltg | 431.7019 | 0 | -58.0306 | SWHC046-02 | 3493.3183 | 2022 | 0 | 371.2422 | 2022 | 0 | -17.7578 | SWHC046-02 | Com Large Gas Water Heaters - Marine ¦ SCG ¦ Marine | Com Large Gas Water Heaters - Marine | 0.072836 | 1 | 0 | CBSA 2019 | 24.881 | 2032 | 1 | SWHC046-02
COM-WATERHEAT-FS-21.48 | Com ¦ Com Heat Pump Water Heater (4.3 COP - 100+ Gal, 200+ kBtuh) - Fuel Sub - Marine ¦ SCG ¦ Marine | Com ¦ Com Heat Pump Water Heater (4.3 COP - 100+ Gal, 200+ kBtuh) - Fuel Sub - Marine | SCG ¦ Marine | SCG | All | Electric & Gas | Large HPWH 4.3 COP Com (100+ gal) | Efficient | 2030 | Conventional | WaterHeat | Com - Warehouse | Com | ROB Only | 1 | 1000 sqft2 of floor space | 1000 sqft served | 10 | DEER:Indoor_CFL_Ltg | 13.0221 | 0 | -1.7117 | SWHC046-02 | 63.3179 | 2022 | 0 | 6.7289 | 2022 | 0 | -0.32187 | SWHC046-02 | Com Large Gas Water Heaters - Marine ¦ SCG ¦ Marine | Com Large Gas Water Heaters - Marine | 0.098222 | 1 | 0 | CBSA 2019 | 12.1397 | 2032 | 1 | SWHC046-02
COM-WATERHEAT-FS-21.49 | Com ¦ Com Heat Pump Water Heater (4.3 COP - 100+ Gal, 200+ kBtuh) - Fuel Sub - Hot-Dry ¦ SCG ¦ Hot-Dry | Com ¦ Com Heat Pump Water Heater (4.3 COP - 100+ Gal, 200+ kBtuh) - Fuel Sub - Hot-Dry | SCG ¦ Hot-Dry | SCG | All | Electric & Gas | Large HPWH 4.3 COP Com (100+ gal) | Efficient | 2030 | Conventional | WaterHeat | Com - College | Com | ROB Only | 1 | 1000 sqft2 of floor space | 1000 sqft served | 10 | DEER:Indoor_CFL_Ltg | 425.2151 | 0 | -56.2404 | SWHC046-02 | 2200.2535 | 2022 | 0 | 233.8255 | 2022 | 0 | -11.1847 | SWHC046-02 | Com Large Gas Water Heaters - Hot-Dry ¦ SCG ¦ Hot-Dry | Com Large Gas Water Heaters - Hot-Dry | 0.17915 | 1 | 0 | CBSA 2019 | 18.0099 | 2032 | 1 | SWHC046-02
COM-WATERHEAT-FS-21.50 | Com ¦ Com Heat Pump Water Heater (4.3 COP - 100+ Gal, 200+ kBtuh) - Fuel Sub - Hot-Dry ¦ SCG ¦ Hot-Dry | Com ¦ Com Heat Pump Water Heater (4.3 COP - 100+ Gal, 200+ kBtuh) - Fuel Sub - Hot-Dry | SCG ¦ Hot-Dry | SCG | All | Electric & Gas | Large HPWH 4.3 COP Com (100+ gal) | Efficient | 2030 | Conventional | WaterHeat | Com - Grocery | Com | ROB Only | 1 | 1000 sqft2 of floor space | 1000 sqft served | 10 | DEER:Indoor_CFL_Ltg | 580.9536 | 0 | -76.752 | SWHC046-02 | 1825.7766 | 2022 | 0 | 194.0291 | 2022 | 0 | -9.2811 | SWHC046-02 | Com Large Gas Water Heaters - Hot-Dry ¦ SCG ¦ Hot-Dry | Com Large Gas Water Heaters - Hot-Dry | 0.039805 | 1 | 0 | CBSA 2019 | 148.6612 | 2032 | 1 | SWHC046-02
COM-WATERHEAT-FS-21.51 | Com ¦ Com Heat Pump Water Heater (4.3 COP - 100+ Gal, 200+ kBtuh) - Fuel Sub - Hot-Dry ¦ SCG ¦ Hot-Dry | Com ¦ Com Heat Pump Water Heater (4.3 COP - 100+ Gal, 200+ kBtuh) - Fuel Sub - Hot-Dry | SCG ¦ Hot-Dry | SCG | All | Electric & Gas | Large HPWH 4.3 COP Com (100+ gal) | Efficient | 2030 | Conventional | WaterHeat | Com - Health | Com | ROB Only | 1 | 1000 sqft2 of floor space | 1000 sqft served | 10 | DEER:Indoor_CFL_Ltg | 1197.7912 | 0 | -160.9996 | SWHC046-02 | 3332.659 | 2022 | 0 | 354.1686 | 2022 | 0 | -16.9411 | SWHC046-02 | Com Large Gas Water Heaters - Hot-Dry ¦ SCG ¦ Hot-Dry | Com Large Gas Water Heaters - Hot-Dry | 0.18279 | 1 | 0 | CBSA 2019 | 362.4287 | 2032 | 1 | SWHC046-02
COM-WATERHEAT-FS-21.52 | Com ¦ Com Heat Pump Water Heater (4.3 COP - 100+ Gal, 200+ kBtuh) - Fuel Sub - Hot-Dry ¦ SCG ¦ Hot-Dry | Com ¦ Com Heat Pump Water Heater (4.3 COP - 100+ Gal, 200+ kBtuh) - Fuel Sub - Hot-Dry | SCG ¦ Hot-Dry | SCG | All | Electric & Gas | Large HPWH 4.3 COP Com (100+ gal) | Efficient | 2030 | Conventional | WaterHeat | Com - Lodging | Com | ROB Only | 1 | 1000 sqft2 of floor space | 1000 sqft served | 10 | DEER:Indoor_CFL_Ltg | 938.31 | 0 | -123.5271 | SWHC046-02 | 2096.9378 | 2022 | 0 | 222.8459 | 2022 | 0 | -10.6595 | SWHC046-02 | Com Large Gas Water Heaters - Hot-Dry ¦ SCG ¦ Hot-Dry | Com Large Gas Water Heaters - Hot-Dry | 0.29635 | 1 | 0 | CBSA 2019 | 889.2193 | 2032 | 1 | SWHC046-02
COM-WATERHEAT-FS-21.53 | Com ¦ Com Heat Pump Water Heater (4.3 COP - 100+ Gal, 200+ kBtuh) - Fuel Sub - Hot-Dry ¦ SCG ¦ Hot-Dry | Com ¦ Com Heat Pump Water Heater (4.3 COP - 100+ Gal, 200+ kBtuh) - Fuel Sub - Hot-Dry | SCG ¦ Hot-Dry | SCG | All | Electric & Gas | Large HPWH 4.3 COP Com (100+ gal) | Efficient | 2030 | Conventional | WaterHeat | Com - Office (Large) | Com | ROB Only | 1 | 1000 sqft2 of floor space | 1000 sqft served | 10 | DEER:Indoor_CFL_Ltg | 118.6704 | 0 | -15.8522 | SWHC046-02 | 684.6662 | 2022 | 0 | 72.7609 | 2022 | 0 | -3.4804 | SWHC046-02 | Com Large Gas Water Heaters - Hot-Dry ¦ SCG ¦ Hot-Dry | Com Large Gas Water Heaters - Hot-Dry | 0.04091 | 1 | 0 | CBSA 2019 | 52.9932 | 2032 | 1 | SWHC046-02
COM-WATERHEAT-FS-21.54 | Com ¦ Com Heat Pump Water Heater (4.3 COP - 100+ Gal, 200+ kBtuh) - Fuel Sub - Hot-Dry ¦ SCG ¦ Hot-Dry | Com ¦ Com Heat Pump Water Heater (4.3 COP - 100+ Gal, 200+ kBtuh) - Fuel Sub - Hot-Dry | SCG ¦ Hot-Dry | SCG | All | Electric & Gas | Large HPWH 4.3 COP Com (100+ gal) | Efficient | 2030 | Conventional | WaterHeat | Com - Office (Small) | Com | ROB Only | 1 | 1000 sqft2 of floor space | 1000 sqft served | 10 | DEER:Indoor_CFL_Ltg | 110.7 | 0 | -14.5238 | SWHC046-02 | 684.6662 | 2022 | 0 | 72.7609 | 2022 | 0 | -3.4804 | SWHC046-02 | Com Large Gas Water Heaters - Hot-Dry ¦ SCG ¦ Hot-Dry | Com Large Gas Water Heaters - Hot-Dry | 0.04091 | 1 | 0 | CBSA 2019 | 11.3366 | 2032 | 1 | SWHC046-02
COM-WATERHEAT-FS-21.55 | Com ¦ Com Heat Pump Water Heater (4.3 COP - 100+ Gal, 200+ kBtuh) - Fuel Sub - Hot-Dry ¦ SCG ¦ Hot-Dry | Com ¦ Com Heat Pump Water Heater (4.3 COP - 100+ Gal, 200+ kBtuh) - Fuel Sub - Hot-Dry | SCG ¦ Hot-Dry | SCG | All | Electric & Gas | Large HPWH 4.3 COP Com (100+ gal) | Efficient | 2030 | Conventional | WaterHeat | Com - Other | Com | ROB Only | 1 | 1000 sqft2 of floor space | 1000 sqft served | 10 | DEER:Indoor_CFL_Ltg | 1457.5546 | 0 | -186.0396 | SWHC046-02 | 5662.5631 | 2022 | 0 | 601.7723 | 2022 | 0 | -28.7849 | SWHC046-02 | Com Large Gas Water Heaters - Hot-Dry ¦ SCG ¦ Hot-Dry | Com Large Gas Water Heaters - Hot-Dry | 0.16753 | 1 | 0 | CBSA 2019 | 379.4703 | 2032 | 1 | SWHC046-02
COM-WATERHEAT-FS-21.56 | Com ¦ Com Heat Pump Water Heater (4.3 COP - 100+ Gal, 200+ kBtuh) - Fuel Sub - Hot-Dry ¦ SCG ¦ Hot-Dry | Com ¦ Com Heat Pump Water Heater (4.3 COP - 100+ Gal, 200+ kBtuh) - Fuel Sub - Hot-Dry | SCG ¦ Hot-Dry | SCG | All | Electric & Gas | Large HPWH 4.3 COP Com (100+ gal) | Efficient | 2030 | Conventional | WaterHeat | Com - Refrig. Warehouse | Com | ROB Only | 1 | 1000 sqft2 of floor space | 1000 sqft served | 10 | DEER:Indoor_CFL_Ltg | 119.1649 | 0 | -16.1753 | SWHC046-02 | 316.5897 | 2022 | 0 | 33.6446 | 2022 | 0 | -1.6093 | SWHC046-02 | Com Large Gas Water Heaters - Hot-Dry ¦ SCG ¦ Hot-Dry | Com Large Gas Water Heaters - Hot-Dry | 0.095771 | 1 | 0 | CBSA 2019 | 9.2862 | 2032 | 1 | SWHC046-02
COM-WATERHEAT-FS-21.57 | Com ¦ Com Heat Pump Water Heater (4.3 COP - 100+ Gal, 200+ kBtuh) - Fuel Sub - Hot-Dry ¦ SCG ¦ Hot-Dry | Com ¦ Com Heat Pump Water Heater (4.3 COP - 100+ Gal, 200+ kBtuh) - Fuel Sub - Hot-Dry | SCG ¦ Hot-Dry | SCG | All | Electric & Gas | Large HPWH 4.3 COP Com (100+ gal) | Efficient | 2030 | Conventional | WaterHeat | Com - Restaurant | Com | ROB Only | 1 | 1000 sqft2 of floor space | 1000 sqft served | 10 | DEER:Indoor_CFL_Ltg | 4988.4102 | 0 | -705.837 | SWHC046-02 | 29659.5559 | 2022 | 0 | 3151.9824 | 2022 | 0 | -150.7703 | SWHC046-02 | Com Large Gas Water Heaters - Hot-Dry ¦ SCG ¦ Hot-Dry | Com Large Gas Water Heaters - Hot-Dry | 0.047202 | 1 | 0 | CBSA 2019 | 79.1354 | 2032 | 1 | SWHC046-02
COM-WATERHEAT-FS-21.58 | Com ¦ Com Heat Pump Water Heater (4.3 COP - 100+ Gal, 200+ kBtuh) - Fuel Sub - Hot-Dry ¦ SCG ¦ Hot-Dry | Com ¦ Com Heat Pump Water Heater (4.3 COP - 100+ Gal, 200+ kBtuh) - Fuel Sub - Hot-Dry | SCG ¦ Hot-Dry | SCG | All | Electric & Gas | Large HPWH 4.3 COP Com (100+ gal) | Efficient | 2030 | Conventional | WaterHeat | Com - Retail | Com | ROB Only | 1 | 1000 sqft2 of floor space | 1000 sqft served | 10 | DEER:Indoor_CFL_Ltg | 79.6437 | 0 | -10.4205 | SWHC046-02 | 424.0815 | 2022 | 0 | 45.068 | 2022 | 0 | -2.1558 | SWHC046-02 | Com Large Gas Water Heaters - Hot-Dry ¦ SCG ¦ Hot-Dry | Com Large Gas Water Heaters - Hot-Dry | 0.004808 | 1 | 0 | CBSA 2019 | 1556.4132 | 2032 | 1 | SWHC046-02
COM-WATERHEAT-FS-21.59 | Com ¦ Com Heat Pump Water Heater (4.3 COP - 100+ Gal, 200+ kBtuh) - Fuel Sub - Hot-Dry ¦ SCG ¦ Hot-Dry | Com ¦ Com Heat Pump Water Heater (4.3 COP - 100+ Gal, 200+ kBtuh) - Fuel Sub - Hot-Dry | SCG ¦ Hot-Dry | SCG | All | Electric & Gas | Large HPWH 4.3 COP Com (100+ gal) | Efficient | 2030 | Conventional | WaterHeat | Com - School | Com | ROB Only | 1 | 1000 sqft2 of floor space | 1000 sqft served | 10 | DEER:Indoor_CFL_Ltg | 437.8979 | 0 | -56.9334 | SWHC046-02 | 3493.3183 | 2022 | 0 | 371.2422 | 2022 | 0 | -17.7578 | SWHC046-02 | Com Large Gas Water Heaters - Hot-Dry ¦ SCG ¦ Hot-Dry | Com Large Gas Water Heaters - Hot-Dry | 0.072836 | 1 | 0 | CBSA 2019 | 23.6219 | 2032 | 1 | SWHC046-02
COM-WATERHEAT-FS-21.60 | Com ¦ Com Heat Pump Water Heater (4.3 COP - 100+ Gal, 200+ kBtuh) - Fuel Sub - Hot-Dry ¦ SCG ¦ Hot-Dry | Com ¦ Com Heat Pump Water Heater (4.3 COP - 100+ Gal, 200+ kBtuh) - Fuel Sub - Hot-Dry | SCG ¦ Hot-Dry | SCG | All | Electric & Gas | Large HPWH 4.3 COP Com (100+ gal) | Efficient | 2030 | Conventional | WaterHeat | Com - Warehouse | Com | ROB Only | 1 | 1000 sqft2 of floor space | 1000 sqft served | 10 | DEER:Indoor_CFL_Ltg | 13.1859 | 0 | -1.679 | SWHC046-02 | 63.3179 | 2022 | 0 | 6.7289 | 2022 | 0 | -0.32187 | SWHC046-02 | Com Large Gas Water Heaters - Hot-Dry ¦ SCG ¦ Hot-Dry | Com Large Gas Water Heaters - Hot-Dry | 0.098222 | 1 | 0 | CBSA 2019 | 11.8766 | 2032 | 1 | SWHC046-02
COM-WATERHEAT-FS-21.61 | Com ¦ Com Heat Pump Water Heater (4.3 COP - 100+ Gal, 200+ kBtuh) - Fuel Sub - Cold ¦ SCG ¦ Cold | Com ¦ Com Heat Pump Water Heater (4.3 COP - 100+ Gal, 200+ kBtuh) - Fuel Sub - Cold | SCG ¦ Cold | SCG | All | Electric & Gas | Large HPWH 4.3 COP Com (100+ gal) | Efficient | 2030 | Conventional | WaterHeat | Com - College | Com | ROB Only | 1 | 1000 sqft2 of floor space | 1000 sqft served | 10 | DEER:Indoor_CFL_Ltg | 558.6581 | 0 | -66.6196 | SWHC046-02 | 2200.2535 | 2022 | 0 | 233.8255 | 2022 | 0 | -11.1847 | SWHC046-02 | Com Large Gas Water Heaters - Cold ¦ SCG ¦ Cold | Com Large Gas Water Heaters - Cold | 0.17915 | 1 | 0 | CBSA 2019 | 19.4653 | 2032 | 1 | SWHC046-02
COM-WATERHEAT-FS-21.62 | Com ¦ Com Heat Pump Water Heater (4.3 COP - 100+ Gal, 200+ kBtuh) - Fuel Sub - Cold ¦ SCG ¦ Cold | Com ¦ Com Heat Pump Water Heater (4.3 COP - 100+ Gal, 200+ kBtuh) - Fuel Sub - Cold | SCG ¦ Cold | SCG | All | Electric & Gas | Large HPWH 4.3 COP Com (100+ gal) | Efficient | 2030 | Conventional | WaterHeat | Com - Grocery | Com | ROB Only | 1 | 1000 sqft2 of floor space | 1000 sqft served | 10 | DEER:Indoor_CFL_Ltg | 725.0112 | 0 | -90.4493 | SWHC046-02 | 1825.7766 | 2022 | 0 | 194.0291 | 2022 | 0 | -9.2811 | SWHC046-02 | Com Large Gas Water Heaters - Cold ¦ SCG ¦ Cold | Com Large Gas Water Heaters - Cold | 0.039805 | 1 | 0 | CBSA 2019 | 174.3037 | 2032 | 1 | SWHC046-02
COM-WATERHEAT-FS-21.63 | Com ¦ Com Heat Pump Water Heater (4.3 COP - 100+ Gal, 200+ kBtuh) - Fuel Sub - Cold ¦ SCG ¦ Cold | Com ¦ Com Heat Pump Water Heater (4.3 COP - 100+ Gal, 200+ kBtuh) - Fuel Sub - Cold | SCG ¦ Cold | SCG | All | Electric & Gas | Large HPWH 4.3 COP Com (100+ gal) | Efficient | 2030 | Conventional | WaterHeat | Com - Health | Com | ROB Only | 1 | 1000 sqft2 of floor space | 1000 sqft served | 10 | DEER:Indoor_CFL_Ltg | 1485.8422 | 0 | -189.9612 | SWHC046-02 | 3332.659 | 2022 | 0 | 354.1686 | 2022 | 0 | -16.9411 | SWHC046-02 | Com Large Gas Water Heaters - Cold ¦ SCG ¦ Cold | Com Large Gas Water Heaters - Cold | 0.18279 | 1 | 0 | CBSA 2019 | 426.5487 | 2032 | 1 | SWHC046-02
COM-WATERHEAT-FS-21.64 | Com ¦ Com Heat Pump Water Heater (4.3 COP - 100+ Gal, 200+ kBtuh) - Fuel Sub - Cold ¦ SCG ¦ Cold | Com ¦ Com Heat Pump Water Heater (4.3 COP - 100+ Gal, 200+ kBtuh) - Fuel Sub - Cold | SCG ¦ Cold | SCG | All | Electric & Gas | Large HPWH 4.3 COP Com (100+ gal) | Efficient | 2030 | Conventional | WaterHeat | Com - Lodging | Com | ROB Only | 1 | 1000 sqft2 of floor space | 1000 sqft served | 10 | DEER:Indoor_CFL_Ltg | 1162.449 | 0 | -145.8259 | SWHC046-02 | 2096.9378 | 2022 | 0 | 222.8459 | 2022 | 0 | -10.6595 | SWHC046-02 | Com Large Gas Water Heaters - Cold ¦ SCG ¦ Cold | Com Large Gas Water Heaters - Cold | 0.29635 | 1 | 0 | CBSA 2019 | 1046.7295 | 2032 | 1 | SWHC046-02
COM-WATERHEAT-FS-21.65 | Com ¦ Com Heat Pump Water Heater (4.3 COP - 100+ Gal, 200+ kBtuh) - Fuel Sub - Cold ¦ SCG ¦ Cold | Com ¦ Com Heat Pump Water Heater (4.3 COP - 100+ Gal, 200+ kBtuh) - Fuel Sub - Cold | SCG ¦ Cold | SCG | All | Electric & Gas | Large HPWH 4.3 COP Com (100+ gal) | Efficient | 2030 | Conventional | WaterHeat | Com - Office (Large) | Com | ROB Only | 1 | 1000 sqft2 of floor space | 1000 sqft served | 10 | DEER:Indoor_CFL_Ltg | 157.6368 | 0 | -18.6419 | SWHC046-02 | 684.6662 | 2022 | 0 | 72.7609 | 2022 | 0 | -3.4804 | SWHC046-02 | Com Large Gas Water Heaters - Cold ¦ SCG ¦ Cold | Com Large Gas Water Heaters - Cold | 0.04091 | 1 | 0 | CBSA 2019 | 62.0357 | 2032 | 1 | SWHC046-02
COM-WATERHEAT-FS-21.66 | Com ¦ Com Heat Pump Water Heater (4.3 COP - 100+ Gal, 200+ kBtuh) - Fuel Sub - Cold ¦ SCG ¦ Cold | Com ¦ Com Heat Pump Water Heater (4.3 COP - 100+ Gal, 200+ kBtuh) - Fuel Sub - Cold | SCG ¦ Cold | SCG | All | Electric & Gas | Large HPWH 4.3 COP Com (100+ gal) | Efficient | 2030 | Conventional | WaterHeat | Com - Office (Small) | Com | ROB Only | 1 | 1000 sqft2 of floor space | 1000 sqft served | 10 | DEER:Indoor_CFL_Ltg | 147.8952 | 0 | -17.0921 | SWHC046-02 | 684.6662 | 2022 | 0 | 72.7609 | 2022 | 0 | -3.4804 | SWHC046-02 | Com Large Gas Water Heaters - Cold ¦ SCG ¦ Cold | Com Large Gas Water Heaters - Cold | 0.04091 | 1 | 0 | CBSA 2019 | 12.8827 | 2032 | 1 | SWHC046-02
COM-WATERHEAT-FS-21.67 | Com ¦ Com Heat Pump Water Heater (4.3 COP - 100+ Gal, 200+ kBtuh) - Fuel Sub - Cold ¦ SCG ¦ Cold | Com ¦ Com Heat Pump Water Heater (4.3 COP - 100+ Gal, 200+ kBtuh) - Fuel Sub - Cold | SCG ¦ Cold | SCG | All | Electric & Gas | Large HPWH 4.3 COP Com (100+ gal) | Efficient | 2030 | Conventional | WaterHeat | Com - Other | Com | ROB Only | 1 | 1000 sqft2 of floor space | 1000 sqft served | 10 | DEER:Indoor_CFL_Ltg | 1801.8012 | 0 | -219.3656 | SWHC046-02 | 5662.5631 | 2022 | 0 | 601.7723 | 2022 | 0 | -28.7849 | SWHC046-02 | Com Large Gas Water Heaters - Cold ¦ SCG ¦ Cold | Com Large Gas Water Heaters - Cold | 0.16753 | 1 | 0 | CBSA 2019 | 442.5711 | 2032 | 1 | SWHC046-02
COM-WATERHEAT-FS-21.68 | Com ¦ Com Heat Pump Water Heater (4.3 COP - 100+ Gal, 200+ kBtuh) - Fuel Sub - Cold ¦ SCG ¦ Cold | Com ¦ Com Heat Pump Water Heater (4.3 COP - 100+ Gal, 200+ kBtuh) - Fuel Sub - Cold | SCG ¦ Cold | SCG | All | Electric & Gas | Large HPWH 4.3 COP Com (100+ gal) | Efficient | 2030 | Conventional | WaterHeat | Com - Refrig. Warehouse | Com | ROB Only | 1 | 1000 sqft2 of floor space | 1000 sqft served | 10 | DEER:Indoor_CFL_Ltg | 159.2961 | 0 | -19.0828 | SWHC046-02 | 316.5897 | 2022 | 0 | 33.6446 | 2022 | 0 | -1.6093 | SWHC046-02 | Com Large Gas Water Heaters - Cold ¦ SCG ¦ Cold | Com Large Gas Water Heaters - Cold | 0.095771 | 1 | 0 | CBSA 2019 | 10.5539 | 2032 | 1 | SWHC046-02
COM-WATERHEAT-FS-21.69 | Com ¦ Com Heat Pump Water Heater (4.3 COP - 100+ Gal, 200+ kBtuh) - Fuel Sub - Cold ¦ SCG ¦ Cold | Com ¦ Com Heat Pump Water Heater (4.3 COP - 100+ Gal, 200+ kBtuh) - Fuel Sub - Cold | SCG ¦ Cold | SCG | All | Electric & Gas | Large HPWH 4.3 COP Com (100+ gal) | Efficient | 2030 | Conventional | WaterHeat | Com - Restaurant | Com | ROB Only | 1 | 1000 sqft2 of floor space | 1000 sqft served | 10 | DEER:Indoor_CFL_Ltg | 6107.7408 | 0 | -831.7604 | SWHC046-02 | 29659.5559 | 2022 | 0 | 3151.9824 | 2022 | 0 | -150.7703 | SWHC046-02 | Com Large Gas Water Heaters - Cold ¦ SCG ¦ Cold | Com Large Gas Water Heaters - Cold | 0.047202 | 1 | 0 | CBSA 2019 | 88.5778 | 2032 | 1 | SWHC046-02
COM-WATERHEAT-FS-21.70 | Com ¦ Com Heat Pump Water Heater (4.3 COP - 100+ Gal, 200+ kBtuh) - Fuel Sub - Cold ¦ SCG ¦ Cold | Com ¦ Com Heat Pump Water Heater (4.3 COP - 100+ Gal, 200+ kBtuh) - Fuel Sub - Cold | SCG ¦ Cold | SCG | All | Electric & Gas | Large HPWH 4.3 COP Com (100+ gal) | Efficient | 2030 | Conventional | WaterHeat | Com - Retail | Com | ROB Only | 1 | 1000 sqft2 of floor space | 1000 sqft served | 10 | DEER:Indoor_CFL_Ltg | 98.0348 | 0 | -12.2727 | SWHC046-02 | 424.0815 | 2022 | 0 | 45.068 | 2022 | 0 | -2.1558 | SWHC046-02 | Com Large Gas Water Heaters - Cold ¦ SCG ¦ Cold | Com Large Gas Water Heaters - Cold | 0.004808 | 1 | 0 | CBSA 2019 | 1832.6496 | 2032 | 1 | SWHC046-02
COM-WATERHEAT-FS-21.71 | Com ¦ Com Heat Pump Water Heater (4.3 COP - 100+ Gal, 200+ kBtuh) - Fuel Sub - Cold ¦ SCG ¦ Cold | Com ¦ Com Heat Pump Water Heater (4.3 COP - 100+ Gal, 200+ kBtuh) - Fuel Sub - Cold | SCG ¦ Cold | SCG | All | Electric & Gas | Large HPWH 4.3 COP Com (100+ gal) | Efficient | 2030 | Conventional | WaterHeat | Com - School | Com | ROB Only | 1 | 1000 sqft2 of floor space | 1000 sqft served | 10 | DEER:Indoor_CFL_Ltg | 595.0837 | 0 | -67.326 | SWHC046-02 | 3493.3183 | 2022 | 0 | 371.2422 | 2022 | 0 | -17.7578 | SWHC046-02 | Com Large Gas Water Heaters - Cold ¦ SCG ¦ Cold | Com Large Gas Water Heaters - Cold | 0.072836 | 1 | 0 | CBSA 2019 | 23.6904 | 2032 | 1 | SWHC046-02
COM-WATERHEAT-FS-21.72 | Com ¦ Com Heat Pump Water Heater (4.3 COP - 100+ Gal, 200+ kBtuh) - Fuel Sub - Cold ¦ SCG ¦ Cold | Com ¦ Com Heat Pump Water Heater (4.3 COP - 100+ Gal, 200+ kBtuh) - Fuel Sub - Cold | SCG ¦ Cold | SCG | All | Electric & Gas | Large HPWH 4.3 COP Com (100+ gal) | Efficient | 2030 | Conventional | WaterHeat | Com - Warehouse | Com | ROB Only | 1 | 1000 sqft2 of floor space | 1000 sqft served | 10 | DEER:Indoor_CFL_Ltg | 18.7552 | 0 | -1.9738 | SWHC046-02 | 63.3179 | 2022 | 0 | 6.7289 | 2022 | 0 | -0.32187 | SWHC046-02 | Com Large Gas Water Heaters - Cold ¦ SCG ¦ Cold | Com Large Gas Water Heaters - Cold | 0.098222 | 1 | 0 | CBSA 2019 | 13.7203 | 2032 | 1 | SWHC046-02
COM-WATERHEAT-FS-21.73 | Com ¦ Com Heat Pump Water Heater (4.3 COP - 100+ Gal, 200+ kBtuh) - Fuel Sub - Marine ¦ SDG&E ¦ Marine | Com ¦ Com Heat Pump Water Heater (4.3 COP - 100+ Gal, 200+ kBtuh) - Fuel Sub - Marine | SDG&E ¦ Marine | SDG&E | All | Electric & Gas | Large HPWH 4.3 COP Com (100+ gal) | Efficient | 2030 | Conventional | WaterHeat | Com - College | Com | ROB Only | 1 | 1000 sqft2 of floor space | 1000 sqft served | 10 | DEER:Indoor_CFL_Ltg | 419.5231 | 0 | -57.2888 | SWHC046-02 | 2200.2535 | 2022 | 0 | 233.8255 | 2022 | 0 | -11.1847 | SWHC046-02 | Com Large Gas Water Heaters - Marine ¦ SDG&E ¦ Marine | Com Large Gas Water Heaters - Marine | 0.17915 | 1 | 0 | CBSA 2019 | 18.8086 | 2032 | 1 | SWHC046-02
COM-WATERHEAT-FS-21.74 | Com ¦ Com Heat Pump Water Heater (4.3 COP - 100+ Gal, 200+ kBtuh) - Fuel Sub - Marine ¦ SDG&E ¦ Marine | Com ¦ Com Heat Pump Water Heater (4.3 COP - 100+ Gal, 200+ kBtuh) - Fuel Sub - Marine | SDG&E ¦ Marine | SDG&E | All | Electric & Gas | Large HPWH 4.3 COP Com (100+ gal) | Efficient | 2030 | Conventional | WaterHeat | Com - Grocery | Com | ROB Only | 1 | 1000 sqft2 of floor space | 1000 sqft served | 10 | DEER:Indoor_CFL_Ltg | 576.2304 | 0 | -78.169 | SWHC046-02 | 1825.7766 | 2022 | 0 | 194.0291 | 2022 | 0 | -9.2811 | SWHC046-02 | Com Large Gas Water Heaters - Marine ¦ SDG&E ¦ Marine | Com Large Gas Water Heaters - Marine | 0.039805 | 1 | 0 | CBSA 2019 | 151.7453 | 2032 | 1 | SWHC046-02
COM-WATERHEAT-FS-21.75 | Com ¦ Com Heat Pump Water Heater (4.3 COP - 100+ Gal, 200+ kBtuh) - Fuel Sub - Marine ¦ SDG&E ¦ Marine | Com ¦ Com Heat Pump Water Heater (4.3 COP - 100+ Gal, 200+ kBtuh) - Fuel Sub - Marine | SDG&E ¦ Marine | SDG&E | All | Electric & Gas | Large HPWH 4.3 COP Com (100+ gal) | Efficient | 2030 | Conventional | WaterHeat | Com - Health | Com | ROB Only | 1 | 1000 sqft2 of floor space | 1000 sqft served | 10 | DEER:Indoor_CFL_Ltg | 1191.0004 | 0 | -164.3242 | SWHC046-02 | 3332.659 | 2022 | 0 | 354.1686 | 2022 | 0 | -16.9411 | SWHC046-02 | Com Large Gas Water Heaters - Marine ¦ SDG&E ¦ Marine | Com Large Gas Water Heaters - Marine | 0.18279 | 1 | 0 | CBSA 2019 | 370.3799 | 2032 | 1 | SWHC046-02
COM-WATERHEAT-FS-21.76 | Com ¦ Com Heat Pump Water Heater (4.3 COP - 100+ Gal, 200+ kBtuh) - Fuel Sub - Marine ¦ SDG&E ¦ Marine | Com ¦ Com Heat Pump Water Heater (4.3 COP - 100+ Gal, 200+ kBtuh) - Fuel Sub - Marine | SDG&E ¦ Marine | SDG&E | All | Electric & Gas | Large HPWH 4.3 COP Com (100+ gal) | Efficient | 2030 | Conventional | WaterHeat | Com - Lodging | Com | ROB Only | 1 | 1000 sqft2 of floor space | 1000 sqft served | 10 | DEER:Indoor_CFL_Ltg | 935.5977 | 0 | -126.0627 | SWHC046-02 | 2096.9378 | 2022 | 0 | 222.8459 | 2022 | 0 | -10.6595 | SWHC046-02 | Com Large Gas Water Heaters - Marine ¦ SDG&E ¦ Marine | Com Large Gas Water Heaters - Marine | 0.29635 | 1 | 0 | CBSA 2019 | 908.68 | 2032 | 1 | SWHC046-02
COM-WATERHEAT-FS-21.77 | Com ¦ Com Heat Pump Water Heater (4.3 COP - 100+ Gal, 200+ kBtuh) - Fuel Sub - Marine ¦ SDG&E ¦ Marine | Com ¦ Com Heat Pump Water Heater (4.3 COP - 100+ Gal, 200+ kBtuh) - Fuel Sub - Marine | SDG&E ¦ Marine | SDG&E | All | Electric & Gas | Large HPWH 4.3 COP Com (100+ gal) | Efficient | 2030 | Conventional | WaterHeat | Com - Office (Large) | Com | ROB Only | 1 | 1000 sqft2 of floor space | 1000 sqft served | 10 | DEER:Indoor_CFL_Ltg | 116.8992 | 0 | -16.1179 | SWHC046-02 | 684.6662 | 2022 | 0 | 72.7609 | 2022 | 0 | -3.4804 | SWHC046-02 | Com Large Gas Water Heaters - Marine ¦ SDG&E ¦ Marine | Com Large Gas Water Heaters - Marine | 0.04091 | 1 | 0 | CBSA 2019 | 53.9402 | 2032 | 1 | SWHC046-02
COM-WATERHEAT-FS-21.78 | Com ¦ Com Heat Pump Water Heater (4.3 COP - 100+ Gal, 200+ kBtuh) - Fuel Sub - Marine ¦ SDG&E ¦ Marine | Com ¦ Com Heat Pump Water Heater (4.3 COP - 100+ Gal, 200+ kBtuh) - Fuel Sub - Marine | SDG&E ¦ Marine | SDG&E | All | Electric & Gas | Large HPWH 4.3 COP Com (100+ gal) | Efficient | 2030 | Conventional | WaterHeat | Com - Office (Small) | Com | ROB Only | 1 | 1000 sqft2 of floor space | 1000 sqft served | 10 | DEER:Indoor_CFL_Ltg | 108.9288 | 0 | -14.8338 | SWHC046-02 | 684.6662 | 2022 | 0 | 72.7609 | 2022 | 0 | -3.4804 | SWHC046-02 | Com Large Gas Water Heaters - Marine ¦ SDG&E ¦ Marine | Com Large Gas Water Heaters - Marine | 0.04091 | 1 | 0 | CBSA 2019 | 11.6861 | 2032 | 1 | SWHC046-02
COM-WATERHEAT-FS-21.79 | Com ¦ Com Heat Pump Water Heater (4.3 COP - 100+ Gal, 200+ kBtuh) - Fuel Sub - Marine ¦ SDG&E ¦ Marine | Com ¦ Com Heat Pump Water Heater (4.3 COP - 100+ Gal, 200+ kBtuh) - Fuel Sub - Marine | SDG&E ¦ Marine | SDG&E | All | Electric & Gas | Large HPWH 4.3 COP Com (100+ gal) | Efficient | 2030 | Conventional | WaterHeat | Com - Other | Com | ROB Only | 1 | 1000 sqft2 of floor space | 1000 sqft served | 10 | DEER:Indoor_CFL_Ltg | 1435.5814 | 0 | -189.7018 | SWHC046-02 | 5662.5631 | 2022 | 0 | 601.7723 | 2022 | 0 | -28.7849 | SWHC046-02 | Com Large Gas Water Heaters - Marine ¦ SDG&E ¦ Marine | Com Large Gas Water Heaters - Marine | 0.16753 | 1 | 0 | CBSA 2019 | 389.9109 | 2032 | 1 | SWHC046-02
COM-WATERHEAT-FS-21.80 | Com ¦ Com Heat Pump Water Heater (4.3 COP - 100+ Gal, 200+ kBtuh) - Fuel Sub - Marine ¦ SDG&E ¦ Marine | Com ¦ Com Heat Pump Water Heater (4.3 COP - 100+ Gal, 200+ kBtuh) - Fuel Sub - Marine | SDG&E ¦ Marine | SDG&E | All | Electric & Gas | Large HPWH 4.3 COP Com (100+ gal) | Efficient | 2030 | Conventional | WaterHeat | Com - Refrig. Warehouse | Com | ROB Only | 1 | 1000 sqft2 of floor space | 1000 sqft served | 10 | DEER:Indoor_CFL_Ltg | 118.3459 | 0 | -16.5029 | SWHC046-02 | 316.5897 | 2022 | 0 | 33.6446 | 2022 | 0 | -1.6093 | SWHC046-02 | Com Large Gas Water Heaters - Marine ¦ SDG&E ¦ Marine | Com Large Gas Water Heaters - Marine | 0.095771 | 1 | 0 | CBSA 2019 | 9.5436 | 2032 | 1 | SWHC046-02
COM-WATERHEAT-FS-21.81 | Com ¦ Com Heat Pump Water Heater (4.3 COP - 100+ Gal, 200+ kBtuh) - Fuel Sub - Marine ¦ SDG&E ¦ Marine | Com ¦ Com Heat Pump Water Heater (4.3 COP - 100+ Gal, 200+ kBtuh) - Fuel Sub - Marine | SDG&E ¦ Marine | SDG&E | All | Electric & Gas | Large HPWH 4.3 COP Com (100+ gal) | Efficient | 2030 | Conventional | WaterHeat | Com - Restaurant | Com | ROB Only | 1 | 1000 sqft2 of floor space | 1000 sqft served | 10 | DEER:Indoor_CFL_Ltg | 4915.0702 | 0 | -719.2643 | SWHC046-02 | 29659.5559 | 2022 | 0 | 3151.9824 | 2022 | 0 | -150.7703 | SWHC046-02 | Com Large Gas Water Heaters - Marine ¦ SDG&E ¦ Marine | Com Large Gas Water Heaters - Marine | 0.047202 | 1 | 0 | CBSA 2019 | 84.0701 | 2032 | 1 | SWHC046-02
COM-WATERHEAT-FS-21.82 | Com ¦ Com Heat Pump Water Heater (4.3 COP - 100+ Gal, 200+ kBtuh) - Fuel Sub - Marine ¦ SDG&E ¦ Marine | Com ¦ Com Heat Pump Water Heater (4.3 COP - 100+ Gal, 200+ kBtuh) - Fuel Sub - Marine | SDG&E ¦ Marine | SDG&E | All | Electric & Gas | Large HPWH 4.3 COP Com (100+ gal) | Efficient | 2030 | Conventional | WaterHeat | Com - Retail | Com | ROB Only | 1 | 1000 sqft2 of floor space | 1000 sqft served | 10 | DEER:Indoor_CFL_Ltg | 78.5938 | 0 | -10.6228 | SWHC046-02 | 424.0815 | 2022 | 0 | 45.068 | 2022 | 0 | -2.1558 | SWHC046-02 | Com Large Gas Water Heaters - Marine ¦ SDG&E ¦ Marine | Com Large Gas Water Heaters - Marine | 0.004808 | 1 | 0 | CBSA 2019 | 1586.8825 | 2032 | 1 | SWHC046-02
COM-WATERHEAT-FS-21.83 | Com ¦ Com Heat Pump Water Heater (4.3 COP - 100+ Gal, 200+ kBtuh) - Fuel Sub - Marine ¦ SDG&E ¦ Marine | Com ¦ Com Heat Pump Water Heater (4.3 COP - 100+ Gal, 200+ kBtuh) - Fuel Sub - Marine | SDG&E ¦ Marine | SDG&E | All | Electric & Gas | Large HPWH 4.3 COP Com (100+ gal) | Efficient | 2030 | Conventional | WaterHeat | Com - School | Com | ROB Only | 1 | 1000 sqft2 of floor space | 1000 sqft served | 10 | DEER:Indoor_CFL_Ltg | 431.7019 | 0 | -58.0306 | SWHC046-02 | 3493.3183 | 2022 | 0 | 371.2422 | 2022 | 0 | -17.7578 | SWHC046-02 | Com Large Gas Water Heaters - Marine ¦ SDG&E ¦ Marine | Com Large Gas Water Heaters - Marine | 0.072836 | 1 | 0 | CBSA 2019 | 24.881 | 2032 | 1 | SWHC046-02
COM-WATERHEAT-FS-21.84 | Com ¦ Com Heat Pump Water Heater (4.3 COP - 100+ Gal, 200+ kBtuh) - Fuel Sub - Marine ¦ SDG&E ¦ Marine | Com ¦ Com Heat Pump Water Heater (4.3 COP - 100+ Gal, 200+ kBtuh) - Fuel Sub - Marine | SDG&E ¦ Marine | SDG&E | All | Electric & Gas | Large HPWH 4.3 COP Com (100+ gal) | Efficient | 2030 | Conventional | WaterHeat | Com - Warehouse | Com | ROB Only | 1 | 1000 sqft2 of floor space | 1000 sqft served | 10 | DEER:Indoor_CFL_Ltg | 13.0221 | 0 | -1.7117 | SWHC046-02 | 63.3179 | 2022 | 0 | 6.7289 | 2022 | 0 | -0.32187 | SWHC046-02 | Com Large Gas Water Heaters - Marine ¦ SDG&E ¦ Marine | Com Large Gas Water Heaters - Marine | 0.098222 | 1 | 0 | CBSA 2019 | 12.1397 | 2032 | 1 | SWHC046-02
COM-WATERHEAT-FS-21.85 | Com ¦ Com Heat Pump Water Heater (4.3 COP - 100+ Gal, 200+ kBtuh) - Fuel Sub - Hot-Dry ¦ SDG&E ¦ Hot-Dry | Com ¦ Com Heat Pump Water Heater (4.3 COP - 100+ Gal, 200+ kBtuh) - Fuel Sub - Hot-Dry | SDG&E ¦ Hot-Dry | SDG&E | All | Electric & Gas | Large HPWH 4.3 COP Com (100+ gal) | Efficient | 2030 | Conventional | WaterHeat | Com - College | Com | ROB Only | 1 | 1000 sqft2 of floor space | 1000 sqft served | 10 | DEER:Indoor_CFL_Ltg | 419.5231 | 0 | -57.2888 | SWHC046-02 | 2200.2535 | 2022 | 0 | 233.8255 | 2022 | 0 | -11.1847 | SWHC046-02 | Com Large Gas Water Heaters - Hot-Dry ¦ SDG&E ¦ Hot-Dry | Com Large Gas Water Heaters - Hot-Dry | 0.17915 | 1 | 0 | CBSA 2019 | 18.8086 | 2032 | 1 | SWHC046-02
COM-WATERHEAT-FS-21.86 | Com ¦ Com Heat Pump Water Heater (4.3 COP - 100+ Gal, 200+ kBtuh) - Fuel Sub - Hot-Dry ¦ SDG&E ¦ Hot-Dry | Com ¦ Com Heat Pump Water Heater (4.3 COP - 100+ Gal, 200+ kBtuh) - Fuel Sub - Hot-Dry | SDG&E ¦ Hot-Dry | SDG&E | All | Electric & Gas | Large HPWH 4.3 COP Com (100+ gal) | Efficient | 2030 | Conventional | WaterHeat | Com - Grocery | Com | ROB Only | 1 | 1000 sqft2 of floor space | 1000 sqft served | 10 | DEER:Indoor_CFL_Ltg | 576.2304 | 0 | -78.0509 | SWHC046-02 | 1825.7766 | 2022 | 0 | 194.0291 | 2022 | 0 | -9.2811 | SWHC046-02 | Com Large Gas Water Heaters - Hot-Dry ¦ SDG&E ¦ Hot-Dry | Com Large Gas Water Heaters - Hot-Dry | 0.039805 | 1 | 0 | CBSA 2019 | 151.4969 | 2032 | 1 | SWHC046-02
COM-WATERHEAT-FS-21.87 | Com ¦ Com Heat Pump Water Heater (4.3 COP - 100+ Gal, 200+ kBtuh) - Fuel Sub - Hot-Dry ¦ SDG&E ¦ Hot-Dry | Com ¦ Com Heat Pump Water Heater (4.3 COP - 100+ Gal, 200+ kBtuh) - Fuel Sub - Hot-Dry | SDG&E ¦ Hot-Dry | SDG&E | All | Electric & Gas | Large HPWH 4.3 COP Com (100+ gal) | Efficient | 2030 | Conventional | WaterHeat | Com - Health | Com | ROB Only | 1 | 1000 sqft2 of floor space | 1000 sqft served | 10 | DEER:Indoor_CFL_Ltg | 1186.6897 | 0 | -163.8931 | SWHC046-02 | 3332.659 | 2022 | 0 | 354.1686 | 2022 | 0 | -16.9411 | SWHC046-02 | Com Large Gas Water Heaters - Hot-Dry ¦ SDG&E ¦ Hot-Dry | Com Large Gas Water Heaters - Hot-Dry | 0.18279 | 1 | 0 | CBSA 2019 | 369.4259 | 2032 | 1 | SWHC046-02
COM-WATERHEAT-FS-21.88 | Com ¦ Com Heat Pump Water Heater (4.3 COP - 100+ Gal, 200+ kBtuh) - Fuel Sub - Hot-Dry ¦ SDG&E ¦ Hot-Dry | Com ¦ Com Heat Pump Water Heater (4.3 COP - 100+ Gal, 200+ kBtuh) - Fuel Sub - Hot-Dry | SDG&E ¦ Hot-Dry | SDG&E | All | Electric & Gas | Large HPWH 4.3 COP Com (100+ gal) | Efficient | 2030 | Conventional | WaterHeat | Com - Lodging | Com | ROB Only | 1 | 1000 sqft2 of floor space | 1000 sqft served | 10 | DEER:Indoor_CFL_Ltg | 932.9675 | 0 | -125.6641 | SWHC046-02 | 2096.9378 | 2022 | 0 | 222.8459 | 2022 | 0 | -10.6595 | SWHC046-02 | Com Large Gas Water Heaters - Hot-Dry ¦ SDG&E ¦ Hot-Dry | Com Large Gas Water Heaters - Hot-Dry | 0.29635 | 1 | 0 | CBSA 2019 | 905.7886 | 2032 | 1 | SWHC046-02
COM-WATERHEAT-FS-21.89 | Com ¦ Com Heat Pump Water Heater (4.3 COP - 100+ Gal, 200+ kBtuh) - Fuel Sub - Hot-Dry ¦ SDG&E ¦ Hot-Dry | Com ¦ Com Heat Pump Water Heater (4.3 COP - 100+ Gal, 200+ kBtuh) - Fuel Sub - Hot-Dry | SDG&E ¦ Hot-Dry | SDG&E | All | Electric & Gas | Large HPWH 4.3 COP Com (100+ gal) | Efficient | 2030 | Conventional | WaterHeat | Com - Office (Large) | Com | ROB Only | 1 | 1000 sqft2 of floor space | 1000 sqft served | 10 | DEER:Indoor_CFL_Ltg | 116.8992 | 0 | -16.1179 | SWHC046-02 | 684.6662 | 2022 | 0 | 72.7609 | 2022 | 0 | -3.4804 | SWHC046-02 | Com Large Gas Water Heaters - Hot-Dry ¦ SDG&E ¦ Hot-Dry | Com Large Gas Water Heaters - Hot-Dry | 0.04091 | 1 | 0 | CBSA 2019 | 53.9402 | 2032 | 1 | SWHC046-02
COM-WATERHEAT-FS-21.90 | Com ¦ Com Heat Pump Water Heater (4.3 COP - 100+ Gal, 200+ kBtuh) - Fuel Sub - Hot-Dry ¦ SDG&E ¦ Hot-Dry | Com ¦ Com Heat Pump Water Heater (4.3 COP - 100+ Gal, 200+ kBtuh) - Fuel Sub - Hot-Dry | SDG&E ¦ Hot-Dry | SDG&E | All | Electric & Gas | Large HPWH 4.3 COP Com (100+ gal) | Efficient | 2030 | Conventional | WaterHeat | Com - Office (Small) | Com | ROB Only | 1 | 1000 sqft2 of floor space | 1000 sqft served | 10 | DEER:Indoor_CFL_Ltg | 108.9288 | 0 | -14.7895 | SWHC046-02 | 684.6662 | 2022 | 0 | 72.7609 | 2022 | 0 | -3.4804 | SWHC046-02 | Com Large Gas Water Heaters - Hot-Dry ¦ SDG&E ¦ Hot-Dry | Com Large Gas Water Heaters - Hot-Dry | 0.04091 | 1 | 0 | CBSA 2019 | 11.6428 | 2032 | 1 | SWHC046-02
COM-WATERHEAT-FS-21.91 | Com ¦ Com Heat Pump Water Heater (4.3 COP - 100+ Gal, 200+ kBtuh) - Fuel Sub - Hot-Dry ¦ SDG&E ¦ Hot-Dry | Com ¦ Com Heat Pump Water Heater (4.3 COP - 100+ Gal, 200+ kBtuh) - Fuel Sub - Hot-Dry | SDG&E ¦ Hot-Dry | SDG&E | All | Electric & Gas | Large HPWH 4.3 COP Com (100+ gal) | Efficient | 2030 | Conventional | WaterHeat | Com - Other | Com | ROB Only | 1 | 1000 sqft2 of floor space | 1000 sqft served | 10 | DEER:Indoor_CFL_Ltg | 1435.5814 | 0 | -188.9694 | SWHC046-02 | 5662.5631 | 2022 | 0 | 601.7723 | 2022 | 0 | -28.7849 | SWHC046-02 | Com Large Gas Water Heaters - Hot-Dry ¦ SDG&E ¦ Hot-Dry | Com Large Gas Water Heaters - Hot-Dry | 0.16753 | 1 | 0 | CBSA 2019 | 388.0804 | 2032 | 1 | SWHC046-02
COM-WATERHEAT-FS-21.92 | Com ¦ Com Heat Pump Water Heater (4.3 COP - 100+ Gal, 200+ kBtuh) - Fuel Sub - Hot-Dry ¦ SDG&E ¦ Hot-Dry | Com ¦ Com Heat Pump Water Heater (4.3 COP - 100+ Gal, 200+ kBtuh) - Fuel Sub - Hot-Dry | SDG&E ¦ Hot-Dry | SDG&E | All | Electric & Gas | Large HPWH 4.3 COP Com (100+ gal) | Efficient | 2030 | Conventional | WaterHeat | Com - Refrig. Warehouse | Com | ROB Only | 1 | 1000 sqft2 of floor space | 1000 sqft served | 10 | DEER:Indoor_CFL_Ltg | 117.9364 | 0 | -16.4415 | SWHC046-02 | 316.5897 | 2022 | 0 | 33.6446 | 2022 | 0 | -1.6093 | SWHC046-02 | Com Large Gas Water Heaters - Hot-Dry ¦ SDG&E ¦ Hot-Dry | Com Large Gas Water Heaters - Hot-Dry | 0.095771 | 1 | 0 | CBSA 2019 | 9.5075 | 2032 | 1 | SWHC046-02
COM-WATERHEAT-FS-21.93 | Com ¦ Com Heat Pump Water Heater (4.3 COP - 100+ Gal, 200+ kBtuh) - Fuel Sub - Hot-Dry ¦ SDG&E ¦ Hot-Dry | Com ¦ Com Heat Pump Water Heater (4.3 COP - 100+ Gal, 200+ kBtuh) - Fuel Sub - Hot-Dry | SDG&E ¦ Hot-Dry | SDG&E | All | Electric & Gas | Large HPWH 4.3 COP Com (100+ gal) | Efficient | 2030 | Conventional | WaterHeat | Com - Restaurant | Com | ROB Only | 1 | 1000 sqft2 of floor space | 1000 sqft served | 10 | DEER:Indoor_CFL_Ltg | 4876.7063 | 0 | -717.3462 | SWHC046-02 | 29659.5559 | 2022 | 0 | 3151.9824 | 2022 | 0 | -150.7703 | SWHC046-02 | Com Large Gas Water Heaters - Hot-Dry ¦ SDG&E ¦ Hot-Dry | Com Large Gas Water Heaters - Hot-Dry | 0.047202 | 1 | 0 | CBSA 2019 | 84.3607 | 2032 | 1 | SWHC046-02
COM-WATERHEAT-FS-21.94 | Com ¦ Com Heat Pump Water Heater (4.3 COP - 100+ Gal, 200+ kBtuh) - Fuel Sub - Hot-Dry ¦ SDG&E ¦ Hot-Dry | Com ¦ Com Heat Pump Water Heater (4.3 COP - 100+ Gal, 200+ kBtuh) - Fuel Sub - Hot-Dry | SDG&E ¦ Hot-Dry | SDG&E | All | Electric & Gas | Large HPWH 4.3 COP Com (100+ gal) | Efficient | 2030 | Conventional | WaterHeat | Com - Retail | Com | ROB Only | 1 | 1000 sqft2 of floor space | 1000 sqft served | 10 | DEER:Indoor_CFL_Ltg | 78.5286 | 0 | -10.6149 | SWHC046-02 | 424.0815 | 2022 | 0 | 45.068 | 2022 | 0 | -2.1558 | SWHC046-02 | Com Large Gas Water Heaters - Hot-Dry ¦ SDG&E ¦ Hot-Dry | Com Large Gas Water Heaters - Hot-Dry | 0.004808 | 1 | 0 | CBSA 2019 | 1585.6914 | 2032 | 1 | SWHC046-02
COM-WATERHEAT-FS-21.95 | Com ¦ Com Heat Pump Water Heater (4.3 COP - 100+ Gal, 200+ kBtuh) - Fuel Sub - Hot-Dry ¦ SDG&E ¦ Hot-Dry | Com ¦ Com Heat Pump Water Heater (4.3 COP - 100+ Gal, 200+ kBtuh) - Fuel Sub - Hot-Dry | SDG&E ¦ Hot-Dry | SDG&E | All | Electric & Gas | Large HPWH 4.3 COP Com (100+ gal) | Efficient | 2030 | Conventional | WaterHeat | Com - School | Com | ROB Only | 1 | 1000 sqft2 of floor space | 1000 sqft served | 10 | DEER:Indoor_CFL_Ltg | 430.2813 | 0 | -57.8046 | SWHC046-02 | 3493.3183 | 2022 | 0 | 371.2422 | 2022 | 0 | -17.7578 | SWHC046-02 | Com Large Gas Water Heaters - Hot-Dry ¦ SDG&E ¦ Hot-Dry | Com Large Gas Water Heaters - Hot-Dry | 0.072836 | 1 | 0 | CBSA 2019 | 24.7699 | 2032 | 1 | SWHC046-02
COM-WATERHEAT-FS-21.96 | Com ¦ Com Heat Pump Water Heater (4.3 COP - 100+ Gal, 200+ kBtuh) - Fuel Sub - Hot-Dry ¦ SDG&E ¦ Hot-Dry | Com ¦ Com Heat Pump Water Heater (4.3 COP - 100+ Gal, 200+ kBtuh) - Fuel Sub - Hot-Dry | SDG&E ¦ Hot-Dry | SDG&E | All | Electric & Gas | Large HPWH 4.3 COP Com (100+ gal) | Efficient | 2030 | Conventional | WaterHeat | Com - Warehouse | Com | ROB Only | 1 | 1000 sqft2 of floor space | 1000 sqft served | 10 | DEER:Indoor_CFL_Ltg | 13.0221 | 0 | -1.7076 | SWHC046-02 | 63.3179 | 2022 | 0 | 6.7289 | 2022 | 0 | -0.32187 | SWHC046-02 | Com Large Gas Water Heaters - Hot-Dry ¦ SDG&E ¦ Hot-Dry | Com Large Gas Water Heaters - Hot-Dry | 0.098222 | 1 | 0 | CBSA 2019 | 12.1083 | 2032 | 1 | SWHC046-02
COM-WATERHEAT-10.1 | Com ¦ Com Electric Storage Water Heater (0.92 UEF - 50 Gal) - Marine ¦ PG&E ¦ Marine | Com ¦ Com Electric Storage Water Heater (0.92 UEF - 50 Gal) - Marine | PG&E ¦ Marine | PG&E | All | Electric | Electric storage water heater, 50 gallon, UEF = 0.92 | Average Existing and Code | 0 | Conventional | WaterHeat | Com - College | Com | ROB and NEW | 0 | 1000 sqft2 of floor space | 1000 sqft served | 10 | DEER:Indoor_CFL_Ltg | 0 | 0 | 0 | SWHC031-02 | 47.4417 | 2022 | 0 | 25.2223 | 2022 | 0 | 0 | SWHC031-02 | Com Elec Water Heaters - Marine ¦ PG&E ¦ Marine | Com Elec Water Heaters - Marine | 0.16074 | 1 | 1 | CBSA 2019 | 0 | 2012 | 0.6 | SWHC031-02
COM-WATERHEAT-10.2 | Com ¦ Com Electric Storage Water Heater (0.92 UEF - 50 Gal) - Marine ¦ PG&E ¦ Marine | Com ¦ Com Electric Storage Water Heater (0.92 UEF - 50 Gal) - Marine | PG&E ¦ Marine | PG&E | All | Electric | Electric storage water heater, 50 gallon, UEF = 0.92 | Average Existing and Code | 0 | Conventional | WaterHeat | Com - Grocery | Com | ROB and NEW | 0 | 1000 sqft2 of floor space | 1000 sqft served | 10 | DEER:Indoor_CFL_Ltg | 0 | 0 | 0 | SWHC031-02 | 39.3673 | 2022 | 0 | 20.9296 | 2022 | 0 | 0 | SWHC031-02 | Com Elec Water Heaters - Marine ¦ PG&E ¦ Marine | Com Elec Water Heaters - Marine | 0.40391 | 1 | 1 | CBSA 2019 | 0 | 2012 | 0.6 | SWHC031-02
COM-WATERHEAT-10.3 | Com ¦ Com Electric Storage Water Heater (0.92 UEF - 50 Gal) - Marine ¦ PG&E ¦ Marine | Com ¦ Com Electric Storage Water Heater (0.92 UEF - 50 Gal) - Marine | PG&E ¦ Marine | PG&E | All | Electric | Electric storage water heater, 50 gallon, UEF = 0.92 | Average Existing and Code | 0 | Conventional | WaterHeat | Com - Health | Com | ROB and NEW | 0 | 1000 sqft2 of floor space | 1000 sqft served | 10 | DEER:Indoor_CFL_Ltg | 0 | 0 | 0 | SWHC031-02 | 71.8586 | 2022 | 0 | 38.2035 | 2022 | 0 | 0 | SWHC031-02 | Com Elec Water Heaters - Marine ¦ PG&E ¦ Marine | Com Elec Water Heaters - Marine | 0.27217 | 1 | 1 | CBSA 2019 | 0 | 2012 | 0.6 | SWHC031-02
COM-WATERHEAT-10.4 | Com ¦ Com Electric Storage Water Heater (0.92 UEF - 50 Gal) - Marine ¦ PG&E ¦ Marine | Com ¦ Com Electric Storage Water Heater (0.92 UEF - 50 Gal) - Marine | PG&E ¦ Marine | PG&E | All | Electric | Electric storage water heater, 50 gallon, UEF = 0.92 | Average Existing and Code | 0 | Conventional | WaterHeat | Com - Lodging | Com | ROB and NEW | 0 | 1000 sqft2 of floor space | 1000 sqft served | 10 | DEER:Indoor_CFL_Ltg | 0 | 0 | 0 | SWHC031-02 | 45.2141 | 2022 | 0 | 24.038 | 2022 | 0 | 0 | SWHC031-02 | Com Elec Water Heaters - Marine ¦ PG&E ¦ Marine | Com Elec Water Heaters - Marine | 0.070067 | 1 | 1 | CBSA 2019 | 0 | 2012 | 0.6 | SWHC031-02
COM-WATERHEAT-10.5 | Com ¦ Com Electric Storage Water Heater (0.92 UEF - 50 Gal) - Marine ¦ PG&E ¦ Marine | Com ¦ Com Electric Storage Water Heater (0.92 UEF - 50 Gal) - Marine | PG&E ¦ Marine | PG&E | All | Electric | Electric storage water heater, 50 gallon, UEF = 0.92 | Average Existing and Code | 0 | Conventional | WaterHeat | Com - Office (Large) | Com | ROB and NEW | 0 | 1000 sqft2 of floor space | 1000 sqft served | 10 | DEER:Indoor_CFL_Ltg | 0 | 0 | 0 | SWHC031-02 | 14.7627 | 2022 | 0 | 7.8486 | 2022 | 0 | 0 | SWHC031-02 | Com Elec Water Heaters - Marine ¦ PG&E ¦ Marine | Com Elec Water Heaters - Marine | 0.4229 | 1 | 1 | CBSA 2019 | 0 | 2012 | 0.6 | SWHC031-02
COM-WATERHEAT-10.6 | Com ¦ Com Electric Storage Water Heater (0.92 UEF - 50 Gal) - Marine ¦ PG&E ¦ Marine | Com ¦ Com Electric Storage Water Heater (0.92 UEF - 50 Gal) - Marine | PG&E ¦ Marine | PG&E | All | Electric | Electric storage water heater, 50 gallon, UEF = 0.92 | Average Existing and Code | 0 | Conventional | WaterHeat | Com - Office (Small) | Com | ROB and NEW | 0 | 1000 sqft2 of floor space | 1000 sqft served | 10 | DEER:Indoor_CFL_Ltg | 0 | 0 | 0 | SWHC031-02 | 14.7627 | 2022 | 0 | 7.8486 | 2022 | 0 | 0 | SWHC031-02 | Com Elec Water Heaters - Marine ¦ PG&E ¦ Marine | Com Elec Water Heaters - Marine | 0.4229 | 1 | 1 | CBSA 2019 | 0 | 2012 | 0.6 | SWHC031-02
COM-WATERHEAT-10.7 | Com ¦ Com Electric Storage Water Heater (0.92 UEF - 50 Gal) - Marine ¦ PG&E ¦ Marine | Com ¦ Com Electric Storage Water Heater (0.92 UEF - 50 Gal) - Marine | PG&E ¦ Marine | PG&E | All | Electric | Electric storage water heater, 50 gallon, UEF = 0.92 | Average Existing and Code | 0 | Conventional | WaterHeat | Com - Other | Com | ROB and NEW | 0 | 1000 sqft2 of floor space | 1000 sqft served | 10 | DEER:Indoor_CFL_Ltg | 0 | 0 | 0 | SWHC031-02 | 122.0959 | 2022 | 0 | 64.9121 | 2022 | 0 | 0 | SWHC031-02 | Com Elec Water Heaters - Marine ¦ PG&E ¦ Marine | Com Elec Water Heaters - Marine | 0.42995 | 1 | 1 | CBSA 2019 | 0 | 2012 | 0.6 | SWHC031-02
COM-WATERHEAT-10.8 | Com ¦ Com Electric Storage Water Heater (0.92 UEF - 50 Gal) - Marine ¦ PG&E ¦ Marine | Com ¦ Com Electric Storage Water Heater (0.92 UEF - 50 Gal) - Marine | PG&E ¦ Marine | PG&E | All | Electric | Electric storage water heater, 50 gallon, UEF = 0.92 | Average Existing and Code | 0 | Conventional | WaterHeat | Com - Refrig. Warehouse | Com | ROB and NEW | 0 | 1000 sqft2 of floor space | 1000 sqft served | 10 | DEER:Indoor_CFL_Ltg | 0 | 0 | 0 | SWHC031-02 | 6.8263 | 2022 | 0 | 3.6292 | 2022 | 0 | 0 | SWHC031-02 | Com Elec Water Heaters - Marine ¦ PG&E ¦ Marine | Com Elec Water Heaters - Marine | 0.77379 | 1 | 1 | CBSA 2019 | 0 | 2012 | 0.6 | SWHC031-02
COM-WATERHEAT-10.9 | Com ¦ Com Electric Storage Water Heater (0.92 UEF - 50 Gal) - Marine ¦ PG&E ¦ Marine | Com ¦ Com Electric Storage Water Heater (0.92 UEF - 50 Gal) - Marine | PG&E ¦ Marine | PG&E | All | Electric | Electric storage water heater, 50 gallon, UEF = 0.92 | Average Existing and Code | 0 | Conventional | WaterHeat | Com - Restaurant | Com | ROB and NEW | 0 | 1000 sqft2 of floor space | 1000 sqft served | 10 | DEER:Indoor_CFL_Ltg | 0 | 0 | 0 | SWHC031-02 | 639.5177 | 2022 | 0 | 339.9986 | 2022 | 0 | 0 | SWHC031-02 | Com Elec Water Heaters - Marine ¦ PG&E ¦ Marine | Com Elec Water Heaters - Marine | 0.20681 | 1 | 1 | CBSA 2019 | 0 | 2012 | 0.6 | SWHC031-02
COM-WATERHEAT-10.10 | Com ¦ Com Electric Storage Water Heater (0.92 UEF - 50 Gal) - Marine ¦ PG&E ¦ Marine | Com ¦ Com Electric Storage Water Heater (0.92 UEF - 50 Gal) - Marine | PG&E ¦ Marine | PG&E | All | Electric | Electric storage water heater, 50 gallon, UEF = 0.92 | Average Existing and Code | 0 | Conventional | WaterHeat | Com - Retail | Com | ROB and NEW | 0 | 1000 sqft2 of floor space | 1000 sqft served | 10 | DEER:Indoor_CFL_Ltg | 0 | 0 | 0 | SWHC031-02 | 9.144 | 2022 | 0 | 4.8614 | 2022 | 0 | 0 | SWHC031-02 | Com Elec Water Heaters - Marine ¦ PG&E ¦ Marine | Com Elec Water Heaters - Marine | 0.59937 | 1 | 1 | CBSA 2019 | 0 | 2012 | 0.6 | SWHC031-02
COM-WATERHEAT-10.11 | Com ¦ Com Electric Storage Water Heater (0.92 UEF - 50 Gal) - Marine ¦ PG&E ¦ Marine | Com ¦ Com Electric Storage Water Heater (0.92 UEF - 50 Gal) - Marine | PG&E ¦ Marine | PG&E | All | Electric | Electric storage water heater, 50 gallon, UEF = 0.92 | Average Existing and Code | 0 | Conventional | WaterHeat | Com - School | Com | ROB and NEW | 0 | 1000 sqft2 of floor space | 1000 sqft served | 10 | DEER:Indoor_CFL_Ltg | 0 | 0 | 0 | SWHC031-02 | 75.3227 | 2022 | 0 | 40.0452 | 2022 | 0 | 0 | SWHC031-02 | Com Elec Water Heaters - Marine ¦ PG&E ¦ Marine | Com Elec Water Heaters - Marine | 0.23078 | 1 | 1 | CBSA 2019 | 0 | 2012 | 0.6 | SWHC031-02
COM-WATERHEAT-10.12 | Com ¦ Com Electric Storage Water Heater (0.92 UEF - 50 Gal) - Marine ¦ PG&E ¦ Marine | Com ¦ Com Electric Storage Water Heater (0.92 UEF - 50 Gal) - Marine | PG&E ¦ Marine | PG&E | All | Electric | Electric storage water heater, 50 gallon, UEF = 0.92 | Average Existing and Code | 0 | Conventional | WaterHeat | Com - Warehouse | Com | ROB and NEW | 0 | 1000 sqft2 of floor space | 1000 sqft served | 10 | DEER:Indoor_CFL_Ltg | 0 | 0 | 0 | SWHC031-02 | 1.3653 | 2022 | 0 | 0.72584 | 2022 | 0 | 0 | SWHC031-02 | Com Elec Water Heaters - Marine ¦ PG&E ¦ Marine | Com Elec Water Heaters - Marine | 0.8024 | 1 | 1 | CBSA 2019 | 0 | 2012 | 0.6 | SWHC031-02
COM-WATERHEAT-10.13 | Com ¦ Com Electric Storage Water Heater (0.92 UEF - 50 Gal) - Hot-Dry ¦ PG&E ¦ Hot-Dry | Com ¦ Com Electric Storage Water Heater (0.92 UEF - 50 Gal) - Hot-Dry | PG&E ¦ Hot-Dry | PG&E | All | Electric | Electric storage water heater, 50 gallon, UEF = 0.92 | Average Existing and Code | 0 | Conventional | WaterHeat | Com - College | Com | ROB and NEW | 0 | 1000 sqft2 of floor space | 1000 sqft served | 10 | DEER:Indoor_CFL_Ltg | 0 | 0 | 0 | SWHC031-02 | 47.4417 | 2022 | 0 | 25.2223 | 2022 | 0 | 0 | SWHC031-02 | Com Elec Water Heaters - Hot-Dry ¦ PG&E ¦ Hot-Dry | Com Elec Water Heaters - Hot-Dry | 0.16074 | 1 | 1 | CBSA 2019 | 0 | 2012 | 0.6 | SWHC031-02
COM-WATERHEAT-10.14 | Com ¦ Com Electric Storage Water Heater (0.92 UEF - 50 Gal) - Hot-Dry ¦ PG&E ¦ Hot-Dry | Com ¦ Com Electric Storage Water Heater (0.92 UEF - 50 Gal) - Hot-Dry | PG&E ¦ Hot-Dry | PG&E | All | Electric | Electric storage water heater, 50 gallon, UEF = 0.92 | Average Existing and Code | 0 | Conventional | WaterHeat | Com - Grocery | Com | ROB and NEW | 0 | 1000 sqft2 of floor space | 1000 sqft served | 10 | DEER:Indoor_CFL_Ltg | 0 | 0 | 0 | SWHC031-02 | 39.3673 | 2022 | 0 | 20.9296 | 2022 | 0 | 0 | SWHC031-02 | Com Elec Water Heaters - Hot-Dry ¦ PG&E ¦ Hot-Dry | Com Elec Water Heaters - Hot-Dry | 0.40391 | 1 | 1 | CBSA 2019 | 0 | 2012 | 0.6 | SWHC031-02
COM-WATERHEAT-10.15 | Com ¦ Com Electric Storage Water Heater (0.92 UEF - 50 Gal) - Hot-Dry ¦ PG&E ¦ Hot-Dry | Com ¦ Com Electric Storage Water Heater (0.92 UEF - 50 Gal) - Hot-Dry | PG&E ¦ Hot-Dry | PG&E | All | Electric | Electric storage water heater, 50 gallon, UEF = 0.92 | Average Existing and Code | 0 | Conventional | WaterHeat | Com - Health | Com | ROB and NEW | 0 | 1000 sqft2 of floor space | 1000 sqft served | 10 | DEER:Indoor_CFL_Ltg | 0 | 0 | 0 | SWHC031-02 | 71.8586 | 2022 | 0 | 38.2035 | 2022 | 0 | 0 | SWHC031-02 | Com Elec Water Heaters - Hot-Dry ¦ PG&E ¦ Hot-Dry | Com Elec Water Heaters - Hot-Dry | 0.27217 | 1 | 1 | CBSA 2019 | 0 | 2012 | 0.6 | SWHC031-02
COM-WATERHEAT-10.16 | Com ¦ Com Electric Storage Water Heater (0.92 UEF - 50 Gal) - Hot-Dry ¦ PG&E ¦ Hot-Dry | Com ¦ Com Electric Storage Water Heater (0.92 UEF - 50 Gal) - Hot-Dry | PG&E ¦ Hot-Dry | PG&E | All | Electric | Electric storage water heater, 50 gallon, UEF = 0.92 | Average Existing and Code | 0 | Conventional | WaterHeat | Com - Lodging | Com | ROB and NEW | 0 | 1000 sqft2 of floor space | 1000 sqft served | 10 | DEER:Indoor_CFL_Ltg | 0 | 0 | 0 | SWHC031-02 | 45.2141 | 2022 | 0 | 24.038 | 2022 | 0 | 0 | SWHC031-02 | Com Elec Water Heaters - Hot-Dry ¦ PG&E ¦ Hot-Dry | Com Elec Water Heaters - Hot-Dry | 0.070067 | 1 | 1 | CBSA 2019 | 0 | 2012 | 0.6 | SWHC031-02
COM-WATERHEAT-10.17 | Com ¦ Com Electric Storage Water Heater (0.92 UEF - 50 Gal) - Hot-Dry ¦ PG&E ¦ Hot-Dry | Com ¦ Com Electric Storage Water Heater (0.92 UEF - 50 Gal) - Hot-Dry | PG&E ¦ Hot-Dry | PG&E | All | Electric | Electric storage water heater, 50 gallon, UEF = 0.92 | Average Existing and Code | 0 | Conventional | WaterHeat | Com - Office (Large) | Com | ROB and NEW | 0 | 1000 sqft2 of floor space | 1000 sqft served | 10 | DEER:Indoor_CFL_Ltg | 0 | 0 | 0 | SWHC031-02 | 14.7627 | 2022 | 0 | 7.8486 | 2022 | 0 | 0 | SWHC031-02 | Com Elec Water Heaters - Hot-Dry ¦ PG&E ¦ Hot-Dry | Com Elec Water Heaters - Hot-Dry | 0.4229 | 1 | 1 | CBSA 2019 | 0 | 2012 | 0.6 | SWHC031-02
COM-WATERHEAT-10.18 | Com ¦ Com Electric Storage Water Heater (0.92 UEF - 50 Gal) - Hot-Dry ¦ PG&E ¦ Hot-Dry | Com ¦ Com Electric Storage Water Heater (0.92 UEF - 50 Gal) - Hot-Dry | PG&E ¦ Hot-Dry | PG&E | All | Electric | Electric storage water heater, 50 gallon, UEF = 0.92 | Average Existing and Code | 0 | Conventional | WaterHeat | Com - Office (Small) | Com | ROB and NEW | 0 | 1000 sqft2 of floor space | 1000 sqft served | 10 | DEER:Indoor_CFL_Ltg | 0 | 0 | 0 | SWHC031-02 | 14.7627 | 2022 | 0 | 7.8486 | 2022 | 0 | 0 | SWHC031-02 | Com Elec Water Heaters - Hot-Dry ¦ PG&E ¦ Hot-Dry | Com Elec Water Heaters - Hot-Dry | 0.4229 | 1 | 1 | CBSA 2019 | 0 | 2012 | 0.6 | SWHC031-02
COM-WATERHEAT-10.19 | Com ¦ Com Electric Storage Water Heater (0.92 UEF - 50 Gal) - Hot-Dry ¦ PG&E ¦ Hot-Dry | Com ¦ Com Electric Storage Water Heater (0.92 UEF - 50 Gal) - Hot-Dry | PG&E ¦ Hot-Dry | PG&E | All | Electric | Electric storage water heater, 50 gallon, UEF = 0.92 | Average Existing and Code | 0 | Conventional | WaterHeat | Com - Other | Com | ROB and NEW | 0 | 1000 sqft2 of floor space | 1000 sqft served | 10 | DEER:Indoor_CFL_Ltg | 0 | 0 | 0 | SWHC031-02 | 122.0959 | 2022 | 0 | 64.9121 | 2022 | 0 | 0 | SWHC031-02 | Com Elec Water Heaters - Hot-Dry ¦ PG&E ¦ Hot-Dry | Com Elec Water Heaters - Hot-Dry | 0.42995 | 1 | 1 | CBSA 2019 | 0 | 2012 | 0.6 | SWHC031-02
COM-WATERHEAT-10.20 | Com ¦ Com Electric Storage Water Heater (0.92 UEF - 50 Gal) - Hot-Dry ¦ PG&E ¦ Hot-Dry | Com ¦ Com Electric Storage Water Heater (0.92 UEF - 50 Gal) - Hot-Dry | PG&E ¦ Hot-Dry | PG&E | All | Electric | Electric storage water heater, 50 gallon, UEF = 0.92 | Average Existing and Code | 0 | Conventional | WaterHeat | Com - Refrig. Warehouse | Com | ROB and NEW | 0 | 1000 sqft2 of floor space | 1000 sqft served | 10 | DEER:Indoor_CFL_Ltg | 0 | 0 | 0 | SWHC031-02 | 6.8263 | 2022 | 0 | 3.6292 | 2022 | 0 | 0 | SWHC031-02 | Com Elec Water Heaters - Hot-Dry ¦ PG&E ¦ Hot-Dry | Com Elec Water Heaters - Hot-Dry | 0.77379 | 1 | 1 | CBSA 2019 | 0 | 2012 | 0.6 | SWHC031-02
COM-WATERHEAT-10.21 | Com ¦ Com Electric Storage Water Heater (0.92 UEF - 50 Gal) - Hot-Dry ¦ PG&E ¦ Hot-Dry | Com ¦ Com Electric Storage Water Heater (0.92 UEF - 50 Gal) - Hot-Dry | PG&E ¦ Hot-Dry | PG&E | All | Electric | Electric storage water heater, 50 gallon, UEF = 0.92 | Average Existing and Code | 0 | Conventional | WaterHeat | Com - Restaurant | Com | ROB and NEW | 0 | 1000 sqft2 of floor space | 1000 sqft served | 10 | DEER:Indoor_CFL_Ltg | 0 | 0 | 0 | SWHC031-02 | 639.5177 | 2022 | 0 | 339.9986 | 2022 | 0 | 0 | SWHC031-02 | Com Elec Water Heaters - Hot-Dry ¦ PG&E ¦ Hot-Dry | Com Elec Water Heaters - Hot-Dry | 0.20681 | 1 | 1 | CBSA 2019 | 0 | 2012 | 0.6 | SWHC031-02
COM-WATERHEAT-10.22 | Com ¦ Com Electric Storage Water Heater (0.92 UEF - 50 Gal) - Hot-Dry ¦ PG&E ¦ Hot-Dry | Com ¦ Com Electric Storage Water Heater (0.92 UEF - 50 Gal) - Hot-Dry | PG&E ¦ Hot-Dry | PG&E | All | Electric | Electric storage water heater, 50 gallon, UEF = 0.92 | Average Existing and Code | 0 | Conventional | WaterHeat | Com - Retail | Com | ROB and NEW | 0 | 1000 sqft2 of floor space | 1000 sqft served | 10 | DEER:Indoor_CFL_Ltg | 0 | 0 | 0 | SWHC031-02 | 9.144 | 2022 | 0 | 4.8614 | 2022 | 0 | 0 | SWHC031-02 | Com Elec Water Heaters - Hot-Dry ¦ PG&E ¦ Hot-Dry | Com Elec Water Heaters - Hot-Dry | 0.59937 | 1 | 1 | CBSA 2019 | 0 | 2012 | 0.6 | SWHC031-02
COM-WATERHEAT-10.23 | Com ¦ Com Electric Storage Water Heater (0.92 UEF - 50 Gal) - Hot-Dry ¦ PG&E ¦ Hot-Dry | Com ¦ Com Electric Storage Water Heater (0.92 UEF - 50 Gal) - Hot-Dry | PG&E ¦ Hot-Dry | PG&E | All | Electric | Electric storage water heater, 50 gallon, UEF = 0.92 | Average Existing and Code | 0 | Conventional | WaterHeat | Com - School | Com | ROB and NEW | 0 | 1000 sqft2 of floor space | 1000 sqft served | 10 | DEER:Indoor_CFL_Ltg | 0 | 0 | 0 | SWHC031-02 | 75.3227 | 2022 | 0 | 40.0452 | 2022 | 0 | 0 | SWHC031-02 | Com Elec Water Heaters - Hot-Dry ¦ PG&E ¦ Hot-Dry | Com Elec Water Heaters - Hot-Dry | 0.23078 | 1 | 1 | CBSA 2019 | 0 | 2012 | 0.6 | SWHC031-02
COM-WATERHEAT-10.24 | Com ¦ Com Electric Storage Water Heater (0.92 UEF - 50 Gal) - Hot-Dry ¦ PG&E ¦ Hot-Dry | Com ¦ Com Electric Storage Water Heater (0.92 UEF - 50 Gal) - Hot-Dry | PG&E ¦ Hot-Dry | PG&E | All | Electric | Electric storage water heater, 50 gallon, UEF = 0.92 | Average Existing and Code | 0 | Conventional | WaterHeat | Com - Warehouse | Com | ROB and NEW | 0 | 1000 sqft2 of floor space | 1000 sqft served | 10 | DEER:Indoor_CFL_Ltg | 0 | 0 | 0 | SWHC031-02 | 1.3653 | 2022 | 0 | 0.72584 | 2022 | 0 | 0 | SWHC031-02 | Com Elec Water Heaters - Hot-Dry ¦ PG&E ¦ Hot-Dry | Com Elec Water Heaters - Hot-Dry | 0.8024 | 1 | 1 | CBSA 2019 | 0 | 2012 | 0.6 | SWHC031-02
COM-WATERHEAT-10.25 | Com ¦ Com Electric Storage Water Heater (0.92 UEF - 50 Gal) - Cold ¦ PG&E ¦ Cold | Com ¦ Com Electric Storage Water Heater (0.92 UEF - 50 Gal) - Cold | PG&E ¦ Cold | PG&E | All | Electric | Electric storage water heater, 50 gallon, UEF = 0.92 | Average Existing and Code | 0 | Conventional | WaterHeat | Com - College | Com | ROB and NEW | 0 | 1000 sqft2 of floor space | 1000 sqft served | 10 | DEER:Indoor_CFL_Ltg | 0 | 0 | 0 | SWHC031-02 | 47.4417 | 2022 | 0 | 25.2223 | 2022 | 0 | 0 | SWHC031-02 | Com Elec Water Heaters - Cold ¦ PG&E ¦ Cold | Com Elec Water Heaters - Cold | 0.16074 | 1 | 1 | CBSA 2019 | 0 | 2012 | 0.6 | SWHC031-02
COM-WATERHEAT-10.26 | Com ¦ Com Electric Storage Water Heater (0.92 UEF - 50 Gal) - Cold ¦ PG&E ¦ Cold | Com ¦ Com Electric Storage Water Heater (0.92 UEF - 50 Gal) - Cold | PG&E ¦ Cold | PG&E | All | Electric | Electric storage water heater, 50 gallon, UEF = 0.92 | Average Existing and Code | 0 | Conventional | WaterHeat | Com - Grocery | Com | ROB and NEW | 0 | 1000 sqft2 of floor space | 1000 sqft served | 10 | DEER:Indoor_CFL_Ltg | 0 | 0 | 0 | SWHC031-02 | 39.3673 | 2022 | 0 | 20.9296 | 2022 | 0 | 0 | SWHC031-02 | Com Elec Water Heaters - Cold ¦ PG&E ¦ Cold | Com Elec Water Heaters - Cold | 0.40391 | 1 | 1 | CBSA 2019 | 0 | 2012 | 0.6 | SWHC031-02
COM-WATERHEAT-10.27 | Com ¦ Com Electric Storage Water Heater (0.92 UEF - 50 Gal) - Cold ¦ PG&E ¦ Cold | Com ¦ Com Electric Storage Water Heater (0.92 UEF - 50 Gal) - Cold | PG&E ¦ Cold | PG&E | All | Electric | Electric storage water heater, 50 gallon, UEF = 0.92 | Average Existing and Code | 0 | Conventional | WaterHeat | Com - Health | Com | ROB and NEW | 0 | 1000 sqft2 of floor space | 1000 sqft served | 10 | DEER:Indoor_CFL_Ltg | 0 | 0 | 0 | SWHC031-02 | 71.8586 | 2022 | 0 | 38.2035 | 2022 | 0 | 0 | SWHC031-02 | Com Elec Water Heaters - Cold ¦ PG&E ¦ Cold | Com Elec Water Heaters - Cold | 0.27217 | 1 | 1 | CBSA 2019 | 0 | 2012 | 0.6 | SWHC031-02
COM-WATERHEAT-10.28 | Com ¦ Com Electric Storage Water Heater (0.92 UEF - 50 Gal) - Cold ¦ PG&E ¦ Cold | Com ¦ Com Electric Storage Water Heater (0.92 UEF - 50 Gal) - Cold | PG&E ¦ Cold | PG&E | All | Electric | Electric storage water heater, 50 gallon, UEF = 0.92 | Average Existing and Code | 0 | Conventional | WaterHeat | Com - Lodging | Com | ROB and NEW | 0 | 1000 sqft2 of floor space | 1000 sqft served | 10 | DEER:Indoor_CFL_Ltg | 0 | 0 | 0 | SWHC031-02 | 45.2141 | 2022 | 0 | 24.038 | 2022 | 0 | 0 | SWHC031-02 | Com Elec Water Heaters - Cold ¦ PG&E ¦ Cold | Com Elec Water Heaters - Cold | 0.070067 | 1 | 1 | CBSA 2019 | 0 | 2012 | 0.6 | SWHC031-02
COM-WATERHEAT-10.29 | Com ¦ Com Electric Storage Water Heater (0.92 UEF - 50 Gal) - Cold ¦ PG&E ¦ Cold | Com ¦ Com Electric Storage Water Heater (0.92 UEF - 50 Gal) - Cold | PG&E ¦ Cold | PG&E | All | Electric | Electric storage water heater, 50 gallon, UEF = 0.92 | Average Existing and Code | 0 | Conventional | WaterHeat | Com - Office (Large) | Com | ROB and NEW | 0 | 1000 sqft2 of floor space | 1000 sqft served | 10 | DEER:Indoor_CFL_Ltg | 0 | 0 | 0 | SWHC031-02 | 14.7627 | 2022 | 0 | 7.8486 | 2022 | 0 | 0 | SWHC031-02 | Com Elec Water Heaters - Cold ¦ PG&E ¦ Cold | Com Elec Water Heaters - Cold | 0.4229 | 1 | 1 | CBSA 2019 | 0 | 2012 | 0.6 | SWHC031-02
COM-WATERHEAT-10.30 | Com ¦ Com Electric Storage Water Heater (0.92 UEF - 50 Gal) - Cold ¦ PG&E ¦ Cold | Com ¦ Com Electric Storage Water Heater (0.92 UEF - 50 Gal) - Cold | PG&E ¦ Cold | PG&E | All | Electric | Electric storage water heater, 50 gallon, UEF = 0.92 | Average Existing and Code | 0 | Conventional | WaterHeat | Com - Office (Small) | Com | ROB and NEW | 0 | 1000 sqft2 of floor space | 1000 sqft served | 10 | DEER:Indoor_CFL_Ltg | 0 | 0 | 0 | SWHC031-02 | 14.7627 | 2022 | 0 | 7.8486 | 2022 | 0 | 0 | SWHC031-02 | Com Elec Water Heaters - Cold ¦ PG&E ¦ Cold | Com Elec Water Heaters - Cold | 0.4229 | 1 | 1 | CBSA 2019 | 0 | 2012 | 0.6 | SWHC031-02
COM-WATERHEAT-10.31 | Com ¦ Com Electric Storage Water Heater (0.92 UEF - 50 Gal) - Cold ¦ PG&E ¦ Cold | Com ¦ Com Electric Storage Water Heater (0.92 UEF - 50 Gal) - Cold | PG&E ¦ Cold | PG&E | All | Electric | Electric storage water heater, 50 gallon, UEF = 0.92 | Average Existing and Code | 0 | Conventional | WaterHeat | Com - Other | Com | ROB and NEW | 0 | 1000 sqft2 of floor space | 1000 sqft served | 10 | DEER:Indoor_CFL_Ltg | 0 | 0 | 0 | SWHC031-02 | 122.0959 | 2022 | 0 | 64.9121 | 2022 | 0 | 0 | SWHC031-02 | Com Elec Water Heaters - Cold ¦ PG&E ¦ Cold | Com Elec Water Heaters - Cold | 0.42995 | 1 | 1 | CBSA 2019 | 0 | 2012 | 0.6 | SWHC031-02
COM-WATERHEAT-10.32 | Com ¦ Com Electric Storage Water Heater (0.92 UEF - 50 Gal) - Cold ¦ PG&E ¦ Cold | Com ¦ Com Electric Storage Water Heater (0.92 UEF - 50 Gal) - Cold | PG&E ¦ Cold | PG&E | All | Electric | Electric storage water heater, 50 gallon, UEF = 0.92 | Average Existing and Code | 0 | Conventional | WaterHeat | Com - Refrig. Warehouse | Com | ROB and NEW | 0 | 1000 sqft2 of floor space | 1000 sqft served | 10 | DEER:Indoor_CFL_Ltg | 0 | 0 | 0 | SWHC031-02 | 6.8263 | 2022 | 0 | 3.6292 | 2022 | 0 | 0 | SWHC031-02 | Com Elec Water Heaters - Cold ¦ PG&E ¦ Cold | Com Elec Water Heaters - Cold | 0.77379 | 1 | 1 | CBSA 2019 | 0 | 2012 | 0.6 | SWHC031-02
COM-WATERHEAT-10.33 | Com ¦ Com Electric Storage Water Heater (0.92 UEF - 50 Gal) - Cold ¦ PG&E ¦ Cold | Com ¦ Com Electric Storage Water Heater (0.92 UEF - 50 Gal) - Cold | PG&E ¦ Cold | PG&E | All | Electric | Electric storage water heater, 50 gallon, UEF = 0.92 | Average Existing and Code | 0 | Conventional | WaterHeat | Com - Restaurant | Com | ROB and NEW | 0 | 1000 sqft2 of floor space | 1000 sqft served | 10 | DEER:Indoor_CFL_Ltg | 0 | 0 | 0 | SWHC031-02 | 639.5177 | 2022 | 0 | 339.9986 | 2022 | 0 | 0 | SWHC031-02 | Com Elec Water Heaters - Cold ¦ PG&E ¦ Cold | Com Elec Water Heaters - Cold | 0.20681 | 1 | 1 | CBSA 2019 | 0 | 2012 | 0.6 | SWHC031-02
COM-WATERHEAT-10.34 | Com ¦ Com Electric Storage Water Heater (0.92 UEF - 50 Gal) - Cold ¦ PG&E ¦ Cold | Com ¦ Com Electric Storage Water Heater (0.92 UEF - 50 Gal) - Cold | PG&E ¦ Cold | PG&E | All | Electric | Electric storage water heater, 50 gallon, UEF = 0.92 | Average Existing and Code | 0 | Conventional | WaterHeat | Com - Retail | Com | ROB and NEW | 0 | 1000 sqft2 of floor space | 1000 sqft served | 10 | DEER:Indoor_CFL_Ltg | 0 | 0 | 0 | SWHC031-02 | 9.144 | 2022 | 0 | 4.8614 | 2022 | 0 | 0 | SWHC031-02 | Com Elec Water Heaters - Cold ¦ PG&E ¦ Cold | Com Elec Water Heaters - Cold | 0.59937 | 1 | 1 | CBSA 2019 | 0 | 2012 | 0.6 | SWHC031-02
COM-WATERHEAT-10.35 | Com ¦ Com Electric Storage Water Heater (0.92 UEF - 50 Gal) - Cold ¦ PG&E ¦ Cold | Com ¦ Com Electric Storage Water Heater (0.92 UEF - 50 Gal) - Cold | PG&E ¦ Cold | PG&E | All | Electric | Electric storage water heater, 50 gallon, UEF = 0.92 | Average Existing and Code | 0 | Conventional | WaterHeat | Com - School | Com | ROB and NEW | 0 | 1000 sqft2 of floor space | 1000 sqft served | 10 | DEER:Indoor_CFL_Ltg | 0 | 0 | 0 | SWHC031-02 | 75.3227 | 2022 | 0 | 40.0452 | 2022 | 0 | 0 | SWHC031-02 | Com Elec Water Heaters - Cold ¦ PG&E ¦ Cold | Com Elec Water Heaters - Cold | 0.23078 | 1 | 1 | CBSA 2019 | 0 | 2012 | 0.6 | SWHC031-02
COM-WATERHEAT-10.36 | Com ¦ Com Electric Storage Water Heater (0.92 UEF - 50 Gal) - Cold ¦ PG&E ¦ Cold | Com ¦ Com Electric Storage Water Heater (0.92 UEF - 50 Gal) - Cold | PG&E ¦ Cold | PG&E | All | Electric | Electric storage water heater, 50 gallon, UEF = 0.92 | Average Existing and Code | 0 | Conventional | WaterHeat | Com - Warehouse | Com | ROB and NEW | 0 | 1000 sqft2 of floor space | 1000 sqft served | 10 | DEER:Indoor_CFL_Ltg | 0 | 0 | 0 | SWHC031-02 | 1.3653 | 2022 | 0 | 0.72584 | 2022 | 0 | 0 | SWHC031-02 | Com Elec Water Heaters - Cold ¦ PG&E ¦ Cold | Com Elec Water Heaters - Cold | 0.8024 | 1 | 1 | CBSA 2019 | 0 | 2012 | 0.6 | SWHC031-02
COM-WATERHEAT-10.37 | Com ¦ Com Electric Storage Water Heater (0.92 UEF - 50 Gal) - Marine ¦ SCE ¦ Marine | Com ¦ Com Electric Storage Water Heater (0.92 UEF - 50 Gal) - Marine | SCE ¦ Marine | SCE | All | Electric | Electric storage water heater, 50 gallon, UEF = 0.92 | Average Existing and Code | 0 | Conventional | WaterHeat | Com - College | Com | ROB and NEW | 0 | 1000 sqft2 of floor space | 1000 sqft served | 10 | DEER:Indoor_CFL_Ltg | 0 | 0 | 0 | SWHC031-02 | 47.4417 | 2022 | 0 | 25.2223 | 2022 | 0 | 0 | SWHC031-02 | Com Elec Water Heaters - Marine ¦ SCE ¦ Marine | Com Elec Water Heaters - Marine | 0.16074 | 1 | 1 | CBSA 2019 | 0 | 2012 | 0.6 | SWHC031-02
COM-WATERHEAT-10.38 | Com ¦ Com Electric Storage Water Heater (0.92 UEF - 50 Gal) - Marine ¦ SCE ¦ Marine | Com ¦ Com Electric Storage Water Heater (0.92 UEF - 50 Gal) - Marine | SCE ¦ Marine | SCE | All | Electric | Electric storage water heater, 50 gallon, UEF = 0.92 | Average Existing and Code | 0 | Conventional | WaterHeat | Com - Grocery | Com | ROB and NEW | 0 | 1000 sqft2 of floor space | 1000 sqft served | 10 | DEER:Indoor_CFL_Ltg | 0 | 0 | 0 | SWHC031-02 | 39.3673 | 2022 | 0 | 20.9296 | 2022 | 0 | 0 | SWHC031-02 | Com Elec Water Heaters - Marine ¦ SCE ¦ Marine | Com Elec Water Heaters - Marine | 0.40391 | 1 | 1 | CBSA 2019 | 0 | 2012 | 0.6 | SWHC031-02
COM-WATERHEAT-10.39 | Com ¦ Com Electric Storage Water Heater (0.92 UEF - 50 Gal) - Marine ¦ SCE ¦ Marine | Com ¦ Com Electric Storage Water Heater (0.92 UEF - 50 Gal) - Marine | SCE ¦ Marine | SCE | All | Electric | Electric storage water heater, 50 gallon, UEF = 0.92 | Average Existing and Code | 0 | Conventional | WaterHeat | Com - Health | Com | ROB and NEW | 0 | 1000 sqft2 of floor space | 1000 sqft served | 10 | DEER:Indoor_CFL_Ltg | 0 | 0 | 0 | SWHC031-02 | 71.8586 | 2022 | 0 | 38.2035 | 2022 | 0 | 0 | SWHC031-02 | Com Elec Water Heaters - Marine ¦ SCE ¦ Marine | Com Elec Water Heaters - Marine | 0.27217 | 1 | 1 | CBSA 2019 | 0 | 2012 | 0.6 | SWHC031-02
COM-WATERHEAT-10.40 | Com ¦ Com Electric Storage Water Heater (0.92 UEF - 50 Gal) - Marine ¦ SCE ¦ Marine | Com ¦ Com Electric Storage Water Heater (0.92 UEF - 50 Gal) - Marine | SCE ¦ Marine | SCE | All | Electric | Electric storage water heater, 50 gallon, UEF = 0.92 | Average Existing and Code | 0 | Conventional | WaterHeat | Com - Lodging | Com | ROB and NEW | 0 | 1000 sqft2 of floor space | 1000 sqft served | 10 | DEER:Indoor_CFL_Ltg | 0 | 0 | 0 | SWHC031-02 | 45.2141 | 2022 | 0 | 24.038 | 2022 | 0 | 0 | SWHC031-02 | Com Elec Water Heaters - Marine ¦ SCE ¦ Marine | Com Elec Water Heaters - Marine | 0.070067 | 1 | 1 | CBSA 2019 | 0 | 2012 | 0.6 | SWHC031-02
COM-WATERHEAT-10.41 | Com ¦ Com Electric Storage Water Heater (0.92 UEF - 50 Gal) - Marine ¦ SCE ¦ Marine | Com ¦ Com Electric Storage Water Heater (0.92 UEF - 50 Gal) - Marine | SCE ¦ Marine | SCE | All | Electric | Electric storage water heater, 50 gallon, UEF = 0.92 | Average Existing and Code | 0 | Conventional | WaterHeat | Com - Office (Large) | Com | ROB and NEW | 0 | 1000 sqft2 of floor space | 1000 sqft served | 10 | DEER:Indoor_CFL_Ltg | 0 | 0 | 0 | SWHC031-02 | 14.7627 | 2022 | 0 | 7.8486 | 2022 | 0 | 0 | SWHC031-02 | Com Elec Water Heaters - Marine ¦ SCE ¦ Marine | Com Elec Water Heaters - Marine | 0.4229 | 1 | 1 | CBSA 2019 | 0 | 2012 | 0.6 | SWHC031-02
COM-WATERHEAT-10.42 | Com ¦ Com Electric Storage Water Heater (0.92 UEF - 50 Gal) - Marine ¦ SCE ¦ Marine | Com ¦ Com Electric Storage Water Heater (0.92 UEF - 50 Gal) - Marine | SCE ¦ Marine | SCE | All | Electric | Electric storage water heater, 50 gallon, UEF = 0.92 | Average Existing and Code | 0 | Conventional | WaterHeat | Com - Office (Small) | Com | ROB and NEW | 0 | 1000 sqft2 of floor space | 1000 sqft served | 10 | DEER:Indoor_CFL_Ltg | 0 | 0 | 0 | SWHC031-02 | 14.7627 | 2022 | 0 | 7.8486 | 2022 | 0 | 0 | SWHC031-02 | Com Elec Water Heaters - Marine ¦ SCE ¦ Marine | Com Elec Water Heaters - Marine | 0.4229 | 1 | 1 | CBSA 2019 | 0 | 2012 | 0.6 | SWHC031-02
COM-WATERHEAT-10.43 | Com ¦ Com Electric Storage Water Heater (0.92 UEF - 50 Gal) - Marine ¦ SCE ¦ Marine | Com ¦ Com Electric Storage Water Heater (0.92 UEF - 50 Gal) - Marine | SCE ¦ Marine | SCE | All | Electric | Electric storage water heater, 50 gallon, UEF = 0.92 | Average Existing and Code | 0 | Conventional | WaterHeat | Com - Other | Com | ROB and NEW | 0 | 1000 sqft2 of floor space | 1000 sqft served | 10 | DEER:Indoor_CFL_Ltg | 0 | 0 | 0 | SWHC031-02 | 122.0959 | 2022 | 0 | 64.9121 | 2022 | 0 | 0 | SWHC031-02 | Com Elec Water Heaters - Marine ¦ SCE ¦ Marine | Com Elec Water Heaters - Marine | 0.42995 | 1 | 1 | CBSA 2019 | 0 | 2012 | 0.6 | SWHC031-02
COM-WATERHEAT-10.44 | Com ¦ Com Electric Storage Water Heater (0.92 UEF - 50 Gal) - Marine ¦ SCE ¦ Marine | Com ¦ Com Electric Storage Water Heater (0.92 UEF - 50 Gal) - Marine | SCE ¦ Marine | SCE | All | Electric | Electric storage water heater, 50 gallon, UEF = 0.92 | Average Existing and Code | 0 | Conventional | WaterHeat | Com - Refrig. Warehouse | Com | ROB and NEW | 0 | 1000 sqft2 of floor space | 1000 sqft served | 10 | DEER:Indoor_CFL_Ltg | 0 | 0 | 0 | SWHC031-02 | 6.8263 | 2022 | 0 | 3.6292 | 2022 | 0 | 0 | SWHC031-02 | Com Elec Water Heaters - Marine ¦ SCE ¦ Marine | Com Elec Water Heaters - Marine | 0.77379 | 1 | 1 | CBSA 2019 | 0 | 2012 | 0.6 | SWHC031-02
COM-WATERHEAT-10.45 | Com ¦ Com Electric Storage Water Heater (0.92 UEF - 50 Gal) - Marine ¦ SCE ¦ Marine | Com ¦ Com Electric Storage Water Heater (0.92 UEF - 50 Gal) - Marine | SCE ¦ Marine | SCE | All | Electric | Electric storage water heater, 50 gallon, UEF = 0.92 | Average Existing and Code | 0 | Conventional | WaterHeat | Com - Restaurant | Com | ROB and NEW | 0 | 1000 sqft2 of floor space | 1000 sqft served | 10 | DEER:Indoor_CFL_Ltg | 0 | 0 | 0 | SWHC031-02 | 639.5177 | 2022 | 0 | 339.9986 | 2022 | 0 | 0 | SWHC031-02 | Com Elec Water Heaters - Marine ¦ SCE ¦ Marine | Com Elec Water Heaters - Marine | 0.20681 | 1 | 1 | CBSA 2019 | 0 | 2012 | 0.6 | SWHC031-02
COM-WATERHEAT-10.46 | Com ¦ Com Electric Storage Water Heater (0.92 UEF - 50 Gal) - Marine ¦ SCE ¦ Marine | Com ¦ Com Electric Storage Water Heater (0.92 UEF - 50 Gal) - Marine | SCE ¦ Marine | SCE | All | Electric | Electric storage water heater, 50 gallon, UEF = 0.92 | Average Existing and Code | 0 | Conventional | WaterHeat | Com - Retail | Com | ROB and NEW | 0 | 1000 sqft2 of floor space | 1000 sqft served | 10 | DEER:Indoor_CFL_Ltg | 0 | 0 | 0 | SWHC031-02 | 9.144 | 2022 | 0 | 4.8614 | 2022 | 0 | 0 | SWHC031-02 | Com Elec Water Heaters - Marine ¦ SCE ¦ Marine | Com Elec Water Heaters - Marine | 0.59937 | 1 | 1 | CBSA 2019 | 0 | 2012 | 0.6 | SWHC031-02
COM-WATERHEAT-10.47 | Com ¦ Com Electric Storage Water Heater (0.92 UEF - 50 Gal) - Marine ¦ SCE ¦ Marine | Com ¦ Com Electric Storage Water Heater (0.92 UEF - 50 Gal) - Marine | SCE ¦ Marine | SCE | All | Electric | Electric storage water heater, 50 gallon, UEF = 0.92 | Average Existing and Code | 0 | Conventional | WaterHeat | Com - School | Com | ROB and NEW | 0 | 1000 sqft2 of floor space | 1000 sqft served | 10 | DEER:Indoor_CFL_Ltg | 0 | 0 | 0 | SWHC031-02 | 75.3227 | 2022 | 0 | 40.0452 | 2022 | 0 | 0 | SWHC031-02 | Com Elec Water Heaters - Marine ¦ SCE ¦ Marine | Com Elec Water Heaters - Marine | 0.23078 | 1 | 1 | CBSA 2019 | 0 | 2012 | 0.6 | SWHC031-02
COM-WATERHEAT-10.48 | Com ¦ Com Electric Storage Water Heater (0.92 UEF - 50 Gal) - Marine ¦ SCE ¦ Marine | Com ¦ Com Electric Storage Water Heater (0.92 UEF - 50 Gal) - Marine | SCE ¦ Marine | SCE | All | Electric | Electric storage water heater, 50 gallon, UEF = 0.92 | Average Existing and Code | 0 | Conventional | WaterHeat | Com - Warehouse | Com | ROB and NEW | 0 | 1000 sqft2 of floor space | 1000 sqft served | 10 | DEER:Indoor_CFL_Ltg | 0 | 0 | 0 | SWHC031-02 | 1.3653 | 2022 | 0 | 0.72584 | 2022 | 0 | 0 | SWHC031-02 | Com Elec Water Heaters - Marine ¦ SCE ¦ Marine | Com Elec Water Heaters - Marine | 0.8024 | 1 | 1 | CBSA 2019 | 0 | 2012 | 0.6 | SWHC031-02
COM-WATERHEAT-10.49 | Com ¦ Com Electric Storage Water Heater (0.92 UEF - 50 Gal) - Hot-Dry ¦ SCE ¦ Hot-Dry | Com ¦ Com Electric Storage Water Heater (0.92 UEF - 50 Gal) - Hot-Dry | SCE ¦ Hot-Dry | SCE | All | Electric | Electric storage water heater, 50 gallon, UEF = 0.92 | Average Existing and Code | 0 | Conventional | WaterHeat | Com - College | Com | ROB and NEW | 0 | 1000 sqft2 of floor space | 1000 sqft served | 10 | DEER:Indoor_CFL_Ltg | 0 | 0 | 0 | SWHC031-02 | 47.4417 | 2022 | 0 | 25.2223 | 2022 | 0 | 0 | SWHC031-02 | Com Elec Water Heaters - Hot-Dry ¦ SCE ¦ Hot-Dry | Com Elec Water Heaters - Hot-Dry | 0.16074 | 1 | 1 | CBSA 2019 | 0 | 2012 | 0.6 | SWHC031-02
COM-WATERHEAT-10.50 | Com ¦ Com Electric Storage Water Heater (0.92 UEF - 50 Gal) - Hot-Dry ¦ SCE ¦ Hot-Dry | Com ¦ Com Electric Storage Water Heater (0.92 UEF - 50 Gal) - Hot-Dry | SCE ¦ Hot-Dry | SCE | All | Electric | Electric storage water heater, 50 gallon, UEF = 0.92 | Average Existing and Code | 0 | Conventional | WaterHeat | Com - Grocery | Com | ROB and NEW | 0 | 1000 sqft2 of floor space | 1000 sqft served | 10 | DEER:Indoor_CFL_Ltg | 0 | 0 | 0 | SWHC031-02 | 39.3673 | 2022 | 0 | 20.9296 | 2022 | 0 | 0 | SWHC031-02 | Com Elec Water Heaters - Hot-Dry ¦ SCE ¦ Hot-Dry | Com Elec Water Heaters - Hot-Dry | 0.40391 | 1 | 1 | CBSA 2019 | 0 | 2012 | 0.6 | SWHC031-02
COM-WATERHEAT-10.51 | Com ¦ Com Electric Storage Water Heater (0.92 UEF - 50 Gal) - Hot-Dry ¦ SCE ¦ Hot-Dry | Com ¦ Com Electric Storage Water Heater (0.92 UEF - 50 Gal) - Hot-Dry | SCE ¦ Hot-Dry | SCE | All | Electric | Electric storage water heater, 50 gallon, UEF = 0.92 | Average Existing and Code | 0 | Conventional | WaterHeat | Com - Health | Com | ROB and NEW | 0 | 1000 sqft2 of floor space | 1000 sqft served | 10 | DEER:Indoor_CFL_Ltg | 0 | 0 | 0 | SWHC031-02 | 71.8586 | 2022 | 0 | 38.2035 | 2022 | 0 | 0 | SWHC031-02 | Com Elec Water Heaters - Hot-Dry ¦ SCE ¦ Hot-Dry | Com Elec Water Heaters - Hot-Dry | 0.27217 | 1 | 1 | CBSA 2019 | 0 | 2012 | 0.6 | SWHC031-02
COM-WATERHEAT-10.52 | Com ¦ Com Electric Storage Water Heater (0.92 UEF - 50 Gal) - Hot-Dry ¦ SCE ¦ Hot-Dry | Com ¦ Com Electric Storage Water Heater (0.92 UEF - 50 Gal) - Hot-Dry | SCE ¦ Hot-Dry | SCE | All | Electric | Electric storage water heater, 50 gallon, UEF = 0.92 | Average Existing and Code | 0 | Conventional | WaterHeat | Com - Lodging | Com | ROB and NEW | 0 | 1000 sqft2 of floor space | 1000 sqft served | 10 | DEER:Indoor_CFL_Ltg | 0 | 0 | 0 | SWHC031-02 | 45.2141 | 2022 | 0 | 24.038 | 2022 | 0 | 0 | SWHC031-02 | Com Elec Water Heaters - Hot-Dry ¦ SCE ¦ Hot-Dry | Com Elec Water Heaters - Hot-Dry | 0.070067 | 1 | 1 | CBSA 2019 | 0 | 2012 | 0.6 | SWHC031-02
COM-WATERHEAT-10.53 | Com ¦ Com Electric Storage Water Heater (0.92 UEF - 50 Gal) - Hot-Dry ¦ SCE ¦ Hot-Dry | Com ¦ Com Electric Storage Water Heater (0.92 UEF - 50 Gal) - Hot-Dry | SCE ¦ Hot-Dry | SCE | All | Electric | Electric storage water heater, 50 gallon, UEF = 0.92 | Average Existing and Code | 0 | Conventional | WaterHeat | Com - Office (Large) | Com | ROB and NEW | 0 | 1000 sqft2 of floor space | 1000 sqft served | 10 | DEER:Indoor_CFL_Ltg | 0 | 0 | 0 | SWHC031-02 | 14.7627 | 2022 | 0 | 7.8486 | 2022 | 0 | 0 | SWHC031-02 | Com Elec Water Heaters - Hot-Dry ¦ SCE ¦ Hot-Dry | Com Elec Water Heaters - Hot-Dry | 0.4229 | 1 | 1 | CBSA 2019 | 0 | 2012 | 0.6 | SWHC031-02
COM-WATERHEAT-10.54 | Com ¦ Com Electric Storage Water Heater (0.92 UEF - 50 Gal) - Hot-Dry ¦ SCE ¦ Hot-Dry | Com ¦ Com Electric Storage Water Heater (0.92 UEF - 50 Gal) - Hot-Dry | SCE ¦ Hot-Dry | SCE | All | Electric | Electric storage water heater, 50 gallon, UEF = 0.92 | Average Existing and Code | 0 | Conventional | WaterHeat | Com - Office (Small) | Com | ROB and NEW | 0 | 1000 sqft2 of floor space | 1000 sqft served | 10 | DEER:Indoor_CFL_Ltg | 0 | 0 | 0 | SWHC031-02 | 14.7627 | 2022 | 0 | 7.8486 | 2022 | 0 | 0 | SWHC031-02 | Com Elec Water Heaters - Hot-Dry ¦ SCE ¦ Hot-Dry | Com Elec Water Heaters - Hot-Dry | 0.4229 | 1 | 1 | CBSA 2019 | 0 | 2012 | 0.6 | SWHC031-02
COM-WATERHEAT-10.55 | Com ¦ Com Electric Storage Water Heater (0.92 UEF - 50 Gal) - Hot-Dry ¦ SCE ¦ Hot-Dry | Com ¦ Com Electric Storage Water Heater (0.92 UEF - 50 Gal) - Hot-Dry | SCE ¦ Hot-Dry | SCE | All | Electric | Electric storage water heater, 50 gallon, UEF = 0.92 | Average Existing and Code | 0 | Conventional | WaterHeat | Com - Other | Com | ROB and NEW | 0 | 1000 sqft2 of floor space | 1000 sqft served | 10 | DEER:Indoor_CFL_Ltg | 0 | 0 | 0 | SWHC031-02 | 122.0959 | 2022 | 0 | 64.9121 | 2022 | 0 | 0 | SWHC031-02 | Com Elec Water Heaters - Hot-Dry ¦ SCE ¦ Hot-Dry | Com Elec Water Heaters - Hot-Dry | 0.42995 | 1 | 1 | CBSA 2019 | 0 | 2012 | 0.6 | SWHC031-02
COM-WATERHEAT-10.56 | Com ¦ Com Electric Storage Water Heater (0.92 UEF - 50 Gal) - Hot-Dry ¦ SCE ¦ Hot-Dry | Com ¦ Com Electric Storage Water Heater (0.92 UEF - 50 Gal) - Hot-Dry | SCE ¦ Hot-Dry | SCE | All | Electric | Electric storage water heater, 50 gallon, UEF = 0.92 | Average Existing and Code | 0 | Conventional | WaterHeat | Com - Refrig. Warehouse | Com | ROB and NEW | 0 | 1000 sqft2 of floor space | 1000 sqft served | 10 | DEER:Indoor_CFL_Ltg | 0 | 0 | 0 | SWHC031-02 | 6.8263 | 2022 | 0 | 3.6292 | 2022 | 0 | 0 | SWHC031-02 | Com Elec Water Heaters - Hot-Dry ¦ SCE ¦ Hot-Dry | Com Elec Water Heaters - Hot-Dry | 0.77379 | 1 | 1 | CBSA 2019 | 0 | 2012 | 0.6 | SWHC031-02
COM-WATERHEAT-10.57 | Com ¦ Com Electric Storage Water Heater (0.92 UEF - 50 Gal) - Hot-Dry ¦ SCE ¦ Hot-Dry | Com ¦ Com Electric Storage Water Heater (0.92 UEF - 50 Gal) - Hot-Dry | SCE ¦ Hot-Dry | SCE | All | Electric | Electric storage water heater, 50 gallon, UEF = 0.92 | Average Existing and Code | 0 | Conventional | WaterHeat | Com - Restaurant | Com | ROB and NEW | 0 | 1000 sqft2 of floor space | 1000 sqft served | 10 | DEER:Indoor_CFL_Ltg | 0 | 0 | 0 | SWHC031-02 | 639.5177 | 2022 | 0 | 339.9986 | 2022 | 0 | 0 | SWHC031-02 | Com Elec Water Heaters - Hot-Dry ¦ SCE ¦ Hot-Dry | Com Elec Water Heaters - Hot-Dry | 0.20681 | 1 | 1 | CBSA 2019 | 0 | 2012 | 0.6 | SWHC031-02
COM-WATERHEAT-10.58 | Com ¦ Com Electric Storage Water Heater (0.92 UEF - 50 Gal) - Hot-Dry ¦ SCE ¦ Hot-Dry | Com ¦ Com Electric Storage Water Heater (0.92 UEF - 50 Gal) - Hot-Dry | SCE ¦ Hot-Dry | SCE | All | Electric | Electric storage water heater, 50 gallon, UEF = 0.92 | Average Existing and Code | 0 | Conventional | WaterHeat | Com - Retail | Com | ROB and NEW | 0 | 1000 sqft2 of floor space | 1000 sqft served | 10 | DEER:Indoor_CFL_Ltg | 0 | 0 | 0 | SWHC031-02 | 9.144 | 2022 | 0 | 4.8614 | 2022 | 0 | 0 | SWHC031-02 | Com Elec Water Heaters - Hot-Dry ¦ SCE ¦ Hot-Dry | Com Elec Water Heaters - Hot-Dry | 0.59937 | 1 | 1 | CBSA 2019 | 0 | 2012 | 0.6 | SWHC031-02
COM-WATERHEAT-10.59 | Com ¦ Com Electric Storage Water Heater (0.92 UEF - 50 Gal) - Hot-Dry ¦ SCE ¦ Hot-Dry | Com ¦ Com Electric Storage Water Heater (0.92 UEF - 50 Gal) - Hot-Dry | SCE ¦ Hot-Dry | SCE | All | Electric | Electric storage water heater, 50 gallon, UEF = 0.92 | Average Existing and Code | 0 | Conventional | WaterHeat | Com - School | Com | ROB and NEW | 0 | 1000 sqft2 of floor space | 1000 sqft served | 10 | DEER:Indoor_CFL_Ltg | 0 | 0 | 0 | SWHC031-02 | 75.3227 | 2022 | 0 | 40.0452 | 2022 | 0 | 0 | SWHC031-02 | Com Elec Water Heaters - Hot-Dry ¦ SCE ¦ Hot-Dry | Com Elec Water Heaters - Hot-Dry | 0.23078 | 1 | 1 | CBSA 2019 | 0 | 2012 | 0.6 | SWHC031-02
COM-WATERHEAT-10.60 | Com ¦ Com Electric Storage Water Heater (0.92 UEF - 50 Gal) - Hot-Dry ¦ SCE ¦ Hot-Dry | Com ¦ Com Electric Storage Water Heater (0.92 UEF - 50 Gal) - Hot-Dry | SCE ¦ Hot-Dry | SCE | All | Electric | Electric storage water heater, 50 gallon, UEF = 0.92 | Average Existing and Code | 0 | Conventional | WaterHeat | Com - Warehouse | Com | ROB and NEW | 0 | 1000 sqft2 of floor space | 1000 sqft served | 10 | DEER:Indoor_CFL_Ltg | 0 | 0 | 0 | SWHC031-02 | 1.3653 | 2022 | 0 | 0.72584 | 2022 | 0 | 0 | SWHC031-02 | Com Elec Water Heaters - Hot-Dry ¦ SCE ¦ Hot-Dry | Com Elec Water Heaters - Hot-Dry | 0.8024 | 1 | 1 | CBSA 2019 | 0 | 2012 | 0.6 | SWHC031-02
COM-WATERHEAT-10.61 | Com ¦ Com Electric Storage Water Heater (0.92 UEF - 50 Gal) - Cold ¦ SCE ¦ Cold | Com ¦ Com Electric Storage Water Heater (0.92 UEF - 50 Gal) - Cold | SCE ¦ Cold | SCE | All | Electric | Electric storage water heater, 50 gallon, UEF = 0.92 | Average Existing and Code | 0 | Conventional | WaterHeat | Com - College | Com | ROB and NEW | 0 | 1000 sqft2 of floor space | 1000 sqft served | 10 | DEER:Indoor_CFL_Ltg | 0 | 0 | 0 | SWHC031-02 | 47.4417 | 2022 | 0 | 25.2223 | 2022 | 0 | 0 | SWHC031-02 | Com Elec Water Heaters - Cold ¦ SCE ¦ Cold | Com Elec Water Heaters - Cold | 0.16074 | 1 | 1 | CBSA 2019 | 0 | 2012 | 0.6 | SWHC031-02
COM-WATERHEAT-10.62 | Com ¦ Com Electric Storage Water Heater (0.92 UEF - 50 Gal) - Cold ¦ SCE ¦ Cold | Com ¦ Com Electric Storage Water Heater (0.92 UEF - 50 Gal) - Cold | SCE ¦ Cold | SCE | All | Electric | Electric storage water heater, 50 gallon, UEF = 0.92 | Average Existing and Code | 0 | Conventional | WaterHeat | Com - Grocery | Com | ROB and NEW | 0 | 1000 sqft2 of floor space | 1000 sqft served | 10 | DEER:Indoor_CFL_Ltg | 0 | 0 | 0 | SWHC031-02 | 39.3673 | 2022 | 0 | 20.9296 | 2022 | 0 | 0 | SWHC031-02 | Com Elec Water Heaters - Cold ¦ SCE ¦ Cold | Com Elec Water Heaters - Cold | 0.40391 | 1 | 1 | CBSA 2019 | 0 | 2012 | 0.6 | SWHC031-02
COM-WATERHEAT-10.63 | Com ¦ Com Electric Storage Water Heater (0.92 UEF - 50 Gal) - Cold ¦ SCE ¦ Cold | Com ¦ Com Electric Storage Water Heater (0.92 UEF - 50 Gal) - Cold | SCE ¦ Cold | SCE | All | Electric | Electric storage water heater, 50 gallon, UEF = 0.92 | Average Existing and Code | 0 | Conventional | WaterHeat | Com - Health | Com | ROB and NEW | 0 | 1000 sqft2 of floor space | 1000 sqft served | 10 | DEER:Indoor_CFL_Ltg | 0 | 0 | 0 | SWHC031-02 | 71.8586 | 2022 | 0 | 38.2035 | 2022 | 0 | 0 | SWHC031-02 | Com Elec Water Heaters - Cold ¦ SCE ¦ Cold | Com Elec Water Heaters - Cold | 0.27217 | 1 | 1 | CBSA 2019 | 0 | 2012 | 0.6 | SWHC031-02
COM-WATERHEAT-10.64 | Com ¦ Com Electric Storage Water Heater (0.92 UEF - 50 Gal) - Cold ¦ SCE ¦ Cold | Com ¦ Com Electric Storage Water Heater (0.92 UEF - 50 Gal) - Cold | SCE ¦ Cold | SCE | All | Electric | Electric storage water heater, 50 gallon, UEF = 0.92 | Average Existing and Code | 0 | Conventional | WaterHeat | Com - Lodging | Com | ROB and NEW | 0 | 1000 sqft2 of floor space | 1000 sqft served | 10 | DEER:Indoor_CFL_Ltg | 0 | 0 | 0 | SWHC031-02 | 45.2141 | 2022 | 0 | 24.038 | 2022 | 0 | 0 | SWHC031-02 | Com Elec Water Heaters - Cold ¦ SCE ¦ Cold | Com Elec Water Heaters - Cold | 0.070067 | 1 | 1 | CBSA 2019 | 0 | 2012 | 0.6 | SWHC031-02
COM-WATERHEAT-10.65 | Com ¦ Com Electric Storage Water Heater (0.92 UEF - 50 Gal) - Cold ¦ SCE ¦ Cold | Com ¦ Com Electric Storage Water Heater (0.92 UEF - 50 Gal) - Cold | SCE ¦ Cold | SCE | All | Electric | Electric storage water heater, 50 gallon, UEF = 0.92 | Average Existing and Code | 0 | Conventional | WaterHeat | Com - Office (Large) | Com | ROB and NEW | 0 | 1000 sqft2 of floor space | 1000 sqft served | 10 | DEER:Indoor_CFL_Ltg | 0 | 0 | 0 | SWHC031-02 | 14.7627 | 2022 | 0 | 7.8486 | 2022 | 0 | 0 | SWHC031-02 | Com Elec Water Heaters - Cold ¦ SCE ¦ Cold | Com Elec Water Heaters - Cold | 0.4229 | 1 | 1 | CBSA 2019 | 0 | 2012 | 0.6 | SWHC031-02
COM-WATERHEAT-10.66 | Com ¦ Com Electric Storage Water Heater (0.92 UEF - 50 Gal) - Cold ¦ SCE ¦ Cold | Com ¦ Com Electric Storage Water Heater (0.92 UEF - 50 Gal) - Cold | SCE ¦ Cold | SCE | All | Electric | Electric storage water heater, 50 gallon, UEF = 0.92 | Average Existing and Code | 0 | Conventional | WaterHeat | Com - Office (Small) | Com | ROB and NEW | 0 | 1000 sqft2 of floor space | 1000 sqft served | 10 | DEER:Indoor_CFL_Ltg | 0 | 0 | 0 | SWHC031-02 | 14.7627 | 2022 | 0 | 7.8486 | 2022 | 0 | 0 | SWHC031-02 | Com Elec Water Heaters - Cold ¦ SCE ¦ Cold | Com Elec Water Heaters - Cold | 0.4229 | 1 | 1 | CBSA 2019 | 0 | 2012 | 0.6 | SWHC031-02
COM-WATERHEAT-10.67 | Com ¦ Com Electric Storage Water Heater (0.92 UEF - 50 Gal) - Cold ¦ SCE ¦ Cold | Com ¦ Com Electric Storage Water Heater (0.92 UEF - 50 Gal) - Cold | SCE ¦ Cold | SCE | All | Electric | Electric storage water heater, 50 gallon, UEF = 0.92 | Average Existing and Code | 0 | Conventional | WaterHeat | Com - Other | Com | ROB and NEW | 0 | 1000 sqft2 of floor space | 1000 sqft served | 10 | DEER:Indoor_CFL_Ltg | 0 | 0 | 0 | SWHC031-02 | 122.0959 | 2022 | 0 | 64.9121 | 2022 | 0 | 0 | SWHC031-02 | Com Elec Water Heaters - Cold ¦ SCE ¦ Cold | Com Elec Water Heaters - Cold | 0.42995 | 1 | 1 | CBSA 2019 | 0 | 2012 | 0.6 | SWHC031-02
COM-WATERHEAT-10.68 | Com ¦ Com Electric Storage Water Heater (0.92 UEF - 50 Gal) - Cold ¦ SCE ¦ Cold | Com ¦ Com Electric Storage Water Heater (0.92 UEF - 50 Gal) - Cold | SCE ¦ Cold | SCE | All | Electric | Electric storage water heater, 50 gallon, UEF = 0.92 | Average Existing and Code | 0 | Conventional | WaterHeat | Com - Refrig. Warehouse | Com | ROB and NEW | 0 | 1000 sqft2 of floor space | 1000 sqft served | 10 | DEER:Indoor_CFL_Ltg | 0 | 0 | 0 | SWHC031-02 | 6.8263 | 2022 | 0 | 3.6292 | 2022 | 0 | 0 | SWHC031-02 | Com Elec Water Heaters - Cold ¦ SCE ¦ Cold | Com Elec Water Heaters - Cold | 0.77379 | 1 | 1 | CBSA 2019 | 0 | 2012 | 0.6 | SWHC031-02
COM-WATERHEAT-10.69 | Com ¦ Com Electric Storage Water Heater (0.92 UEF - 50 Gal) - Cold ¦ SCE ¦ Cold | Com ¦ Com Electric Storage Water Heater (0.92 UEF - 50 Gal) - Cold | SCE ¦ Cold | SCE | All | Electric | Electric storage water heater, 50 gallon, UEF = 0.92 | Average Existing and Code | 0 | Conventional | WaterHeat | Com - Restaurant | Com | ROB and NEW | 0 | 1000 sqft2 of floor space | 1000 sqft served | 10 | DEER:Indoor_CFL_Ltg | 0 | 0 | 0 | SWHC031-02 | 639.5177 | 2022 | 0 | 339.9986 | 2022 | 0 | 0 | SWHC031-02 | Com Elec Water Heaters - Cold ¦ SCE ¦ Cold | Com Elec Water Heaters - Cold | 0.20681 | 1 | 1 | CBSA 2019 | 0 | 2012 | 0.6 | SWHC031-02
COM-WATERHEAT-10.70 | Com ¦ Com Electric Storage Water Heater (0.92 UEF - 50 Gal) - Cold ¦ SCE ¦ Cold | Com ¦ Com Electric Storage Water Heater (0.92 UEF - 50 Gal) - Cold | SCE ¦ Cold | SCE | All | Electric | Electric storage water heater, 50 gallon, UEF = 0.92 | Average Existing and Code | 0 | Conventional | WaterHeat | Com - Retail | Com | ROB and NEW | 0 | 1000 sqft2 of floor space | 1000 sqft served | 10 | DEER:Indoor_CFL_Ltg | 0 | 0 | 0 | SWHC031-02 | 9.144 | 2022 | 0 | 4.8614 | 2022 | 0 | 0 | SWHC031-02 | Com Elec Water Heaters - Cold ¦ SCE ¦ Cold | Com Elec Water Heaters - Cold | 0.59937 | 1 | 1 | CBSA 2019 | 0 | 2012 | 0.6 | SWHC031-02
COM-WATERHEAT-10.71 | Com ¦ Com Electric Storage Water Heater (0.92 UEF - 50 Gal) - Cold ¦ SCE ¦ Cold | Com ¦ Com Electric Storage Water Heater (0.92 UEF - 50 Gal) - Cold | SCE ¦ Cold | SCE | All | Electric | Electric storage water heater, 50 gallon, UEF = 0.92 | Average Existing and Code | 0 | Conventional | WaterHeat | Com - School | Com | ROB and NEW | 0 | 1000 sqft2 of floor space | 1000 sqft served | 10 | DEER:Indoor_CFL_Ltg | 0 | 0 | 0 | SWHC031-02 | 75.3227 | 2022 | 0 | 40.0452 | 2022 | 0 | 0 | SWHC031-02 | Com Elec Water Heaters - Cold ¦ SCE ¦ Cold | Com Elec Water Heaters - Cold | 0.23078 | 1 | 1 | CBSA 2019 | 0 | 2012 | 0.6 | SWHC031-02
COM-WATERHEAT-10.72 | Com ¦ Com Electric Storage Water Heater (0.92 UEF - 50 Gal) - Cold ¦ SCE ¦ Cold | Com ¦ Com Electric Storage Water Heater (0.92 UEF - 50 Gal) - Cold | SCE ¦ Cold | SCE | All | Electric | Electric storage water heater, 50 gallon, UEF = 0.92 | Average Existing and Code | 0 | Conventional | WaterHeat | Com - Warehouse | Com | ROB and NEW | 0 | 1000 sqft2 of floor space | 1000 sqft served | 10 | DEER:Indoor_CFL_Ltg | 0 | 0 | 0 | SWHC031-02 | 1.3653 | 2022 | 0 | 0.72584 | 2022 | 0 | 0 | SWHC031-02 | Com Elec Water Heaters - Cold ¦ SCE ¦ Cold | Com Elec Water Heaters - Cold | 0.8024 | 1 | 1 | CBSA 2019 | 0 | 2012 | 0.6 | SWHC031-02
COM-WATERHEAT-10.73 | Com ¦ Com Electric Storage Water Heater (0.92 UEF - 50 Gal) - Marine ¦ SDG&E ¦ Marine | Com ¦ Com Electric Storage Water Heater (0.92 UEF - 50 Gal) - Marine | SDG&E ¦ Marine | SDG&E | All | Electric | Electric storage water heater, 50 gallon, UEF = 0.92 | Average Existing and Code | 0 | Conventional | WaterHeat | Com - College | Com | ROB and NEW | 0 | 1000 sqft2 of floor space | 1000 sqft served | 10 | DEER:Indoor_CFL_Ltg | 0 | 0 | 0 | SWHC031-02 | 47.4417 | 2022 | 0 | 25.2223 | 2022 | 0 | 0 | SWHC031-02 | Com Elec Water Heaters - Marine ¦ SDG&E ¦ Marine | Com Elec Water Heaters - Marine | 0.16074 | 1 | 1 | CBSA 2019 | 0 | 2012 | 0.6 | SWHC031-02
COM-WATERHEAT-10.74 | Com ¦ Com Electric Storage Water Heater (0.92 UEF - 50 Gal) - Marine ¦ SDG&E ¦ Marine | Com ¦ Com Electric Storage Water Heater (0.92 UEF - 50 Gal) - Marine | SDG&E ¦ Marine | SDG&E | All | Electric | Electric storage water heater, 50 gallon, UEF = 0.92 | Average Existing and Code | 0 | Conventional | WaterHeat | Com - Grocery | Com | ROB and NEW | 0 | 1000 sqft2 of floor space | 1000 sqft served | 10 | DEER:Indoor_CFL_Ltg | 0 | 0 | 0 | SWHC031-02 | 39.3673 | 2022 | 0 | 20.9296 | 2022 | 0 | 0 | SWHC031-02 | Com Elec Water Heaters - Marine ¦ SDG&E ¦ Marine | Com Elec Water Heaters - Marine | 0.40391 | 1 | 1 | CBSA 2019 | 0 | 2012 | 0.6 | SWHC031-02
COM-WATERHEAT-10.75 | Com ¦ Com Electric Storage Water Heater (0.92 UEF - 50 Gal) - Marine ¦ SDG&E ¦ Marine | Com ¦ Com Electric Storage Water Heater (0.92 UEF - 50 Gal) - Marine | SDG&E ¦ Marine | SDG&E | All | Electric | Electric storage water heater, 50 gallon, UEF = 0.92 | Average Existing and Code | 0 | Conventional | WaterHeat | Com - Health | Com | ROB and NEW | 0 | 1000 sqft2 of floor space | 1000 sqft served | 10 | DEER:Indoor_CFL_Ltg | 0 | 0 | 0 | SWHC031-02 | 71.8586 | 2022 | 0 | 38.2035 | 2022 | 0 | 0 | SWHC031-02 | Com Elec Water Heaters - Marine ¦ SDG&E ¦ Marine | Com Elec Water Heaters - Marine | 0.27217 | 1 | 1 | CBSA 2019 | 0 | 2012 | 0.6 | SWHC031-02
COM-WATERHEAT-10.76 | Com ¦ Com Electric Storage Water Heater (0.92 UEF - 50 Gal) - Marine ¦ SDG&E ¦ Marine | Com ¦ Com Electric Storage Water Heater (0.92 UEF - 50 Gal) - Marine | SDG&E ¦ Marine | SDG&E | All | Electric | Electric storage water heater, 50 gallon, UEF = 0.92 | Average Existing and Code | 0 | Conventional | WaterHeat | Com - Lodging | Com | ROB and NEW | 0 | 1000 sqft2 of floor space | 1000 sqft served | 10 | DEER:Indoor_CFL_Ltg | 0 | 0 | 0 | SWHC031-02 | 45.2141 | 2022 | 0 | 24.038 | 2022 | 0 | 0 | SWHC031-02 | Com Elec Water Heaters - Marine ¦ SDG&E ¦ Marine | Com Elec Water Heaters - Marine | 0.070067 | 1 | 1 | CBSA 2019 | 0 | 2012 | 0.6 | SWHC031-02
COM-WATERHEAT-10.77 | Com ¦ Com Electric Storage Water Heater (0.92 UEF - 50 Gal) - Marine ¦ SDG&E ¦ Marine | Com ¦ Com Electric Storage Water Heater (0.92 UEF - 50 Gal) - Marine | SDG&E ¦ Marine | SDG&E | All | Electric | Electric storage water heater, 50 gallon, UEF = 0.92 | Average Existing and Code | 0 | Conventional | WaterHeat | Com - Office (Large) | Com | ROB and NEW | 0 | 1000 sqft2 of floor space | 1000 sqft served | 10 | DEER:Indoor_CFL_Ltg | 0 | 0 | 0 | SWHC031-02 | 14.7627 | 2022 | 0 | 7.8486 | 2022 | 0 | 0 | SWHC031-02 | Com Elec Water Heaters - Marine ¦ SDG&E ¦ Marine | Com Elec Water Heaters - Marine | 0.4229 | 1 | 1 | CBSA 2019 | 0 | 2012 | 0.6 | SWHC031-02
COM-WATERHEAT-10.78 | Com ¦ Com Electric Storage Water Heater (0.92 UEF - 50 Gal) - Marine ¦ SDG&E ¦ Marine | Com ¦ Com Electric Storage Water Heater (0.92 UEF - 50 Gal) - Marine | SDG&E ¦ Marine | SDG&E | All | Electric | Electric storage water heater, 50 gallon, UEF = 0.92 | Average Existing and Code | 0 | Conventional | WaterHeat | Com - Office (Small) | Com | ROB and NEW | 0 | 1000 sqft2 of floor space | 1000 sqft served | 10 | DEER:Indoor_CFL_Ltg | 0 | 0 | 0 | SWHC031-02 | 14.7627 | 2022 | 0 | 7.8486 | 2022 | 0 | 0 | SWHC031-02 | Com Elec Water Heaters - Marine ¦ SDG&E ¦ Marine | Com Elec Water Heaters - Marine | 0.4229 | 1 | 1 | CBSA 2019 | 0 | 2012 | 0.6 | SWHC031-02
COM-WATERHEAT-10.79 | Com ¦ Com Electric Storage Water Heater (0.92 UEF - 50 Gal) - Marine ¦ SDG&E ¦ Marine | Com ¦ Com Electric Storage Water Heater (0.92 UEF - 50 Gal) - Marine | SDG&E ¦ Marine | SDG&E | All | Electric | Electric storage water heater, 50 gallon, UEF = 0.92 | Average Existing and Code | 0 | Conventional | WaterHeat | Com - Other | Com | ROB and NEW | 0 | 1000 sqft2 of floor space | 1000 sqft served | 10 | DEER:Indoor_CFL_Ltg | 0 | 0 | 0 | SWHC031-02 | 122.0959 | 2022 | 0 | 64.9121 | 2022 | 0 | 0 | SWHC031-02 | Com Elec Water Heaters - Marine ¦ SDG&E ¦ Marine | Com Elec Water Heaters - Marine | 0.42995 | 1 | 1 | CBSA 2019 | 0 | 2012 | 0.6 | SWHC031-02
COM-WATERHEAT-10.80 | Com ¦ Com Electric Storage Water Heater (0.92 UEF - 50 Gal) - Marine ¦ SDG&E ¦ Marine | Com ¦ Com Electric Storage Water Heater (0.92 UEF - 50 Gal) - Marine | SDG&E ¦ Marine | SDG&E | All | Electric | Electric storage water heater, 50 gallon, UEF = 0.92 | Average Existing and Code | 0 | Conventional | WaterHeat | Com - Refrig. Warehouse | Com | ROB and NEW | 0 | 1000 sqft2 of floor space | 1000 sqft served | 10 | DEER:Indoor_CFL_Ltg | 0 | 0 | 0 | SWHC031-02 | 6.8263 | 2022 | 0 | 3.6292 | 2022 | 0 | 0 | SWHC031-02 | Com Elec Water Heaters - Marine ¦ SDG&E ¦ Marine | Com Elec Water Heaters - Marine | 0.77379 | 1 | 1 | CBSA 2019 | 0 | 2012 | 0.6 | SWHC031-02
COM-WATERHEAT-10.81 | Com ¦ Com Electric Storage Water Heater (0.92 UEF - 50 Gal) - Marine ¦ SDG&E ¦ Marine | Com ¦ Com Electric Storage Water Heater (0.92 UEF - 50 Gal) - Marine | SDG&E ¦ Marine | SDG&E | All | Electric | Electric storage water heater, 50 gallon, UEF = 0.92 | Average Existing and Code | 0 | Conventional | WaterHeat | Com - Restaurant | Com | ROB and NEW | 0 | 1000 sqft2 of floor space | 1000 sqft served | 10 | DEER:Indoor_CFL_Ltg | 0 | 0 | 0 | SWHC031-02 | 639.5177 | 2022 | 0 | 339.9986 | 2022 | 0 | 0 | SWHC031-02 | Com Elec Water Heaters - Marine ¦ SDG&E ¦ Marine | Com Elec Water Heaters - Marine | 0.20681 | 1 | 1 | CBSA 2019 | 0 | 2012 | 0.6 | SWHC031-02
COM-WATERHEAT-10.82 | Com ¦ Com Electric Storage Water Heater (0.92 UEF - 50 Gal) - Marine ¦ SDG&E ¦ Marine | Com ¦ Com Electric Storage Water Heater (0.92 UEF - 50 Gal) - Marine | SDG&E ¦ Marine | SDG&E | All | Electric | Electric storage water heater, 50 gallon, UEF = 0.92 | Average Existing and Code | 0 | Conventional | WaterHeat | Com - Retail | Com | ROB and NEW | 0 | 1000 sqft2 of floor space | 1000 sqft served | 10 | DEER:Indoor_CFL_Ltg | 0 | 0 | 0 | SWHC031-02 | 9.144 | 2022 | 0 | 4.8614 | 2022 | 0 | 0 | SWHC031-02 | Com Elec Water Heaters - Marine ¦ SDG&E ¦ Marine | Com Elec Water Heaters - Marine | 0.59937 | 1 | 1 | CBSA 2019 | 0 | 2012 | 0.6 | SWHC031-02
COM-WATERHEAT-10.83 | Com ¦ Com Electric Storage Water Heater (0.92 UEF - 50 Gal) - Marine ¦ SDG&E ¦ Marine | Com ¦ Com Electric Storage Water Heater (0.92 UEF - 50 Gal) - Marine | SDG&E ¦ Marine | SDG&E | All | Electric | Electric storage water heater, 50 gallon, UEF = 0.92 | Average Existing and Code | 0 | Conventional | WaterHeat | Com - School | Com | ROB and NEW | 0 | 1000 sqft2 of floor space | 1000 sqft served | 10 | DEER:Indoor_CFL_Ltg | 0 | 0 | 0 | SWHC031-02 | 75.3227 | 2022 | 0 | 40.0452 | 2022 | 0 | 0 | SWHC031-02 | Com Elec Water Heaters - Marine ¦ SDG&E ¦ Marine | Com Elec Water Heaters - Marine | 0.23078 | 1 | 1 | CBSA 2019 | 0 | 2012 | 0.6 | SWHC031-02
COM-WATERHEAT-10.84 | Com ¦ Com Electric Storage Water Heater (0.92 UEF - 50 Gal) - Marine ¦ SDG&E ¦ Marine | Com ¦ Com Electric Storage Water Heater (0.92 UEF - 50 Gal) - Marine | SDG&E ¦ Marine | SDG&E | All | Electric | Electric storage water heater, 50 gallon, UEF = 0.92 | Average Existing and Code | 0 | Conventional | WaterHeat | Com - Warehouse | Com | ROB and NEW | 0 | 1000 sqft2 of floor space | 1000 sqft served | 10 | DEER:Indoor_CFL_Ltg | 0 | 0 | 0 | SWHC031-02 | 1.3653 | 2022 | 0 | 0.72584 | 2022 | 0 | 0 | SWHC031-02 | Com Elec Water Heaters - Marine ¦ SDG&E ¦ Marine | Com Elec Water Heaters - Marine | 0.8024 | 1 | 1 | CBSA 2019 | 0 | 2012 | 0.6 | SWHC031-02
COM-WATERHEAT-10.85 | Com ¦ Com Electric Storage Water Heater (0.92 UEF - 50 Gal) - Hot-Dry ¦ SDG&E ¦ Hot-Dry | Com ¦ Com Electric Storage Water Heater (0.92 UEF - 50 Gal) - Hot-Dry | SDG&E ¦ Hot-Dry | SDG&E | All | Electric | Electric storage water heater, 50 gallon, UEF = 0.92 | Average Existing and Code | 0 | Conventional | WaterHeat | Com - College | Com | ROB and NEW | 0 | 1000 sqft2 of floor space | 1000 sqft served | 10 | DEER:Indoor_CFL_Ltg | 0 | 0 | 0 | SWHC031-02 | 47.4417 | 2022 | 0 | 25.2223 | 2022 | 0 | 0 | SWHC031-02 | Com Elec Water Heaters - Hot-Dry ¦ SDG&E ¦ Hot-Dry | Com Elec Water Heaters - Hot-Dry | 0.16074 | 1 | 1 | CBSA 2019 | 0 | 2012 | 0.6 | SWHC031-02
COM-WATERHEAT-10.86 | Com ¦ Com Electric Storage Water Heater (0.92 UEF - 50 Gal) - Hot-Dry ¦ SDG&E ¦ Hot-Dry | Com ¦ Com Electric Storage Water Heater (0.92 UEF - 50 Gal) - Hot-Dry | SDG&E ¦ Hot-Dry | SDG&E | All | Electric | Electric storage water heater, 50 gallon, UEF = 0.92 | Average Existing and Code | 0 | Conventional | WaterHeat | Com - Grocery | Com | ROB and NEW | 0 | 1000 sqft2 of floor space | 1000 sqft served | 10 | DEER:Indoor_CFL_Ltg | 0 | 0 | 0 | SWHC031-02 | 39.3673 | 2022 | 0 | 20.9296 | 2022 | 0 | 0 | SWHC031-02 | Com Elec Water Heaters - Hot-Dry ¦ SDG&E ¦ Hot-Dry | Com Elec Water Heaters - Hot-Dry | 0.40391 | 1 | 1 | CBSA 2019 | 0 | 2012 | 0.6 | SWHC031-02
COM-WATERHEAT-10.87 | Com ¦ Com Electric Storage Water Heater (0.92 UEF - 50 Gal) - Hot-Dry ¦ SDG&E ¦ Hot-Dry | Com ¦ Com Electric Storage Water Heater (0.92 UEF - 50 Gal) - Hot-Dry | SDG&E ¦ Hot-Dry | SDG&E | All | Electric | Electric storage water heater, 50 gallon, UEF = 0.92 | Average Existing and Code | 0 | Conventional | WaterHeat | Com - Health | Com | ROB and NEW | 0 | 1000 sqft2 of floor space | 1000 sqft served | 10 | DEER:Indoor_CFL_Ltg | 0 | 0 | 0 | SWHC031-02 | 71.8586 | 2022 | 0 | 38.2035 | 2022 | 0 | 0 | SWHC031-02 | Com Elec Water Heaters - Hot-Dry ¦ SDG&E ¦ Hot-Dry | Com Elec Water Heaters - Hot-Dry | 0.27217 | 1 | 1 | CBSA 2019 | 0 | 2012 | 0.6 | SWHC031-02
COM-WATERHEAT-10.88 | Com ¦ Com Electric Storage Water Heater (0.92 UEF - 50 Gal) - Hot-Dry ¦ SDG&E ¦ Hot-Dry | Com ¦ Com Electric Storage Water Heater (0.92 UEF - 50 Gal) - Hot-Dry | SDG&E ¦ Hot-Dry | SDG&E | All | Electric | Electric storage water heater, 50 gallon, UEF = 0.92 | Average Existing and Code | 0 | Conventional | WaterHeat | Com - Lodging | Com | ROB and NEW | 0 | 1000 sqft2 of floor space | 1000 sqft served | 10 | DEER:Indoor_CFL_Ltg | 0 | 0 | 0 | SWHC031-02 | 45.2141 | 2022 | 0 | 24.038 | 2022 | 0 | 0 | SWHC031-02 | Com Elec Water Heaters - Hot-Dry ¦ SDG&E ¦ Hot-Dry | Com Elec Water Heaters - Hot-Dry | 0.070067 | 1 | 1 | CBSA 2019 | 0 | 2012 | 0.6 | SWHC031-02
COM-WATERHEAT-10.89 | Com ¦ Com Electric Storage Water Heater (0.92 UEF - 50 Gal) - Hot-Dry ¦ SDG&E ¦ Hot-Dry | Com ¦ Com Electric Storage Water Heater (0.92 UEF - 50 Gal) - Hot-Dry | SDG&E ¦ Hot-Dry | SDG&E | All | Electric | Electric storage water heater, 50 gallon, UEF = 0.92 | Average Existing and Code | 0 | Conventional | WaterHeat | Com - Office (Large) | Com | ROB and NEW | 0 | 1000 sqft2 of floor space | 1000 sqft served | 10 | DEER:Indoor_CFL_Ltg | 0 | 0 | 0 | SWHC031-02 | 14.7627 | 2022 | 0 | 7.8486 | 2022 | 0 | 0 | SWHC031-02 | Com Elec Water Heaters - Hot-Dry ¦ SDG&E ¦ Hot-Dry | Com Elec Water Heaters - Hot-Dry | 0.4229 | 1 | 1 | CBSA 2019 | 0 | 2012 | 0.6 | SWHC031-02
COM-WATERHEAT-10.90 | Com ¦ Com Electric Storage Water Heater (0.92 UEF - 50 Gal) - Hot-Dry ¦ SDG&E ¦ Hot-Dry | Com ¦ Com Electric Storage Water Heater (0.92 UEF - 50 Gal) - Hot-Dry | SDG&E ¦ Hot-Dry | SDG&E | All | Electric | Electric storage water heater, 50 gallon, UEF = 0.92 | Average Existing and Code | 0 | Conventional | WaterHeat | Com - Office (Small) | Com | ROB and NEW | 0 | 1000 sqft2 of floor space | 1000 sqft served | 10 | DEER:Indoor_CFL_Ltg | 0 | 0 | 0 | SWHC031-02 | 14.7627 | 2022 | 0 | 7.8486 | 2022 | 0 | 0 | SWHC031-02 | Com Elec Water Heaters - Hot-Dry ¦ SDG&E ¦ Hot-Dry | Com Elec Water Heaters - Hot-Dry | 0.4229 | 1 | 1 | CBSA 2019 | 0 | 2012 | 0.6 | SWHC031-02
COM-WATERHEAT-10.91 | Com ¦ Com Electric Storage Water Heater (0.92 UEF - 50 Gal) - Hot-Dry ¦ SDG&E ¦ Hot-Dry | Com ¦ Com Electric Storage Water Heater (0.92 UEF - 50 Gal) - Hot-Dry | SDG&E ¦ Hot-Dry | SDG&E | All | Electric | Electric storage water heater, 50 gallon, UEF = 0.92 | Average Existing and Code | 0 | Conventional | WaterHeat | Com - Other | Com | ROB and NEW | 0 | 1000 sqft2 of floor space | 1000 sqft served | 10 | DEER:Indoor_CFL_Ltg | 0 | 0 | 0 | SWHC031-02 | 122.0959 | 2022 | 0 | 64.9121 | 2022 | 0 | 0 | SWHC031-02 | Com Elec Water Heaters - Hot-Dry ¦ SDG&E ¦ Hot-Dry | Com Elec Water Heaters - Hot-Dry | 0.42995 | 1 | 1 | CBSA 2019 | 0 | 2012 | 0.6 | SWHC031-02
COM-WATERHEAT-10.92 | Com ¦ Com Electric Storage Water Heater (0.92 UEF - 50 Gal) - Hot-Dry ¦ SDG&E ¦ Hot-Dry | Com ¦ Com Electric Storage Water Heater (0.92 UEF - 50 Gal) - Hot-Dry | SDG&E ¦ Hot-Dry | SDG&E | All | Electric | Electric storage water heater, 50 gallon, UEF = 0.92 | Average Existing and Code | 0 | Conventional | WaterHeat | Com - Refrig. Warehouse | Com | ROB and NEW | 0 | 1000 sqft2 of floor space | 1000 sqft served | 10 | DEER:Indoor_CFL_Ltg | 0 | 0 | 0 | SWHC031-02 | 6.8263 | 2022 | 0 | 3.6292 | 2022 | 0 | 0 | SWHC031-02 | Com Elec Water Heaters - Hot-Dry ¦ SDG&E ¦ Hot-Dry | Com Elec Water Heaters - Hot-Dry | 0.77379 | 1 | 1 | CBSA 2019 | 0 | 2012 | 0.6 | SWHC031-02
COM-WATERHEAT-10.93 | Com ¦ Com Electric Storage Water Heater (0.92 UEF - 50 Gal) - Hot-Dry ¦ SDG&E ¦ Hot-Dry | Com ¦ Com Electric Storage Water Heater (0.92 UEF - 50 Gal) - Hot-Dry | SDG&E ¦ Hot-Dry | SDG&E | All | Electric | Electric storage water heater, 50 gallon, UEF = 0.92 | Average Existing and Code | 0 | Conventional | WaterHeat | Com - Restaurant | Com | ROB and NEW | 0 | 1000 sqft2 of floor space | 1000 sqft served | 10 | DEER:Indoor_CFL_Ltg | 0 | 0 | 0 | SWHC031-02 | 639.5177 | 2022 | 0 | 339.9986 | 2022 | 0 | 0 | SWHC031-02 | Com Elec Water Heaters - Hot-Dry ¦ SDG&E ¦ Hot-Dry | Com Elec Water Heaters - Hot-Dry | 0.20681 | 1 | 1 | CBSA 2019 | 0 | 2012 | 0.6 | SWHC031-02
COM-WATERHEAT-10.94 | Com ¦ Com Electric Storage Water Heater (0.92 UEF - 50 Gal) - Hot-Dry ¦ SDG&E ¦ Hot-Dry | Com ¦ Com Electric Storage Water Heater (0.92 UEF - 50 Gal) - Hot-Dry | SDG&E ¦ Hot-Dry | SDG&E | All | Electric | Electric storage water heater, 50 gallon, UEF = 0.92 | Average Existing and Code | 0 | Conventional | WaterHeat | Com - Retail | Com | ROB and NEW | 0 | 1000 sqft2 of floor space | 1000 sqft served | 10 | DEER:Indoor_CFL_Ltg | 0 | 0 | 0 | SWHC031-02 | 9.144 | 2022 | 0 | 4.8614 | 2022 | 0 | 0 | SWHC031-02 | Com Elec Water Heaters - Hot-Dry ¦ SDG&E ¦ Hot-Dry | Com Elec Water Heaters - Hot-Dry | 0.59937 | 1 | 1 | CBSA 2019 | 0 | 2012 | 0.6 | SWHC031-02
COM-WATERHEAT-10.95 | Com ¦ Com Electric Storage Water Heater (0.92 UEF - 50 Gal) - Hot-Dry ¦ SDG&E ¦ Hot-Dry | Com ¦ Com Electric Storage Water Heater (0.92 UEF - 50 Gal) - Hot-Dry | SDG&E ¦ Hot-Dry | SDG&E | All | Electric | Electric storage water heater, 50 gallon, UEF = 0.92 | Average Existing and Code | 0 | Conventional | WaterHeat | Com - School | Com | ROB and NEW | 0 | 1000 sqft2 of floor space | 1000 sqft served | 10 | DEER:Indoor_CFL_Ltg | 0 | 0 | 0 | SWHC031-02 | 75.3227 | 2022 | 0 | 40.0452 | 2022 | 0 | 0 | SWHC031-02 | Com Elec Water Heaters - Hot-Dry ¦ SDG&E ¦ Hot-Dry | Com Elec Water Heaters - Hot-Dry | 0.23078 | 1 | 1 | CBSA 2019 | 0 | 2012 | 0.6 | SWHC031-02
COM-WATERHEAT-10.96 | Com ¦ Com Electric Storage Water Heater (0.92 UEF - 50 Gal) - Hot-Dry ¦ SDG&E ¦ Hot-Dry | Com ¦ Com Electric Storage Water Heater (0.92 UEF - 50 Gal) - Hot-Dry | SDG&E ¦ Hot-Dry | SDG&E | All | Electric | Electric storage water heater, 50 gallon, UEF = 0.92 | Average Existing and Code | 0 | Conventional | WaterHeat | Com - Warehouse | Com | ROB and NEW | 0 | 1000 sqft2 of floor space | 1000 sqft served | 10 | DEER:Indoor_CFL_Ltg | 0 | 0 | 0 | SWHC031-02 | 1.3653 | 2022 | 0 | 0.72584 | 2022 | 0 | 0 | SWHC031-02 | Com Elec Water Heaters - Hot-Dry ¦ SDG&E ¦ Hot-Dry | Com Elec Water Heaters - Hot-Dry | 0.8024 | 1 | 1 | CBSA 2019 | 0 | 2012 | 0.6 | SWHC031-02
COM-WATERHEAT-11.1 | Com ¦ Com Heat Pump Water Heater (3.3 UEF - 50 Gal) - Marine ¦ PG&E ¦ Marine | Com ¦ Com Heat Pump Water Heater (3.3 UEF - 50 Gal) - Marine | PG&E ¦ Marine | PG&E | All | Electric | Heat pump water heater, 50 gallon, UEF = 3.30 | Efficient | 0 | Conventional | WaterHeat | Com - College | Com | ROB and NEW | 0 | 1000 sqft2 of floor space | 1000 sqft served | 10 | DEER:Indoor_CFL_Ltg | -825.3794 | -0.10364 | 0 | SWHC031-02 | 109.276 | 2022 | 0 | 25.2223 | 2022 | 0 | -3.9979 | SWHC031-02 | Com Elec Water Heaters - Marine ¦ PG&E ¦ Marine | Com Elec Water Heaters - Marine | 0.16074 | 0.5 | 0 | CBSA 2019 | 28.0546 | 2032 | 0.6 | SWHC031-02
COM-WATERHEAT-11.2 | Com ¦ Com Heat Pump Water Heater (3.3 UEF - 50 Gal) - Marine ¦ PG&E ¦ Marine | Com ¦ Com Heat Pump Water Heater (3.3 UEF - 50 Gal) - Marine | PG&E ¦ Marine | PG&E | All | Electric | Heat pump water heater, 50 gallon, UEF = 3.30 | Efficient | 0 | Conventional | WaterHeat | Com - Grocery | Com | ROB and NEW | 0 | 1000 sqft2 of floor space | 1000 sqft served | 10 | DEER:Indoor_CFL_Ltg | -1135.1158 | -0.22061 | 0 | SWHC031-02 | 90.6775 | 2022 | 0 | 20.9296 | 2022 | 0 | -3.3175 | SWHC031-02 | Com Elec Water Heaters - Marine ¦ PG&E ¦ Marine | Com Elec Water Heaters - Marine | 0.40391 | 0.5 | 0 | CBSA 2019 | 24.9561 | 2032 | 0.6 | SWHC031-02
COM-WATERHEAT-11.3 | Com ¦ Com Heat Pump Water Heater (3.3 UEF - 50 Gal) - Marine ¦ PG&E ¦ Marine | Com ¦ Com Heat Pump Water Heater (3.3 UEF - 50 Gal) - Marine | PG&E ¦ Marine | PG&E | All | Electric | Heat pump water heater, 50 gallon, UEF = 3.30 | Efficient | 0 | Conventional | WaterHeat | Com - Health | Com | ROB and NEW | 0 | 1000 sqft2 of floor space | 1000 sqft served | 10 | DEER:Indoor_CFL_Ltg | -2445.5201 | -0.30062 | 0 | SWHC031-02 | 165.5171 | 2022 | 0 | 38.2035 | 2022 | 0 | -6.0556 | SWHC031-02 | Com Elec Water Heaters - Marine ¦ PG&E ¦ Marine | Com Elec Water Heaters - Marine | 0.27217 | 0.5 | 0 | CBSA 2019 | 36.2465 | 2032 | 0.6 | SWHC031-02
COM-WATERHEAT-11.4 | Com ¦ Com Heat Pump Water Heater (3.3 UEF - 50 Gal) - Marine ¦ PG&E ¦ Marine | Com ¦ Com Heat Pump Water Heater (3.3 UEF - 50 Gal) - Marine | PG&E ¦ Marine | PG&E | All | Electric | Heat pump water heater, 50 gallon, UEF = 3.30 | Efficient | 0 | Conventional | WaterHeat | Com - Lodging | Com | ROB and NEW | 0 | 1000 sqft2 of floor space | 1000 sqft served | 10 | DEER:Indoor_CFL_Ltg | -1854.3894 | -0.23376 | 0 | SWHC031-02 | 104.1448 | 2022 | 0 | 24.038 | 2022 | 0 | -3.8102 | SWHC031-02 | Com Elec Water Heaters - Marine ¦ PG&E ¦ Marine | Com Elec Water Heaters - Marine | 0.070067 | 0.5 | 0 | CBSA 2019 | 101.923 | 2032 | 0.6 | SWHC031-02
COM-WATERHEAT-11.5 | Com ¦ Com Heat Pump Water Heater (3.3 UEF - 50 Gal) - Marine ¦ PG&E ¦ Marine | Com ¦ Com Heat Pump Water Heater (3.3 UEF - 50 Gal) - Marine | PG&E ¦ Marine | PG&E | All | Electric | Heat pump water heater, 50 gallon, UEF = 3.30 | Efficient | 0 | Conventional | WaterHeat | Com - Office (Large) | Com | ROB and NEW | 0 | 1000 sqft2 of floor space | 1000 sqft served | 10 | DEER:Indoor_CFL_Ltg | -235.043 | -0.013214 | 0 | SWHC031-02 | 34.0041 | 2022 | 0 | 7.8486 | 2022 | 0 | -1.2441 | SWHC031-02 | Com Elec Water Heaters - Marine ¦ PG&E ¦ Marine | Com Elec Water Heaters - Marine | 0.4229 | 0.5 | 0 | CBSA 2019 | 3.6806 | 2032 | 0.6 | SWHC031-02
COM-WATERHEAT-11.6 | Com ¦ Com Heat Pump Water Heater (3.3 UEF - 50 Gal) - Marine ¦ PG&E ¦ Marine | Com ¦ Com Heat Pump Water Heater (3.3 UEF - 50 Gal) - Marine | PG&E ¦ Marine | PG&E | All | Electric | Heat pump water heater, 50 gallon, UEF = 3.30 | Efficient | 0 | Conventional | WaterHeat | Com - Office (Small) | Com | ROB and NEW | 0 | 1000 sqft2 of floor space | 1000 sqft served | 10 | DEER:Indoor_CFL_Ltg | -212.8342 | -0.0020173 | 0 | SWHC031-02 | 34.0041 | 2022 | 0 | 7.8486 | 2022 | 0 | -1.2441 | SWHC031-02 | Com Elec Water Heaters - Marine ¦ PG&E ¦ Marine | Com Elec Water Heaters - Marine | 0.4229 | 0.5 | 0 | CBSA 2019 | 5.5393 | 2032 | 0.6 | SWHC031-02
COM-WATERHEAT-11.7 | Com ¦ Com Heat Pump Water Heater (3.3 UEF - 50 Gal) - Marine ¦ PG&E ¦ Marine | Com ¦ Com Heat Pump Water Heater (3.3 UEF - 50 Gal) - Marine | PG&E ¦ Marine | PG&E | All | Electric | Heat pump water heater, 50 gallon, UEF = 3.30 | Efficient | 0 | Conventional | WaterHeat | Com - Other | Com | ROB and NEW | 0 | 1000 sqft2 of floor space | 1000 sqft served | 10 | DEER:Indoor_CFL_Ltg | -2739.8752 | -0.43318 | 0 | SWHC031-02 | 281.2321 | 2022 | 0 | 64.9121 | 2022 | 0 | -10.2891 | SWHC031-02 | Com Elec Water Heaters - Marine ¦ PG&E ¦ Marine | Com Elec Water Heaters - Marine | 0.42995 | 0.5 | 0 | CBSA 2019 | 160.6466 | 2032 | 0.6 | SWHC031-02
COM-WATERHEAT-11.8 | Com ¦ Com Heat Pump Water Heater (3.3 UEF - 50 Gal) - Marine ¦ PG&E ¦ Marine | Com ¦ Com Heat Pump Water Heater (3.3 UEF - 50 Gal) - Marine | PG&E ¦ Marine | PG&E | All | Electric | Heat pump water heater, 50 gallon, UEF = 3.30 | Efficient | 0 | Conventional | WaterHeat | Com - Refrig. Warehouse | Com | ROB and NEW | 0 | 1000 sqft2 of floor space | 1000 sqft served | 10 | DEER:Indoor_CFL_Ltg | -247.32 | -0.021994 | 0 | SWHC031-02 | 15.7235 | 2022 | 0 | 3.6292 | 2022 | 0 | -0.57525 | SWHC031-02 | Com Elec Water Heaters - Marine ¦ PG&E ¦ Marine | Com Elec Water Heaters - Marine | 0.77379 | 0.5 | 0 | CBSA 2019 | 5.3066 | 2032 | 0.6 | SWHC031-02
COM-WATERHEAT-11.9 | Com ¦ Com Heat Pump Water Heater (3.3 UEF - 50 Gal) - Marine ¦ PG&E ¦ Marine | Com ¦ Com Heat Pump Water Heater (3.3 UEF - 50 Gal) - Marine | PG&E ¦ Marine | PG&E | All | Electric | Heat pump water heater, 50 gallon, UEF = 3.30 | Efficient | 0 | Conventional | WaterHeat | Com - Restaurant | Com | ROB and NEW | 0 | 1000 sqft2 of floor space | 1000 sqft served | 10 | DEER:Indoor_CFL_Ltg | -10620.5573 | -2.129 | 0 | SWHC031-02 | 1473.0467 | 2022 | 0 | 339.9986 | 2022 | 0 | -53.8924 | SWHC031-02 | Com Elec Water Heaters - Marine ¦ PG&E ¦ Marine | Com Elec Water Heaters - Marine | 0.20681 | 0.5 | 0 | CBSA 2019 | 216.4851 | 2032 | 0.6 | SWHC031-02
COM-WATERHEAT-11.10 | Com ¦ Com Heat Pump Water Heater (3.3 UEF - 50 Gal) - Marine ¦ PG&E ¦ Marine | Com ¦ Com Heat Pump Water Heater (3.3 UEF - 50 Gal) - Marine | PG&E ¦ Marine | PG&E | All | Electric | Heat pump water heater, 50 gallon, UEF = 3.30 | Efficient | 0 | Conventional | WaterHeat | Com - Retail | Com | ROB and NEW | 0 | 1000 sqft2 of floor space | 1000 sqft served | 10 | DEER:Indoor_CFL_Ltg | -152.0419 | -0.024836 | 0 | SWHC031-02 | 21.0621 | 2022 | 0 | 4.8614 | 2022 | 0 | -0.77057 | SWHC031-02 | Com Elec Water Heaters - Marine ¦ PG&E ¦ Marine | Com Elec Water Heaters - Marine | 0.59937 | 0.5 | 0 | CBSA 2019 | 14.643 | 2032 | 0.6 | SWHC031-02
COM-WATERHEAT-11.11 | Com ¦ Com Heat Pump Water Heater (3.3 UEF - 50 Gal) - Marine ¦ PG&E ¦ Marine | Com ¦ Com Heat Pump Water Heater (3.3 UEF - 50 Gal) - Marine | PG&E ¦ Marine | PG&E | All | Electric | Heat pump water heater, 50 gallon, UEF = 3.30 | Efficient | 0 | Conventional | WaterHeat | Com - School | Com | ROB and NEW | 0 | 1000 sqft2 of floor space | 1000 sqft served | 10 | DEER:Indoor_CFL_Ltg | -831.934 | 8.333e-05 | 0 | SWHC031-02 | 173.4962 | 2022 | 0 | 40.0452 | 2022 | 0 | -6.3475 | SWHC031-02 | Com Elec Water Heaters - Marine ¦ PG&E ¦ Marine | Com Elec Water Heaters - Marine | 0.23078 | 0.5 | 0 | CBSA 2019 | 45.6988 | 2032 | 0.6 | SWHC031-02
COM-WATERHEAT-11.12 | Com ¦ Com Heat Pump Water Heater (3.3 UEF - 50 Gal) - Marine ¦ PG&E ¦ Marine | Com ¦ Com Heat Pump Water Heater (3.3 UEF - 50 Gal) - Marine | PG&E ¦ Marine | PG&E | All | Electric | Heat pump water heater, 50 gallon, UEF = 3.30 | Efficient | 0 | Conventional | WaterHeat | Com - Warehouse | Com | ROB and NEW | 0 | 1000 sqft2 of floor space | 1000 sqft served | 10 | DEER:Indoor_CFL_Ltg | -24.4753 | -0.00094136 | 0 | SWHC031-02 | 3.1447 | 2022 | 0 | 0.72584 | 2022 | 0 | -0.11505 | SWHC031-02 | Com Elec Water Heaters - Marine ¦ PG&E ¦ Marine | Com Elec Water Heaters - Marine | 0.8024 | 0.5 | 0 | CBSA 2019 | 1.82 | 2032 | 0.6 | SWHC031-02
COM-WATERHEAT-11.13 | Com ¦ Com Heat Pump Water Heater (3.3 UEF - 50 Gal) - Hot-Dry ¦ PG&E ¦ Hot-Dry | Com ¦ Com Heat Pump Water Heater (3.3 UEF - 50 Gal) - Hot-Dry | PG&E ¦ Hot-Dry | PG&E | All | Electric | Heat pump water heater, 50 gallon, UEF = 3.30 | Efficient | 0 | Conventional | WaterHeat | Com - College | Com | ROB and NEW | 0 | 1000 sqft2 of floor space | 1000 sqft served | 10 | DEER:Indoor_CFL_Ltg | -779.6802 | -0.091155 | 0 | SWHC031-02 | 109.276 | 2022 | 0 | 25.2223 | 2022 | 0 | -3.9979 | SWHC031-02 | Com Elec Water Heaters - Hot-Dry ¦ PG&E ¦ Hot-Dry | Com Elec Water Heaters - Hot-Dry | 0.16074 | 0.5 | 0 | CBSA 2019 | 26.5013 | 2032 | 0.6 | SWHC031-02
COM-WATERHEAT-11.14 | Com ¦ Com Heat Pump Water Heater (3.3 UEF - 50 Gal) - Hot-Dry ¦ PG&E ¦ Hot-Dry | Com ¦ Com Heat Pump Water Heater (3.3 UEF - 50 Gal) - Hot-Dry | PG&E ¦ Hot-Dry | PG&E | All | Electric | Heat pump water heater, 50 gallon, UEF = 3.30 | Efficient | 0 | Conventional | WaterHeat | Com - Grocery | Com | ROB and NEW | 0 | 1000 sqft2 of floor space | 1000 sqft served | 10 | DEER:Indoor_CFL_Ltg | -1070.9571 | -0.19544 | 0 | SWHC031-02 | 90.6775 | 2022 | 0 | 20.9296 | 2022 | 0 | -3.3175 | SWHC031-02 | Com Elec Water Heaters - Hot-Dry ¦ PG&E ¦ Hot-Dry | Com Elec Water Heaters - Hot-Dry | 0.40391 | 0.5 | 0 | CBSA 2019 | 23.5455 | 2032 | 0.6 | SWHC031-02
COM-WATERHEAT-11.15 | Com ¦ Com Heat Pump Water Heater (3.3 UEF - 50 Gal) - Hot-Dry ¦ PG&E ¦ Hot-Dry | Com ¦ Com Heat Pump Water Heater (3.3 UEF - 50 Gal) - Hot-Dry | PG&E ¦ Hot-Dry | PG&E | All | Electric | Heat pump water heater, 50 gallon, UEF = 3.30 | Efficient | 0 | Conventional | WaterHeat | Com - Health | Com | ROB and NEW | 0 | 1000 sqft2 of floor space | 1000 sqft served | 10 | DEER:Indoor_CFL_Ltg | -2302.7403 | -0.2649 | 0 | SWHC031-02 | 165.5171 | 2022 | 0 | 38.2035 | 2022 | 0 | -6.0556 | SWHC031-02 | Com Elec Water Heaters - Hot-Dry ¦ PG&E ¦ Hot-Dry | Com Elec Water Heaters - Hot-Dry | 0.27217 | 0.5 | 0 | CBSA 2019 | 34.1303 | 2032 | 0.6 | SWHC031-02
COM-WATERHEAT-11.16 | Com ¦ Com Heat Pump Water Heater (3.3 UEF - 50 Gal) - Hot-Dry ¦ PG&E ¦ Hot-Dry | Com ¦ Com Heat Pump Water Heater (3.3 UEF - 50 Gal) - Hot-Dry | PG&E ¦ Hot-Dry | PG&E | All | Electric | Heat pump water heater, 50 gallon, UEF = 3.30 | Efficient | 0 | Conventional | WaterHeat | Com - Lodging | Com | ROB and NEW | 0 | 1000 sqft2 of floor space | 1000 sqft served | 10 | DEER:Indoor_CFL_Ltg | -1742.7413 | -0.20626 | 0 | SWHC031-02 | 104.1448 | 2022 | 0 | 24.038 | 2022 | 0 | -3.8102 | SWHC031-02 | Com Elec Water Heaters - Hot-Dry ¦ PG&E ¦ Hot-Dry | Com Elec Water Heaters - Hot-Dry | 0.070067 | 0.5 | 0 | CBSA 2019 | 95.7865 | 2032 | 0.6 | SWHC031-02
COM-WATERHEAT-11.17 | Com ¦ Com Heat Pump Water Heater (3.3 UEF - 50 Gal) - Hot-Dry ¦ PG&E ¦ Hot-Dry | Com ¦ Com Heat Pump Water Heater (3.3 UEF - 50 Gal) - Hot-Dry | PG&E ¦ Hot-Dry | PG&E | All | Electric | Heat pump water heater, 50 gallon, UEF = 3.30 | Efficient | 0 | Conventional | WaterHeat | Com - Office (Large) | Com | ROB and NEW | 0 | 1000 sqft2 of floor space | 1000 sqft served | 10 | DEER:Indoor_CFL_Ltg | -220.2371 | -0.011604 | 0 | SWHC031-02 | 34.0041 | 2022 | 0 | 7.8486 | 2022 | 0 | -1.2441 | SWHC031-02 | Com Elec Water Heaters - Hot-Dry ¦ PG&E ¦ Hot-Dry | Com Elec Water Heaters - Hot-Dry | 0.4229 | 0.5 | 0 | CBSA 2019 | 3.4487 | 2032 | 0.6 | SWHC031-02
COM-WATERHEAT-11.18 | Com ¦ Com Heat Pump Water Heater (3.3 UEF - 50 Gal) - Hot-Dry ¦ PG&E ¦ Hot-Dry | Com ¦ Com Heat Pump Water Heater (3.3 UEF - 50 Gal) - Hot-Dry | PG&E ¦ Hot-Dry | PG&E | All | Electric | Heat pump water heater, 50 gallon, UEF = 3.30 | Efficient | 0 | Conventional | WaterHeat | Com - Office (Small) | Com | ROB and NEW | 0 | 1000 sqft2 of floor space | 1000 sqft served | 10 | DEER:Indoor_CFL_Ltg | -199.8791 | -0.0017434 | 0 | SWHC031-02 | 34.0041 | 2022 | 0 | 7.8486 | 2022 | 0 | -1.2441 | SWHC031-02 | Com Elec Water Heaters - Hot-Dry ¦ PG&E ¦ Hot-Dry | Com Elec Water Heaters - Hot-Dry | 0.4229 | 0.5 | 0 | CBSA 2019 | 5.2022 | 2032 | 0.6 | SWHC031-02
COM-WATERHEAT-11.19 | Com ¦ Com Heat Pump Water Heater (3.3 UEF - 50 Gal) - Hot-Dry ¦ PG&E ¦ Hot-Dry | Com ¦ Com Heat Pump Water Heater (3.3 UEF - 50 Gal) - Hot-Dry | PG&E ¦ Hot-Dry | PG&E | All | Electric | Heat pump water heater, 50 gallon, UEF = 3.30 | Efficient | 0 | Conventional | WaterHeat | Com - Other | Com | ROB and NEW | 0 | 1000 sqft2 of floor space | 1000 sqft served | 10 | DEER:Indoor_CFL_Ltg | -2556.1964 | -0.3796 | 0 | SWHC031-02 | 281.2321 | 2022 | 0 | 64.9121 | 2022 | 0 | -10.2891 | SWHC031-02 | Com Elec Water Heaters - Hot-Dry ¦ PG&E ¦ Hot-Dry | Com Elec Water Heaters - Hot-Dry | 0.42995 | 0.5 | 0 | CBSA 2019 | 149.877 | 2032 | 0.6 | SWHC031-02
COM-WATERHEAT-11.20 | Com ¦ Com Heat Pump Water Heater (3.3 UEF - 50 Gal) - Hot-Dry ¦ PG&E ¦ Hot-Dry | Com ¦ Com Heat Pump Water Heater (3.3 UEF - 50 Gal) - Hot-Dry | PG&E ¦ Hot-Dry | PG&E | All | Electric | Heat pump water heater, 50 gallon, UEF = 3.30 | Efficient | 0 | Conventional | WaterHeat | Com - Refrig. Warehouse | Com | ROB and NEW | 0 | 1000 sqft2 of floor space | 1000 sqft served | 10 | DEER:Indoor_CFL_Ltg | -232.7718 | -0.019341 | 0 | SWHC031-02 | 15.7235 | 2022 | 0 | 3.6292 | 2022 | 0 | -0.57525 | SWHC031-02 | Com Elec Water Heaters - Hot-Dry ¦ PG&E ¦ Hot-Dry | Com Elec Water Heaters - Hot-Dry | 0.77379 | 0.5 | 0 | CBSA 2019 | 4.9944 | 2032 | 0.6 | SWHC031-02
COM-WATERHEAT-11.21 | Com ¦ Com Heat Pump Water Heater (3.3 UEF - 50 Gal) - Hot-Dry ¦ PG&E ¦ Hot-Dry | Com ¦ Com Heat Pump Water Heater (3.3 UEF - 50 Gal) - Hot-Dry | PG&E ¦ Hot-Dry | PG&E | All | Electric | Heat pump water heater, 50 gallon, UEF = 3.30 | Efficient | 0 | Conventional | WaterHeat | Com - Restaurant | Com | ROB and NEW | 0 | 1000 sqft2 of floor space | 1000 sqft served | 10 | DEER:Indoor_CFL_Ltg | -9979.1716 | -1.8753 | 0 | SWHC031-02 | 1473.0467 | 2022 | 0 | 339.9986 | 2022 | 0 | -53.8924 | SWHC031-02 | Com Elec Water Heaters - Hot-Dry ¦ PG&E ¦ Hot-Dry | Com Elec Water Heaters - Hot-Dry | 0.20681 | 0.5 | 0 | CBSA 2019 | 203.4113 | 2032 | 0.6 | SWHC031-02
COM-WATERHEAT-11.22 | Com ¦ Com Heat Pump Water Heater (3.3 UEF - 50 Gal) - Hot-Dry ¦ PG&E ¦ Hot-Dry | Com ¦ Com Heat Pump Water Heater (3.3 UEF - 50 Gal) - Hot-Dry | PG&E ¦ Hot-Dry | PG&E | All | Electric | Heat pump water heater, 50 gallon, UEF = 3.30 | Efficient | 0 | Conventional | WaterHeat | Com - Retail | Com | ROB and NEW | 0 | 1000 sqft2 of floor space | 1000 sqft served | 10 | DEER:Indoor_CFL_Ltg | -142.6363 | -0.021785 | 0 | SWHC031-02 | 21.0621 | 2022 | 0 | 4.8614 | 2022 | 0 | -0.77057 | SWHC031-02 | Com Elec Water Heaters - Hot-Dry ¦ PG&E ¦ Hot-Dry | Com Elec Water Heaters - Hot-Dry | 0.59937 | 0.5 | 0 | CBSA 2019 | 13.7372 | 2032 | 0.6 | SWHC031-02
COM-WATERHEAT-11.23 | Com ¦ Com Heat Pump Water Heater (3.3 UEF - 50 Gal) - Hot-Dry ¦ PG&E ¦ Hot-Dry | Com ¦ Com Heat Pump Water Heater (3.3 UEF - 50 Gal) - Hot-Dry | PG&E ¦ Hot-Dry | PG&E | All | Electric | Heat pump water heater, 50 gallon, UEF = 3.30 | Efficient | 0 | Conventional | WaterHeat | Com - School | Com | ROB and NEW | 0 | 1000 sqft2 of floor space | 1000 sqft served | 10 | DEER:Indoor_CFL_Ltg | -791.8666 | 0.0001195 | 0 | SWHC031-02 | 173.4962 | 2022 | 0 | 40.0452 | 2022 | 0 | -6.3475 | SWHC031-02 | Com Elec Water Heaters - Hot-Dry ¦ PG&E ¦ Hot-Dry | Com Elec Water Heaters - Hot-Dry | 0.23078 | 0.5 | 0 | CBSA 2019 | 43.4978 | 2032 | 0.6 | SWHC031-02
COM-WATERHEAT-11.24 | Com ¦ Com Heat Pump Water Heater (3.3 UEF - 50 Gal) - Hot-Dry ¦ PG&E ¦ Hot-Dry | Com ¦ Com Heat Pump Water Heater (3.3 UEF - 50 Gal) - Hot-Dry | PG&E ¦ Hot-Dry | PG&E | All | Electric | Heat pump water heater, 50 gallon, UEF = 3.30 | Efficient | 0 | Conventional | WaterHeat | Com - Warehouse | Com | ROB and NEW | 0 | 1000 sqft2 of floor space | 1000 sqft served | 10 | DEER:Indoor_CFL_Ltg | -23.106 | -0.00081641 | 0 | SWHC031-02 | 3.1447 | 2022 | 0 | 0.72584 | 2022 | 0 | -0.11505 | SWHC031-02 | Com Elec Water Heaters - Hot-Dry ¦ PG&E ¦ Hot-Dry | Com Elec Water Heaters - Hot-Dry | 0.8024 | 0.5 | 0 | CBSA 2019 | 1.7181 | 2032 | 0.6 | SWHC031-02
COM-WATERHEAT-11.25 | Com ¦ Com Heat Pump Water Heater (3.3 UEF - 50 Gal) - Cold ¦ PG&E ¦ Cold | Com ¦ Com Heat Pump Water Heater (3.3 UEF - 50 Gal) - Cold | PG&E ¦ Cold | PG&E | All | Electric | Heat pump water heater, 50 gallon, UEF = 3.30 | Efficient | 0 | Conventional | WaterHeat | Com - College | Com | ROB and NEW | 0 | 1000 sqft2 of floor space | 1000 sqft served | 10 | DEER:Indoor_CFL_Ltg | -809.4179 | -0.10008 | 0 | SWHC031-02 | 109.276 | 2022 | 0 | 25.2223 | 2022 | 0 | -3.9979 | SWHC031-02 | Com Elec Water Heaters - Cold ¦ PG&E ¦ Cold | Com Elec Water Heaters - Cold | 0.16074 | 0.5 | 0 | CBSA 2019 | 27.512 | 2032 | 0.6 | SWHC031-02
COM-WATERHEAT-11.26 | Com ¦ Com Heat Pump Water Heater (3.3 UEF - 50 Gal) - Cold ¦ PG&E ¦ Cold | Com ¦ Com Heat Pump Water Heater (3.3 UEF - 50 Gal) - Cold | PG&E ¦ Cold | PG&E | All | Electric | Heat pump water heater, 50 gallon, UEF = 3.30 | Efficient | 0 | Conventional | WaterHeat | Com - Grocery | Com | ROB and NEW | 0 | 1000 sqft2 of floor space | 1000 sqft served | 10 | DEER:Indoor_CFL_Ltg | -1144.9864 | -0.21468 | 0 | SWHC031-02 | 90.6775 | 2022 | 0 | 20.9296 | 2022 | 0 | -3.3175 | SWHC031-02 | Com Elec Water Heaters - Cold ¦ PG&E ¦ Cold | Com Elec Water Heaters - Cold | 0.40391 | 0.5 | 0 | CBSA 2019 | 25.1731 | 2032 | 0.6 | SWHC031-02
COM-WATERHEAT-11.27 | Com ¦ Com Heat Pump Water Heater (3.3 UEF - 50 Gal) - Cold ¦ PG&E ¦ Cold | Com ¦ Com Heat Pump Water Heater (3.3 UEF - 50 Gal) - Cold | PG&E ¦ Cold | PG&E | All | Electric | Heat pump water heater, 50 gallon, UEF = 3.30 | Efficient | 0 | Conventional | WaterHeat | Com - Health | Com | ROB and NEW | 0 | 1000 sqft2 of floor space | 1000 sqft served | 10 | DEER:Indoor_CFL_Ltg | -2454.5287 | -0.28893 | 0 | SWHC031-02 | 165.5171 | 2022 | 0 | 38.2035 | 2022 | 0 | -6.0556 | SWHC031-02 | Com Elec Water Heaters - Cold ¦ PG&E ¦ Cold | Com Elec Water Heaters - Cold | 0.27217 | 0.5 | 0 | CBSA 2019 | 36.38 | 2032 | 0.6 | SWHC031-02
COM-WATERHEAT-11.28 | Com ¦ Com Heat Pump Water Heater (3.3 UEF - 50 Gal) - Cold ¦ PG&E ¦ Cold | Com ¦ Com Heat Pump Water Heater (3.3 UEF - 50 Gal) - Cold | PG&E ¦ Cold | PG&E | All | Electric | Heat pump water heater, 50 gallon, UEF = 3.30 | Efficient | 0 | Conventional | WaterHeat | Com - Lodging | Com | ROB and NEW | 0 | 1000 sqft2 of floor space | 1000 sqft served | 10 | DEER:Indoor_CFL_Ltg | -1860.2294 | -0.22486 | 0 | SWHC031-02 | 104.1448 | 2022 | 0 | 24.038 | 2022 | 0 | -3.8102 | SWHC031-02 | Com Elec Water Heaters - Cold ¦ PG&E ¦ Cold | Com Elec Water Heaters - Cold | 0.070067 | 0.5 | 0 | CBSA 2019 | 102.244 | 2032 | 0.6 | SWHC031-02
COM-WATERHEAT-11.29 | Com ¦ Com Heat Pump Water Heater (3.3 UEF - 50 Gal) - Cold ¦ PG&E ¦ Cold | Com ¦ Com Heat Pump Water Heater (3.3 UEF - 50 Gal) - Cold | PG&E ¦ Cold | PG&E | All | Electric | Heat pump water heater, 50 gallon, UEF = 3.30 | Efficient | 0 | Conventional | WaterHeat | Com - Office (Large) | Com | ROB and NEW | 0 | 1000 sqft2 of floor space | 1000 sqft served | 10 | DEER:Indoor_CFL_Ltg | -225.7893 | -0.012603 | 0 | SWHC031-02 | 34.0041 | 2022 | 0 | 7.8486 | 2022 | 0 | -1.2441 | SWHC031-02 | Com Elec Water Heaters - Cold ¦ PG&E ¦ Cold | Com Elec Water Heaters - Cold | 0.4229 | 0.5 | 0 | CBSA 2019 | 3.5357 | 2032 | 0.6 | SWHC031-02
COM-WATERHEAT-11.30 | Com ¦ Com Heat Pump Water Heater (3.3 UEF - 50 Gal) - Cold ¦ PG&E ¦ Cold | Com ¦ Com Heat Pump Water Heater (3.3 UEF - 50 Gal) - Cold | PG&E ¦ Cold | PG&E | All | Electric | Heat pump water heater, 50 gallon, UEF = 3.30 | Efficient | 0 | Conventional | WaterHeat | Com - Office (Small) | Com | ROB and NEW | 0 | 1000 sqft2 of floor space | 1000 sqft served | 10 | DEER:Indoor_CFL_Ltg | -203.5806 | -0.0018433 | 0 | SWHC031-02 | 34.0041 | 2022 | 0 | 7.8486 | 2022 | 0 | -1.2441 | SWHC031-02 | Com Elec Water Heaters - Cold ¦ PG&E ¦ Cold | Com Elec Water Heaters - Cold | 0.4229 | 0.5 | 0 | CBSA 2019 | 5.2985 | 2032 | 0.6 | SWHC031-02
COM-WATERHEAT-11.31 | Com ¦ Com Heat Pump Water Heater (3.3 UEF - 50 Gal) - Cold ¦ PG&E ¦ Cold | Com ¦ Com Heat Pump Water Heater (3.3 UEF - 50 Gal) - Cold | PG&E ¦ Cold | PG&E | All | Electric | Heat pump water heater, 50 gallon, UEF = 3.30 | Efficient | 0 | Conventional | WaterHeat | Com - Other | Com | ROB and NEW | 0 | 1000 sqft2 of floor space | 1000 sqft served | 10 | DEER:Indoor_CFL_Ltg | -2739.8752 | -0.41328 | 0 | SWHC031-02 | 281.2321 | 2022 | 0 | 64.9121 | 2022 | 0 | -10.2891 | SWHC031-02 | Com Elec Water Heaters - Cold ¦ PG&E ¦ Cold | Com Elec Water Heaters - Cold | 0.42995 | 0.5 | 0 | CBSA 2019 | 160.6466 | 2032 | 0.6 | SWHC031-02
COM-WATERHEAT-11.32 | Com ¦ Com Heat Pump Water Heater (3.3 UEF - 50 Gal) - Cold ¦ PG&E ¦ Cold | Com ¦ Com Heat Pump Water Heater (3.3 UEF - 50 Gal) - Cold | PG&E ¦ Cold | PG&E | All | Electric | Heat pump water heater, 50 gallon, UEF = 3.30 | Efficient | 0 | Conventional | WaterHeat | Com - Refrig. Warehouse | Com | ROB and NEW | 0 | 1000 sqft2 of floor space | 1000 sqft served | 10 | DEER:Indoor_CFL_Ltg | -239.618 | -0.021052 | 0 | SWHC031-02 | 15.7235 | 2022 | 0 | 3.6292 | 2022 | 0 | -0.57525 | SWHC031-02 | Com Elec Water Heaters - Cold ¦ PG&E ¦ Cold | Com Elec Water Heaters - Cold | 0.77379 | 0.5 | 0 | CBSA 2019 | 5.1413 | 2032 | 0.6 | SWHC031-02
COM-WATERHEAT-11.33 | Com ¦ Com Heat Pump Water Heater (3.3 UEF - 50 Gal) - Cold ¦ PG&E ¦ Cold | Com ¦ Com Heat Pump Water Heater (3.3 UEF - 50 Gal) - Cold | PG&E ¦ Cold | PG&E | All | Electric | Heat pump water heater, 50 gallon, UEF = 3.30 | Efficient | 0 | Conventional | WaterHeat | Com - Restaurant | Com | ROB and NEW | 0 | 1000 sqft2 of floor space | 1000 sqft served | 10 | DEER:Indoor_CFL_Ltg | -10839.8364 | -2.0576 | 0 | SWHC031-02 | 1473.0467 | 2022 | 0 | 339.9986 | 2022 | 0 | -53.8924 | SWHC031-02 | Com Elec Water Heaters - Cold ¦ PG&E ¦ Cold | Com Elec Water Heaters - Cold | 0.20681 | 0.5 | 0 | CBSA 2019 | 220.9548 | 2032 | 0.6 | SWHC031-02
COM-WATERHEAT-11.34 | Com ¦ Com Heat Pump Water Heater (3.3 UEF - 50 Gal) - Cold ¦ PG&E ¦ Cold | Com ¦ Com Heat Pump Water Heater (3.3 UEF - 50 Gal) - Cold | PG&E ¦ Cold | PG&E | All | Electric | Heat pump water heater, 50 gallon, UEF = 3.30 | Efficient | 0 | Conventional | WaterHeat | Com - Retail | Com | ROB and NEW | 0 | 1000 sqft2 of floor space | 1000 sqft served | 10 | DEER:Indoor_CFL_Ltg | -153.0289 | -0.023983 | 0 | SWHC031-02 | 21.0621 | 2022 | 0 | 4.8614 | 2022 | 0 | -0.77057 | SWHC031-02 | Com Elec Water Heaters - Cold ¦ PG&E ¦ Cold | Com Elec Water Heaters - Cold | 0.59937 | 0.5 | 0 | CBSA 2019 | 14.7381 | 2032 | 0.6 | SWHC031-02
COM-WATERHEAT-11.35 | Com ¦ Com Heat Pump Water Heater (3.3 UEF - 50 Gal) - Cold ¦ PG&E ¦ Cold | Com ¦ Com Heat Pump Water Heater (3.3 UEF - 50 Gal) - Cold | PG&E ¦ Cold | PG&E | All | Electric | Heat pump water heater, 50 gallon, UEF = 3.30 | Efficient | 0 | Conventional | WaterHeat | Com - School | Com | ROB and NEW | 0 | 1000 sqft2 of floor space | 1000 sqft served | 10 | DEER:Indoor_CFL_Ltg | -802.8424 | 0.00043218 | 0 | SWHC031-02 | 173.4962 | 2022 | 0 | 40.0452 | 2022 | 0 | -6.3475 | SWHC031-02 | Com Elec Water Heaters - Cold ¦ PG&E ¦ Cold | Com Elec Water Heaters - Cold | 0.23078 | 0.5 | 0 | CBSA 2019 | 44.1007 | 2032 | 0.6 | SWHC031-02
COM-WATERHEAT-11.36 | Com ¦ Com Heat Pump Water Heater (3.3 UEF - 50 Gal) - Cold ¦ PG&E ¦ Cold | Com ¦ Com Heat Pump Water Heater (3.3 UEF - 50 Gal) - Cold | PG&E ¦ Cold | PG&E | All | Electric | Heat pump water heater, 50 gallon, UEF = 3.30 | Efficient | 0 | Conventional | WaterHeat | Com - Warehouse | Com | ROB and NEW | 0 | 1000 sqft2 of floor space | 1000 sqft served | 10 | DEER:Indoor_CFL_Ltg | -22.5926 | -0.00090199 | 0 | SWHC031-02 | 3.1447 | 2022 | 0 | 0.72584 | 2022 | 0 | -0.11505 | SWHC031-02 | Com Elec Water Heaters - Cold ¦ PG&E ¦ Cold | Com Elec Water Heaters - Cold | 0.8024 | 0.5 | 0 | CBSA 2019 | 1.68 | 2032 | 0.6 | SWHC031-02
COM-WATERHEAT-11.37 | Com ¦ Com Heat Pump Water Heater (3.3 UEF - 50 Gal) - Marine ¦ SCE ¦ Marine | Com ¦ Com Heat Pump Water Heater (3.3 UEF - 50 Gal) - Marine | SCE ¦ Marine | SCE | All | Electric | Heat pump water heater, 50 gallon, UEF = 3.30 | Efficient | 0 | Conventional | WaterHeat | Com - College | Com | ROB and NEW | 0 | 1000 sqft2 of floor space | 1000 sqft served | 10 | DEER:Indoor_CFL_Ltg | -767.7851 | -0.19853 | 0 | SWHC031-02 | 109.276 | 2022 | 0 | 25.2223 | 2022 | 0 | -3.9979 | SWHC031-02 | Com Elec Water Heaters - Marine ¦ SCE ¦ Marine | Com Elec Water Heaters - Marine | 0.16074 | 0.5 | 0 | CBSA 2019 | 26.097 | 2032 | 0.6 | SWHC031-02
COM-WATERHEAT-11.38 | Com ¦ Com Heat Pump Water Heater (3.3 UEF - 50 Gal) - Marine ¦ SCE ¦ Marine | Com ¦ Com Heat Pump Water Heater (3.3 UEF - 50 Gal) - Marine | SCE ¦ Marine | SCE | All | Electric | Heat pump water heater, 50 gallon, UEF = 3.30 | Efficient | 0 | Conventional | WaterHeat | Com - Grocery | Com | ROB and NEW | 0 | 1000 sqft2 of floor space | 1000 sqft served | 10 | DEER:Indoor_CFL_Ltg | -1056.1512 | -0.19741 | 0 | SWHC031-02 | 90.6775 | 2022 | 0 | 20.9296 | 2022 | 0 | -3.3175 | SWHC031-02 | Com Elec Water Heaters - Marine ¦ SCE ¦ Marine | Com Elec Water Heaters - Marine | 0.40391 | 0.5 | 0 | CBSA 2019 | 23.22 | 2032 | 0.6 | SWHC031-02
COM-WATERHEAT-11.39 | Com ¦ Com Heat Pump Water Heater (3.3 UEF - 50 Gal) - Marine ¦ SCE ¦ Marine | Com ¦ Com Heat Pump Water Heater (3.3 UEF - 50 Gal) - Marine | SCE ¦ Marine | SCE | All | Electric | Heat pump water heater, 50 gallon, UEF = 3.30 | Efficient | 0 | Conventional | WaterHeat | Com - Health | Com | ROB and NEW | 0 | 1000 sqft2 of floor space | 1000 sqft served | 10 | DEER:Indoor_CFL_Ltg | -2253.8718 | -0.2667 | 0 | SWHC031-02 | 165.5171 | 2022 | 0 | 38.2035 | 2022 | 0 | -6.0556 | SWHC031-02 | Com Elec Water Heaters - Marine ¦ SCE ¦ Marine | Com Elec Water Heaters - Marine | 0.27217 | 0.5 | 0 | CBSA 2019 | 33.406 | 2032 | 0.6 | SWHC031-02
COM-WATERHEAT-11.40 | Com ¦ Com Heat Pump Water Heater (3.3 UEF - 50 Gal) - Marine ¦ SCE ¦ Marine | Com ¦ Com Heat Pump Water Heater (3.3 UEF - 50 Gal) - Marine | SCE ¦ Marine | SCE | All | Electric | Heat pump water heater, 50 gallon, UEF = 3.30 | Efficient | 0 | Conventional | WaterHeat | Com - Lodging | Com | ROB and NEW | 0 | 1000 sqft2 of floor space | 1000 sqft served | 10 | DEER:Indoor_CFL_Ltg | -1709.4186 | -0.20744 | 0 | SWHC031-02 | 104.1448 | 2022 | 0 | 24.038 | 2022 | 0 | -3.8102 | SWHC031-02 | Com Elec Water Heaters - Marine ¦ SCE ¦ Marine | Com Elec Water Heaters - Marine | 0.070067 | 0.5 | 0 | CBSA 2019 | 93.9549 | 2032 | 0.6 | SWHC031-02
COM-WATERHEAT-11.41 | Com ¦ Com Heat Pump Water Heater (3.3 UEF - 50 Gal) - Marine ¦ SCE ¦ Marine | Com ¦ Com Heat Pump Water Heater (3.3 UEF - 50 Gal) - Marine | SCE ¦ Marine | SCE | All | Electric | Heat pump water heater, 50 gallon, UEF = 3.30 | Efficient | 0 | Conventional | WaterHeat | Com - Office (Large) | Com | ROB and NEW | 0 | 1000 sqft2 of floor space | 1000 sqft served | 10 | DEER:Indoor_CFL_Ltg | -216.5357 | -0.011771 | 0 | SWHC031-02 | 34.0041 | 2022 | 0 | 7.8486 | 2022 | 0 | -1.2441 | SWHC031-02 | Com Elec Water Heaters - Marine ¦ SCE ¦ Marine | Com Elec Water Heaters - Marine | 0.4229 | 0.5 | 0 | CBSA 2019 | 3.3908 | 2032 | 0.6 | SWHC031-02
COM-WATERHEAT-11.42 | Com ¦ Com Heat Pump Water Heater (3.3 UEF - 50 Gal) - Marine ¦ SCE ¦ Marine | Com ¦ Com Heat Pump Water Heater (3.3 UEF - 50 Gal) - Marine | SCE ¦ Marine | SCE | All | Electric | Heat pump water heater, 50 gallon, UEF = 3.30 | Efficient | 0 | Conventional | WaterHeat | Com - Office (Small) | Com | ROB and NEW | 0 | 1000 sqft2 of floor space | 1000 sqft served | 10 | DEER:Indoor_CFL_Ltg | -196.1776 | -0.0018156 | 0 | SWHC031-02 | 34.0041 | 2022 | 0 | 7.8486 | 2022 | 0 | -1.2441 | SWHC031-02 | Com Elec Water Heaters - Marine ¦ SCE ¦ Marine | Com Elec Water Heaters - Marine | 0.4229 | 0.5 | 0 | CBSA 2019 | 5.1058 | 2032 | 0.6 | SWHC031-02
COM-WATERHEAT-11.43 | Com ¦ Com Heat Pump Water Heater (3.3 UEF - 50 Gal) - Marine ¦ SCE ¦ Marine | Com ¦ Com Heat Pump Water Heater (3.3 UEF - 50 Gal) - Marine | SCE ¦ Marine | SCE | All | Electric | Heat pump water heater, 50 gallon, UEF = 3.30 | Efficient | 0 | Conventional | WaterHeat | Com - Other | Com | ROB and NEW | 0 | 1000 sqft2 of floor space | 1000 sqft served | 10 | DEER:Indoor_CFL_Ltg | -2525.5833 | -0.38419 | 0 | SWHC031-02 | 281.2321 | 2022 | 0 | 64.9121 | 2022 | 0 | -10.2891 | SWHC031-02 | Com Elec Water Heaters - Marine ¦ SCE ¦ Marine | Com Elec Water Heaters - Marine | 0.42995 | 0.5 | 0 | CBSA 2019 | 148.0821 | 2032 | 0.6 | SWHC031-02
COM-WATERHEAT-11.44 | Com ¦ Com Heat Pump Water Heater (3.3 UEF - 50 Gal) - Marine ¦ SCE ¦ Marine | Com ¦ Com Heat Pump Water Heater (3.3 UEF - 50 Gal) - Marine | SCE ¦ Marine | SCE | All | Electric | Heat pump water heater, 50 gallon, UEF = 3.30 | Efficient | 0 | Conventional | WaterHeat | Com - Refrig. Warehouse | Com | ROB and NEW | 0 | 1000 sqft2 of floor space | 1000 sqft served | 10 | DEER:Indoor_CFL_Ltg | -227.6371 | -0.019512 | 0 | SWHC031-02 | 15.7235 | 2022 | 0 | 3.6292 | 2022 | 0 | -0.57525 | SWHC031-02 | Com Elec Water Heaters - Marine ¦ SCE ¦ Marine | Com Elec Water Heaters - Marine | 0.77379 | 0.5 | 0 | CBSA 2019 | 4.8843 | 2032 | 0.6 | SWHC031-02
COM-WATERHEAT-11.45 | Com ¦ Com Heat Pump Water Heater (3.3 UEF - 50 Gal) - Marine ¦ SCE ¦ Marine | Com ¦ Com Heat Pump Water Heater (3.3 UEF - 50 Gal) - Marine | SCE ¦ Marine | SCE | All | Electric | Heat pump water heater, 50 gallon, UEF = 3.30 | Efficient | 0 | Conventional | WaterHeat | Com - Restaurant | Com | ROB and NEW | 0 | 1000 sqft2 of floor space | 1000 sqft served | 10 | DEER:Indoor_CFL_Ltg | -9898.9983 | -1.9074 | 0 | SWHC031-02 | 1473.0467 | 2022 | 0 | 339.9986 | 2022 | 0 | -53.8924 | SWHC031-02 | Com Elec Water Heaters - Marine ¦ SCE ¦ Marine | Com Elec Water Heaters - Marine | 0.20681 | 0.5 | 0 | CBSA 2019 | 201.7771 | 2032 | 0.6 | SWHC031-02
COM-WATERHEAT-11.46 | Com ¦ Com Heat Pump Water Heater (3.3 UEF - 50 Gal) - Marine ¦ SCE ¦ Marine | Com ¦ Com Heat Pump Water Heater (3.3 UEF - 50 Gal) - Marine | SCE ¦ Marine | SCE | All | Electric | Heat pump water heater, 50 gallon, UEF = 3.30 | Efficient | 0 | Conventional | WaterHeat | Com - Retail | Com | ROB and NEW | 0 | 1000 sqft2 of floor space | 1000 sqft served | 10 | DEER:Indoor_CFL_Ltg | -141.1943 | -0.022258 | 0 | SWHC031-02 | 21.0621 | 2022 | 0 | 4.8614 | 2022 | 0 | -0.77057 | SWHC031-02 | Com Elec Water Heaters - Marine ¦ SCE ¦ Marine | Com Elec Water Heaters - Marine | 0.59937 | 0.5 | 0 | CBSA 2019 | 13.5983 | 2032 | 0.6 | SWHC031-02
COM-WATERHEAT-11.47 | Com ¦ Com Heat Pump Water Heater (3.3 UEF - 50 Gal) - Marine ¦ SCE ¦ Marine | Com ¦ Com Heat Pump Water Heater (3.3 UEF - 50 Gal) - Marine | SCE ¦ Marine | SCE | All | Electric | Heat pump water heater, 50 gallon, UEF = 3.30 | Efficient | 0 | Conventional | WaterHeat | Com - School | Com | ROB and NEW | 0 | 1000 sqft2 of floor space | 1000 sqft served | 10 | DEER:Indoor_CFL_Ltg | -773.9252 | -0.05628 | 0 | SWHC031-02 | 173.4962 | 2022 | 0 | 40.0452 | 2022 | 0 | -6.3475 | SWHC031-02 | Com Elec Water Heaters - Marine ¦ SCE ¦ Marine | Com Elec Water Heaters - Marine | 0.23078 | 0.5 | 0 | CBSA 2019 | 42.5123 | 2032 | 0.6 | SWHC031-02
COM-WATERHEAT-11.48 | Com ¦ Com Heat Pump Water Heater (3.3 UEF - 50 Gal) - Marine ¦ SCE ¦ Marine | Com ¦ Com Heat Pump Water Heater (3.3 UEF - 50 Gal) - Marine | SCE ¦ Marine | SCE | All | Electric | Heat pump water heater, 50 gallon, UEF = 3.30 | Efficient | 0 | Conventional | WaterHeat | Com - Warehouse | Com | ROB and NEW | 0 | 1000 sqft2 of floor space | 1000 sqft served | 10 | DEER:Indoor_CFL_Ltg | -22.7637 | -0.00084893 | 0 | SWHC031-02 | 3.1447 | 2022 | 0 | 0.72584 | 2022 | 0 | -0.11505 | SWHC031-02 | Com Elec Water Heaters - Marine ¦ SCE ¦ Marine | Com Elec Water Heaters - Marine | 0.8024 | 0.5 | 0 | CBSA 2019 | 1.6927 | 2032 | 0.6 | SWHC031-02
COM-WATERHEAT-11.49 | Com ¦ Com Heat Pump Water Heater (3.3 UEF - 50 Gal) - Hot-Dry ¦ SCE ¦ Hot-Dry | Com ¦ Com Heat Pump Water Heater (3.3 UEF - 50 Gal) - Hot-Dry | SCE ¦ Hot-Dry | SCE | All | Electric | Heat pump water heater, 50 gallon, UEF = 3.30 | Efficient | 0 | Conventional | WaterHeat | Com - College | Com | ROB and NEW | 0 | 1000 sqft2 of floor space | 1000 sqft served | 10 | DEER:Indoor_CFL_Ltg | -733.981 | -0.17815 | 0 | SWHC031-02 | 109.276 | 2022 | 0 | 25.2223 | 2022 | 0 | -3.9979 | SWHC031-02 | Com Elec Water Heaters - Hot-Dry ¦ SCE ¦ Hot-Dry | Com Elec Water Heaters - Hot-Dry | 0.16074 | 0.5 | 0 | CBSA 2019 | 24.948 | 2032 | 0.6 | SWHC031-02
COM-WATERHEAT-11.50 | Com ¦ Com Heat Pump Water Heater (3.3 UEF - 50 Gal) - Hot-Dry ¦ SCE ¦ Hot-Dry | Com ¦ Com Heat Pump Water Heater (3.3 UEF - 50 Gal) - Hot-Dry | SCE ¦ Hot-Dry | SCE | All | Electric | Heat pump water heater, 50 gallon, UEF = 3.30 | Efficient | 0 | Conventional | WaterHeat | Com - Grocery | Com | ROB and NEW | 0 | 1000 sqft2 of floor space | 1000 sqft served | 10 | DEER:Indoor_CFL_Ltg | -1011.7336 | -0.17718 | 0 | SWHC031-02 | 90.6775 | 2022 | 0 | 20.9296 | 2022 | 0 | -3.3175 | SWHC031-02 | Com Elec Water Heaters - Hot-Dry ¦ SCE ¦ Hot-Dry | Com Elec Water Heaters - Hot-Dry | 0.40391 | 0.5 | 0 | CBSA 2019 | 22.2435 | 2032 | 0.6 | SWHC031-02
COM-WATERHEAT-11.51 | Com ¦ Com Heat Pump Water Heater (3.3 UEF - 50 Gal) - Hot-Dry ¦ SCE ¦ Hot-Dry | Com ¦ Com Heat Pump Water Heater (3.3 UEF - 50 Gal) - Hot-Dry | SCE ¦ Hot-Dry | SCE | All | Electric | Heat pump water heater, 50 gallon, UEF = 3.30 | Efficient | 0 | Conventional | WaterHeat | Com - Health | Com | ROB and NEW | 0 | 1000 sqft2 of floor space | 1000 sqft served | 10 | DEER:Indoor_CFL_Ltg | -2159.9605 | -0.24139 | 0 | SWHC031-02 | 165.5171 | 2022 | 0 | 38.2035 | 2022 | 0 | -6.0556 | SWHC031-02 | Com Elec Water Heaters - Hot-Dry ¦ SCE ¦ Hot-Dry | Com Elec Water Heaters - Hot-Dry | 0.27217 | 0.5 | 0 | CBSA 2019 | 32.0141 | 2032 | 0.6 | SWHC031-02
COM-WATERHEAT-11.52 | Com ¦ Com Heat Pump Water Heater (3.3 UEF - 50 Gal) - Hot-Dry ¦ SCE ¦ Hot-Dry | Com ¦ Com Heat Pump Water Heater (3.3 UEF - 50 Gal) - Hot-Dry | SCE ¦ Hot-Dry | SCE | All | Electric | Heat pump water heater, 50 gallon, UEF = 3.30 | Efficient | 0 | Conventional | WaterHeat | Com - Lodging | Com | ROB and NEW | 0 | 1000 sqft2 of floor space | 1000 sqft served | 10 | DEER:Indoor_CFL_Ltg | -1636.7614 | -0.18772 | 0 | SWHC031-02 | 104.1448 | 2022 | 0 | 24.038 | 2022 | 0 | -3.8102 | SWHC031-02 | Com Elec Water Heaters - Hot-Dry ¦ SCE ¦ Hot-Dry | Com Elec Water Heaters - Hot-Dry | 0.070067 | 0.5 | 0 | CBSA 2019 | 89.9615 | 2032 | 0.6 | SWHC031-02
COM-WATERHEAT-11.53 | Com ¦ Com Heat Pump Water Heater (3.3 UEF - 50 Gal) - Hot-Dry ¦ SCE ¦ Hot-Dry | Com ¦ Com Heat Pump Water Heater (3.3 UEF - 50 Gal) - Hot-Dry | SCE ¦ Hot-Dry | SCE | All | Electric | Heat pump water heater, 50 gallon, UEF = 3.30 | Efficient | 0 | Conventional | WaterHeat | Com - Office (Large) | Com | ROB and NEW | 0 | 1000 sqft2 of floor space | 1000 sqft served | 10 | DEER:Indoor_CFL_Ltg | -205.4313 | -0.010605 | 0 | SWHC031-02 | 34.0041 | 2022 | 0 | 7.8486 | 2022 | 0 | -1.2441 | SWHC031-02 | Com Elec Water Heaters - Hot-Dry ¦ SCE ¦ Hot-Dry | Com Elec Water Heaters - Hot-Dry | 0.4229 | 0.5 | 0 | CBSA 2019 | 3.2169 | 2032 | 0.6 | SWHC031-02
COM-WATERHEAT-11.54 | Com ¦ Com Heat Pump Water Heater (3.3 UEF - 50 Gal) - Hot-Dry ¦ SCE ¦ Hot-Dry | Com ¦ Com Heat Pump Water Heater (3.3 UEF - 50 Gal) - Hot-Dry | SCE ¦ Hot-Dry | SCE | All | Electric | Heat pump water heater, 50 gallon, UEF = 3.30 | Efficient | 0 | Conventional | WaterHeat | Com - Office (Small) | Com | ROB and NEW | 0 | 1000 sqft2 of floor space | 1000 sqft served | 10 | DEER:Indoor_CFL_Ltg | -186.924 | -0.0015972 | 0 | SWHC031-02 | 34.0041 | 2022 | 0 | 7.8486 | 2022 | 0 | -1.2441 | SWHC031-02 | Com Elec Water Heaters - Hot-Dry ¦ SCE ¦ Hot-Dry | Com Elec Water Heaters - Hot-Dry | 0.4229 | 0.5 | 0 | CBSA 2019 | 4.865 | 2032 | 0.6 | SWHC031-02
COM-WATERHEAT-11.55 | Com ¦ Com Heat Pump Water Heater (3.3 UEF - 50 Gal) - Hot-Dry ¦ SCE ¦ Hot-Dry | Com ¦ Com Heat Pump Water Heater (3.3 UEF - 50 Gal) - Hot-Dry | SCE ¦ Hot-Dry | SCE | All | Electric | Heat pump water heater, 50 gallon, UEF = 3.30 | Efficient | 0 | Conventional | WaterHeat | Com - Other | Com | ROB and NEW | 0 | 1000 sqft2 of floor space | 1000 sqft served | 10 | DEER:Indoor_CFL_Ltg | -2403.1308 | -0.34746 | 0 | SWHC031-02 | 281.2321 | 2022 | 0 | 64.9121 | 2022 | 0 | -10.2891 | SWHC031-02 | Com Elec Water Heaters - Hot-Dry ¦ SCE ¦ Hot-Dry | Com Elec Water Heaters - Hot-Dry | 0.42995 | 0.5 | 0 | CBSA 2019 | 140.9023 | 2032 | 0.6 | SWHC031-02
COM-WATERHEAT-11.56 | Com ¦ Com Heat Pump Water Heater (3.3 UEF - 50 Gal) - Hot-Dry ¦ SCE ¦ Hot-Dry | Com ¦ Com Heat Pump Water Heater (3.3 UEF - 50 Gal) - Hot-Dry | SCE ¦ Hot-Dry | SCE | All | Electric | Heat pump water heater, 50 gallon, UEF = 3.30 | Efficient | 0 | Conventional | WaterHeat | Com - Refrig. Warehouse | Com | ROB and NEW | 0 | 1000 sqft2 of floor space | 1000 sqft served | 10 | DEER:Indoor_CFL_Ltg | -218.2235 | -0.017629 | 0 | SWHC031-02 | 15.7235 | 2022 | 0 | 3.6292 | 2022 | 0 | -0.57525 | SWHC031-02 | Com Elec Water Heaters - Hot-Dry ¦ SCE ¦ Hot-Dry | Com Elec Water Heaters - Hot-Dry | 0.77379 | 0.5 | 0 | CBSA 2019 | 4.6823 | 2032 | 0.6 | SWHC031-02
COM-WATERHEAT-11.57 | Com ¦ Com Heat Pump Water Heater (3.3 UEF - 50 Gal) - Hot-Dry ¦ SCE ¦ Hot-Dry | Com ¦ Com Heat Pump Water Heater (3.3 UEF - 50 Gal) - Hot-Dry | SCE ¦ Hot-Dry | SCE | All | Electric | Heat pump water heater, 50 gallon, UEF = 3.30 | Efficient | 0 | Conventional | WaterHeat | Com - Restaurant | Com | ROB and NEW | 0 | 1000 sqft2 of floor space | 1000 sqft served | 10 | DEER:Indoor_CFL_Ltg | -9417.959 | -1.7018 | 0 | SWHC031-02 | 1473.0467 | 2022 | 0 | 339.9986 | 2022 | 0 | -53.8924 | SWHC031-02 | Com Elec Water Heaters - Hot-Dry ¦ SCE ¦ Hot-Dry | Com Elec Water Heaters - Hot-Dry | 0.20681 | 0.5 | 0 | CBSA 2019 | 191.9718 | 2032 | 0.6 | SWHC031-02
COM-WATERHEAT-11.58 | Com ¦ Com Heat Pump Water Heater (3.3 UEF - 50 Gal) - Hot-Dry ¦ SCE ¦ Hot-Dry | Com ¦ Com Heat Pump Water Heater (3.3 UEF - 50 Gal) - Hot-Dry | SCE ¦ Hot-Dry | SCE | All | Electric | Heat pump water heater, 50 gallon, UEF = 3.30 | Efficient | 0 | Conventional | WaterHeat | Com - Retail | Com | ROB and NEW | 0 | 1000 sqft2 of floor space | 1000 sqft served | 10 | DEER:Indoor_CFL_Ltg | -134.18 | -0.019841 | 0 | SWHC031-02 | 21.0621 | 2022 | 0 | 4.8614 | 2022 | 0 | -0.77057 | SWHC031-02 | Com Elec Water Heaters - Hot-Dry ¦ SCE ¦ Hot-Dry | Com Elec Water Heaters - Hot-Dry | 0.59937 | 0.5 | 0 | CBSA 2019 | 12.9227 | 2032 | 0.6 | SWHC031-02
COM-WATERHEAT-11.59 | Com ¦ Com Heat Pump Water Heater (3.3 UEF - 50 Gal) - Hot-Dry ¦ SCE ¦ Hot-Dry | Com ¦ Com Heat Pump Water Heater (3.3 UEF - 50 Gal) - Hot-Dry | SCE ¦ Hot-Dry | SCE | All | Electric | Heat pump water heater, 50 gallon, UEF = 3.30 | Efficient | 0 | Conventional | WaterHeat | Com - School | Com | ROB and NEW | 0 | 1000 sqft2 of floor space | 1000 sqft served | 10 | DEER:Indoor_CFL_Ltg | -738.3141 | -0.04967 | 0 | SWHC031-02 | 173.4962 | 2022 | 0 | 40.0452 | 2022 | 0 | -6.3475 | SWHC031-02 | Com Elec Water Heaters - Hot-Dry ¦ SCE ¦ Hot-Dry | Com Elec Water Heaters - Hot-Dry | 0.23078 | 0.5 | 0 | CBSA 2019 | 40.5561 | 2032 | 0.6 | SWHC031-02
COM-WATERHEAT-11.60 | Com ¦ Com Heat Pump Water Heater (3.3 UEF - 50 Gal) - Hot-Dry ¦ SCE ¦ Hot-Dry | Com ¦ Com Heat Pump Water Heater (3.3 UEF - 50 Gal) - Hot-Dry | SCE ¦ Hot-Dry | SCE | All | Electric | Heat pump water heater, 50 gallon, UEF = 3.30 | Efficient | 0 | Conventional | WaterHeat | Com - Warehouse | Com | ROB and NEW | 0 | 1000 sqft2 of floor space | 1000 sqft served | 10 | DEER:Indoor_CFL_Ltg | -21.5656 | -0.00074966 | 0 | SWHC031-02 | 3.1447 | 2022 | 0 | 0.72584 | 2022 | 0 | -0.11505 | SWHC031-02 | Com Elec Water Heaters - Hot-Dry ¦ SCE ¦ Hot-Dry | Com Elec Water Heaters - Hot-Dry | 0.8024 | 0.5 | 0 | CBSA 2019 | 1.6036 | 2032 | 0.6 | SWHC031-02
COM-WATERHEAT-11.61 | Com ¦ Com Heat Pump Water Heater (3.3 UEF - 50 Gal) - Cold ¦ SCE ¦ Cold | Com ¦ Com Heat Pump Water Heater (3.3 UEF - 50 Gal) - Cold | SCE ¦ Cold | SCE | All | Electric | Heat pump water heater, 50 gallon, UEF = 3.30 | Efficient | 0 | Conventional | WaterHeat | Com - College | Com | ROB and NEW | 0 | 1000 sqft2 of floor space | 1000 sqft served | 10 | DEER:Indoor_CFL_Ltg | -809.4179 | -0.10008 | 0 | SWHC031-02 | 109.276 | 2022 | 0 | 25.2223 | 2022 | 0 | -3.9979 | SWHC031-02 | Com Elec Water Heaters - Cold ¦ SCE ¦ Cold | Com Elec Water Heaters - Cold | 0.16074 | 0.5 | 0 | CBSA 2019 | 27.512 | 2032 | 0.6 | SWHC031-02
COM-WATERHEAT-11.62 | Com ¦ Com Heat Pump Water Heater (3.3 UEF - 50 Gal) - Cold ¦ SCE ¦ Cold | Com ¦ Com Heat Pump Water Heater (3.3 UEF - 50 Gal) - Cold | SCE ¦ Cold | SCE | All | Electric | Heat pump water heater, 50 gallon, UEF = 3.30 | Efficient | 0 | Conventional | WaterHeat | Com - Grocery | Com | ROB and NEW | 0 | 1000 sqft2 of floor space | 1000 sqft served | 10 | DEER:Indoor_CFL_Ltg | -1144.9864 | -0.21468 | 0 | SWHC031-02 | 90.6775 | 2022 | 0 | 20.9296 | 2022 | 0 | -3.3175 | SWHC031-02 | Com Elec Water Heaters - Cold ¦ SCE ¦ Cold | Com Elec Water Heaters - Cold | 0.40391 | 0.5 | 0 | CBSA 2019 | 25.1731 | 2032 | 0.6 | SWHC031-02
COM-WATERHEAT-11.63 | Com ¦ Com Heat Pump Water Heater (3.3 UEF - 50 Gal) - Cold ¦ SCE ¦ Cold | Com ¦ Com Heat Pump Water Heater (3.3 UEF - 50 Gal) - Cold | SCE ¦ Cold | SCE | All | Electric | Heat pump water heater, 50 gallon, UEF = 3.30 | Efficient | 0 | Conventional | WaterHeat | Com - Health | Com | ROB and NEW | 0 | 1000 sqft2 of floor space | 1000 sqft served | 10 | DEER:Indoor_CFL_Ltg | -2454.5287 | -0.28893 | 0 | SWHC031-02 | 165.5171 | 2022 | 0 | 38.2035 | 2022 | 0 | -6.0556 | SWHC031-02 | Com Elec Water Heaters - Cold ¦ SCE ¦ Cold | Com Elec Water Heaters - Cold | 0.27217 | 0.5 | 0 | CBSA 2019 | 36.38 | 2032 | 0.6 | SWHC031-02
COM-WATERHEAT-11.64 | Com ¦ Com Heat Pump Water Heater (3.3 UEF - 50 Gal) - Cold ¦ SCE ¦ Cold | Com ¦ Com Heat Pump Water Heater (3.3 UEF - 50 Gal) - Cold | SCE ¦ Cold | SCE | All | Electric | Heat pump water heater, 50 gallon, UEF = 3.30 | Efficient | 0 | Conventional | WaterHeat | Com - Lodging | Com | ROB and NEW | 0 | 1000 sqft2 of floor space | 1000 sqft served | 10 | DEER:Indoor_CFL_Ltg | -1860.2294 | -0.22486 | 0 | SWHC031-02 | 104.1448 | 2022 | 0 | 24.038 | 2022 | 0 | -3.8102 | SWHC031-02 | Com Elec Water Heaters - Cold ¦ SCE ¦ Cold | Com Elec Water Heaters - Cold | 0.070067 | 0.5 | 0 | CBSA 2019 | 102.244 | 2032 | 0.6 | SWHC031-02
COM-WATERHEAT-11.65 | Com ¦ Com Heat Pump Water Heater (3.3 UEF - 50 Gal) - Cold ¦ SCE ¦ Cold | Com ¦ Com Heat Pump Water Heater (3.3 UEF - 50 Gal) - Cold | SCE ¦ Cold | SCE | All | Electric | Heat pump water heater, 50 gallon, UEF = 3.30 | Efficient | 0 | Conventional | WaterHeat | Com - Office (Large) | Com | ROB and NEW | 0 | 1000 sqft2 of floor space | 1000 sqft served | 10 | DEER:Indoor_CFL_Ltg | -225.7893 | -0.012603 | 0 | SWHC031-02 | 34.0041 | 2022 | 0 | 7.8486 | 2022 | 0 | -1.2441 | SWHC031-02 | Com Elec Water Heaters - Cold ¦ SCE ¦ Cold | Com Elec Water Heaters - Cold | 0.4229 | 0.5 | 0 | CBSA 2019 | 3.5357 | 2032 | 0.6 | SWHC031-02
COM-WATERHEAT-11.66 | Com ¦ Com Heat Pump Water Heater (3.3 UEF - 50 Gal) - Cold ¦ SCE ¦ Cold | Com ¦ Com Heat Pump Water Heater (3.3 UEF - 50 Gal) - Cold | SCE ¦ Cold | SCE | All | Electric | Heat pump water heater, 50 gallon, UEF = 3.30 | Efficient | 0 | Conventional | WaterHeat | Com - Office (Small) | Com | ROB and NEW | 0 | 1000 sqft2 of floor space | 1000 sqft served | 10 | DEER:Indoor_CFL_Ltg | -203.5806 | -0.0018433 | 0 | SWHC031-02 | 34.0041 | 2022 | 0 | 7.8486 | 2022 | 0 | -1.2441 | SWHC031-02 | Com Elec Water Heaters - Cold ¦ SCE ¦ Cold | Com Elec Water Heaters - Cold | 0.4229 | 0.5 | 0 | CBSA 2019 | 5.2985 | 2032 | 0.6 | SWHC031-02
COM-WATERHEAT-11.67 | Com ¦ Com Heat Pump Water Heater (3.3 UEF - 50 Gal) - Cold ¦ SCE ¦ Cold | Com ¦ Com Heat Pump Water Heater (3.3 UEF - 50 Gal) - Cold | SCE ¦ Cold | SCE | All | Electric | Heat pump water heater, 50 gallon, UEF = 3.30 | Efficient | 0 | Conventional | WaterHeat | Com - Other | Com | ROB and NEW | 0 | 1000 sqft2 of floor space | 1000 sqft served | 10 | DEER:Indoor_CFL_Ltg | -2739.8752 | -0.41328 | 0 | SWHC031-02 | 281.2321 | 2022 | 0 | 64.9121 | 2022 | 0 | -10.2891 | SWHC031-02 | Com Elec Water Heaters - Cold ¦ SCE ¦ Cold | Com Elec Water Heaters - Cold | 0.42995 | 0.5 | 0 | CBSA 2019 | 160.6466 | 2032 | 0.6 | SWHC031-02
COM-WATERHEAT-11.68 | Com ¦ Com Heat Pump Water Heater (3.3 UEF - 50 Gal) - Cold ¦ SCE ¦ Cold | Com ¦ Com Heat Pump Water Heater (3.3 UEF - 50 Gal) - Cold | SCE ¦ Cold | SCE | All | Electric | Heat pump water heater, 50 gallon, UEF = 3.30 | Efficient | 0 | Conventional | WaterHeat | Com - Refrig. Warehouse | Com | ROB and NEW | 0 | 1000 sqft2 of floor space | 1000 sqft served | 10 | DEER:Indoor_CFL_Ltg | -239.618 | -0.021052 | 0 | SWHC031-02 | 15.7235 | 2022 | 0 | 3.6292 | 2022 | 0 | -0.57525 | SWHC031-02 | Com Elec Water Heaters - Cold ¦ SCE ¦ Cold | Com Elec Water Heaters - Cold | 0.77379 | 0.5 | 0 | CBSA 2019 | 5.1413 | 2032 | 0.6 | SWHC031-02
COM-WATERHEAT-11.69 | Com ¦ Com Heat Pump Water Heater (3.3 UEF - 50 Gal) - Cold ¦ SCE ¦ Cold | Com ¦ Com Heat Pump Water Heater (3.3 UEF - 50 Gal) - Cold | SCE ¦ Cold | SCE | All | Electric | Heat pump water heater, 50 gallon, UEF = 3.30 | Efficient | 0 | Conventional | WaterHeat | Com - Restaurant | Com | ROB and NEW | 0 | 1000 sqft2 of floor space | 1000 sqft served | 10 | DEER:Indoor_CFL_Ltg | -10839.8364 | -2.0576 | 0 | SWHC031-02 | 1473.0467 | 2022 | 0 | 339.9986 | 2022 | 0 | -53.8924 | SWHC031-02 | Com Elec Water Heaters - Cold ¦ SCE ¦ Cold | Com Elec Water Heaters - Cold | 0.20681 | 0.5 | 0 | CBSA 2019 | 220.9548 | 2032 | 0.6 | SWHC031-02
COM-WATERHEAT-11.70 | Com ¦ Com Heat Pump Water Heater (3.3 UEF - 50 Gal) - Cold ¦ SCE ¦ Cold | Com ¦ Com Heat Pump Water Heater (3.3 UEF - 50 Gal) - Cold | SCE ¦ Cold | SCE | All | Electric | Heat pump water heater, 50 gallon, UEF = 3.30 | Efficient | 0 | Conventional | WaterHeat | Com - Retail | Com | ROB and NEW | 0 | 1000 sqft2 of floor space | 1000 sqft served | 10 | DEER:Indoor_CFL_Ltg | -153.0289 | -0.023983 | 0 | SWHC031-02 | 21.0621 | 2022 | 0 | 4.8614 | 2022 | 0 | -0.77057 | SWHC031-02 | Com Elec Water Heaters - Cold ¦ SCE ¦ Cold | Com Elec Water Heaters - Cold | 0.59937 | 0.5 | 0 | CBSA 2019 | 14.7381 | 2032 | 0.6 | SWHC031-02
COM-WATERHEAT-11.71 | Com ¦ Com Heat Pump Water Heater (3.3 UEF - 50 Gal) - Cold ¦ SCE ¦ Cold | Com ¦ Com Heat Pump Water Heater (3.3 UEF - 50 Gal) - Cold | SCE ¦ Cold | SCE | All | Electric | Heat pump water heater, 50 gallon, UEF = 3.30 | Efficient | 0 | Conventional | WaterHeat | Com - School | Com | ROB and NEW | 0 | 1000 sqft2 of floor space | 1000 sqft served | 10 | DEER:Indoor_CFL_Ltg | -802.8424 | 0.00043218 | 0 | SWHC031-02 | 173.4962 | 2022 | 0 | 40.0452 | 2022 | 0 | -6.3475 | SWHC031-02 | Com Elec Water Heaters - Cold ¦ SCE ¦ Cold | Com Elec Water Heaters - Cold | 0.23078 | 0.5 | 0 | CBSA 2019 | 44.1007 | 2032 | 0.6 | SWHC031-02
COM-WATERHEAT-11.72 | Com ¦ Com Heat Pump Water Heater (3.3 UEF - 50 Gal) - Cold ¦ SCE ¦ Cold | Com ¦ Com Heat Pump Water Heater (3.3 UEF - 50 Gal) - Cold | SCE ¦ Cold | SCE | All | Electric | Heat pump water heater, 50 gallon, UEF = 3.30 | Efficient | 0 | Conventional | WaterHeat | Com - Warehouse | Com | ROB and NEW | 0 | 1000 sqft2 of floor space | 1000 sqft served | 10 | DEER:Indoor_CFL_Ltg | -22.5926 | -0.00090199 | 0 | SWHC031-02 | 3.1447 | 2022 | 0 | 0.72584 | 2022 | 0 | -0.11505 | SWHC031-02 | Com Elec Water Heaters - Cold ¦ SCE ¦ Cold | Com Elec Water Heaters - Cold | 0.8024 | 0.5 | 0 | CBSA 2019 | 1.68 | 2032 | 0.6 | SWHC031-02
COM-WATERHEAT-11.73 | Com ¦ Com Heat Pump Water Heater (3.3 UEF - 50 Gal) - Marine ¦ SDG&E ¦ Marine | Com ¦ Com Heat Pump Water Heater (3.3 UEF - 50 Gal) - Marine | SDG&E ¦ Marine | SDG&E | All | Electric | Heat pump water heater, 50 gallon, UEF = 3.30 | Efficient | 0 | Conventional | WaterHeat | Com - College | Com | ROB and NEW | 0 | 1000 sqft2 of floor space | 1000 sqft served | 10 | DEER:Indoor_CFL_Ltg | -767.7851 | -0.19853 | 0 | SWHC031-02 | 109.276 | 2022 | 0 | 25.2223 | 2022 | 0 | -3.9979 | SWHC031-02 | Com Elec Water Heaters - Marine ¦ SDG&E ¦ Marine | Com Elec Water Heaters - Marine | 0.16074 | 0.5 | 0 | CBSA 2019 | 26.097 | 2032 | 0.6 | SWHC031-02
COM-WATERHEAT-11.74 | Com ¦ Com Heat Pump Water Heater (3.3 UEF - 50 Gal) - Marine ¦ SDG&E ¦ Marine | Com ¦ Com Heat Pump Water Heater (3.3 UEF - 50 Gal) - Marine | SDG&E ¦ Marine | SDG&E | All | Electric | Heat pump water heater, 50 gallon, UEF = 3.30 | Efficient | 0 | Conventional | WaterHeat | Com - Grocery | Com | ROB and NEW | 0 | 1000 sqft2 of floor space | 1000 sqft served | 10 | DEER:Indoor_CFL_Ltg | -1056.1512 | -0.19741 | 0 | SWHC031-02 | 90.6775 | 2022 | 0 | 20.9296 | 2022 | 0 | -3.3175 | SWHC031-02 | Com Elec Water Heaters - Marine ¦ SDG&E ¦ Marine | Com Elec Water Heaters - Marine | 0.40391 | 0.5 | 0 | CBSA 2019 | 23.22 | 2032 | 0.6 | SWHC031-02
COM-WATERHEAT-11.75 | Com ¦ Com Heat Pump Water Heater (3.3 UEF - 50 Gal) - Marine ¦ SDG&E ¦ Marine | Com ¦ Com Heat Pump Water Heater (3.3 UEF - 50 Gal) - Marine | SDG&E ¦ Marine | SDG&E | All | Electric | Heat pump water heater, 50 gallon, UEF = 3.30 | Efficient | 0 | Conventional | WaterHeat | Com - Health | Com | ROB and NEW | 0 | 1000 sqft2 of floor space | 1000 sqft served | 10 | DEER:Indoor_CFL_Ltg | -2253.8718 | -0.2667 | 0 | SWHC031-02 | 165.5171 | 2022 | 0 | 38.2035 | 2022 | 0 | -6.0556 | SWHC031-02 | Com Elec Water Heaters - Marine ¦ SDG&E ¦ Marine | Com Elec Water Heaters - Marine | 0.27217 | 0.5 | 0 | CBSA 2019 | 33.406 | 2032 | 0.6 | SWHC031-02
COM-WATERHEAT-11.76 | Com ¦ Com Heat Pump Water Heater (3.3 UEF - 50 Gal) - Marine ¦ SDG&E ¦ Marine | Com ¦ Com Heat Pump Water Heater (3.3 UEF - 50 Gal) - Marine | SDG&E ¦ Marine | SDG&E | All | Electric | Heat pump water heater, 50 gallon, UEF = 3.30 | Efficient | 0 | Conventional | WaterHeat | Com - Lodging | Com | ROB and NEW | 0 | 1000 sqft2 of floor space | 1000 sqft served | 10 | DEER:Indoor_CFL_Ltg | -1709.4186 | -0.20744 | 0 | SWHC031-02 | 104.1448 | 2022 | 0 | 24.038 | 2022 | 0 | -3.8102 | SWHC031-02 | Com Elec Water Heaters - Marine ¦ SDG&E ¦ Marine | Com Elec Water Heaters - Marine | 0.070067 | 0.5 | 0 | CBSA 2019 | 93.9549 | 2032 | 0.6 | SWHC031-02
COM-WATERHEAT-11.77 | Com ¦ Com Heat Pump Water Heater (3.3 UEF - 50 Gal) - Marine ¦ SDG&E ¦ Marine | Com ¦ Com Heat Pump Water Heater (3.3 UEF - 50 Gal) - Marine | SDG&E ¦ Marine | SDG&E | All | Electric | Heat pump water heater, 50 gallon, UEF = 3.30 | Efficient | 0 | Conventional | WaterHeat | Com - Office (Large) | Com | ROB and NEW | 0 | 1000 sqft2 of floor space | 1000 sqft served | 10 | DEER:Indoor_CFL_Ltg | -216.5357 | -0.011771 | 0 | SWHC031-02 | 34.0041 | 2022 | 0 | 7.8486 | 2022 | 0 | -1.2441 | SWHC031-02 | Com Elec Water Heaters - Marine ¦ SDG&E ¦ Marine | Com Elec Water Heaters - Marine | 0.4229 | 0.5 | 0 | CBSA 2019 | 3.3908 | 2032 | 0.6 | SWHC031-02
COM-WATERHEAT-11.78 | Com ¦ Com Heat Pump Water Heater (3.3 UEF - 50 Gal) - Marine ¦ SDG&E ¦ Marine | Com ¦ Com Heat Pump Water Heater (3.3 UEF - 50 Gal) - Marine | SDG&E ¦ Marine | SDG&E | All | Electric | Heat pump water heater, 50 gallon, UEF = 3.30 | Efficient | 0 | Conventional | WaterHeat | Com - Office (Small) | Com | ROB and NEW | 0 | 1000 sqft2 of floor space | 1000 sqft served | 10 | DEER:Indoor_CFL_Ltg | -196.1776 | -0.0018156 | 0 | SWHC031-02 | 34.0041 | 2022 | 0 | 7.8486 | 2022 | 0 | -1.2441 | SWHC031-02 | Com Elec Water Heaters - Marine ¦ SDG&E ¦ Marine | Com Elec Water Heaters - Marine | 0.4229 | 0.5 | 0 | CBSA 2019 | 5.1058 | 2032 | 0.6 | SWHC031-02
COM-WATERHEAT-11.79 | Com ¦ Com Heat Pump Water Heater (3.3 UEF - 50 Gal) - Marine ¦ SDG&E ¦ Marine | Com ¦ Com Heat Pump Water Heater (3.3 UEF - 50 Gal) - Marine | SDG&E ¦ Marine | SDG&E | All | Electric | Heat pump water heater, 50 gallon, UEF = 3.30 | Efficient | 0 | Conventional | WaterHeat | Com - Other | Com | ROB and NEW | 0 | 1000 sqft2 of floor space | 1000 sqft served | 10 | DEER:Indoor_CFL_Ltg | -2525.5833 | -0.38419 | 0 | SWHC031-02 | 281.2321 | 2022 | 0 | 64.9121 | 2022 | 0 | -10.2891 | SWHC031-02 | Com Elec Water Heaters - Marine ¦ SDG&E ¦ Marine | Com Elec Water Heaters - Marine | 0.42995 | 0.5 | 0 | CBSA 2019 | 148.0821 | 2032 | 0.6 | SWHC031-02
COM-WATERHEAT-11.80 | Com ¦ Com Heat Pump Water Heater (3.3 UEF - 50 Gal) - Marine ¦ SDG&E ¦ Marine | Com ¦ Com Heat Pump Water Heater (3.3 UEF - 50 Gal) - Marine | SDG&E ¦ Marine | SDG&E | All | Electric | Heat pump water heater, 50 gallon, UEF = 3.30 | Efficient | 0 | Conventional | WaterHeat | Com - Refrig. Warehouse | Com | ROB and NEW | 0 | 1000 sqft2 of floor space | 1000 sqft served | 10 | DEER:Indoor_CFL_Ltg | -227.6371 | -0.019512 | 0 | SWHC031-02 | 15.7235 | 2022 | 0 | 3.6292 | 2022 | 0 | -0.57525 | SWHC031-02 | Com Elec Water Heaters - Marine ¦ SDG&E ¦ Marine | Com Elec Water Heaters - Marine | 0.77379 | 0.5 | 0 | CBSA 2019 | 4.8843 | 2032 | 0.6 | SWHC031-02
COM-WATERHEAT-11.81 | Com ¦ Com Heat Pump Water Heater (3.3 UEF - 50 Gal) - Marine ¦ SDG&E ¦ Marine | Com ¦ Com Heat Pump Water Heater (3.3 UEF - 50 Gal) - Marine | SDG&E ¦ Marine | SDG&E | All | Electric | Heat pump water heater, 50 gallon, UEF = 3.30 | Efficient | 0 | Conventional | WaterHeat | Com - Restaurant | Com | ROB and NEW | 0 | 1000 sqft2 of floor space | 1000 sqft served | 10 | DEER:Indoor_CFL_Ltg | -9898.9983 | -1.9074 | 0 | SWHC031-02 | 1473.0467 | 2022 | 0 | 339.9986 | 2022 | 0 | -53.8924 | SWHC031-02 | Com Elec Water Heaters - Marine ¦ SDG&E ¦ Marine | Com Elec Water Heaters - Marine | 0.20681 | 0.5 | 0 | CBSA 2019 | 201.7771 | 2032 | 0.6 | SWHC031-02
COM-WATERHEAT-11.82 | Com ¦ Com Heat Pump Water Heater (3.3 UEF - 50 Gal) - Marine ¦ SDG&E ¦ Marine | Com ¦ Com Heat Pump Water Heater (3.3 UEF - 50 Gal) - Marine | SDG&E ¦ Marine | SDG&E | All | Electric | Heat pump water heater, 50 gallon, UEF = 3.30 | Efficient | 0 | Conventional | WaterHeat | Com - Retail | Com | ROB and NEW | 0 | 1000 sqft2 of floor space | 1000 sqft served | 10 | DEER:Indoor_CFL_Ltg | -141.1943 | -0.022258 | 0 | SWHC031-02 | 21.0621 | 2022 | 0 | 4.8614 | 2022 | 0 | -0.77057 | SWHC031-02 | Com Elec Water Heaters - Marine ¦ SDG&E ¦ Marine | Com Elec Water Heaters - Marine | 0.59937 | 0.5 | 0 | CBSA 2019 | 13.5983 | 2032 | 0.6 | SWHC031-02
COM-WATERHEAT-11.83 | Com ¦ Com Heat Pump Water Heater (3.3 UEF - 50 Gal) - Marine ¦ SDG&E ¦ Marine | Com ¦ Com Heat Pump Water Heater (3.3 UEF - 50 Gal) - Marine | SDG&E ¦ Marine | SDG&E | All | Electric | Heat pump water heater, 50 gallon, UEF = 3.30 | Efficient | 0 | Conventional | WaterHeat | Com - School | Com | ROB and NEW | 0 | 1000 sqft2 of floor space | 1000 sqft served | 10 | DEER:Indoor_CFL_Ltg | -773.9252 | -0.05628 | 0 | SWHC031-02 | 173.4962 | 2022 | 0 | 40.0452 | 2022 | 0 | -6.3475 | SWHC031-02 | Com Elec Water Heaters - Marine ¦ SDG&E ¦ Marine | Com Elec Water Heaters - Marine | 0.23078 | 0.5 | 0 | CBSA 2019 | 42.5123 | 2032 | 0.6 | SWHC031-02
COM-WATERHEAT-11.84 | Com ¦ Com Heat Pump Water Heater (3.3 UEF - 50 Gal) - Marine ¦ SDG&E ¦ Marine | Com ¦ Com Heat Pump Water Heater (3.3 UEF - 50 Gal) - Marine | SDG&E ¦ Marine | SDG&E | All | Electric | Heat pump water heater, 50 gallon, UEF = 3.30 | Efficient | 0 | Conventional | WaterHeat | Com - Warehouse | Com | ROB and NEW | 0 | 1000 sqft2 of floor space | 1000 sqft served | 10 | DEER:Indoor_CFL_Ltg | -22.7637 | -0.00084893 | 0 | SWHC031-02 | 3.1447 | 2022 | 0 | 0.72584 | 2022 | 0 | -0.11505 | SWHC031-02 | Com Elec Water Heaters - Marine ¦ SDG&E ¦ Marine | Com Elec Water Heaters - Marine | 0.8024 | 0.5 | 0 | CBSA 2019 | 1.6927 | 2032 | 0.6 | SWHC031-02
COM-WATERHEAT-11.85 | Com ¦ Com Heat Pump Water Heater (3.3 UEF - 50 Gal) - Hot-Dry ¦ SDG&E ¦ Hot-Dry | Com ¦ Com Heat Pump Water Heater (3.3 UEF - 50 Gal) - Hot-Dry | SDG&E ¦ Hot-Dry | SDG&E | All | Electric | Heat pump water heater, 50 gallon, UEF = 3.30 | Efficient | 0 | Conventional | WaterHeat | Com - College | Com | ROB and NEW | 0 | 1000 sqft2 of floor space | 1000 sqft served | 10 | DEER:Indoor_CFL_Ltg | -763.7187 | -0.2021 | 0 | SWHC031-02 | 109.276 | 2022 | 0 | 25.2223 | 2022 | 0 | -3.9979 | SWHC031-02 | Com Elec Water Heaters - Hot-Dry ¦ SDG&E ¦ Hot-Dry | Com Elec Water Heaters - Hot-Dry | 0.16074 | 0.5 | 0 | CBSA 2019 | 25.9587 | 2032 | 0.6 | SWHC031-02
COM-WATERHEAT-11.86 | Com ¦ Com Heat Pump Water Heater (3.3 UEF - 50 Gal) - Hot-Dry ¦ SDG&E ¦ Hot-Dry | Com ¦ Com Heat Pump Water Heater (3.3 UEF - 50 Gal) - Hot-Dry | SDG&E ¦ Hot-Dry | SDG&E | All | Electric | Heat pump water heater, 50 gallon, UEF = 3.30 | Efficient | 0 | Conventional | WaterHeat | Com - Grocery | Com | ROB and NEW | 0 | 1000 sqft2 of floor space | 1000 sqft served | 10 | DEER:Indoor_CFL_Ltg | -1051.2159 | -0.20087 | 0 | SWHC031-02 | 90.6775 | 2022 | 0 | 20.9296 | 2022 | 0 | -3.3175 | SWHC031-02 | Com Elec Water Heaters - Hot-Dry ¦ SDG&E ¦ Hot-Dry | Com Elec Water Heaters - Hot-Dry | 0.40391 | 0.5 | 0 | CBSA 2019 | 23.1115 | 2032 | 0.6 | SWHC031-02
COM-WATERHEAT-11.87 | Com ¦ Com Heat Pump Water Heater (3.3 UEF - 50 Gal) - Hot-Dry ¦ SDG&E ¦ Hot-Dry | Com ¦ Com Heat Pump Water Heater (3.3 UEF - 50 Gal) - Hot-Dry | SDG&E ¦ Hot-Dry | SDG&E | All | Electric | Heat pump water heater, 50 gallon, UEF = 3.30 | Efficient | 0 | Conventional | WaterHeat | Com - Health | Com | ROB and NEW | 0 | 1000 sqft2 of floor space | 1000 sqft served | 10 | DEER:Indoor_CFL_Ltg | -2244.8632 | -0.27107 | 0 | SWHC031-02 | 165.5171 | 2022 | 0 | 38.2035 | 2022 | 0 | -6.0556 | SWHC031-02 | Com Elec Water Heaters - Hot-Dry ¦ SDG&E ¦ Hot-Dry | Com Elec Water Heaters - Hot-Dry | 0.27217 | 0.5 | 0 | CBSA 2019 | 33.2725 | 2032 | 0.6 | SWHC031-02
COM-WATERHEAT-11.88 | Com ¦ Com Heat Pump Water Heater (3.3 UEF - 50 Gal) - Hot-Dry ¦ SDG&E ¦ Hot-Dry | Com ¦ Com Heat Pump Water Heater (3.3 UEF - 50 Gal) - Hot-Dry | SDG&E ¦ Hot-Dry | SDG&E | All | Electric | Heat pump water heater, 50 gallon, UEF = 3.30 | Efficient | 0 | Conventional | WaterHeat | Com - Lodging | Com | ROB and NEW | 0 | 1000 sqft2 of floor space | 1000 sqft served | 10 | DEER:Indoor_CFL_Ltg | -1703.7503 | -0.21081 | 0 | SWHC031-02 | 104.1448 | 2022 | 0 | 24.038 | 2022 | 0 | -3.8102 | SWHC031-02 | Com Elec Water Heaters - Hot-Dry ¦ SDG&E ¦ Hot-Dry | Com Elec Water Heaters - Hot-Dry | 0.070067 | 0.5 | 0 | CBSA 2019 | 93.6434 | 2032 | 0.6 | SWHC031-02
COM-WATERHEAT-11.89 | Com ¦ Com Heat Pump Water Heater (3.3 UEF - 50 Gal) - Hot-Dry ¦ SDG&E ¦ Hot-Dry | Com ¦ Com Heat Pump Water Heater (3.3 UEF - 50 Gal) - Hot-Dry | SDG&E ¦ Hot-Dry | SDG&E | All | Electric | Heat pump water heater, 50 gallon, UEF = 3.30 | Efficient | 0 | Conventional | WaterHeat | Com - Office (Large) | Com | ROB and NEW | 0 | 1000 sqft2 of floor space | 1000 sqft served | 10 | DEER:Indoor_CFL_Ltg | -214.685 | -0.011937 | 0 | SWHC031-02 | 34.0041 | 2022 | 0 | 7.8486 | 2022 | 0 | -1.2441 | SWHC031-02 | Com Elec Water Heaters - Hot-Dry ¦ SDG&E ¦ Hot-Dry | Com Elec Water Heaters - Hot-Dry | 0.4229 | 0.5 | 0 | CBSA 2019 | 3.3618 | 2032 | 0.6 | SWHC031-02
COM-WATERHEAT-11.90 | Com ¦ Com Heat Pump Water Heater (3.3 UEF - 50 Gal) - Hot-Dry ¦ SDG&E ¦ Hot-Dry | Com ¦ Com Heat Pump Water Heater (3.3 UEF - 50 Gal) - Hot-Dry | SDG&E ¦ Hot-Dry | SDG&E | All | Electric | Heat pump water heater, 50 gallon, UEF = 3.30 | Efficient | 0 | Conventional | WaterHeat | Com - Office (Small) | Com | ROB and NEW | 0 | 1000 sqft2 of floor space | 1000 sqft served | 10 | DEER:Indoor_CFL_Ltg | -196.1776 | -0.0018415 | 0 | SWHC031-02 | 34.0041 | 2022 | 0 | 7.8486 | 2022 | 0 | -1.2441 | SWHC031-02 | Com Elec Water Heaters - Hot-Dry ¦ SDG&E ¦ Hot-Dry | Com Elec Water Heaters - Hot-Dry | 0.4229 | 0.5 | 0 | CBSA 2019 | 5.1058 | 2032 | 0.6 | SWHC031-02
COM-WATERHEAT-11.91 | Com ¦ Com Heat Pump Water Heater (3.3 UEF - 50 Gal) - Hot-Dry ¦ SDG&E ¦ Hot-Dry | Com ¦ Com Heat Pump Water Heater (3.3 UEF - 50 Gal) - Hot-Dry | SDG&E ¦ Hot-Dry | SDG&E | All | Electric | Heat pump water heater, 50 gallon, UEF = 3.30 | Efficient | 0 | Conventional | WaterHeat | Com - Other | Com | ROB and NEW | 0 | 1000 sqft2 of floor space | 1000 sqft served | 10 | DEER:Indoor_CFL_Ltg | -2510.2767 | -0.39032 | 0 | SWHC031-02 | 281.2321 | 2022 | 0 | 64.9121 | 2022 | 0 | -10.2891 | SWHC031-02 | Com Elec Water Heaters - Hot-Dry ¦ SDG&E ¦ Hot-Dry | Com Elec Water Heaters - Hot-Dry | 0.42995 | 0.5 | 0 | CBSA 2019 | 147.1846 | 2032 | 0.6 | SWHC031-02
COM-WATERHEAT-11.92 | Com ¦ Com Heat Pump Water Heater (3.3 UEF - 50 Gal) - Hot-Dry ¦ SDG&E ¦ Hot-Dry | Com ¦ Com Heat Pump Water Heater (3.3 UEF - 50 Gal) - Hot-Dry | SDG&E ¦ Hot-Dry | SDG&E | All | Electric | Heat pump water heater, 50 gallon, UEF = 3.30 | Efficient | 0 | Conventional | WaterHeat | Com - Refrig. Warehouse | Com | ROB and NEW | 0 | 1000 sqft2 of floor space | 1000 sqft served | 10 | DEER:Indoor_CFL_Ltg | -227.6371 | -0.019854 | 0 | SWHC031-02 | 15.7235 | 2022 | 0 | 3.6292 | 2022 | 0 | -0.57525 | SWHC031-02 | Com Elec Water Heaters - Hot-Dry ¦ SDG&E ¦ Hot-Dry | Com Elec Water Heaters - Hot-Dry | 0.77379 | 0.5 | 0 | CBSA 2019 | 4.8843 | 2032 | 0.6 | SWHC031-02
COM-WATERHEAT-11.93 | Com ¦ Com Heat Pump Water Heater (3.3 UEF - 50 Gal) - Hot-Dry ¦ SDG&E ¦ Hot-Dry | Com ¦ Com Heat Pump Water Heater (3.3 UEF - 50 Gal) - Hot-Dry | SDG&E ¦ Hot-Dry | SDG&E | All | Electric | Heat pump water heater, 50 gallon, UEF = 3.30 | Efficient | 0 | Conventional | WaterHeat | Com - Restaurant | Com | ROB and NEW | 0 | 1000 sqft2 of floor space | 1000 sqft served | 10 | DEER:Indoor_CFL_Ltg | -9891.9181 | -1.9314 | 0 | SWHC031-02 | 1473.0467 | 2022 | 0 | 339.9986 | 2022 | 0 | -53.8924 | SWHC031-02 | Com Elec Water Heaters - Hot-Dry ¦ SDG&E ¦ Hot-Dry | Com Elec Water Heaters - Hot-Dry | 0.20681 | 0.5 | 0 | CBSA 2019 | 201.6328 | 2032 | 0.6 | SWHC031-02
COM-WATERHEAT-11.94 | Com ¦ Com Heat Pump Water Heater (3.3 UEF - 50 Gal) - Hot-Dry ¦ SDG&E ¦ Hot-Dry | Com ¦ Com Heat Pump Water Heater (3.3 UEF - 50 Gal) - Hot-Dry | SDG&E ¦ Hot-Dry | SDG&E | All | Electric | Heat pump water heater, 50 gallon, UEF = 3.30 | Efficient | 0 | Conventional | WaterHeat | Com - Retail | Com | ROB and NEW | 0 | 1000 sqft2 of floor space | 1000 sqft served | 10 | DEER:Indoor_CFL_Ltg | -141.058 | -0.022625 | 0 | SWHC031-02 | 21.0621 | 2022 | 0 | 4.8614 | 2022 | 0 | -0.77057 | SWHC031-02 | Com Elec Water Heaters - Hot-Dry ¦ SDG&E ¦ Hot-Dry | Com Elec Water Heaters - Hot-Dry | 0.59937 | 0.5 | 0 | CBSA 2019 | 13.5852 | 2032 | 0.6 | SWHC031-02
COM-WATERHEAT-11.95 | Com ¦ Com Heat Pump Water Heater (3.3 UEF - 50 Gal) - Hot-Dry ¦ SDG&E ¦ Hot-Dry | Com ¦ Com Heat Pump Water Heater (3.3 UEF - 50 Gal) - Hot-Dry | SDG&E ¦ Hot-Dry | SDG&E | All | Electric | Heat pump water heater, 50 gallon, UEF = 3.30 | Efficient | 0 | Conventional | WaterHeat | Com - School | Com | ROB and NEW | 0 | 1000 sqft2 of floor space | 1000 sqft served | 10 | DEER:Indoor_CFL_Ltg | -768.3953 | -0.056725 | 0 | SWHC031-02 | 173.4962 | 2022 | 0 | 40.0452 | 2022 | 0 | -6.3475 | SWHC031-02 | Com Elec Water Heaters - Hot-Dry ¦ SDG&E ¦ Hot-Dry | Com Elec Water Heaters - Hot-Dry | 0.23078 | 0.5 | 0 | CBSA 2019 | 42.2085 | 2032 | 0.6 | SWHC031-02
COM-WATERHEAT-11.96 | Com ¦ Com Heat Pump Water Heater (3.3 UEF - 50 Gal) - Hot-Dry ¦ SDG&E ¦ Hot-Dry | Com ¦ Com Heat Pump Water Heater (3.3 UEF - 50 Gal) - Hot-Dry | SDG&E ¦ Hot-Dry | SDG&E | All | Electric | Heat pump water heater, 50 gallon, UEF = 3.30 | Efficient | 0 | Conventional | WaterHeat | Com - Warehouse | Com | ROB and NEW | 0 | 1000 sqft2 of floor space | 1000 sqft served | 10 | DEER:Indoor_CFL_Ltg | -22.5926 | -0.00085578 | 0 | SWHC031-02 | 3.1447 | 2022 | 0 | 0.72584 | 2022 | 0 | -0.11505 | SWHC031-02 | Com Elec Water Heaters - Hot-Dry ¦ SDG&E ¦ Hot-Dry | Com Elec Water Heaters - Hot-Dry | 0.8024 | 0.5 | 0 | CBSA 2019 | 1.68 | 2032 | 0.6 | SWHC031-02
COM-WATERHEAT-20.1 | Com ¦ Gas Water Heating Boiler (0.81 UEF) - Marine ¦ PG&E ¦ Marine | Com ¦ Gas Water Heating Boiler (0.81 UEF) - Marine | PG&E ¦ Marine | PG&E | All | Gas | Small/med. commercial HW boiler < 200 kBtu/hr, 0.81 UEF | Average Existing and Code | 0 | Conventional | WaterHeat | Com - College | Com | ROB and NEW | 0 | 1000 sqft2 of floor space | Cap-kBTUh | 20 | DEER:Indoor_CFL_Ltg | 0 | 0 | 0 | SWWH005-06 | 5.59 | 2022 | 0 | 2.41 | 2022 | 0 | 0 | SWWH005-06 | Gas Water Heating Boilers - Marine ¦ PG&E ¦ Marine | Gas Water Heating Boilers - Marine | 2.028 | 1 | 0.64753 | CBSA 2014 | 0 | 2012 | 0.6 | SWWH005-06
COM-WATERHEAT-20.2 | Com ¦ Gas Water Heating Boiler (0.81 UEF) - Marine ¦ PG&E ¦ Marine | Com ¦ Gas Water Heating Boiler (0.81 UEF) - Marine | PG&E ¦ Marine | PG&E | All | Gas | Small/med. commercial HW boiler < 200 kBtu/hr, 0.81 UEF | Average Existing and Code | 0 | Conventional | WaterHeat | Com - Grocery | Com | ROB and NEW | 0 | 1000 sqft2 of floor space | Cap-kBTUh | 20 | DEER:Indoor_CFL_Ltg | 0 | 0 | 0 | SWWH005-06 | 5.59 | 2022 | 0 | 2.41 | 2022 | 0 | 0 | SWWH005-06 | Gas Water Heating Boilers - Marine ¦ PG&E ¦ Marine | Gas Water Heating Boilers - Marine | 0.25893 | 1 | 0.64753 | CBSA 2014 | 0 | 2012 | 0.6 | SWWH005-06
COM-WATERHEAT-20.3 | Com ¦ Gas Water Heating Boiler (0.81 UEF) - Marine ¦ PG&E ¦ Marine | Com ¦ Gas Water Heating Boiler (0.81 UEF) - Marine | PG&E ¦ Marine | PG&E | All | Gas | Small/med. commercial HW boiler < 200 kBtu/hr, 0.81 UEF | Average Existing and Code | 0 | Conventional | WaterHeat | Com - Health | Com | ROB and NEW | 0 | 1000 sqft2 of floor space | Cap-kBTUh | 20 | DEER:Indoor_CFL_Ltg | 0 | 0 | 0 | SWWH005-06 | 5.59 | 2022 | 0 | 2.41 | 2022 | 0 | 0 | SWWH005-06 | Gas Water Heating Boilers - Marine ¦ PG&E ¦ Marine | Gas Water Heating Boilers - Marine | 2.3999 | 1 | 0.64753 | CBSA 2014 | 0 | 2012 | 0.6 | SWWH005-06
COM-WATERHEAT-20.4 | Com ¦ Gas Water Heating Boiler (0.81 UEF) - Marine ¦ PG&E ¦ Marine | Com ¦ Gas Water Heating Boiler (0.81 UEF) - Marine | PG&E ¦ Marine | PG&E | All | Gas | Small/med. commercial HW boiler < 200 kBtu/hr, 0.81 UEF | Average Existing and Code | 0 | Conventional | WaterHeat | Com - Lodging | Com | ROB and NEW | 0 | 1000 sqft2 of floor space | Cap-kBTUh | 20 | DEER:Indoor_CFL_Ltg | 0 | 0 | 0 | SWWH005-06 | 5.59 | 2022 | 0 | 2.41 | 2022 | 0 | 0 | SWWH005-06 | Gas Water Heating Boilers - Marine ¦ PG&E ¦ Marine | Gas Water Heating Boilers - Marine | 14.3568 | 1 | 0.64753 | CBSA 2014 | 0 | 2012 | 0.6 | SWWH005-06
COM-WATERHEAT-20.5 | Com ¦ Gas Water Heating Boiler (0.81 UEF) - Marine ¦ PG&E ¦ Marine | Com ¦ Gas Water Heating Boiler (0.81 UEF) - Marine | PG&E ¦ Marine | PG&E | All | Gas | Small/med. commercial HW boiler < 200 kBtu/hr, 0.81 UEF | Average Existing and Code | 0 | Conventional | WaterHeat | Com - Office (Large) | Com | ROB and NEW | 0 | 1000 sqft2 of floor space | Cap-kBTUh | 20 | DEER:Indoor_CFL_Ltg | 0 | 0 | 0 | SWWH005-06 | 5.59 | 2022 | 0 | 2.41 | 2022 | 0 | 0 | SWWH005-06 | Gas Water Heating Boilers - Marine ¦ PG&E ¦ Marine | Gas Water Heating Boilers - Marine | 1.3124 | 1 | 0.64753 | CBSA 2014 | 0 | 2012 | 0.6 | SWWH005-06
COM-WATERHEAT-20.7 | Com ¦ Gas Water Heating Boiler (0.81 UEF) - Marine ¦ PG&E ¦ Marine | Com ¦ Gas Water Heating Boiler (0.81 UEF) - Marine | PG&E ¦ Marine | PG&E | All | Gas | Small/med. commercial HW boiler < 200 kBtu/hr, 0.81 UEF | Average Existing and Code | 0 | Conventional | WaterHeat | Com - Other | Com | ROB and NEW | 0 | 1000 sqft2 of floor space | Cap-kBTUh | 20 | DEER:Indoor_CFL_Ltg | 0 | 0 | 0 | SWWH005-06 | 5.59 | 2022 | 0 | 2.41 | 2022 | 0 | 0 | SWWH005-06 | Gas Water Heating Boilers - Marine ¦ PG&E ¦ Marine | Gas Water Heating Boilers - Marine | 0.79996 | 1 | 0.64753 | CBSA 2014 | 0 | 2012 | 0.6 | SWWH005-06
COM-WATERHEAT-20.8 | Com ¦ Gas Water Heating Boiler (0.81 UEF) - Marine ¦ PG&E ¦ Marine | Com ¦ Gas Water Heating Boiler (0.81 UEF) - Marine | PG&E ¦ Marine | PG&E | All | Gas | Small/med. commercial HW boiler < 200 kBtu/hr, 0.81 UEF | Average Existing and Code | 0 | Conventional | WaterHeat | Com - Refrig. Warehouse | Com | ROB and NEW | 0 | 1000 sqft2 of floor space | Cap-kBTUh | 20 | DEER:Indoor_CFL_Ltg | 0 | 0 | 0 | SWWH005-06 | 5.59 | 2022 | 0 | 2.41 | 2022 | 0 | 0 | SWWH005-06 | Gas Water Heating Boilers - Marine ¦ PG&E ¦ Marine | Gas Water Heating Boilers - Marine | 0.075958 | 1 | 0.64753 | CBSA 2014 | 0 | 2012 | 0.6 | SWWH005-06
COM-WATERHEAT-20.9 | Com ¦ Gas Water Heating Boiler (0.81 UEF) - Marine ¦ PG&E ¦ Marine | Com ¦ Gas Water Heating Boiler (0.81 UEF) - Marine | PG&E ¦ Marine | PG&E | All | Gas | Small/med. commercial HW boiler < 200 kBtu/hr, 0.81 UEF | Average Existing and Code | 0 | Conventional | WaterHeat | Com - Restaurant | Com | ROB and NEW | 0 | 1000 sqft2 of floor space | Cap-kBTUh | 20 | DEER:Indoor_CFL_Ltg | 0 | 0 | 0 | SWWH005-06 | 5.59 | 2022 | 0 | 2.41 | 2022 | 0 | 0 | SWWH005-06 | Gas Water Heating Boilers - Marine ¦ PG&E ¦ Marine | Gas Water Heating Boilers - Marine | 1.7816 | 1 | 0.64753 | CBSA 2014 | 0 | 2012 | 0.6 | SWWH005-06
COM-WATERHEAT-20.11 | Com ¦ Gas Water Heating Boiler (0.81 UEF) - Marine ¦ PG&E ¦ Marine | Com ¦ Gas Water Heating Boiler (0.81 UEF) - Marine | PG&E ¦ Marine | PG&E | All | Gas | Small/med. commercial HW boiler < 200 kBtu/hr, 0.81 UEF | Average Existing and Code | 0 | Conventional | WaterHeat | Com - School | Com | ROB and NEW | 0 | 1000 sqft2 of floor space | Cap-kBTUh | 20 | DEER:Indoor_CFL_Ltg | 0 | 0 | 0 | SWWH005-06 | 5.59 | 2022 | 0 | 2.41 | 2022 | 0 | 0 | SWWH005-06 | Gas Water Heating Boilers - Marine ¦ PG&E ¦ Marine | Gas Water Heating Boilers - Marine | 2.028 | 1 | 0.64753 | CBSA 2014 | 0 | 2012 | 0.6 | SWWH005-06
COM-WATERHEAT-20.12 | Com ¦ Gas Water Heating Boiler (0.81 UEF) - Marine ¦ PG&E ¦ Marine | Com ¦ Gas Water Heating Boiler (0.81 UEF) - Marine | PG&E ¦ Marine | PG&E | All | Gas | Small/med. commercial HW boiler < 200 kBtu/hr, 0.81 UEF | Average Existing and Code | 0 | Conventional | WaterHeat | Com - Warehouse | Com | ROB and NEW | 0 | 1000 sqft2 of floor space | Cap-kBTUh | 20 | DEER:Indoor_CFL_Ltg | 0 | 0 | 0 | SWWH005-06 | 5.59 | 2022 | 0 | 2.41 | 2022 | 0 | 0 | SWWH005-06 | Gas Water Heating Boilers - Marine ¦ PG&E ¦ Marine | Gas Water Heating Boilers - Marine | 0.075958 | 1 | 0.64753 | CBSA 2014 | 0 | 2012 | 0.6 | SWWH005-06
COM-WATERHEAT-20.13 | Com ¦ Gas Water Heating Boiler (0.81 UEF) - Hot-Dry ¦ PG&E ¦ Hot-Dry | Com ¦ Gas Water Heating Boiler (0.81 UEF) - Hot-Dry | PG&E ¦ Hot-Dry | PG&E | All | Gas | Small/med. commercial HW boiler < 200 kBtu/hr, 0.81 UEF | Average Existing and Code | 0 | Conventional | WaterHeat | Com - College | Com | ROB and NEW | 0 | 1000 sqft2 of floor space | Cap-kBTUh | 20 | DEER:Indoor_CFL_Ltg | 0 | 0 | 0 | SWWH005-06 | 5.59 | 2022 | 0 | 2.41 | 2022 | 0 | 0 | SWWH005-06 | Gas Water Heating Boilers - Hot-Dry ¦ PG&E ¦ Hot-Dry | Gas Water Heating Boilers - Hot-Dry | 2.028 | 1 | 0.64753 | CBSA 2014 | 0 | 2012 | 0.6 | SWWH005-06
COM-WATERHEAT-20.14 | Com ¦ Gas Water Heating Boiler (0.81 UEF) - Hot-Dry ¦ PG&E ¦ Hot-Dry | Com ¦ Gas Water Heating Boiler (0.81 UEF) - Hot-Dry | PG&E ¦ Hot-Dry | PG&E | All | Gas | Small/med. commercial HW boiler < 200 kBtu/hr, 0.81 UEF | Average Existing and Code | 0 | Conventional | WaterHeat | Com - Grocery | Com | ROB and NEW | 0 | 1000 sqft2 of floor space | Cap-kBTUh | 20 | DEER:Indoor_CFL_Ltg | 0 | 0 | 0 | SWWH005-06 | 5.59 | 2022 | 0 | 2.41 | 2022 | 0 | 0 | SWWH005-06 | Gas Water Heating Boilers - Hot-Dry ¦ PG&E ¦ Hot-Dry | Gas Water Heating Boilers - Hot-Dry | 0.25893 | 1 | 0.64753 | CBSA 2014 | 0 | 2012 | 0.6 | SWWH005-06
COM-WATERHEAT-20.15 | Com ¦ Gas Water Heating Boiler (0.81 UEF) - Hot-Dry ¦ PG&E ¦ Hot-Dry | Com ¦ Gas Water Heating Boiler (0.81 UEF) - Hot-Dry | PG&E ¦ Hot-Dry | PG&E | All | Gas | Small/med. commercial HW boiler < 200 kBtu/hr, 0.81 UEF | Average Existing and Code | 0 | Conventional | WaterHeat | Com - Health | Com | ROB and NEW | 0 | 1000 sqft2 of floor space | Cap-kBTUh | 20 | DEER:Indoor_CFL_Ltg | 0 | 0 | 0 | SWWH005-06 | 5.59 | 2022 | 0 | 2.41 | 2022 | 0 | 0 | SWWH005-06 | Gas Water Heating Boilers - Hot-Dry ¦ PG&E ¦ Hot-Dry | Gas Water Heating Boilers - Hot-Dry | 2.3999 | 1 | 0.64753 | CBSA 2014 | 0 | 2012 | 0.6 | SWWH005-06
COM-WATERHEAT-20.16 | Com ¦ Gas Water Heating Boiler (0.81 UEF) - Hot-Dry ¦ PG&E ¦ Hot-Dry | Com ¦ Gas Water Heating Boiler (0.81 UEF) - Hot-Dry | PG&E ¦ Hot-Dry | PG&E | All | Gas | Small/med. commercial HW boiler < 200 kBtu/hr, 0.81 UEF | Average Existing and Code | 0 | Conventional | WaterHeat | Com - Lodging | Com | ROB and NEW | 0 | 1000 sqft2 of floor space | Cap-kBTUh | 20 | DEER:Indoor_CFL_Ltg | 0 | 0 | 0 | SWWH005-06 | 5.59 | 2022 | 0 | 2.41 | 2022 | 0 | 0 | SWWH005-06 | Gas Water Heating Boilers - Hot-Dry ¦ PG&E ¦ Hot-Dry | Gas Water Heating Boilers - Hot-Dry | 14.3568 | 1 | 0.64753 | CBSA 2014 | 0 | 2012 | 0.6 | SWWH005-06
COM-WATERHEAT-20.17 | Com ¦ Gas Water Heating Boiler (0.81 UEF) - Hot-Dry ¦ PG&E ¦ Hot-Dry | Com ¦ Gas Water Heating Boiler (0.81 UEF) - Hot-Dry | PG&E ¦ Hot-Dry | PG&E | All | Gas | Small/med. commercial HW boiler < 200 kBtu/hr, 0.81 UEF | Average Existing and Code | 0 | Conventional | WaterHeat | Com - Office (Large) | Com | ROB and NEW | 0 | 1000 sqft2 of floor space | Cap-kBTUh | 20 | DEER:Indoor_CFL_Ltg | 0 | 0 | 0 | SWWH005-06 | 5.59 | 2022 | 0 | 2.41 | 2022 | 0 | 0 | SWWH005-06 | Gas Water Heating Boilers - Hot-Dry ¦ PG&E ¦ Hot-Dry | Gas Water Heating Boilers - Hot-Dry | 1.3124 | 1 | 0.64753 | CBSA 2014 | 0 | 2012 | 0.6 | SWWH005-06
COM-WATERHEAT-20.19 | Com ¦ Gas Water Heating Boiler (0.81 UEF) - Hot-Dry ¦ PG&E ¦ Hot-Dry | Com ¦ Gas Water Heating Boiler (0.81 UEF) - Hot-Dry | PG&E ¦ Hot-Dry | PG&E | All | Gas | Small/med. commercial HW boiler < 200 kBtu/hr, 0.81 UEF | Average Existing and Code | 0 | Conventional | WaterHeat | Com - Other | Com | ROB and NEW | 0 | 1000 sqft2 of floor space | Cap-kBTUh | 20 | DEER:Indoor_CFL_Ltg | 0 | 0 | 0 | SWWH005-06 | 5.59 | 2022 | 0 | 2.41 | 2022 | 0 | 0 | SWWH005-06 | Gas Water Heating Boilers - Hot-Dry ¦ PG&E ¦ Hot-Dry | Gas Water Heating Boilers - Hot-Dry | 0.79996 | 1 | 0.64753 | CBSA 2014 | 0 | 2012 | 0.6 | SWWH005-06
COM-WATERHEAT-20.20 | Com ¦ Gas Water Heating Boiler (0.81 UEF) - Hot-Dry ¦ PG&E ¦ Hot-Dry | Com ¦ Gas Water Heating Boiler (0.81 UEF) - Hot-Dry | PG&E ¦ Hot-Dry | PG&E | All | Gas | Small/med. commercial HW boiler < 200 kBtu/hr, 0.81 UEF | Average Existing and Code | 0 | Conventional | WaterHeat | Com - Refrig. Warehouse | Com | ROB and NEW | 0 | 1000 sqft2 of floor space | Cap-kBTUh | 20 | DEER:Indoor_CFL_Ltg | 0 | 0 | 0 | SWWH005-06 | 5.59 | 2022 | 0 | 2.41 | 2022 | 0 | 0 | SWWH005-06 | Gas Water Heating Boilers - Hot-Dry ¦ PG&E ¦ Hot-Dry | Gas Water Heating Boilers - Hot-Dry | 0.075958 | 1 | 0.64753 | CBSA 2014 | 0 | 2012 | 0.6 | SWWH005-06
COM-WATERHEAT-20.21 | Com ¦ Gas Water Heating Boiler (0.81 UEF) - Hot-Dry ¦ PG&E ¦ Hot-Dry | Com ¦ Gas Water Heating Boiler (0.81 UEF) - Hot-Dry | PG&E ¦ Hot-Dry | PG&E | All | Gas | Small/med. commercial HW boiler < 200 kBtu/hr, 0.81 UEF | Average Existing and Code | 0 | Conventional | WaterHeat | Com - Restaurant | Com | ROB and NEW | 0 | 1000 sqft2 of floor space | Cap-kBTUh | 20 | DEER:Indoor_CFL_Ltg | 0 | 0 | 0 | SWWH005-06 | 5.59 | 2022 | 0 | 2.41 | 2022 | 0 | 0 | SWWH005-06 | Gas Water Heating Boilers - Hot-Dry ¦ PG&E ¦ Hot-Dry | Gas Water Heating Boilers - Hot-Dry | 1.7816 | 1 | 0.64753 | CBSA 2014 | 0 | 2012 | 0.6 | SWWH005-06
COM-WATERHEAT-20.23 | Com ¦ Gas Water Heating Boiler (0.81 UEF) - Hot-Dry ¦ PG&E ¦ Hot-Dry | Com ¦ Gas Water Heating Boiler (0.81 UEF) - Hot-Dry | PG&E ¦ Hot-Dry | PG&E | All | Gas | Small/med. commercial HW boiler < 200 kBtu/hr, 0.81 UEF | Average Existing and Code | 0 | Conventional | WaterHeat | Com - School | Com | ROB and NEW | 0 | 1000 sqft2 of floor space | Cap-kBTUh | 20 | DEER:Indoor_CFL_Ltg | 0 | 0 | 0 | SWWH005-06 | 5.59 | 2022 | 0 | 2.41 | 2022 | 0 | 0 | SWWH005-06 | Gas Water Heating Boilers - Hot-Dry ¦ PG&E ¦ Hot-Dry | Gas Water Heating Boilers - Hot-Dry | 2.028 | 1 | 0.64753 | CBSA 2014 | 0 | 2012 | 0.6 | SWWH005-06
COM-WATERHEAT-20.24 | Com ¦ Gas Water Heating Boiler (0.81 UEF) - Hot-Dry ¦ PG&E ¦ Hot-Dry | Com ¦ Gas Water Heating Boiler (0.81 UEF) - Hot-Dry | PG&E ¦ Hot-Dry | PG&E | All | Gas | Small/med. commercial HW boiler < 200 kBtu/hr, 0.81 UEF | Average Existing and Code | 0 | Conventional | WaterHeat | Com - Warehouse | Com | ROB and NEW | 0 | 1000 sqft2 of floor space | Cap-kBTUh | 20 | DEER:Indoor_CFL_Ltg | 0 | 0 | 0 | SWWH005-06 | 5.59 | 2022 | 0 | 2.41 | 2022 | 0 | 0 | SWWH005-06 | Gas Water Heating Boilers - Hot-Dry ¦ PG&E ¦ Hot-Dry | Gas Water Heating Boilers - Hot-Dry | 0.075958 | 1 | 0.64753 | CBSA 2014 | 0 | 2012 | 0.6 | SWWH005-06
COM-WATERHEAT-20.25 | Com ¦ Gas Water Heating Boiler (0.81 UEF) - Cold ¦ PG&E ¦ Cold | Com ¦ Gas Water Heating Boiler (0.81 UEF) - Cold | PG&E ¦ Cold | PG&E | All | Gas | Small/med. commercial HW boiler < 200 kBtu/hr, 0.81 UEF | Average Existing and Code | 0 | Conventional | WaterHeat | Com - College | Com | ROB and NEW | 0 | 1000 sqft2 of floor space | Cap-kBTUh | 20 | DEER:Indoor_CFL_Ltg | 0 | 0 | 0 | SWWH005-06 | 5.59 | 2022 | 0 | 2.41 | 2022 | 0 | 0 | SWWH005-06 | Gas Water Heating Boilers - Cold ¦ PG&E ¦ Cold | Gas Water Heating Boilers - Cold | 2.028 | 1 | 0.64753 | CBSA 2014 | 0 | 2012 | 0.6 | SWWH005-06
COM-WATERHEAT-20.26 | Com ¦ Gas Water Heating Boiler (0.81 UEF) - Cold ¦ PG&E ¦ Cold | Com ¦ Gas Water Heating Boiler (0.81 UEF) - Cold | PG&E ¦ Cold | PG&E | All | Gas | Small/med. commercial HW boiler < 200 kBtu/hr, 0.81 UEF | Average Existing and Code | 0 | Conventional | WaterHeat | Com - Grocery | Com | ROB and NEW | 0 | 1000 sqft2 of floor space | Cap-kBTUh | 20 | DEER:Indoor_CFL_Ltg | 0 | 0 | 0 | SWWH005-06 | 5.59 | 2022 | 0 | 2.41 | 2022 | 0 | 0 | SWWH005-06 | Gas Water Heating Boilers - Cold ¦ PG&E ¦ Cold | Gas Water Heating Boilers - Cold | 0.25893 | 1 | 0.64753 | CBSA 2014 | 0 | 2012 | 0.6 | SWWH005-06
COM-WATERHEAT-20.27 | Com ¦ Gas Water Heating Boiler (0.81 UEF) - Cold ¦ PG&E ¦ Cold | Com ¦ Gas Water Heating Boiler (0.81 UEF) - Cold | PG&E ¦ Cold | PG&E | All | Gas | Small/med. commercial HW boiler < 200 kBtu/hr, 0.81 UEF | Average Existing and Code | 0 | Conventional | WaterHeat | Com - Health | Com | ROB and NEW | 0 | 1000 sqft2 of floor space | Cap-kBTUh | 20 | DEER:Indoor_CFL_Ltg | 0 | 0 | 0 | SWWH005-06 | 5.59 | 2022 | 0 | 2.41 | 2022 | 0 | 0 | SWWH005-06 | Gas Water Heating Boilers - Cold ¦ PG&E ¦ Cold | Gas Water Heating Boilers - Cold | 2.3999 | 1 | 0.64753 | CBSA 2014 | 0 | 2012 | 0.6 | SWWH005-06
COM-WATERHEAT-20.28 | Com ¦ Gas Water Heating Boiler (0.81 UEF) - Cold ¦ PG&E ¦ Cold | Com ¦ Gas Water Heating Boiler (0.81 UEF) - Cold | PG&E ¦ Cold | PG&E | All | Gas | Small/med. commercial HW boiler < 200 kBtu/hr, 0.81 UEF | Average Existing and Code | 0 | Conventional | WaterHeat | Com - Lodging | Com | ROB and NEW | 0 | 1000 sqft2 of floor space | Cap-kBTUh | 20 | DEER:Indoor_CFL_Ltg | 0 | 0 | 0 | SWWH005-06 | 5.59 | 2022 | 0 | 2.41 | 2022 | 0 | 0 | SWWH005-06 | Gas Water Heating Boilers - Cold ¦ PG&E ¦ Cold | Gas Water Heating Boilers - Cold | 14.3568 | 1 | 0.64753 | CBSA 2014 | 0 | 2012 | 0.6 | SWWH005-06
COM-WATERHEAT-20.29 | Com ¦ Gas Water Heating Boiler (0.81 UEF) - Cold ¦ PG&E ¦ Cold | Com ¦ Gas Water Heating Boiler (0.81 UEF) - Cold | PG&E ¦ Cold | PG&E | All | Gas | Small/med. commercial HW boiler < 200 kBtu/hr, 0.81 UEF | Average Existing and Code | 0 | Conventional | WaterHeat | Com - Office (Large) | Com | ROB and NEW | 0 | 1000 sqft2 of floor space | Cap-kBTUh | 20 | DEER:Indoor_CFL_Ltg | 0 | 0 | 0 | SWWH005-06 | 5.59 | 2022 | 0 | 2.41 | 2022 | 0 | 0 | SWWH005-06 | Gas Water Heating Boilers - Cold ¦ PG&E ¦ Cold | Gas Water Heating Boilers - Cold | 1.3124 | 1 | 0.64753 | CBSA 2014 | 0 | 2012 | 0.6 | SWWH005-06
COM-WATERHEAT-20.31 | Com ¦ Gas Water Heating Boiler (0.81 UEF) - Cold ¦ PG&E ¦ Cold | Com ¦ Gas Water Heating Boiler (0.81 UEF) - Cold | PG&E ¦ Cold | PG&E | All | Gas | Small/med. commercial HW boiler < 200 kBtu/hr, 0.81 UEF | Average Existing and Code | 0 | Conventional | WaterHeat | Com - Other | Com | ROB and NEW | 0 | 1000 sqft2 of floor space | Cap-kBTUh | 20 | DEER:Indoor_CFL_Ltg | 0 | 0 | 0 | SWWH005-06 | 5.59 | 2022 | 0 | 2.41 | 2022 | 0 | 0 | SWWH005-06 | Gas Water Heating Boilers - Cold ¦ PG&E ¦ Cold | Gas Water Heating Boilers - Cold | 0.79996 | 1 | 0.64753 | CBSA 2014 | 0 | 2012 | 0.6 | SWWH005-06
COM-WATERHEAT-20.32 | Com ¦ Gas Water Heating Boiler (0.81 UEF) - Cold ¦ PG&E ¦ Cold | Com ¦ Gas Water Heating Boiler (0.81 UEF) - Cold | PG&E ¦ Cold | PG&E | All | Gas | Small/med. commercial HW boiler < 200 kBtu/hr, 0.81 UEF | Average Existing and Code | 0 | Conventional | WaterHeat | Com - Refrig. Warehouse | Com | ROB and NEW | 0 | 1000 sqft2 of floor space | Cap-kBTUh | 20 | DEER:Indoor_CFL_Ltg | 0 | 0 | 0 | SWWH005-06 | 5.59 | 2022 | 0 | 2.41 | 2022 | 0 | 0 | SWWH005-06 | Gas Water Heating Boilers - Cold ¦ PG&E ¦ Cold | Gas Water Heating Boilers - Cold | 0.075958 | 1 | 0.64753 | CBSA 2014 | 0 | 2012 | 0.6 | SWWH005-06
COM-WATERHEAT-20.33 | Com ¦ Gas Water Heating Boiler (0.81 UEF) - Cold ¦ PG&E ¦ Cold | Com ¦ Gas Water Heating Boiler (0.81 UEF) - Cold | PG&E ¦ Cold | PG&E | All | Gas | Small/med. commercial HW boiler < 200 kBtu/hr, 0.81 UEF | Average Existing and Code | 0 | Conventional | WaterHeat | Com - Restaurant | Com | ROB and NEW | 0 | 1000 sqft2 of floor space | Cap-kBTUh | 20 | DEER:Indoor_CFL_Ltg | 0 | 0 | 0 | SWWH005-06 | 5.59 | 2022 | 0 | 2.41 | 2022 | 0 | 0 | SWWH005-06 | Gas Water Heating Boilers - Cold ¦ PG&E ¦ Cold | Gas Water Heating Boilers - Cold | 1.7816 | 1 | 0.64753 | CBSA 2014 | 0 | 2012 | 0.6 | SWWH005-06
COM-WATERHEAT-20.35 | Com ¦ Gas Water Heating Boiler (0.81 UEF) - Cold ¦ PG&E ¦ Cold | Com ¦ Gas Water Heating Boiler (0.81 UEF) - Cold | PG&E ¦ Cold | PG&E | All | Gas | Small/med. commercial HW boiler < 200 kBtu/hr, 0.81 UEF | Average Existing and Code | 0 | Conventional | WaterHeat | Com - School | Com | ROB and NEW | 0 | 1000 sqft2 of floor space | Cap-kBTUh | 20 | DEER:Indoor_CFL_Ltg | 0 | 0 | 0 | SWWH005-06 | 5.59 | 2022 | 0 | 2.41 | 2022 | 0 | 0 | SWWH005-06 | Gas Water Heating Boilers - Cold ¦ PG&E ¦ Cold | Gas Water Heating Boilers - Cold | 2.028 | 1 | 0.64753 | CBSA 2014 | 0 | 2012 | 0.6 | SWWH005-06
COM-WATERHEAT-20.36 | Com ¦ Gas Water Heating Boiler (0.81 UEF) - Cold ¦ PG&E ¦ Cold | Com ¦ Gas Water Heating Boiler (0.81 UEF) - Cold | PG&E ¦ Cold | PG&E | All | Gas | Small/med. commercial HW boiler < 200 kBtu/hr, 0.81 UEF | Average Existing and Code | 0 | Conventional | WaterHeat | Com - Warehouse | Com | ROB and NEW | 0 | 1000 sqft2 of floor space | Cap-kBTUh | 20 | DEER:Indoor_CFL_Ltg | 0 | 0 | 0 | SWWH005-06 | 5.59 | 2022 | 0 | 2.41 | 2022 | 0 | 0 | SWWH005-06 | Gas Water Heating Boilers - Cold ¦ PG&E ¦ Cold | Gas Water Heating Boilers - Cold | 0.075958 | 1 | 0.64753 | CBSA 2014 | 0 | 2012 | 0.6 | SWWH005-06
COM-WATERHEAT-20.37 | Com ¦ Gas Water Heating Boiler (0.81 UEF) - Marine ¦ SCG ¦ Marine | Com ¦ Gas Water Heating Boiler (0.81 UEF) - Marine | SCG ¦ Marine | SCG | All | Gas | Small/med. commercial HW boiler < 200 kBtu/hr, 0.81 UEF | Average Existing and Code | 0 | Conventional | WaterHeat | Com - College | Com | ROB and NEW | 0 | 1000 sqft2 of floor space | Cap-kBTUh | 20 | DEER:Indoor_CFL_Ltg | 0 | 0 | 0 | SWWH005-06 | 5.59 | 2022 | 0 | 2.41 | 2022 | 0 | 0 | SWWH005-06 | Gas Water Heating Boilers - Marine ¦ SCG ¦ Marine | Gas Water Heating Boilers - Marine | 2.028 | 1 | 0.64753 | CBSA 2014 | 0 | 2012 | 0.6 | SWWH005-06
COM-WATERHEAT-20.38 | Com ¦ Gas Water Heating Boiler (0.81 UEF) - Marine ¦ SCG ¦ Marine | Com ¦ Gas Water Heating Boiler (0.81 UEF) - Marine | SCG ¦ Marine | SCG | All | Gas | Small/med. commercial HW boiler < 200 kBtu/hr, 0.81 UEF | Average Existing and Code | 0 | Conventional | WaterHeat | Com - Grocery | Com | ROB and NEW | 0 | 1000 sqft2 of floor space | Cap-kBTUh | 20 | DEER:Indoor_CFL_Ltg | 0 | 0 | 0 | SWWH005-06 | 5.59 | 2022 | 0 | 2.41 | 2022 | 0 | 0 | SWWH005-06 | Gas Water Heating Boilers - Marine ¦ SCG ¦ Marine | Gas Water Heating Boilers - Marine | 0.25893 | 1 | 0.64753 | CBSA 2014 | 0 | 2012 | 0.6 | SWWH005-06
COM-WATERHEAT-20.39 | Com ¦ Gas Water Heating Boiler (0.81 UEF) - Marine ¦ SCG ¦ Marine | Com ¦ Gas Water Heating Boiler (0.81 UEF) - Marine | SCG ¦ Marine | SCG | All | Gas | Small/med. commercial HW boiler < 200 kBtu/hr, 0.81 UEF | Average Existing and Code | 0 | Conventional | WaterHeat | Com - Health | Com | ROB and NEW | 0 | 1000 sqft2 of floor space | Cap-kBTUh | 20 | DEER:Indoor_CFL_Ltg | 0 | 0 | 0 | SWWH005-06 | 5.59 | 2022 | 0 | 2.41 | 2022 | 0 | 0 | SWWH005-06 | Gas Water Heating Boilers - Marine ¦ SCG ¦ Marine | Gas Water Heating Boilers - Marine | 2.3999 | 1 | 0.64753 | CBSA 2014 | 0 | 2012 | 0.6 | SWWH005-06
COM-WATERHEAT-20.40 | Com ¦ Gas Water Heating Boiler (0.81 UEF) - Marine ¦ SCG ¦ Marine | Com ¦ Gas Water Heating Boiler (0.81 UEF) - Marine | SCG ¦ Marine | SCG | All | Gas | Small/med. commercial HW boiler < 200 kBtu/hr, 0.81 UEF | Average Existing and Code | 0 | Conventional | WaterHeat | Com - Lodging | Com | ROB and NEW | 0 | 1000 sqft2 of floor space | Cap-kBTUh | 20 | DEER:Indoor_CFL_Ltg | 0 | 0 | 0 | SWWH005-06 | 5.59 | 2022 | 0 | 2.41 | 2022 | 0 | 0 | SWWH005-06 | Gas Water Heating Boilers - Marine ¦ SCG ¦ Marine | Gas Water Heating Boilers - Marine | 14.3568 | 1 | 0.64753 | CBSA 2014 | 0 | 2012 | 0.6 | SWWH005-06
COM-WATERHEAT-20.41 | Com ¦ Gas Water Heating Boiler (0.81 UEF) - Marine ¦ SCG ¦ Marine | Com ¦ Gas Water Heating Boiler (0.81 UEF) - Marine | SCG ¦ Marine | SCG | All | Gas | Small/med. commercial HW boiler < 200 kBtu/hr, 0.81 UEF | Average Existing and Code | 0 | Conventional | WaterHeat | Com - Office (Large) | Com | ROB and NEW | 0 | 1000 sqft2 of floor space | Cap-kBTUh | 20 | DEER:Indoor_CFL_Ltg | 0 | 0 | 0 | SWWH005-06 | 5.59 | 2022 | 0 | 2.41 | 2022 | 0 | 0 | SWWH005-06 | Gas Water Heating Boilers - Marine ¦ SCG ¦ Marine | Gas Water Heating Boilers - Marine | 1.3124 | 1 | 0.64753 | CBSA 2014 | 0 | 2012 | 0.6 | SWWH005-06
COM-WATERHEAT-20.43 | Com ¦ Gas Water Heating Boiler (0.81 UEF) - Marine ¦ SCG ¦ Marine | Com ¦ Gas Water Heating Boiler (0.81 UEF) - Marine | SCG ¦ Marine | SCG | All | Gas | Small/med. commercial HW boiler < 200 kBtu/hr, 0.81 UEF | Average Existing and Code | 0 | Conventional | WaterHeat | Com - Other | Com | ROB and NEW | 0 | 1000 sqft2 of floor space | Cap-kBTUh | 20 | DEER:Indoor_CFL_Ltg | 0 | 0 | 0 | SWWH005-06 | 5.59 | 2022 | 0 | 2.41 | 2022 | 0 | 0 | SWWH005-06 | Gas Water Heating Boilers - Marine ¦ SCG ¦ Marine | Gas Water Heating Boilers - Marine | 0.79996 | 1 | 0.64753 | CBSA 2014 | 0 | 2012 | 0.6 | SWWH005-06
COM-WATERHEAT-20.44 | Com ¦ Gas Water Heating Boiler (0.81 UEF) - Marine ¦ SCG ¦ Marine | Com ¦ Gas Water Heating Boiler (0.81 UEF) - Marine | SCG ¦ Marine | SCG | All | Gas | Small/med. commercial HW boiler < 200 kBtu/hr, 0.81 UEF | Average Existing and Code | 0 | Conventional | WaterHeat | Com - Refrig. Warehouse | Com | ROB and NEW | 0 | 1000 sqft2 of floor space | Cap-kBTUh | 20 | DEER:Indoor_CFL_Ltg | 0 | 0 | 0 | SWWH005-06 | 5.59 | 2022 | 0 | 2.41 | 2022 | 0 | 0 | SWWH005-06 | Gas Water Heating Boilers - Marine ¦ SCG ¦ Marine | Gas Water Heating Boilers - Marine | 0.075958 | 1 | 0.64753 | CBSA 2014 | 0 | 2012 | 0.6 | SWWH005-06
COM-WATERHEAT-20.45 | Com ¦ Gas Water Heating Boiler (0.81 UEF) - Marine ¦ SCG ¦ Marine | Com ¦ Gas Water Heating Boiler (0.81 UEF) - Marine | SCG ¦ Marine | SCG | All | Gas | Small/med. commercial HW boiler < 200 kBtu/hr, 0.81 UEF | Average Existing and Code | 0 | Conventional | WaterHeat | Com - Restaurant | Com | ROB and NEW | 0 | 1000 sqft2 of floor space | Cap-kBTUh | 20 | DEER:Indoor_CFL_Ltg | 0 | 0 | 0 | SWWH005-06 | 5.59 | 2022 | 0 | 2.41 | 2022 | 0 | 0 | SWWH005-06 | Gas Water Heating Boilers - Marine ¦ SCG ¦ Marine | Gas Water Heating Boilers - Marine | 1.7816 | 1 | 0.64753 | CBSA 2014 | 0 | 2012 | 0.6 | SWWH005-06
COM-WATERHEAT-20.47 | Com ¦ Gas Water Heating Boiler (0.81 UEF) - Marine ¦ SCG ¦ Marine | Com ¦ Gas Water Heating Boiler (0.81 UEF) - Marine | SCG ¦ Marine | SCG | All | Gas | Small/med. commercial HW boiler < 200 kBtu/hr, 0.81 UEF | Average Existing and Code | 0 | Conventional | WaterHeat | Com - School | Com | ROB and NEW | 0 | 1000 sqft2 of floor space | Cap-kBTUh | 20 | DEER:Indoor_CFL_Ltg | 0 | 0 | 0 | SWWH005-06 | 5.59 | 2022 | 0 | 2.41 | 2022 | 0 | 0 | SWWH005-06 | Gas Water Heating Boilers - Marine ¦ SCG ¦ Marine | Gas Water Heating Boilers - Marine | 2.028 | 1 | 0.64753 | CBSA 2014 | 0 | 2012 | 0.6 | SWWH005-06
COM-WATERHEAT-20.48 | Com ¦ Gas Water Heating Boiler (0.81 UEF) - Marine ¦ SCG ¦ Marine | Com ¦ Gas Water Heating Boiler (0.81 UEF) - Marine | SCG ¦ Marine | SCG | All | Gas | Small/med. commercial HW boiler < 200 kBtu/hr, 0.81 UEF | Average Existing and Code | 0 | Conventional | WaterHeat | Com - Warehouse | Com | ROB and NEW | 0 | 1000 sqft2 of floor space | Cap-kBTUh | 20 | DEER:Indoor_CFL_Ltg | 0 | 0 | 0 | SWWH005-06 | 5.59 | 2022 | 0 | 2.41 | 2022 | 0 | 0 | SWWH005-06 | Gas Water Heating Boilers - Marine ¦ SCG ¦ Marine | Gas Water Heating Boilers - Marine | 0.075958 | 1 | 0.64753 | CBSA 2014 | 0 | 2012 | 0.6 | SWWH005-06
COM-WATERHEAT-20.49 | Com ¦ Gas Water Heating Boiler (0.81 UEF) - Hot-Dry ¦ SCG ¦ Hot-Dry | Com ¦ Gas Water Heating Boiler (0.81 UEF) - Hot-Dry | SCG ¦ Hot-Dry | SCG | All | Gas | Small/med. commercial HW boiler < 200 kBtu/hr, 0.81 UEF | Average Existing and Code | 0 | Conventional | WaterHeat | Com - College | Com | ROB and NEW | 0 | 1000 sqft2 of floor space | Cap-kBTUh | 20 | DEER:Indoor_CFL_Ltg | 0 | 0 | 0 | SWWH005-06 | 5.59 | 2022 | 0 | 2.41 | 2022 | 0 | 0 | SWWH005-06 | Gas Water Heating Boilers - Hot-Dry ¦ SCG ¦ Hot-Dry | Gas Water Heating Boilers - Hot-Dry | 2.028 | 1 | 0.64753 | CBSA 2014 | 0 | 2012 | 0.6 | SWWH005-06
COM-WATERHEAT-20.50 | Com ¦ Gas Water Heating Boiler (0.81 UEF) - Hot-Dry ¦ SCG ¦ Hot-Dry | Com ¦ Gas Water Heating Boiler (0.81 UEF) - Hot-Dry | SCG ¦ Hot-Dry | SCG | All | Gas | Small/med. commercial HW boiler < 200 kBtu/hr, 0.81 UEF | Average Existing and Code | 0 | Conventional | WaterHeat | Com - Grocery | Com | ROB and NEW | 0 | 1000 sqft2 of floor space | Cap-kBTUh | 20 | DEER:Indoor_CFL_Ltg | 0 | 0 | 0 | SWWH005-06 | 5.59 | 2022 | 0 | 2.41 | 2022 | 0 | 0 | SWWH005-06 | Gas Water Heating Boilers - Hot-Dry ¦ SCG ¦ Hot-Dry | Gas Water Heating Boilers - Hot-Dry | 0.25893 | 1 | 0.64753 | CBSA 2014 | 0 | 2012 | 0.6 | SWWH005-06
COM-WATERHEAT-20.51 | Com ¦ Gas Water Heating Boiler (0.81 UEF) - Hot-Dry ¦ SCG ¦ Hot-Dry | Com ¦ Gas Water Heating Boiler (0.81 UEF) - Hot-Dry | SCG ¦ Hot-Dry | SCG | All | Gas | Small/med. commercial HW boiler < 200 kBtu/hr, 0.81 UEF | Average Existing and Code | 0 | Conventional | WaterHeat | Com - Health | Com | ROB and NEW | 0 | 1000 sqft2 of floor space | Cap-kBTUh | 20 | DEER:Indoor_CFL_Ltg | 0 | 0 | 0 | SWWH005-06 | 5.59 | 2022 | 0 | 2.41 | 2022 | 0 | 0 | SWWH005-06 | Gas Water Heating Boilers - Hot-Dry ¦ SCG ¦ Hot-Dry | Gas Water Heating Boilers - Hot-Dry | 2.3999 | 1 | 0.64753 | CBSA 2014 | 0 | 2012 | 0.6 | SWWH005-06
COM-WATERHEAT-20.52 | Com ¦ Gas Water Heating Boiler (0.81 UEF) - Hot-Dry ¦ SCG ¦ Hot-Dry | Com ¦ Gas Water Heating Boiler (0.81 UEF) - Hot-Dry | SCG ¦ Hot-Dry | SCG | All | Gas | Small/med. commercial HW boiler < 200 kBtu/hr, 0.81 UEF | Average Existing and Code | 0 | Conventional | WaterHeat | Com - Lodging | Com | ROB and NEW | 0 | 1000 sqft2 of floor space | Cap-kBTUh | 20 | DEER:Indoor_CFL_Ltg | 0 | 0 | 0 | SWWH005-06 | 5.59 | 2022 | 0 | 2.41 | 2022 | 0 | 0 | SWWH005-06 | Gas Water Heating Boilers - Hot-Dry ¦ SCG ¦ Hot-Dry | Gas Water Heating Boilers - Hot-Dry | 14.3568 | 1 | 0.64753 | CBSA 2014 | 0 | 2012 | 0.6 | SWWH005-06
COM-WATERHEAT-20.53 | Com ¦ Gas Water Heating Boiler (0.81 UEF) - Hot-Dry ¦ SCG ¦ Hot-Dry | Com ¦ Gas Water Heating Boiler (0.81 UEF) - Hot-Dry | SCG ¦ Hot-Dry | SCG | All | Gas | Small/med. commercial HW boiler < 200 kBtu/hr, 0.81 UEF | Average Existing and Code | 0 | Conventional | WaterHeat | Com - Office (Large) | Com | ROB and NEW | 0 | 1000 sqft2 of floor space | Cap-kBTUh | 20 | DEER:Indoor_CFL_Ltg | 0 | 0 | 0 | SWWH005-06 | 5.59 | 2022 | 0 | 2.41 | 2022 | 0 | 0 | SWWH005-06 | Gas Water Heating Boilers - Hot-Dry ¦ SCG ¦ Hot-Dry | Gas Water Heating Boilers - Hot-Dry | 1.3124 | 1 | 0.64753 | CBSA 2014 | 0 | 2012 | 0.6 | SWWH005-06
COM-WATERHEAT-20.55 | Com ¦ Gas Water Heating Boiler (0.81 UEF) - Hot-Dry ¦ SCG ¦ Hot-Dry | Com ¦ Gas Water Heating Boiler (0.81 UEF) - Hot-Dry | SCG ¦ Hot-Dry | SCG | All | Gas | Small/med. commercial HW boiler < 200 kBtu/hr, 0.81 UEF | Average Existing and Code | 0 | Conventional | WaterHeat | Com - Other | Com | ROB and NEW | 0 | 1000 sqft2 of floor space | Cap-kBTUh | 20 | DEER:Indoor_CFL_Ltg | 0 | 0 | 0 | SWWH005-06 | 5.59 | 2022 | 0 | 2.41 | 2022 | 0 | 0 | SWWH005-06 | Gas Water Heating Boilers - Hot-Dry ¦ SCG ¦ Hot-Dry | Gas Water Heating Boilers - Hot-Dry | 0.79996 | 1 | 0.64753 | CBSA 2014 | 0 | 2012 | 0.6 | SWWH005-06
COM-WATERHEAT-20.56 | Com ¦ Gas Water Heating Boiler (0.81 UEF) - Hot-Dry ¦ SCG ¦ Hot-Dry | Com ¦ Gas Water Heating Boiler (0.81 UEF) - Hot-Dry | SCG ¦ Hot-Dry | SCG | All | Gas | Small/med. commercial HW boiler < 200 kBtu/hr, 0.81 UEF | Average Existing and Code | 0 | Conventional | WaterHeat | Com - Refrig. Warehouse | Com | ROB and NEW | 0 | 1000 sqft2 of floor space | Cap-kBTUh | 20 | DEER:Indoor_CFL_Ltg | 0 | 0 | 0 | SWWH005-06 | 5.59 | 2022 | 0 | 2.41 | 2022 | 0 | 0 | SWWH005-06 | Gas Water Heating Boilers - Hot-Dry ¦ SCG ¦ Hot-Dry | Gas Water Heating Boilers - Hot-Dry | 0.075958 | 1 | 0.64753 | CBSA 2014 | 0 | 2012 | 0.6 | SWWH005-06
COM-WATERHEAT-20.57 | Com ¦ Gas Water Heating Boiler (0.81 UEF) - Hot-Dry ¦ SCG ¦ Hot-Dry | Com ¦ Gas Water Heating Boiler (0.81 UEF) - Hot-Dry | SCG ¦ Hot-Dry | SCG | All | Gas | Small/med. commercial HW boiler < 200 kBtu/hr, 0.81 UEF | Average Existing and Code | 0 | Conventional | WaterHeat | Com - Restaurant | Com | ROB and NEW | 0 | 1000 sqft2 of floor space | Cap-kBTUh | 20 | DEER:Indoor_CFL_Ltg | 0 | 0 | 0 | SWWH005-06 | 5.59 | 2022 | 0 | 2.41 | 2022 | 0 | 0 | SWWH005-06 | Gas Water Heating Boilers - Hot-Dry ¦ SCG ¦ Hot-Dry | Gas Water Heating Boilers - Hot-Dry | 1.7816 | 1 | 0.64753 | CBSA 2014 | 0 | 2012 | 0.6 | SWWH005-06
COM-WATERHEAT-20.59 | Com ¦ Gas Water Heating Boiler (0.81 UEF) - Hot-Dry ¦ SCG ¦ Hot-Dry | Com ¦ Gas Water Heating Boiler (0.81 UEF) - Hot-Dry | SCG ¦ Hot-Dry | SCG | All | Gas | Small/med. commercial HW boiler < 200 kBtu/hr, 0.81 UEF | Average Existing and Code | 0 | Conventional | WaterHeat | Com - School | Com | ROB and NEW | 0 | 1000 sqft2 of floor space | Cap-kBTUh | 20 | DEER:Indoor_CFL_Ltg | 0 | 0 | 0 | SWWH005-06 | 5.59 | 2022 | 0 | 2.41 | 2022 | 0 | 0 | SWWH005-06 | Gas Water Heating Boilers - Hot-Dry ¦ SCG ¦ Hot-Dry | Gas Water Heating Boilers - Hot-Dry | 2.028 | 1 | 0.64753 | CBSA 2014 | 0 | 2012 | 0.6 | SWWH005-06
COM-WATERHEAT-20.60 | Com ¦ Gas Water Heating Boiler (0.81 UEF) - Hot-Dry ¦ SCG ¦ Hot-Dry | Com ¦ Gas Water Heating Boiler (0.81 UEF) - Hot-Dry | SCG ¦ Hot-Dry | SCG | All | Gas | Small/med. commercial HW boiler < 200 kBtu/hr, 0.81 UEF | Average Existing and Code | 0 | Conventional | WaterHeat | Com - Warehouse | Com | ROB and NEW | 0 | 1000 sqft2 of floor space | Cap-kBTUh | 20 | DEER:Indoor_CFL_Ltg | 0 | 0 | 0 | SWWH005-06 | 5.59 | 2022 | 0 | 2.41 | 2022 | 0 | 0 | SWWH005-06 | Gas Water Heating Boilers - Hot-Dry ¦ SCG ¦ Hot-Dry | Gas Water Heating Boilers - Hot-Dry | 0.075958 | 1 | 0.64753 | CBSA 2014 | 0 | 2012 | 0.6 | SWWH005-06
COM-WATERHEAT-20.61 | Com ¦ Gas Water Heating Boiler (0.81 UEF) - Cold ¦ SCG ¦ Cold | Com ¦ Gas Water Heating Boiler (0.81 UEF) - Cold | SCG ¦ Cold | SCG | All | Gas | Small/med. commercial HW boiler < 200 kBtu/hr, 0.81 UEF | Average Existing and Code | 0 | Conventional | WaterHeat | Com - College | Com | ROB and NEW | 0 | 1000 sqft2 of floor space | Cap-kBTUh | 20 | DEER:Indoor_CFL_Ltg | 0 | 0 | 0 | SWWH005-06 | 5.59 | 2022 | 0 | 2.41 | 2022 | 0 | 0 | SWWH005-06 | Gas Water Heating Boilers - Cold ¦ SCG ¦ Cold | Gas Water Heating Boilers - Cold | 2.028 | 1 | 0.64753 | CBSA 2014 | 0 | 2012 | 0.6 | SWWH005-06
COM-WATERHEAT-20.62 | Com ¦ Gas Water Heating Boiler (0.81 UEF) - Cold ¦ SCG ¦ Cold | Com ¦ Gas Water Heating Boiler (0.81 UEF) - Cold | SCG ¦ Cold | SCG | All | Gas | Small/med. commercial HW boiler < 200 kBtu/hr, 0.81 UEF | Average Existing and Code | 0 | Conventional | WaterHeat | Com - Grocery | Com | ROB and NEW | 0 | 1000 sqft2 of floor space | Cap-kBTUh | 20 | DEER:Indoor_CFL_Ltg | 0 | 0 | 0 | SWWH005-06 | 5.59 | 2022 | 0 | 2.41 | 2022 | 0 | 0 | SWWH005-06 | Gas Water Heating Boilers - Cold ¦ SCG ¦ Cold | Gas Water Heating Boilers - Cold | 0.25893 | 1 | 0.64753 | CBSA 2014 | 0 | 2012 | 0.6 | SWWH005-06
COM-WATERHEAT-20.63 | Com ¦ Gas Water Heating Boiler (0.81 UEF) - Cold ¦ SCG ¦ Cold | Com ¦ Gas Water Heating Boiler (0.81 UEF) - Cold | SCG ¦ Cold | SCG | All | Gas | Small/med. commercial HW boiler < 200 kBtu/hr, 0.81 UEF | Average Existing and Code | 0 | Conventional | WaterHeat | Com - Health | Com | ROB and NEW | 0 | 1000 sqft2 of floor space | Cap-kBTUh | 20 | DEER:Indoor_CFL_Ltg | 0 | 0 | 0 | SWWH005-06 | 5.59 | 2022 | 0 | 2.41 | 2022 | 0 | 0 | SWWH005-06 | Gas Water Heating Boilers - Cold ¦ SCG ¦ Cold | Gas Water Heating Boilers - Cold | 2.3999 | 1 | 0.64753 | CBSA 2014 | 0 | 2012 | 0.6 | SWWH005-06
COM-WATERHEAT-20.64 | Com ¦ Gas Water Heating Boiler (0.81 UEF) - Cold ¦ SCG ¦ Cold | Com ¦ Gas Water Heating Boiler (0.81 UEF) - Cold | SCG ¦ Cold | SCG | All | Gas | Small/med. commercial HW boiler < 200 kBtu/hr, 0.81 UEF | Average Existing and Code | 0 | Conventional | WaterHeat | Com - Lodging | Com | ROB and NEW | 0 | 1000 sqft2 of floor space | Cap-kBTUh | 20 | DEER:Indoor_CFL_Ltg | 0 | 0 | 0 | SWWH005-06 | 5.59 | 2022 | 0 | 2.41 | 2022 | 0 | 0 | SWWH005-06 | Gas Water Heating Boilers - Cold ¦ SCG ¦ Cold | Gas Water Heating Boilers - Cold | 14.3568 | 1 | 0.64753 | CBSA 2014 | 0 | 2012 | 0.6 | SWWH005-06
COM-WATERHEAT-20.65 | Com ¦ Gas Water Heating Boiler (0.81 UEF) - Cold ¦ SCG ¦ Cold | Com ¦ Gas Water Heating Boiler (0.81 UEF) - Cold | SCG ¦ Cold | SCG | All | Gas | Small/med. commercial HW boiler < 200 kBtu/hr, 0.81 UEF | Average Existing and Code | 0 | Conventional | WaterHeat | Com - Office (Large) | Com | ROB and NEW | 0 | 1000 sqft2 of floor space | Cap-kBTUh | 20 | DEER:Indoor_CFL_Ltg | 0 | 0 | 0 | SWWH005-06 | 5.59 | 2022 | 0 | 2.41 | 2022 | 0 | 0 | SWWH005-06 | Gas Water Heating Boilers - Cold ¦ SCG ¦ Cold | Gas Water Heating Boilers - Cold | 1.3124 | 1 | 0.64753 | CBSA 2014 | 0 | 2012 | 0.6 | SWWH005-06
COM-WATERHEAT-20.67 | Com ¦ Gas Water Heating Boiler (0.81 UEF) - Cold ¦ SCG ¦ Cold | Com ¦ Gas Water Heating Boiler (0.81 UEF) - Cold | SCG ¦ Cold | SCG | All | Gas | Small/med. commercial HW boiler < 200 kBtu/hr, 0.81 UEF | Average Existing and Code | 0 | Conventional | WaterHeat | Com - Other | Com | ROB and NEW | 0 | 1000 sqft2 of floor space | Cap-kBTUh | 20 | DEER:Indoor_CFL_Ltg | 0 | 0 | 0 | SWWH005-06 | 5.59 | 2022 | 0 | 2.41 | 2022 | 0 | 0 | SWWH005-06 | Gas Water Heating Boilers - Cold ¦ SCG ¦ Cold | Gas Water Heating Boilers - Cold | 0.79996 | 1 | 0.64753 | CBSA 2014 | 0 | 2012 | 0.6 | SWWH005-06
COM-WATERHEAT-20.68 | Com ¦ Gas Water Heating Boiler (0.81 UEF) - Cold ¦ SCG ¦ Cold | Com ¦ Gas Water Heating Boiler (0.81 UEF) - Cold | SCG ¦ Cold | SCG | All | Gas | Small/med. commercial HW boiler < 200 kBtu/hr, 0.81 UEF | Average Existing and Code | 0 | Conventional | WaterHeat | Com - Refrig. Warehouse | Com | ROB and NEW | 0 | 1000 sqft2 of floor space | Cap-kBTUh | 20 | DEER:Indoor_CFL_Ltg | 0 | 0 | 0 | SWWH005-06 | 5.59 | 2022 | 0 | 2.41 | 2022 | 0 | 0 | SWWH005-06 | Gas Water Heating Boilers - Cold ¦ SCG ¦ Cold | Gas Water Heating Boilers - Cold | 0.075958 | 1 | 0.64753 | CBSA 2014 | 0 | 2012 | 0.6 | SWWH005-06
COM-WATERHEAT-20.69 | Com ¦ Gas Water Heating Boiler (0.81 UEF) - Cold ¦ SCG ¦ Cold | Com ¦ Gas Water Heating Boiler (0.81 UEF) - Cold | SCG ¦ Cold | SCG | All | Gas | Small/med. commercial HW boiler < 200 kBtu/hr, 0.81 UEF | Average Existing and Code | 0 | Conventional | WaterHeat | Com - Restaurant | Com | ROB and NEW | 0 | 1000 sqft2 of floor space | Cap-kBTUh | 20 | DEER:Indoor_CFL_Ltg | 0 | 0 | 0 | SWWH005-06 | 5.59 | 2022 | 0 | 2.41 | 2022 | 0 | 0 | SWWH005-06 | Gas Water Heating Boilers - Cold ¦ SCG ¦ Cold | Gas Water Heating Boilers - Cold | 1.7816 | 1 | 0.64753 | CBSA 2014 | 0 | 2012 | 0.6 | SWWH005-06
COM-WATERHEAT-20.71 | Com ¦ Gas Water Heating Boiler (0.81 UEF) - Cold ¦ SCG ¦ Cold | Com ¦ Gas Water Heating Boiler (0.81 UEF) - Cold | SCG ¦ Cold | SCG | All | Gas | Small/med. commercial HW boiler < 200 kBtu/hr, 0.81 UEF | Average Existing and Code | 0 | Conventional | WaterHeat | Com - School | Com | ROB and NEW | 0 | 1000 sqft2 of floor space | Cap-kBTUh | 20 | DEER:Indoor_CFL_Ltg | 0 | 0 | 0 | SWWH005-06 | 5.59 | 2022 | 0 | 2.41 | 2022 | 0 | 0 | SWWH005-06 | Gas Water Heating Boilers - Cold ¦ SCG ¦ Cold | Gas Water Heating Boilers - Cold | 2.028 | 1 | 0.64753 | CBSA 2014 | 0 | 2012 | 0.6 | SWWH005-06
COM-WATERHEAT-20.72 | Com ¦ Gas Water Heating Boiler (0.81 UEF) - Cold ¦ SCG ¦ Cold | Com ¦ Gas Water Heating Boiler (0.81 UEF) - Cold | SCG ¦ Cold | SCG | All | Gas | Small/med. commercial HW boiler < 200 kBtu/hr, 0.81 UEF | Average Existing and Code | 0 | Conventional | WaterHeat | Com - Warehouse | Com | ROB and NEW | 0 | 1000 sqft2 of floor space | Cap-kBTUh | 20 | DEER:Indoor_CFL_Ltg | 0 | 0 | 0 | SWWH005-06 | 5.59 | 2022 | 0 | 2.41 | 2022 | 0 | 0 | SWWH005-06 | Gas Water Heating Boilers - Cold ¦ SCG ¦ Cold | Gas Water Heating Boilers - Cold | 0.075958 | 1 | 0.64753 | CBSA 2014 | 0 | 2012 | 0.6 | SWWH005-06
COM-WATERHEAT-20.73 | Com ¦ Gas Water Heating Boiler (0.81 UEF) - Marine ¦ SDG&E ¦ Marine | Com ¦ Gas Water Heating Boiler (0.81 UEF) - Marine | SDG&E ¦ Marine | SDG&E | All | Gas | Small/med. commercial HW boiler < 200 kBtu/hr, 0.81 UEF | Average Existing and Code | 0 | Conventional | WaterHeat | Com - College | Com | ROB and NEW | 0 | 1000 sqft2 of floor space | Cap-kBTUh | 20 | DEER:Indoor_CFL_Ltg | 0 | 0 | 0 | SWWH005-06 | 5.59 | 2022 | 0 | 2.41 | 2022 | 0 | 0 | SWWH005-06 | Gas Water Heating Boilers - Marine ¦ SDG&E ¦ Marine | Gas Water Heating Boilers - Marine | 2.028 | 1 | 0.64753 | CBSA 2014 | 0 | 2012 | 0.6 | SWWH005-06
COM-WATERHEAT-20.74 | Com ¦ Gas Water Heating Boiler (0.81 UEF) - Marine ¦ SDG&E ¦ Marine | Com ¦ Gas Water Heating Boiler (0.81 UEF) - Marine | SDG&E ¦ Marine | SDG&E | All | Gas | Small/med. commercial HW boiler < 200 kBtu/hr, 0.81 UEF | Average Existing and Code | 0 | Conventional | WaterHeat | Com - Grocery | Com | ROB and NEW | 0 | 1000 sqft2 of floor space | Cap-kBTUh | 20 | DEER:Indoor_CFL_Ltg | 0 | 0 | 0 | SWWH005-06 | 5.59 | 2022 | 0 | 2.41 | 2022 | 0 | 0 | SWWH005-06 | Gas Water Heating Boilers - Marine ¦ SDG&E ¦ Marine | Gas Water Heating Boilers - Marine | 0.25893 | 1 | 0.64753 | CBSA 2014 | 0 | 2012 | 0.6 | SWWH005-06
COM-WATERHEAT-20.75 | Com ¦ Gas Water Heating Boiler (0.81 UEF) - Marine ¦ SDG&E ¦ Marine | Com ¦ Gas Water Heating Boiler (0.81 UEF) - Marine | SDG&E ¦ Marine | SDG&E | All | Gas | Small/med. commercial HW boiler < 200 kBtu/hr, 0.81 UEF | Average Existing and Code | 0 | Conventional | WaterHeat | Com - Health | Com | ROB and NEW | 0 | 1000 sqft2 of floor space | Cap-kBTUh | 20 | DEER:Indoor_CFL_Ltg | 0 | 0 | 0 | SWWH005-06 | 5.59 | 2022 | 0 | 2.41 | 2022 | 0 | 0 | SWWH005-06 | Gas Water Heating Boilers - Marine ¦ SDG&E ¦ Marine | Gas Water Heating Boilers - Marine | 2.3999 | 1 | 0.64753 | CBSA 2014 | 0 | 2012 | 0.6 | SWWH005-06
COM-WATERHEAT-20.76 | Com ¦ Gas Water Heating Boiler (0.81 UEF) - Marine ¦ SDG&E ¦ Marine | Com ¦ Gas Water Heating Boiler (0.81 UEF) - Marine | SDG&E ¦ Marine | SDG&E | All | Gas | Small/med. commercial HW boiler < 200 kBtu/hr, 0.81 UEF | Average Existing and Code | 0 | Conventional | WaterHeat | Com - Lodging | Com | ROB and NEW | 0 | 1000 sqft2 of floor space | Cap-kBTUh | 20 | DEER:Indoor_CFL_Ltg | 0 | 0 | 0 | SWWH005-06 | 5.59 | 2022 | 0 | 2.41 | 2022 | 0 | 0 | SWWH005-06 | Gas Water Heating Boilers - Marine ¦ SDG&E ¦ Marine | Gas Water Heating Boilers - Marine | 14.3568 | 1 | 0.64753 | CBSA 2014 | 0 | 2012 | 0.6 | SWWH005-06
COM-WATERHEAT-20.77 | Com ¦ Gas Water Heating Boiler (0.81 UEF) - Marine ¦ SDG&E ¦ Marine | Com ¦ Gas Water Heating Boiler (0.81 UEF) - Marine | SDG&E ¦ Marine | SDG&E | All | Gas | Small/med. commercial HW boiler < 200 kBtu/hr, 0.81 UEF | Average Existing and Code | 0 | Conventional | WaterHeat | Com - Office (Large) | Com | ROB and NEW | 0 | 1000 sqft2 of floor space | Cap-kBTUh | 20 | DEER:Indoor_CFL_Ltg | 0 | 0 | 0 | SWWH005-06 | 5.59 | 2022 | 0 | 2.41 | 2022 | 0 | 0 | SWWH005-06 | Gas Water Heating Boilers - Marine ¦ SDG&E ¦ Marine | Gas Water Heating Boilers - Marine | 1.3124 | 1 | 0.64753 | CBSA 2014 | 0 | 2012 | 0.6 | SWWH005-06
COM-WATERHEAT-20.79 | Com ¦ Gas Water Heating Boiler (0.81 UEF) - Marine ¦ SDG&E ¦ Marine | Com ¦ Gas Water Heating Boiler (0.81 UEF) - Marine | SDG&E ¦ Marine | SDG&E | All | Gas | Small/med. commercial HW boiler < 200 kBtu/hr, 0.81 UEF | Average Existing and Code | 0 | Conventional | WaterHeat | Com - Other | Com | ROB and NEW | 0 | 1000 sqft2 of floor space | Cap-kBTUh | 20 | DEER:Indoor_CFL_Ltg | 0 | 0 | 0 | SWWH005-06 | 5.59 | 2022 | 0 | 2.41 | 2022 | 0 | 0 | SWWH005-06 | Gas Water Heating Boilers - Marine ¦ SDG&E ¦ Marine | Gas Water Heating Boilers - Marine | 0.79996 | 1 | 0.64753 | CBSA 2014 | 0 | 2012 | 0.6 | SWWH005-06
COM-WATERHEAT-20.80 | Com ¦ Gas Water Heating Boiler (0.81 UEF) - Marine ¦ SDG&E ¦ Marine | Com ¦ Gas Water Heating Boiler (0.81 UEF) - Marine | SDG&E ¦ Marine | SDG&E | All | Gas | Small/med. commercial HW boiler < 200 kBtu/hr, 0.81 UEF | Average Existing and Code | 0 | Conventional | WaterHeat | Com - Refrig. Warehouse | Com | ROB and NEW | 0 | 1000 sqft2 of floor space | Cap-kBTUh | 20 | DEER:Indoor_CFL_Ltg | 0 | 0 | 0 | SWWH005-06 | 5.59 | 2022 | 0 | 2.41 | 2022 | 0 | 0 | SWWH005-06 | Gas Water Heating Boilers - Marine ¦ SDG&E ¦ Marine | Gas Water Heating Boilers - Marine | 0.075958 | 1 | 0.64753 | CBSA 2014 | 0 | 2012 | 0.6 | SWWH005-06
COM-WATERHEAT-20.81 | Com ¦ Gas Water Heating Boiler (0.81 UEF) - Marine ¦ SDG&E ¦ Marine | Com ¦ Gas Water Heating Boiler (0.81 UEF) - Marine | SDG&E ¦ Marine | SDG&E | All | Gas | Small/med. commercial HW boiler < 200 kBtu/hr, 0.81 UEF | Average Existing and Code | 0 | Conventional | WaterHeat | Com - Restaurant | Com | ROB and NEW | 0 | 1000 sqft2 of floor space | Cap-kBTUh | 20 | DEER:Indoor_CFL_Ltg | 0 | 0 | 0 | SWWH005-06 | 5.59 | 2022 | 0 | 2.41 | 2022 | 0 | 0 | SWWH005-06 | Gas Water Heating Boilers - Marine ¦ SDG&E ¦ Marine | Gas Water Heating Boilers - Marine | 1.7816 | 1 | 0.64753 | CBSA 2014 | 0 | 2012 | 0.6 | SWWH005-06
COM-WATERHEAT-20.83 | Com ¦ Gas Water Heating Boiler (0.81 UEF) - Marine ¦ SDG&E ¦ Marine | Com ¦ Gas Water Heating Boiler (0.81 UEF) - Marine | SDG&E ¦ Marine | SDG&E | All | Gas | Small/med. commercial HW boiler < 200 kBtu/hr, 0.81 UEF | Average Existing and Code | 0 | Conventional | WaterHeat | Com - School | Com | ROB and NEW | 0 | 1000 sqft2 of floor space | Cap-kBTUh | 20 | DEER:Indoor_CFL_Ltg | 0 | 0 | 0 | SWWH005-06 | 5.59 | 2022 | 0 | 2.41 | 2022 | 0 | 0 | SWWH005-06 | Gas Water Heating Boilers - Marine ¦ SDG&E ¦ Marine | Gas Water Heating Boilers - Marine | 2.028 | 1 | 0.64753 | CBSA 2014 | 0 | 2012 | 0.6 | SWWH005-06
COM-WATERHEAT-20.84 | Com ¦ Gas Water Heating Boiler (0.81 UEF) - Marine ¦ SDG&E ¦ Marine | Com ¦ Gas Water Heating Boiler (0.81 UEF) - Marine | SDG&E ¦ Marine | SDG&E | All | Gas | Small/med. commercial HW boiler < 200 kBtu/hr, 0.81 UEF | Average Existing and Code | 0 | Conventional | WaterHeat | Com - Warehouse | Com | ROB and NEW | 0 | 1000 sqft2 of floor space | Cap-kBTUh | 20 | DEER:Indoor_CFL_Ltg | 0 | 0 | 0 | SWWH005-06 | 5.59 | 2022 | 0 | 2.41 | 2022 | 0 | 0 | SWWH005-06 | Gas Water Heating Boilers - Marine ¦ SDG&E ¦ Marine | Gas Water Heating Boilers - Marine | 0.075958 | 1 | 0.64753 | CBSA 2014 | 0 | 2012 | 0.6 | SWWH005-06
COM-WATERHEAT-20.85 | Com ¦ Gas Water Heating Boiler (0.81 UEF) - Hot-Dry ¦ SDG&E ¦ Hot-Dry | Com ¦ Gas Water Heating Boiler (0.81 UEF) - Hot-Dry | SDG&E ¦ Hot-Dry | SDG&E | All | Gas | Small/med. commercial HW boiler < 200 kBtu/hr, 0.81 UEF | Average Existing and Code | 0 | Conventional | WaterHeat | Com - College | Com | ROB and NEW | 0 | 1000 sqft2 of floor space | Cap-kBTUh | 20 | DEER:Indoor_CFL_Ltg | 0 | 0 | 0 | SWWH005-06 | 5.59 | 2022 | 0 | 2.41 | 2022 | 0 | 0 | SWWH005-06 | Gas Water Heating Boilers - Hot-Dry ¦ SDG&E ¦ Hot-Dry | Gas Water Heating Boilers - Hot-Dry | 2.028 | 1 | 0.64753 | CBSA 2014 | 0 | 2012 | 0.6 | SWWH005-06
COM-WATERHEAT-20.86 | Com ¦ Gas Water Heating Boiler (0.81 UEF) - Hot-Dry ¦ SDG&E ¦ Hot-Dry | Com ¦ Gas Water Heating Boiler (0.81 UEF) - Hot-Dry | SDG&E ¦ Hot-Dry | SDG&E | All | Gas | Small/med. commercial HW boiler < 200 kBtu/hr, 0.81 UEF | Average Existing and Code | 0 | Conventional | WaterHeat | Com - Grocery | Com | ROB and NEW | 0 | 1000 sqft2 of floor space | Cap-kBTUh | 20 | DEER:Indoor_CFL_Ltg | 0 | 0 | 0 | SWWH005-06 | 5.59 | 2022 | 0 | 2.41 | 2022 | 0 | 0 | SWWH005-06 | Gas Water Heating Boilers - Hot-Dry ¦ SDG&E ¦ Hot-Dry | Gas Water Heating Boilers - Hot-Dry | 0.25893 | 1 | 0.64753 | CBSA 2014 | 0 | 2012 | 0.6 | SWWH005-06
COM-WATERHEAT-20.87 | Com ¦ Gas Water Heating Boiler (0.81 UEF) - Hot-Dry ¦ SDG&E ¦ Hot-Dry | Com ¦ Gas Water Heating Boiler (0.81 UEF) - Hot-Dry | SDG&E ¦ Hot-Dry | SDG&E | All | Gas | Small/med. commercial HW boiler < 200 kBtu/hr, 0.81 UEF | Average Existing and Code | 0 | Conventional | WaterHeat | Com - Health | Com | ROB and NEW | 0 | 1000 sqft2 of floor space | Cap-kBTUh | 20 | DEER:Indoor_CFL_Ltg | 0 | 0 | 0 | SWWH005-06 | 5.59 | 2022 | 0 | 2.41 | 2022 | 0 | 0 | SWWH005-06 | Gas Water Heating Boilers - Hot-Dry ¦ SDG&E ¦ Hot-Dry | Gas Water Heating Boilers - Hot-Dry | 2.3999 | 1 | 0.64753 | CBSA 2014 | 0 | 2012 | 0.6 | SWWH005-06
COM-WATERHEAT-20.88 | Com ¦ Gas Water Heating Boiler (0.81 UEF) - Hot-Dry ¦ SDG&E ¦ Hot-Dry | Com ¦ Gas Water Heating Boiler (0.81 UEF) - Hot-Dry | SDG&E ¦ Hot-Dry | SDG&E | All | Gas | Small/med. commercial HW boiler < 200 kBtu/hr, 0.81 UEF | Average Existing and Code | 0 | Conventional | WaterHeat | Com - Lodging | Com | ROB and NEW | 0 | 1000 sqft2 of floor space | Cap-kBTUh | 20 | DEER:Indoor_CFL_Ltg | 0 | 0 | 0 | SWWH005-06 | 5.59 | 2022 | 0 | 2.41 | 2022 | 0 | 0 | SWWH005-06 | Gas Water Heating Boilers - Hot-Dry ¦ SDG&E ¦ Hot-Dry | Gas Water Heating Boilers - Hot-Dry | 14.3568 | 1 | 0.64753 | CBSA 2014 | 0 | 2012 | 0.6 | SWWH005-06
COM-WATERHEAT-20.89 | Com ¦ Gas Water Heating Boiler (0.81 UEF) - Hot-Dry ¦ SDG&E ¦ Hot-Dry | Com ¦ Gas Water Heating Boiler (0.81 UEF) - Hot-Dry | SDG&E ¦ Hot-Dry | SDG&E | All | Gas | Small/med. commercial HW boiler < 200 kBtu/hr, 0.81 UEF | Average Existing and Code | 0 | Conventional | WaterHeat | Com - Office (Large) | Com | ROB and NEW | 0 | 1000 sqft2 of floor space | Cap-kBTUh | 20 | DEER:Indoor_CFL_Ltg | 0 | 0 | 0 | SWWH005-06 | 5.59 | 2022 | 0 | 2.41 | 2022 | 0 | 0 | SWWH005-06 | Gas Water Heating Boilers - Hot-Dry ¦ SDG&E ¦ Hot-Dry | Gas Water Heating Boilers - Hot-Dry | 1.3124 | 1 | 0.64753 | CBSA 2014 | 0 | 2012 | 0.6 | SWWH005-06
COM-WATERHEAT-20.91 | Com ¦ Gas Water Heating Boiler (0.81 UEF) - Hot-Dry ¦ SDG&E ¦ Hot-Dry | Com ¦ Gas Water Heating Boiler (0.81 UEF) - Hot-Dry | SDG&E ¦ Hot-Dry | SDG&E | All | Gas | Small/med. commercial HW boiler < 200 kBtu/hr, 0.81 UEF | Average Existing and Code | 0 | Conventional | WaterHeat | Com - Other | Com | ROB and NEW | 0 | 1000 sqft2 of floor space | Cap-kBTUh | 20 | DEER:Indoor_CFL_Ltg | 0 | 0 | 0 | SWWH005-06 | 5.59 | 2022 | 0 | 2.41 | 2022 | 0 | 0 | SWWH005-06 | Gas Water Heating Boilers - Hot-Dry ¦ SDG&E ¦ Hot-Dry | Gas Water Heating Boilers - Hot-Dry | 0.79996 | 1 | 0.64753 | CBSA 2014 | 0 | 2012 | 0.6 | SWWH005-06
COM-WATERHEAT-20.92 | Com ¦ Gas Water Heating Boiler (0.81 UEF) - Hot-Dry ¦ SDG&E ¦ Hot-Dry | Com ¦ Gas Water Heating Boiler (0.81 UEF) - Hot-Dry | SDG&E ¦ Hot-Dry | SDG&E | All | Gas | Small/med. commercial HW boiler < 200 kBtu/hr, 0.81 UEF | Average Existing and Code | 0 | Conventional | WaterHeat | Com - Refrig. Warehouse | Com | ROB and NEW | 0 | 1000 sqft2 of floor space | Cap-kBTUh | 20 | DEER:Indoor_CFL_Ltg | 0 | 0 | 0 | SWWH005-06 | 5.59 | 2022 | 0 | 2.41 | 2022 | 0 | 0 | SWWH005-06 | Gas Water Heating Boilers - Hot-Dry ¦ SDG&E ¦ Hot-Dry | Gas Water Heating Boilers - Hot-Dry | 0.075958 | 1 | 0.64753 | CBSA 2014 | 0 | 2012 | 0.6 | SWWH005-06
COM-WATERHEAT-20.93 | Com ¦ Gas Water Heating Boiler (0.81 UEF) - Hot-Dry ¦ SDG&E ¦ Hot-Dry | Com ¦ Gas Water Heating Boiler (0.81 UEF) - Hot-Dry | SDG&E ¦ Hot-Dry | SDG&E | All | Gas | Small/med. commercial HW boiler < 200 kBtu/hr, 0.81 UEF | Average Existing and Code | 0 | Conventional | WaterHeat | Com - Restaurant | Com | ROB and NEW | 0 | 1000 sqft2 of floor space | Cap-kBTUh | 20 | DEER:Indoor_CFL_Ltg | 0 | 0 | 0 | SWWH005-06 | 5.59 | 2022 | 0 | 2.41 | 2022 | 0 | 0 | SWWH005-06 | Gas Water Heating Boilers - Hot-Dry ¦ SDG&E ¦ Hot-Dry | Gas Water Heating Boilers - Hot-Dry | 1.7816 | 1 | 0.64753 | CBSA 2014 | 0 | 2012 | 0.6 | SWWH005-06
COM-WATERHEAT-20.95 | Com ¦ Gas Water Heating Boiler (0.81 UEF) - Hot-Dry ¦ SDG&E ¦ Hot-Dry | Com ¦ Gas Water Heating Boiler (0.81 UEF) - Hot-Dry | SDG&E ¦ Hot-Dry | SDG&E | All | Gas | Small/med. commercial HW boiler < 200 kBtu/hr, 0.81 UEF | Average Existing and Code | 0 | Conventional | WaterHeat | Com - School | Com | ROB and NEW | 0 | 1000 sqft2 of floor space | Cap-kBTUh | 20 | DEER:Indoor_CFL_Ltg | 0 | 0 | 0 | SWWH005-06 | 5.59 | 2022 | 0 | 2.41 | 2022 | 0 | 0 | SWWH005-06 | Gas Water Heating Boilers - Hot-Dry ¦ SDG&E ¦ Hot-Dry | Gas Water Heating Boilers - Hot-Dry | 2.028 | 1 | 0.64753 | CBSA 2014 | 0 | 2012 | 0.6 | SWWH005-06
COM-WATERHEAT-20.96 | Com ¦ Gas Water Heating Boiler (0.81 UEF) - Hot-Dry ¦ SDG&E ¦ Hot-Dry | Com ¦ Gas Water Heating Boiler (0.81 UEF) - Hot-Dry | SDG&E ¦ Hot-Dry | SDG&E | All | Gas | Small/med. commercial HW boiler < 200 kBtu/hr, 0.81 UEF | Average Existing and Code | 0 | Conventional | WaterHeat | Com - Warehouse | Com | ROB and NEW | 0 | 1000 sqft2 of floor space | Cap-kBTUh | 20 | DEER:Indoor_CFL_Ltg | 0 | 0 | 0 | SWWH005-06 | 5.59 | 2022 | 0 | 2.41 | 2022 | 0 | 0 | SWWH005-06 | Gas Water Heating Boilers - Hot-Dry ¦ SDG&E ¦ Hot-Dry | Gas Water Heating Boilers - Hot-Dry | 0.075958 | 1 | 0.64753 | CBSA 2014 | 0 | 2012 | 0.6 | SWWH005-06
COM-WATERHEAT-21.1 | Com ¦ Condensing Eff. Gas Water Heating Boiler (0.92 UEF) - Marine ¦ PG&E ¦ Marine | Com ¦ Condensing Eff. Gas Water Heating Boiler (0.92 UEF) - Marine | PG&E ¦ Marine | PG&E | All | Gas | Small/med. commercial HW boiler < 200 kBtu/hr, 0.92 UEF | Efficient | 2030 | Conventional | WaterHeat | Com - College | Com | ROB and NEW | 0 | 1000 sqft2 of floor space | Cap-kBTUh | 20 | DEER:Indoor_CFL_Ltg | -0.055392 | -6.1617e-06 | -2.478 | SWWH005-06 | 10.2 | 2022 | 0 | 4.67 | 2022 | 0 | 0 | SWWH005-06 | Gas Water Heating Boilers - Marine ¦ PG&E ¦ Marine | Gas Water Heating Boilers - Marine | 2.028 | 1 | 0.35247 | CBSA 2014 | 1.4322 | 2012 | 0.6 | SWWH005-06
COM-WATERHEAT-21.2 | Com ¦ Condensing Eff. Gas Water Heating Boiler (0.92 UEF) - Marine ¦ PG&E ¦ Marine | Com ¦ Condensing Eff. Gas Water Heating Boiler (0.92 UEF) - Marine | PG&E ¦ Marine | PG&E | All | Gas | Small/med. commercial HW boiler < 200 kBtu/hr, 0.92 UEF | Efficient | 2030 | Conventional | WaterHeat | Com - Grocery | Com | ROB and NEW | 0 | 1000 sqft2 of floor space | Cap-kBTUh | 20 | DEER:Indoor_CFL_Ltg | -0.0906 | -1.77e-05 | -4.05 | SWWH005-06 | 10.2 | 2022 | 0 | 4.67 | 2022 | 0 | 0 | SWWH005-06 | Gas Water Heating Boilers - Marine ¦ PG&E ¦ Marine | Gas Water Heating Boilers - Marine | 0.25893 | 1 | 0.35247 | CBSA 2014 | 8.5204 | 2012 | 0.6 | SWWH005-06
COM-WATERHEAT-21.3 | Com ¦ Condensing Eff. Gas Water Heating Boiler (0.92 UEF) - Marine ¦ PG&E ¦ Marine | Com ¦ Condensing Eff. Gas Water Heating Boiler (0.92 UEF) - Marine | PG&E ¦ Marine | PG&E | All | Gas | Small/med. commercial HW boiler < 200 kBtu/hr, 0.92 UEF | Efficient | 2030 | Conventional | WaterHeat | Com - Health | Com | ROB and NEW | 0 | 1000 sqft2 of floor space | Cap-kBTUh | 20 | DEER:Indoor_CFL_Ltg | -0.10592 | -1.3559e-05 | -4.7288 | SWWH005-06 | 10.2 | 2022 | 0 | 4.67 | 2022 | 0 | 0 | SWWH005-06 | Gas Water Heating Boilers - Marine ¦ PG&E ¦ Marine | Gas Water Heating Boilers - Marine | 2.3999 | 1 | 0.35247 | CBSA 2014 | 11.1682 | 2012 | 0.6 | SWWH005-06
COM-WATERHEAT-21.4 | Com ¦ Condensing Eff. Gas Water Heating Boiler (0.92 UEF) - Marine ¦ PG&E ¦ Marine | Com ¦ Condensing Eff. Gas Water Heating Boiler (0.92 UEF) - Marine | PG&E ¦ Marine | PG&E | All | Gas | Small/med. commercial HW boiler < 200 kBtu/hr, 0.92 UEF | Efficient | 2030 | Conventional | WaterHeat | Com - Lodging | Com | ROB and NEW | 0 | 1000 sqft2 of floor space | Cap-kBTUh | 20 | DEER:Indoor_CFL_Ltg | -0.12487 | -1.6006e-05 | -5.5714 | SWWH005-06 | 10.2 | 2022 | 0 | 4.67 | 2022 | 0 | 0 | SWWH005-06 | Gas Water Heating Boilers - Marine ¦ PG&E ¦ Marine | Gas Water Heating Boilers - Marine | 14.3568 | 1 | 0.35247 | CBSA 2014 | 42.4394 | 2012 | 0.6 | SWWH005-06
COM-WATERHEAT-21.5 | Com ¦ Condensing Eff. Gas Water Heating Boiler (0.92 UEF) - Marine ¦ PG&E ¦ Marine | Com ¦ Condensing Eff. Gas Water Heating Boiler (0.92 UEF) - Marine | PG&E ¦ Marine | PG&E | All | Gas | Small/med. commercial HW boiler < 200 kBtu/hr, 0.92 UEF | Efficient | 2030 | Conventional | WaterHeat | Com - Office (Large) | Com | ROB and NEW | 0 | 1000 sqft2 of floor space | Cap-kBTUh | 20 | DEER:Indoor_CFL_Ltg | -0.0492 | -2.54e-06 | -2.21 | SWWH005-06 | 10.2 | 2022 | 0 | 4.67 | 2022 | 0 | 0 | SWWH005-06 | Gas Water Heating Boilers - Marine ¦ PG&E ¦ Marine | Gas Water Heating Boilers - Marine | 1.3124 | 1 | 0.35247 | CBSA 2014 | 7.6478 | 2012 | 0.6 | SWWH005-06
COM-WATERHEAT-21.7 | Com ¦ Condensing Eff. Gas Water Heating Boiler (0.92 UEF) - Marine ¦ PG&E ¦ Marine | Com ¦ Condensing Eff. Gas Water Heating Boiler (0.92 UEF) - Marine | PG&E ¦ Marine | PG&E | All | Gas | Small/med. commercial HW boiler < 200 kBtu/hr, 0.92 UEF | Efficient | 2030 | Conventional | WaterHeat | Com - Other | Com | ROB and NEW | 0 | 1000 sqft2 of floor space | Cap-kBTUh | 20 | DEER:Indoor_CFL_Ltg | -0.0706 | -1.12e-05 | -3.16 | SWWH005-06 | 10.2 | 2022 | 0 | 4.67 | 2022 | 0 | 0 | SWWH005-06 | Gas Water Heating Boilers - Marine ¦ PG&E ¦ Marine | Gas Water Heating Boilers - Marine | 0.79996 | 1 | 0.35247 | CBSA 2014 | 7.9013 | 2012 | 0.6 | SWWH005-06
COM-WATERHEAT-21.8 | Com ¦ Condensing Eff. Gas Water Heating Boiler (0.92 UEF) - Marine ¦ PG&E ¦ Marine | Com ¦ Condensing Eff. Gas Water Heating Boiler (0.92 UEF) - Marine | PG&E ¦ Marine | PG&E | All | Gas | Small/med. commercial HW boiler < 200 kBtu/hr, 0.92 UEF | Efficient | 2030 | Conventional | WaterHeat | Com - Refrig. Warehouse | Com | ROB and NEW | 0 | 1000 sqft2 of floor space | Cap-kBTUh | 20 | DEER:Indoor_CFL_Ltg | -0.11 | -9.53e-06 | -4.94 | SWWH005-06 | 10.2 | 2022 | 0 | 4.67 | 2022 | 0 | 0 | SWWH005-06 | Gas Water Heating Boilers - Marine ¦ PG&E ¦ Marine | Gas Water Heating Boilers - Marine | 0.075958 | 1 | 0.35247 | CBSA 2014 | 3.6193 | 2012 | 0.6 | SWWH005-06
COM-WATERHEAT-21.9 | Com ¦ Condensing Eff. Gas Water Heating Boiler (0.92 UEF) - Marine ¦ PG&E ¦ Marine | Com ¦ Condensing Eff. Gas Water Heating Boiler (0.92 UEF) - Marine | PG&E ¦ Marine | PG&E | All | Gas | Small/med. commercial HW boiler < 200 kBtu/hr, 0.92 UEF | Efficient | 2030 | Conventional | WaterHeat | Com - Restaurant | Com | ROB and NEW | 0 | 1000 sqft2 of floor space | Cap-kBTUh | 20 | DEER:Indoor_CFL_Ltg | -0.0502 | -9.9049e-06 | -2.245 | SWWH005-06 | 10.2 | 2022 | 0 | 4.67 | 2022 | 0 | 0 | SWWH005-06 | Gas Water Heating Boilers - Marine ¦ PG&E ¦ Marine | Gas Water Heating Boilers - Marine | 1.7816 | 1 | 0.35247 | CBSA 2014 | 0.57613 | 2012 | 0.6 | SWWH005-06
COM-WATERHEAT-21.11 | Com ¦ Condensing Eff. Gas Water Heating Boiler (0.92 UEF) - Marine ¦ PG&E ¦ Marine | Com ¦ Condensing Eff. Gas Water Heating Boiler (0.92 UEF) - Marine | PG&E ¦ Marine | PG&E | All | Gas | Small/med. commercial HW boiler < 200 kBtu/hr, 0.92 UEF | Efficient | 2030 | Conventional | WaterHeat | Com - School | Com | ROB and NEW | 0 | 1000 sqft2 of floor space | Cap-kBTUh | 20 | DEER:Indoor_CFL_Ltg | -0.0342 | 0 | -1.53 | SWWH005-06 | 10.2 | 2022 | 0 | 4.67 | 2022 | 0 | 0 | SWWH005-06 | Gas Water Heating Boilers - Marine ¦ PG&E ¦ Marine | Gas Water Heating Boilers - Marine | 2.028 | 1 | 0.35247 | CBSA 2014 | 1.2831 | 2012 | 0.6 | SWWH005-06
COM-WATERHEAT-21.12 | Com ¦ Condensing Eff. Gas Water Heating Boiler (0.92 UEF) - Marine ¦ PG&E ¦ Marine | Com ¦ Condensing Eff. Gas Water Heating Boiler (0.92 UEF) - Marine | PG&E ¦ Marine | PG&E | All | Gas | Small/med. commercial HW boiler < 200 kBtu/hr, 0.92 UEF | Efficient | 2030 | Conventional | WaterHeat | Com - Warehouse | Com | ROB and NEW | 0 | 1000 sqft2 of floor space | Cap-kBTUh | 20 | DEER:Indoor_CFL_Ltg | -0.0566 | -1.96e-06 | -2.53 | SWWH005-06 | 10.2 | 2022 | 0 | 4.67 | 2022 | 0 | 0 | SWWH005-06 | Gas Water Heating Boilers - Marine ¦ PG&E ¦ Marine | Gas Water Heating Boilers - Marine | 0.075958 | 1 | 0.35247 | CBSA 2014 | 19.3784 | 2012 | 0.6 | SWWH005-06
COM-WATERHEAT-21.13 | Com ¦ Condensing Eff. Gas Water Heating Boiler (0.92 UEF) - Hot-Dry ¦ PG&E ¦ Hot-Dry | Com ¦ Condensing Eff. Gas Water Heating Boiler (0.92 UEF) - Hot-Dry | PG&E ¦ Hot-Dry | PG&E | All | Gas | Small/med. commercial HW boiler < 200 kBtu/hr, 0.92 UEF | Efficient | 2030 | Conventional | WaterHeat | Com - College | Com | ROB and NEW | 0 | 1000 sqft2 of floor space | Cap-kBTUh | 20 | DEER:Indoor_CFL_Ltg | -0.052814 | -5.4992e-06 | -2.3629 | SWWH005-06 | 10.2 | 2022 | 0 | 4.67 | 2022 | 0 | 0 | SWWH005-06 | Gas Water Heating Boilers - Hot-Dry ¦ PG&E ¦ Hot-Dry | Gas Water Heating Boilers - Hot-Dry | 2.028 | 1 | 0.35247 | CBSA 2014 | 1.3657 | 2012 | 0.6 | SWWH005-06
COM-WATERHEAT-21.14 | Com ¦ Condensing Eff. Gas Water Heating Boiler (0.92 UEF) - Hot-Dry ¦ PG&E ¦ Hot-Dry | Com ¦ Condensing Eff. Gas Water Heating Boiler (0.92 UEF) - Hot-Dry | PG&E ¦ Hot-Dry | PG&E | All | Gas | Small/med. commercial HW boiler < 200 kBtu/hr, 0.92 UEF | Efficient | 2030 | Conventional | WaterHeat | Com - Grocery | Com | ROB and NEW | 0 | 1000 sqft2 of floor space | Cap-kBTUh | 20 | DEER:Indoor_CFL_Ltg | -0.0862 | -1.57e-05 | -3.86 | SWWH005-06 | 10.2 | 2022 | 0 | 4.67 | 2022 | 0 | 0 | SWWH005-06 | Gas Water Heating Boilers - Hot-Dry ¦ PG&E ¦ Hot-Dry | Gas Water Heating Boilers - Hot-Dry | 0.25893 | 1 | 0.35247 | CBSA 2014 | 8.1207 | 2012 | 0.6 | SWWH005-06
COM-WATERHEAT-21.15 | Com ¦ Condensing Eff. Gas Water Heating Boiler (0.92 UEF) - Hot-Dry ¦ PG&E ¦ Hot-Dry | Com ¦ Condensing Eff. Gas Water Heating Boiler (0.92 UEF) - Hot-Dry | PG&E ¦ Hot-Dry | PG&E | All | Gas | Small/med. commercial HW boiler < 200 kBtu/hr, 0.92 UEF | Efficient | 2030 | Conventional | WaterHeat | Com - Health | Com | ROB and NEW | 0 | 1000 sqft2 of floor space | Cap-kBTUh | 20 | DEER:Indoor_CFL_Ltg | -0.10092 | -1.2085e-05 | -4.4979 | SWWH005-06 | 10.2 | 2022 | 0 | 4.67 | 2022 | 0 | 0 | SWWH005-06 | Gas Water Heating Boilers - Hot-Dry ¦ PG&E ¦ Hot-Dry | Gas Water Heating Boilers - Hot-Dry | 2.3999 | 1 | 0.35247 | CBSA 2014 | 10.6228 | 2012 | 0.6 | SWWH005-06
COM-WATERHEAT-21.16 | Com ¦ Condensing Eff. Gas Water Heating Boiler (0.92 UEF) - Hot-Dry ¦ PG&E ¦ Hot-Dry | Com ¦ Condensing Eff. Gas Water Heating Boiler (0.92 UEF) - Hot-Dry | PG&E ¦ Hot-Dry | PG&E | All | Gas | Small/med. commercial HW boiler < 200 kBtu/hr, 0.92 UEF | Efficient | 2030 | Conventional | WaterHeat | Com - Lodging | Com | ROB and NEW | 0 | 1000 sqft2 of floor space | Cap-kBTUh | 20 | DEER:Indoor_CFL_Ltg | -0.11817 | -1.4353e-05 | -5.303 | SWWH005-06 | 10.2 | 2022 | 0 | 4.67 | 2022 | 0 | 0 | SWWH005-06 | Gas Water Heating Boilers - Hot-Dry ¦ PG&E ¦ Hot-Dry | Gas Water Heating Boilers - Hot-Dry | 14.3568 | 1 | 0.35247 | CBSA 2014 | 40.3948 | 2012 | 0.6 | SWWH005-06
COM-WATERHEAT-21.17 | Com ¦ Condensing Eff. Gas Water Heating Boiler (0.92 UEF) - Hot-Dry ¦ PG&E ¦ Hot-Dry | Com ¦ Condensing Eff. Gas Water Heating Boiler (0.92 UEF) - Hot-Dry | PG&E ¦ Hot-Dry | PG&E | All | Gas | Small/med. commercial HW boiler < 200 kBtu/hr, 0.92 UEF | Efficient | 2030 | Conventional | WaterHeat | Com - Office (Large) | Com | ROB and NEW | 0 | 1000 sqft2 of floor space | Cap-kBTUh | 20 | DEER:Indoor_CFL_Ltg | -0.0468 | -2.27e-06 | -2.09 | SWWH005-06 | 10.2 | 2022 | 0 | 4.67 | 2022 | 0 | 0 | SWWH005-06 | Gas Water Heating Boilers - Hot-Dry ¦ PG&E ¦ Hot-Dry | Gas Water Heating Boilers - Hot-Dry | 1.3124 | 1 | 0.35247 | CBSA 2014 | 7.2325 | 2012 | 0.6 | SWWH005-06
COM-WATERHEAT-21.19 | Com ¦ Condensing Eff. Gas Water Heating Boiler (0.92 UEF) - Hot-Dry ¦ PG&E ¦ Hot-Dry | Com ¦ Condensing Eff. Gas Water Heating Boiler (0.92 UEF) - Hot-Dry | PG&E ¦ Hot-Dry | PG&E | All | Gas | Small/med. commercial HW boiler < 200 kBtu/hr, 0.92 UEF | Efficient | 2030 | Conventional | WaterHeat | Com - Other | Com | ROB and NEW | 0 | 1000 sqft2 of floor space | Cap-kBTUh | 20 | DEER:Indoor_CFL_Ltg | -0.0671 | -9.98e-06 | -3 | SWWH005-06 | 10.2 | 2022 | 0 | 4.67 | 2022 | 0 | 0 | SWWH005-06 | Gas Water Heating Boilers - Hot-Dry ¦ PG&E ¦ Hot-Dry | Gas Water Heating Boilers - Hot-Dry | 0.79996 | 1 | 0.35247 | CBSA 2014 | 7.5012 | 2012 | 0.6 | SWWH005-06
COM-WATERHEAT-21.20 | Com ¦ Condensing Eff. Gas Water Heating Boiler (0.92 UEF) - Hot-Dry ¦ PG&E ¦ Hot-Dry | Com ¦ Condensing Eff. Gas Water Heating Boiler (0.92 UEF) - Hot-Dry | PG&E ¦ Hot-Dry | PG&E | All | Gas | Small/med. commercial HW boiler < 200 kBtu/hr, 0.92 UEF | Efficient | 2030 | Conventional | WaterHeat | Com - Refrig. Warehouse | Com | ROB and NEW | 0 | 1000 sqft2 of floor space | Cap-kBTUh | 20 | DEER:Indoor_CFL_Ltg | -0.105 | -8.51e-06 | -4.69 | SWWH005-06 | 10.2 | 2022 | 0 | 4.67 | 2022 | 0 | 0 | SWWH005-06 | Gas Water Heating Boilers - Hot-Dry ¦ PG&E ¦ Hot-Dry | Gas Water Heating Boilers - Hot-Dry | 0.075958 | 1 | 0.35247 | CBSA 2014 | 3.4361 | 2012 | 0.6 | SWWH005-06
COM-WATERHEAT-21.21 | Com ¦ Condensing Eff. Gas Water Heating Boiler (0.92 UEF) - Hot-Dry ¦ PG&E ¦ Hot-Dry | Com ¦ Condensing Eff. Gas Water Heating Boiler (0.92 UEF) - Hot-Dry | PG&E ¦ Hot-Dry | PG&E | All | Gas | Small/med. commercial HW boiler < 200 kBtu/hr, 0.92 UEF | Efficient | 2030 | Conventional | WaterHeat | Com - Restaurant | Com | ROB and NEW | 0 | 1000 sqft2 of floor space | Cap-kBTUh | 20 | DEER:Indoor_CFL_Ltg | -0.04775 | -8.7849e-06 | -2.1375 | SWWH005-06 | 10.2 | 2022 | 0 | 4.67 | 2022 | 0 | 0 | SWWH005-06 | Gas Water Heating Boilers - Hot-Dry ¦ PG&E ¦ Hot-Dry | Gas Water Heating Boilers - Hot-Dry | 1.7816 | 1 | 0.35247 | CBSA 2014 | 0.54854 | 2012 | 0.6 | SWWH005-06
COM-WATERHEAT-21.23 | Com ¦ Condensing Eff. Gas Water Heating Boiler (0.92 UEF) - Hot-Dry ¦ PG&E ¦ Hot-Dry | Com ¦ Condensing Eff. Gas Water Heating Boiler (0.92 UEF) - Hot-Dry | PG&E ¦ Hot-Dry | PG&E | All | Gas | Small/med. commercial HW boiler < 200 kBtu/hr, 0.92 UEF | Efficient | 2030 | Conventional | WaterHeat | Com - School | Com | ROB and NEW | 0 | 1000 sqft2 of floor space | Cap-kBTUh | 20 | DEER:Indoor_CFL_Ltg | -0.0328 | 0 | -1.47 | SWWH005-06 | 10.2 | 2022 | 0 | 4.67 | 2022 | 0 | 0 | SWWH005-06 | Gas Water Heating Boilers - Hot-Dry ¦ PG&E ¦ Hot-Dry | Gas Water Heating Boilers - Hot-Dry | 2.028 | 1 | 0.35247 | CBSA 2014 | 1.2328 | 2012 | 0.6 | SWWH005-06
COM-WATERHEAT-21.24 | Com ¦ Condensing Eff. Gas Water Heating Boiler (0.92 UEF) - Hot-Dry ¦ PG&E ¦ Hot-Dry | Com ¦ Condensing Eff. Gas Water Heating Boiler (0.92 UEF) - Hot-Dry | PG&E ¦ Hot-Dry | PG&E | All | Gas | Small/med. commercial HW boiler < 200 kBtu/hr, 0.92 UEF | Efficient | 2030 | Conventional | WaterHeat | Com - Warehouse | Com | ROB and NEW | 0 | 1000 sqft2 of floor space | Cap-kBTUh | 20 | DEER:Indoor_CFL_Ltg | -0.0539 | -1.75e-06 | -2.41 | SWWH005-06 | 10.2 | 2022 | 0 | 4.67 | 2022 | 0 | 0 | SWWH005-06 | Gas Water Heating Boilers - Hot-Dry ¦ PG&E ¦ Hot-Dry | Gas Water Heating Boilers - Hot-Dry | 0.075958 | 1 | 0.35247 | CBSA 2014 | 18.4593 | 2012 | 0.6 | SWWH005-06
COM-WATERHEAT-21.25 | Com ¦ Condensing Eff. Gas Water Heating Boiler (0.92 UEF) - Cold ¦ PG&E ¦ Cold | Com ¦ Condensing Eff. Gas Water Heating Boiler (0.92 UEF) - Cold | PG&E ¦ Cold | PG&E | All | Gas | Small/med. commercial HW boiler < 200 kBtu/hr, 0.92 UEF | Efficient | 2030 | Conventional | WaterHeat | Com - College | Com | ROB and NEW | 0 | 1000 sqft2 of floor space | Cap-kBTUh | 20 | DEER:Indoor_CFL_Ltg | -0.059322 | -6.2317e-06 | -2.6507 | SWWH005-06 | 10.2 | 2022 | 0 | 4.67 | 2022 | 0 | 0 | SWWH005-06 | Gas Water Heating Boilers - Cold ¦ PG&E ¦ Cold | Gas Water Heating Boilers - Cold | 2.028 | 1 | 0.35247 | CBSA 2014 | 1.532 | 2012 | 0.6 | SWWH005-06
COM-WATERHEAT-21.26 | Com ¦ Condensing Eff. Gas Water Heating Boiler (0.92 UEF) - Cold ¦ PG&E ¦ Cold | Com ¦ Condensing Eff. Gas Water Heating Boiler (0.92 UEF) - Cold | PG&E ¦ Cold | PG&E | All | Gas | Small/med. commercial HW boiler < 200 kBtu/hr, 0.92 UEF | Efficient | 2030 | Conventional | WaterHeat | Com - Grocery | Com | ROB and NEW | 0 | 1000 sqft2 of floor space | Cap-kBTUh | 20 | DEER:Indoor_CFL_Ltg | -0.097 | -1.79e-05 | -4.33 | SWWH005-06 | 10.2 | 2022 | 0 | 4.67 | 2022 | 0 | 0 | SWWH005-06 | Gas Water Heating Boilers - Cold ¦ PG&E ¦ Cold | Gas Water Heating Boilers - Cold | 0.25893 | 1 | 0.35247 | CBSA 2014 | 9.1095 | 2012 | 0.6 | SWWH005-06
COM-WATERHEAT-21.27 | Com ¦ Condensing Eff. Gas Water Heating Boiler (0.92 UEF) - Cold ¦ PG&E ¦ Cold | Com ¦ Condensing Eff. Gas Water Heating Boiler (0.92 UEF) - Cold | PG&E ¦ Cold | PG&E | All | Gas | Small/med. commercial HW boiler < 200 kBtu/hr, 0.92 UEF | Efficient | 2030 | Conventional | WaterHeat | Com - Health | Com | ROB and NEW | 0 | 1000 sqft2 of floor space | Cap-kBTUh | 20 | DEER:Indoor_CFL_Ltg | -0.11301 | -1.3709e-05 | -5.0552 | SWWH005-06 | 10.2 | 2022 | 0 | 4.67 | 2022 | 0 | 0 | SWWH005-06 | Gas Water Heating Boilers - Cold ¦ PG&E ¦ Cold | Gas Water Heating Boilers - Cold | 2.3999 | 1 | 0.35247 | CBSA 2014 | 11.9391 | 2012 | 0.6 | SWWH005-06
COM-WATERHEAT-21.28 | Com ¦ Condensing Eff. Gas Water Heating Boiler (0.92 UEF) - Cold ¦ PG&E ¦ Cold | Com ¦ Condensing Eff. Gas Water Heating Boiler (0.92 UEF) - Cold | PG&E ¦ Cold | PG&E | All | Gas | Small/med. commercial HW boiler < 200 kBtu/hr, 0.92 UEF | Efficient | 2030 | Conventional | WaterHeat | Com - Lodging | Com | ROB and NEW | 0 | 1000 sqft2 of floor space | Cap-kBTUh | 20 | DEER:Indoor_CFL_Ltg | -0.13259 | -1.6206e-05 | -5.946 | SWWH005-06 | 10.2 | 2022 | 0 | 4.67 | 2022 | 0 | 0 | SWWH005-06 | Gas Water Heating Boilers - Cold ¦ PG&E ¦ Cold | Gas Water Heating Boilers - Cold | 14.3568 | 1 | 0.35247 | CBSA 2014 | 45.2925 | 2012 | 0.6 | SWWH005-06
COM-WATERHEAT-21.29 | Com ¦ Condensing Eff. Gas Water Heating Boiler (0.92 UEF) - Cold ¦ PG&E ¦ Cold | Com ¦ Condensing Eff. Gas Water Heating Boiler (0.92 UEF) - Cold | PG&E ¦ Cold | PG&E | All | Gas | Small/med. commercial HW boiler < 200 kBtu/hr, 0.92 UEF | Efficient | 2030 | Conventional | WaterHeat | Com - Office (Large) | Com | ROB and NEW | 0 | 1000 sqft2 of floor space | Cap-kBTUh | 20 | DEER:Indoor_CFL_Ltg | -0.0526 | -2.57e-06 | -2.35 | SWWH005-06 | 10.2 | 2022 | 0 | 4.67 | 2022 | 0 | 0 | SWWH005-06 | Gas Water Heating Boilers - Cold ¦ PG&E ¦ Cold | Gas Water Heating Boilers - Cold | 1.3124 | 1 | 0.35247 | CBSA 2014 | 8.1322 | 2012 | 0.6 | SWWH005-06
COM-WATERHEAT-21.31 | Com ¦ Condensing Eff. Gas Water Heating Boiler (0.92 UEF) - Cold ¦ PG&E ¦ Cold | Com ¦ Condensing Eff. Gas Water Heating Boiler (0.92 UEF) - Cold | PG&E ¦ Cold | PG&E | All | Gas | Small/med. commercial HW boiler < 200 kBtu/hr, 0.92 UEF | Efficient | 2030 | Conventional | WaterHeat | Com - Other | Com | ROB and NEW | 0 | 1000 sqft2 of floor space | Cap-kBTUh | 20 | DEER:Indoor_CFL_Ltg | -0.0754 | -1.13e-05 | -3.37 | SWWH005-06 | 10.2 | 2022 | 0 | 4.67 | 2022 | 0 | 0 | SWWH005-06 | Gas Water Heating Boilers - Cold ¦ PG&E ¦ Cold | Gas Water Heating Boilers - Cold | 0.79996 | 1 | 0.35247 | CBSA 2014 | 8.4264 | 2012 | 0.6 | SWWH005-06
COM-WATERHEAT-21.32 | Com ¦ Condensing Eff. Gas Water Heating Boiler (0.92 UEF) - Cold ¦ PG&E ¦ Cold | Com ¦ Condensing Eff. Gas Water Heating Boiler (0.92 UEF) - Cold | PG&E ¦ Cold | PG&E | All | Gas | Small/med. commercial HW boiler < 200 kBtu/hr, 0.92 UEF | Efficient | 2030 | Conventional | WaterHeat | Com - Refrig. Warehouse | Com | ROB and NEW | 0 | 1000 sqft2 of floor space | Cap-kBTUh | 20 | DEER:Indoor_CFL_Ltg | -0.118 | -9.6e-06 | -5.28 | SWWH005-06 | 10.2 | 2022 | 0 | 4.67 | 2022 | 0 | 0 | SWWH005-06 | Gas Water Heating Boilers - Cold ¦ PG&E ¦ Cold | Gas Water Heating Boilers - Cold | 0.075958 | 1 | 0.35247 | CBSA 2014 | 3.8684 | 2012 | 0.6 | SWWH005-06
COM-WATERHEAT-21.33 | Com ¦ Condensing Eff. Gas Water Heating Boiler (0.92 UEF) - Cold ¦ PG&E ¦ Cold | Com ¦ Condensing Eff. Gas Water Heating Boiler (0.92 UEF) - Cold | PG&E ¦ Cold | PG&E | All | Gas | Small/med. commercial HW boiler < 200 kBtu/hr, 0.92 UEF | Efficient | 2030 | Conventional | WaterHeat | Com - Restaurant | Com | ROB and NEW | 0 | 1000 sqft2 of floor space | Cap-kBTUh | 20 | DEER:Indoor_CFL_Ltg | -0.053575 | -1.0002e-05 | -2.4 | SWWH005-06 | 10.2 | 2022 | 0 | 4.67 | 2022 | 0 | 0 | SWWH005-06 | Gas Water Heating Boilers - Cold ¦ PG&E ¦ Cold | Gas Water Heating Boilers - Cold | 1.7816 | 1 | 0.35247 | CBSA 2014 | 0.61591 | 2012 | 0.6 | SWWH005-06
COM-WATERHEAT-21.35 | Com ¦ Condensing Eff. Gas Water Heating Boiler (0.92 UEF) - Cold ¦ PG&E ¦ Cold | Com ¦ Condensing Eff. Gas Water Heating Boiler (0.92 UEF) - Cold | PG&E ¦ Cold | PG&E | All | Gas | Small/med. commercial HW boiler < 200 kBtu/hr, 0.92 UEF | Efficient | 2030 | Conventional | WaterHeat | Com - School | Com | ROB and NEW | 0 | 1000 sqft2 of floor space | Cap-kBTUh | 20 | DEER:Indoor_CFL_Ltg | -0.0369 | 0 | -1.65 | SWWH005-06 | 10.2 | 2022 | 0 | 4.67 | 2022 | 0 | 0 | SWWH005-06 | Gas Water Heating Boilers - Cold ¦ PG&E ¦ Cold | Gas Water Heating Boilers - Cold | 2.028 | 1 | 0.35247 | CBSA 2014 | 1.3837 | 2012 | 0.6 | SWWH005-06
COM-WATERHEAT-21.36 | Com ¦ Condensing Eff. Gas Water Heating Boiler (0.92 UEF) - Cold ¦ PG&E ¦ Cold | Com ¦ Condensing Eff. Gas Water Heating Boiler (0.92 UEF) - Cold | PG&E ¦ Cold | PG&E | All | Gas | Small/med. commercial HW boiler < 200 kBtu/hr, 0.92 UEF | Efficient | 2030 | Conventional | WaterHeat | Com - Warehouse | Com | ROB and NEW | 0 | 1000 sqft2 of floor space | Cap-kBTUh | 20 | DEER:Indoor_CFL_Ltg | -0.0605 | -1.98e-06 | -2.71 | SWWH005-06 | 10.2 | 2022 | 0 | 4.67 | 2022 | 0 | 0 | SWWH005-06 | Gas Water Heating Boilers - Cold ¦ PG&E ¦ Cold | Gas Water Heating Boilers - Cold | 0.075958 | 1 | 0.35247 | CBSA 2014 | 20.7571 | 2012 | 0.6 | SWWH005-06
COM-WATERHEAT-21.37 | Com ¦ Condensing Eff. Gas Water Heating Boiler (0.92 UEF) - Marine ¦ SCG ¦ Marine | Com ¦ Condensing Eff. Gas Water Heating Boiler (0.92 UEF) - Marine | SCG ¦ Marine | SCG | All | Gas | Small/med. commercial HW boiler < 200 kBtu/hr, 0.92 UEF | Efficient | 2030 | Conventional | WaterHeat | Com - College | Com | ROB and NEW | 0 | 1000 sqft2 of floor space | Cap-kBTUh | 20 | DEER:Indoor_CFL_Ltg | -0.051087 | -1.3017e-05 | -2.2853 | SWWH005-06 | 10.2 | 2022 | 0 | 4.67 | 2022 | 0 | 0 | SWWH005-06 | Gas Water Heating Boilers - Marine ¦ SCG ¦ Marine | Gas Water Heating Boilers - Marine | 2.028 | 1 | 0.35247 | CBSA 2014 | 1.3209 | 2012 | 0.6 | SWWH005-06
COM-WATERHEAT-21.38 | Com ¦ Condensing Eff. Gas Water Heating Boiler (0.92 UEF) - Marine ¦ SCG ¦ Marine | Com ¦ Condensing Eff. Gas Water Heating Boiler (0.92 UEF) - Marine | SCG ¦ Marine | SCG | All | Gas | Small/med. commercial HW boiler < 200 kBtu/hr, 0.92 UEF | Efficient | 2030 | Conventional | WaterHeat | Com - Grocery | Com | ROB and NEW | 0 | 1000 sqft2 of floor space | Cap-kBTUh | 20 | DEER:Indoor_CFL_Ltg | -0.0835 | -1.57e-05 | -3.73 | SWWH005-06 | 10.2 | 2022 | 0 | 4.67 | 2022 | 0 | 0 | SWWH005-06 | Gas Water Heating Boilers - Marine ¦ SCG ¦ Marine | Gas Water Heating Boilers - Marine | 0.25893 | 1 | 0.35247 | CBSA 2014 | 7.8472 | 2012 | 0.6 | SWWH005-06
COM-WATERHEAT-21.39 | Com ¦ Condensing Eff. Gas Water Heating Boiler (0.92 UEF) - Marine ¦ SCG ¦ Marine | Com ¦ Condensing Eff. Gas Water Heating Boiler (0.92 UEF) - Marine | SCG ¦ Marine | SCG | All | Gas | Small/med. commercial HW boiler < 200 kBtu/hr, 0.92 UEF | Efficient | 2030 | Conventional | WaterHeat | Com - Health | Com | ROB and NEW | 0 | 1000 sqft2 of floor space | Cap-kBTUh | 20 | DEER:Indoor_CFL_Ltg | -0.097924 | -1.2149e-05 | -4.367 | SWWH005-06 | 10.2 | 2022 | 0 | 4.67 | 2022 | 0 | 0 | SWWH005-06 | Gas Water Heating Boilers - Marine ¦ SCG ¦ Marine | Gas Water Heating Boilers - Marine | 2.3999 | 1 | 0.35247 | CBSA 2014 | 10.3136 | 2012 | 0.6 | SWWH005-06
COM-WATERHEAT-21.40 | Com ¦ Condensing Eff. Gas Water Heating Boiler (0.92 UEF) - Marine ¦ SCG ¦ Marine | Com ¦ Condensing Eff. Gas Water Heating Boiler (0.92 UEF) - Marine | SCG ¦ Marine | SCG | All | Gas | Small/med. commercial HW boiler < 200 kBtu/hr, 0.92 UEF | Efficient | 2030 | Conventional | WaterHeat | Com - Lodging | Com | ROB and NEW | 0 | 1000 sqft2 of floor space | Cap-kBTUh | 20 | DEER:Indoor_CFL_Ltg | -0.11434 | -1.4353e-05 | -5.1392 | SWWH005-06 | 10.2 | 2022 | 0 | 4.67 | 2022 | 0 | 0 | SWWH005-06 | Gas Water Heating Boilers - Marine ¦ SCG ¦ Marine | Gas Water Heating Boilers - Marine | 14.3568 | 1 | 0.35247 | CBSA 2014 | 39.1469 | 2012 | 0.6 | SWWH005-06
COM-WATERHEAT-21.41 | Com ¦ Condensing Eff. Gas Water Heating Boiler (0.92 UEF) - Marine ¦ SCG ¦ Marine | Com ¦ Condensing Eff. Gas Water Heating Boiler (0.92 UEF) - Marine | SCG ¦ Marine | SCG | All | Gas | Small/med. commercial HW boiler < 200 kBtu/hr, 0.92 UEF | Efficient | 2030 | Conventional | WaterHeat | Com - Office (Large) | Com | ROB and NEW | 0 | 1000 sqft2 of floor space | Cap-kBTUh | 20 | DEER:Indoor_CFL_Ltg | -0.0454 | -2.28e-06 | -2.04 | SWWH005-06 | 10.2 | 2022 | 0 | 4.67 | 2022 | 0 | 0 | SWWH005-06 | Gas Water Heating Boilers - Marine ¦ SCG ¦ Marine | Gas Water Heating Boilers - Marine | 1.3124 | 1 | 0.35247 | CBSA 2014 | 7.0595 | 2012 | 0.6 | SWWH005-06
COM-WATERHEAT-21.43 | Com ¦ Condensing Eff. Gas Water Heating Boiler (0.92 UEF) - Marine ¦ SCG ¦ Marine | Com ¦ Condensing Eff. Gas Water Heating Boiler (0.92 UEF) - Marine | SCG ¦ Marine | SCG | All | Gas | Small/med. commercial HW boiler < 200 kBtu/hr, 0.92 UEF | Efficient | 2030 | Conventional | WaterHeat | Com - Other | Com | ROB and NEW | 0 | 1000 sqft2 of floor space | Cap-kBTUh | 20 | DEER:Indoor_CFL_Ltg | -0.065 | -9.98e-06 | -2.91 | SWWH005-06 | 10.2 | 2022 | 0 | 4.67 | 2022 | 0 | 0 | SWWH005-06 | Gas Water Heating Boilers - Marine ¦ SCG ¦ Marine | Gas Water Heating Boilers - Marine | 0.79996 | 1 | 0.35247 | CBSA 2014 | 7.2762 | 2012 | 0.6 | SWWH005-06
COM-WATERHEAT-21.44 | Com ¦ Condensing Eff. Gas Water Heating Boiler (0.92 UEF) - Marine ¦ SCG ¦ Marine | Com ¦ Condensing Eff. Gas Water Heating Boiler (0.92 UEF) - Marine | SCG ¦ Marine | SCG | All | Gas | Small/med. commercial HW boiler < 200 kBtu/hr, 0.92 UEF | Efficient | 2030 | Conventional | WaterHeat | Com - Refrig. Warehouse | Com | ROB and NEW | 0 | 1000 sqft2 of floor space | Cap-kBTUh | 20 | DEER:Indoor_CFL_Ltg | -0.102 | -8.52e-06 | -4.55 | SWWH005-06 | 10.2 | 2022 | 0 | 4.67 | 2022 | 0 | 0 | SWWH005-06 | Gas Water Heating Boilers - Marine ¦ SCG ¦ Marine | Gas Water Heating Boilers - Marine | 0.075958 | 1 | 0.35247 | CBSA 2014 | 3.3336 | 2012 | 0.6 | SWWH005-06
COM-WATERHEAT-21.45 | Com ¦ Condensing Eff. Gas Water Heating Boiler (0.92 UEF) - Marine ¦ SCG ¦ Marine | Com ¦ Condensing Eff. Gas Water Heating Boiler (0.92 UEF) - Marine | SCG ¦ Marine | SCG | All | Gas | Small/med. commercial HW boiler < 200 kBtu/hr, 0.92 UEF | Efficient | 2030 | Conventional | WaterHeat | Com - Restaurant | Com | ROB and NEW | 0 | 1000 sqft2 of floor space | Cap-kBTUh | 20 | DEER:Indoor_CFL_Ltg | -0.0462 | -8.8124e-06 | -2.0675 | SWWH005-06 | 10.2 | 2022 | 0 | 4.67 | 2022 | 0 | 0 | SWWH005-06 | Gas Water Heating Boilers - Marine ¦ SCG ¦ Marine | Gas Water Heating Boilers - Marine | 1.7816 | 1 | 0.35247 | CBSA 2014 | 0.53058 | 2012 | 0.6 | SWWH005-06
COM-WATERHEAT-21.47 | Com ¦ Condensing Eff. Gas Water Heating Boiler (0.92 UEF) - Marine ¦ SCG ¦ Marine | Com ¦ Condensing Eff. Gas Water Heating Boiler (0.92 UEF) - Marine | SCG ¦ Marine | SCG | All | Gas | Small/med. commercial HW boiler < 200 kBtu/hr, 0.92 UEF | Efficient | 2030 | Conventional | WaterHeat | Com - School | Com | ROB and NEW | 0 | 1000 sqft2 of floor space | Cap-kBTUh | 20 | DEER:Indoor_CFL_Ltg | -0.0316 | -2.1e-06 | -1.41 | SWWH005-06 | 10.2 | 2022 | 0 | 4.67 | 2022 | 0 | 0 | SWWH005-06 | Gas Water Heating Boilers - Marine ¦ SCG ¦ Marine | Gas Water Heating Boilers - Marine | 2.028 | 1 | 0.35247 | CBSA 2014 | 1.1825 | 2012 | 0.6 | SWWH005-06
COM-WATERHEAT-21.48 | Com ¦ Condensing Eff. Gas Water Heating Boiler (0.92 UEF) - Marine ¦ SCG ¦ Marine | Com ¦ Condensing Eff. Gas Water Heating Boiler (0.92 UEF) - Marine | SCG ¦ Marine | SCG | All | Gas | Small/med. commercial HW boiler < 200 kBtu/hr, 0.92 UEF | Efficient | 2030 | Conventional | WaterHeat | Com - Warehouse | Com | ROB and NEW | 0 | 1000 sqft2 of floor space | Cap-kBTUh | 20 | DEER:Indoor_CFL_Ltg | -0.0522 | -1.75e-06 | -2.33 | SWWH005-06 | 10.2 | 2022 | 0 | 4.67 | 2022 | 0 | 0 | SWWH005-06 | Gas Water Heating Boilers - Marine ¦ SCG ¦ Marine | Gas Water Heating Boilers - Marine | 0.075958 | 1 | 0.35247 | CBSA 2014 | 17.8466 | 2012 | 0.6 | SWWH005-06
COM-WATERHEAT-21.49 | Com ¦ Condensing Eff. Gas Water Heating Boiler (0.92 UEF) - Hot-Dry ¦ SCG ¦ Hot-Dry | Com ¦ Condensing Eff. Gas Water Heating Boiler (0.92 UEF) - Hot-Dry | SCG ¦ Hot-Dry | SCG | All | Gas | Small/med. commercial HW boiler < 200 kBtu/hr, 0.92 UEF | Efficient | 2030 | Conventional | WaterHeat | Com - College | Com | ROB and NEW | 0 | 1000 sqft2 of floor space | Cap-kBTUh | 20 | DEER:Indoor_CFL_Ltg | -0.050036 | -1.2292e-05 | -2.2377 | SWWH005-06 | 10.2 | 2022 | 0 | 4.67 | 2022 | 0 | 0 | SWWH005-06 | Gas Water Heating Boilers - Hot-Dry ¦ SCG ¦ Hot-Dry | Gas Water Heating Boilers - Hot-Dry | 2.028 | 1 | 0.35247 | CBSA 2014 | 1.2934 | 2012 | 0.6 | SWWH005-06
COM-WATERHEAT-21.50 | Com ¦ Condensing Eff. Gas Water Heating Boiler (0.92 UEF) - Hot-Dry ¦ SCG ¦ Hot-Dry | Com ¦ Condensing Eff. Gas Water Heating Boiler (0.92 UEF) - Hot-Dry | SCG ¦ Hot-Dry | SCG | All | Gas | Small/med. commercial HW boiler < 200 kBtu/hr, 0.92 UEF | Efficient | 2030 | Conventional | WaterHeat | Com - Grocery | Com | ROB and NEW | 0 | 1000 sqft2 of floor space | Cap-kBTUh | 20 | DEER:Indoor_CFL_Ltg | -0.0819 | -1.5e-05 | -3.66 | SWWH005-06 | 10.2 | 2022 | 0 | 4.67 | 2022 | 0 | 0 | SWWH005-06 | Gas Water Heating Boilers - Hot-Dry ¦ SCG ¦ Hot-Dry | Gas Water Heating Boilers - Hot-Dry | 0.25893 | 1 | 0.35247 | CBSA 2014 | 7.6999 | 2012 | 0.6 | SWWH005-06
COM-WATERHEAT-21.51 | Com ¦ Condensing Eff. Gas Water Heating Boiler (0.92 UEF) - Hot-Dry ¦ SCG ¦ Hot-Dry | Com ¦ Condensing Eff. Gas Water Heating Boiler (0.92 UEF) - Hot-Dry | SCG ¦ Hot-Dry | SCG | All | Gas | Small/med. commercial HW boiler < 200 kBtu/hr, 0.92 UEF | Efficient | 2030 | Conventional | WaterHeat | Com - Health | Com | ROB and NEW | 0 | 1000 sqft2 of floor space | Cap-kBTUh | 20 | DEER:Indoor_CFL_Ltg | -0.095358 | -1.1507e-05 | -4.2715 | SWWH005-06 | 10.2 | 2022 | 0 | 4.67 | 2022 | 0 | 0 | SWWH005-06 | Gas Water Heating Boilers - Hot-Dry ¦ SCG ¦ Hot-Dry | Gas Water Heating Boilers - Hot-Dry | 2.3999 | 1 | 0.35247 | CBSA 2014 | 10.0881 | 2012 | 0.6 | SWWH005-06
COM-WATERHEAT-21.52 | Com ¦ Condensing Eff. Gas Water Heating Boiler (0.92 UEF) - Hot-Dry ¦ SCG ¦ Hot-Dry | Com ¦ Condensing Eff. Gas Water Heating Boiler (0.92 UEF) - Hot-Dry | SCG ¦ Hot-Dry | SCG | All | Gas | Small/med. commercial HW boiler < 200 kBtu/hr, 0.92 UEF | Efficient | 2030 | Conventional | WaterHeat | Com - Lodging | Com | ROB and NEW | 0 | 1000 sqft2 of floor space | Cap-kBTUh | 20 | DEER:Indoor_CFL_Ltg | -0.1124 | -1.3568e-05 | -5.0331 | SWWH005-06 | 10.2 | 2022 | 0 | 4.67 | 2022 | 0 | 0 | SWWH005-06 | Gas Water Heating Boilers - Hot-Dry ¦ SCG ¦ Hot-Dry | Gas Water Heating Boilers - Hot-Dry | 14.3568 | 1 | 0.35247 | CBSA 2014 | 38.3384 | 2012 | 0.6 | SWWH005-06
COM-WATERHEAT-21.53 | Com ¦ Condensing Eff. Gas Water Heating Boiler (0.92 UEF) - Hot-Dry ¦ SCG ¦ Hot-Dry | Com ¦ Condensing Eff. Gas Water Heating Boiler (0.92 UEF) - Hot-Dry | SCG ¦ Hot-Dry | SCG | All | Gas | Small/med. commercial HW boiler < 200 kBtu/hr, 0.92 UEF | Efficient | 2030 | Conventional | WaterHeat | Com - Office (Large) | Com | ROB and NEW | 0 | 1000 sqft2 of floor space | Cap-kBTUh | 20 | DEER:Indoor_CFL_Ltg | -0.0445 | -2.16e-06 | -1.99 | SWWH005-06 | 10.2 | 2022 | 0 | 4.67 | 2022 | 0 | 0 | SWWH005-06 | Gas Water Heating Boilers - Hot-Dry ¦ SCG ¦ Hot-Dry | Gas Water Heating Boilers - Hot-Dry | 1.3124 | 1 | 0.35247 | CBSA 2014 | 6.8864 | 2012 | 0.6 | SWWH005-06
COM-WATERHEAT-21.55 | Com ¦ Condensing Eff. Gas Water Heating Boiler (0.92 UEF) - Hot-Dry ¦ SCG ¦ Hot-Dry | Com ¦ Condensing Eff. Gas Water Heating Boiler (0.92 UEF) - Hot-Dry | SCG ¦ Hot-Dry | SCG | All | Gas | Small/med. commercial HW boiler < 200 kBtu/hr, 0.92 UEF | Efficient | 2030 | Conventional | WaterHeat | Com - Other | Com | ROB and NEW | 0 | 1000 sqft2 of floor space | Cap-kBTUh | 20 | DEER:Indoor_CFL_Ltg | -0.0637 | -9.49e-06 | -2.85 | SWWH005-06 | 10.2 | 2022 | 0 | 4.67 | 2022 | 0 | 0 | SWWH005-06 | Gas Water Heating Boilers - Hot-Dry ¦ SCG ¦ Hot-Dry | Gas Water Heating Boilers - Hot-Dry | 0.79996 | 1 | 0.35247 | CBSA 2014 | 7.1262 | 2012 | 0.6 | SWWH005-06
COM-WATERHEAT-21.56 | Com ¦ Condensing Eff. Gas Water Heating Boiler (0.92 UEF) - Hot-Dry ¦ SCG ¦ Hot-Dry | Com ¦ Condensing Eff. Gas Water Heating Boiler (0.92 UEF) - Hot-Dry | SCG ¦ Hot-Dry | SCG | All | Gas | Small/med. commercial HW boiler < 200 kBtu/hr, 0.92 UEF | Efficient | 2030 | Conventional | WaterHeat | Com - Refrig. Warehouse | Com | ROB and NEW | 0 | 1000 sqft2 of floor space | Cap-kBTUh | 20 | DEER:Indoor_CFL_Ltg | -0.0998 | -8.08e-06 | -4.46 | SWWH005-06 | 10.2 | 2022 | 0 | 4.67 | 2022 | 0 | 0 | SWWH005-06 | Gas Water Heating Boilers - Hot-Dry ¦ SCG ¦ Hot-Dry | Gas Water Heating Boilers - Hot-Dry | 0.075958 | 1 | 0.35247 | CBSA 2014 | 3.2676 | 2012 | 0.6 | SWWH005-06
COM-WATERHEAT-21.57 | Com ¦ Condensing Eff. Gas Water Heating Boiler (0.92 UEF) - Hot-Dry ¦ SCG ¦ Hot-Dry | Com ¦ Condensing Eff. Gas Water Heating Boiler (0.92 UEF) - Hot-Dry | SCG ¦ Hot-Dry | SCG | All | Gas | Small/med. commercial HW boiler < 200 kBtu/hr, 0.92 UEF | Efficient | 2030 | Conventional | WaterHeat | Com - Restaurant | Com | ROB and NEW | 0 | 1000 sqft2 of floor space | Cap-kBTUh | 20 | DEER:Indoor_CFL_Ltg | -0.045375 | -8.3549e-06 | -2.0275 | SWWH005-06 | 10.2 | 2022 | 0 | 4.67 | 2022 | 0 | 0 | SWWH005-06 | Gas Water Heating Boilers - Hot-Dry ¦ SCG ¦ Hot-Dry | Gas Water Heating Boilers - Hot-Dry | 1.7816 | 1 | 0.35247 | CBSA 2014 | 0.52032 | 2012 | 0.6 | SWWH005-06
COM-WATERHEAT-21.59 | Com ¦ Condensing Eff. Gas Water Heating Boiler (0.92 UEF) - Hot-Dry ¦ SCG ¦ Hot-Dry | Com ¦ Condensing Eff. Gas Water Heating Boiler (0.92 UEF) - Hot-Dry | SCG ¦ Hot-Dry | SCG | All | Gas | Small/med. commercial HW boiler < 200 kBtu/hr, 0.92 UEF | Efficient | 2030 | Conventional | WaterHeat | Com - School | Com | ROB and NEW | 0 | 1000 sqft2 of floor space | Cap-kBTUh | 20 | DEER:Indoor_CFL_Ltg | -0.031 | -2e-06 | -1.39 | SWWH005-06 | 10.2 | 2022 | 0 | 4.67 | 2022 | 0 | 0 | SWWH005-06 | Gas Water Heating Boilers - Hot-Dry ¦ SCG ¦ Hot-Dry | Gas Water Heating Boilers - Hot-Dry | 2.028 | 1 | 0.35247 | CBSA 2014 | 1.1657 | 2012 | 0.6 | SWWH005-06
COM-WATERHEAT-21.60 | Com ¦ Condensing Eff. Gas Water Heating Boiler (0.92 UEF) - Hot-Dry ¦ SCG ¦ Hot-Dry | Com ¦ Condensing Eff. Gas Water Heating Boiler (0.92 UEF) - Hot-Dry | SCG ¦ Hot-Dry | SCG | All | Gas | Small/med. commercial HW boiler < 200 kBtu/hr, 0.92 UEF | Efficient | 2030 | Conventional | WaterHeat | Com - Warehouse | Com | ROB and NEW | 0 | 1000 sqft2 of floor space | Cap-kBTUh | 20 | DEER:Indoor_CFL_Ltg | -0.0512 | -1.66e-06 | -2.28 | SWWH005-06 | 10.2 | 2022 | 0 | 4.67 | 2022 | 0 | 0 | SWWH005-06 | Gas Water Heating Boilers - Hot-Dry ¦ SCG ¦ Hot-Dry | Gas Water Heating Boilers - Hot-Dry | 0.075958 | 1 | 0.35247 | CBSA 2014 | 17.4636 | 2012 | 0.6 | SWWH005-06
COM-WATERHEAT-21.61 | Com ¦ Condensing Eff. Gas Water Heating Boiler (0.92 UEF) - Cold ¦ SCG ¦ Cold | Com ¦ Condensing Eff. Gas Water Heating Boiler (0.92 UEF) - Cold | SCG ¦ Cold | SCG | All | Gas | Small/med. commercial HW boiler < 200 kBtu/hr, 0.92 UEF | Efficient | 2030 | Conventional | WaterHeat | Com - College | Com | ROB and NEW | 0 | 1000 sqft2 of floor space | Cap-kBTUh | 20 | DEER:Indoor_CFL_Ltg | -0.059322 | -6.2317e-06 | -2.6507 | SWWH005-06 | 10.2 | 2022 | 0 | 4.67 | 2022 | 0 | 0 | SWWH005-06 | Gas Water Heating Boilers - Cold ¦ SCG ¦ Cold | Gas Water Heating Boilers - Cold | 2.028 | 1 | 0.35247 | CBSA 2014 | 1.532 | 2012 | 0.6 | SWWH005-06
COM-WATERHEAT-21.62 | Com ¦ Condensing Eff. Gas Water Heating Boiler (0.92 UEF) - Cold ¦ SCG ¦ Cold | Com ¦ Condensing Eff. Gas Water Heating Boiler (0.92 UEF) - Cold | SCG ¦ Cold | SCG | All | Gas | Small/med. commercial HW boiler < 200 kBtu/hr, 0.92 UEF | Efficient | 2030 | Conventional | WaterHeat | Com - Grocery | Com | ROB and NEW | 0 | 1000 sqft2 of floor space | Cap-kBTUh | 20 | DEER:Indoor_CFL_Ltg | -0.097 | -1.79e-05 | -4.33 | SWWH005-06 | 10.2 | 2022 | 0 | 4.67 | 2022 | 0 | 0 | SWWH005-06 | Gas Water Heating Boilers - Cold ¦ SCG ¦ Cold | Gas Water Heating Boilers - Cold | 0.25893 | 1 | 0.35247 | CBSA 2014 | 9.1095 | 2012 | 0.6 | SWWH005-06
COM-WATERHEAT-21.63 | Com ¦ Condensing Eff. Gas Water Heating Boiler (0.92 UEF) - Cold ¦ SCG ¦ Cold | Com ¦ Condensing Eff. Gas Water Heating Boiler (0.92 UEF) - Cold | SCG ¦ Cold | SCG | All | Gas | Small/med. commercial HW boiler < 200 kBtu/hr, 0.92 UEF | Efficient | 2030 | Conventional | WaterHeat | Com - Health | Com | ROB and NEW | 0 | 1000 sqft2 of floor space | Cap-kBTUh | 20 | DEER:Indoor_CFL_Ltg | -0.11301 | -1.3709e-05 | -5.0552 | SWWH005-06 | 10.2 | 2022 | 0 | 4.67 | 2022 | 0 | 0 | SWWH005-06 | Gas Water Heating Boilers - Cold ¦ SCG ¦ Cold | Gas Water Heating Boilers - Cold | 2.3999 | 1 | 0.35247 | CBSA 2014 | 11.9391 | 2012 | 0.6 | SWWH005-06
COM-WATERHEAT-21.64 | Com ¦ Condensing Eff. Gas Water Heating Boiler (0.92 UEF) - Cold ¦ SCG ¦ Cold | Com ¦ Condensing Eff. Gas Water Heating Boiler (0.92 UEF) - Cold | SCG ¦ Cold | SCG | All | Gas | Small/med. commercial HW boiler < 200 kBtu/hr, 0.92 UEF | Efficient | 2030 | Conventional | WaterHeat | Com - Lodging | Com | ROB and NEW | 0 | 1000 sqft2 of floor space | Cap-kBTUh | 20 | DEER:Indoor_CFL_Ltg | -0.13259 | -1.6206e-05 | -5.946 | SWWH005-06 | 10.2 | 2022 | 0 | 4.67 | 2022 | 0 | 0 | SWWH005-06 | Gas Water Heating Boilers - Cold ¦ SCG ¦ Cold | Gas Water Heating Boilers - Cold | 14.3568 | 1 | 0.35247 | CBSA 2014 | 45.2925 | 2012 | 0.6 | SWWH005-06
COM-WATERHEAT-21.65 | Com ¦ Condensing Eff. Gas Water Heating Boiler (0.92 UEF) - Cold ¦ SCG ¦ Cold | Com ¦ Condensing Eff. Gas Water Heating Boiler (0.92 UEF) - Cold | SCG ¦ Cold | SCG | All | Gas | Small/med. commercial HW boiler < 200 kBtu/hr, 0.92 UEF | Efficient | 2030 | Conventional | WaterHeat | Com - Office (Large) | Com | ROB and NEW | 0 | 1000 sqft2 of floor space | Cap-kBTUh | 20 | DEER:Indoor_CFL_Ltg | -0.0526 | -2.57e-06 | -2.35 | SWWH005-06 | 10.2 | 2022 | 0 | 4.67 | 2022 | 0 | 0 | SWWH005-06 | Gas Water Heating Boilers - Cold ¦ SCG ¦ Cold | Gas Water Heating Boilers - Cold | 1.3124 | 1 | 0.35247 | CBSA 2014 | 8.1322 | 2012 | 0.6 | SWWH005-06
COM-WATERHEAT-21.67 | Com ¦ Condensing Eff. Gas Water Heating Boiler (0.92 UEF) - Cold ¦ SCG ¦ Cold | Com ¦ Condensing Eff. Gas Water Heating Boiler (0.92 UEF) - Cold | SCG ¦ Cold | SCG | All | Gas | Small/med. commercial HW boiler < 200 kBtu/hr, 0.92 UEF | Efficient | 2030 | Conventional | WaterHeat | Com - Other | Com | ROB and NEW | 0 | 1000 sqft2 of floor space | Cap-kBTUh | 20 | DEER:Indoor_CFL_Ltg | -0.0754 | -1.13e-05 | -3.37 | SWWH005-06 | 10.2 | 2022 | 0 | 4.67 | 2022 | 0 | 0 | SWWH005-06 | Gas Water Heating Boilers - Cold ¦ SCG ¦ Cold | Gas Water Heating Boilers - Cold | 0.79996 | 1 | 0.35247 | CBSA 2014 | 8.4264 | 2012 | 0.6 | SWWH005-06
COM-WATERHEAT-21.68 | Com ¦ Condensing Eff. Gas Water Heating Boiler (0.92 UEF) - Cold ¦ SCG ¦ Cold | Com ¦ Condensing Eff. Gas Water Heating Boiler (0.92 UEF) - Cold | SCG ¦ Cold | SCG | All | Gas | Small/med. commercial HW boiler < 200 kBtu/hr, 0.92 UEF | Efficient | 2030 | Conventional | WaterHeat | Com - Refrig. Warehouse | Com | ROB and NEW | 0 | 1000 sqft2 of floor space | Cap-kBTUh | 20 | DEER:Indoor_CFL_Ltg | -0.118 | -9.6e-06 | -5.28 | SWWH005-06 | 10.2 | 2022 | 0 | 4.67 | 2022 | 0 | 0 | SWWH005-06 | Gas Water Heating Boilers - Cold ¦ SCG ¦ Cold | Gas Water Heating Boilers - Cold | 0.075958 | 1 | 0.35247 | CBSA 2014 | 3.8684 | 2012 | 0.6 | SWWH005-06
COM-WATERHEAT-21.69 | Com ¦ Condensing Eff. Gas Water Heating Boiler (0.92 UEF) - Cold ¦ SCG ¦ Cold | Com ¦ Condensing Eff. Gas Water Heating Boiler (0.92 UEF) - Cold | SCG ¦ Cold | SCG | All | Gas | Small/med. commercial HW boiler < 200 kBtu/hr, 0.92 UEF | Efficient | 2030 | Conventional | WaterHeat | Com - Restaurant | Com | ROB and NEW | 0 | 1000 sqft2 of floor space | Cap-kBTUh | 20 | DEER:Indoor_CFL_Ltg | -0.053575 | -1.0002e-05 | -2.4 | SWWH005-06 | 10.2 | 2022 | 0 | 4.67 | 2022 | 0 | 0 | SWWH005-06 | Gas Water Heating Boilers - Cold ¦ SCG ¦ Cold | Gas Water Heating Boilers - Cold | 1.7816 | 1 | 0.35247 | CBSA 2014 | 0.61591 | 2012 | 0.6 | SWWH005-06
COM-WATERHEAT-21.71 | Com ¦ Condensing Eff. Gas Water Heating Boiler (0.92 UEF) - Cold ¦ SCG ¦ Cold | Com ¦ Condensing Eff. Gas Water Heating Boiler (0.92 UEF) - Cold | SCG ¦ Cold | SCG | All | Gas | Small/med. commercial HW boiler < 200 kBtu/hr, 0.92 UEF | Efficient | 2030 | Conventional | WaterHeat | Com - School | Com | ROB and NEW | 0 | 1000 sqft2 of floor space | Cap-kBTUh | 20 | DEER:Indoor_CFL_Ltg | -0.0369 | 0 | -1.65 | SWWH005-06 | 10.2 | 2022 | 0 | 4.67 | 2022 | 0 | 0 | SWWH005-06 | Gas Water Heating Boilers - Cold ¦ SCG ¦ Cold | Gas Water Heating Boilers - Cold | 2.028 | 1 | 0.35247 | CBSA 2014 | 1.3837 | 2012 | 0.6 | SWWH005-06
COM-WATERHEAT-21.72 | Com ¦ Condensing Eff. Gas Water Heating Boiler (0.92 UEF) - Cold ¦ SCG ¦ Cold | Com ¦ Condensing Eff. Gas Water Heating Boiler (0.92 UEF) - Cold | SCG ¦ Cold | SCG | All | Gas | Small/med. commercial HW boiler < 200 kBtu/hr, 0.92 UEF | Efficient | 2030 | Conventional | WaterHeat | Com - Warehouse | Com | ROB and NEW | 0 | 1000 sqft2 of floor space | Cap-kBTUh | 20 | DEER:Indoor_CFL_Ltg | -0.0605 | -1.98e-06 | -2.71 | SWWH005-06 | 10.2 | 2022 | 0 | 4.67 | 2022 | 0 | 0 | SWWH005-06 | Gas Water Heating Boilers - Cold ¦ SCG ¦ Cold | Gas Water Heating Boilers - Cold | 0.075958 | 1 | 0.35247 | CBSA 2014 | 20.7571 | 2012 | 0.6 | SWWH005-06
COM-WATERHEAT-21.73 | Com ¦ Condensing Eff. Gas Water Heating Boiler (0.92 UEF) - Marine ¦ SDG&E ¦ Marine | Com ¦ Condensing Eff. Gas Water Heating Boiler (0.92 UEF) - Marine | SDG&E ¦ Marine | SDG&E | All | Gas | Small/med. commercial HW boiler < 200 kBtu/hr, 0.92 UEF | Efficient | 2030 | Conventional | WaterHeat | Com - College | Com | ROB and NEW | 0 | 1000 sqft2 of floor space | Cap-kBTUh | 20 | DEER:Indoor_CFL_Ltg | -0.051087 | -1.3017e-05 | -2.2853 | SWWH005-06 | 10.2 | 2022 | 0 | 4.67 | 2022 | 0 | 0 | SWWH005-06 | Gas Water Heating Boilers - Marine ¦ SDG&E ¦ Marine | Gas Water Heating Boilers - Marine | 2.028 | 1 | 0.35247 | CBSA 2014 | 1.3209 | 2012 | 0.6 | SWWH005-06
COM-WATERHEAT-21.74 | Com ¦ Condensing Eff. Gas Water Heating Boiler (0.92 UEF) - Marine ¦ SDG&E ¦ Marine | Com ¦ Condensing Eff. Gas Water Heating Boiler (0.92 UEF) - Marine | SDG&E ¦ Marine | SDG&E | All | Gas | Small/med. commercial HW boiler < 200 kBtu/hr, 0.92 UEF | Efficient | 2030 | Conventional | WaterHeat | Com - Grocery | Com | ROB and NEW | 0 | 1000 sqft2 of floor space | Cap-kBTUh | 20 | DEER:Indoor_CFL_Ltg | -0.0835 | -1.57e-05 | -3.73 | SWWH005-06 | 10.2 | 2022 | 0 | 4.67 | 2022 | 0 | 0 | SWWH005-06 | Gas Water Heating Boilers - Marine ¦ SDG&E ¦ Marine | Gas Water Heating Boilers - Marine | 0.25893 | 1 | 0.35247 | CBSA 2014 | 7.8472 | 2012 | 0.6 | SWWH005-06
COM-WATERHEAT-21.75 | Com ¦ Condensing Eff. Gas Water Heating Boiler (0.92 UEF) - Marine ¦ SDG&E ¦ Marine | Com ¦ Condensing Eff. Gas Water Heating Boiler (0.92 UEF) - Marine | SDG&E ¦ Marine | SDG&E | All | Gas | Small/med. commercial HW boiler < 200 kBtu/hr, 0.92 UEF | Efficient | 2030 | Conventional | WaterHeat | Com - Health | Com | ROB and NEW | 0 | 1000 sqft2 of floor space | Cap-kBTUh | 20 | DEER:Indoor_CFL_Ltg | -0.097924 | -1.2149e-05 | -4.367 | SWWH005-06 | 10.2 | 2022 | 0 | 4.67 | 2022 | 0 | 0 | SWWH005-06 | Gas Water Heating Boilers - Marine ¦ SDG&E ¦ Marine | Gas Water Heating Boilers - Marine | 2.3999 | 1 | 0.35247 | CBSA 2014 | 10.3136 | 2012 | 0.6 | SWWH005-06
COM-WATERHEAT-21.76 | Com ¦ Condensing Eff. Gas Water Heating Boiler (0.92 UEF) - Marine ¦ SDG&E ¦ Marine | Com ¦ Condensing Eff. Gas Water Heating Boiler (0.92 UEF) - Marine | SDG&E ¦ Marine | SDG&E | All | Gas | Small/med. commercial HW boiler < 200 kBtu/hr, 0.92 UEF | Efficient | 2030 | Conventional | WaterHeat | Com - Lodging | Com | ROB and NEW | 0 | 1000 sqft2 of floor space | Cap-kBTUh | 20 | DEER:Indoor_CFL_Ltg | -0.11434 | -1.4353e-05 | -5.1392 | SWWH005-06 | 10.2 | 2022 | 0 | 4.67 | 2022 | 0 | 0 | SWWH005-06 | Gas Water Heating Boilers - Marine ¦ SDG&E ¦ Marine | Gas Water Heating Boilers - Marine | 14.3568 | 1 | 0.35247 | CBSA 2014 | 39.1469 | 2012 | 0.6 | SWWH005-06
COM-WATERHEAT-21.77 | Com ¦ Condensing Eff. Gas Water Heating Boiler (0.92 UEF) - Marine ¦ SDG&E ¦ Marine | Com ¦ Condensing Eff. Gas Water Heating Boiler (0.92 UEF) - Marine | SDG&E ¦ Marine | SDG&E | All | Gas | Small/med. commercial HW boiler < 200 kBtu/hr, 0.92 UEF | Efficient | 2030 | Conventional | WaterHeat | Com - Office (Large) | Com | ROB and NEW | 0 | 1000 sqft2 of floor space | Cap-kBTUh | 20 | DEER:Indoor_CFL_Ltg | -0.0454 | -2.28e-06 | -2.04 | SWWH005-06 | 10.2 | 2022 | 0 | 4.67 | 2022 | 0 | 0 | SWWH005-06 | Gas Water Heating Boilers - Marine ¦ SDG&E ¦ Marine | Gas Water Heating Boilers - Marine | 1.3124 | 1 | 0.35247 | CBSA 2014 | 7.0595 | 2012 | 0.6 | SWWH005-06
COM-WATERHEAT-21.79 | Com ¦ Condensing Eff. Gas Water Heating Boiler (0.92 UEF) - Marine ¦ SDG&E ¦ Marine | Com ¦ Condensing Eff. Gas Water Heating Boiler (0.92 UEF) - Marine | SDG&E ¦ Marine | SDG&E | All | Gas | Small/med. commercial HW boiler < 200 kBtu/hr, 0.92 UEF | Efficient | 2030 | Conventional | WaterHeat | Com - Other | Com | ROB and NEW | 0 | 1000 sqft2 of floor space | Cap-kBTUh | 20 | DEER:Indoor_CFL_Ltg | -0.065 | -9.98e-06 | -2.91 | SWWH005-06 | 10.2 | 2022 | 0 | 4.67 | 2022 | 0 | 0 | SWWH005-06 | Gas Water Heating Boilers - Marine ¦ SDG&E ¦ Marine | Gas Water Heating Boilers - Marine | 0.79996 | 1 | 0.35247 | CBSA 2014 | 7.2762 | 2012 | 0.6 | SWWH005-06
COM-WATERHEAT-21.80 | Com ¦ Condensing Eff. Gas Water Heating Boiler (0.92 UEF) - Marine ¦ SDG&E ¦ Marine | Com ¦ Condensing Eff. Gas Water Heating Boiler (0.92 UEF) - Marine | SDG&E ¦ Marine | SDG&E | All | Gas | Small/med. commercial HW boiler < 200 kBtu/hr, 0.92 UEF | Efficient | 2030 | Conventional | WaterHeat | Com - Refrig. Warehouse | Com | ROB and NEW | 0 | 1000 sqft2 of floor space | Cap-kBTUh | 20 | DEER:Indoor_CFL_Ltg | -0.102 | -8.52e-06 | -4.55 | SWWH005-06 | 10.2 | 2022 | 0 | 4.67 | 2022 | 0 | 0 | SWWH005-06 | Gas Water Heating Boilers - Marine ¦ SDG&E ¦ Marine | Gas Water Heating Boilers - Marine | 0.075958 | 1 | 0.35247 | CBSA 2014 | 3.3336 | 2012 | 0.6 | SWWH005-06
COM-WATERHEAT-21.81 | Com ¦ Condensing Eff. Gas Water Heating Boiler (0.92 UEF) - Marine ¦ SDG&E ¦ Marine | Com ¦ Condensing Eff. Gas Water Heating Boiler (0.92 UEF) - Marine | SDG&E ¦ Marine | SDG&E | All | Gas | Small/med. commercial HW boiler < 200 kBtu/hr, 0.92 UEF | Efficient | 2030 | Conventional | WaterHeat | Com - Restaurant | Com | ROB and NEW | 0 | 1000 sqft2 of floor space | Cap-kBTUh | 20 | DEER:Indoor_CFL_Ltg | -0.0462 | -8.8124e-06 | -2.0675 | SWWH005-06 | 10.2 | 2022 | 0 | 4.67 | 2022 | 0 | 0 | SWWH005-06 | Gas Water Heating Boilers - Marine ¦ SDG&E ¦ Marine | Gas Water Heating Boilers - Marine | 1.7816 | 1 | 0.35247 | CBSA 2014 | 0.53058 | 2012 | 0.6 | SWWH005-06
COM-WATERHEAT-21.83 | Com ¦ Condensing Eff. Gas Water Heating Boiler (0.92 UEF) - Marine ¦ SDG&E ¦ Marine | Com ¦ Condensing Eff. Gas Water Heating Boiler (0.92 UEF) - Marine | SDG&E ¦ Marine | SDG&E | All | Gas | Small/med. commercial HW boiler < 200 kBtu/hr, 0.92 UEF | Efficient | 2030 | Conventional | WaterHeat | Com - School | Com | ROB and NEW | 0 | 1000 sqft2 of floor space | Cap-kBTUh | 20 | DEER:Indoor_CFL_Ltg | -0.0316 | -2.1e-06 | -1.41 | SWWH005-06 | 10.2 | 2022 | 0 | 4.67 | 2022 | 0 | 0 | SWWH005-06 | Gas Water Heating Boilers - Marine ¦ SDG&E ¦ Marine | Gas Water Heating Boilers - Marine | 2.028 | 1 | 0.35247 | CBSA 2014 | 1.1825 | 2012 | 0.6 | SWWH005-06
COM-WATERHEAT-21.84 | Com ¦ Condensing Eff. Gas Water Heating Boiler (0.92 UEF) - Marine ¦ SDG&E ¦ Marine | Com ¦ Condensing Eff. Gas Water Heating Boiler (0.92 UEF) - Marine | SDG&E ¦ Marine | SDG&E | All | Gas | Small/med. commercial HW boiler < 200 kBtu/hr, 0.92 UEF | Efficient | 2030 | Conventional | WaterHeat | Com - Warehouse | Com | ROB and NEW | 0 | 1000 sqft2 of floor space | Cap-kBTUh | 20 | DEER:Indoor_CFL_Ltg | -0.0522 | -1.75e-06 | -2.33 | SWWH005-06 | 10.2 | 2022 | 0 | 4.67 | 2022 | 0 | 0 | SWWH005-06 | Gas Water Heating Boilers - Marine ¦ SDG&E ¦ Marine | Gas Water Heating Boilers - Marine | 0.075958 | 1 | 0.35247 | CBSA 2014 | 17.8466 | 2012 | 0.6 | SWWH005-06
COM-WATERHEAT-21.85 | Com ¦ Condensing Eff. Gas Water Heating Boiler (0.92 UEF) - Hot-Dry ¦ SDG&E ¦ Hot-Dry | Com ¦ Condensing Eff. Gas Water Heating Boiler (0.92 UEF) - Hot-Dry | SDG&E ¦ Hot-Dry | SDG&E | All | Gas | Small/med. commercial HW boiler < 200 kBtu/hr, 0.92 UEF | Efficient | 2030 | Conventional | WaterHeat | Com - College | Com | ROB and NEW | 0 | 1000 sqft2 of floor space | Cap-kBTUh | 20 | DEER:Indoor_CFL_Ltg | -0.050887 | -1.2917e-05 | -2.2777 | SWWH005-06 | 10.2 | 2022 | 0 | 4.67 | 2022 | 0 | 0 | SWWH005-06 | Gas Water Heating Boilers - Hot-Dry ¦ SDG&E ¦ Hot-Dry | Gas Water Heating Boilers - Hot-Dry | 2.028 | 1 | 0.35247 | CBSA 2014 | 1.3165 | 2012 | 0.6 | SWWH005-06
COM-WATERHEAT-21.86 | Com ¦ Condensing Eff. Gas Water Heating Boiler (0.92 UEF) - Hot-Dry ¦ SDG&E ¦ Hot-Dry | Com ¦ Condensing Eff. Gas Water Heating Boiler (0.92 UEF) - Hot-Dry | SDG&E ¦ Hot-Dry | SDG&E | All | Gas | Small/med. commercial HW boiler < 200 kBtu/hr, 0.92 UEF | Efficient | 2030 | Conventional | WaterHeat | Com - Grocery | Com | ROB and NEW | 0 | 1000 sqft2 of floor space | Cap-kBTUh | 20 | DEER:Indoor_CFL_Ltg | -0.0833 | -1.56e-05 | -3.72 | SWWH005-06 | 10.2 | 2022 | 0 | 4.67 | 2022 | 0 | 0 | SWWH005-06 | Gas Water Heating Boilers - Hot-Dry ¦ SDG&E ¦ Hot-Dry | Gas Water Heating Boilers - Hot-Dry | 0.25893 | 1 | 0.35247 | CBSA 2014 | 7.8262 | 2012 | 0.6 | SWWH005-06
COM-WATERHEAT-21.87 | Com ¦ Condensing Eff. Gas Water Heating Boiler (0.92 UEF) - Hot-Dry ¦ SDG&E ¦ Hot-Dry | Com ¦ Condensing Eff. Gas Water Heating Boiler (0.92 UEF) - Hot-Dry | SDG&E ¦ Hot-Dry | SDG&E | All | Gas | Small/med. commercial HW boiler < 200 kBtu/hr, 0.92 UEF | Efficient | 2030 | Conventional | WaterHeat | Com - Health | Com | ROB and NEW | 0 | 1000 sqft2 of floor space | Cap-kBTUh | 20 | DEER:Indoor_CFL_Ltg | -0.097286 | -1.2071e-05 | -4.3515 | SWWH005-06 | 10.2 | 2022 | 0 | 4.67 | 2022 | 0 | 0 | SWWH005-06 | Gas Water Heating Boilers - Hot-Dry ¦ SDG&E ¦ Hot-Dry | Gas Water Heating Boilers - Hot-Dry | 2.3999 | 1 | 0.35247 | CBSA 2014 | 10.277 | 2012 | 0.6 | SWWH005-06
COM-WATERHEAT-21.88 | Com ¦ Condensing Eff. Gas Water Heating Boiler (0.92 UEF) - Hot-Dry ¦ SDG&E ¦ Hot-Dry | Com ¦ Condensing Eff. Gas Water Heating Boiler (0.92 UEF) - Hot-Dry | SDG&E ¦ Hot-Dry | SDG&E | All | Gas | Small/med. commercial HW boiler < 200 kBtu/hr, 0.92 UEF | Efficient | 2030 | Conventional | WaterHeat | Com - Lodging | Com | ROB and NEW | 0 | 1000 sqft2 of floor space | Cap-kBTUh | 20 | DEER:Indoor_CFL_Ltg | -0.11432 | -1.4253e-05 | -5.12 | SWWH005-06 | 10.2 | 2022 | 0 | 4.67 | 2022 | 0 | 0 | SWWH005-06 | Gas Water Heating Boilers - Hot-Dry ¦ SDG&E ¦ Hot-Dry | Gas Water Heating Boilers - Hot-Dry | 14.3568 | 1 | 0.35247 | CBSA 2014 | 39.0004 | 2012 | 0.6 | SWWH005-06
COM-WATERHEAT-21.89 | Com ¦ Condensing Eff. Gas Water Heating Boiler (0.92 UEF) - Hot-Dry ¦ SDG&E ¦ Hot-Dry | Com ¦ Condensing Eff. Gas Water Heating Boiler (0.92 UEF) - Hot-Dry | SDG&E ¦ Hot-Dry | SDG&E | All | Gas | Small/med. commercial HW boiler < 200 kBtu/hr, 0.92 UEF | Efficient | 2030 | Conventional | WaterHeat | Com - Office (Large) | Com | ROB and NEW | 0 | 1000 sqft2 of floor space | Cap-kBTUh | 20 | DEER:Indoor_CFL_Ltg | -0.0453 | -2.27e-06 | -2.03 | SWWH005-06 | 10.2 | 2022 | 0 | 4.67 | 2022 | 0 | 0 | SWWH005-06 | Gas Water Heating Boilers - Hot-Dry ¦ SDG&E ¦ Hot-Dry | Gas Water Heating Boilers - Hot-Dry | 1.3124 | 1 | 0.35247 | CBSA 2014 | 7.0249 | 2012 | 0.6 | SWWH005-06
COM-WATERHEAT-21.91 | Com ¦ Condensing Eff. Gas Water Heating Boiler (0.92 UEF) - Hot-Dry ¦ SDG&E ¦ Hot-Dry | Com ¦ Condensing Eff. Gas Water Heating Boiler (0.92 UEF) - Hot-Dry | SDG&E ¦ Hot-Dry | SDG&E | All | Gas | Small/med. commercial HW boiler < 200 kBtu/hr, 0.92 UEF | Efficient | 2030 | Conventional | WaterHeat | Com - Other | Com | ROB and NEW | 0 | 1000 sqft2 of floor space | Cap-kBTUh | 20 | DEER:Indoor_CFL_Ltg | -0.0648 | -9.98e-06 | -2.9 | SWWH005-06 | 10.2 | 2022 | 0 | 4.67 | 2022 | 0 | 0 | SWWH005-06 | Gas Water Heating Boilers - Hot-Dry ¦ SDG&E ¦ Hot-Dry | Gas Water Heating Boilers - Hot-Dry | 0.79996 | 1 | 0.35247 | CBSA 2014 | 7.2512 | 2012 | 0.6 | SWWH005-06
COM-WATERHEAT-21.92 | Com ¦ Condensing Eff. Gas Water Heating Boiler (0.92 UEF) - Hot-Dry ¦ SDG&E ¦ Hot-Dry | Com ¦ Condensing Eff. Gas Water Heating Boiler (0.92 UEF) - Hot-Dry | SDG&E ¦ Hot-Dry | SDG&E | All | Gas | Small/med. commercial HW boiler < 200 kBtu/hr, 0.92 UEF | Efficient | 2030 | Conventional | WaterHeat | Com - Refrig. Warehouse | Com | ROB and NEW | 0 | 1000 sqft2 of floor space | Cap-kBTUh | 20 | DEER:Indoor_CFL_Ltg | -0.102 | -8.48e-06 | -4.54 | SWWH005-06 | 10.2 | 2022 | 0 | 4.67 | 2022 | 0 | 0 | SWWH005-06 | Gas Water Heating Boilers - Hot-Dry ¦ SDG&E ¦ Hot-Dry | Gas Water Heating Boilers - Hot-Dry | 0.075958 | 1 | 0.35247 | CBSA 2014 | 3.3262 | 2012 | 0.6 | SWWH005-06
COM-WATERHEAT-21.93 | Com ¦ Condensing Eff. Gas Water Heating Boiler (0.92 UEF) - Hot-Dry ¦ SDG&E ¦ Hot-Dry | Com ¦ Condensing Eff. Gas Water Heating Boiler (0.92 UEF) - Hot-Dry | SDG&E ¦ Hot-Dry | SDG&E | All | Gas | Small/med. commercial HW boiler < 200 kBtu/hr, 0.92 UEF | Efficient | 2030 | Conventional | WaterHeat | Com - Restaurant | Com | ROB and NEW | 0 | 1000 sqft2 of floor space | Cap-kBTUh | 20 | DEER:Indoor_CFL_Ltg | -0.0461 | -8.7649e-06 | -2.06 | SWWH005-06 | 10.2 | 2022 | 0 | 4.67 | 2022 | 0 | 0 | SWWH005-06 | Gas Water Heating Boilers - Hot-Dry ¦ SDG&E ¦ Hot-Dry | Gas Water Heating Boilers - Hot-Dry | 1.7816 | 1 | 0.35247 | CBSA 2014 | 0.52866 | 2012 | 0.6 | SWWH005-06
COM-WATERHEAT-21.95 | Com ¦ Condensing Eff. Gas Water Heating Boiler (0.92 UEF) - Hot-Dry ¦ SDG&E ¦ Hot-Dry | Com ¦ Condensing Eff. Gas Water Heating Boiler (0.92 UEF) - Hot-Dry | SDG&E ¦ Hot-Dry | SDG&E | All | Gas | Small/med. commercial HW boiler < 200 kBtu/hr, 0.92 UEF | Efficient | 2030 | Conventional | WaterHeat | Com - School | Com | ROB and NEW | 0 | 1000 sqft2 of floor space | Cap-kBTUh | 20 | DEER:Indoor_CFL_Ltg | -0.0315 | -2.09e-06 | -1.41 | SWWH005-06 | 10.2 | 2022 | 0 | 4.67 | 2022 | 0 | 0 | SWWH005-06 | Gas Water Heating Boilers - Hot-Dry ¦ SDG&E ¦ Hot-Dry | Gas Water Heating Boilers - Hot-Dry | 2.028 | 1 | 0.35247 | CBSA 2014 | 1.1825 | 2012 | 0.6 | SWWH005-06
COM-WATERHEAT-21.96 | Com ¦ Condensing Eff. Gas Water Heating Boiler (0.92 UEF) - Hot-Dry ¦ SDG&E ¦ Hot-Dry | Com ¦ Condensing Eff. Gas Water Heating Boiler (0.92 UEF) - Hot-Dry | SDG&E ¦ Hot-Dry | SDG&E | All | Gas | Small/med. commercial HW boiler < 200 kBtu/hr, 0.92 UEF | Efficient | 2030 | Conventional | WaterHeat | Com - Warehouse | Com | ROB and NEW | 0 | 1000 sqft2 of floor space | Cap-kBTUh | 20 | DEER:Indoor_CFL_Ltg | -0.052 | -1.74e-06 | -2.33 | SWWH005-06 | 10.2 | 2022 | 0 | 4.67 | 2022 | 0 | 0 | SWWH005-06 | Gas Water Heating Boilers - Hot-Dry ¦ SDG&E ¦ Hot-Dry | Gas Water Heating Boilers - Hot-Dry | 0.075958 | 1 | 0.35247 | CBSA 2014 | 17.8465 | 2012 | 0.6 | SWWH005-06
COM-WATERHEAT-30.1 | Com ¦ Normal Flow Faucet (Gas WH) - Marine ¦ PG&E ¦ Marine | Com ¦ Normal Flow Faucet (Gas WH) - Marine | PG&E ¦ Marine | PG&E | All | Gas | Commercial faucet, no aerator | Average Existing and Code | 0 | Conventional | WaterHeat | Com - College | Com | RET Only | 0 | 1000 sqft2 of floor space | Each | 6.67 | DEER:Indoor_CFL_Ltg | 0 | 0 | 0 | SWWH019-04 | 0 | 2022 | 0 | 0 | 2022 | 0 | 0 | SWWH019-04 | Com Faucet Aerators (Gas) - Marine ¦ PG&E ¦ Marine | Com Faucet Aerators (Gas) - Marine | 0.65231 | 1 | 0.57 | CBSA2014/NCI Assumptions | 0 | 2012 | 0.6 | SWWH019-04
COM-WATERHEAT-30.2 | Com ¦ Normal Flow Faucet (Gas WH) - Marine ¦ PG&E ¦ Marine | Com ¦ Normal Flow Faucet (Gas WH) - Marine | PG&E ¦ Marine | PG&E | All | Gas | Commercial faucet, no aerator | Average Existing and Code | 0 | Conventional | WaterHeat | Com - Grocery | Com | RET Only | 0 | 1000 sqft2 of floor space | Each | 6.67 | DEER:Indoor_CFL_Ltg | 0 | 0 | 0 | SWWH019-04 | 0 | 2022 | 0 | 0 | 2022 | 0 | 0 | SWWH019-04 | Com Faucet Aerators (Gas) - Marine ¦ PG&E ¦ Marine | Com Faucet Aerators (Gas) - Marine | 0.46134 | 1 | 0.57 | CBSA2014/NCI Assumptions | 0 | 2012 | 0.6 | SWWH019-04
COM-WATERHEAT-30.3 | Com ¦ Normal Flow Faucet (Gas WH) - Marine ¦ PG&E ¦ Marine | Com ¦ Normal Flow Faucet (Gas WH) - Marine | PG&E ¦ Marine | PG&E | All | Gas | Commercial faucet, no aerator | Average Existing and Code | 0 | Conventional | WaterHeat | Com - Health | Com | RET Only | 0 | 1000 sqft2 of floor space | Each | 6.67 | DEER:Indoor_CFL_Ltg | 0 | 0 | 0 | SWWH019-04 | 0 | 2022 | 0 | 0 | 2022 | 0 | 0 | SWWH019-04 | Com Faucet Aerators (Gas) - Marine ¦ PG&E ¦ Marine | Com Faucet Aerators (Gas) - Marine | 0.65231 | 1 | 0.57 | CBSA2014/NCI Assumptions | 0 | 2012 | 0.6 | SWWH019-04
COM-WATERHEAT-30.4 | Com ¦ Normal Flow Faucet (Gas WH) - Marine ¦ PG&E ¦ Marine | Com ¦ Normal Flow Faucet (Gas WH) - Marine | PG&E ¦ Marine | PG&E | All | Gas | Commercial faucet, no aerator | Average Existing and Code | 0 | Conventional | WaterHeat | Com - Lodging | Com | RET Only | 0 | 1000 sqft2 of floor space | Each | 6.67 | DEER:Indoor_CFL_Ltg | 0 | 0 | 0 | SWWH019-04 | 0 | 2022 | 0 | 0 | 2022 | 0 | 0 | SWWH019-04 | Com Faucet Aerators (Gas) - Marine ¦ PG&E ¦ Marine | Com Faucet Aerators (Gas) - Marine | 1.2263 | 1 | 0.57 | CBSA2014/NCI Assumptions | 0 | 2012 | 0.6 | SWWH019-04
COM-WATERHEAT-30.5 | Com ¦ Normal Flow Faucet (Gas WH) - Marine ¦ PG&E ¦ Marine | Com ¦ Normal Flow Faucet (Gas WH) - Marine | PG&E ¦ Marine | PG&E | All | Gas | Commercial faucet, no aerator | Average Existing and Code | 0 | Conventional | WaterHeat | Com - Office (Large) | Com | RET Only | 0 | 1000 sqft2 of floor space | Each | 6.67 | DEER:Indoor_CFL_Ltg | 0 | 0 | 0 | SWWH019-04 | 0 | 2022 | 0 | 0 | 2022 | 0 | 0 | SWWH019-04 | Com Faucet Aerators (Gas) - Marine ¦ PG&E ¦ Marine | Com Faucet Aerators (Gas) - Marine | 0.14254 | 1 | 0.57 | CBSA2014/NCI Assumptions | 0 | 2012 | 0.6 | SWWH019-04
COM-WATERHEAT-30.6 | Com ¦ Normal Flow Faucet (Gas WH) - Marine ¦ PG&E ¦ Marine | Com ¦ Normal Flow Faucet (Gas WH) - Marine | PG&E ¦ Marine | PG&E | All | Gas | Commercial faucet, no aerator | Average Existing and Code | 0 | Conventional | WaterHeat | Com - Office (Small) | Com | RET Only | 0 | 1000 sqft2 of floor space | Each | 6.67 | DEER:Indoor_CFL_Ltg | 0 | 0 | 0 | SWWH019-04 | 0 | 2022 | 0 | 0 | 2022 | 0 | 0 | SWWH019-04 | Com Faucet Aerators (Gas) - Marine ¦ PG&E ¦ Marine | Com Faucet Aerators (Gas) - Marine | 0.14254 | 1 | 0.57 | CBSA2014/NCI Assumptions | 0 | 2012 | 0.6 | SWWH019-04
COM-WATERHEAT-30.7 | Com ¦ Normal Flow Faucet (Gas WH) - Marine ¦ PG&E ¦ Marine | Com ¦ Normal Flow Faucet (Gas WH) - Marine | PG&E ¦ Marine | PG&E | All | Gas | Commercial faucet, no aerator | Average Existing and Code | 0 | Conventional | WaterHeat | Com - Other | Com | RET Only | 0 | 1000 sqft2 of floor space | Each | 6.67 | DEER:Indoor_CFL_Ltg | 0 | 0 | 0 | SWWH019-04 | 0 | 2022 | 0 | 0 | 2022 | 0 | 0 | SWWH019-04 | Com Faucet Aerators (Gas) - Marine ¦ PG&E ¦ Marine | Com Faucet Aerators (Gas) - Marine | 0.21744 | 1 | 0.57 | CBSA2014/NCI Assumptions | 0 | 2012 | 0.6 | SWWH019-04
COM-WATERHEAT-30.8 | Com ¦ Normal Flow Faucet (Gas WH) - Marine ¦ PG&E ¦ Marine | Com ¦ Normal Flow Faucet (Gas WH) - Marine | PG&E ¦ Marine | PG&E | All | Gas | Commercial faucet, no aerator | Average Existing and Code | 0 | Conventional | WaterHeat | Com - Refrig. Warehouse | Com | RET Only | 0 | 1000 sqft2 of floor space | Each | 6.67 | DEER:Indoor_CFL_Ltg | 0 | 0 | 0 | SWWH019-04 | 0 | 2022 | 0 | 0 | 2022 | 0 | 0 | SWWH019-04 | Com Faucet Aerators (Gas) - Marine ¦ PG&E ¦ Marine | Com Faucet Aerators (Gas) - Marine | 0.21362 | 1 | 0.57 | CBSA2014/NCI Assumptions | 0 | 2012 | 0.6 | SWWH019-04
COM-WATERHEAT-30.9 | Com ¦ Normal Flow Faucet (Gas WH) - Marine ¦ PG&E ¦ Marine | Com ¦ Normal Flow Faucet (Gas WH) - Marine | PG&E ¦ Marine | PG&E | All | Gas | Commercial faucet, no aerator | Average Existing and Code | 0 | Conventional | WaterHeat | Com - Restaurant | Com | RET Only | 0 | 1000 sqft2 of floor space | Each | 6.67 | DEER:Indoor_CFL_Ltg | 0 | 0 | 0 | SWWH019-04 | 0 | 2022 | 0 | 0 | 2022 | 0 | 0 | SWWH019-04 | Com Faucet Aerators (Gas) - Marine ¦ PG&E ¦ Marine | Com Faucet Aerators (Gas) - Marine | 0.75233 | 1 | 0.57 | CBSA2014/NCI Assumptions | 0 | 2012 | 0.6 | SWWH019-04
COM-WATERHEAT-30.10 | Com ¦ Normal Flow Faucet (Gas WH) - Marine ¦ PG&E ¦ Marine | Com ¦ Normal Flow Faucet (Gas WH) - Marine | PG&E ¦ Marine | PG&E | All | Gas | Commercial faucet, no aerator | Average Existing and Code | 0 | Conventional | WaterHeat | Com - Retail | Com | RET Only | 0 | 1000 sqft2 of floor space | Each | 6.67 | DEER:Indoor_CFL_Ltg | 0 | 0 | 0 | SWWH019-04 | 0 | 2022 | 0 | 0 | 2022 | 0 | 0 | SWWH019-04 | Com Faucet Aerators (Gas) - Marine ¦ PG&E ¦ Marine | Com Faucet Aerators (Gas) - Marine | 0.15647 | 1 | 0.57 | CBSA2014/NCI Assumptions | 0 | 2012 | 0.6 | SWWH019-04
COM-WATERHEAT-30.11 | Com ¦ Normal Flow Faucet (Gas WH) - Marine ¦ PG&E ¦ Marine | Com ¦ Normal Flow Faucet (Gas WH) - Marine | PG&E ¦ Marine | PG&E | All | Gas | Commercial faucet, no aerator | Average Existing and Code | 0 | Conventional | WaterHeat | Com - School | Com | RET Only | 0 | 1000 sqft2 of floor space | Each | 6.67 | DEER:Indoor_CFL_Ltg | 0 | 0 | 0 | SWWH019-04 | 0 | 2022 | 0 | 0 | 2022 | 0 | 0 | SWWH019-04 | Com Faucet Aerators (Gas) - Marine ¦ PG&E ¦ Marine | Com Faucet Aerators (Gas) - Marine | 0.24732 | 1 | 0.57 | CBSA2014/NCI Assumptions | 0 | 2012 | 0.6 | SWWH019-04
COM-WATERHEAT-30.12 | Com ¦ Normal Flow Faucet (Gas WH) - Marine ¦ PG&E ¦ Marine | Com ¦ Normal Flow Faucet (Gas WH) - Marine | PG&E ¦ Marine | PG&E | All | Gas | Commercial faucet, no aerator | Average Existing and Code | 0 | Conventional | WaterHeat | Com - Warehouse | Com | RET Only | 0 | 1000 sqft2 of floor space | Each | 6.67 | DEER:Indoor_CFL_Ltg | 0 | 0 | 0 | SWWH019-04 | 0 | 2022 | 0 | 0 | 2022 | 0 | 0 | SWWH019-04 | Com Faucet Aerators (Gas) - Marine ¦ PG&E ¦ Marine | Com Faucet Aerators (Gas) - Marine | 0.21362 | 1 | 0.57 | CBSA2014/NCI Assumptions | 0 | 2012 | 0.6 | SWWH019-04
COM-WATERHEAT-30.13 | Com ¦ Normal Flow Faucet (Gas WH) - Hot-Dry ¦ PG&E ¦ Hot-Dry | Com ¦ Normal Flow Faucet (Gas WH) - Hot-Dry | PG&E ¦ Hot-Dry | PG&E | All | Gas | Commercial faucet, no aerator | Average Existing and Code | 0 | Conventional | WaterHeat | Com - College | Com | RET Only | 0 | 1000 sqft2 of floor space | Each | 6.67 | DEER:Indoor_CFL_Ltg | 0 | 0 | 0 | SWWH019-04 | 0 | 2022 | 0 | 0 | 2022 | 0 | 0 | SWWH019-04 | Com Faucet Aerators (Gas) - Hot-Dry ¦ PG&E ¦ Hot-Dry | Com Faucet Aerators (Gas) - Hot-Dry | 0.65231 | 1 | 0.57 | CBSA2014/NCI Assumptions | 0 | 2012 | 0.6 | SWWH019-04
COM-WATERHEAT-30.14 | Com ¦ Normal Flow Faucet (Gas WH) - Hot-Dry ¦ PG&E ¦ Hot-Dry | Com ¦ Normal Flow Faucet (Gas WH) - Hot-Dry | PG&E ¦ Hot-Dry | PG&E | All | Gas | Commercial faucet, no aerator | Average Existing and Code | 0 | Conventional | WaterHeat | Com - Grocery | Com | RET Only | 0 | 1000 sqft2 of floor space | Each | 6.67 | DEER:Indoor_CFL_Ltg | 0 | 0 | 0 | SWWH019-04 | 0 | 2022 | 0 | 0 | 2022 | 0 | 0 | SWWH019-04 | Com Faucet Aerators (Gas) - Hot-Dry ¦ PG&E ¦ Hot-Dry | Com Faucet Aerators (Gas) - Hot-Dry | 0.46134 | 1 | 0.57 | CBSA2014/NCI Assumptions | 0 | 2012 | 0.6 | SWWH019-04
COM-WATERHEAT-30.15 | Com ¦ Normal Flow Faucet (Gas WH) - Hot-Dry ¦ PG&E ¦ Hot-Dry | Com ¦ Normal Flow Faucet (Gas WH) - Hot-Dry | PG&E ¦ Hot-Dry | PG&E | All | Gas | Commercial faucet, no aerator | Average Existing and Code | 0 | Conventional | WaterHeat | Com - Health | Com | RET Only | 0 | 1000 sqft2 of floor space | Each | 6.67 | DEER:Indoor_CFL_Ltg | 0 | 0 | 0 | SWWH019-04 | 0 | 2022 | 0 | 0 | 2022 | 0 | 0 | SWWH019-04 | Com Faucet Aerators (Gas) - Hot-Dry ¦ PG&E ¦ Hot-Dry | Com Faucet Aerators (Gas) - Hot-Dry | 0.65231 | 1 | 0.57 | CBSA2014/NCI Assumptions | 0 | 2012 | 0.6 | SWWH019-04
COM-WATERHEAT-30.16 | Com ¦ Normal Flow Faucet (Gas WH) - Hot-Dry ¦ PG&E ¦ Hot-Dry | Com ¦ Normal Flow Faucet (Gas WH) - Hot-Dry | PG&E ¦ Hot-Dry | PG&E | All | Gas | Commercial faucet, no aerator | Average Existing and Code | 0 | Conventional | WaterHeat | Com - Lodging | Com | RET Only | 0 | 1000 sqft2 of floor space | Each | 6.67 | DEER:Indoor_CFL_Ltg | 0 | 0 | 0 | SWWH019-04 | 0 | 2022 | 0 | 0 | 2022 | 0 | 0 | SWWH019-04 | Com Faucet Aerators (Gas) - Hot-Dry ¦ PG&E ¦ Hot-Dry | Com Faucet Aerators (Gas) - Hot-Dry | 1.2263 | 1 | 0.57 | CBSA2014/NCI Assumptions | 0 | 2012 | 0.6 | SWWH019-04
COM-WATERHEAT-30.17 | Com ¦ Normal Flow Faucet (Gas WH) - Hot-Dry ¦ PG&E ¦ Hot-Dry | Com ¦ Normal Flow Faucet (Gas WH) - Hot-Dry | PG&E ¦ Hot-Dry | PG&E | All | Gas | Commercial faucet, no aerator | Average Existing and Code | 0 | Conventional | WaterHeat | Com - Office (Large) | Com | RET Only | 0 | 1000 sqft2 of floor space | Each | 6.67 | DEER:Indoor_CFL_Ltg | 0 | 0 | 0 | SWWH019-04 | 0 | 2022 | 0 | 0 | 2022 | 0 | 0 | SWWH019-04 | Com Faucet Aerators (Gas) - Hot-Dry ¦ PG&E ¦ Hot-Dry | Com Faucet Aerators (Gas) - Hot-Dry | 0.14254 | 1 | 0.57 | CBSA2014/NCI Assumptions | 0 | 2012 | 0.6 | SWWH019-04
COM-WATERHEAT-30.18 | Com ¦ Normal Flow Faucet (Gas WH) - Hot-Dry ¦ PG&E ¦ Hot-Dry | Com ¦ Normal Flow Faucet (Gas WH) - Hot-Dry | PG&E ¦ Hot-Dry | PG&E | All | Gas | Commercial faucet, no aerator | Average Existing and Code | 0 | Conventional | WaterHeat | Com - Office (Small) | Com | RET Only | 0 | 1000 sqft2 of floor space | Each | 6.67 | DEER:Indoor_CFL_Ltg | 0 | 0 | 0 | SWWH019-04 | 0 | 2022 | 0 | 0 | 2022 | 0 | 0 | SWWH019-04 | Com Faucet Aerators (Gas) - Hot-Dry ¦ PG&E ¦ Hot-Dry | Com Faucet Aerators (Gas) - Hot-Dry | 0.14254 | 1 | 0.57 | CBSA2014/NCI Assumptions | 0 | 2012 | 0.6 | SWWH019-04
COM-WATERHEAT-30.19 | Com ¦ Normal Flow Faucet (Gas WH) - Hot-Dry ¦ PG&E ¦ Hot-Dry | Com ¦ Normal Flow Faucet (Gas WH) - Hot-Dry | PG&E ¦ Hot-Dry | PG&E | All | Gas | Commercial faucet, no aerator | Average Existing and Code | 0 | Conventional | WaterHeat | Com - Other | Com | RET Only | 0 | 1000 sqft2 of floor space | Each | 6.67 | DEER:Indoor_CFL_Ltg | 0 | 0 | 0 | SWWH019-04 | 0 | 2022 | 0 | 0 | 2022 | 0 | 0 | SWWH019-04 | Com Faucet Aerators (Gas) - Hot-Dry ¦ PG&E ¦ Hot-Dry | Com Faucet Aerators (Gas) - Hot-Dry | 0.21744 | 1 | 0.57 | CBSA2014/NCI Assumptions | 0 | 2012 | 0.6 | SWWH019-04
COM-WATERHEAT-30.20 | Com ¦ Normal Flow Faucet (Gas WH) - Hot-Dry ¦ PG&E ¦ Hot-Dry | Com ¦ Normal Flow Faucet (Gas WH) - Hot-Dry | PG&E ¦ Hot-Dry | PG&E | All | Gas | Commercial faucet, no aerator | Average Existing and Code | 0 | Conventional | WaterHeat | Com - Refrig. Warehouse | Com | RET Only | 0 | 1000 sqft2 of floor space | Each | 6.67 | DEER:Indoor_CFL_Ltg | 0 | 0 | 0 | SWWH019-04 | 0 | 2022 | 0 | 0 | 2022 | 0 | 0 | SWWH019-04 | Com Faucet Aerators (Gas) - Hot-Dry ¦ PG&E ¦ Hot-Dry | Com Faucet Aerators (Gas) - Hot-Dry | 0.21362 | 1 | 0.57 | CBSA2014/NCI Assumptions | 0 | 2012 | 0.6 | SWWH019-04
COM-WATERHEAT-30.21 | Com ¦ Normal Flow Faucet (Gas WH) - Hot-Dry ¦ PG&E ¦ Hot-Dry | Com ¦ Normal Flow Faucet (Gas WH) - Hot-Dry | PG&E ¦ Hot-Dry | PG&E | All | Gas | Commercial faucet, no aerator | Average Existing and Code | 0 | Conventional | WaterHeat | Com - Restaurant | Com | RET Only | 0 | 1000 sqft2 of floor space | Each | 6.67 | DEER:Indoor_CFL_Ltg | 0 | 0 | 0 | SWWH019-04 | 0 | 2022 | 0 | 0 | 2022 | 0 | 0 | SWWH019-04 | Com Faucet Aerators (Gas) - Hot-Dry ¦ PG&E ¦ Hot-Dry | Com Faucet Aerators (Gas) - Hot-Dry | 0.75233 | 1 | 0.57 | CBSA2014/NCI Assumptions | 0 | 2012 | 0.6 | SWWH019-04
COM-WATERHEAT-30.22 | Com ¦ Normal Flow Faucet (Gas WH) - Hot-Dry ¦ PG&E ¦ Hot-Dry | Com ¦ Normal Flow Faucet (Gas WH) - Hot-Dry | PG&E ¦ Hot-Dry | PG&E | All | Gas | Commercial faucet, no aerator | Average Existing and Code | 0 | Conventional | WaterHeat | Com - Retail | Com | RET Only | 0 | 1000 sqft2 of floor space | Each | 6.67 | DEER:Indoor_CFL_Ltg | 0 | 0 | 0 | SWWH019-04 | 0 | 2022 | 0 | 0 | 2022 | 0 | 0 | SWWH019-04 | Com Faucet Aerators (Gas) - Hot-Dry ¦ PG&E ¦ Hot-Dry | Com Faucet Aerators (Gas) - Hot-Dry | 0.15647 | 1 | 0.57 | CBSA2014/NCI Assumptions | 0 | 2012 | 0.6 | SWWH019-04
COM-WATERHEAT-30.23 | Com ¦ Normal Flow Faucet (Gas WH) - Hot-Dry ¦ PG&E ¦ Hot-Dry | Com ¦ Normal Flow Faucet (Gas WH) - Hot-Dry | PG&E ¦ Hot-Dry | PG&E | All | Gas | Commercial faucet, no aerator | Average Existing and Code | 0 | Conventional | WaterHeat | Com - School | Com | RET Only | 0 | 1000 sqft2 of floor space | Each | 6.67 | DEER:Indoor_CFL_Ltg | 0 | 0 | 0 | SWWH019-04 | 0 | 2022 | 0 | 0 | 2022 | 0 | 0 | SWWH019-04 | Com Faucet Aerators (Gas) - Hot-Dry ¦ PG&E ¦ Hot-Dry | Com Faucet Aerators (Gas) - Hot-Dry | 0.24732 | 1 | 0.57 | CBSA2014/NCI Assumptions | 0 | 2012 | 0.6 | SWWH019-04
COM-WATERHEAT-30.24 | Com ¦ Normal Flow Faucet (Gas WH) - Hot-Dry ¦ PG&E ¦ Hot-Dry | Com ¦ Normal Flow Faucet (Gas WH) - Hot-Dry | PG&E ¦ Hot-Dry | PG&E | All | Gas | Commercial faucet, no aerator | Average Existing and Code | 0 | Conventional | WaterHeat | Com - Warehouse | Com | RET Only | 0 | 1000 sqft2 of floor space | Each | 6.67 | DEER:Indoor_CFL_Ltg | 0 | 0 | 0 | SWWH019-04 | 0 | 2022 | 0 | 0 | 2022 | 0 | 0 | SWWH019-04 | Com Faucet Aerators (Gas) - Hot-Dry ¦ PG&E ¦ Hot-Dry | Com Faucet Aerators (Gas) - Hot-Dry | 0.21362 | 1 | 0.57 | CBSA2014/NCI Assumptions | 0 | 2012 | 0.6 | SWWH019-04
COM-WATERHEAT-30.25 | Com ¦ Normal Flow Faucet (Gas WH) - Cold ¦ PG&E ¦ Cold | Com ¦ Normal Flow Faucet (Gas WH) - Cold | PG&E ¦ Cold | PG&E | All | Gas | Commercial faucet, no aerator | Average Existing and Code | 0 | Conventional | WaterHeat | Com - College | Com | RET Only | 0 | 1000 sqft2 of floor space | Each | 6.67 | DEER:Indoor_CFL_Ltg | 0 | 0 | 0 | SWWH019-04 | 0 | 2022 | 0 | 0 | 2022 | 0 | 0 | SWWH019-04 | Com Faucet Aerators (Gas) - Cold ¦ PG&E ¦ Cold | Com Faucet Aerators (Gas) - Cold | 0.65231 | 1 | 0.57 | CBSA2014/NCI Assumptions | 0 | 2012 | 0.6 | SWWH019-04
COM-WATERHEAT-30.26 | Com ¦ Normal Flow Faucet (Gas WH) - Cold ¦ PG&E ¦ Cold | Com ¦ Normal Flow Faucet (Gas WH) - Cold | PG&E ¦ Cold | PG&E | All | Gas | Commercial faucet, no aerator | Average Existing and Code | 0 | Conventional | WaterHeat | Com - Grocery | Com | RET Only | 0 | 1000 sqft2 of floor space | Each | 6.67 | DEER:Indoor_CFL_Ltg | 0 | 0 | 0 | SWWH019-04 | 0 | 2022 | 0 | 0 | 2022 | 0 | 0 | SWWH019-04 | Com Faucet Aerators (Gas) - Cold ¦ PG&E ¦ Cold | Com Faucet Aerators (Gas) - Cold | 0.46134 | 1 | 0.57 | CBSA2014/NCI Assumptions | 0 | 2012 | 0.6 | SWWH019-04
COM-WATERHEAT-30.27 | Com ¦ Normal Flow Faucet (Gas WH) - Cold ¦ PG&E ¦ Cold | Com ¦ Normal Flow Faucet (Gas WH) - Cold | PG&E ¦ Cold | PG&E | All | Gas | Commercial faucet, no aerator | Average Existing and Code | 0 | Conventional | WaterHeat | Com - Health | Com | RET Only | 0 | 1000 sqft2 of floor space | Each | 6.67 | DEER:Indoor_CFL_Ltg | 0 | 0 | 0 | SWWH019-04 | 0 | 2022 | 0 | 0 | 2022 | 0 | 0 | SWWH019-04 | Com Faucet Aerators (Gas) - Cold ¦ PG&E ¦ Cold | Com Faucet Aerators (Gas) - Cold | 0.65231 | 1 | 0.57 | CBSA2014/NCI Assumptions | 0 | 2012 | 0.6 | SWWH019-04
COM-WATERHEAT-30.28 | Com ¦ Normal Flow Faucet (Gas WH) - Cold ¦ PG&E ¦ Cold | Com ¦ Normal Flow Faucet (Gas WH) - Cold | PG&E ¦ Cold | PG&E | All | Gas | Commercial faucet, no aerator | Average Existing and Code | 0 | Conventional | WaterHeat | Com - Lodging | Com | RET Only | 0 | 1000 sqft2 of floor space | Each | 6.67 | DEER:Indoor_CFL_Ltg | 0 | 0 | 0 | SWWH019-04 | 0 | 2022 | 0 | 0 | 2022 | 0 | 0 | SWWH019-04 | Com Faucet Aerators (Gas) - Cold ¦ PG&E ¦ Cold | Com Faucet Aerators (Gas) - Cold | 1.2263 | 1 | 0.57 | CBSA2014/NCI Assumptions | 0 | 2012 | 0.6 | SWWH019-04
COM-WATERHEAT-30.29 | Com ¦ Normal Flow Faucet (Gas WH) - Cold ¦ PG&E ¦ Cold | Com ¦ Normal Flow Faucet (Gas WH) - Cold | PG&E ¦ Cold | PG&E | All | Gas | Commercial faucet, no aerator | Average Existing and Code | 0 | Conventional | WaterHeat | Com - Office (Large) | Com | RET Only | 0 | 1000 sqft2 of floor space | Each | 6.67 | DEER:Indoor_CFL_Ltg | 0 | 0 | 0 | SWWH019-04 | 0 | 2022 | 0 | 0 | 2022 | 0 | 0 | SWWH019-04 | Com Faucet Aerators (Gas) - Cold ¦ PG&E ¦ Cold | Com Faucet Aerators (Gas) - Cold | 0.14254 | 1 | 0.57 | CBSA2014/NCI Assumptions | 0 | 2012 | 0.6 | SWWH019-04
COM-WATERHEAT-30.30 | Com ¦ Normal Flow Faucet (Gas WH) - Cold ¦ PG&E ¦ Cold | Com ¦ Normal Flow Faucet (Gas WH) - Cold | PG&E ¦ Cold | PG&E | All | Gas | Commercial faucet, no aerator | Average Existing and Code | 0 | Conventional | WaterHeat | Com - Office (Small) | Com | RET Only | 0 | 1000 sqft2 of floor space | Each | 6.67 | DEER:Indoor_CFL_Ltg | 0 | 0 | 0 | SWWH019-04 | 0 | 2022 | 0 | 0 | 2022 | 0 | 0 | SWWH019-04 | Com Faucet Aerators (Gas) - Cold ¦ PG&E ¦ Cold | Com Faucet Aerators (Gas) - Cold | 0.14254 | 1 | 0.57 | CBSA2014/NCI Assumptions | 0 | 2012 | 0.6 | SWWH019-04
COM-WATERHEAT-30.31 | Com ¦ Normal Flow Faucet (Gas WH) - Cold ¦ PG&E ¦ Cold | Com ¦ Normal Flow Faucet (Gas WH) - Cold | PG&E ¦ Cold | PG&E | All | Gas | Commercial faucet, no aerator | Average Existing and Code | 0 | Conventional | WaterHeat | Com - Other | Com | RET Only | 0 | 1000 sqft2 of floor space | Each | 6.67 | DEER:Indoor_CFL_Ltg | 0 | 0 | 0 | SWWH019-04 | 0 | 2022 | 0 | 0 | 2022 | 0 | 0 | SWWH019-04 | Com Faucet Aerators (Gas) - Cold ¦ PG&E ¦ Cold | Com Faucet Aerators (Gas) - Cold | 0.21744 | 1 | 0.57 | CBSA2014/NCI Assumptions | 0 | 2012 | 0.6 | SWWH019-04
COM-WATERHEAT-30.32 | Com ¦ Normal Flow Faucet (Gas WH) - Cold ¦ PG&E ¦ Cold | Com ¦ Normal Flow Faucet (Gas WH) - Cold | PG&E ¦ Cold | PG&E | All | Gas | Commercial faucet, no aerator | Average Existing and Code | 0 | Conventional | WaterHeat | Com - Refrig. Warehouse | Com | RET Only | 0 | 1000 sqft2 of floor space | Each | 6.67 | DEER:Indoor_CFL_Ltg | 0 | 0 | 0 | SWWH019-04 | 0 | 2022 | 0 | 0 | 2022 | 0 | 0 | SWWH019-04 | Com Faucet Aerators (Gas) - Cold ¦ PG&E ¦ Cold | Com Faucet Aerators (Gas) - Cold | 0.21362 | 1 | 0.57 | CBSA2014/NCI Assumptions | 0 | 2012 | 0.6 | SWWH019-04
COM-WATERHEAT-30.33 | Com ¦ Normal Flow Faucet (Gas WH) - Cold ¦ PG&E ¦ Cold | Com ¦ Normal Flow Faucet (Gas WH) - Cold | PG&E ¦ Cold | PG&E | All | Gas | Commercial faucet, no aerator | Average Existing and Code | 0 | Conventional | WaterHeat | Com - Restaurant | Com | RET Only | 0 | 1000 sqft2 of floor space | Each | 6.67 | DEER:Indoor_CFL_Ltg | 0 | 0 | 0 | SWWH019-04 | 0 | 2022 | 0 | 0 | 2022 | 0 | 0 | SWWH019-04 | Com Faucet Aerators (Gas) - Cold ¦ PG&E ¦ Cold | Com Faucet Aerators (Gas) - Cold | 0.75233 | 1 | 0.57 | CBSA2014/NCI Assumptions | 0 | 2012 | 0.6 | SWWH019-04
COM-WATERHEAT-30.34 | Com ¦ Normal Flow Faucet (Gas WH) - Cold ¦ PG&E ¦ Cold | Com ¦ Normal Flow Faucet (Gas WH) - Cold | PG&E ¦ Cold | PG&E | All | Gas | Commercial faucet, no aerator | Average Existing and Code | 0 | Conventional | WaterHeat | Com - Retail | Com | RET Only | 0 | 1000 sqft2 of floor space | Each | 6.67 | DEER:Indoor_CFL_Ltg | 0 | 0 | 0 | SWWH019-04 | 0 | 2022 | 0 | 0 | 2022 | 0 | 0 | SWWH019-04 | Com Faucet Aerators (Gas) - Cold ¦ PG&E ¦ Cold | Com Faucet Aerators (Gas) - Cold | 0.15647 | 1 | 0.57 | CBSA2014/NCI Assumptions | 0 | 2012 | 0.6 | SWWH019-04
COM-WATERHEAT-30.35 | Com ¦ Normal Flow Faucet (Gas WH) - Cold ¦ PG&E ¦ Cold | Com ¦ Normal Flow Faucet (Gas WH) - Cold | PG&E ¦ Cold | PG&E | All | Gas | Commercial faucet, no aerator | Average Existing and Code | 0 | Conventional | WaterHeat | Com - School | Com | RET Only | 0 | 1000 sqft2 of floor space | Each | 6.67 | DEER:Indoor_CFL_Ltg | 0 | 0 | 0 | SWWH019-04 | 0 | 2022 | 0 | 0 | 2022 | 0 | 0 | SWWH019-04 | Com Faucet Aerators (Gas) - Cold ¦ PG&E ¦ Cold | Com Faucet Aerators (Gas) - Cold | 0.24732 | 1 | 0.57 | CBSA2014/NCI Assumptions | 0 | 2012 | 0.6 | SWWH019-04
COM-WATERHEAT-30.36 | Com ¦ Normal Flow Faucet (Gas WH) - Cold ¦ PG&E ¦ Cold | Com ¦ Normal Flow Faucet (Gas WH) - Cold | PG&E ¦ Cold | PG&E | All | Gas | Commercial faucet, no aerator | Average Existing and Code | 0 | Conventional | WaterHeat | Com - Warehouse | Com | RET Only | 0 | 1000 sqft2 of floor space | Each | 6.67 | DEER:Indoor_CFL_Ltg | 0 | 0 | 0 | SWWH019-04 | 0 | 2022 | 0 | 0 | 2022 | 0 | 0 | SWWH019-04 | Com Faucet Aerators (Gas) - Cold ¦ PG&E ¦ Cold | Com Faucet Aerators (Gas) - Cold | 0.21362 | 1 | 0.57 | CBSA2014/NCI Assumptions | 0 | 2012 | 0.6 | SWWH019-04
COM-WATERHEAT-30.37 | Com ¦ Normal Flow Faucet (Gas WH) - Marine ¦ SCG ¦ Marine | Com ¦ Normal Flow Faucet (Gas WH) - Marine | SCG ¦ Marine | SCG | All | Gas | Commercial faucet, no aerator | Average Existing and Code | 0 | Conventional | WaterHeat | Com - College | Com | RET Only | 0 | 1000 sqft2 of floor space | Each | 6.67 | DEER:Indoor_CFL_Ltg | 0 | 0 | 0 | SWWH019-04 | 0 | 2022 | 0 | 0 | 2022 | 0 | 0 | SWWH019-04 | Com Faucet Aerators (Gas) - Marine ¦ SCG ¦ Marine | Com Faucet Aerators (Gas) - Marine | 0.65231 | 1 | 0.57 | CBSA2014/NCI Assumptions | 0 | 2012 | 0.6 | SWWH019-04
COM-WATERHEAT-30.38 | Com ¦ Normal Flow Faucet (Gas WH) - Marine ¦ SCG ¦ Marine | Com ¦ Normal Flow Faucet (Gas WH) - Marine | SCG ¦ Marine | SCG | All | Gas | Commercial faucet, no aerator | Average Existing and Code | 0 | Conventional | WaterHeat | Com - Grocery | Com | RET Only | 0 | 1000 sqft2 of floor space | Each | 6.67 | DEER:Indoor_CFL_Ltg | 0 | 0 | 0 | SWWH019-04 | 0 | 2022 | 0 | 0 | 2022 | 0 | 0 | SWWH019-04 | Com Faucet Aerators (Gas) - Marine ¦ SCG ¦ Marine | Com Faucet Aerators (Gas) - Marine | 0.46134 | 1 | 0.57 | CBSA2014/NCI Assumptions | 0 | 2012 | 0.6 | SWWH019-04
COM-WATERHEAT-30.39 | Com ¦ Normal Flow Faucet (Gas WH) - Marine ¦ SCG ¦ Marine | Com ¦ Normal Flow Faucet (Gas WH) - Marine | SCG ¦ Marine | SCG | All | Gas | Commercial faucet, no aerator | Average Existing and Code | 0 | Conventional | WaterHeat | Com - Health | Com | RET Only | 0 | 1000 sqft2 of floor space | Each | 6.67 | DEER:Indoor_CFL_Ltg | 0 | 0 | 0 | SWWH019-04 | 0 | 2022 | 0 | 0 | 2022 | 0 | 0 | SWWH019-04 | Com Faucet Aerators (Gas) - Marine ¦ SCG ¦ Marine | Com Faucet Aerators (Gas) - Marine | 0.65231 | 1 | 0.57 | CBSA2014/NCI Assumptions | 0 | 2012 | 0.6 | SWWH019-04
COM-WATERHEAT-30.40 | Com ¦ Normal Flow Faucet (Gas WH) - Marine ¦ SCG ¦ Marine | Com ¦ Normal Flow Faucet (Gas WH) - Marine | SCG ¦ Marine | SCG | All | Gas | Commercial faucet, no aerator | Average Existing and Code | 0 | Conventional | WaterHeat | Com - Lodging | Com | RET Only | 0 | 1000 sqft2 of floor space | Each | 6.67 | DEER:Indoor_CFL_Ltg | 0 | 0 | 0 | SWWH019-04 | 0 | 2022 | 0 | 0 | 2022 | 0 | 0 | SWWH019-04 | Com Faucet Aerators (Gas) - Marine ¦ SCG ¦ Marine | Com Faucet Aerators (Gas) - Marine | 1.2263 | 1 | 0.57 | CBSA2014/NCI Assumptions | 0 | 2012 | 0.6 | SWWH019-04
COM-WATERHEAT-30.41 | Com ¦ Normal Flow Faucet (Gas WH) - Marine ¦ SCG ¦ Marine | Com ¦ Normal Flow Faucet (Gas WH) - Marine | SCG ¦ Marine | SCG | All | Gas | Commercial faucet, no aerator | Average Existing and Code | 0 | Conventional | WaterHeat | Com - Office (Large) | Com | RET Only | 0 | 1000 sqft2 of floor space | Each | 6.67 | DEER:Indoor_CFL_Ltg | 0 | 0 | 0 | SWWH019-04 | 0 | 2022 | 0 | 0 | 2022 | 0 | 0 | SWWH019-04 | Com Faucet Aerators (Gas) - Marine ¦ SCG ¦ Marine | Com Faucet Aerators (Gas) - Marine | 0.14254 | 1 | 0.57 | CBSA2014/NCI Assumptions | 0 | 2012 | 0.6 | SWWH019-04
COM-WATERHEAT-30.42 | Com ¦ Normal Flow Faucet (Gas WH) - Marine ¦ SCG ¦ Marine | Com ¦ Normal Flow Faucet (Gas WH) - Marine | SCG ¦ Marine | SCG | All | Gas | Commercial faucet, no aerator | Average Existing and Code | 0 | Conventional | WaterHeat | Com - Office (Small) | Com | RET Only | 0 | 1000 sqft2 of floor space | Each | 6.67 | DEER:Indoor_CFL_Ltg | 0 | 0 | 0 | SWWH019-04 | 0 | 2022 | 0 | 0 | 2022 | 0 | 0 | SWWH019-04 | Com Faucet Aerators (Gas) - Marine ¦ SCG ¦ Marine | Com Faucet Aerators (Gas) - Marine | 0.14254 | 1 | 0.57 | CBSA2014/NCI Assumptions | 0 | 2012 | 0.6 | SWWH019-04
COM-WATERHEAT-30.43 | Com ¦ Normal Flow Faucet (Gas WH) - Marine ¦ SCG ¦ Marine | Com ¦ Normal Flow Faucet (Gas WH) - Marine | SCG ¦ Marine | SCG | All | Gas | Commercial faucet, no aerator | Average Existing and Code | 0 | Conventional | WaterHeat | Com - Other | Com | RET Only | 0 | 1000 sqft2 of floor space | Each | 6.67 | DEER:Indoor_CFL_Ltg | 0 | 0 | 0 | SWWH019-04 | 0 | 2022 | 0 | 0 | 2022 | 0 | 0 | SWWH019-04 | Com Faucet Aerators (Gas) - Marine ¦ SCG ¦ Marine | Com Faucet Aerators (Gas) - Marine | 0.21744 | 1 | 0.57 | CBSA2014/NCI Assumptions | 0 | 2012 | 0.6 | SWWH019-04
COM-WATERHEAT-30.44 | Com ¦ Normal Flow Faucet (Gas WH) - Marine ¦ SCG ¦ Marine | Com ¦ Normal Flow Faucet (Gas WH) - Marine | SCG ¦ Marine | SCG | All | Gas | Commercial faucet, no aerator | Average Existing and Code | 0 | Conventional | WaterHeat | Com - Refrig. Warehouse | Com | RET Only | 0 | 1000 sqft2 of floor space | Each | 6.67 | DEER:Indoor_CFL_Ltg | 0 | 0 | 0 | SWWH019-04 | 0 | 2022 | 0 | 0 | 2022 | 0 | 0 | SWWH019-04 | Com Faucet Aerators (Gas) - Marine ¦ SCG ¦ Marine | Com Faucet Aerators (Gas) - Marine | 0.21362 | 1 | 0.57 | CBSA2014/NCI Assumptions | 0 | 2012 | 0.6 | SWWH019-04
COM-WATERHEAT-30.45 | Com ¦ Normal Flow Faucet (Gas WH) - Marine ¦ SCG ¦ Marine | Com ¦ Normal Flow Faucet (Gas WH) - Marine | SCG ¦ Marine | SCG | All | Gas | Commercial faucet, no aerator | Average Existing and Code | 0 | Conventional | WaterHeat | Com - Restaurant | Com | RET Only | 0 | 1000 sqft2 of floor space | Each | 6.67 | DEER:Indoor_CFL_Ltg | 0 | 0 | 0 | SWWH019-04 | 0 | 2022 | 0 | 0 | 2022 | 0 | 0 | SWWH019-04 | Com Faucet Aerators (Gas) - Marine ¦ SCG ¦ Marine | Com Faucet Aerators (Gas) - Marine | 0.75233 | 1 | 0.57 | CBSA2014/NCI Assumptions | 0 | 2012 | 0.6 | SWWH019-04
COM-WATERHEAT-30.46 | Com ¦ Normal Flow Faucet (Gas WH) - Marine ¦ SCG ¦ Marine | Com ¦ Normal Flow Faucet (Gas WH) - Marine | SCG ¦ Marine | SCG | All | Gas | Commercial faucet, no aerator | Average Existing and Code | 0 | Conventional | WaterHeat | Com - Retail | Com | RET Only | 0 | 1000 sqft2 of floor space | Each | 6.67 | DEER:Indoor_CFL_Ltg | 0 | 0 | 0 | SWWH019-04 | 0 | 2022 | 0 | 0 | 2022 | 0 | 0 | SWWH019-04 | Com Faucet Aerators (Gas) - Marine ¦ SCG ¦ Marine | Com Faucet Aerators (Gas) - Marine | 0.15647 | 1 | 0.57 | CBSA2014/NCI Assumptions | 0 | 2012 | 0.6 | SWWH019-04
COM-WATERHEAT-30.47 | Com ¦ Normal Flow Faucet (Gas WH) - Marine ¦ SCG ¦ Marine | Com ¦ Normal Flow Faucet (Gas WH) - Marine | SCG ¦ Marine | SCG | All | Gas | Commercial faucet, no aerator | Average Existing and Code | 0 | Conventional | WaterHeat | Com - School | Com | RET Only | 0 | 1000 sqft2 of floor space | Each | 6.67 | DEER:Indoor_CFL_Ltg | 0 | 0 | 0 | SWWH019-04 | 0 | 2022 | 0 | 0 | 2022 | 0 | 0 | SWWH019-04 | Com Faucet Aerators (Gas) - Marine ¦ SCG ¦ Marine | Com Faucet Aerators (Gas) - Marine | 0.24732 | 1 | 0.57 | CBSA2014/NCI Assumptions | 0 | 2012 | 0.6 | SWWH019-04
COM-WATERHEAT-30.48 | Com ¦ Normal Flow Faucet (Gas WH) - Marine ¦ SCG ¦ Marine | Com ¦ Normal Flow Faucet (Gas WH) - Marine | SCG ¦ Marine | SCG | All | Gas | Commercial faucet, no aerator | Average Existing and Code | 0 | Conventional | WaterHeat | Com - Warehouse | Com | RET Only | 0 | 1000 sqft2 of floor space | Each | 6.67 | DEER:Indoor_CFL_Ltg | 0 | 0 | 0 | SWWH019-04 | 0 | 2022 | 0 | 0 | 2022 | 0 | 0 | SWWH019-04 | Com Faucet Aerators (Gas) - Marine ¦ SCG ¦ Marine | Com Faucet Aerators (Gas) - Marine | 0.21362 | 1 | 0.57 | CBSA2014/NCI Assumptions | 0 | 2012 | 0.6 | SWWH019-04
COM-WATERHEAT-30.49 | Com ¦ Normal Flow Faucet (Gas WH) - Hot-Dry ¦ SCG ¦ Hot-Dry | Com ¦ Normal Flow Faucet (Gas WH) - Hot-Dry | SCG ¦ Hot-Dry | SCG | All | Gas | Commercial faucet, no aerator | Average Existing and Code | 0 | Conventional | WaterHeat | Com - College | Com | RET Only | 0 | 1000 sqft2 of floor space | Each | 6.67 | DEER:Indoor_CFL_Ltg | 0 | 0 | 0 | SWWH019-04 | 0 | 2022 | 0 | 0 | 2022 | 0 | 0 | SWWH019-04 | Com Faucet Aerators (Gas) - Hot-Dry ¦ SCG ¦ Hot-Dry | Com Faucet Aerators (Gas) - Hot-Dry | 0.65231 | 1 | 0.57 | CBSA2014/NCI Assumptions | 0 | 2012 | 0.6 | SWWH019-04
COM-WATERHEAT-30.50 | Com ¦ Normal Flow Faucet (Gas WH) - Hot-Dry ¦ SCG ¦ Hot-Dry | Com ¦ Normal Flow Faucet (Gas WH) - Hot-Dry | SCG ¦ Hot-Dry | SCG | All | Gas | Commercial faucet, no aerator | Average Existing and Code | 0 | Conventional | WaterHeat | Com - Grocery | Com | RET Only | 0 | 1000 sqft2 of floor space | Each | 6.67 | DEER:Indoor_CFL_Ltg | 0 | 0 | 0 | SWWH019-04 | 0 | 2022 | 0 | 0 | 2022 | 0 | 0 | SWWH019-04 | Com Faucet Aerators (Gas) - Hot-Dry ¦ SCG ¦ Hot-Dry | Com Faucet Aerators (Gas) - Hot-Dry | 0.46134 | 1 | 0.57 | CBSA2014/NCI Assumptions | 0 | 2012 | 0.6 | SWWH019-04
COM-WATERHEAT-30.51 | Com ¦ Normal Flow Faucet (Gas WH) - Hot-Dry ¦ SCG ¦ Hot-Dry | Com ¦ Normal Flow Faucet (Gas WH) - Hot-Dry | SCG ¦ Hot-Dry | SCG | All | Gas | Commercial faucet, no aerator | Average Existing and Code | 0 | Conventional | WaterHeat | Com - Health | Com | RET Only | 0 | 1000 sqft2 of floor space | Each | 6.67 | DEER:Indoor_CFL_Ltg | 0 | 0 | 0 | SWWH019-04 | 0 | 2022 | 0 | 0 | 2022 | 0 | 0 | SWWH019-04 | Com Faucet Aerators (Gas) - Hot-Dry ¦ SCG ¦ Hot-Dry | Com Faucet Aerators (Gas) - Hot-Dry | 0.65231 | 1 | 0.57 | CBSA2014/NCI Assumptions | 0 | 2012 | 0.6 | SWWH019-04
COM-WATERHEAT-30.52 | Com ¦ Normal Flow Faucet (Gas WH) - Hot-Dry ¦ SCG ¦ Hot-Dry | Com ¦ Normal Flow Faucet (Gas WH) - Hot-Dry | SCG ¦ Hot-Dry | SCG | All | Gas | Commercial faucet, no aerator | Average Existing and Code | 0 | Conventional | WaterHeat | Com - Lodging | Com | RET Only | 0 | 1000 sqft2 of floor space | Each | 6.67 | DEER:Indoor_CFL_Ltg | 0 | 0 | 0 | SWWH019-04 | 0 | 2022 | 0 | 0 | 2022 | 0 | 0 | SWWH019-04 | Com Faucet Aerators (Gas) - Hot-Dry ¦ SCG ¦ Hot-Dry | Com Faucet Aerators (Gas) - Hot-Dry | 1.2263 | 1 | 0.57 | CBSA2014/NCI Assumptions | 0 | 2012 | 0.6 | SWWH019-04
COM-WATERHEAT-30.53 | Com ¦ Normal Flow Faucet (Gas WH) - Hot-Dry ¦ SCG ¦ Hot-Dry | Com ¦ Normal Flow Faucet (Gas WH) - Hot-Dry | SCG ¦ Hot-Dry | SCG | All | Gas | Commercial faucet, no aerator | Average Existing and Code | 0 | Conventional | WaterHeat | Com - Office (Large) | Com | RET Only | 0 | 1000 sqft2 of floor space | Each | 6.67 | DEER:Indoor_CFL_Ltg | 0 | 0 | 0 | SWWH019-04 | 0 | 2022 | 0 | 0 | 2022 | 0 | 0 | SWWH019-04 | Com Faucet Aerators (Gas) - Hot-Dry ¦ SCG ¦ Hot-Dry | Com Faucet Aerators (Gas) - Hot-Dry | 0.14254 | 1 | 0.57 | CBSA2014/NCI Assumptions | 0 | 2012 | 0.6 | SWWH019-04
COM-WATERHEAT-30.54 | Com ¦ Normal Flow Faucet (Gas WH) - Hot-Dry ¦ SCG ¦ Hot-Dry | Com ¦ Normal Flow Faucet (Gas WH) - Hot-Dry | SCG ¦ Hot-Dry | SCG | All | Gas | Commercial faucet, no aerator | Average Existing and Code | 0 | Conventional | WaterHeat | Com - Office (Small) | Com | RET Only | 0 | 1000 sqft2 of floor space | Each | 6.67 | DEER:Indoor_CFL_Ltg | 0 | 0 | 0 | SWWH019-04 | 0 | 2022 | 0 | 0 | 2022 | 0 | 0 | SWWH019-04 | Com Faucet Aerators (Gas) - Hot-Dry ¦ SCG ¦ Hot-Dry | Com Faucet Aerators (Gas) - Hot-Dry | 0.14254 | 1 | 0.57 | CBSA2014/NCI Assumptions | 0 | 2012 | 0.6 | SWWH019-04
COM-WATERHEAT-30.55 | Com ¦ Normal Flow Faucet (Gas WH) - Hot-Dry ¦ SCG ¦ Hot-Dry | Com ¦ Normal Flow Faucet (Gas WH) - Hot-Dry | SCG ¦ Hot-Dry | SCG | All | Gas | Commercial faucet, no aerator | Average Existing and Code | 0 | Conventional | WaterHeat | Com - Other | Com | RET Only | 0 | 1000 sqft2 of floor space | Each | 6.67 | DEER:Indoor_CFL_Ltg | 0 | 0 | 0 | SWWH019-04 | 0 | 2022 | 0 | 0 | 2022 | 0 | 0 | SWWH019-04 | Com Faucet Aerators (Gas) - Hot-Dry ¦ SCG ¦ Hot-Dry | Com Faucet Aerators (Gas) - Hot-Dry | 0.21744 | 1 | 0.57 | CBSA2014/NCI Assumptions | 0 | 2012 | 0.6 | SWWH019-04
COM-WATERHEAT-30.56 | Com ¦ Normal Flow Faucet (Gas WH) - Hot-Dry ¦ SCG ¦ Hot-Dry | Com ¦ Normal Flow Faucet (Gas WH) - Hot-Dry | SCG ¦ Hot-Dry | SCG | All | Gas | Commercial faucet, no aerator | Average Existing and Code | 0 | Conventional | WaterHeat | Com - Refrig. Warehouse | Com | RET Only | 0 | 1000 sqft2 of floor space | Each | 6.67 | DEER:Indoor_CFL_Ltg | 0 | 0 | 0 | SWWH019-04 | 0 | 2022 | 0 | 0 | 2022 | 0 | 0 | SWWH019-04 | Com Faucet Aerators (Gas) - Hot-Dry ¦ SCG ¦ Hot-Dry | Com Faucet Aerators (Gas) - Hot-Dry | 0.21362 | 1 | 0.57 | CBSA2014/NCI Assumptions | 0 | 2012 | 0.6 | SWWH019-04
COM-WATERHEAT-30.57 | Com ¦ Normal Flow Faucet (Gas WH) - Hot-Dry ¦ SCG ¦ Hot-Dry | Com ¦ Normal Flow Faucet (Gas WH) - Hot-Dry | SCG ¦ Hot-Dry | SCG | All | Gas | Commercial faucet, no aerator | Average Existing and Code | 0 | Conventional | WaterHeat | Com - Restaurant | Com | RET Only | 0 | 1000 sqft2 of floor space | Each | 6.67 | DEER:Indoor_CFL_Ltg | 0 | 0 | 0 | SWWH019-04 | 0 | 2022 | 0 | 0 | 2022 | 0 | 0 | SWWH019-04 | Com Faucet Aerators (Gas) - Hot-Dry ¦ SCG ¦ Hot-Dry | Com Faucet Aerators (Gas) - Hot-Dry | 0.75233 | 1 | 0.57 | CBSA2014/NCI Assumptions | 0 | 2012 | 0.6 | SWWH019-04
COM-WATERHEAT-30.58 | Com ¦ Normal Flow Faucet (Gas WH) - Hot-Dry ¦ SCG ¦ Hot-Dry | Com ¦ Normal Flow Faucet (Gas WH) - Hot-Dry | SCG ¦ Hot-Dry | SCG | All | Gas | Commercial faucet, no aerator | Average Existing and Code | 0 | Conventional | WaterHeat | Com - Retail | Com | RET Only | 0 | 1000 sqft2 of floor space | Each | 6.67 | DEER:Indoor_CFL_Ltg | 0 | 0 | 0 | SWWH019-04 | 0 | 2022 | 0 | 0 | 2022 | 0 | 0 | SWWH019-04 | Com Faucet Aerators (Gas) - Hot-Dry ¦ SCG ¦ Hot-Dry | Com Faucet Aerators (Gas) - Hot-Dry | 0.15647 | 1 | 0.57 | CBSA2014/NCI Assumptions | 0 | 2012 | 0.6 | SWWH019-04
COM-WATERHEAT-30.59 | Com ¦ Normal Flow Faucet (Gas WH) - Hot-Dry ¦ SCG ¦ Hot-Dry | Com ¦ Normal Flow Faucet (Gas WH) - Hot-Dry | SCG ¦ Hot-Dry | SCG | All | Gas | Commercial faucet, no aerator | Average Existing and Code | 0 | Conventional | WaterHeat | Com - School | Com | RET Only | 0 | 1000 sqft2 of floor space | Each | 6.67 | DEER:Indoor_CFL_Ltg | 0 | 0 | 0 | SWWH019-04 | 0 | 2022 | 0 | 0 | 2022 | 0 | 0 | SWWH019-04 | Com Faucet Aerators (Gas) - Hot-Dry ¦ SCG ¦ Hot-Dry | Com Faucet Aerators (Gas) - Hot-Dry | 0.24732 | 1 | 0.57 | CBSA2014/NCI Assumptions | 0 | 2012 | 0.6 | SWWH019-04
COM-WATERHEAT-30.60 | Com ¦ Normal Flow Faucet (Gas WH) - Hot-Dry ¦ SCG ¦ Hot-Dry | Com ¦ Normal Flow Faucet (Gas WH) - Hot-Dry | SCG ¦ Hot-Dry | SCG | All | Gas | Commercial faucet, no aerator | Average Existing and Code | 0 | Conventional | WaterHeat | Com - Warehouse | Com | RET Only | 0 | 1000 sqft2 of floor space | Each | 6.67 | DEER:Indoor_CFL_Ltg | 0 | 0 | 0 | SWWH019-04 | 0 | 2022 | 0 | 0 | 2022 | 0 | 0 | SWWH019-04 | Com Faucet Aerators (Gas) - Hot-Dry ¦ SCG ¦ Hot-Dry | Com Faucet Aerators (Gas) - Hot-Dry | 0.21362 | 1 | 0.57 | CBSA2014/NCI Assumptions | 0 | 2012 | 0.6 | SWWH019-04
COM-WATERHEAT-30.61 | Com ¦ Normal Flow Faucet (Gas WH) - Cold ¦ SCG ¦ Cold | Com ¦ Normal Flow Faucet (Gas WH) - Cold | SCG ¦ Cold | SCG | All | Gas | Commercial faucet, no aerator | Average Existing and Code | 0 | Conventional | WaterHeat | Com - College | Com | RET Only | 0 | 1000 sqft2 of floor space | Each | 6.67 | DEER:Indoor_CFL_Ltg | 0 | 0 | 0 | SWWH019-04 | 0 | 2022 | 0 | 0 | 2022 | 0 | 0 | SWWH019-04 | Com Faucet Aerators (Gas) - Cold ¦ SCG ¦ Cold | Com Faucet Aerators (Gas) - Cold | 0.65231 | 1 | 0.57 | CBSA2014/NCI Assumptions | 0 | 2012 | 0.6 | SWWH019-04
COM-WATERHEAT-30.62 | Com ¦ Normal Flow Faucet (Gas WH) - Cold ¦ SCG ¦ Cold | Com ¦ Normal Flow Faucet (Gas WH) - Cold | SCG ¦ Cold | SCG | All | Gas | Commercial faucet, no aerator | Average Existing and Code | 0 | Conventional | WaterHeat | Com - Grocery | Com | RET Only | 0 | 1000 sqft2 of floor space | Each | 6.67 | DEER:Indoor_CFL_Ltg | 0 | 0 | 0 | SWWH019-04 | 0 | 2022 | 0 | 0 | 2022 | 0 | 0 | SWWH019-04 | Com Faucet Aerators (Gas) - Cold ¦ SCG ¦ Cold | Com Faucet Aerators (Gas) - Cold | 0.46134 | 1 | 0.57 | CBSA2014/NCI Assumptions | 0 | 2012 | 0.6 | SWWH019-04
COM-WATERHEAT-30.63 | Com ¦ Normal Flow Faucet (Gas WH) - Cold ¦ SCG ¦ Cold | Com ¦ Normal Flow Faucet (Gas WH) - Cold | SCG ¦ Cold | SCG | All | Gas | Commercial faucet, no aerator | Average Existing and Code | 0 | Conventional | WaterHeat | Com - Health | Com | RET Only | 0 | 1000 sqft2 of floor space | Each | 6.67 | DEER:Indoor_CFL_Ltg | 0 | 0 | 0 | SWWH019-04 | 0 | 2022 | 0 | 0 | 2022 | 0 | 0 | SWWH019-04 | Com Faucet Aerators (Gas) - Cold ¦ SCG ¦ Cold | Com Faucet Aerators (Gas) - Cold | 0.65231 | 1 | 0.57 | CBSA2014/NCI Assumptions | 0 | 2012 | 0.6 | SWWH019-04
COM-WATERHEAT-30.64 | Com ¦ Normal Flow Faucet (Gas WH) - Cold ¦ SCG ¦ Cold | Com ¦ Normal Flow Faucet (Gas WH) - Cold | SCG ¦ Cold | SCG | All | Gas | Commercial faucet, no aerator | Average Existing and Code | 0 | Conventional | WaterHeat | Com - Lodging | Com | RET Only | 0 | 1000 sqft2 of floor space | Each | 6.67 | DEER:Indoor_CFL_Ltg | 0 | 0 | 0 | SWWH019-04 | 0 | 2022 | 0 | 0 | 2022 | 0 | 0 | SWWH019-04 | Com Faucet Aerators (Gas) - Cold ¦ SCG ¦ Cold | Com Faucet Aerators (Gas) - Cold | 1.2263 | 1 | 0.57 | CBSA2014/NCI Assumptions | 0 | 2012 | 0.6 | SWWH019-04
COM-WATERHEAT-30.65 | Com ¦ Normal Flow Faucet (Gas WH) - Cold ¦ SCG ¦ Cold | Com ¦ Normal Flow Faucet (Gas WH) - Cold | SCG ¦ Cold | SCG | All | Gas | Commercial faucet, no aerator | Average Existing and Code | 0 | Conventional | WaterHeat | Com - Office (Large) | Com | RET Only | 0 | 1000 sqft2 of floor space | Each | 6.67 | DEER:Indoor_CFL_Ltg | 0 | 0 | 0 | SWWH019-04 | 0 | 2022 | 0 | 0 | 2022 | 0 | 0 | SWWH019-04 | Com Faucet Aerators (Gas) - Cold ¦ SCG ¦ Cold | Com Faucet Aerators (Gas) - Cold | 0.14254 | 1 | 0.57 | CBSA2014/NCI Assumptions | 0 | 2012 | 0.6 | SWWH019-04
COM-WATERHEAT-30.66 | Com ¦ Normal Flow Faucet (Gas WH) - Cold ¦ SCG ¦ Cold | Com ¦ Normal Flow Faucet (Gas WH) - Cold | SCG ¦ Cold | SCG | All | Gas | Commercial faucet, no aerator | Average Existing and Code | 0 | Conventional | WaterHeat | Com - Office (Small) | Com | RET Only | 0 | 1000 sqft2 of floor space | Each | 6.67 | DEER:Indoor_CFL_Ltg | 0 | 0 | 0 | SWWH019-04 | 0 | 2022 | 0 | 0 | 2022 | 0 | 0 | SWWH019-04 | Com Faucet Aerators (Gas) - Cold ¦ SCG ¦ Cold | Com Faucet Aerators (Gas) - Cold | 0.14254 | 1 | 0.57 | CBSA2014/NCI Assumptions | 0 | 2012 | 0.6 | SWWH019-04
COM-WATERHEAT-30.67 | Com ¦ Normal Flow Faucet (Gas WH) - Cold ¦ SCG ¦ Cold | Com ¦ Normal Flow Faucet (Gas WH) - Cold | SCG ¦ Cold | SCG | All | Gas | Commercial faucet, no aerator | Average Existing and Code | 0 | Conventional | WaterHeat | Com - Other | Com | RET Only | 0 | 1000 sqft2 of floor space | Each | 6.67 | DEER:Indoor_CFL_Ltg | 0 | 0 | 0 | SWWH019-04 | 0 | 2022 | 0 | 0 | 2022 | 0 | 0 | SWWH019-04 | Com Faucet Aerators (Gas) - Cold ¦ SCG ¦ Cold | Com Faucet Aerators (Gas) - Cold | 0.21744 | 1 | 0.57 | CBSA2014/NCI Assumptions | 0 | 2012 | 0.6 | SWWH019-04
COM-WATERHEAT-30.68 | Com ¦ Normal Flow Faucet (Gas WH) - Cold ¦ SCG ¦ Cold | Com ¦ Normal Flow Faucet (Gas WH) - Cold | SCG ¦ Cold | SCG | All | Gas | Commercial faucet, no aerator | Average Existing and Code | 0 | Conventional | WaterHeat | Com - Refrig. Warehouse | Com | RET Only | 0 | 1000 sqft2 of floor space | Each | 6.67 | DEER:Indoor_CFL_Ltg | 0 | 0 | 0 | SWWH019-04 | 0 | 2022 | 0 | 0 | 2022 | 0 | 0 | SWWH019-04 | Com Faucet Aerators (Gas) - Cold ¦ SCG ¦ Cold | Com Faucet Aerators (Gas) - Cold | 0.21362 | 1 | 0.57 | CBSA2014/NCI Assumptions | 0 | 2012 | 0.6 | SWWH019-04
COM-WATERHEAT-30.69 | Com ¦ Normal Flow Faucet (Gas WH) - Cold ¦ SCG ¦ Cold | Com ¦ Normal Flow Faucet (Gas WH) - Cold | SCG ¦ Cold | SCG | All | Gas | Commercial faucet, no aerator | Average Existing and Code | 0 | Conventional | WaterHeat | Com - Restaurant | Com | RET Only | 0 | 1000 sqft2 of floor space | Each | 6.67 | DEER:Indoor_CFL_Ltg | 0 | 0 | 0 | SWWH019-04 | 0 | 2022 | 0 | 0 | 2022 | 0 | 0 | SWWH019-04 | Com Faucet Aerators (Gas) - Cold ¦ SCG ¦ Cold | Com Faucet Aerators (Gas) - Cold | 0.75233 | 1 | 0.57 | CBSA2014/NCI Assumptions | 0 | 2012 | 0.6 | SWWH019-04
COM-WATERHEAT-30.70 | Com ¦ Normal Flow Faucet (Gas WH) - Cold ¦ SCG ¦ Cold | Com ¦ Normal Flow Faucet (Gas WH) - Cold | SCG ¦ Cold | SCG | All | Gas | Commercial faucet, no aerator | Average Existing and Code | 0 | Conventional | WaterHeat | Com - Retail | Com | RET Only | 0 | 1000 sqft2 of floor space | Each | 6.67 | DEER:Indoor_CFL_Ltg | 0 | 0 | 0 | SWWH019-04 | 0 | 2022 | 0 | 0 | 2022 | 0 | 0 | SWWH019-04 | Com Faucet Aerators (Gas) - Cold ¦ SCG ¦ Cold | Com Faucet Aerators (Gas) - Cold | 0.15647 | 1 | 0.57 | CBSA2014/NCI Assumptions | 0 | 2012 | 0.6 | SWWH019-04
COM-WATERHEAT-30.71 | Com ¦ Normal Flow Faucet (Gas WH) - Cold ¦ SCG ¦ Cold | Com ¦ Normal Flow Faucet (Gas WH) - Cold | SCG ¦ Cold | SCG | All | Gas | Commercial faucet, no aerator | Average Existing and Code | 0 | Conventional | WaterHeat | Com - School | Com | RET Only | 0 | 1000 sqft2 of floor space | Each | 6.67 | DEER:Indoor_CFL_Ltg | 0 | 0 | 0 | SWWH019-04 | 0 | 2022 | 0 | 0 | 2022 | 0 | 0 | SWWH019-04 | Com Faucet Aerators (Gas) - Cold ¦ SCG ¦ Cold | Com Faucet Aerators (Gas) - Cold | 0.24732 | 1 | 0.57 | CBSA2014/NCI Assumptions | 0 | 2012 | 0.6 | SWWH019-04
COM-WATERHEAT-30.72 | Com ¦ Normal Flow Faucet (Gas WH) - Cold ¦ SCG ¦ Cold | Com ¦ Normal Flow Faucet (Gas WH) - Cold | SCG ¦ Cold | SCG | All | Gas | Commercial faucet, no aerator | Average Existing and Code | 0 | Conventional | WaterHeat | Com - Warehouse | Com | RET Only | 0 | 1000 sqft2 of floor space | Each | 6.67 | DEER:Indoor_CFL_Ltg | 0 | 0 | 0 | SWWH019-04 | 0 | 2022 | 0 | 0 | 2022 | 0 | 0 | SWWH019-04 | Com Faucet Aerators (Gas) - Cold ¦ SCG ¦ Cold | Com Faucet Aerators (Gas) - Cold | 0.21362 | 1 | 0.57 | CBSA2014/NCI Assumptions | 0 | 2012 | 0.6 | SWWH019-04
COM-WATERHEAT-30.73 | Com ¦ Normal Flow Faucet (Gas WH) - Marine ¦ SDG&E ¦ Marine | Com ¦ Normal Flow Faucet (Gas WH) - Marine | SDG&E ¦ Marine | SDG&E | All | Gas | Commercial faucet, no aerator | Average Existing and Code | 0 | Conventional | WaterHeat | Com - College | Com | RET Only | 0 | 1000 sqft2 of floor space | Each | 6.67 | DEER:Indoor_CFL_Ltg | 0 | 0 | 0 | SWWH019-04 | 0 | 2022 | 0 | 0 | 2022 | 0 | 0 | SWWH019-04 | Com Faucet Aerators (Gas) - Marine ¦ SDG&E ¦ Marine | Com Faucet Aerators (Gas) - Marine | 0.65231 | 1 | 0.57 | CBSA2014/NCI Assumptions | 0 | 2012 | 0.6 | SWWH019-04
COM-WATERHEAT-30.74 | Com ¦ Normal Flow Faucet (Gas WH) - Marine ¦ SDG&E ¦ Marine | Com ¦ Normal Flow Faucet (Gas WH) - Marine | SDG&E ¦ Marine | SDG&E | All | Gas | Commercial faucet, no aerator | Average Existing and Code | 0 | Conventional | WaterHeat | Com - Grocery | Com | RET Only | 0 | 1000 sqft2 of floor space | Each | 6.67 | DEER:Indoor_CFL_Ltg | 0 | 0 | 0 | SWWH019-04 | 0 | 2022 | 0 | 0 | 2022 | 0 | 0 | SWWH019-04 | Com Faucet Aerators (Gas) - Marine ¦ SDG&E ¦ Marine | Com Faucet Aerators (Gas) - Marine | 0.46134 | 1 | 0.57 | CBSA2014/NCI Assumptions | 0 | 2012 | 0.6 | SWWH019-04
COM-WATERHEAT-30.75 | Com ¦ Normal Flow Faucet (Gas WH) - Marine ¦ SDG&E ¦ Marine | Com ¦ Normal Flow Faucet (Gas WH) - Marine | SDG&E ¦ Marine | SDG&E | All | Gas | Commercial faucet, no aerator | Average Existing and Code | 0 | Conventional | WaterHeat | Com - Health | Com | RET Only | 0 | 1000 sqft2 of floor space | Each | 6.67 | DEER:Indoor_CFL_Ltg | 0 | 0 | 0 | SWWH019-04 | 0 | 2022 | 0 | 0 | 2022 | 0 | 0 | SWWH019-04 | Com Faucet Aerators (Gas) - Marine ¦ SDG&E ¦ Marine | Com Faucet Aerators (Gas) - Marine | 0.65231 | 1 | 0.57 | CBSA2014/NCI Assumptions | 0 | 2012 | 0.6 | SWWH019-04
COM-WATERHEAT-30.76 | Com ¦ Normal Flow Faucet (Gas WH) - Marine ¦ SDG&E ¦ Marine | Com ¦ Normal Flow Faucet (Gas WH) - Marine | SDG&E ¦ Marine | SDG&E | All | Gas | Commercial faucet, no aerator | Average Existing and Code | 0 | Conventional | WaterHeat | Com - Lodging | Com | RET Only | 0 | 1000 sqft2 of floor space | Each | 6.67 | DEER:Indoor_CFL_Ltg | 0 | 0 | 0 | SWWH019-04 | 0 | 2022 | 0 | 0 | 2022 | 0 | 0 | SWWH019-04 | Com Faucet Aerators (Gas) - Marine ¦ SDG&E ¦ Marine | Com Faucet Aerators (Gas) - Marine | 1.2263 | 1 | 0.57 | CBSA2014/NCI Assumptions | 0 | 2012 | 0.6 | SWWH019-04
COM-WATERHEAT-30.77 | Com ¦ Normal Flow Faucet (Gas WH) - Marine ¦ SDG&E ¦ Marine | Com ¦ Normal Flow Faucet (Gas WH) - Marine | SDG&E ¦ Marine | SDG&E | All | Gas | Commercial faucet, no aerator | Average Existing and Code | 0 | Conventional | WaterHeat | Com - Office (Large) | Com | RET Only | 0 | 1000 sqft2 of floor space | Each | 6.67 | DEER:Indoor_CFL_Ltg | 0 | 0 | 0 | SWWH019-04 | 0 | 2022 | 0 | 0 | 2022 | 0 | 0 | SWWH019-04 | Com Faucet Aerators (Gas) - Marine ¦ SDG&E ¦ Marine | Com Faucet Aerators (Gas) - Marine | 0.14254 | 1 | 0.57 | CBSA2014/NCI Assumptions | 0 | 2012 | 0.6 | SWWH019-04
COM-WATERHEAT-30.78 | Com ¦ Normal Flow Faucet (Gas WH) - Marine ¦ SDG&E ¦ Marine | Com ¦ Normal Flow Faucet (Gas WH) - Marine | SDG&E ¦ Marine | SDG&E | All | Gas | Commercial faucet, no aerator | Average Existing and Code | 0 | Conventional | WaterHeat | Com - Office (Small) | Com | RET Only | 0 | 1000 sqft2 of floor space | Each | 6.67 | DEER:Indoor_CFL_Ltg | 0 | 0 | 0 | SWWH019-04 | 0 | 2022 | 0 | 0 | 2022 | 0 | 0 | SWWH019-04 | Com Faucet Aerators (Gas) - Marine ¦ SDG&E ¦ Marine | Com Faucet Aerators (Gas) - Marine | 0.14254 | 1 | 0.57 | CBSA2014/NCI Assumptions | 0 | 2012 | 0.6 | SWWH019-04
COM-WATERHEAT-30.79 | Com ¦ Normal Flow Faucet (Gas WH) - Marine ¦ SDG&E ¦ Marine | Com ¦ Normal Flow Faucet (Gas WH) - Marine | SDG&E ¦ Marine | SDG&E | All | Gas | Commercial faucet, no aerator | Average Existing and Code | 0 | Conventional | WaterHeat | Com - Other | Com | RET Only | 0 | 1000 sqft2 of floor space | Each | 6.67 | DEER:Indoor_CFL_Ltg | 0 | 0 | 0 | SWWH019-04 | 0 | 2022 | 0 | 0 | 2022 | 0 | 0 | SWWH019-04 | Com Faucet Aerators (Gas) - Marine ¦ SDG&E ¦ Marine | Com Faucet Aerators (Gas) - Marine | 0.21744 | 1 | 0.57 | CBSA2014/NCI Assumptions | 0 | 2012 | 0.6 | SWWH019-04
COM-WATERHEAT-30.80 | Com ¦ Normal Flow Faucet (Gas WH) - Marine ¦ SDG&E ¦ Marine | Com ¦ Normal Flow Faucet (Gas WH) - Marine | SDG&E ¦ Marine | SDG&E | All | Gas | Commercial faucet, no aerator | Average Existing and Code | 0 | Conventional | WaterHeat | Com - Refrig. Warehouse | Com | RET Only | 0 | 1000 sqft2 of floor space | Each | 6.67 | DEER:Indoor_CFL_Ltg | 0 | 0 | 0 | SWWH019-04 | 0 | 2022 | 0 | 0 | 2022 | 0 | 0 | SWWH019-04 | Com Faucet Aerators (Gas) - Marine ¦ SDG&E ¦ Marine | Com Faucet Aerators (Gas) - Marine | 0.21362 | 1 | 0.57 | CBSA2014/NCI Assumptions | 0 | 2012 | 0.6 | SWWH019-04
COM-WATERHEAT-30.81 | Com ¦ Normal Flow Faucet (Gas WH) - Marine ¦ SDG&E ¦ Marine | Com ¦ Normal Flow Faucet (Gas WH) - Marine | SDG&E ¦ Marine | SDG&E | All | Gas | Commercial faucet, no aerator | Average Existing and Code | 0 | Conventional | WaterHeat | Com - Restaurant | Com | RET Only | 0 | 1000 sqft2 of floor space | Each | 6.67 | DEER:Indoor_CFL_Ltg | 0 | 0 | 0 | SWWH019-04 | 0 | 2022 | 0 | 0 | 2022 | 0 | 0 | SWWH019-04 | Com Faucet Aerators (Gas) - Marine ¦ SDG&E ¦ Marine | Com Faucet Aerators (Gas) - Marine | 0.75233 | 1 | 0.57 | CBSA2014/NCI Assumptions | 0 | 2012 | 0.6 | SWWH019-04
COM-WATERHEAT-30.82 | Com ¦ Normal Flow Faucet (Gas WH) - Marine ¦ SDG&E ¦ Marine | Com ¦ Normal Flow Faucet (Gas WH) - Marine | SDG&E ¦ Marine | SDG&E | All | Gas | Commercial faucet, no aerator | Average Existing and Code | 0 | Conventional | WaterHeat | Com - Retail | Com | RET Only | 0 | 1000 sqft2 of floor space | Each | 6.67 | DEER:Indoor_CFL_Ltg | 0 | 0 | 0 | SWWH019-04 | 0 | 2022 | 0 | 0 | 2022 | 0 | 0 | SWWH019-04 | Com Faucet Aerators (Gas) - Marine ¦ SDG&E ¦ Marine | Com Faucet Aerators (Gas) - Marine | 0.15647 | 1 | 0.57 | CBSA2014/NCI Assumptions | 0 | 2012 | 0.6 | SWWH019-04
COM-WATERHEAT-30.83 | Com ¦ Normal Flow Faucet (Gas WH) - Marine ¦ SDG&E ¦ Marine | Com ¦ Normal Flow Faucet (Gas WH) - Marine | SDG&E ¦ Marine | SDG&E | All | Gas | Commercial faucet, no aerator | Average Existing and Code | 0 | Conventional | WaterHeat | Com - School | Com | RET Only | 0 | 1000 sqft2 of floor space | Each | 6.67 | DEER:Indoor_CFL_Ltg | 0 | 0 | 0 | SWWH019-04 | 0 | 2022 | 0 | 0 | 2022 | 0 | 0 | SWWH019-04 | Com Faucet Aerators (Gas) - Marine ¦ SDG&E ¦ Marine | Com Faucet Aerators (Gas) - Marine | 0.24732 | 1 | 0.57 | CBSA2014/NCI Assumptions | 0 | 2012 | 0.6 | SWWH019-04
COM-WATERHEAT-30.84 | Com ¦ Normal Flow Faucet (Gas WH) - Marine ¦ SDG&E ¦ Marine | Com ¦ Normal Flow Faucet (Gas WH) - Marine | SDG&E ¦ Marine | SDG&E | All | Gas | Commercial faucet, no aerator | Average Existing and Code | 0 | Conventional | WaterHeat | Com - Warehouse | Com | RET Only | 0 | 1000 sqft2 of floor space | Each | 6.67 | DEER:Indoor_CFL_Ltg | 0 | 0 | 0 | SWWH019-04 | 0 | 2022 | 0 | 0 | 2022 | 0 | 0 | SWWH019-04 | Com Faucet Aerators (Gas) - Marine ¦ SDG&E ¦ Marine | Com Faucet Aerators (Gas) - Marine | 0.21362 | 1 | 0.57 | CBSA2014/NCI Assumptions | 0 | 2012 | 0.6 | SWWH019-04
COM-WATERHEAT-30.85 | Com ¦ Normal Flow Faucet (Gas WH) - Hot-Dry ¦ SDG&E ¦ Hot-Dry | Com ¦ Normal Flow Faucet (Gas WH) - Hot-Dry | SDG&E ¦ Hot-Dry | SDG&E | All | Gas | Commercial faucet, no aerator | Average Existing and Code | 0 | Conventional | WaterHeat | Com - College | Com | RET Only | 0 | 1000 sqft2 of floor space | Each | 6.67 | DEER:Indoor_CFL_Ltg | 0 | 0 | 0 | SWWH019-04 | 0 | 2022 | 0 | 0 | 2022 | 0 | 0 | SWWH019-04 | Com Faucet Aerators (Gas) - Hot-Dry ¦ SDG&E ¦ Hot-Dry | Com Faucet Aerators (Gas) - Hot-Dry | 0.65231 | 1 | 0.57 | CBSA2014/NCI Assumptions | 0 | 2012 | 0.6 | SWWH019-04
COM-WATERHEAT-30.86 | Com ¦ Normal Flow Faucet (Gas WH) - Hot-Dry ¦ SDG&E ¦ Hot-Dry | Com ¦ Normal Flow Faucet (Gas WH) - Hot-Dry | SDG&E ¦ Hot-Dry | SDG&E | All | Gas | Commercial faucet, no aerator | Average Existing and Code | 0 | Conventional | WaterHeat | Com - Grocery | Com | RET Only | 0 | 1000 sqft2 of floor space | Each | 6.67 | DEER:Indoor_CFL_Ltg | 0 | 0 | 0 | SWWH019-04 | 0 | 2022 | 0 | 0 | 2022 | 0 | 0 | SWWH019-04 | Com Faucet Aerators (Gas) - Hot-Dry ¦ SDG&E ¦ Hot-Dry | Com Faucet Aerators (Gas) - Hot-Dry | 0.46134 | 1 | 0.57 | CBSA2014/NCI Assumptions | 0 | 2012 | 0.6 | SWWH019-04
COM-WATERHEAT-30.87 | Com ¦ Normal Flow Faucet (Gas WH) - Hot-Dry ¦ SDG&E ¦ Hot-Dry | Com ¦ Normal Flow Faucet (Gas WH) - Hot-Dry | SDG&E ¦ Hot-Dry | SDG&E | All | Gas | Commercial faucet, no aerator | Average Existing and Code | 0 | Conventional | WaterHeat | Com - Health | Com | RET Only | 0 | 1000 sqft2 of floor space | Each | 6.67 | DEER:Indoor_CFL_Ltg | 0 | 0 | 0 | SWWH019-04 | 0 | 2022 | 0 | 0 | 2022 | 0 | 0 | SWWH019-04 | Com Faucet Aerators (Gas) - Hot-Dry ¦ SDG&E ¦ Hot-Dry | Com Faucet Aerators (Gas) - Hot-Dry | 0.65231 | 1 | 0.57 | CBSA2014/NCI Assumptions | 0 | 2012 | 0.6 | SWWH019-04
COM-WATERHEAT-30.88 | Com ¦ Normal Flow Faucet (Gas WH) - Hot-Dry ¦ SDG&E ¦ Hot-Dry | Com ¦ Normal Flow Faucet (Gas WH) - Hot-Dry | SDG&E ¦ Hot-Dry | SDG&E | All | Gas | Commercial faucet, no aerator | Average Existing and Code | 0 | Conventional | WaterHeat | Com - Lodging | Com | RET Only | 0 | 1000 sqft2 of floor space | Each | 6.67 | DEER:Indoor_CFL_Ltg | 0 | 0 | 0 | SWWH019-04 | 0 | 2022 | 0 | 0 | 2022 | 0 | 0 | SWWH019-04 | Com Faucet Aerators (Gas) - Hot-Dry ¦ SDG&E ¦ Hot-Dry | Com Faucet Aerators (Gas) - Hot-Dry | 1.2263 | 1 | 0.57 | CBSA2014/NCI Assumptions | 0 | 2012 | 0.6 | SWWH019-04
COM-WATERHEAT-30.89 | Com ¦ Normal Flow Faucet (Gas WH) - Hot-Dry ¦ SDG&E ¦ Hot-Dry | Com ¦ Normal Flow Faucet (Gas WH) - Hot-Dry | SDG&E ¦ Hot-Dry | SDG&E | All | Gas | Commercial faucet, no aerator | Average Existing and Code | 0 | Conventional | WaterHeat | Com - Office (Large) | Com | RET Only | 0 | 1000 sqft2 of floor space | Each | 6.67 | DEER:Indoor_CFL_Ltg | 0 | 0 | 0 | SWWH019-04 | 0 | 2022 | 0 | 0 | 2022 | 0 | 0 | SWWH019-04 | Com Faucet Aerators (Gas) - Hot-Dry ¦ SDG&E ¦ Hot-Dry | Com Faucet Aerators (Gas) - Hot-Dry | 0.14254 | 1 | 0.57 | CBSA2014/NCI Assumptions | 0 | 2012 | 0.6 | SWWH019-04
COM-WATERHEAT-30.90 | Com ¦ Normal Flow Faucet (Gas WH) - Hot-Dry ¦ SDG&E ¦ Hot-Dry | Com ¦ Normal Flow Faucet (Gas WH) - Hot-Dry | SDG&E ¦ Hot-Dry | SDG&E | All | Gas | Commercial faucet, no aerator | Average Existing and Code | 0 | Conventional | WaterHeat | Com - Office (Small) | Com | RET Only | 0 | 1000 sqft2 of floor space | Each | 6.67 | DEER:Indoor_CFL_Ltg | 0 | 0 | 0 | SWWH019-04 | 0 | 2022 | 0 | 0 | 2022 | 0 | 0 | SWWH019-04 | Com Faucet Aerators (Gas) - Hot-Dry ¦ SDG&E ¦ Hot-Dry | Com Faucet Aerators (Gas) - Hot-Dry | 0.14254 | 1 | 0.57 | CBSA2014/NCI Assumptions | 0 | 2012 | 0.6 | SWWH019-04
COM-WATERHEAT-30.91 | Com ¦ Normal Flow Faucet (Gas WH) - Hot-Dry ¦ SDG&E ¦ Hot-Dry | Com ¦ Normal Flow Faucet (Gas WH) - Hot-Dry | SDG&E ¦ Hot-Dry | SDG&E | All | Gas | Commercial faucet, no aerator | Average Existing and Code | 0 | Conventional | WaterHeat | Com - Other | Com | RET Only | 0 | 1000 sqft2 of floor space | Each | 6.67 | DEER:Indoor_CFL_Ltg | 0 | 0 | 0 | SWWH019-04 | 0 | 2022 | 0 | 0 | 2022 | 0 | 0 | SWWH019-04 | Com Faucet Aerators (Gas) - Hot-Dry ¦ SDG&E ¦ Hot-Dry | Com Faucet Aerators (Gas) - Hot-Dry | 0.21744 | 1 | 0.57 | CBSA2014/NCI Assumptions | 0 | 2012 | 0.6 | SWWH019-04
COM-WATERHEAT-30.92 | Com ¦ Normal Flow Faucet (Gas WH) - Hot-Dry ¦ SDG&E ¦ Hot-Dry | Com ¦ Normal Flow Faucet (Gas WH) - Hot-Dry | SDG&E ¦ Hot-Dry | SDG&E | All | Gas | Commercial faucet, no aerator | Average Existing and Code | 0 | Conventional | WaterHeat | Com - Refrig. Warehouse | Com | RET Only | 0 | 1000 sqft2 of floor space | Each | 6.67 | DEER:Indoor_CFL_Ltg | 0 | 0 | 0 | SWWH019-04 | 0 | 2022 | 0 | 0 | 2022 | 0 | 0 | SWWH019-04 | Com Faucet Aerators (Gas) - Hot-Dry ¦ SDG&E ¦ Hot-Dry | Com Faucet Aerators (Gas) - Hot-Dry | 0.21362 | 1 | 0.57 | CBSA2014/NCI Assumptions | 0 | 2012 | 0.6 | SWWH019-04
COM-WATERHEAT-30.93 | Com ¦ Normal Flow Faucet (Gas WH) - Hot-Dry ¦ SDG&E ¦ Hot-Dry | Com ¦ Normal Flow Faucet (Gas WH) - Hot-Dry | SDG&E ¦ Hot-Dry | SDG&E | All | Gas | Commercial faucet, no aerator | Average Existing and Code | 0 | Conventional | WaterHeat | Com - Restaurant | Com | RET Only | 0 | 1000 sqft2 of floor space | Each | 6.67 | DEER:Indoor_CFL_Ltg | 0 | 0 | 0 | SWWH019-04 | 0 | 2022 | 0 | 0 | 2022 | 0 | 0 | SWWH019-04 | Com Faucet Aerators (Gas) - Hot-Dry ¦ SDG&E ¦ Hot-Dry | Com Faucet Aerators (Gas) - Hot-Dry | 0.75233 | 1 | 0.57 | CBSA2014/NCI Assumptions | 0 | 2012 | 0.6 | SWWH019-04
COM-WATERHEAT-30.94 | Com ¦ Normal Flow Faucet (Gas WH) - Hot-Dry ¦ SDG&E ¦ Hot-Dry | Com ¦ Normal Flow Faucet (Gas WH) - Hot-Dry | SDG&E ¦ Hot-Dry | SDG&E | All | Gas | Commercial faucet, no aerator | Average Existing and Code | 0 | Conventional | WaterHeat | Com - Retail | Com | RET Only | 0 | 1000 sqft2 of floor space | Each | 6.67 | DEER:Indoor_CFL_Ltg | 0 | 0 | 0 | SWWH019-04 | 0 | 2022 | 0 | 0 | 2022 | 0 | 0 | SWWH019-04 | Com Faucet Aerators (Gas) - Hot-Dry ¦ SDG&E ¦ Hot-Dry | Com Faucet Aerators (Gas) - Hot-Dry | 0.15647 | 1 | 0.57 | CBSA2014/NCI Assumptions | 0 | 2012 | 0.6 | SWWH019-04
COM-WATERHEAT-30.95 | Com ¦ Normal Flow Faucet (Gas WH) - Hot-Dry ¦ SDG&E ¦ Hot-Dry | Com ¦ Normal Flow Faucet (Gas WH) - Hot-Dry | SDG&E ¦ Hot-Dry | SDG&E | All | Gas | Commercial faucet, no aerator | Average Existing and Code | 0 | Conventional | WaterHeat | Com - School | Com | RET Only | 0 | 1000 sqft2 of floor space | Each | 6.67 | DEER:Indoor_CFL_Ltg | 0 | 0 | 0 | SWWH019-04 | 0 | 2022 | 0 | 0 | 2022 | 0 | 0 | SWWH019-04 | Com Faucet Aerators (Gas) - Hot-Dry ¦ SDG&E ¦ Hot-Dry | Com Faucet Aerators (Gas) - Hot-Dry | 0.24732 | 1 | 0.57 | CBSA2014/NCI Assumptions | 0 | 2012 | 0.6 | SWWH019-04
COM-WATERHEAT-30.96 | Com ¦ Normal Flow Faucet (Gas WH) - Hot-Dry ¦ SDG&E ¦ Hot-Dry | Com ¦ Normal Flow Faucet (Gas WH) - Hot-Dry | SDG&E ¦ Hot-Dry | SDG&E | All | Gas | Commercial faucet, no aerator | Average Existing and Code | 0 | Conventional | WaterHeat | Com - Warehouse | Com | RET Only | 0 | 1000 sqft2 of floor space | Each | 6.67 | DEER:Indoor_CFL_Ltg | 0 | 0 | 0 | SWWH019-04 | 0 | 2022 | 0 | 0 | 2022 | 0 | 0 | SWWH019-04 | Com Faucet Aerators (Gas) - Hot-Dry ¦ SDG&E ¦ Hot-Dry | Com Faucet Aerators (Gas) - Hot-Dry | 0.21362 | 1 | 0.57 | CBSA2014/NCI Assumptions | 0 | 2012 | 0.6 | SWWH019-04
COM-WATERHEAT-31.1 | Com ¦ Faucet Aerators (Gas WH) - Marine ¦ PG&E ¦ Marine | Com ¦ Faucet Aerators (Gas WH) - Marine | PG&E ¦ Marine | PG&E | All | Gas | Commercial faucet aerator, private lavatory (avg 0.5gpm and 1.0gpm) | Efficient | 0 | Conventional | WaterHeat | Com - College | Com | RET Only | 0 | 1000 sqft2 of floor space | Each | 6.67 | DEER:Indoor_CFL_Ltg | -3.37 | 0 | -2.49 | SWWH019-04 | 7.17 | 2022 | 0 | 4.28 | 2022 | 0 | 0 | SWWH019-04 | Com Faucet Aerators (Gas) - Marine ¦ PG&E ¦ Marine | Com Faucet Aerators (Gas) - Marine | 0.65231 | 1 | 0.43 | CBSA2014/NCI Assumptions | 1.5518 | 2032 | 0.6 | SWWH019-04
COM-WATERHEAT-31.2 | Com ¦ Faucet Aerators (Gas WH) - Marine ¦ PG&E ¦ Marine | Com ¦ Faucet Aerators (Gas WH) - Marine | PG&E ¦ Marine | PG&E | All | Gas | Commercial faucet aerator, public lavatory (0.5 gpm) | Efficient | 0 | Conventional | WaterHeat | Com - Grocery | Com | RET Only | 0 | 1000 sqft2 of floor space | Each | 6.67 | DEER:Indoor_CFL_Ltg | -13.3 | 0 | -9.84 | SWWH019-04 | 7.17 | 2022 | 0 | 4.28 | 2022 | 0 | 0 | SWWH019-04 | Com Faucet Aerators (Gas) - Marine ¦ PG&E ¦ Marine | Com Faucet Aerators (Gas) - Marine | 0.46134 | 1 | 0.43 | CBSA2014/NCI Assumptions | 20.989 | 2032 | 0.6 | SWWH019-04
COM-WATERHEAT-31.3 | Com ¦ Faucet Aerators (Gas WH) - Marine ¦ PG&E ¦ Marine | Com ¦ Faucet Aerators (Gas WH) - Marine | PG&E ¦ Marine | PG&E | All | Gas | Commercial faucet aerator, private lavatory (avg 0.5gpm and 1.0gpm) | Efficient | 0 | Conventional | WaterHeat | Com - Health | Com | RET Only | 0 | 1000 sqft2 of floor space | Each | 6.67 | DEER:Indoor_CFL_Ltg | -3.37 | 0 | -2.49 | SWWH019-04 | 7.17 | 2022 | 0 | 4.28 | 2022 | 0 | 0 | SWWH019-04 | Com Faucet Aerators (Gas) - Marine ¦ PG&E ¦ Marine | Com Faucet Aerators (Gas) - Marine | 0.65231 | 1 | 0.43 | CBSA2014/NCI Assumptions | 5.9298 | 2032 | 0.6 | SWWH019-04
COM-WATERHEAT-31.4 | Com ¦ Faucet Aerators (Gas WH) - Marine ¦ PG&E ¦ Marine | Com ¦ Faucet Aerators (Gas WH) - Marine | PG&E ¦ Marine | PG&E | All | Gas | Commercial faucet aerator, private lavatory (avg 0.5gpm and 1.0gpm) | Efficient | 0 | Conventional | WaterHeat | Com - Lodging | Com | RET Only | 0 | 1000 sqft2 of floor space | Each | 6.67 | DEER:Indoor_CFL_Ltg | -3.37 | 0 | -2.49 | SWWH019-04 | 7.17 | 2022 | 0 | 4.28 | 2022 | 0 | 0 | SWWH019-04 | Com Faucet Aerators (Gas) - Marine ¦ PG&E ¦ Marine | Com Faucet Aerators (Gas) - Marine | 1.2263 | 1 | 0.43 | CBSA2014/NCI Assumptions | 19.1493 | 2032 | 0.6 | SWWH019-04
COM-WATERHEAT-31.5 | Com ¦ Faucet Aerators (Gas WH) - Marine ¦ PG&E ¦ Marine | Com ¦ Faucet Aerators (Gas WH) - Marine | PG&E ¦ Marine | PG&E | All | Gas | Commercial faucet aerator, public lavatory (0.5 gpm) | Efficient | 0 | Conventional | WaterHeat | Com - Office (Large) | Com | RET Only | 0 | 1000 sqft2 of floor space | Each | 6.67 | DEER:Indoor_CFL_Ltg | -13.3 | 0 | -9.84 | SWWH019-04 | 7.17 | 2022 | 0 | 4.28 | 2022 | 0 | 0 | SWWH019-04 | Com Faucet Aerators (Gas) - Marine ¦ PG&E ¦ Marine | Com Faucet Aerators (Gas) - Marine | 0.14254 | 1 | 0.43 | CBSA2014/NCI Assumptions | 34.2564 | 2032 | 0.6 | SWWH019-04
COM-WATERHEAT-31.6 | Com ¦ Faucet Aerators (Gas WH) - Marine ¦ PG&E ¦ Marine | Com ¦ Faucet Aerators (Gas WH) - Marine | PG&E ¦ Marine | PG&E | All | Gas | Commercial faucet aerator, public lavatory (0.5 gpm) | Efficient | 0 | Conventional | WaterHeat | Com - Office (Small) | Com | RET Only | 0 | 1000 sqft2 of floor space | Each | 6.67 | DEER:Indoor_CFL_Ltg | -13.3 | 0 | -9.84 | SWWH019-04 | 7.17 | 2022 | 0 | 4.28 | 2022 | 0 | 0 | SWWH019-04 | Com Faucet Aerators (Gas) - Marine ¦ PG&E ¦ Marine | Com Faucet Aerators (Gas) - Marine | 0.14254 | 1 | 0.43 | CBSA2014/NCI Assumptions | 9.9788 | 2032 | 0.6 | SWWH019-04
COM-WATERHEAT-31.7 | Com ¦ Faucet Aerators (Gas WH) - Marine ¦ PG&E ¦ Marine | Com ¦ Faucet Aerators (Gas WH) - Marine | PG&E ¦ Marine | PG&E | All | Gas | Commercial faucet aerator, public lavatory (0.5 gpm) | Efficient | 0 | Conventional | WaterHeat | Com - Other | Com | RET Only | 0 | 1000 sqft2 of floor space | Each | 6.67 | DEER:Indoor_CFL_Ltg | -13.3 | 0 | -9.84 | SWWH019-04 | 7.17 | 2022 | 0 | 4.28 | 2022 | 0 | 0 | SWWH019-04 | Com Faucet Aerators (Gas) - Marine ¦ PG&E ¦ Marine | Com Faucet Aerators (Gas) - Marine | 0.21744 | 1 | 0.43 | CBSA2014/NCI Assumptions | 25.3709 | 2032 | 0.6 | SWWH019-04
COM-WATERHEAT-31.8 | Com ¦ Faucet Aerators (Gas WH) - Marine ¦ PG&E ¦ Marine | Com ¦ Faucet Aerators (Gas WH) - Marine | PG&E ¦ Marine | PG&E | All | Gas | Commercial faucet aerator, public lavatory (0.5 gpm) | Efficient | 0 | Conventional | WaterHeat | Com - Refrig. Warehouse | Com | RET Only | 0 | 1000 sqft2 of floor space | Each | 6.67 | DEER:Indoor_CFL_Ltg | -13.3 | 0 | -9.84 | SWWH019-04 | 7.17 | 2022 | 0 | 4.28 | 2022 | 0 | 0 | SWWH019-04 | Com Faucet Aerators (Gas) - Marine ¦ PG&E ¦ Marine | Com Faucet Aerators (Gas) - Marine | 0.21362 | 1 | 0.43 | CBSA2014/NCI Assumptions | 7.4899 | 2032 | 0.6 | SWWH019-04
COM-WATERHEAT-31.9 | Com ¦ Faucet Aerators (Gas WH) - Marine ¦ PG&E ¦ Marine | Com ¦ Faucet Aerators (Gas WH) - Marine | PG&E ¦ Marine | PG&E | All | Gas | Commercial faucet aerator, public lavatory (0.5 gpm) | Efficient | 0 | Conventional | WaterHeat | Com - Restaurant | Com | RET Only | 0 | 1000 sqft2 of floor space | Each | 6.67 | DEER:Indoor_CFL_Ltg | -13.3 | 0 | -9.84 | SWWH019-04 | 7.17 | 2022 | 0 | 4.28 | 2022 | 0 | 0 | SWWH019-04 | Com Faucet Aerators (Gas) - Marine ¦ PG&E ¦ Marine | Com Faucet Aerators (Gas) - Marine | 0.75233 | 1 | 0.43 | CBSA2014/NCI Assumptions | 2.7919 | 2032 | 0.6 | SWWH019-04
COM-WATERHEAT-31.10 | Com ¦ Faucet Aerators (Gas WH) - Marine ¦ PG&E ¦ Marine | Com ¦ Faucet Aerators (Gas WH) - Marine | PG&E ¦ Marine | PG&E | All | Gas | Commercial faucet aerator, public lavatory (0.5 gpm) | Efficient | 0 | Conventional | WaterHeat | Com - Retail | Com | RET Only | 0 | 1000 sqft2 of floor space | Each | 6.67 | DEER:Indoor_CFL_Ltg | -13.3 | 0 | -9.84 | SWWH019-04 | 7.17 | 2022 | 0 | 4.28 | 2022 | 0 | 0 | SWWH019-04 | Com Faucet Aerators (Gas) - Marine ¦ PG&E ¦ Marine | Com Faucet Aerators (Gas) - Marine | 0.15647 | 1 | 0.43 | CBSA2014/NCI Assumptions | 1478.2309 | 2032 | 0.6 | SWWH019-04
COM-WATERHEAT-31.11 | Com ¦ Faucet Aerators (Gas WH) - Marine ¦ PG&E ¦ Marine | Com ¦ Faucet Aerators (Gas WH) - Marine | PG&E ¦ Marine | PG&E | All | Gas | Commercial faucet aerator, public lavatory (0.5 gpm) | Efficient | 0 | Conventional | WaterHeat | Com - School | Com | RET Only | 0 | 1000 sqft2 of floor space | Each | 6.67 | DEER:Indoor_CFL_Ltg | -13.3 | 0 | -9.84 | SWWH019-04 | 7.17 | 2022 | 0 | 4.28 | 2022 | 0 | 0 | SWWH019-04 | Com Faucet Aerators (Gas) - Marine ¦ PG&E ¦ Marine | Com Faucet Aerators (Gas) - Marine | 0.24732 | 1 | 0.43 | CBSA2014/NCI Assumptions | 8.9706 | 2032 | 0.6 | SWWH019-04
COM-WATERHEAT-31.12 | Com ¦ Faucet Aerators (Gas WH) - Marine ¦ PG&E ¦ Marine | Com ¦ Faucet Aerators (Gas WH) - Marine | PG&E ¦ Marine | PG&E | All | Gas | Commercial faucet aerator, public lavatory (0.5 gpm) | Efficient | 0 | Conventional | WaterHeat | Com - Warehouse | Com | RET Only | 0 | 1000 sqft2 of floor space | Each | 6.67 | DEER:Indoor_CFL_Ltg | -13.3 | 0 | -9.84 | SWWH019-04 | 7.17 | 2022 | 0 | 4.28 | 2022 | 0 | 0 | SWWH019-04 | Com Faucet Aerators (Gas) - Marine ¦ PG&E ¦ Marine | Com Faucet Aerators (Gas) - Marine | 0.21362 | 1 | 0.43 | CBSA2014/NCI Assumptions | 76.3417 | 2032 | 0.6 | SWWH019-04
COM-WATERHEAT-31.13 | Com ¦ Faucet Aerators (Gas WH) - Hot-Dry ¦ PG&E ¦ Hot-Dry | Com ¦ Faucet Aerators (Gas WH) - Hot-Dry | PG&E ¦ Hot-Dry | PG&E | All | Gas | Commercial faucet aerator, private lavatory (avg 0.5gpm and 1.0gpm) | Efficient | 0 | Conventional | WaterHeat | Com - College | Com | RET Only | 0 | 1000 sqft2 of floor space | Each | 6.67 | DEER:Indoor_CFL_Ltg | -3.37 | 0 | -2.255 | SWWH019-04 | 7.17 | 2022 | 0 | 4.28 | 2022 | 0 | 0 | SWWH019-04 | Com Faucet Aerators (Gas) - Hot-Dry ¦ PG&E ¦ Hot-Dry | Com Faucet Aerators (Gas) - Hot-Dry | 0.65231 | 1 | 0.43 | CBSA2014/NCI Assumptions | 1.4162 | 2032 | 0.6 | SWWH019-04
COM-WATERHEAT-31.14 | Com ¦ Faucet Aerators (Gas WH) - Hot-Dry ¦ PG&E ¦ Hot-Dry | Com ¦ Faucet Aerators (Gas WH) - Hot-Dry | PG&E ¦ Hot-Dry | PG&E | All | Gas | Commercial faucet aerator, public lavatory (0.5 gpm) | Efficient | 0 | Conventional | WaterHeat | Com - Grocery | Com | RET Only | 0 | 1000 sqft2 of floor space | Each | 6.67 | DEER:Indoor_CFL_Ltg | -13.3 | 0 | -8.91 | SWWH019-04 | 7.17 | 2022 | 0 | 4.28 | 2022 | 0 | 0 | SWWH019-04 | Com Faucet Aerators (Gas) - Hot-Dry ¦ PG&E ¦ Hot-Dry | Com Faucet Aerators (Gas) - Hot-Dry | 0.46134 | 1 | 0.43 | CBSA2014/NCI Assumptions | 19.033 | 2032 | 0.6 | SWWH019-04
COM-WATERHEAT-31.15 | Com ¦ Faucet Aerators (Gas WH) - Hot-Dry ¦ PG&E ¦ Hot-Dry | Com ¦ Faucet Aerators (Gas WH) - Hot-Dry | PG&E ¦ Hot-Dry | PG&E | All | Gas | Commercial faucet aerator, private lavatory (avg 0.5gpm and 1.0gpm) | Efficient | 0 | Conventional | WaterHeat | Com - Health | Com | RET Only | 0 | 1000 sqft2 of floor space | Each | 6.67 | DEER:Indoor_CFL_Ltg | -3.37 | 0 | -2.255 | SWWH019-04 | 7.17 | 2022 | 0 | 4.28 | 2022 | 0 | 0 | SWWH019-04 | Com Faucet Aerators (Gas) - Hot-Dry ¦ PG&E ¦ Hot-Dry | Com Faucet Aerators (Gas) - Hot-Dry | 0.65231 | 1 | 0.43 | CBSA2014/NCI Assumptions | 5.3749 | 2032 | 0.6 | SWWH019-04
COM-WATERHEAT-31.16 | Com ¦ Faucet Aerators (Gas WH) - Hot-Dry ¦ PG&E ¦ Hot-Dry | Com ¦ Faucet Aerators (Gas WH) - Hot-Dry | PG&E ¦ Hot-Dry | PG&E | All | Gas | Commercial faucet aerator, private lavatory (avg 0.5gpm and 1.0gpm) | Efficient | 0 | Conventional | WaterHeat | Com - Lodging | Com | RET Only | 0 | 1000 sqft2 of floor space | Each | 6.67 | DEER:Indoor_CFL_Ltg | -3.37 | 0 | -2.255 | SWWH019-04 | 7.17 | 2022 | 0 | 4.28 | 2022 | 0 | 0 | SWWH019-04 | Com Faucet Aerators (Gas) - Hot-Dry ¦ PG&E ¦ Hot-Dry | Com Faucet Aerators (Gas) - Hot-Dry | 1.2263 | 1 | 0.43 | CBSA2014/NCI Assumptions | 17.3595 | 2032 | 0.6 | SWWH019-04
COM-WATERHEAT-31.17 | Com ¦ Faucet Aerators (Gas WH) - Hot-Dry ¦ PG&E ¦ Hot-Dry | Com ¦ Faucet Aerators (Gas WH) - Hot-Dry | PG&E ¦ Hot-Dry | PG&E | All | Gas | Commercial faucet aerator, public lavatory (0.5 gpm) | Efficient | 0 | Conventional | WaterHeat | Com - Office (Large) | Com | RET Only | 0 | 1000 sqft2 of floor space | Each | 6.67 | DEER:Indoor_CFL_Ltg | -13.3 | 0 | -8.91 | SWWH019-04 | 7.17 | 2022 | 0 | 4.28 | 2022 | 0 | 0 | SWWH019-04 | Com Faucet Aerators (Gas) - Hot-Dry ¦ PG&E ¦ Hot-Dry | Com Faucet Aerators (Gas) - Hot-Dry | 0.14254 | 1 | 0.43 | CBSA2014/NCI Assumptions | 31.0384 | 2032 | 0.6 | SWWH019-04
COM-WATERHEAT-31.18 | Com ¦ Faucet Aerators (Gas WH) - Hot-Dry ¦ PG&E ¦ Hot-Dry | Com ¦ Faucet Aerators (Gas WH) - Hot-Dry | PG&E ¦ Hot-Dry | PG&E | All | Gas | Commercial faucet aerator, public lavatory (0.5 gpm) | Efficient | 0 | Conventional | WaterHeat | Com - Office (Small) | Com | RET Only | 0 | 1000 sqft2 of floor space | Each | 6.67 | DEER:Indoor_CFL_Ltg | -13.3 | 0 | -8.91 | SWWH019-04 | 7.17 | 2022 | 0 | 4.28 | 2022 | 0 | 0 | SWWH019-04 | Com Faucet Aerators (Gas) - Hot-Dry ¦ PG&E ¦ Hot-Dry | Com Faucet Aerators (Gas) - Hot-Dry | 0.14254 | 1 | 0.43 | CBSA2014/NCI Assumptions | 9.0684 | 2032 | 0.6 | SWWH019-04
COM-WATERHEAT-31.19 | Com ¦ Faucet Aerators (Gas WH) - Hot-Dry ¦ PG&E ¦ Hot-Dry | Com ¦ Faucet Aerators (Gas WH) - Hot-Dry | PG&E ¦ Hot-Dry | PG&E | All | Gas | Commercial faucet aerator, public lavatory (0.5 gpm) | Efficient | 0 | Conventional | WaterHeat | Com - Other | Com | RET Only | 0 | 1000 sqft2 of floor space | Each | 6.67 | DEER:Indoor_CFL_Ltg | -13.3 | 0 | -8.91 | SWWH019-04 | 7.17 | 2022 | 0 | 4.28 | 2022 | 0 | 0 | SWWH019-04 | Com Faucet Aerators (Gas) - Hot-Dry ¦ PG&E ¦ Hot-Dry | Com Faucet Aerators (Gas) - Hot-Dry | 0.21744 | 1 | 0.43 | CBSA2014/NCI Assumptions | 23.0468 | 2032 | 0.6 | SWWH019-04
COM-WATERHEAT-31.20 | Com ¦ Faucet Aerators (Gas WH) - Hot-Dry ¦ PG&E ¦ Hot-Dry | Com ¦ Faucet Aerators (Gas WH) - Hot-Dry | PG&E ¦ Hot-Dry | PG&E | All | Gas | Commercial faucet aerator, public lavatory (0.5 gpm) | Efficient | 0 | Conventional | WaterHeat | Com - Refrig. Warehouse | Com | RET Only | 0 | 1000 sqft2 of floor space | Each | 6.67 | DEER:Indoor_CFL_Ltg | -13.3 | 0 | -8.91 | SWWH019-04 | 7.17 | 2022 | 0 | 4.28 | 2022 | 0 | 0 | SWWH019-04 | Com Faucet Aerators (Gas) - Hot-Dry ¦ PG&E ¦ Hot-Dry | Com Faucet Aerators (Gas) - Hot-Dry | 0.21362 | 1 | 0.43 | CBSA2014/NCI Assumptions | 6.809 | 2032 | 0.6 | SWWH019-04
COM-WATERHEAT-31.21 | Com ¦ Faucet Aerators (Gas WH) - Hot-Dry ¦ PG&E ¦ Hot-Dry | Com ¦ Faucet Aerators (Gas WH) - Hot-Dry | PG&E ¦ Hot-Dry | PG&E | All | Gas | Commercial faucet aerator, public lavatory (0.5 gpm) | Efficient | 0 | Conventional | WaterHeat | Com - Restaurant | Com | RET Only | 0 | 1000 sqft2 of floor space | Each | 6.67 | DEER:Indoor_CFL_Ltg | -13.3 | 0 | -8.91 | SWWH019-04 | 7.17 | 2022 | 0 | 4.28 | 2022 | 0 | 0 | SWWH019-04 | Com Faucet Aerators (Gas) - Hot-Dry ¦ PG&E ¦ Hot-Dry | Com Faucet Aerators (Gas) - Hot-Dry | 0.75233 | 1 | 0.43 | CBSA2014/NCI Assumptions | 2.5536 | 2032 | 0.6 | SWWH019-04
COM-WATERHEAT-31.22 | Com ¦ Faucet Aerators (Gas WH) - Hot-Dry ¦ PG&E ¦ Hot-Dry | Com ¦ Faucet Aerators (Gas WH) - Hot-Dry | PG&E ¦ Hot-Dry | PG&E | All | Gas | Commercial faucet aerator, public lavatory (0.5 gpm) | Efficient | 0 | Conventional | WaterHeat | Com - Retail | Com | RET Only | 0 | 1000 sqft2 of floor space | Each | 6.67 | DEER:Indoor_CFL_Ltg | -13.3 | 0 | -8.91 | SWWH019-04 | 7.17 | 2022 | 0 | 4.28 | 2022 | 0 | 0 | SWWH019-04 | Com Faucet Aerators (Gas) - Hot-Dry ¦ PG&E ¦ Hot-Dry | Com Faucet Aerators (Gas) - Hot-Dry | 0.15647 | 1 | 0.43 | CBSA2014/NCI Assumptions | 1338.6412 | 2032 | 0.6 | SWWH019-04
COM-WATERHEAT-31.23 | Com ¦ Faucet Aerators (Gas WH) - Hot-Dry ¦ PG&E ¦ Hot-Dry | Com ¦ Faucet Aerators (Gas WH) - Hot-Dry | PG&E ¦ Hot-Dry | PG&E | All | Gas | Commercial faucet aerator, public lavatory (0.5 gpm) | Efficient | 0 | Conventional | WaterHeat | Com - School | Com | RET Only | 0 | 1000 sqft2 of floor space | Each | 6.67 | DEER:Indoor_CFL_Ltg | -13.3 | 0 | -8.91 | SWWH019-04 | 7.17 | 2022 | 0 | 4.28 | 2022 | 0 | 0 | SWWH019-04 | Com Faucet Aerators (Gas) - Hot-Dry ¦ PG&E ¦ Hot-Dry | Com Faucet Aerators (Gas) - Hot-Dry | 0.24732 | 1 | 0.43 | CBSA2014/NCI Assumptions | 8.1918 | 2032 | 0.6 | SWWH019-04
COM-WATERHEAT-31.24 | Com ¦ Faucet Aerators (Gas WH) - Hot-Dry ¦ PG&E ¦ Hot-Dry | Com ¦ Faucet Aerators (Gas WH) - Hot-Dry | PG&E ¦ Hot-Dry | PG&E | All | Gas | Commercial faucet aerator, public lavatory (0.5 gpm) | Efficient | 0 | Conventional | WaterHeat | Com - Warehouse | Com | RET Only | 0 | 1000 sqft2 of floor space | Each | 6.67 | DEER:Indoor_CFL_Ltg | -13.3 | 0 | -8.91 | SWWH019-04 | 7.17 | 2022 | 0 | 4.28 | 2022 | 0 | 0 | SWWH019-04 | Com Faucet Aerators (Gas) - Hot-Dry ¦ PG&E ¦ Hot-Dry | Com Faucet Aerators (Gas) - Hot-Dry | 0.21362 | 1 | 0.43 | CBSA2014/NCI Assumptions | 69.22 | 2032 | 0.6 | SWWH019-04
COM-WATERHEAT-31.25 | Com ¦ Faucet Aerators (Gas WH) - Cold ¦ PG&E ¦ Cold | Com ¦ Faucet Aerators (Gas WH) - Cold | PG&E ¦ Cold | PG&E | All | Gas | Commercial faucet aerator, private lavatory (avg 0.5gpm and 1.0gpm) | Efficient | 0 | Conventional | WaterHeat | Com - College | Com | RET Only | 0 | 1000 sqft2 of floor space | Each | 6.67 | DEER:Indoor_CFL_Ltg | -3.37 | 0 | -2.815 | SWWH019-04 | 7.17 | 2022 | 0 | 4.28 | 2022 | 0 | 0 | SWWH019-04 | Com Faucet Aerators (Gas) - Cold ¦ PG&E ¦ Cold | Com Faucet Aerators (Gas) - Cold | 0.65231 | 1 | 0.43 | CBSA2014/NCI Assumptions | 1.7394 | 2032 | 0.6 | SWWH019-04
COM-WATERHEAT-31.26 | Com ¦ Faucet Aerators (Gas WH) - Cold ¦ PG&E ¦ Cold | Com ¦ Faucet Aerators (Gas WH) - Cold | PG&E ¦ Cold | PG&E | All | Gas | Commercial faucet aerator, public lavatory (0.5 gpm) | Efficient | 0 | Conventional | WaterHeat | Com - Grocery | Com | RET Only | 0 | 1000 sqft2 of floor space | Each | 6.67 | DEER:Indoor_CFL_Ltg | -13.3 | 0 | -11.1 | SWWH019-04 | 7.17 | 2022 | 0 | 4.28 | 2022 | 0 | 0 | SWWH019-04 | Com Faucet Aerators (Gas) - Cold ¦ PG&E ¦ Cold | Com Faucet Aerators (Gas) - Cold | 0.46134 | 1 | 0.43 | CBSA2014/NCI Assumptions | 23.6392 | 2032 | 0.6 | SWWH019-04
COM-WATERHEAT-31.27 | Com ¦ Faucet Aerators (Gas WH) - Cold ¦ PG&E ¦ Cold | Com ¦ Faucet Aerators (Gas WH) - Cold | PG&E ¦ Cold | PG&E | All | Gas | Commercial faucet aerator, private lavatory (avg 0.5gpm and 1.0gpm) | Efficient | 0 | Conventional | WaterHeat | Com - Health | Com | RET Only | 0 | 1000 sqft2 of floor space | Each | 6.67 | DEER:Indoor_CFL_Ltg | -3.37 | 0 | -2.815 | SWWH019-04 | 7.17 | 2022 | 0 | 4.28 | 2022 | 0 | 0 | SWWH019-04 | Com Faucet Aerators (Gas) - Cold ¦ PG&E ¦ Cold | Com Faucet Aerators (Gas) - Cold | 0.65231 | 1 | 0.43 | CBSA2014/NCI Assumptions | 6.6972 | 2032 | 0.6 | SWWH019-04
COM-WATERHEAT-31.28 | Com ¦ Faucet Aerators (Gas WH) - Cold ¦ PG&E ¦ Cold | Com ¦ Faucet Aerators (Gas WH) - Cold | PG&E ¦ Cold | PG&E | All | Gas | Commercial faucet aerator, private lavatory (avg 0.5gpm and 1.0gpm) | Efficient | 0 | Conventional | WaterHeat | Com - Lodging | Com | RET Only | 0 | 1000 sqft2 of floor space | Each | 6.67 | DEER:Indoor_CFL_Ltg | -3.37 | 0 | -2.815 | SWWH019-04 | 7.17 | 2022 | 0 | 4.28 | 2022 | 0 | 0 | SWWH019-04 | Com Faucet Aerators (Gas) - Cold ¦ PG&E ¦ Cold | Com Faucet Aerators (Gas) - Cold | 1.2263 | 1 | 0.43 | CBSA2014/NCI Assumptions | 21.6245 | 2032 | 0.6 | SWWH019-04
COM-WATERHEAT-31.29 | Com ¦ Faucet Aerators (Gas WH) - Cold ¦ PG&E ¦ Cold | Com ¦ Faucet Aerators (Gas WH) - Cold | PG&E ¦ Cold | PG&E | All | Gas | Commercial faucet aerator, public lavatory (0.5 gpm) | Efficient | 0 | Conventional | WaterHeat | Com - Office (Large) | Com | RET Only | 0 | 1000 sqft2 of floor space | Each | 6.67 | DEER:Indoor_CFL_Ltg | -13.3 | 0 | -11.1 | SWWH019-04 | 7.17 | 2022 | 0 | 4.28 | 2022 | 0 | 0 | SWWH019-04 | Com Faucet Aerators (Gas) - Cold ¦ PG&E ¦ Cold | Com Faucet Aerators (Gas) - Cold | 0.14254 | 1 | 0.43 | CBSA2014/NCI Assumptions | 38.6162 | 2032 | 0.6 | SWWH019-04
COM-WATERHEAT-31.30 | Com ¦ Faucet Aerators (Gas WH) - Cold ¦ PG&E ¦ Cold | Com ¦ Faucet Aerators (Gas WH) - Cold | PG&E ¦ Cold | PG&E | All | Gas | Commercial faucet aerator, public lavatory (0.5 gpm) | Efficient | 0 | Conventional | WaterHeat | Com - Office (Small) | Com | RET Only | 0 | 1000 sqft2 of floor space | Each | 6.67 | DEER:Indoor_CFL_Ltg | -13.3 | 0 | -11.1 | SWWH019-04 | 7.17 | 2022 | 0 | 4.28 | 2022 | 0 | 0 | SWWH019-04 | Com Faucet Aerators (Gas) - Cold ¦ PG&E ¦ Cold | Com Faucet Aerators (Gas) - Cold | 0.14254 | 1 | 0.43 | CBSA2014/NCI Assumptions | 11.2122 | 2032 | 0.6 | SWWH019-04
COM-WATERHEAT-31.31 | Com ¦ Faucet Aerators (Gas WH) - Cold ¦ PG&E ¦ Cold | Com ¦ Faucet Aerators (Gas WH) - Cold | PG&E ¦ Cold | PG&E | All | Gas | Commercial faucet aerator, public lavatory (0.5 gpm) | Efficient | 0 | Conventional | WaterHeat | Com - Other | Com | RET Only | 0 | 1000 sqft2 of floor space | Each | 6.67 | DEER:Indoor_CFL_Ltg | -13.3 | 0 | -11.1 | SWWH019-04 | 7.17 | 2022 | 0 | 4.28 | 2022 | 0 | 0 | SWWH019-04 | Com Faucet Aerators (Gas) - Cold ¦ PG&E ¦ Cold | Com Faucet Aerators (Gas) - Cold | 0.21744 | 1 | 0.43 | CBSA2014/NCI Assumptions | 28.5198 | 2032 | 0.6 | SWWH019-04
COM-WATERHEAT-31.32 | Com ¦ Faucet Aerators (Gas WH) - Cold ¦ PG&E ¦ Cold | Com ¦ Faucet Aerators (Gas WH) - Cold | PG&E ¦ Cold | PG&E | All | Gas | Commercial faucet aerator, public lavatory (0.5 gpm) | Efficient | 0 | Conventional | WaterHeat | Com - Refrig. Warehouse | Com | RET Only | 0 | 1000 sqft2 of floor space | Each | 6.67 | DEER:Indoor_CFL_Ltg | -13.3 | 0 | -11.1 | SWWH019-04 | 7.17 | 2022 | 0 | 4.28 | 2022 | 0 | 0 | SWWH019-04 | Com Faucet Aerators (Gas) - Cold ¦ PG&E ¦ Cold | Com Faucet Aerators (Gas) - Cold | 0.21362 | 1 | 0.43 | CBSA2014/NCI Assumptions | 8.4124 | 2032 | 0.6 | SWWH019-04
COM-WATERHEAT-31.33 | Com ¦ Faucet Aerators (Gas WH) - Cold ¦ PG&E ¦ Cold | Com ¦ Faucet Aerators (Gas WH) - Cold | PG&E ¦ Cold | PG&E | All | Gas | Commercial faucet aerator, public lavatory (0.5 gpm) | Efficient | 0 | Conventional | WaterHeat | Com - Restaurant | Com | RET Only | 0 | 1000 sqft2 of floor space | Each | 6.67 | DEER:Indoor_CFL_Ltg | -13.3 | 0 | -11.1 | SWWH019-04 | 7.17 | 2022 | 0 | 4.28 | 2022 | 0 | 0 | SWWH019-04 | Com Faucet Aerators (Gas) - Cold ¦ PG&E ¦ Cold | Com Faucet Aerators (Gas) - Cold | 0.75233 | 1 | 0.43 | CBSA2014/NCI Assumptions | 3.1146 | 2032 | 0.6 | SWWH019-04
COM-WATERHEAT-31.34 | Com ¦ Faucet Aerators (Gas WH) - Cold ¦ PG&E ¦ Cold | Com ¦ Faucet Aerators (Gas WH) - Cold | PG&E ¦ Cold | PG&E | All | Gas | Commercial faucet aerator, public lavatory (0.5 gpm) | Efficient | 0 | Conventional | WaterHeat | Com - Retail | Com | RET Only | 0 | 1000 sqft2 of floor space | Each | 6.67 | DEER:Indoor_CFL_Ltg | -13.3 | 0 | -11.1 | SWWH019-04 | 7.17 | 2022 | 0 | 4.28 | 2022 | 0 | 0 | SWWH019-04 | Com Faucet Aerators (Gas) - Cold ¦ PG&E ¦ Cold | Com Faucet Aerators (Gas) - Cold | 0.15647 | 1 | 0.43 | CBSA2014/NCI Assumptions | 1667.3526 | 2032 | 0.6 | SWWH019-04
COM-WATERHEAT-31.35 | Com ¦ Faucet Aerators (Gas WH) - Cold ¦ PG&E ¦ Cold | Com ¦ Faucet Aerators (Gas WH) - Cold | PG&E ¦ Cold | PG&E | All | Gas | Commercial faucet aerator, public lavatory (0.5 gpm) | Efficient | 0 | Conventional | WaterHeat | Com - School | Com | RET Only | 0 | 1000 sqft2 of floor space | Each | 6.67 | DEER:Indoor_CFL_Ltg | -13.3 | 0 | -11.1 | SWWH019-04 | 7.17 | 2022 | 0 | 4.28 | 2022 | 0 | 0 | SWWH019-04 | Com Faucet Aerators (Gas) - Cold ¦ PG&E ¦ Cold | Com Faucet Aerators (Gas) - Cold | 0.24732 | 1 | 0.43 | CBSA2014/NCI Assumptions | 10.0257 | 2032 | 0.6 | SWWH019-04
COM-WATERHEAT-31.36 | Com ¦ Faucet Aerators (Gas WH) - Cold ¦ PG&E ¦ Cold | Com ¦ Faucet Aerators (Gas WH) - Cold | PG&E ¦ Cold | PG&E | All | Gas | Commercial faucet aerator, public lavatory (0.5 gpm) | Efficient | 0 | Conventional | WaterHeat | Com - Warehouse | Com | RET Only | 0 | 1000 sqft2 of floor space | Each | 6.67 | DEER:Indoor_CFL_Ltg | -13.3 | 0 | -11.1 | SWWH019-04 | 7.17 | 2022 | 0 | 4.28 | 2022 | 0 | 0 | SWWH019-04 | Com Faucet Aerators (Gas) - Cold ¦ PG&E ¦ Cold | Com Faucet Aerators (Gas) - Cold | 0.21362 | 1 | 0.43 | CBSA2014/NCI Assumptions | 85.9906 | 2032 | 0.6 | SWWH019-04
COM-WATERHEAT-31.37 | Com ¦ Faucet Aerators (Gas WH) - Marine ¦ SCG ¦ Marine | Com ¦ Faucet Aerators (Gas WH) - Marine | SCG ¦ Marine | SCG | All | Gas | Commercial faucet aerator, private lavatory (avg 0.5gpm and 1.0gpm) | Efficient | 0 | Conventional | WaterHeat | Com - College | Com | RET Only | 0 | 1000 sqft2 of floor space | Each | 6.67 | DEER:Indoor_CFL_Ltg | -3.37 | 0 | -2.115 | SWWH019-04 | 7.17 | 2022 | 0 | 4.28 | 2022 | 0 | 0 | SWWH019-04 | Com Faucet Aerators (Gas) - Marine ¦ SCG ¦ Marine | Com Faucet Aerators (Gas) - Marine | 0.65231 | 1 | 0.43 | CBSA2014/NCI Assumptions | 1.3354 | 2032 | 0.6 | SWWH019-04
COM-WATERHEAT-31.38 | Com ¦ Faucet Aerators (Gas WH) - Marine ¦ SCG ¦ Marine | Com ¦ Faucet Aerators (Gas WH) - Marine | SCG ¦ Marine | SCG | All | Gas | Commercial faucet aerator, public lavatory (0.5 gpm) | Efficient | 0 | Conventional | WaterHeat | Com - Grocery | Com | RET Only | 0 | 1000 sqft2 of floor space | Each | 6.67 | DEER:Indoor_CFL_Ltg | -13.3 | 0 | -8.35 | SWWH019-04 | 7.17 | 2022 | 0 | 4.28 | 2022 | 0 | 0 | SWWH019-04 | Com Faucet Aerators (Gas) - Marine ¦ SCG ¦ Marine | Com Faucet Aerators (Gas) - Marine | 0.46134 | 1 | 0.43 | CBSA2014/NCI Assumptions | 17.8551 | 2032 | 0.6 | SWWH019-04
COM-WATERHEAT-31.39 | Com ¦ Faucet Aerators (Gas WH) - Marine ¦ SCG ¦ Marine | Com ¦ Faucet Aerators (Gas WH) - Marine | SCG ¦ Marine | SCG | All | Gas | Commercial faucet aerator, private lavatory (avg 0.5gpm and 1.0gpm) | Efficient | 0 | Conventional | WaterHeat | Com - Health | Com | RET Only | 0 | 1000 sqft2 of floor space | Each | 6.67 | DEER:Indoor_CFL_Ltg | -3.37 | 0 | -2.115 | SWWH019-04 | 7.17 | 2022 | 0 | 4.28 | 2022 | 0 | 0 | SWWH019-04 | Com Faucet Aerators (Gas) - Marine ¦ SCG ¦ Marine | Com Faucet Aerators (Gas) - Marine | 0.65231 | 1 | 0.43 | CBSA2014/NCI Assumptions | 5.0443 | 2032 | 0.6 | SWWH019-04
COM-WATERHEAT-31.40 | Com ¦ Faucet Aerators (Gas WH) - Marine ¦ SCG ¦ Marine | Com ¦ Faucet Aerators (Gas WH) - Marine | SCG ¦ Marine | SCG | All | Gas | Commercial faucet aerator, private lavatory (avg 0.5gpm and 1.0gpm) | Efficient | 0 | Conventional | WaterHeat | Com - Lodging | Com | RET Only | 0 | 1000 sqft2 of floor space | Each | 6.67 | DEER:Indoor_CFL_Ltg | -3.37 | 0 | -2.115 | SWWH019-04 | 7.17 | 2022 | 0 | 4.28 | 2022 | 0 | 0 | SWWH019-04 | Com Faucet Aerators (Gas) - Marine ¦ SCG ¦ Marine | Com Faucet Aerators (Gas) - Marine | 1.2263 | 1 | 0.43 | CBSA2014/NCI Assumptions | 16.2932 | 2032 | 0.6 | SWWH019-04
COM-WATERHEAT-31.41 | Com ¦ Faucet Aerators (Gas WH) - Marine ¦ SCG ¦ Marine | Com ¦ Faucet Aerators (Gas WH) - Marine | SCG ¦ Marine | SCG | All | Gas | Commercial faucet aerator, public lavatory (0.5 gpm) | Efficient | 0 | Conventional | WaterHeat | Com - Office (Large) | Com | RET Only | 0 | 1000 sqft2 of floor space | Each | 6.67 | DEER:Indoor_CFL_Ltg | -13.3 | 0 | -8.35 | SWWH019-04 | 7.17 | 2022 | 0 | 4.28 | 2022 | 0 | 0 | SWWH019-04 | Com Faucet Aerators (Gas) - Marine ¦ SCG ¦ Marine | Com Faucet Aerators (Gas) - Marine | 0.14254 | 1 | 0.43 | CBSA2014/NCI Assumptions | 29.1007 | 2032 | 0.6 | SWWH019-04
COM-WATERHEAT-31.42 | Com ¦ Faucet Aerators (Gas WH) - Marine ¦ SCG ¦ Marine | Com ¦ Faucet Aerators (Gas WH) - Marine | SCG ¦ Marine | SCG | All | Gas | Commercial faucet aerator, public lavatory (0.5 gpm) | Efficient | 0 | Conventional | WaterHeat | Com - Office (Small) | Com | RET Only | 0 | 1000 sqft2 of floor space | Each | 6.67 | DEER:Indoor_CFL_Ltg | -13.3 | 0 | -8.35 | SWWH019-04 | 7.17 | 2022 | 0 | 4.28 | 2022 | 0 | 0 | SWWH019-04 | Com Faucet Aerators (Gas) - Marine ¦ SCG ¦ Marine | Com Faucet Aerators (Gas) - Marine | 0.14254 | 1 | 0.43 | CBSA2014/NCI Assumptions | 8.5202 | 2032 | 0.6 | SWWH019-04
COM-WATERHEAT-31.43 | Com ¦ Faucet Aerators (Gas WH) - Marine ¦ SCG ¦ Marine | Com ¦ Faucet Aerators (Gas WH) - Marine | SCG ¦ Marine | SCG | All | Gas | Commercial faucet aerator, public lavatory (0.5 gpm) | Efficient | 0 | Conventional | WaterHeat | Com - Other | Com | RET Only | 0 | 1000 sqft2 of floor space | Each | 6.67 | DEER:Indoor_CFL_Ltg | -13.3 | 0 | -8.35 | SWWH019-04 | 7.17 | 2022 | 0 | 4.28 | 2022 | 0 | 0 | SWWH019-04 | Com Faucet Aerators (Gas) - Marine ¦ SCG ¦ Marine | Com Faucet Aerators (Gas) - Marine | 0.21744 | 1 | 0.43 | CBSA2014/NCI Assumptions | 21.6473 | 2032 | 0.6 | SWWH019-04
COM-WATERHEAT-31.44 | Com ¦ Faucet Aerators (Gas WH) - Marine ¦ SCG ¦ Marine | Com ¦ Faucet Aerators (Gas WH) - Marine | SCG ¦ Marine | SCG | All | Gas | Commercial faucet aerator, public lavatory (0.5 gpm) | Efficient | 0 | Conventional | WaterHeat | Com - Refrig. Warehouse | Com | RET Only | 0 | 1000 sqft2 of floor space | Each | 6.67 | DEER:Indoor_CFL_Ltg | -13.3 | 0 | -8.35 | SWWH019-04 | 7.17 | 2022 | 0 | 4.28 | 2022 | 0 | 0 | SWWH019-04 | Com Faucet Aerators (Gas) - Marine ¦ SCG ¦ Marine | Com Faucet Aerators (Gas) - Marine | 0.21362 | 1 | 0.43 | CBSA2014/NCI Assumptions | 6.399 | 2032 | 0.6 | SWWH019-04
COM-WATERHEAT-31.45 | Com ¦ Faucet Aerators (Gas WH) - Marine ¦ SCG ¦ Marine | Com ¦ Faucet Aerators (Gas WH) - Marine | SCG ¦ Marine | SCG | All | Gas | Commercial faucet aerator, public lavatory (0.5 gpm) | Efficient | 0 | Conventional | WaterHeat | Com - Restaurant | Com | RET Only | 0 | 1000 sqft2 of floor space | Each | 6.67 | DEER:Indoor_CFL_Ltg | -13.3 | 0 | -8.35 | SWWH019-04 | 7.17 | 2022 | 0 | 4.28 | 2022 | 0 | 0 | SWWH019-04 | Com Faucet Aerators (Gas) - Marine ¦ SCG ¦ Marine | Com Faucet Aerators (Gas) - Marine | 0.75233 | 1 | 0.43 | CBSA2014/NCI Assumptions | 2.4102 | 2032 | 0.6 | SWWH019-04
COM-WATERHEAT-31.46 | Com ¦ Faucet Aerators (Gas WH) - Marine ¦ SCG ¦ Marine | Com ¦ Faucet Aerators (Gas WH) - Marine | SCG ¦ Marine | SCG | All | Gas | Commercial faucet aerator, public lavatory (0.5 gpm) | Efficient | 0 | Conventional | WaterHeat | Com - Retail | Com | RET Only | 0 | 1000 sqft2 of floor space | Each | 6.67 | DEER:Indoor_CFL_Ltg | -13.3 | 0 | -8.35 | SWWH019-04 | 7.17 | 2022 | 0 | 4.28 | 2022 | 0 | 0 | SWWH019-04 | Com Faucet Aerators (Gas) - Marine ¦ SCG ¦ Marine | Com Faucet Aerators (Gas) - Marine | 0.15647 | 1 | 0.43 | CBSA2014/NCI Assumptions | 1254.5871 | 2032 | 0.6 | SWWH019-04
COM-WATERHEAT-31.47 | Com ¦ Faucet Aerators (Gas WH) - Marine ¦ SCG ¦ Marine | Com ¦ Faucet Aerators (Gas WH) - Marine | SCG ¦ Marine | SCG | All | Gas | Commercial faucet aerator, public lavatory (0.5 gpm) | Efficient | 0 | Conventional | WaterHeat | Com - School | Com | RET Only | 0 | 1000 sqft2 of floor space | Each | 6.67 | DEER:Indoor_CFL_Ltg | -13.3 | 0 | -8.35 | SWWH019-04 | 7.17 | 2022 | 0 | 4.28 | 2022 | 0 | 0 | SWWH019-04 | Com Faucet Aerators (Gas) - Marine ¦ SCG ¦ Marine | Com Faucet Aerators (Gas) - Marine | 0.24732 | 1 | 0.43 | CBSA2014/NCI Assumptions | 7.7229 | 2032 | 0.6 | SWWH019-04
COM-WATERHEAT-31.48 | Com ¦ Faucet Aerators (Gas WH) - Marine ¦ SCG ¦ Marine | Com ¦ Faucet Aerators (Gas WH) - Marine | SCG ¦ Marine | SCG | All | Gas | Commercial faucet aerator, public lavatory (0.5 gpm) | Efficient | 0 | Conventional | WaterHeat | Com - Warehouse | Com | RET Only | 0 | 1000 sqft2 of floor space | Each | 6.67 | DEER:Indoor_CFL_Ltg | -13.3 | 0 | -8.35 | SWWH019-04 | 7.17 | 2022 | 0 | 4.28 | 2022 | 0 | 0 | SWWH019-04 | Com Faucet Aerators (Gas) - Marine ¦ SCG ¦ Marine | Com Faucet Aerators (Gas) - Marine | 0.21362 | 1 | 0.43 | CBSA2014/NCI Assumptions | 64.9316 | 2032 | 0.6 | SWWH019-04
COM-WATERHEAT-31.49 | Com ¦ Faucet Aerators (Gas WH) - Hot-Dry ¦ SCG ¦ Hot-Dry | Com ¦ Faucet Aerators (Gas WH) - Hot-Dry | SCG ¦ Hot-Dry | SCG | All | Gas | Commercial faucet aerator, private lavatory (avg 0.5gpm and 1.0gpm) | Efficient | 0 | Conventional | WaterHeat | Com - College | Com | RET Only | 0 | 1000 sqft2 of floor space | Each | 6.67 | DEER:Indoor_CFL_Ltg | -3.37 | 0 | -2.03 | SWWH019-04 | 7.17 | 2022 | 0 | 4.28 | 2022 | 0 | 0 | SWWH019-04 | Com Faucet Aerators (Gas) - Hot-Dry ¦ SCG ¦ Hot-Dry | Com Faucet Aerators (Gas) - Hot-Dry | 0.65231 | 1 | 0.43 | CBSA2014/NCI Assumptions | 1.2863 | 2032 | 0.6 | SWWH019-04
COM-WATERHEAT-31.50 | Com ¦ Faucet Aerators (Gas WH) - Hot-Dry ¦ SCG ¦ Hot-Dry | Com ¦ Faucet Aerators (Gas WH) - Hot-Dry | SCG ¦ Hot-Dry | SCG | All | Gas | Commercial faucet aerator, public lavatory (0.5 gpm) | Efficient | 0 | Conventional | WaterHeat | Com - Grocery | Com | RET Only | 0 | 1000 sqft2 of floor space | Each | 6.67 | DEER:Indoor_CFL_Ltg | -13.3 | 0 | -8.01 | SWWH019-04 | 7.17 | 2022 | 0 | 4.28 | 2022 | 0 | 0 | SWWH019-04 | Com Faucet Aerators (Gas) - Hot-Dry ¦ SCG ¦ Hot-Dry | Com Faucet Aerators (Gas) - Hot-Dry | 0.46134 | 1 | 0.43 | CBSA2014/NCI Assumptions | 17.14 | 2032 | 0.6 | SWWH019-04
COM-WATERHEAT-31.51 | Com ¦ Faucet Aerators (Gas WH) - Hot-Dry ¦ SCG ¦ Hot-Dry | Com ¦ Faucet Aerators (Gas WH) - Hot-Dry | SCG ¦ Hot-Dry | SCG | All | Gas | Commercial faucet aerator, private lavatory (avg 0.5gpm and 1.0gpm) | Efficient | 0 | Conventional | WaterHeat | Com - Health | Com | RET Only | 0 | 1000 sqft2 of floor space | Each | 6.67 | DEER:Indoor_CFL_Ltg | -3.37 | 0 | -2.03 | SWWH019-04 | 7.17 | 2022 | 0 | 4.28 | 2022 | 0 | 0 | SWWH019-04 | Com Faucet Aerators (Gas) - Hot-Dry ¦ SCG ¦ Hot-Dry | Com Faucet Aerators (Gas) - Hot-Dry | 0.65231 | 1 | 0.43 | CBSA2014/NCI Assumptions | 4.8436 | 2032 | 0.6 | SWWH019-04
COM-WATERHEAT-31.52 | Com ¦ Faucet Aerators (Gas WH) - Hot-Dry ¦ SCG ¦ Hot-Dry | Com ¦ Faucet Aerators (Gas WH) - Hot-Dry | SCG ¦ Hot-Dry | SCG | All | Gas | Commercial faucet aerator, private lavatory (avg 0.5gpm and 1.0gpm) | Efficient | 0 | Conventional | WaterHeat | Com - Lodging | Com | RET Only | 0 | 1000 sqft2 of floor space | Each | 6.67 | DEER:Indoor_CFL_Ltg | -3.37 | 0 | -2.03 | SWWH019-04 | 7.17 | 2022 | 0 | 4.28 | 2022 | 0 | 0 | SWWH019-04 | Com Faucet Aerators (Gas) - Hot-Dry ¦ SCG ¦ Hot-Dry | Com Faucet Aerators (Gas) - Hot-Dry | 1.2263 | 1 | 0.43 | CBSA2014/NCI Assumptions | 15.6459 | 2032 | 0.6 | SWWH019-04
COM-WATERHEAT-31.53 | Com ¦ Faucet Aerators (Gas WH) - Hot-Dry ¦ SCG ¦ Hot-Dry | Com ¦ Faucet Aerators (Gas WH) - Hot-Dry | SCG ¦ Hot-Dry | SCG | All | Gas | Commercial faucet aerator, public lavatory (0.5 gpm) | Efficient | 0 | Conventional | WaterHeat | Com - Office (Large) | Com | RET Only | 0 | 1000 sqft2 of floor space | Each | 6.67 | DEER:Indoor_CFL_Ltg | -13.3 | 0 | -8.01 | SWWH019-04 | 7.17 | 2022 | 0 | 4.28 | 2022 | 0 | 0 | SWWH019-04 | Com Faucet Aerators (Gas) - Hot-Dry ¦ SCG ¦ Hot-Dry | Com Faucet Aerators (Gas) - Hot-Dry | 0.14254 | 1 | 0.43 | CBSA2014/NCI Assumptions | 27.9242 | 2032 | 0.6 | SWWH019-04
COM-WATERHEAT-31.54 | Com ¦ Faucet Aerators (Gas WH) - Hot-Dry ¦ SCG ¦ Hot-Dry | Com ¦ Faucet Aerators (Gas WH) - Hot-Dry | SCG ¦ Hot-Dry | SCG | All | Gas | Commercial faucet aerator, public lavatory (0.5 gpm) | Efficient | 0 | Conventional | WaterHeat | Com - Office (Small) | Com | RET Only | 0 | 1000 sqft2 of floor space | Each | 6.67 | DEER:Indoor_CFL_Ltg | -13.3 | 0 | -8.01 | SWWH019-04 | 7.17 | 2022 | 0 | 4.28 | 2022 | 0 | 0 | SWWH019-04 | Com Faucet Aerators (Gas) - Hot-Dry ¦ SCG ¦ Hot-Dry | Com Faucet Aerators (Gas) - Hot-Dry | 0.14254 | 1 | 0.43 | CBSA2014/NCI Assumptions | 8.1873 | 2032 | 0.6 | SWWH019-04
COM-WATERHEAT-31.55 | Com ¦ Faucet Aerators (Gas WH) - Hot-Dry ¦ SCG ¦ Hot-Dry | Com ¦ Faucet Aerators (Gas WH) - Hot-Dry | SCG ¦ Hot-Dry | SCG | All | Gas | Commercial faucet aerator, public lavatory (0.5 gpm) | Efficient | 0 | Conventional | WaterHeat | Com - Other | Com | RET Only | 0 | 1000 sqft2 of floor space | Each | 6.67 | DEER:Indoor_CFL_Ltg | -13.3 | 0 | -8.01 | SWWH019-04 | 7.17 | 2022 | 0 | 4.28 | 2022 | 0 | 0 | SWWH019-04 | Com Faucet Aerators (Gas) - Hot-Dry ¦ SCG ¦ Hot-Dry | Com Faucet Aerators (Gas) - Hot-Dry | 0.21744 | 1 | 0.43 | CBSA2014/NCI Assumptions | 20.7976 | 2032 | 0.6 | SWWH019-04
COM-WATERHEAT-31.56 | Com ¦ Faucet Aerators (Gas WH) - Hot-Dry ¦ SCG ¦ Hot-Dry | Com ¦ Faucet Aerators (Gas WH) - Hot-Dry | SCG ¦ Hot-Dry | SCG | All | Gas | Commercial faucet aerator, public lavatory (0.5 gpm) | Efficient | 0 | Conventional | WaterHeat | Com - Refrig. Warehouse | Com | RET Only | 0 | 1000 sqft2 of floor space | Each | 6.67 | DEER:Indoor_CFL_Ltg | -13.3 | 0 | -8.01 | SWWH019-04 | 7.17 | 2022 | 0 | 4.28 | 2022 | 0 | 0 | SWWH019-04 | Com Faucet Aerators (Gas) - Hot-Dry ¦ SCG ¦ Hot-Dry | Com Faucet Aerators (Gas) - Hot-Dry | 0.21362 | 1 | 0.43 | CBSA2014/NCI Assumptions | 6.15 | 2032 | 0.6 | SWWH019-04
COM-WATERHEAT-31.57 | Com ¦ Faucet Aerators (Gas WH) - Hot-Dry ¦ SCG ¦ Hot-Dry | Com ¦ Faucet Aerators (Gas WH) - Hot-Dry | SCG ¦ Hot-Dry | SCG | All | Gas | Commercial faucet aerator, public lavatory (0.5 gpm) | Efficient | 0 | Conventional | WaterHeat | Com - Restaurant | Com | RET Only | 0 | 1000 sqft2 of floor space | Each | 6.67 | DEER:Indoor_CFL_Ltg | -13.3 | 0 | -8.01 | SWWH019-04 | 7.17 | 2022 | 0 | 4.28 | 2022 | 0 | 0 | SWWH019-04 | Com Faucet Aerators (Gas) - Hot-Dry ¦ SCG ¦ Hot-Dry | Com Faucet Aerators (Gas) - Hot-Dry | 0.75233 | 1 | 0.43 | CBSA2014/NCI Assumptions | 2.3231 | 2032 | 0.6 | SWWH019-04
COM-WATERHEAT-31.58 | Com ¦ Faucet Aerators (Gas WH) - Hot-Dry ¦ SCG ¦ Hot-Dry | Com ¦ Faucet Aerators (Gas WH) - Hot-Dry | SCG ¦ Hot-Dry | SCG | All | Gas | Commercial faucet aerator, public lavatory (0.5 gpm) | Efficient | 0 | Conventional | WaterHeat | Com - Retail | Com | RET Only | 0 | 1000 sqft2 of floor space | Each | 6.67 | DEER:Indoor_CFL_Ltg | -13.3 | 0 | -8.01 | SWWH019-04 | 7.17 | 2022 | 0 | 4.28 | 2022 | 0 | 0 | SWWH019-04 | Com Faucet Aerators (Gas) - Hot-Dry ¦ SCG ¦ Hot-Dry | Com Faucet Aerators (Gas) - Hot-Dry | 0.15647 | 1 | 0.43 | CBSA2014/NCI Assumptions | 1203.5543 | 2032 | 0.6 | SWWH019-04
COM-WATERHEAT-31.59 | Com ¦ Faucet Aerators (Gas WH) - Hot-Dry ¦ SCG ¦ Hot-Dry | Com ¦ Faucet Aerators (Gas WH) - Hot-Dry | SCG ¦ Hot-Dry | SCG | All | Gas | Commercial faucet aerator, public lavatory (0.5 gpm) | Efficient | 0 | Conventional | WaterHeat | Com - School | Com | RET Only | 0 | 1000 sqft2 of floor space | Each | 6.67 | DEER:Indoor_CFL_Ltg | -13.3 | 0 | -8.01 | SWWH019-04 | 7.17 | 2022 | 0 | 4.28 | 2022 | 0 | 0 | SWWH019-04 | Com Faucet Aerators (Gas) - Hot-Dry ¦ SCG ¦ Hot-Dry | Com Faucet Aerators (Gas) - Hot-Dry | 0.24732 | 1 | 0.43 | CBSA2014/NCI Assumptions | 7.4381 | 2032 | 0.6 | SWWH019-04
COM-WATERHEAT-31.60 | Com ¦ Faucet Aerators (Gas WH) - Hot-Dry ¦ SCG ¦ Hot-Dry | Com ¦ Faucet Aerators (Gas WH) - Hot-Dry | SCG ¦ Hot-Dry | SCG | All | Gas | Commercial faucet aerator, public lavatory (0.5 gpm) | Efficient | 0 | Conventional | WaterHeat | Com - Warehouse | Com | RET Only | 0 | 1000 sqft2 of floor space | Each | 6.67 | DEER:Indoor_CFL_Ltg | -13.3 | 0 | -8.01 | SWWH019-04 | 7.17 | 2022 | 0 | 4.28 | 2022 | 0 | 0 | SWWH019-04 | Com Faucet Aerators (Gas) - Hot-Dry ¦ SCG ¦ Hot-Dry | Com Faucet Aerators (Gas) - Hot-Dry | 0.21362 | 1 | 0.43 | CBSA2014/NCI Assumptions | 62.328 | 2032 | 0.6 | SWWH019-04
COM-WATERHEAT-31.61 | Com ¦ Faucet Aerators (Gas WH) - Cold ¦ SCG ¦ Cold | Com ¦ Faucet Aerators (Gas WH) - Cold | SCG ¦ Cold | SCG | All | Gas | Commercial faucet aerator, private lavatory (avg 0.5gpm and 1.0gpm) | Efficient | 0 | Conventional | WaterHeat | Com - College | Com | RET Only | 0 | 1000 sqft2 of floor space | Each | 6.67 | DEER:Indoor_CFL_Ltg | -3.37 | 0 | -2.815 | SWWH019-04 | 7.17 | 2022 | 0 | 4.28 | 2022 | 0 | 0 | SWWH019-04 | Com Faucet Aerators (Gas) - Cold ¦ SCG ¦ Cold | Com Faucet Aerators (Gas) - Cold | 0.65231 | 1 | 0.43 | CBSA2014/NCI Assumptions | 1.7394 | 2032 | 0.6 | SWWH019-04
COM-WATERHEAT-31.62 | Com ¦ Faucet Aerators (Gas WH) - Cold ¦ SCG ¦ Cold | Com ¦ Faucet Aerators (Gas WH) - Cold | SCG ¦ Cold | SCG | All | Gas | Commercial faucet aerator, public lavatory (0.5 gpm) | Efficient | 0 | Conventional | WaterHeat | Com - Grocery | Com | RET Only | 0 | 1000 sqft2 of floor space | Each | 6.67 | DEER:Indoor_CFL_Ltg | -13.3 | 0 | -11.1 | SWWH019-04 | 7.17 | 2022 | 0 | 4.28 | 2022 | 0 | 0 | SWWH019-04 | Com Faucet Aerators (Gas) - Cold ¦ SCG ¦ Cold | Com Faucet Aerators (Gas) - Cold | 0.46134 | 1 | 0.43 | CBSA2014/NCI Assumptions | 23.6392 | 2032 | 0.6 | SWWH019-04
COM-WATERHEAT-31.63 | Com ¦ Faucet Aerators (Gas WH) - Cold ¦ SCG ¦ Cold | Com ¦ Faucet Aerators (Gas WH) - Cold | SCG ¦ Cold | SCG | All | Gas | Commercial faucet aerator, private lavatory (avg 0.5gpm and 1.0gpm) | Efficient | 0 | Conventional | WaterHeat | Com - Health | Com | RET Only | 0 | 1000 sqft2 of floor space | Each | 6.67 | DEER:Indoor_CFL_Ltg | -3.37 | 0 | -2.815 | SWWH019-04 | 7.17 | 2022 | 0 | 4.28 | 2022 | 0 | 0 | SWWH019-04 | Com Faucet Aerators (Gas) - Cold ¦ SCG ¦ Cold | Com Faucet Aerators (Gas) - Cold | 0.65231 | 1 | 0.43 | CBSA2014/NCI Assumptions | 6.6972 | 2032 | 0.6 | SWWH019-04
COM-WATERHEAT-31.64 | Com ¦ Faucet Aerators (Gas WH) - Cold ¦ SCG ¦ Cold | Com ¦ Faucet Aerators (Gas WH) - Cold | SCG ¦ Cold | SCG | All | Gas | Commercial faucet aerator, private lavatory (avg 0.5gpm and 1.0gpm) | Efficient | 0 | Conventional | WaterHeat | Com - Lodging | Com | RET Only | 0 | 1000 sqft2 of floor space | Each | 6.67 | DEER:Indoor_CFL_Ltg | -3.37 | 0 | -2.815 | SWWH019-04 | 7.17 | 2022 | 0 | 4.28 | 2022 | 0 | 0 | SWWH019-04 | Com Faucet Aerators (Gas) - Cold ¦ SCG ¦ Cold | Com Faucet Aerators (Gas) - Cold | 1.2263 | 1 | 0.43 | CBSA2014/NCI Assumptions | 21.6245 | 2032 | 0.6 | SWWH019-04
COM-WATERHEAT-31.65 | Com ¦ Faucet Aerators (Gas WH) - Cold ¦ SCG ¦ Cold | Com ¦ Faucet Aerators (Gas WH) - Cold | SCG ¦ Cold | SCG | All | Gas | Commercial faucet aerator, public lavatory (0.5 gpm) | Efficient | 0 | Conventional | WaterHeat | Com - Office (Large) | Com | RET Only | 0 | 1000 sqft2 of floor space | Each | 6.67 | DEER:Indoor_CFL_Ltg | -13.3 | 0 | -11.1 | SWWH019-04 | 7.17 | 2022 | 0 | 4.28 | 2022 | 0 | 0 | SWWH019-04 | Com Faucet Aerators (Gas) - Cold ¦ SCG ¦ Cold | Com Faucet Aerators (Gas) - Cold | 0.14254 | 1 | 0.43 | CBSA2014/NCI Assumptions | 38.6162 | 2032 | 0.6 | SWWH019-04
COM-WATERHEAT-31.66 | Com ¦ Faucet Aerators (Gas WH) - Cold ¦ SCG ¦ Cold | Com ¦ Faucet Aerators (Gas WH) - Cold | SCG ¦ Cold | SCG | All | Gas | Commercial faucet aerator, public lavatory (0.5 gpm) | Efficient | 0 | Conventional | WaterHeat | Com - Office (Small) | Com | RET Only | 0 | 1000 sqft2 of floor space | Each | 6.67 | DEER:Indoor_CFL_Ltg | -13.3 | 0 | -11.1 | SWWH019-04 | 7.17 | 2022 | 0 | 4.28 | 2022 | 0 | 0 | SWWH019-04 | Com Faucet Aerators (Gas) - Cold ¦ SCG ¦ Cold | Com Faucet Aerators (Gas) - Cold | 0.14254 | 1 | 0.43 | CBSA2014/NCI Assumptions | 11.2122 | 2032 | 0.6 | SWWH019-04
COM-WATERHEAT-31.67 | Com ¦ Faucet Aerators (Gas WH) - Cold ¦ SCG ¦ Cold | Com ¦ Faucet Aerators (Gas WH) - Cold | SCG ¦ Cold | SCG | All | Gas | Commercial faucet aerator, public lavatory (0.5 gpm) | Efficient | 0 | Conventional | WaterHeat | Com - Other | Com | RET Only | 0 | 1000 sqft2 of floor space | Each | 6.67 | DEER:Indoor_CFL_Ltg | -13.3 | 0 | -11.1 | SWWH019-04 | 7.17 | 2022 | 0 | 4.28 | 2022 | 0 | 0 | SWWH019-04 | Com Faucet Aerators (Gas) - Cold ¦ SCG ¦ Cold | Com Faucet Aerators (Gas) - Cold | 0.21744 | 1 | 0.43 | CBSA2014/NCI Assumptions | 28.5198 | 2032 | 0.6 | SWWH019-04
COM-WATERHEAT-31.68 | Com ¦ Faucet Aerators (Gas WH) - Cold ¦ SCG ¦ Cold | Com ¦ Faucet Aerators (Gas WH) - Cold | SCG ¦ Cold | SCG | All | Gas | Commercial faucet aerator, public lavatory (0.5 gpm) | Efficient | 0 | Conventional | WaterHeat | Com - Refrig. Warehouse | Com | RET Only | 0 | 1000 sqft2 of floor space | Each | 6.67 | DEER:Indoor_CFL_Ltg | -13.3 | 0 | -11.1 | SWWH019-04 | 7.17 | 2022 | 0 | 4.28 | 2022 | 0 | 0 | SWWH019-04 | Com Faucet Aerators (Gas) - Cold ¦ SCG ¦ Cold | Com Faucet Aerators (Gas) - Cold | 0.21362 | 1 | 0.43 | CBSA2014/NCI Assumptions | 8.4124 | 2032 | 0.6 | SWWH019-04
COM-WATERHEAT-31.69 | Com ¦ Faucet Aerators (Gas WH) - Cold ¦ SCG ¦ Cold | Com ¦ Faucet Aerators (Gas WH) - Cold | SCG ¦ Cold | SCG | All | Gas | Commercial faucet aerator, public lavatory (0.5 gpm) | Efficient | 0 | Conventional | WaterHeat | Com - Restaurant | Com | RET Only | 0 | 1000 sqft2 of floor space | Each | 6.67 | DEER:Indoor_CFL_Ltg | -13.3 | 0 | -11.1 | SWWH019-04 | 7.17 | 2022 | 0 | 4.28 | 2022 | 0 | 0 | SWWH019-04 | Com Faucet Aerators (Gas) - Cold ¦ SCG ¦ Cold | Com Faucet Aerators (Gas) - Cold | 0.75233 | 1 | 0.43 | CBSA2014/NCI Assumptions | 3.1146 | 2032 | 0.6 | SWWH019-04
COM-WATERHEAT-31.70 | Com ¦ Faucet Aerators (Gas WH) - Cold ¦ SCG ¦ Cold | Com ¦ Faucet Aerators (Gas WH) - Cold | SCG ¦ Cold | SCG | All | Gas | Commercial faucet aerator, public lavatory (0.5 gpm) | Efficient | 0 | Conventional | WaterHeat | Com - Retail | Com | RET Only | 0 | 1000 sqft2 of floor space | Each | 6.67 | DEER:Indoor_CFL_Ltg | -13.3 | 0 | -11.1 | SWWH019-04 | 7.17 | 2022 | 0 | 4.28 | 2022 | 0 | 0 | SWWH019-04 | Com Faucet Aerators (Gas) - Cold ¦ SCG ¦ Cold | Com Faucet Aerators (Gas) - Cold | 0.15647 | 1 | 0.43 | CBSA2014/NCI Assumptions | 1667.3526 | 2032 | 0.6 | SWWH019-04
COM-WATERHEAT-31.71 | Com ¦ Faucet Aerators (Gas WH) - Cold ¦ SCG ¦ Cold | Com ¦ Faucet Aerators (Gas WH) - Cold | SCG ¦ Cold | SCG | All | Gas | Commercial faucet aerator, public lavatory (0.5 gpm) | Efficient | 0 | Conventional | WaterHeat | Com - School | Com | RET Only | 0 | 1000 sqft2 of floor space | Each | 6.67 | DEER:Indoor_CFL_Ltg | -13.3 | 0 | -11.1 | SWWH019-04 | 7.17 | 2022 | 0 | 4.28 | 2022 | 0 | 0 | SWWH019-04 | Com Faucet Aerators (Gas) - Cold ¦ SCG ¦ Cold | Com Faucet Aerators (Gas) - Cold | 0.24732 | 1 | 0.43 | CBSA2014/NCI Assumptions | 10.0257 | 2032 | 0.6 | SWWH019-04
COM-WATERHEAT-31.72 | Com ¦ Faucet Aerators (Gas WH) - Cold ¦ SCG ¦ Cold | Com ¦ Faucet Aerators (Gas WH) - Cold | SCG ¦ Cold | SCG | All | Gas | Commercial faucet aerator, public lavatory (0.5 gpm) | Efficient | 0 | Conventional | WaterHeat | Com - Warehouse | Com | RET Only | 0 | 1000 sqft2 of floor space | Each | 6.67 | DEER:Indoor_CFL_Ltg | -13.3 | 0 | -11.1 | SWWH019-04 | 7.17 | 2022 | 0 | 4.28 | 2022 | 0 | 0 | SWWH019-04 | Com Faucet Aerators (Gas) - Cold ¦ SCG ¦ Cold | Com Faucet Aerators (Gas) - Cold | 0.21362 | 1 | 0.43 | CBSA2014/NCI Assumptions | 85.9906 | 2032 | 0.6 | SWWH019-04
COM-WATERHEAT-31.73 | Com ¦ Faucet Aerators (Gas WH) - Marine ¦ SDG&E ¦ Marine | Com ¦ Faucet Aerators (Gas WH) - Marine | SDG&E ¦ Marine | SDG&E | All | Gas | Commercial faucet aerator, private lavatory (avg 0.5gpm and 1.0gpm) | Efficient | 0 | Conventional | WaterHeat | Com - College | Com | RET Only | 0 | 1000 sqft2 of floor space | Each | 6.67 | DEER:Indoor_CFL_Ltg | -3.37 | 0 | -2.115 | SWWH019-04 | 7.17 | 2022 | 0 | 4.28 | 2022 | 0 | 0 | SWWH019-04 | Com Faucet Aerators (Gas) - Marine ¦ SDG&E ¦ Marine | Com Faucet Aerators (Gas) - Marine | 0.65231 | 1 | 0.43 | CBSA2014/NCI Assumptions | 1.3354 | 2032 | 0.6 | SWWH019-04
COM-WATERHEAT-31.74 | Com ¦ Faucet Aerators (Gas WH) - Marine ¦ SDG&E ¦ Marine | Com ¦ Faucet Aerators (Gas WH) - Marine | SDG&E ¦ Marine | SDG&E | All | Gas | Commercial faucet aerator, public lavatory (0.5 gpm) | Efficient | 0 | Conventional | WaterHeat | Com - Grocery | Com | RET Only | 0 | 1000 sqft2 of floor space | Each | 6.67 | DEER:Indoor_CFL_Ltg | -13.3 | 0 | -8.35 | SWWH019-04 | 7.17 | 2022 | 0 | 4.28 | 2022 | 0 | 0 | SWWH019-04 | Com Faucet Aerators (Gas) - Marine ¦ SDG&E ¦ Marine | Com Faucet Aerators (Gas) - Marine | 0.46134 | 1 | 0.43 | CBSA2014/NCI Assumptions | 17.8551 | 2032 | 0.6 | SWWH019-04
COM-WATERHEAT-31.75 | Com ¦ Faucet Aerators (Gas WH) - Marine ¦ SDG&E ¦ Marine | Com ¦ Faucet Aerators (Gas WH) - Marine | SDG&E ¦ Marine | SDG&E | All | Gas | Commercial faucet aerator, private lavatory (avg 0.5gpm and 1.0gpm) | Efficient | 0 | Conventional | WaterHeat | Com - Health | Com | RET Only | 0 | 1000 sqft2 of floor space | Each | 6.67 | DEER:Indoor_CFL_Ltg | -3.37 | 0 | -2.115 | SWWH019-04 | 7.17 | 2022 | 0 | 4.28 | 2022 | 0 | 0 | SWWH019-04 | Com Faucet Aerators (Gas) - Marine ¦ SDG&E ¦ Marine | Com Faucet Aerators (Gas) - Marine | 0.65231 | 1 | 0.43 | CBSA2014/NCI Assumptions | 5.0443 | 2032 | 0.6 | SWWH019-04
COM-WATERHEAT-31.76 | Com ¦ Faucet Aerators (Gas WH) - Marine ¦ SDG&E ¦ Marine | Com ¦ Faucet Aerators (Gas WH) - Marine | SDG&E ¦ Marine | SDG&E | All | Gas | Commercial faucet aerator, private lavatory (avg 0.5gpm and 1.0gpm) | Efficient | 0 | Conventional | WaterHeat | Com - Lodging | Com | RET Only | 0 | 1000 sqft2 of floor space | Each | 6.67 | DEER:Indoor_CFL_Ltg | -3.37 | 0 | -2.115 | SWWH019-04 | 7.17 | 2022 | 0 | 4.28 | 2022 | 0 | 0 | SWWH019-04 | Com Faucet Aerators (Gas) - Marine ¦ SDG&E ¦ Marine | Com Faucet Aerators (Gas) - Marine | 1.2263 | 1 | 0.43 | CBSA2014/NCI Assumptions | 16.2932 | 2032 | 0.6 | SWWH019-04
COM-WATERHEAT-31.77 | Com ¦ Faucet Aerators (Gas WH) - Marine ¦ SDG&E ¦ Marine | Com ¦ Faucet Aerators (Gas WH) - Marine | SDG&E ¦ Marine | SDG&E | All | Gas | Commercial faucet aerator, public lavatory (0.5 gpm) | Efficient | 0 | Conventional | WaterHeat | Com - Office (Large) | Com | RET Only | 0 | 1000 sqft2 of floor space | Each | 6.67 | DEER:Indoor_CFL_Ltg | -13.3 | 0 | -8.35 | SWWH019-04 | 7.17 | 2022 | 0 | 4.28 | 2022 | 0 | 0 | SWWH019-04 | Com Faucet Aerators (Gas) - Marine ¦ SDG&E ¦ Marine | Com Faucet Aerators (Gas) - Marine | 0.14254 | 1 | 0.43 | CBSA2014/NCI Assumptions | 29.1007 | 2032 | 0.6 | SWWH019-04
COM-WATERHEAT-31.78 | Com ¦ Faucet Aerators (Gas WH) - Marine ¦ SDG&E ¦ Marine | Com ¦ Faucet Aerators (Gas WH) - Marine | SDG&E ¦ Marine | SDG&E | All | Gas | Commercial faucet aerator, public lavatory (0.5 gpm) | Efficient | 0 | Conventional | WaterHeat | Com - Office (Small) | Com | RET Only | 0 | 1000 sqft2 of floor space | Each | 6.67 | DEER:Indoor_CFL_Ltg | -13.3 | 0 | -8.35 | SWWH019-04 | 7.17 | 2022 | 0 | 4.28 | 2022 | 0 | 0 | SWWH019-04 | Com Faucet Aerators (Gas) - Marine ¦ SDG&E ¦ Marine | Com Faucet Aerators (Gas) - Marine | 0.14254 | 1 | 0.43 | CBSA2014/NCI Assumptions | 8.5202 | 2032 | 0.6 | SWWH019-04
COM-WATERHEAT-31.79 | Com ¦ Faucet Aerators (Gas WH) - Marine ¦ SDG&E ¦ Marine | Com ¦ Faucet Aerators (Gas WH) - Marine | SDG&E ¦ Marine | SDG&E | All | Gas | Commercial faucet aerator, public lavatory (0.5 gpm) | Efficient | 0 | Conventional | WaterHeat | Com - Other | Com | RET Only | 0 | 1000 sqft2 of floor space | Each | 6.67 | DEER:Indoor_CFL_Ltg | -13.3 | 0 | -8.35 | SWWH019-04 | 7.17 | 2022 | 0 | 4.28 | 2022 | 0 | 0 | SWWH019-04 | Com Faucet Aerators (Gas) - Marine ¦ SDG&E ¦ Marine | Com Faucet Aerators (Gas) - Marine | 0.21744 | 1 | 0.43 | CBSA2014/NCI Assumptions | 21.6473 | 2032 | 0.6 | SWWH019-04
COM-WATERHEAT-31.80 | Com ¦ Faucet Aerators (Gas WH) - Marine ¦ SDG&E ¦ Marine | Com ¦ Faucet Aerators (Gas WH) - Marine | SDG&E ¦ Marine | SDG&E | All | Gas | Commercial faucet aerator, public lavatory (0.5 gpm) | Efficient | 0 | Conventional | WaterHeat | Com - Refrig. Warehouse | Com | RET Only | 0 | 1000 sqft2 of floor space | Each | 6.67 | DEER:Indoor_CFL_Ltg | -13.3 | 0 | -8.35 | SWWH019-04 | 7.17 | 2022 | 0 | 4.28 | 2022 | 0 | 0 | SWWH019-04 | Com Faucet Aerators (Gas) - Marine ¦ SDG&E ¦ Marine | Com Faucet Aerators (Gas) - Marine | 0.21362 | 1 | 0.43 | CBSA2014/NCI Assumptions | 6.399 | 2032 | 0.6 | SWWH019-04
COM-WATERHEAT-31.81 | Com ¦ Faucet Aerators (Gas WH) - Marine ¦ SDG&E ¦ Marine | Com ¦ Faucet Aerators (Gas WH) - Marine | SDG&E ¦ Marine | SDG&E | All | Gas | Commercial faucet aerator, public lavatory (0.5 gpm) | Efficient | 0 | Conventional | WaterHeat | Com - Restaurant | Com | RET Only | 0 | 1000 sqft2 of floor space | Each | 6.67 | DEER:Indoor_CFL_Ltg | -13.3 | 0 | -8.35 | SWWH019-04 | 7.17 | 2022 | 0 | 4.28 | 2022 | 0 | 0 | SWWH019-04 | Com Faucet Aerators (Gas) - Marine ¦ SDG&E ¦ Marine | Com Faucet Aerators (Gas) - Marine | 0.75233 | 1 | 0.43 | CBSA2014/NCI Assumptions | 2.4102 | 2032 | 0.6 | SWWH019-04
COM-WATERHEAT-31.82 | Com ¦ Faucet Aerators (Gas WH) - Marine ¦ SDG&E ¦ Marine | Com ¦ Faucet Aerators (Gas WH) - Marine | SDG&E ¦ Marine | SDG&E | All | Gas | Commercial faucet aerator, public lavatory (0.5 gpm) | Efficient | 0 | Conventional | WaterHeat | Com - Retail | Com | RET Only | 0 | 1000 sqft2 of floor space | Each | 6.67 | DEER:Indoor_CFL_Ltg | -13.3 | 0 | -8.35 | SWWH019-04 | 7.17 | 2022 | 0 | 4.28 | 2022 | 0 | 0 | SWWH019-04 | Com Faucet Aerators (Gas) - Marine ¦ SDG&E ¦ Marine | Com Faucet Aerators (Gas) - Marine | 0.15647 | 1 | 0.43 | CBSA2014/NCI Assumptions | 1254.5871 | 2032 | 0.6 | SWWH019-04
COM-WATERHEAT-31.83 | Com ¦ Faucet Aerators (Gas WH) - Marine ¦ SDG&E ¦ Marine | Com ¦ Faucet Aerators (Gas WH) - Marine | SDG&E ¦ Marine | SDG&E | All | Gas | Commercial faucet aerator, public lavatory (0.5 gpm) | Efficient | 0 | Conventional | WaterHeat | Com - School | Com | RET Only | 0 | 1000 sqft2 of floor space | Each | 6.67 | DEER:Indoor_CFL_Ltg | -13.3 | 0 | -8.35 | SWWH019-04 | 7.17 | 2022 | 0 | 4.28 | 2022 | 0 | 0 | SWWH019-04 | Com Faucet Aerators (Gas) - Marine ¦ SDG&E ¦ Marine | Com Faucet Aerators (Gas) - Marine | 0.24732 | 1 | 0.43 | CBSA2014/NCI Assumptions | 7.7229 | 2032 | 0.6 | SWWH019-04
COM-WATERHEAT-31.84 | Com ¦ Faucet Aerators (Gas WH) - Marine ¦ SDG&E ¦ Marine | Com ¦ Faucet Aerators (Gas WH) - Marine | SDG&E ¦ Marine | SDG&E | All | Gas | Commercial faucet aerator, public lavatory (0.5 gpm) | Efficient | 0 | Conventional | WaterHeat | Com - Warehouse | Com | RET Only | 0 | 1000 sqft2 of floor space | Each | 6.67 | DEER:Indoor_CFL_Ltg | -13.3 | 0 | -8.35 | SWWH019-04 | 7.17 | 2022 | 0 | 4.28 | 2022 | 0 | 0 | SWWH019-04 | Com Faucet Aerators (Gas) - Marine ¦ SDG&E ¦ Marine | Com Faucet Aerators (Gas) - Marine | 0.21362 | 1 | 0.43 | CBSA2014/NCI Assumptions | 64.9316 | 2032 | 0.6 | SWWH019-04
COM-WATERHEAT-31.85 | Com ¦ Faucet Aerators (Gas WH) - Hot-Dry ¦ SDG&E ¦ Hot-Dry | Com ¦ Faucet Aerators (Gas WH) - Hot-Dry | SDG&E ¦ Hot-Dry | SDG&E | All | Gas | Commercial faucet aerator, private lavatory (avg 0.5gpm and 1.0gpm) | Efficient | 0 | Conventional | WaterHeat | Com - College | Com | RET Only | 0 | 1000 sqft2 of floor space | Each | 6.67 | DEER:Indoor_CFL_Ltg | -3.37 | 0 | -2.1 | SWWH019-04 | 7.17 | 2022 | 0 | 4.28 | 2022 | 0 | 0 | SWWH019-04 | Com Faucet Aerators (Gas) - Hot-Dry ¦ SDG&E ¦ Hot-Dry | Com Faucet Aerators (Gas) - Hot-Dry | 0.65231 | 1 | 0.43 | CBSA2014/NCI Assumptions | 1.3267 | 2032 | 0.6 | SWWH019-04
COM-WATERHEAT-31.86 | Com ¦ Faucet Aerators (Gas WH) - Hot-Dry ¦ SDG&E ¦ Hot-Dry | Com ¦ Faucet Aerators (Gas WH) - Hot-Dry | SDG&E ¦ Hot-Dry | SDG&E | All | Gas | Commercial faucet aerator, public lavatory (0.5 gpm) | Efficient | 0 | Conventional | WaterHeat | Com - Grocery | Com | RET Only | 0 | 1000 sqft2 of floor space | Each | 6.67 | DEER:Indoor_CFL_Ltg | -13.3 | 0 | -8.3 | SWWH019-04 | 7.17 | 2022 | 0 | 4.28 | 2022 | 0 | 0 | SWWH019-04 | Com Faucet Aerators (Gas) - Hot-Dry ¦ SDG&E ¦ Hot-Dry | Com Faucet Aerators (Gas) - Hot-Dry | 0.46134 | 1 | 0.43 | CBSA2014/NCI Assumptions | 17.7499 | 2032 | 0.6 | SWWH019-04
COM-WATERHEAT-31.87 | Com ¦ Faucet Aerators (Gas WH) - Hot-Dry ¦ SDG&E ¦ Hot-Dry | Com ¦ Faucet Aerators (Gas WH) - Hot-Dry | SDG&E ¦ Hot-Dry | SDG&E | All | Gas | Commercial faucet aerator, private lavatory (avg 0.5gpm and 1.0gpm) | Efficient | 0 | Conventional | WaterHeat | Com - Health | Com | RET Only | 0 | 1000 sqft2 of floor space | Each | 6.67 | DEER:Indoor_CFL_Ltg | -3.37 | 0 | -2.1 | SWWH019-04 | 7.17 | 2022 | 0 | 4.28 | 2022 | 0 | 0 | SWWH019-04 | Com Faucet Aerators (Gas) - Hot-Dry ¦ SDG&E ¦ Hot-Dry | Com Faucet Aerators (Gas) - Hot-Dry | 0.65231 | 1 | 0.43 | CBSA2014/NCI Assumptions | 5.0089 | 2032 | 0.6 | SWWH019-04
COM-WATERHEAT-31.88 | Com ¦ Faucet Aerators (Gas WH) - Hot-Dry ¦ SDG&E ¦ Hot-Dry | Com ¦ Faucet Aerators (Gas WH) - Hot-Dry | SDG&E ¦ Hot-Dry | SDG&E | All | Gas | Commercial faucet aerator, private lavatory (avg 0.5gpm and 1.0gpm) | Efficient | 0 | Conventional | WaterHeat | Com - Lodging | Com | RET Only | 0 | 1000 sqft2 of floor space | Each | 6.67 | DEER:Indoor_CFL_Ltg | -3.37 | 0 | -2.1 | SWWH019-04 | 7.17 | 2022 | 0 | 4.28 | 2022 | 0 | 0 | SWWH019-04 | Com Faucet Aerators (Gas) - Hot-Dry ¦ SDG&E ¦ Hot-Dry | Com Faucet Aerators (Gas) - Hot-Dry | 1.2263 | 1 | 0.43 | CBSA2014/NCI Assumptions | 16.179 | 2032 | 0.6 | SWWH019-04
COM-WATERHEAT-31.89 | Com ¦ Faucet Aerators (Gas WH) - Hot-Dry ¦ SDG&E ¦ Hot-Dry | Com ¦ Faucet Aerators (Gas WH) - Hot-Dry | SDG&E ¦ Hot-Dry | SDG&E | All | Gas | Commercial faucet aerator, public lavatory (0.5 gpm) | Efficient | 0 | Conventional | WaterHeat | Com - Office (Large) | Com | RET Only | 0 | 1000 sqft2 of floor space | Each | 6.67 | DEER:Indoor_CFL_Ltg | -13.3 | 0 | -8.3 | SWWH019-04 | 7.17 | 2022 | 0 | 4.28 | 2022 | 0 | 0 | SWWH019-04 | Com Faucet Aerators (Gas) - Hot-Dry ¦ SDG&E ¦ Hot-Dry | Com Faucet Aerators (Gas) - Hot-Dry | 0.14254 | 1 | 0.43 | CBSA2014/NCI Assumptions | 28.9277 | 2032 | 0.6 | SWWH019-04
COM-WATERHEAT-31.90 | Com ¦ Faucet Aerators (Gas WH) - Hot-Dry ¦ SDG&E ¦ Hot-Dry | Com ¦ Faucet Aerators (Gas WH) - Hot-Dry | SDG&E ¦ Hot-Dry | SDG&E | All | Gas | Commercial faucet aerator, public lavatory (0.5 gpm) | Efficient | 0 | Conventional | WaterHeat | Com - Office (Small) | Com | RET Only | 0 | 1000 sqft2 of floor space | Each | 6.67 | DEER:Indoor_CFL_Ltg | -13.3 | 0 | -8.3 | SWWH019-04 | 7.17 | 2022 | 0 | 4.28 | 2022 | 0 | 0 | SWWH019-04 | Com Faucet Aerators (Gas) - Hot-Dry ¦ SDG&E ¦ Hot-Dry | Com Faucet Aerators (Gas) - Hot-Dry | 0.14254 | 1 | 0.43 | CBSA2014/NCI Assumptions | 8.4712 | 2032 | 0.6 | SWWH019-04
COM-WATERHEAT-31.91 | Com ¦ Faucet Aerators (Gas WH) - Hot-Dry ¦ SDG&E ¦ Hot-Dry | Com ¦ Faucet Aerators (Gas WH) - Hot-Dry | SDG&E ¦ Hot-Dry | SDG&E | All | Gas | Commercial faucet aerator, public lavatory (0.5 gpm) | Efficient | 0 | Conventional | WaterHeat | Com - Other | Com | RET Only | 0 | 1000 sqft2 of floor space | Each | 6.67 | DEER:Indoor_CFL_Ltg | -13.3 | 0 | -8.3 | SWWH019-04 | 7.17 | 2022 | 0 | 4.28 | 2022 | 0 | 0 | SWWH019-04 | Com Faucet Aerators (Gas) - Hot-Dry ¦ SDG&E ¦ Hot-Dry | Com Faucet Aerators (Gas) - Hot-Dry | 0.21744 | 1 | 0.43 | CBSA2014/NCI Assumptions | 21.5223 | 2032 | 0.6 | SWWH019-04
COM-WATERHEAT-31.92 | Com ¦ Faucet Aerators (Gas WH) - Hot-Dry ¦ SDG&E ¦ Hot-Dry | Com ¦ Faucet Aerators (Gas WH) - Hot-Dry | SDG&E ¦ Hot-Dry | SDG&E | All | Gas | Commercial faucet aerator, public lavatory (0.5 gpm) | Efficient | 0 | Conventional | WaterHeat | Com - Refrig. Warehouse | Com | RET Only | 0 | 1000 sqft2 of floor space | Each | 6.67 | DEER:Indoor_CFL_Ltg | -13.3 | 0 | -8.3 | SWWH019-04 | 7.17 | 2022 | 0 | 4.28 | 2022 | 0 | 0 | SWWH019-04 | Com Faucet Aerators (Gas) - Hot-Dry ¦ SDG&E ¦ Hot-Dry | Com Faucet Aerators (Gas) - Hot-Dry | 0.21362 | 1 | 0.43 | CBSA2014/NCI Assumptions | 6.3624 | 2032 | 0.6 | SWWH019-04
COM-WATERHEAT-31.93 | Com ¦ Faucet Aerators (Gas WH) - Hot-Dry ¦ SDG&E ¦ Hot-Dry | Com ¦ Faucet Aerators (Gas WH) - Hot-Dry | SDG&E ¦ Hot-Dry | SDG&E | All | Gas | Commercial faucet aerator, public lavatory (0.5 gpm) | Efficient | 0 | Conventional | WaterHeat | Com - Restaurant | Com | RET Only | 0 | 1000 sqft2 of floor space | Each | 6.67 | DEER:Indoor_CFL_Ltg | -13.3 | 0 | -8.3 | SWWH019-04 | 7.17 | 2022 | 0 | 4.28 | 2022 | 0 | 0 | SWWH019-04 | Com Faucet Aerators (Gas) - Hot-Dry ¦ SDG&E ¦ Hot-Dry | Com Faucet Aerators (Gas) - Hot-Dry | 0.75233 | 1 | 0.43 | CBSA2014/NCI Assumptions | 2.3973 | 2032 | 0.6 | SWWH019-04
COM-WATERHEAT-31.94 | Com ¦ Faucet Aerators (Gas WH) - Hot-Dry ¦ SDG&E ¦ Hot-Dry | Com ¦ Faucet Aerators (Gas WH) - Hot-Dry | SDG&E ¦ Hot-Dry | SDG&E | All | Gas | Commercial faucet aerator, public lavatory (0.5 gpm) | Efficient | 0 | Conventional | WaterHeat | Com - Retail | Com | RET Only | 0 | 1000 sqft2 of floor space | Each | 6.67 | DEER:Indoor_CFL_Ltg | -13.3 | 0 | -8.3 | SWWH019-04 | 7.17 | 2022 | 0 | 4.28 | 2022 | 0 | 0 | SWWH019-04 | Com Faucet Aerators (Gas) - Hot-Dry ¦ SDG&E ¦ Hot-Dry | Com Faucet Aerators (Gas) - Hot-Dry | 0.15647 | 1 | 0.43 | CBSA2014/NCI Assumptions | 1247.0823 | 2032 | 0.6 | SWWH019-04
COM-WATERHEAT-31.95 | Com ¦ Faucet Aerators (Gas WH) - Hot-Dry ¦ SDG&E ¦ Hot-Dry | Com ¦ Faucet Aerators (Gas WH) - Hot-Dry | SDG&E ¦ Hot-Dry | SDG&E | All | Gas | Commercial faucet aerator, public lavatory (0.5 gpm) | Efficient | 0 | Conventional | WaterHeat | Com - School | Com | RET Only | 0 | 1000 sqft2 of floor space | Each | 6.67 | DEER:Indoor_CFL_Ltg | -13.3 | 0 | -8.3 | SWWH019-04 | 7.17 | 2022 | 0 | 4.28 | 2022 | 0 | 0 | SWWH019-04 | Com Faucet Aerators (Gas) - Hot-Dry ¦ SDG&E ¦ Hot-Dry | Com Faucet Aerators (Gas) - Hot-Dry | 0.24732 | 1 | 0.43 | CBSA2014/NCI Assumptions | 7.681 | 2032 | 0.6 | SWWH019-04
COM-WATERHEAT-31.96 | Com ¦ Faucet Aerators (Gas WH) - Hot-Dry ¦ SDG&E ¦ Hot-Dry | Com ¦ Faucet Aerators (Gas WH) - Hot-Dry | SDG&E ¦ Hot-Dry | SDG&E | All | Gas | Commercial faucet aerator, public lavatory (0.5 gpm) | Efficient | 0 | Conventional | WaterHeat | Com - Warehouse | Com | RET Only | 0 | 1000 sqft2 of floor space | Each | 6.67 | DEER:Indoor_CFL_Ltg | -13.3 | 0 | -8.3 | SWWH019-04 | 7.17 | 2022 | 0 | 4.28 | 2022 | 0 | 0 | SWWH019-04 | Com Faucet Aerators (Gas) - Hot-Dry ¦ SDG&E ¦ Hot-Dry | Com Faucet Aerators (Gas) - Hot-Dry | 0.21362 | 1 | 0.43 | CBSA2014/NCI Assumptions | 64.5487 | 2032 | 0.6 | SWWH019-04
COM-WATERHEAT-40.1 | Com ¦ No Com Water Heating Controls (Gas WH) - Marine ¦ PG&E ¦ Marine | Com ¦ No Com Water Heating Controls (Gas WH) - Marine | PG&E ¦ Marine | PG&E | All | Gas | No Com Water Heating Controls (Gas WH) | Average Existing and Code | 0 | Conventional | WaterHeat | Com - College | Com | RET Only | 0 | 1000 sqft2 of floor space | DHW System | 15 | None | 0 | 0 | 428.7863 | SWWH016-01 & DEER 2021 Water Heater Updates | 0 | 2020 | 0 | 0 | 2020 | 0 | 0 | SWWH016-01 & DEER 2021 Water Heater Updates | Com Water Heating Controls (Gas) - Marine ¦ PG&E ¦ Marine | Com Water Heating Controls (Gas) - Marine | 0.84119 | 1 | 0.95 | DEER 2021 | -247.5031 | 2012 | 0.55 | N/A
COM-WATERHEAT-40.2 | Com ¦ No Com Water Heating Controls (Gas WH) - Marine ¦ PG&E ¦ Marine | Com ¦ No Com Water Heating Controls (Gas WH) - Marine | PG&E ¦ Marine | PG&E | All | Gas | No Com Water Heating Controls (Gas WH) | Average Existing and Code | 0 | Conventional | WaterHeat | Com - Grocery | Com | RET Only | 0 | 1000 sqft2 of floor space | DHW System | 15 | None | 0 | 0 | 1192.2511 | SWWH016-01 & DEER 2021 Water Heater Updates | 0 | 2020 | 0 | 0 | 2020 | 0 | 0 | SWWH016-01 & DEER 2021 Water Heater Updates | Com Water Heating Controls (Gas) - Marine ¦ PG&E ¦ Marine | Com Water Heating Controls (Gas) - Marine | 0.12762 | 1 | 0.95 | DEER 2021 | -2507.681 | 2012 | 0.55 | N/A
COM-WATERHEAT-40.3 | Com ¦ No Com Water Heating Controls (Gas WH) - Marine ¦ PG&E ¦ Marine | Com ¦ No Com Water Heating Controls (Gas WH) - Marine | PG&E ¦ Marine | PG&E | All | Gas | No Com Water Heating Controls (Gas WH) | Average Existing and Code | 0 | Conventional | WaterHeat | Com - Health | Com | RET Only | 0 | 1000 sqft2 of floor space | DHW System | 15 | None | 0 | 0 | 1189.5957 | SWWH016-01 & DEER 2021 Water Heater Updates | 0 | 2020 | 0 | 0 | 2020 | 0 | 0 | SWWH016-01 & DEER 2021 Water Heater Updates | Com Water Heating Controls (Gas) - Marine ¦ PG&E ¦ Marine | Com Water Heating Controls (Gas) - Marine | 1.1967 | 1 | 0.95 | DEER 2021 | -2809.0913 | 2012 | 0.55 | N/A
COM-WATERHEAT-40.4 | Com ¦ No Com Water Heating Controls (Gas WH) - Marine ¦ PG&E ¦ Marine | Com ¦ No Com Water Heating Controls (Gas WH) - Marine | PG&E ¦ Marine | PG&E | All | Gas | No Com Water Heating Controls (Gas WH) | Average Existing and Code | 0 | Conventional | WaterHeat | Com - Lodging | Com | RET Only | 0 | 1000 sqft2 of floor space | DHW System | 15 | None | 0 | 0 | 1315.4576 | SWWH016-01 & DEER 2021 Water Heater Updates | 0 | 2020 | 0 | 0 | 2020 | 0 | 0 | SWWH016-01 & DEER 2021 Water Heater Updates | Com Water Heating Controls (Gas) - Marine ¦ PG&E ¦ Marine | Com Water Heating Controls (Gas) - Marine | 0.28964 | 1 | 0.95 | DEER 2021 | -10018.6247 | 2012 | 0.55 | N/A
COM-WATERHEAT-40.5 | Com ¦ No Com Water Heating Controls (Gas WH) - Marine ¦ PG&E ¦ Marine | Com ¦ No Com Water Heating Controls (Gas WH) - Marine | PG&E ¦ Marine | PG&E | All | Gas | No Com Water Heating Controls (Gas WH) | Average Existing and Code | 0 | Conventional | WaterHeat | Com - Office (Large) | Com | RET Only | 0 | 1000 sqft2 of floor space | DHW System | 15 | None | 0 | 0 | 295.9026 | SWWH016-01 & DEER 2021 Water Heater Updates | 0 | 2020 | 0 | 0 | 2020 | 0 | 0 | SWWH016-01 & DEER 2021 Water Heater Updates | Com Water Heating Controls (Gas) - Marine ¦ PG&E ¦ Marine | Com Water Heating Controls (Gas) - Marine | 0.046058 | 1 | 0.95 | DEER 2021 | -1023.8739 | 2012 | 0.55 | N/A
COM-WATERHEAT-40.6 | Com ¦ No Com Water Heating Controls (Gas WH) - Marine ¦ PG&E ¦ Marine | Com ¦ No Com Water Heating Controls (Gas WH) - Marine | PG&E ¦ Marine | PG&E | All | Gas | No Com Water Heating Controls (Gas WH) | Average Existing and Code | 0 | Conventional | WaterHeat | Com - Office (Small) | Com | RET Only | 0 | 1000 sqft2 of floor space | DHW System | 15 | None | 0 | 0 | 654.4305 | SWWH016-01 & DEER 2021 Water Heater Updates | 0 | 2020 | 0 | 0 | 2020 | 0 | 0 | SWWH016-01 & DEER 2021 Water Heater Updates | Com Water Heating Controls (Gas) - Marine ¦ PG&E ¦ Marine | Com Water Heating Controls (Gas) - Marine | 0.078362 | 1 | 0.95 | DEER 2021 | -640.6378 | 2012 | 0.55 | N/A
COM-WATERHEAT-40.7 | Com ¦ No Com Water Heating Controls (Gas WH) - Marine ¦ PG&E ¦ Marine | Com ¦ No Com Water Heating Controls (Gas WH) - Marine | PG&E ¦ Marine | PG&E | All | Gas | No Com Water Heating Controls (Gas WH) | Average Existing and Code | 0 | Conventional | WaterHeat | Com - Other | Com | RET Only | 0 | 1000 sqft2 of floor space | DHW System | 15 | None | 0 | 0 | 983.5383 | SWWH016-01 & DEER 2021 Water Heater Updates | 0 | 2020 | 0 | 0 | 2020 | 0 | 0 | SWWH016-01 & DEER 2021 Water Heater Updates | Com Water Heating Controls (Gas) - Marine ¦ PG&E ¦ Marine | Com Water Heating Controls (Gas) - Marine | 0.5926 | 1 | 0.95 | DEER 2021 | -2457.9564 | 2012 | 0.55 | N/A
COM-WATERHEAT-40.8 | Com ¦ No Com Water Heating Controls (Gas WH) - Marine ¦ PG&E ¦ Marine | Com ¦ No Com Water Heating Controls (Gas WH) - Marine | PG&E ¦ Marine | PG&E | All | Gas | No Com Water Heating Controls (Gas WH) | Average Existing and Code | 0 | Conventional | WaterHeat | Com - Refrig. Warehouse | Com | RET Only | 0 | 1000 sqft2 of floor space | DHW System | 15 | None | 0 | 0 | 1498.3386 | SWWH016-01 & DEER 2021 Water Heater Updates | 0 | 2020 | 0 | 0 | 2020 | 0 | 0 | SWWH016-01 & DEER 2021 Water Heater Updates | Com Water Heating Controls (Gas) - Marine ¦ PG&E ¦ Marine | Com Water Heating Controls (Gas) - Marine | 0.0089557 | 1 | 0.95 | DEER 2021 | -1097.0367 | 2012 | 0.55 | N/A
COM-WATERHEAT-40.9 | Com ¦ No Com Water Heating Controls (Gas WH) - Marine ¦ PG&E ¦ Marine | Com ¦ No Com Water Heating Controls (Gas WH) - Marine | PG&E ¦ Marine | PG&E | All | Gas | No Com Water Heating Controls (Gas WH) | Average Existing and Code | 0 | Conventional | WaterHeat | Com - Restaurant | Com | RET Only | 0 | 1000 sqft2 of floor space | DHW System | 15 | None | 0 | 0 | 623.1889 | SWWH016-01 & DEER 2021 Water Heater Updates | 0 | 2020 | 0 | 0 | 2020 | 0 | 0 | SWWH016-01 & DEER 2021 Water Heater Updates | Com Water Heating Controls (Gas) - Marine ¦ PG&E ¦ Marine | Com Water Heating Controls (Gas) - Marine | 2.3509 | 1 | 0.95 | DEER 2021 | -159.6448 | 2012 | 0.55 | N/A
COM-WATERHEAT-40.10 | Com ¦ No Com Water Heating Controls (Gas WH) - Marine ¦ PG&E ¦ Marine | Com ¦ No Com Water Heating Controls (Gas WH) - Marine | PG&E ¦ Marine | PG&E | All | Gas | No Com Water Heating Controls (Gas WH) | Average Existing and Code | 0 | Conventional | WaterHeat | Com - Retail | Com | RET Only | 0 | 1000 sqft2 of floor space | DHW System | 15 | None | 0 | 0 | 456.5725 | SWWH016-01 & DEER 2021 Water Heater Updates | 0 | 2020 | 0 | 0 | 2020 | 0 | 0 | SWWH016-01 & DEER 2021 Water Heater Updates | Com Water Heating Controls (Gas) - Marine ¦ PG&E ¦ Marine | Com Water Heating Controls (Gas) - Marine | 0.11049 | 1 | 0.95 | DEER 2021 | -68529.9605 | 2012 | 0.55 | N/A
COM-WATERHEAT-40.11 | Com ¦ No Com Water Heating Controls (Gas WH) - Marine ¦ PG&E ¦ Marine | Com ¦ No Com Water Heating Controls (Gas WH) - Marine | PG&E ¦ Marine | PG&E | All | Gas | No Com Water Heating Controls (Gas WH) | Average Existing and Code | 0 | Conventional | WaterHeat | Com - School | Com | RET Only | 0 | 1000 sqft2 of floor space | DHW System | 15 | None | 0 | 0 | 711.5398 | SWWH016-01 & DEER 2021 Water Heater Updates | 0 | 2020 | 0 | 0 | 2020 | 0 | 0 | SWWH016-01 & DEER 2021 Water Heater Updates | Com Water Heating Controls (Gas) - Marine ¦ PG&E ¦ Marine | Com Water Heating Controls (Gas) - Marine | 1.8055 | 1 | 0.95 | DEER 2021 | -595.8426 | 2012 | 0.55 | N/A
COM-WATERHEAT-40.12 | Com ¦ No Com Water Heating Controls (Gas WH) - Marine ¦ PG&E ¦ Marine | Com ¦ No Com Water Heating Controls (Gas WH) - Marine | PG&E ¦ Marine | PG&E | All | Gas | No Com Water Heating Controls (Gas WH) | Average Existing and Code | 0 | Conventional | WaterHeat | Com - Warehouse | Com | RET Only | 0 | 1000 sqft2 of floor space | DHW System | 15 | None | 0 | 0 | 789.3482 | SWWH016-01 & DEER 2021 Water Heater Updates | 0 | 2020 | 0 | 0 | 2020 | 0 | 0 | SWWH016-01 & DEER 2021 Water Heater Updates | Com Water Heating Controls (Gas) - Marine ¦ PG&E ¦ Marine | Com Water Heating Controls (Gas) - Marine | 0.0035823 | 1 | 0.95 | DEER 2021 | -6044.6722 | 2012 | 0.55 | N/A
COM-WATERHEAT-40.13 | Com ¦ No Com Water Heating Controls (Gas WH) - Hot-Dry ¦ PG&E ¦ Hot-Dry | Com ¦ No Com Water Heating Controls (Gas WH) - Hot-Dry | PG&E ¦ Hot-Dry | PG&E | All | Gas | No Com Water Heating Controls (Gas WH) | Average Existing and Code | 0 | Conventional | WaterHeat | Com - College | Com | RET Only | 0 | 1000 sqft2 of floor space | DHW System | 15 | None | 0 | 0 | 410.8703 | SWWH016-01 & DEER 2021 Water Heater Updates | 0 | 2020 | 0 | 0 | 2020 | 0 | 0 | SWWH016-01 & DEER 2021 Water Heater Updates | Com Water Heating Controls (Gas) - Hot-Dry ¦ PG&E ¦ Hot-Dry | Com Water Heating Controls (Gas) - Hot-Dry | 0.84119 | 1 | 0.95 | DEER 2021 | -237.1617 | 2012 | 0.55 | N/A
COM-WATERHEAT-40.14 | Com ¦ No Com Water Heating Controls (Gas WH) - Hot-Dry ¦ PG&E ¦ Hot-Dry | Com ¦ No Com Water Heating Controls (Gas WH) - Hot-Dry | PG&E ¦ Hot-Dry | PG&E | All | Gas | No Com Water Heating Controls (Gas WH) | Average Existing and Code | 0 | Conventional | WaterHeat | Com - Grocery | Com | RET Only | 0 | 1000 sqft2 of floor space | DHW System | 15 | None | 0 | 0 | 1133.7578 | SWWH016-01 & DEER 2021 Water Heater Updates | 0 | 2020 | 0 | 0 | 2020 | 0 | 0 | SWWH016-01 & DEER 2021 Water Heater Updates | Com Water Heating Controls (Gas) - Hot-Dry ¦ PG&E ¦ Hot-Dry | Com Water Heating Controls (Gas) - Hot-Dry | 0.12762 | 1 | 0.95 | DEER 2021 | -2384.651 | 2012 | 0.55 | N/A
COM-WATERHEAT-40.15 | Com ¦ No Com Water Heating Controls (Gas WH) - Hot-Dry ¦ PG&E ¦ Hot-Dry | Com ¦ No Com Water Heating Controls (Gas WH) - Hot-Dry | PG&E ¦ Hot-Dry | PG&E | All | Gas | No Com Water Heating Controls (Gas WH) | Average Existing and Code | 0 | Conventional | WaterHeat | Com - Health | Com | RET Only | 0 | 1000 sqft2 of floor space | DHW System | 15 | None | 0 | 0 | 1132.56 | SWWH016-01 & DEER 2021 Water Heater Updates | 0 | 2020 | 0 | 0 | 2020 | 0 | 0 | SWWH016-01 & DEER 2021 Water Heater Updates | Com Water Heating Controls (Gas) - Hot-Dry ¦ PG&E ¦ Hot-Dry | Com Water Heating Controls (Gas) - Hot-Dry | 1.1967 | 1 | 0.95 | DEER 2021 | -2674.4083 | 2012 | 0.55 | N/A
COM-WATERHEAT-40.16 | Com ¦ No Com Water Heating Controls (Gas WH) - Hot-Dry ¦ PG&E ¦ Hot-Dry | Com ¦ No Com Water Heating Controls (Gas WH) - Hot-Dry | PG&E ¦ Hot-Dry | PG&E | All | Gas | No Com Water Heating Controls (Gas WH) | Average Existing and Code | 0 | Conventional | WaterHeat | Com - Lodging | Com | RET Only | 0 | 1000 sqft2 of floor space | DHW System | 15 | None | 0 | 0 | 1251.5856 | SWWH016-01 & DEER 2021 Water Heater Updates | 0 | 2020 | 0 | 0 | 2020 | 0 | 0 | SWWH016-01 & DEER 2021 Water Heater Updates | Com Water Heating Controls (Gas) - Hot-Dry ¦ PG&E ¦ Hot-Dry | Com Water Heating Controls (Gas) - Hot-Dry | 0.28964 | 1 | 0.95 | DEER 2021 | -9532.1705 | 2012 | 0.55 | N/A
COM-WATERHEAT-40.17 | Com ¦ No Com Water Heating Controls (Gas WH) - Hot-Dry ¦ PG&E ¦ Hot-Dry | Com ¦ No Com Water Heating Controls (Gas WH) - Hot-Dry | PG&E ¦ Hot-Dry | PG&E | All | Gas | No Com Water Heating Controls (Gas WH) | Average Existing and Code | 0 | Conventional | WaterHeat | Com - Office (Large) | Com | RET Only | 0 | 1000 sqft2 of floor space | DHW System | 15 | None | 0 | 0 | 282.7947 | SWWH016-01 & DEER 2021 Water Heater Updates | 0 | 2020 | 0 | 0 | 2020 | 0 | 0 | SWWH016-01 & DEER 2021 Water Heater Updates | Com Water Heating Controls (Gas) - Hot-Dry ¦ PG&E ¦ Hot-Dry | Com Water Heating Controls (Gas) - Hot-Dry | 0.046058 | 1 | 0.95 | DEER 2021 | -978.5184 | 2012 | 0.55 | N/A
COM-WATERHEAT-40.18 | Com ¦ No Com Water Heating Controls (Gas WH) - Hot-Dry ¦ PG&E ¦ Hot-Dry | Com ¦ No Com Water Heating Controls (Gas WH) - Hot-Dry | PG&E ¦ Hot-Dry | PG&E | All | Gas | No Com Water Heating Controls (Gas WH) | Average Existing and Code | 0 | Conventional | WaterHeat | Com - Office (Small) | Com | RET Only | 0 | 1000 sqft2 of floor space | DHW System | 15 | None | 0 | 0 | 622.368 | SWWH016-01 & DEER 2021 Water Heater Updates | 0 | 2020 | 0 | 0 | 2020 | 0 | 0 | SWWH016-01 & DEER 2021 Water Heater Updates | Com Water Heating Controls (Gas) - Hot-Dry ¦ PG&E ¦ Hot-Dry | Com Water Heating Controls (Gas) - Hot-Dry | 0.078362 | 1 | 0.95 | DEER 2021 | -609.251 | 2012 | 0.55 | N/A
COM-WATERHEAT-40.19 | Com ¦ No Com Water Heating Controls (Gas WH) - Hot-Dry ¦ PG&E ¦ Hot-Dry | Com ¦ No Com Water Heating Controls (Gas WH) - Hot-Dry | PG&E ¦ Hot-Dry | PG&E | All | Gas | No Com Water Heating Controls (Gas WH) | Average Existing and Code | 0 | Conventional | WaterHeat | Com - Other | Com | RET Only | 0 | 1000 sqft2 of floor space | DHW System | 15 | None | 0 | 0 | 936.6275 | SWWH016-01 & DEER 2021 Water Heater Updates | 0 | 2020 | 0 | 0 | 2020 | 0 | 0 | SWWH016-01 & DEER 2021 Water Heater Updates | Com Water Heating Controls (Gas) - Hot-Dry ¦ PG&E ¦ Hot-Dry | Com Water Heating Controls (Gas) - Hot-Dry | 0.5926 | 1 | 0.95 | DEER 2021 | -2340.7218 | 2012 | 0.55 | N/A
COM-WATERHEAT-40.20 | Com ¦ No Com Water Heating Controls (Gas WH) - Hot-Dry ¦ PG&E ¦ Hot-Dry | Com ¦ No Com Water Heating Controls (Gas WH) - Hot-Dry | PG&E ¦ Hot-Dry | PG&E | All | Gas | No Com Water Heating Controls (Gas WH) | Average Existing and Code | 0 | Conventional | WaterHeat | Com - Refrig. Warehouse | Com | RET Only | 0 | 1000 sqft2 of floor space | DHW System | 15 | None | 0 | 0 | 1426.1148 | SWWH016-01 & DEER 2021 Water Heater Updates | 0 | 2020 | 0 | 0 | 2020 | 0 | 0 | SWWH016-01 & DEER 2021 Water Heater Updates | Com Water Heating Controls (Gas) - Hot-Dry ¦ PG&E ¦ Hot-Dry | Com Water Heating Controls (Gas) - Hot-Dry | 0.0089557 | 1 | 0.95 | DEER 2021 | -1044.1567 | 2012 | 0.55 | N/A
COM-WATERHEAT-40.21 | Com ¦ No Com Water Heating Controls (Gas WH) - Hot-Dry ¦ PG&E ¦ Hot-Dry | Com ¦ No Com Water Heating Controls (Gas WH) - Hot-Dry | PG&E ¦ Hot-Dry | PG&E | All | Gas | No Com Water Heating Controls (Gas WH) | Average Existing and Code | 0 | Conventional | WaterHeat | Com - Restaurant | Com | RET Only | 0 | 1000 sqft2 of floor space | DHW System | 15 | None | 0 | 0 | 592.6672 | SWWH016-01 & DEER 2021 Water Heater Updates | 0 | 2020 | 0 | 0 | 2020 | 0 | 0 | SWWH016-01 & DEER 2021 Water Heater Updates | Com Water Heating Controls (Gas) - Hot-Dry ¦ PG&E ¦ Hot-Dry | Com Water Heating Controls (Gas) - Hot-Dry | 2.3509 | 1 | 0.95 | DEER 2021 | -151.826 | 2012 | 0.55 | N/A
COM-WATERHEAT-40.22 | Com ¦ No Com Water Heating Controls (Gas WH) - Hot-Dry ¦ PG&E ¦ Hot-Dry | Com ¦ No Com Water Heating Controls (Gas WH) - Hot-Dry | PG&E ¦ Hot-Dry | PG&E | All | Gas | No Com Water Heating Controls (Gas WH) | Average Existing and Code | 0 | Conventional | WaterHeat | Com - Retail | Com | RET Only | 0 | 1000 sqft2 of floor space | DHW System | 15 | None | 0 | 0 | 434.067 | SWWH016-01 & DEER 2021 Water Heater Updates | 0 | 2020 | 0 | 0 | 2020 | 0 | 0 | SWWH016-01 & DEER 2021 Water Heater Updates | Com Water Heating Controls (Gas) - Hot-Dry ¦ PG&E ¦ Hot-Dry | Com Water Heating Controls (Gas) - Hot-Dry | 0.11049 | 1 | 0.95 | DEER 2021 | -65151.9605 | 2012 | 0.55 | N/A
COM-WATERHEAT-40.23 | Com ¦ No Com Water Heating Controls (Gas WH) - Hot-Dry ¦ PG&E ¦ Hot-Dry | Com ¦ No Com Water Heating Controls (Gas WH) - Hot-Dry | PG&E ¦ Hot-Dry | PG&E | All | Gas | No Com Water Heating Controls (Gas WH) | Average Existing and Code | 0 | Conventional | WaterHeat | Com - School | Com | RET Only | 0 | 1000 sqft2 of floor space | DHW System | 15 | None | 0 | 0 | 678.682 | SWWH016-01 & DEER 2021 Water Heater Updates | 0 | 2020 | 0 | 0 | 2020 | 0 | 0 | SWWH016-01 & DEER 2021 Water Heater Updates | Com Water Heating Controls (Gas) - Hot-Dry ¦ PG&E ¦ Hot-Dry | Com Water Heating Controls (Gas) - Hot-Dry | 1.8055 | 1 | 0.95 | DEER 2021 | -568.3275 | 2012 | 0.55 | N/A
COM-WATERHEAT-40.24 | Com ¦ No Com Water Heating Controls (Gas WH) - Hot-Dry ¦ PG&E ¦ Hot-Dry | Com ¦ No Com Water Heating Controls (Gas WH) - Hot-Dry | PG&E ¦ Hot-Dry | PG&E | All | Gas | No Com Water Heating Controls (Gas WH) | Average Existing and Code | 0 | Conventional | WaterHeat | Com - Warehouse | Com | RET Only | 0 | 1000 sqft2 of floor space | DHW System | 15 | None | 0 | 0 | 750.1793 | SWWH016-01 & DEER 2021 Water Heater Updates | 0 | 2020 | 0 | 0 | 2020 | 0 | 0 | SWWH016-01 & DEER 2021 Water Heater Updates | Com Water Heating Controls (Gas) - Hot-Dry ¦ PG&E ¦ Hot-Dry | Com Water Heating Controls (Gas) - Hot-Dry | 0.0035823 | 1 | 0.95 | DEER 2021 | -5744.7243 | 2012 | 0.55 | N/A
COM-WATERHEAT-40.25 | Com ¦ No Com Water Heating Controls (Gas WH) - Cold ¦ PG&E ¦ Cold | Com ¦ No Com Water Heating Controls (Gas WH) - Cold | PG&E ¦ Cold | PG&E | All | Gas | No Com Water Heating Controls (Gas WH) | Average Existing and Code | 0 | Conventional | WaterHeat | Com - College | Com | RET Only | 0 | 1000 sqft2 of floor space | DHW System | 15 | None | 0 | 0 | 458.3961 | SWWH016-01 & DEER 2021 Water Heater Updates | 0 | 2020 | 0 | 0 | 2020 | 0 | 0 | SWWH016-01 & DEER 2021 Water Heater Updates | Com Water Heating Controls (Gas) - Cold ¦ PG&E ¦ Cold | Com Water Heating Controls (Gas) - Cold | 0.84119 | 1 | 0.95 | DEER 2021 | -264.5944 | 2012 | 0.55 | N/A
COM-WATERHEAT-40.26 | Com ¦ No Com Water Heating Controls (Gas WH) - Cold ¦ PG&E ¦ Cold | Com ¦ No Com Water Heating Controls (Gas WH) - Cold | PG&E ¦ Cold | PG&E | All | Gas | No Com Water Heating Controls (Gas WH) | Average Existing and Code | 0 | Conventional | WaterHeat | Com - Grocery | Com | RET Only | 0 | 1000 sqft2 of floor space | DHW System | 15 | None | 0 | 0 | 1270.1044 | SWWH016-01 & DEER 2021 Water Heater Updates | 0 | 2020 | 0 | 0 | 2020 | 0 | 0 | SWWH016-01 & DEER 2021 Water Heater Updates | Com Water Heating Controls (Gas) - Cold ¦ PG&E ¦ Cold | Com Water Heating Controls (Gas) - Cold | 0.12762 | 1 | 0.95 | DEER 2021 | -2671.4311 | 2012 | 0.55 | N/A
COM-WATERHEAT-40.27 | Com ¦ No Com Water Heating Controls (Gas WH) - Cold ¦ PG&E ¦ Cold | Com ¦ No Com Water Heating Controls (Gas WH) - Cold | PG&E ¦ Cold | PG&E | All | Gas | No Com Water Heating Controls (Gas WH) | Average Existing and Code | 0 | Conventional | WaterHeat | Com - Health | Com | RET Only | 0 | 1000 sqft2 of floor space | DHW System | 15 | None | 0 | 0 | 1271.5184 | SWWH016-01 & DEER 2021 Water Heater Updates | 0 | 2020 | 0 | 0 | 2020 | 0 | 0 | SWWH016-01 & DEER 2021 Water Heater Updates | Com Water Heating Controls (Gas) - Cold ¦ PG&E ¦ Cold | Com Water Heating Controls (Gas) - Cold | 1.1967 | 1 | 0.95 | DEER 2021 | -3002.5422 | 2012 | 0.55 | N/A
COM-WATERHEAT-40.28 | Com ¦ No Com Water Heating Controls (Gas WH) - Cold ¦ PG&E ¦ Cold | Com ¦ No Com Water Heating Controls (Gas WH) - Cold | PG&E ¦ Cold | PG&E | All | Gas | No Com Water Heating Controls (Gas WH) | Average Existing and Code | 0 | Conventional | WaterHeat | Com - Lodging | Com | RET Only | 0 | 1000 sqft2 of floor space | DHW System | 15 | None | 0 | 0 | 1402.5508 | SWWH016-01 & DEER 2021 Water Heater Updates | 0 | 2020 | 0 | 0 | 2020 | 0 | 0 | SWWH016-01 & DEER 2021 Water Heater Updates | Com Water Heating Controls (Gas) - Cold ¦ PG&E ¦ Cold | Com Water Heating Controls (Gas) - Cold | 0.28964 | 1 | 0.95 | DEER 2021 | -10681.9332 | 2012 | 0.55 | N/A
COM-WATERHEAT-40.29 | Com ¦ No Com Water Heating Controls (Gas WH) - Cold ¦ PG&E ¦ Cold | Com ¦ No Com Water Heating Controls (Gas WH) - Cold | PG&E ¦ Cold | PG&E | All | Gas | No Com Water Heating Controls (Gas WH) | Average Existing and Code | 0 | Conventional | WaterHeat | Com - Office (Large) | Com | RET Only | 0 | 1000 sqft2 of floor space | DHW System | 15 | None | 0 | 0 | 313.9734 | SWWH016-01 & DEER 2021 Water Heater Updates | 0 | 2020 | 0 | 0 | 2020 | 0 | 0 | SWWH016-01 & DEER 2021 Water Heater Updates | Com Water Heating Controls (Gas) - Cold ¦ PG&E ¦ Cold | Com Water Heating Controls (Gas) - Cold | 0.046058 | 1 | 0.95 | DEER 2021 | -1086.4023 | 2012 | 0.55 | N/A
COM-WATERHEAT-40.30 | Com ¦ No Com Water Heating Controls (Gas WH) - Cold ¦ PG&E ¦ Cold | Com ¦ No Com Water Heating Controls (Gas WH) - Cold | PG&E ¦ Cold | PG&E | All | Gas | No Com Water Heating Controls (Gas WH) | Average Existing and Code | 0 | Conventional | WaterHeat | Com - Office (Small) | Com | RET Only | 0 | 1000 sqft2 of floor space | DHW System | 15 | None | 0 | 0 | 695.7072 | SWWH016-01 & DEER 2021 Water Heater Updates | 0 | 2020 | 0 | 0 | 2020 | 0 | 0 | SWWH016-01 & DEER 2021 Water Heater Updates | Com Water Heating Controls (Gas) - Cold ¦ PG&E ¦ Cold | Com Water Heating Controls (Gas) - Cold | 0.078362 | 1 | 0.95 | DEER 2021 | -681.0445 | 2012 | 0.55 | N/A
COM-WATERHEAT-40.31 | Com ¦ No Com Water Heating Controls (Gas WH) - Cold ¦ PG&E ¦ Cold | Com ¦ No Com Water Heating Controls (Gas WH) - Cold | PG&E ¦ Cold | PG&E | All | Gas | No Com Water Heating Controls (Gas WH) | Average Existing and Code | 0 | Conventional | WaterHeat | Com - Other | Com | RET Only | 0 | 1000 sqft2 of floor space | DHW System | 15 | None | 0 | 0 | 1048.3616 | SWWH016-01 & DEER 2021 Water Heater Updates | 0 | 2020 | 0 | 0 | 2020 | 0 | 0 | SWWH016-01 & DEER 2021 Water Heater Updates | Com Water Heating Controls (Gas) - Cold ¦ PG&E ¦ Cold | Com Water Heating Controls (Gas) - Cold | 0.5926 | 1 | 0.95 | DEER 2021 | -2619.956 | 2012 | 0.55 | N/A
COM-WATERHEAT-40.32 | Com ¦ No Com Water Heating Controls (Gas WH) - Cold ¦ PG&E ¦ Cold | Com ¦ No Com Water Heating Controls (Gas WH) - Cold | PG&E ¦ Cold | PG&E | All | Gas | No Com Water Heating Controls (Gas WH) | Average Existing and Code | 0 | Conventional | WaterHeat | Com - Refrig. Warehouse | Com | RET Only | 0 | 1000 sqft2 of floor space | DHW System | 15 | None | 0 | 0 | 1598.1546 | SWWH016-01 & DEER 2021 Water Heater Updates | 0 | 2020 | 0 | 0 | 2020 | 0 | 0 | SWWH016-01 & DEER 2021 Water Heater Updates | Com Water Heating Controls (Gas) - Cold ¦ PG&E ¦ Cold | Com Water Heating Controls (Gas) - Cold | 0.0089557 | 1 | 0.95 | DEER 2021 | -1170.1189 | 2012 | 0.55 | N/A
COM-WATERHEAT-40.33 | Com ¦ No Com Water Heating Controls (Gas WH) - Cold ¦ PG&E ¦ Cold | Com ¦ No Com Water Heating Controls (Gas WH) - Cold | PG&E ¦ Cold | PG&E | All | Gas | No Com Water Heating Controls (Gas WH) | Average Existing and Code | 0 | Conventional | WaterHeat | Com - Restaurant | Com | RET Only | 0 | 1000 sqft2 of floor space | DHW System | 15 | None | 0 | 0 | 662.3484 | SWWH016-01 & DEER 2021 Water Heater Updates | 0 | 2020 | 0 | 0 | 2020 | 0 | 0 | SWWH016-01 & DEER 2021 Water Heater Updates | Com Water Heating Controls (Gas) - Cold ¦ PG&E ¦ Cold | Com Water Heating Controls (Gas) - Cold | 2.3509 | 1 | 0.95 | DEER 2021 | -169.6765 | 2012 | 0.55 | N/A
COM-WATERHEAT-40.34 | Com ¦ No Com Water Heating Controls (Gas WH) - Cold ¦ PG&E ¦ Cold | Com ¦ No Com Water Heating Controls (Gas WH) - Cold | PG&E ¦ Cold | PG&E | All | Gas | No Com Water Heating Controls (Gas WH) | Average Existing and Code | 0 | Conventional | WaterHeat | Com - Retail | Com | RET Only | 0 | 1000 sqft2 of floor space | DHW System | 15 | None | 0 | 0 | 486.0285 | SWWH016-01 & DEER 2021 Water Heater Updates | 0 | 2020 | 0 | 0 | 2020 | 0 | 0 | SWWH016-01 & DEER 2021 Water Heater Updates | Com Water Heating Controls (Gas) - Cold ¦ PG&E ¦ Cold | Com Water Heating Controls (Gas) - Cold | 0.11049 | 1 | 0.95 | DEER 2021 | -72951.1992 | 2012 | 0.55 | N/A
COM-WATERHEAT-40.35 | Com ¦ No Com Water Heating Controls (Gas WH) - Cold ¦ PG&E ¦ Cold | Com ¦ No Com Water Heating Controls (Gas WH) - Cold | PG&E ¦ Cold | PG&E | All | Gas | No Com Water Heating Controls (Gas WH) | Average Existing and Code | 0 | Conventional | WaterHeat | Com - School | Com | RET Only | 0 | 1000 sqft2 of floor space | DHW System | 15 | None | 0 | 0 | 765.9995 | SWWH016-01 & DEER 2021 Water Heater Updates | 0 | 2020 | 0 | 0 | 2020 | 0 | 0 | SWWH016-01 & DEER 2021 Water Heater Updates | Com Water Heating Controls (Gas) - Cold ¦ PG&E ¦ Cold | Com Water Heating Controls (Gas) - Cold | 1.8055 | 1 | 0.95 | DEER 2021 | -641.4471 | 2012 | 0.55 | N/A
COM-WATERHEAT-40.36 | Com ¦ No Com Water Heating Controls (Gas WH) - Cold ¦ PG&E ¦ Cold | Com ¦ No Com Water Heating Controls (Gas WH) - Cold | PG&E ¦ Cold | PG&E | All | Gas | No Com Water Heating Controls (Gas WH) | Average Existing and Code | 0 | Conventional | WaterHeat | Com - Warehouse | Com | RET Only | 0 | 1000 sqft2 of floor space | DHW System | 15 | None | 0 | 0 | 841.3971 | SWWH016-01 & DEER 2021 Water Heater Updates | 0 | 2020 | 0 | 0 | 2020 | 0 | 0 | SWWH016-01 & DEER 2021 Water Heater Updates | Com Water Heating Controls (Gas) - Cold ¦ PG&E ¦ Cold | Com Water Heating Controls (Gas) - Cold | 0.0035823 | 1 | 0.95 | DEER 2021 | -6443.2518 | 2012 | 0.55 | N/A
COM-WATERHEAT-41.1 | Com ¦ Com Water Heating Controls (Gas WH) - Marine ¦ PG&E ¦ Marine | Com ¦ Com Water Heating Controls (Gas WH) - Marine | PG&E ¦ Marine | PG&E | All | Gas | Com Water Heating Controls (Gas WH) | Efficient | 0 | Conventional | WaterHeat | Com - College | Com | RET Only | 0 | 1000 sqft2 of floor space | DHW System | 15 | None | 0 | 0 | 392.104 | SWWH016-01 & DEER 2021 Water Heater Updates | 1400 | 2020 | 0 | 0 | 2020 | 0 | 0 | SWWH016-01 & DEER 2021 Water Heater Updates | Com Water Heating Controls (Gas) - Marine ¦ PG&E ¦ Marine | Com Water Heating Controls (Gas) - Marine | 0.84119 | 1 | 0.05 | DEER 2021 | -226.3294 | 2032 | 0.55 | N/A
COM-WATERHEAT-41.2 | Com ¦ Com Water Heating Controls (Gas WH) - Marine ¦ PG&E ¦ Marine | Com ¦ Com Water Heating Controls (Gas WH) - Marine | PG&E ¦ Marine | PG&E | All | Gas | Com Water Heating Controls (Gas WH) | Efficient | 0 | Conventional | WaterHeat | Com - Grocery | Com | RET Only | 0 | 1000 sqft2 of floor space | DHW System | 15 | None | 0 | 0 | 1090.2553 | SWWH016-01 & DEER 2021 Water Heater Updates | 1400 | 2020 | 0 | 0 | 2020 | 0 | 0 | SWWH016-01 & DEER 2021 Water Heater Updates | Com Water Heating Controls (Gas) - Marine ¦ PG&E ¦ Marine | Com Water Heating Controls (Gas) - Marine | 0.12762 | 1 | 0.05 | DEER 2021 | -2293.1515 | 2032 | 0.55 | N/A
COM-WATERHEAT-41.3 | Com ¦ Com Water Heating Controls (Gas WH) - Marine ¦ PG&E ¦ Marine | Com ¦ Com Water Heating Controls (Gas WH) - Marine | PG&E ¦ Marine | PG&E | All | Gas | Com Water Heating Controls (Gas WH) | Efficient | 0 | Conventional | WaterHeat | Com - Health | Com | RET Only | 0 | 1000 sqft2 of floor space | DHW System | 15 | None | 0 | 0 | 1087.827 | SWWH016-01 & DEER 2021 Water Heater Updates | 1400 | 2020 | 0 | 0 | 2020 | 0 | 0 | SWWH016-01 & DEER 2021 Water Heater Updates | Com Water Heating Controls (Gas) - Marine ¦ PG&E ¦ Marine | Com Water Heating Controls (Gas) - Marine | 1.1967 | 1 | 0.05 | DEER 2021 | -2568.7764 | 2032 | 0.55 | N/A
COM-WATERHEAT-41.4 | Com ¦ Com Water Heating Controls (Gas WH) - Marine ¦ PG&E ¦ Marine | Com ¦ Com Water Heating Controls (Gas WH) - Marine | PG&E ¦ Marine | PG&E | All | Gas | Com Water Heating Controls (Gas WH) | Efficient | 0 | Conventional | WaterHeat | Com - Lodging | Com | RET Only | 0 | 1000 sqft2 of floor space | DHW System | 15 | None | 0 | 0 | 1202.9216 | SWWH016-01 & DEER 2021 Water Heater Updates | 1400 | 2020 | 0 | 0 | 2020 | 0 | 0 | SWWH016-01 & DEER 2021 Water Heater Updates | Com Water Heating Controls (Gas) - Marine ¦ PG&E ¦ Marine | Com Water Heating Controls (Gas) - Marine | 0.28964 | 1 | 0.05 | DEER 2021 | -9161.5418 | 2032 | 0.55 | N/A
COM-WATERHEAT-41.5 | Com ¦ Com Water Heating Controls (Gas WH) - Marine ¦ PG&E ¦ Marine | Com ¦ Com Water Heating Controls (Gas WH) - Marine | PG&E ¦ Marine | PG&E | All | Gas | Com Water Heating Controls (Gas WH) | Efficient | 0 | Conventional | WaterHeat | Com - Office (Large) | Com | RET Only | 0 | 1000 sqft2 of floor space | DHW System | 15 | None | 0 | 0 | 270.5884 | SWWH016-01 & DEER 2021 Water Heater Updates | 1400 | 2020 | 0 | 0 | 2020 | 0 | 0 | SWWH016-01 & DEER 2021 Water Heater Updates | Com Water Heating Controls (Gas) - Marine ¦ PG&E ¦ Marine | Com Water Heating Controls (Gas) - Marine | 0.046058 | 1 | 0.05 | DEER 2021 | -936.2826 | 2032 | 0.55 | N/A
COM-WATERHEAT-41.6 | Com ¦ Com Water Heating Controls (Gas WH) - Marine ¦ PG&E ¦ Marine | Com ¦ Com Water Heating Controls (Gas WH) - Marine | PG&E ¦ Marine | PG&E | All | Gas | Com Water Heating Controls (Gas WH) | Efficient | 0 | Conventional | WaterHeat | Com - Office (Small) | Com | RET Only | 0 | 1000 sqft2 of floor space | DHW System | 15 | None | 0 | 0 | 598.4447 | SWWH016-01 & DEER 2021 Water Heater Updates | 1400 | 2020 | 0 | 0 | 2020 | 0 | 0 | SWWH016-01 & DEER 2021 Water Heater Updates | Com Water Heating Controls (Gas) - Marine ¦ PG&E ¦ Marine | Com Water Heating Controls (Gas) - Marine | 0.078362 | 1 | 0.05 | DEER 2021 | -585.8319 | 2032 | 0.55 | N/A
COM-WATERHEAT-41.7 | Com ¦ Com Water Heating Controls (Gas WH) - Marine ¦ PG&E ¦ Marine | Com ¦ Com Water Heating Controls (Gas WH) - Marine | PG&E ¦ Marine | PG&E | All | Gas | Com Water Heating Controls (Gas WH) | Efficient | 0 | Conventional | WaterHeat | Com - Other | Com | RET Only | 0 | 1000 sqft2 of floor space | DHW System | 15 | None | 0 | 0 | 899.3976 | SWWH016-01 & DEER 2021 Water Heater Updates | 1400 | 2020 | 0 | 0 | 2020 | 0 | 0 | SWWH016-01 & DEER 2021 Water Heater Updates | Com Water Heating Controls (Gas) - Marine ¦ PG&E ¦ Marine | Com Water Heating Controls (Gas) - Marine | 0.5926 | 1 | 0.05 | DEER 2021 | -2247.6808 | 2032 | 0.55 | N/A
COM-WATERHEAT-41.8 | Com ¦ Com Water Heating Controls (Gas WH) - Marine ¦ PG&E ¦ Marine | Com ¦ Com Water Heating Controls (Gas WH) - Marine | PG&E ¦ Marine | PG&E | All | Gas | Com Water Heating Controls (Gas WH) | Efficient | 0 | Conventional | WaterHeat | Com - Refrig. Warehouse | Com | RET Only | 0 | 1000 sqft2 of floor space | DHW System | 15 | None | 0 | 0 | 1370.1573 | SWWH016-01 & DEER 2021 Water Heater Updates | 1400 | 2020 | 0 | 0 | 2020 | 0 | 0 | SWWH016-01 & DEER 2021 Water Heater Updates | Com Water Heating Controls (Gas) - Marine ¦ PG&E ¦ Marine | Com Water Heating Controls (Gas) - Marine | 0.0089557 | 1 | 0.05 | DEER 2021 | -1003.1863 | 2032 | 0.55 | N/A
COM-WATERHEAT-41.9 | Com ¦ Com Water Heating Controls (Gas WH) - Marine ¦ PG&E ¦ Marine | Com ¦ Com Water Heating Controls (Gas WH) - Marine | PG&E ¦ Marine | PG&E | All | Gas | Com Water Heating Controls (Gas WH) | Efficient | 0 | Conventional | WaterHeat | Com - Restaurant | Com | RET Only | 0 | 1000 sqft2 of floor space | DHW System | 15 | None | 0 | 0 | 569.8757 | SWWH016-01 & DEER 2021 Water Heater Updates | 1400 | 2020 | 0 | 0 | 2020 | 0 | 0 | SWWH016-01 & DEER 2021 Water Heater Updates | Com Water Heating Controls (Gas) - Marine ¦ PG&E ¦ Marine | Com Water Heating Controls (Gas) - Marine | 2.3509 | 1 | 0.05 | DEER 2021 | -145.9874 | 2032 | 0.55 | N/A
COM-WATERHEAT-41.10 | Com ¦ Com Water Heating Controls (Gas WH) - Marine ¦ PG&E ¦ Marine | Com ¦ Com Water Heating Controls (Gas WH) - Marine | PG&E ¦ Marine | PG&E | All | Gas | Com Water Heating Controls (Gas WH) | Efficient | 0 | Conventional | WaterHeat | Com - Retail | Com | RET Only | 0 | 1000 sqft2 of floor space | DHW System | 15 | None | 0 | 0 | 417.5132 | SWWH016-01 & DEER 2021 Water Heater Updates | 1400 | 2020 | 0 | 0 | 2020 | 0 | 0 | SWWH016-01 & DEER 2021 Water Heater Updates | Com Water Heating Controls (Gas) - Marine ¦ PG&E ¦ Marine | Com Water Heating Controls (Gas) - Marine | 0.11049 | 1 | 0.05 | DEER 2021 | -62667.2935 | 2032 | 0.55 | N/A
COM-WATERHEAT-41.11 | Com ¦ Com Water Heating Controls (Gas WH) - Marine ¦ PG&E ¦ Marine | Com ¦ Com Water Heating Controls (Gas WH) - Marine | PG&E ¦ Marine | PG&E | All | Gas | Com Water Heating Controls (Gas WH) | Efficient | 0 | Conventional | WaterHeat | Com - School | Com | RET Only | 0 | 1000 sqft2 of floor space | DHW System | 15 | None | 0 | 0 | 650.6683 | SWWH016-01 & DEER 2021 Water Heater Updates | 1400 | 2020 | 0 | 0 | 2020 | 0 | 0 | SWWH016-01 & DEER 2021 Water Heater Updates | Com Water Heating Controls (Gas) - Marine ¦ PG&E ¦ Marine | Com Water Heating Controls (Gas) - Marine | 1.8055 | 1 | 0.05 | DEER 2021 | -544.8689 | 2032 | 0.55 | N/A
COM-WATERHEAT-41.12 | Com ¦ Com Water Heating Controls (Gas WH) - Marine ¦ PG&E ¦ Marine | Com ¦ Com Water Heating Controls (Gas WH) - Marine | PG&E ¦ Marine | PG&E | All | Gas | Com Water Heating Controls (Gas WH) | Efficient | 0 | Conventional | WaterHeat | Com - Warehouse | Com | RET Only | 0 | 1000 sqft2 of floor space | DHW System | 15 | None | 0 | 0 | 721.8203 | SWWH016-01 & DEER 2021 Water Heater Updates | 1400 | 2020 | 0 | 0 | 2020 | 0 | 0 | SWWH016-01 & DEER 2021 Water Heater Updates | Com Water Heating Controls (Gas) - Marine ¦ PG&E ¦ Marine | Com Water Heating Controls (Gas) - Marine | 0.0035823 | 1 | 0.05 | DEER 2021 | -5527.5568 | 2032 | 0.55 | N/A
COM-WATERHEAT-41.13 | Com ¦ Com Water Heating Controls (Gas WH) - Hot-Dry ¦ PG&E ¦ Hot-Dry | Com ¦ Com Water Heating Controls (Gas WH) - Hot-Dry | PG&E ¦ Hot-Dry | PG&E | All | Gas | Com Water Heating Controls (Gas WH) | Efficient | 0 | Conventional | WaterHeat | Com - College | Com | RET Only | 0 | 1000 sqft2 of floor space | DHW System | 15 | None | 0 | 0 | 375.7208 | SWWH016-01 & DEER 2021 Water Heater Updates | 1400 | 2020 | 0 | 0 | 2020 | 0 | 0 | SWWH016-01 & DEER 2021 Water Heater Updates | Com Water Heating Controls (Gas) - Hot-Dry ¦ PG&E ¦ Hot-Dry | Com Water Heating Controls (Gas) - Hot-Dry | 0.84119 | 1 | 0.05 | DEER 2021 | -216.8727 | 2032 | 0.55 | N/A
COM-WATERHEAT-41.14 | Com ¦ Com Water Heating Controls (Gas WH) - Hot-Dry ¦ PG&E ¦ Hot-Dry | Com ¦ Com Water Heating Controls (Gas WH) - Hot-Dry | PG&E ¦ Hot-Dry | PG&E | All | Gas | Com Water Heating Controls (Gas WH) | Efficient | 0 | Conventional | WaterHeat | Com - Grocery | Com | RET Only | 0 | 1000 sqft2 of floor space | DHW System | 15 | None | 0 | 0 | 1036.766 | SWWH016-01 & DEER 2021 Water Heater Updates | 1400 | 2020 | 0 | 0 | 2020 | 0 | 0 | SWWH016-01 & DEER 2021 Water Heater Updates | Com Water Heating Controls (Gas) - Hot-Dry ¦ PG&E ¦ Hot-Dry | Com Water Heating Controls (Gas) - Hot-Dry | 0.12762 | 1 | 0.05 | DEER 2021 | -2180.6466 | 2032 | 0.55 | N/A
COM-WATERHEAT-41.15 | Com ¦ Com Water Heating Controls (Gas WH) - Hot-Dry ¦ PG&E ¦ Hot-Dry | Com ¦ Com Water Heating Controls (Gas WH) - Hot-Dry | PG&E ¦ Hot-Dry | PG&E | All | Gas | Com Water Heating Controls (Gas WH) | Efficient | 0 | Conventional | WaterHeat | Com - Health | Com | RET Only | 0 | 1000 sqft2 of floor space | DHW System | 15 | None | 0 | 0 | 1035.6707 | SWWH016-01 & DEER 2021 Water Heater Updates | 1400 | 2020 | 0 | 0 | 2020 | 0 | 0 | SWWH016-01 & DEER 2021 Water Heater Updates | Com Water Heating Controls (Gas) - Hot-Dry ¦ PG&E ¦ Hot-Dry | Com Water Heating Controls (Gas) - Hot-Dry | 1.1967 | 1 | 0.05 | DEER 2021 | -2445.6155 | 2032 | 0.55 | N/A
COM-WATERHEAT-41.16 | Com ¦ Com Water Heating Controls (Gas WH) - Hot-Dry ¦ PG&E ¦ Hot-Dry | Com ¦ Com Water Heating Controls (Gas WH) - Hot-Dry | PG&E ¦ Hot-Dry | PG&E | All | Gas | Com Water Heating Controls (Gas WH) | Efficient | 0 | Conventional | WaterHeat | Com - Lodging | Com | RET Only | 0 | 1000 sqft2 of floor space | DHW System | 15 | None | 0 | 0 | 1144.5137 | SWWH016-01 & DEER 2021 Water Heater Updates | 1400 | 2020 | 0 | 0 | 2020 | 0 | 0 | SWWH016-01 & DEER 2021 Water Heater Updates | Com Water Heating Controls (Gas) - Hot-Dry ¦ PG&E ¦ Hot-Dry | Com Water Heating Controls (Gas) - Hot-Dry | 0.28964 | 1 | 0.05 | DEER 2021 | -8716.7032 | 2032 | 0.55 | N/A
COM-WATERHEAT-41.17 | Com ¦ Com Water Heating Controls (Gas WH) - Hot-Dry ¦ PG&E ¦ Hot-Dry | Com ¦ Com Water Heating Controls (Gas WH) - Hot-Dry | PG&E ¦ Hot-Dry | PG&E | All | Gas | Com Water Heating Controls (Gas WH) | Efficient | 0 | Conventional | WaterHeat | Com - Office (Large) | Com | RET Only | 0 | 1000 sqft2 of floor space | DHW System | 15 | None | 0 | 0 | 258.6019 | SWWH016-01 & DEER 2021 Water Heater Updates | 1400 | 2020 | 0 | 0 | 2020 | 0 | 0 | SWWH016-01 & DEER 2021 Water Heater Updates | Com Water Heating Controls (Gas) - Hot-Dry ¦ PG&E ¦ Hot-Dry | Com Water Heating Controls (Gas) - Hot-Dry | 0.046058 | 1 | 0.05 | DEER 2021 | -894.8072 | 2032 | 0.55 | N/A
COM-WATERHEAT-41.18 | Com ¦ Com Water Heating Controls (Gas WH) - Hot-Dry ¦ PG&E ¦ Hot-Dry | Com ¦ Com Water Heating Controls (Gas WH) - Hot-Dry | PG&E ¦ Hot-Dry | PG&E | All | Gas | Com Water Heating Controls (Gas WH) | Efficient | 0 | Conventional | WaterHeat | Com - Office (Small) | Com | RET Only | 0 | 1000 sqft2 of floor space | DHW System | 15 | None | 0 | 0 | 569.125 | SWWH016-01 & DEER 2021 Water Heater Updates | 1400 | 2020 | 0 | 0 | 2020 | 0 | 0 | SWWH016-01 & DEER 2021 Water Heater Updates | Com Water Heating Controls (Gas) - Hot-Dry ¦ PG&E ¦ Hot-Dry | Com Water Heating Controls (Gas) - Hot-Dry | 0.078362 | 1 | 0.05 | DEER 2021 | -557.1302 | 2032 | 0.55 | N/A
COM-WATERHEAT-41.19 | Com ¦ Com Water Heating Controls (Gas WH) - Hot-Dry ¦ PG&E ¦ Hot-Dry | Com ¦ Com Water Heating Controls (Gas WH) - Hot-Dry | PG&E ¦ Hot-Dry | PG&E | All | Gas | Com Water Heating Controls (Gas WH) | Efficient | 0 | Conventional | WaterHeat | Com - Other | Com | RET Only | 0 | 1000 sqft2 of floor space | DHW System | 15 | None | 0 | 0 | 856.5 | SWWH016-01 & DEER 2021 Water Heater Updates | 1400 | 2020 | 0 | 0 | 2020 | 0 | 0 | SWWH016-01 & DEER 2021 Water Heater Updates | Com Water Heating Controls (Gas) - Hot-Dry ¦ PG&E ¦ Hot-Dry | Com Water Heating Controls (Gas) - Hot-Dry | 0.5926 | 1 | 0.05 | DEER 2021 | -2140.4755 | 2032 | 0.55 | N/A
COM-WATERHEAT-41.20 | Com ¦ Com Water Heating Controls (Gas WH) - Hot-Dry ¦ PG&E ¦ Hot-Dry | Com ¦ Com Water Heating Controls (Gas WH) - Hot-Dry | PG&E ¦ Hot-Dry | PG&E | All | Gas | Com Water Heating Controls (Gas WH) | Efficient | 0 | Conventional | WaterHeat | Com - Refrig. Warehouse | Com | RET Only | 0 | 1000 sqft2 of floor space | DHW System | 15 | None | 0 | 0 | 1304.1122 | SWWH016-01 & DEER 2021 Water Heater Updates | 1400 | 2020 | 0 | 0 | 2020 | 0 | 0 | SWWH016-01 & DEER 2021 Water Heater Updates | Com Water Heating Controls (Gas) - Hot-Dry ¦ PG&E ¦ Hot-Dry | Com Water Heating Controls (Gas) - Hot-Dry | 0.0089557 | 1 | 0.05 | DEER 2021 | -954.8302 | 2032 | 0.55 | N/A
COM-WATERHEAT-41.21 | Com ¦ Com Water Heating Controls (Gas WH) - Hot-Dry ¦ PG&E ¦ Hot-Dry | Com ¦ Com Water Heating Controls (Gas WH) - Hot-Dry | PG&E ¦ Hot-Dry | PG&E | All | Gas | Com Water Heating Controls (Gas WH) | Efficient | 0 | Conventional | WaterHeat | Com - Restaurant | Com | RET Only | 0 | 1000 sqft2 of floor space | DHW System | 15 | None | 0 | 0 | 541.9652 | SWWH016-01 & DEER 2021 Water Heater Updates | 1400 | 2020 | 0 | 0 | 2020 | 0 | 0 | SWWH016-01 & DEER 2021 Water Heater Updates | Com Water Heating Controls (Gas) - Hot-Dry ¦ PG&E ¦ Hot-Dry | Com Water Heating Controls (Gas) - Hot-Dry | 2.3509 | 1 | 0.05 | DEER 2021 | -138.8374 | 2032 | 0.55 | N/A
COM-WATERHEAT-41.22 | Com ¦ Com Water Heating Controls (Gas WH) - Hot-Dry ¦ PG&E ¦ Hot-Dry | Com ¦ Com Water Heating Controls (Gas WH) - Hot-Dry | PG&E ¦ Hot-Dry | PG&E | All | Gas | Com Water Heating Controls (Gas WH) | Efficient | 0 | Conventional | WaterHeat | Com - Retail | Com | RET Only | 0 | 1000 sqft2 of floor space | DHW System | 15 | None | 0 | 0 | 396.933 | SWWH016-01 & DEER 2021 Water Heater Updates | 1400 | 2020 | 0 | 0 | 2020 | 0 | 0 | SWWH016-01 & DEER 2021 Water Heater Updates | Com Water Heating Controls (Gas) - Hot-Dry ¦ PG&E ¦ Hot-Dry | Com Water Heating Controls (Gas) - Hot-Dry | 0.11049 | 1 | 0.05 | DEER 2021 | -59578.2779 | 2032 | 0.55 | N/A
COM-WATERHEAT-41.23 | Com ¦ Com Water Heating Controls (Gas WH) - Hot-Dry ¦ PG&E ¦ Hot-Dry | Com ¦ Com Water Heating Controls (Gas WH) - Hot-Dry | PG&E ¦ Hot-Dry | PG&E | All | Gas | Com Water Heating Controls (Gas WH) | Efficient | 0 | Conventional | WaterHeat | Com - School | Com | RET Only | 0 | 1000 sqft2 of floor space | DHW System | 15 | None | 0 | 0 | 620.6214 | SWWH016-01 & DEER 2021 Water Heater Updates | 1400 | 2020 | 0 | 0 | 2020 | 0 | 0 | SWWH016-01 & DEER 2021 Water Heater Updates | Com Water Heating Controls (Gas) - Hot-Dry ¦ PG&E ¦ Hot-Dry | Com Water Heating Controls (Gas) - Hot-Dry | 1.8055 | 1 | 0.05 | DEER 2021 | -519.7076 | 2032 | 0.55 | N/A
COM-WATERHEAT-41.24 | Com ¦ Com Water Heating Controls (Gas WH) - Hot-Dry ¦ PG&E ¦ Hot-Dry | Com ¦ Com Water Heating Controls (Gas WH) - Hot-Dry | PG&E ¦ Hot-Dry | PG&E | All | Gas | Com Water Heating Controls (Gas WH) | Efficient | 0 | Conventional | WaterHeat | Com - Warehouse | Com | RET Only | 0 | 1000 sqft2 of floor space | DHW System | 15 | None | 0 | 0 | 686.0022 | SWWH016-01 & DEER 2021 Water Heater Updates | 1400 | 2020 | 0 | 0 | 2020 | 0 | 0 | SWWH016-01 & DEER 2021 Water Heater Updates | Com Water Heating Controls (Gas) - Hot-Dry ¦ PG&E ¦ Hot-Dry | Com Water Heating Controls (Gas) - Hot-Dry | 0.0035823 | 1 | 0.05 | DEER 2021 | -5253.2691 | 2032 | 0.55 | N/A
COM-WATERHEAT-41.25 | Com ¦ Com Water Heating Controls (Gas WH) - Cold ¦ PG&E ¦ Cold | Com ¦ Com Water Heating Controls (Gas WH) - Cold | PG&E ¦ Cold | PG&E | All | Gas | Com Water Heating Controls (Gas WH) | Efficient | 0 | Conventional | WaterHeat | Com - College | Com | RET Only | 0 | 1000 sqft2 of floor space | DHW System | 15 | None | 0 | 0 | 419.1807 | SWWH016-01 & DEER 2021 Water Heater Updates | 1400 | 2020 | 0 | 0 | 2020 | 0 | 0 | SWWH016-01 & DEER 2021 Water Heater Updates | Com Water Heating Controls (Gas) - Cold ¦ PG&E ¦ Cold | Com Water Heating Controls (Gas) - Cold | 0.84119 | 1 | 0.05 | DEER 2021 | -241.9586 | 2032 | 0.55 | N/A
COM-WATERHEAT-41.26 | Com ¦ Com Water Heating Controls (Gas WH) - Cold ¦ PG&E ¦ Cold | Com ¦ Com Water Heating Controls (Gas WH) - Cold | PG&E ¦ Cold | PG&E | All | Gas | Com Water Heating Controls (Gas WH) | Efficient | 0 | Conventional | WaterHeat | Com - Grocery | Com | RET Only | 0 | 1000 sqft2 of floor space | DHW System | 15 | None | 0 | 0 | 1161.4483 | SWWH016-01 & DEER 2021 Water Heater Updates | 1400 | 2020 | 0 | 0 | 2020 | 0 | 0 | SWWH016-01 & DEER 2021 Water Heater Updates | Com Water Heating Controls (Gas) - Cold ¦ PG&E ¦ Cold | Com Water Heating Controls (Gas) - Cold | 0.12762 | 1 | 0.05 | DEER 2021 | -2442.8929 | 2032 | 0.55 | N/A
COM-WATERHEAT-41.27 | Com ¦ Com Water Heating Controls (Gas WH) - Cold ¦ PG&E ¦ Cold | Com ¦ Com Water Heating Controls (Gas WH) - Cold | PG&E ¦ Cold | PG&E | All | Gas | Com Water Heating Controls (Gas WH) | Efficient | 0 | Conventional | WaterHeat | Com - Health | Com | RET Only | 0 | 1000 sqft2 of floor space | DHW System | 15 | None | 0 | 0 | 1162.7413 | SWWH016-01 & DEER 2021 Water Heater Updates | 1400 | 2020 | 0 | 0 | 2020 | 0 | 0 | SWWH016-01 & DEER 2021 Water Heater Updates | Com Water Heating Controls (Gas) - Cold ¦ PG&E ¦ Cold | Com Water Heating Controls (Gas) - Cold | 1.1967 | 1 | 0.05 | DEER 2021 | -2745.6778 | 2032 | 0.55 | N/A
COM-WATERHEAT-41.28 | Com ¦ Com Water Heating Controls (Gas WH) - Cold ¦ PG&E ¦ Cold | Com ¦ Com Water Heating Controls (Gas WH) - Cold | PG&E ¦ Cold | PG&E | All | Gas | Com Water Heating Controls (Gas WH) | Efficient | 0 | Conventional | WaterHeat | Com - Lodging | Com | RET Only | 0 | 1000 sqft2 of floor space | DHW System | 15 | None | 0 | 0 | 1282.5641 | SWWH016-01 & DEER 2021 Water Heater Updates | 1400 | 2020 | 0 | 0 | 2020 | 0 | 0 | SWWH016-01 & DEER 2021 Water Heater Updates | Com Water Heating Controls (Gas) - Cold ¦ PG&E ¦ Cold | Com Water Heating Controls (Gas) - Cold | 0.28964 | 1 | 0.05 | DEER 2021 | -9768.1049 | 2032 | 0.55 | N/A
COM-WATERHEAT-41.29 | Com ¦ Com Water Heating Controls (Gas WH) - Cold ¦ PG&E ¦ Cold | Com ¦ Com Water Heating Controls (Gas WH) - Cold | PG&E ¦ Cold | PG&E | All | Gas | Com Water Heating Controls (Gas WH) | Efficient | 0 | Conventional | WaterHeat | Com - Office (Large) | Com | RET Only | 0 | 1000 sqft2 of floor space | DHW System | 15 | None | 0 | 0 | 287.1133 | SWWH016-01 & DEER 2021 Water Heater Updates | 1400 | 2020 | 0 | 0 | 2020 | 0 | 0 | SWWH016-01 & DEER 2021 Water Heater Updates | Com Water Heating Controls (Gas) - Cold ¦ PG&E ¦ Cold | Com Water Heating Controls (Gas) - Cold | 0.046058 | 1 | 0.05 | DEER 2021 | -993.4617 | 2032 | 0.55 | N/A
COM-WATERHEAT-41.30 | Com ¦ Com Water Heating Controls (Gas WH) - Cold ¦ PG&E ¦ Cold | Com ¦ Com Water Heating Controls (Gas WH) - Cold | PG&E ¦ Cold | PG&E | All | Gas | Com Water Heating Controls (Gas WH) | Efficient | 0 | Conventional | WaterHeat | Com - Office (Small) | Com | RET Only | 0 | 1000 sqft2 of floor space | DHW System | 15 | None | 0 | 0 | 636.1902 | SWWH016-01 & DEER 2021 Water Heater Updates | 1400 | 2020 | 0 | 0 | 2020 | 0 | 0 | SWWH016-01 & DEER 2021 Water Heater Updates | Com Water Heating Controls (Gas) - Cold ¦ PG&E ¦ Cold | Com Water Heating Controls (Gas) - Cold | 0.078362 | 1 | 0.05 | DEER 2021 | -622.7819 | 2032 | 0.55 | N/A
COM-WATERHEAT-41.31 | Com ¦ Com Water Heating Controls (Gas WH) - Cold ¦ PG&E ¦ Cold | Com ¦ Com Water Heating Controls (Gas WH) - Cold | PG&E ¦ Cold | PG&E | All | Gas | Com Water Heating Controls (Gas WH) | Efficient | 0 | Conventional | WaterHeat | Com - Other | Com | RET Only | 0 | 1000 sqft2 of floor space | DHW System | 15 | None | 0 | 0 | 958.6753 | SWWH016-01 & DEER 2021 Water Heater Updates | 1400 | 2020 | 0 | 0 | 2020 | 0 | 0 | SWWH016-01 & DEER 2021 Water Heater Updates | Com Water Heating Controls (Gas) - Cold ¦ PG&E ¦ Cold | Com Water Heating Controls (Gas) - Cold | 0.5926 | 1 | 0.05 | DEER 2021 | -2395.8215 | 2032 | 0.55 | N/A
COM-WATERHEAT-41.32 | Com ¦ Com Water Heating Controls (Gas WH) - Cold ¦ PG&E ¦ Cold | Com ¦ Com Water Heating Controls (Gas WH) - Cold | PG&E ¦ Cold | PG&E | All | Gas | Com Water Heating Controls (Gas WH) | Efficient | 0 | Conventional | WaterHeat | Com - Refrig. Warehouse | Com | RET Only | 0 | 1000 sqft2 of floor space | DHW System | 15 | None | 0 | 0 | 1461.4341 | SWWH016-01 & DEER 2021 Water Heater Updates | 1400 | 2020 | 0 | 0 | 2020 | 0 | 0 | SWWH016-01 & DEER 2021 Water Heater Updates | Com Water Heating Controls (Gas) - Cold ¦ PG&E ¦ Cold | Com Water Heating Controls (Gas) - Cold | 0.0089557 | 1 | 0.05 | DEER 2021 | -1070.0164 | 2032 | 0.55 | N/A
COM-WATERHEAT-41.33 | Com ¦ Com Water Heating Controls (Gas WH) - Cold ¦ PG&E ¦ Cold | Com ¦ Com Water Heating Controls (Gas WH) - Cold | PG&E ¦ Cold | PG&E | All | Gas | Com Water Heating Controls (Gas WH) | Efficient | 0 | Conventional | WaterHeat | Com - Restaurant | Com | RET Only | 0 | 1000 sqft2 of floor space | DHW System | 15 | None | 0 | 0 | 605.6852 | SWWH016-01 & DEER 2021 Water Heater Updates | 1400 | 2020 | 0 | 0 | 2020 | 0 | 0 | SWWH016-01 & DEER 2021 Water Heater Updates | Com Water Heating Controls (Gas) - Cold ¦ PG&E ¦ Cold | Com Water Heating Controls (Gas) - Cold | 2.3509 | 1 | 0.05 | DEER 2021 | -155.1608 | 2032 | 0.55 | N/A
COM-WATERHEAT-41.34 | Com ¦ Com Water Heating Controls (Gas WH) - Cold ¦ PG&E ¦ Cold | Com ¦ Com Water Heating Controls (Gas WH) - Cold | PG&E ¦ Cold | PG&E | All | Gas | Com Water Heating Controls (Gas WH) | Efficient | 0 | Conventional | WaterHeat | Com - Retail | Com | RET Only | 0 | 1000 sqft2 of floor space | DHW System | 15 | None | 0 | 0 | 444.4493 | SWWH016-01 & DEER 2021 Water Heater Updates | 1400 | 2020 | 0 | 0 | 2020 | 0 | 0 | SWWH016-01 & DEER 2021 Water Heater Updates | Com Water Heating Controls (Gas) - Cold ¦ PG&E ¦ Cold | Com Water Heating Controls (Gas) - Cold | 0.11049 | 1 | 0.05 | DEER 2021 | -66710.2998 | 2032 | 0.55 | N/A
COM-WATERHEAT-41.35 | Com ¦ Com Water Heating Controls (Gas WH) - Cold ¦ PG&E ¦ Cold | Com ¦ Com Water Heating Controls (Gas WH) - Cold | PG&E ¦ Cold | PG&E | All | Gas | Com Water Heating Controls (Gas WH) | Efficient | 0 | Conventional | WaterHeat | Com - School | Com | RET Only | 0 | 1000 sqft2 of floor space | DHW System | 15 | None | 0 | 0 | 700.4691 | SWWH016-01 & DEER 2021 Water Heater Updates | 1400 | 2020 | 0 | 0 | 2020 | 0 | 0 | SWWH016-01 & DEER 2021 Water Heater Updates | Com Water Heating Controls (Gas) - Cold ¦ PG&E ¦ Cold | Com Water Heating Controls (Gas) - Cold | 1.8055 | 1 | 0.05 | DEER 2021 | -586.572 | 2032 | 0.55 | N/A
COM-WATERHEAT-41.36 | Com ¦ Com Water Heating Controls (Gas WH) - Cold ¦ PG&E ¦ Cold | Com ¦ Com Water Heating Controls (Gas WH) - Cold | PG&E ¦ Cold | PG&E | All | Gas | Com Water Heating Controls (Gas WH) | Efficient | 0 | Conventional | WaterHeat | Com - Warehouse | Com | RET Only | 0 | 1000 sqft2 of floor space | DHW System | 15 | None | 0 | 0 | 769.4164 | SWWH016-01 & DEER 2021 Water Heater Updates | 1400 | 2020 | 0 | 0 | 2020 | 0 | 0 | SWWH016-01 & DEER 2021 Water Heater Updates | Com Water Heating Controls (Gas) - Cold ¦ PG&E ¦ Cold | Com Water Heating Controls (Gas) - Cold | 0.0035823 | 1 | 0.05 | DEER 2021 | -5892.0383 | 2032 | 0.55 | N/A
COM-WATERHEAT-40.1 | Com ¦ No Com Water Heating Controls (Gas WH) - Marine ¦ SCG ¦ Marine | Com ¦ No Com Water Heating Controls (Gas WH) - Marine | SCG ¦ Marine | SCG | All | Gas | No Com Water Heating Controls (Gas WH) | Average Existing and Code | 0 | Conventional | WaterHeat | Com - College | Com | RET Only | 0 | 1000 sqft2 of floor space | DHW System | 15 | None | 0 | 0 | 753.6363 | SWWH016-01 & DEER 2021 Water Heater Updates | 0 | 2020 | 0 | 0 | 2020 | 0 | 0 | SWWH016-01 & DEER 2021 Water Heater Updates | Com Water Heating Controls (Gas) - Marine ¦ SCG ¦ Marine | Com Water Heating Controls (Gas) - Marine | 0.84119 | 1 | 0.95 | DEER 2021 | -435.0123 | 2012 | 0.55 | N/A
COM-WATERHEAT-40.2 | Com ¦ No Com Water Heating Controls (Gas WH) - Marine ¦ SCG ¦ Marine | Com ¦ No Com Water Heating Controls (Gas WH) - Marine | SCG ¦ Marine | SCG | All | Gas | No Com Water Heating Controls (Gas WH) | Average Existing and Code | 0 | Conventional | WaterHeat | Com - Grocery | Com | RET Only | 0 | 1000 sqft2 of floor space | DHW System | 15 | None | 0 | 0 | 1121.1366 | SWWH016-01 & DEER 2021 Water Heater Updates | 0 | 2020 | 0 | 0 | 2020 | 0 | 0 | SWWH016-01 & DEER 2021 Water Heater Updates | Com Water Heating Controls (Gas) - Marine ¦ SCG ¦ Marine | Com Water Heating Controls (Gas) - Marine | 0.12762 | 1 | 0.95 | DEER 2021 | -2358.1048 | 2012 | 0.55 | N/A
COM-WATERHEAT-40.3 | Com ¦ No Com Water Heating Controls (Gas WH) - Marine ¦ SCG ¦ Marine | Com ¦ No Com Water Heating Controls (Gas WH) - Marine | SCG ¦ Marine | SCG | All | Gas | No Com Water Heating Controls (Gas WH) | Average Existing and Code | 0 | Conventional | WaterHeat | Com - Health | Com | RET Only | 0 | 1000 sqft2 of floor space | DHW System | 15 | None | 0 | 0 | 1466.3338 | SWWH016-01 & DEER 2021 Water Heater Updates | 0 | 2020 | 0 | 0 | 2020 | 0 | 0 | SWWH016-01 & DEER 2021 Water Heater Updates | Com Water Heating Controls (Gas) - Marine ¦ SCG ¦ Marine | Com Water Heating Controls (Gas) - Marine | 1.1967 | 1 | 0.95 | DEER 2021 | -3462.5761 | 2012 | 0.55 | N/A
COM-WATERHEAT-40.4 | Com ¦ No Com Water Heating Controls (Gas WH) - Marine ¦ SCG ¦ Marine | Com ¦ No Com Water Heating Controls (Gas WH) - Marine | SCG ¦ Marine | SCG | All | Gas | No Com Water Heating Controls (Gas WH) | Average Existing and Code | 0 | Conventional | WaterHeat | Com - Lodging | Com | RET Only | 0 | 1000 sqft2 of floor space | DHW System | 15 | None | 0 | 0 | 1332.776 | SWWH016-01 & DEER 2021 Water Heater Updates | 0 | 2020 | 0 | 0 | 2020 | 0 | 0 | SWWH016-01 & DEER 2021 Water Heater Updates | Com Water Heating Controls (Gas) - Marine ¦ SCG ¦ Marine | Com Water Heating Controls (Gas) - Marine | 0.28964 | 1 | 0.95 | DEER 2021 | -10150.5232 | 2012 | 0.55 | N/A
COM-WATERHEAT-40.5 | Com ¦ No Com Water Heating Controls (Gas WH) - Marine ¦ SCG ¦ Marine | Com ¦ No Com Water Heating Controls (Gas WH) - Marine | SCG ¦ Marine | SCG | All | Gas | No Com Water Heating Controls (Gas WH) | Average Existing and Code | 0 | Conventional | WaterHeat | Com - Other | Com | RET Only | 0 | 1000 sqft2 of floor space | DHW System | 15 | None | 0 | 0 | 925.8204 | SWWH016-01 & DEER 2021 Water Heater Updates | 0 | 2020 | 0 | 0 | 2020 | 0 | 0 | SWWH016-01 & DEER 2021 Water Heater Updates | Com Water Heating Controls (Gas) - Marine ¦ SCG ¦ Marine | Com Water Heating Controls (Gas) - Marine | 0.5926 | 1 | 0.95 | DEER 2021 | -2313.714 | 2012 | 0.55 | N/A
COM-WATERHEAT-40.6 | Com ¦ No Com Water Heating Controls (Gas WH) - Marine ¦ SCG ¦ Marine | Com ¦ No Com Water Heating Controls (Gas WH) - Marine | SCG ¦ Marine | SCG | All | Gas | No Com Water Heating Controls (Gas WH) | Average Existing and Code | 0 | Conventional | WaterHeat | Com - Restaurant | Com | RET Only | 0 | 1000 sqft2 of floor space | DHW System | 15 | None | 0 | 0 | 589.2117 | SWWH016-01 & DEER 2021 Water Heater Updates | 0 | 2020 | 0 | 0 | 2020 | 0 | 0 | SWWH016-01 & DEER 2021 Water Heater Updates | Com Water Heating Controls (Gas) - Marine ¦ SCG ¦ Marine | Com Water Heating Controls (Gas) - Marine | 2.3509 | 1 | 0.95 | DEER 2021 | -150.9408 | 2012 | 0.55 | N/A
COM-WATERHEAT-40.7 | Com ¦ No Com Water Heating Controls (Gas WH) - Marine ¦ SCG ¦ Marine | Com ¦ No Com Water Heating Controls (Gas WH) - Marine | SCG ¦ Marine | SCG | All | Gas | No Com Water Heating Controls (Gas WH) | Average Existing and Code | 0 | Conventional | WaterHeat | Com - Retail | Com | RET Only | 0 | 1000 sqft2 of floor space | DHW System | 15 | None | 0 | 0 | 549.7081 | SWWH016-01 & DEER 2021 Water Heater Updates | 0 | 2020 | 0 | 0 | 2020 | 0 | 0 | SWWH016-01 & DEER 2021 Water Heater Updates | Com Water Heating Controls (Gas) - Marine ¦ SCG ¦ Marine | Com Water Heating Controls (Gas) - Marine | 0.11049 | 1 | 0.95 | DEER 2021 | -82509.282 | 2012 | 0.55 | N/A
COM-WATERHEAT-40.8 | Com ¦ No Com Water Heating Controls (Gas WH) - Marine ¦ SCG ¦ Marine | Com ¦ No Com Water Heating Controls (Gas WH) - Marine | SCG ¦ Marine | SCG | All | Gas | No Com Water Heating Controls (Gas WH) | Average Existing and Code | 0 | Conventional | WaterHeat | Com - Office (Large) | Com | RET Only | 0 | 1000 sqft2 of floor space | DHW System | 15 | None | 0 | 0 | 699.0017 | SWWH016-01 & DEER 2021 Water Heater Updates | 0 | 2020 | 0 | 0 | 2020 | 0 | 0 | SWWH016-01 & DEER 2021 Water Heater Updates | Com Water Heating Controls (Gas) - Marine ¦ SCG ¦ Marine | Com Water Heating Controls (Gas) - Marine | 0.046058 | 1 | 0.95 | DEER 2021 | -2418.6666 | 2012 | 0.55 | N/A
COM-WATERHEAT-40.9 | Com ¦ No Com Water Heating Controls (Gas WH) - Marine ¦ SCG ¦ Marine | Com ¦ No Com Water Heating Controls (Gas WH) - Marine | SCG ¦ Marine | SCG | All | Gas | No Com Water Heating Controls (Gas WH) | Average Existing and Code | 0 | Conventional | WaterHeat | Com - Office (Small) | Com | RET Only | 0 | 1000 sqft2 of floor space | DHW System | 15 | None | 0 | 0 | 279.6638 | SWWH016-01 & DEER 2021 Water Heater Updates | 0 | 2020 | 0 | 0 | 2020 | 0 | 0 | SWWH016-01 & DEER 2021 Water Heater Updates | Com Water Heating Controls (Gas) - Marine ¦ SCG ¦ Marine | Com Water Heating Controls (Gas) - Marine | 0.078362 | 1 | 0.95 | DEER 2021 | -273.7697 | 2012 | 0.55 | N/A
COM-WATERHEAT-40.10 | Com ¦ No Com Water Heating Controls (Gas WH) - Marine ¦ SCG ¦ Marine | Com ¦ No Com Water Heating Controls (Gas WH) - Marine | SCG ¦ Marine | SCG | All | Gas | No Com Water Heating Controls (Gas WH) | Average Existing and Code | 0 | Conventional | WaterHeat | Com - Refrig. Warehouse | Com | RET Only | 0 | 1000 sqft2 of floor space | DHW System | 15 | None | 0 | 0 | 1409.5667 | SWWH016-01 & DEER 2021 Water Heater Updates | 0 | 2020 | 0 | 0 | 2020 | 0 | 0 | SWWH016-01 & DEER 2021 Water Heater Updates | Com Water Heating Controls (Gas) - Marine ¦ SCG ¦ Marine | Com Water Heating Controls (Gas) - Marine | 0.0089557 | 1 | 0.95 | DEER 2021 | -1032.0407 | 2012 | 0.55 | N/A
COM-WATERHEAT-40.11 | Com ¦ No Com Water Heating Controls (Gas WH) - Marine ¦ SCG ¦ Marine | Com ¦ No Com Water Heating Controls (Gas WH) - Marine | SCG ¦ Marine | SCG | All | Gas | No Com Water Heating Controls (Gas WH) | Average Existing and Code | 0 | Conventional | WaterHeat | Com - School | Com | RET Only | 0 | 1000 sqft2 of floor space | DHW System | 15 | None | 0 | 0 | 436.8827 | SWWH016-01 & DEER 2021 Water Heater Updates | 0 | 2020 | 0 | 0 | 2020 | 0 | 0 | SWWH016-01 & DEER 2021 Water Heater Updates | Com Water Heating Controls (Gas) - Marine ¦ SCG ¦ Marine | Com Water Heating Controls (Gas) - Marine | 1.8055 | 1 | 0.95 | DEER 2021 | -365.845 | 2012 | 0.55 | N/A
COM-WATERHEAT-40.12 | Com ¦ No Com Water Heating Controls (Gas WH) - Marine ¦ SCG ¦ Marine | Com ¦ No Com Water Heating Controls (Gas WH) - Marine | SCG ¦ Marine | SCG | All | Gas | No Com Water Heating Controls (Gas WH) | Average Existing and Code | 0 | Conventional | WaterHeat | Com - Warehouse | Com | RET Only | 0 | 1000 sqft2 of floor space | DHW System | 15 | None | 0 | 0 | 741.9847 | SWWH016-01 & DEER 2021 Water Heater Updates | 0 | 2020 | 0 | 0 | 2020 | 0 | 0 | SWWH016-01 & DEER 2021 Water Heater Updates | Com Water Heating Controls (Gas) - Marine ¦ SCG ¦ Marine | Com Water Heating Controls (Gas) - Marine | 0.0035823 | 1 | 0.95 | DEER 2021 | -5681.9719 | 2012 | 0.55 | N/A
COM-WATERHEAT-40.13 | Com ¦ No Com Water Heating Controls (Gas WH) - Hot-Dry ¦ SCG ¦ Hot-Dry | Com ¦ No Com Water Heating Controls (Gas WH) - Hot-Dry | SCG ¦ Hot-Dry | SCG | All | Gas | No Com Water Heating Controls (Gas WH) | Average Existing and Code | 0 | Conventional | WaterHeat | Com - College | Com | RET Only | 0 | 1000 sqft2 of floor space | DHW System | 15 | None | 0 | 0 | 733.2054 | SWWH016-01 & DEER 2021 Water Heater Updates | 0 | 2020 | 0 | 0 | 2020 | 0 | 0 | SWWH016-01 & DEER 2021 Water Heater Updates | Com Water Heating Controls (Gas) - Hot-Dry ¦ SCG ¦ Hot-Dry | Com Water Heating Controls (Gas) - Hot-Dry | 0.84119 | 1 | 0.95 | DEER 2021 | -423.2192 | 2012 | 0.55 | N/A
COM-WATERHEAT-40.14 | Com ¦ No Com Water Heating Controls (Gas WH) - Hot-Dry ¦ SCG ¦ Hot-Dry | Com ¦ No Com Water Heating Controls (Gas WH) - Hot-Dry | SCG ¦ Hot-Dry | SCG | All | Gas | No Com Water Heating Controls (Gas WH) | Average Existing and Code | 0 | Conventional | WaterHeat | Com - Grocery | Com | RET Only | 0 | 1000 sqft2 of floor space | DHW System | 15 | None | 0 | 0 | 1089.8206 | SWWH016-01 & DEER 2021 Water Heater Updates | 0 | 2020 | 0 | 0 | 2020 | 0 | 0 | SWWH016-01 & DEER 2021 Water Heater Updates | Com Water Heating Controls (Gas) - Hot-Dry ¦ SCG ¦ Hot-Dry | Com Water Heating Controls (Gas) - Hot-Dry | 0.12762 | 1 | 0.95 | DEER 2021 | -2292.2372 | 2012 | 0.55 | N/A
COM-WATERHEAT-40.15 | Com ¦ No Com Water Heating Controls (Gas WH) - Hot-Dry ¦ SCG ¦ Hot-Dry | Com ¦ No Com Water Heating Controls (Gas WH) - Hot-Dry | SCG ¦ Hot-Dry | SCG | All | Gas | No Com Water Heating Controls (Gas WH) | Average Existing and Code | 0 | Conventional | WaterHeat | Com - Health | Com | RET Only | 0 | 1000 sqft2 of floor space | DHW System | 15 | None | 0 | 0 | 1425.8351 | SWWH016-01 & DEER 2021 Water Heater Updates | 0 | 2020 | 0 | 0 | 2020 | 0 | 0 | SWWH016-01 & DEER 2021 Water Heater Updates | Com Water Heating Controls (Gas) - Hot-Dry ¦ SCG ¦ Hot-Dry | Com Water Heating Controls (Gas) - Hot-Dry | 1.1967 | 1 | 0.95 | DEER 2021 | -3366.9431 | 2012 | 0.55 | N/A
COM-WATERHEAT-40.16 | Com ¦ No Com Water Heating Controls (Gas WH) - Hot-Dry ¦ SCG ¦ Hot-Dry | Com ¦ No Com Water Heating Controls (Gas WH) - Hot-Dry | SCG ¦ Hot-Dry | SCG | All | Gas | No Com Water Heating Controls (Gas WH) | Average Existing and Code | 0 | Conventional | WaterHeat | Com - Lodging | Com | RET Only | 0 | 1000 sqft2 of floor space | DHW System | 15 | None | 0 | 0 | 1295.9413 | SWWH016-01 & DEER 2021 Water Heater Updates | 0 | 2020 | 0 | 0 | 2020 | 0 | 0 | SWWH016-01 & DEER 2021 Water Heater Updates | Com Water Heating Controls (Gas) - Hot-Dry ¦ SCG ¦ Hot-Dry | Com Water Heating Controls (Gas) - Hot-Dry | 0.28964 | 1 | 0.95 | DEER 2021 | -9869.9868 | 2012 | 0.55 | N/A
COM-WATERHEAT-40.17 | Com ¦ No Com Water Heating Controls (Gas WH) - Hot-Dry ¦ SCG ¦ Hot-Dry | Com ¦ No Com Water Heating Controls (Gas WH) - Hot-Dry | SCG ¦ Hot-Dry | SCG | All | Gas | No Com Water Heating Controls (Gas WH) | Average Existing and Code | 0 | Conventional | WaterHeat | Com - Other | Com | RET Only | 0 | 1000 sqft2 of floor space | DHW System | 15 | None | 0 | 0 | 900.5664 | SWWH016-01 & DEER 2021 Water Heater Updates | 0 | 2020 | 0 | 0 | 2020 | 0 | 0 | SWWH016-01 & DEER 2021 Water Heater Updates | Com Water Heating Controls (Gas) - Hot-Dry ¦ SCG ¦ Hot-Dry | Com Water Heating Controls (Gas) - Hot-Dry | 0.5926 | 1 | 0.95 | DEER 2021 | -2250.6017 | 2012 | 0.55 | N/A
COM-WATERHEAT-40.18 | Com ¦ No Com Water Heating Controls (Gas WH) - Hot-Dry ¦ SCG ¦ Hot-Dry | Com ¦ No Com Water Heating Controls (Gas WH) - Hot-Dry | SCG ¦ Hot-Dry | SCG | All | Gas | No Com Water Heating Controls (Gas WH) | Average Existing and Code | 0 | Conventional | WaterHeat | Com - Restaurant | Com | RET Only | 0 | 1000 sqft2 of floor space | DHW System | 15 | None | 0 | 0 | 572.8947 | SWWH016-01 & DEER 2021 Water Heater Updates | 0 | 2020 | 0 | 0 | 2020 | 0 | 0 | SWWH016-01 & DEER 2021 Water Heater Updates | Com Water Heating Controls (Gas) - Hot-Dry ¦ SCG ¦ Hot-Dry | Com Water Heating Controls (Gas) - Hot-Dry | 2.3509 | 1 | 0.95 | DEER 2021 | -146.7608 | 2012 | 0.55 | N/A
COM-WATERHEAT-40.19 | Com ¦ No Com Water Heating Controls (Gas WH) - Hot-Dry ¦ SCG ¦ Hot-Dry | Com ¦ No Com Water Heating Controls (Gas WH) - Hot-Dry | SCG ¦ Hot-Dry | SCG | All | Gas | No Com Water Heating Controls (Gas WH) | Average Existing and Code | 0 | Conventional | WaterHeat | Com - Retail | Com | RET Only | 0 | 1000 sqft2 of floor space | DHW System | 15 | None | 0 | 0 | 534.5055 | SWWH016-01 & DEER 2021 Water Heater Updates | 0 | 2020 | 0 | 0 | 2020 | 0 | 0 | SWWH016-01 & DEER 2021 Water Heater Updates | Com Water Heating Controls (Gas) - Hot-Dry ¦ SCG ¦ Hot-Dry | Com Water Heating Controls (Gas) - Hot-Dry | 0.11049 | 1 | 0.95 | DEER 2021 | -80227.4244 | 2012 | 0.55 | N/A
COM-WATERHEAT-40.20 | Com ¦ No Com Water Heating Controls (Gas WH) - Hot-Dry ¦ SCG ¦ Hot-Dry | Com ¦ No Com Water Heating Controls (Gas WH) - Hot-Dry | SCG ¦ Hot-Dry | SCG | All | Gas | No Com Water Heating Controls (Gas WH) | Average Existing and Code | 0 | Conventional | WaterHeat | Com - Office (Large) | Com | RET Only | 0 | 1000 sqft2 of floor space | DHW System | 15 | None | 0 | 0 | 680.1489 | SWWH016-01 & DEER 2021 Water Heater Updates | 0 | 2020 | 0 | 0 | 2020 | 0 | 0 | SWWH016-01 & DEER 2021 Water Heater Updates | Com Water Heating Controls (Gas) - Hot-Dry ¦ SCG ¦ Hot-Dry | Com Water Heating Controls (Gas) - Hot-Dry | 0.046058 | 1 | 0.95 | DEER 2021 | -2353.4327 | 2012 | 0.55 | N/A
COM-WATERHEAT-40.21 | Com ¦ No Com Water Heating Controls (Gas WH) - Hot-Dry ¦ SCG ¦ Hot-Dry | Com ¦ No Com Water Heating Controls (Gas WH) - Hot-Dry | SCG ¦ Hot-Dry | SCG | All | Gas | No Com Water Heating Controls (Gas WH) | Average Existing and Code | 0 | Conventional | WaterHeat | Com - Office (Small) | Com | RET Only | 0 | 1000 sqft2 of floor space | DHW System | 15 | None | 0 | 0 | 272.6317 | SWWH016-01 & DEER 2021 Water Heater Updates | 0 | 2020 | 0 | 0 | 2020 | 0 | 0 | SWWH016-01 & DEER 2021 Water Heater Updates | Com Water Heating Controls (Gas) - Hot-Dry ¦ SCG ¦ Hot-Dry | Com Water Heating Controls (Gas) - Hot-Dry | 0.078362 | 1 | 0.95 | DEER 2021 | -266.8858 | 2012 | 0.55 | N/A
COM-WATERHEAT-40.22 | Com ¦ No Com Water Heating Controls (Gas WH) - Hot-Dry ¦ SCG ¦ Hot-Dry | Com ¦ No Com Water Heating Controls (Gas WH) - Hot-Dry | SCG ¦ Hot-Dry | SCG | All | Gas | No Com Water Heating Controls (Gas WH) | Average Existing and Code | 0 | Conventional | WaterHeat | Com - Refrig. Warehouse | Com | RET Only | 0 | 1000 sqft2 of floor space | DHW System | 15 | None | 0 | 0 | 1370.6688 | SWWH016-01 & DEER 2021 Water Heater Updates | 0 | 2020 | 0 | 0 | 2020 | 0 | 0 | SWWH016-01 & DEER 2021 Water Heater Updates | Com Water Heating Controls (Gas) - Hot-Dry ¦ SCG ¦ Hot-Dry | Com Water Heating Controls (Gas) - Hot-Dry | 0.0089557 | 1 | 0.95 | DEER 2021 | -1003.5609 | 2012 | 0.55 | N/A
COM-WATERHEAT-40.23 | Com ¦ No Com Water Heating Controls (Gas WH) - Hot-Dry ¦ SCG ¦ Hot-Dry | Com ¦ No Com Water Heating Controls (Gas WH) - Hot-Dry | SCG ¦ Hot-Dry | SCG | All | Gas | No Com Water Heating Controls (Gas WH) | Average Existing and Code | 0 | Conventional | WaterHeat | Com - School | Com | RET Only | 0 | 1000 sqft2 of floor space | DHW System | 15 | None | 0 | 0 | 425.7189 | SWWH016-01 & DEER 2021 Water Heater Updates | 0 | 2020 | 0 | 0 | 2020 | 0 | 0 | SWWH016-01 & DEER 2021 Water Heater Updates | Com Water Heating Controls (Gas) - Hot-Dry ¦ SCG ¦ Hot-Dry | Com Water Heating Controls (Gas) - Hot-Dry | 1.8055 | 1 | 0.95 | DEER 2021 | -356.4965 | 2012 | 0.55 | N/A
COM-WATERHEAT-40.24 | Com ¦ No Com Water Heating Controls (Gas WH) - Hot-Dry ¦ SCG ¦ Hot-Dry | Com ¦ No Com Water Heating Controls (Gas WH) - Hot-Dry | SCG ¦ Hot-Dry | SCG | All | Gas | No Com Water Heating Controls (Gas WH) | Average Existing and Code | 0 | Conventional | WaterHeat | Com - Warehouse | Com | RET Only | 0 | 1000 sqft2 of floor space | DHW System | 15 | None | 0 | 0 | 720.6682 | SWWH016-01 & DEER 2021 Water Heater Updates | 0 | 2020 | 0 | 0 | 2020 | 0 | 0 | SWWH016-01 & DEER 2021 Water Heater Updates | Com Water Heating Controls (Gas) - Hot-Dry ¦ SCG ¦ Hot-Dry | Com Water Heating Controls (Gas) - Hot-Dry | 0.0035823 | 1 | 0.95 | DEER 2021 | -5518.7344 | 2012 | 0.55 | N/A
COM-WATERHEAT-40.25 | Com ¦ No Com Water Heating Controls (Gas WH) - Cold ¦ SCG ¦ Cold | Com ¦ No Com Water Heating Controls (Gas WH) - Cold | SCG ¦ Cold | SCG | All | Gas | No Com Water Heating Controls (Gas WH) | Average Existing and Code | 0 | Conventional | WaterHeat | Com - College | Com | RET Only | 0 | 1000 sqft2 of floor space | DHW System | 15 | None | 0 | 0 | 860.5749 | SWWH016-01 & DEER 2021 Water Heater Updates | 0 | 2020 | 0 | 0 | 2020 | 0 | 0 | SWWH016-01 & DEER 2021 Water Heater Updates | Com Water Heating Controls (Gas) - Cold ¦ SCG ¦ Cold | Com Water Heating Controls (Gas) - Cold | 0.84119 | 1 | 0.95 | DEER 2021 | -496.7391 | 2012 | 0.55 | N/A
COM-WATERHEAT-40.26 | Com ¦ No Com Water Heating Controls (Gas WH) - Cold ¦ SCG ¦ Cold | Com ¦ No Com Water Heating Controls (Gas WH) - Cold | SCG ¦ Cold | SCG | All | Gas | No Com Water Heating Controls (Gas WH) | Average Existing and Code | 0 | Conventional | WaterHeat | Com - Grocery | Com | RET Only | 0 | 1000 sqft2 of floor space | DHW System | 15 | None | 0 | 0 | 1270.1044 | SWWH016-01 & DEER 2021 Water Heater Updates | 0 | 2020 | 0 | 0 | 2020 | 0 | 0 | SWWH016-01 & DEER 2021 Water Heater Updates | Com Water Heating Controls (Gas) - Cold ¦ SCG ¦ Cold | Com Water Heating Controls (Gas) - Cold | 0.12762 | 1 | 0.95 | DEER 2021 | -2671.4311 | 2012 | 0.55 | N/A
COM-WATERHEAT-40.27 | Com ¦ No Com Water Heating Controls (Gas WH) - Cold ¦ SCG ¦ Cold | Com ¦ No Com Water Heating Controls (Gas WH) - Cold | SCG ¦ Cold | SCG | All | Gas | No Com Water Heating Controls (Gas WH) | Average Existing and Code | 0 | Conventional | WaterHeat | Com - Health | Com | RET Only | 0 | 1000 sqft2 of floor space | DHW System | 15 | None | 0 | 0 | 1663.7386 | SWWH016-01 & DEER 2021 Water Heater Updates | 0 | 2020 | 0 | 0 | 2020 | 0 | 0 | SWWH016-01 & DEER 2021 Water Heater Updates | Com Water Heating Controls (Gas) - Cold ¦ SCG ¦ Cold | Com Water Heating Controls (Gas) - Cold | 1.1967 | 1 | 0.95 | DEER 2021 | -3928.7246 | 2012 | 0.55 | N/A
COM-WATERHEAT-40.28 | Com ¦ No Com Water Heating Controls (Gas WH) - Cold ¦ SCG ¦ Cold | Com ¦ No Com Water Heating Controls (Gas WH) - Cold | SCG ¦ Cold | SCG | All | Gas | No Com Water Heating Controls (Gas WH) | Average Existing and Code | 0 | Conventional | WaterHeat | Com - Lodging | Com | RET Only | 0 | 1000 sqft2 of floor space | DHW System | 15 | None | 0 | 0 | 1511.394 | SWWH016-01 & DEER 2021 Water Heater Updates | 0 | 2020 | 0 | 0 | 2020 | 0 | 0 | SWWH016-01 & DEER 2021 Water Heater Updates | Com Water Heating Controls (Gas) - Cold ¦ SCG ¦ Cold | Com Water Heating Controls (Gas) - Cold | 0.28964 | 1 | 0.95 | DEER 2021 | -11510.8914 | 2012 | 0.55 | N/A
COM-WATERHEAT-40.29 | Com ¦ No Com Water Heating Controls (Gas WH) - Cold ¦ SCG ¦ Cold | Com ¦ No Com Water Heating Controls (Gas WH) - Cold | SCG ¦ Cold | SCG | All | Gas | No Com Water Heating Controls (Gas WH) | Average Existing and Code | 0 | Conventional | WaterHeat | Com - Other | Com | RET Only | 0 | 1000 sqft2 of floor space | DHW System | 15 | None | 0 | 0 | 1048.3616 | SWWH016-01 & DEER 2021 Water Heater Updates | 0 | 2020 | 0 | 0 | 2020 | 0 | 0 | SWWH016-01 & DEER 2021 Water Heater Updates | Com Water Heating Controls (Gas) - Cold ¦ SCG ¦ Cold | Com Water Heating Controls (Gas) - Cold | 0.5926 | 1 | 0.95 | DEER 2021 | -2619.956 | 2012 | 0.55 | N/A
COM-WATERHEAT-40.30 | Com ¦ No Com Water Heating Controls (Gas WH) - Cold ¦ SCG ¦ Cold | Com ¦ No Com Water Heating Controls (Gas WH) - Cold | SCG ¦ Cold | SCG | All | Gas | No Com Water Heating Controls (Gas WH) | Average Existing and Code | 0 | Conventional | WaterHeat | Com - Restaurant | Com | RET Only | 0 | 1000 sqft2 of floor space | DHW System | 15 | None | 0 | 0 | 665.5399 | SWWH016-01 & DEER 2021 Water Heater Updates | 0 | 2020 | 0 | 0 | 2020 | 0 | 0 | SWWH016-01 & DEER 2021 Water Heater Updates | Com Water Heating Controls (Gas) - Cold ¦ SCG ¦ Cold | Com Water Heating Controls (Gas) - Cold | 2.3509 | 1 | 0.95 | DEER 2021 | -170.4941 | 2012 | 0.55 | N/A
COM-WATERHEAT-40.31 | Com ¦ No Com Water Heating Controls (Gas WH) - Cold ¦ SCG ¦ Cold | Com ¦ No Com Water Heating Controls (Gas WH) - Cold | SCG ¦ Cold | SCG | All | Gas | No Com Water Heating Controls (Gas WH) | Average Existing and Code | 0 | Conventional | WaterHeat | Com - Retail | Com | RET Only | 0 | 1000 sqft2 of floor space | DHW System | 15 | None | 0 | 0 | 620.6437 | SWWH016-01 & DEER 2021 Water Heater Updates | 0 | 2020 | 0 | 0 | 2020 | 0 | 0 | SWWH016-01 & DEER 2021 Water Heater Updates | Com Water Heating Controls (Gas) - Cold ¦ SCG ¦ Cold | Com Water Heating Controls (Gas) - Cold | 0.11049 | 1 | 0.95 | DEER 2021 | -93156.4781 | 2012 | 0.55 | N/A
COM-WATERHEAT-40.32 | Com ¦ No Com Water Heating Controls (Gas WH) - Cold ¦ SCG ¦ Cold | Com ¦ No Com Water Heating Controls (Gas WH) - Cold | SCG ¦ Cold | SCG | All | Gas | No Com Water Heating Controls (Gas WH) | Average Existing and Code | 0 | Conventional | WaterHeat | Com - Office (Large) | Com | RET Only | 0 | 1000 sqft2 of floor space | DHW System | 15 | None | 0 | 0 | 795.7831 | SWWH016-01 & DEER 2021 Water Heater Updates | 0 | 2020 | 0 | 0 | 2020 | 0 | 0 | SWWH016-01 & DEER 2021 Water Heater Updates | Com Water Heating Controls (Gas) - Cold ¦ SCG ¦ Cold | Com Water Heating Controls (Gas) - Cold | 0.046058 | 1 | 0.95 | DEER 2021 | -2753.5467 | 2012 | 0.55 | N/A
COM-WATERHEAT-40.33 | Com ¦ No Com Water Heating Controls (Gas WH) - Cold ¦ SCG ¦ Cold | Com ¦ No Com Water Heating Controls (Gas WH) - Cold | SCG ¦ Cold | SCG | All | Gas | No Com Water Heating Controls (Gas WH) | Average Existing and Code | 0 | Conventional | WaterHeat | Com - Office (Small) | Com | RET Only | 0 | 1000 sqft2 of floor space | DHW System | 15 | None | 0 | 0 | 313.9734 | SWWH016-01 & DEER 2021 Water Heater Updates | 0 | 2020 | 0 | 0 | 2020 | 0 | 0 | SWWH016-01 & DEER 2021 Water Heater Updates | Com Water Heating Controls (Gas) - Cold ¦ SCG ¦ Cold | Com Water Heating Controls (Gas) - Cold | 0.078362 | 1 | 0.95 | DEER 2021 | -307.3562 | 2012 | 0.55 | N/A
COM-WATERHEAT-40.34 | Com ¦ No Com Water Heating Controls (Gas WH) - Cold ¦ SCG ¦ Cold | Com ¦ No Com Water Heating Controls (Gas WH) - Cold | SCG ¦ Cold | SCG | All | Gas | No Com Water Heating Controls (Gas WH) | Average Existing and Code | 0 | Conventional | WaterHeat | Com - Refrig. Warehouse | Com | RET Only | 0 | 1000 sqft2 of floor space | DHW System | 15 | None | 0 | 0 | 1598.1546 | SWWH016-01 & DEER 2021 Water Heater Updates | 0 | 2020 | 0 | 0 | 2020 | 0 | 0 | SWWH016-01 & DEER 2021 Water Heater Updates | Com Water Heating Controls (Gas) - Cold ¦ SCG ¦ Cold | Com Water Heating Controls (Gas) - Cold | 0.0089557 | 1 | 0.95 | DEER 2021 | -1170.1189 | 2012 | 0.55 | N/A
COM-WATERHEAT-40.35 | Com ¦ No Com Water Heating Controls (Gas WH) - Cold ¦ SCG ¦ Cold | Com ¦ No Com Water Heating Controls (Gas WH) - Cold | SCG ¦ Cold | SCG | All | Gas | No Com Water Heating Controls (Gas WH) | Average Existing and Code | 0 | Conventional | WaterHeat | Com - School | Com | RET Only | 0 | 1000 sqft2 of floor space | DHW System | 15 | None | 0 | 0 | 497.8803 | SWWH016-01 & DEER 2021 Water Heater Updates | 0 | 2020 | 0 | 0 | 2020 | 0 | 0 | SWWH016-01 & DEER 2021 Water Heater Updates | Com Water Heating Controls (Gas) - Cold ¦ SCG ¦ Cold | Com Water Heating Controls (Gas) - Cold | 1.8055 | 1 | 0.95 | DEER 2021 | -416.9244 | 2012 | 0.55 | N/A
COM-WATERHEAT-40.36 | Com ¦ No Com Water Heating Controls (Gas WH) - Cold ¦ SCG ¦ Cold | Com ¦ No Com Water Heating Controls (Gas WH) - Cold | SCG ¦ Cold | SCG | All | Gas | No Com Water Heating Controls (Gas WH) | Average Existing and Code | 0 | Conventional | WaterHeat | Com - Warehouse | Com | RET Only | 0 | 1000 sqft2 of floor space | DHW System | 15 | None | 0 | 0 | 841.3971 | SWWH016-01 & DEER 2021 Water Heater Updates | 0 | 2020 | 0 | 0 | 2020 | 0 | 0 | SWWH016-01 & DEER 2021 Water Heater Updates | Com Water Heating Controls (Gas) - Cold ¦ SCG ¦ Cold | Com Water Heating Controls (Gas) - Cold | 0.0035823 | 1 | 0.95 | DEER 2021 | -6443.2518 | 2012 | 0.55 | N/A
COM-WATERHEAT-41.1 | Com ¦ Com Water Heating Controls (Gas WH) - Marine ¦ SCG ¦ Marine | Com ¦ Com Water Heating Controls (Gas WH) - Marine | SCG ¦ Marine | SCG | All | Gas | Com Water Heating Controls (Gas WH) | Efficient | 0 | Conventional | WaterHeat | Com - College | Com | RET Only | 0 | 1000 sqft2 of floor space | DHW System | 15 | None | 0 | 0 | 689.1635 | SWWH016-01 & DEER 2021 Water Heater Updates | 1400 | 2020 | 0 | 0 | 2020 | 0 | 0 | SWWH016-01 & DEER 2021 Water Heater Updates | Com Water Heating Controls (Gas) - Marine ¦ SCG ¦ Marine | Com Water Heating Controls (Gas) - Marine | 0.84119 | 1 | 0.05 | DEER 2021 | -397.7974 | 2032 | 0.55 | N/A
COM-WATERHEAT-41.2 | Com ¦ Com Water Heating Controls (Gas WH) - Marine ¦ SCG ¦ Marine | Com ¦ Com Water Heating Controls (Gas WH) - Marine | SCG ¦ Marine | SCG | All | Gas | Com Water Heating Controls (Gas WH) | Efficient | 0 | Conventional | WaterHeat | Com - Grocery | Com | RET Only | 0 | 1000 sqft2 of floor space | DHW System | 15 | None | 0 | 0 | 1025.2246 | SWWH016-01 & DEER 2021 Water Heater Updates | 1400 | 2020 | 0 | 0 | 2020 | 0 | 0 | SWWH016-01 & DEER 2021 Water Heater Updates | Com Water Heating Controls (Gas) - Marine ¦ SCG ¦ Marine | Com Water Heating Controls (Gas) - Marine | 0.12762 | 1 | 0.05 | DEER 2021 | -2156.3713 | 2032 | 0.55 | N/A
COM-WATERHEAT-41.3 | Com ¦ Com Water Heating Controls (Gas WH) - Marine ¦ SCG ¦ Marine | Com ¦ Com Water Heating Controls (Gas WH) - Marine | SCG ¦ Marine | SCG | All | Gas | Com Water Heating Controls (Gas WH) | Efficient | 0 | Conventional | WaterHeat | Com - Health | Com | RET Only | 0 | 1000 sqft2 of floor space | DHW System | 15 | None | 0 | 0 | 1340.8905 | SWWH016-01 & DEER 2021 Water Heater Updates | 1400 | 2020 | 0 | 0 | 2020 | 0 | 0 | SWWH016-01 & DEER 2021 Water Heater Updates | Com Water Heating Controls (Gas) - Marine ¦ SCG ¦ Marine | Com Water Heating Controls (Gas) - Marine | 1.1967 | 1 | 0.05 | DEER 2021 | -3166.3563 | 2032 | 0.55 | N/A
COM-WATERHEAT-41.4 | Com ¦ Com Water Heating Controls (Gas WH) - Marine ¦ SCG ¦ Marine | Com ¦ Com Water Heating Controls (Gas WH) - Marine | SCG ¦ Marine | SCG | All | Gas | Com Water Heating Controls (Gas WH) | Efficient | 0 | Conventional | WaterHeat | Com - Lodging | Com | RET Only | 0 | 1000 sqft2 of floor space | DHW System | 15 | None | 0 | 0 | 1218.7584 | SWWH016-01 & DEER 2021 Water Heater Updates | 1400 | 2020 | 0 | 0 | 2020 | 0 | 0 | SWWH016-01 & DEER 2021 Water Heater Updates | Com Water Heating Controls (Gas) - Marine ¦ SCG ¦ Marine | Com Water Heating Controls (Gas) - Marine | 0.28964 | 1 | 0.05 | DEER 2021 | -9282.1565 | 2032 | 0.55 | N/A
COM-WATERHEAT-41.5 | Com ¦ Com Water Heating Controls (Gas WH) - Marine ¦ SCG ¦ Marine | Com ¦ Com Water Heating Controls (Gas WH) - Marine | SCG ¦ Marine | SCG | All | Gas | Com Water Heating Controls (Gas WH) | Efficient | 0 | Conventional | WaterHeat | Com - Other | Com | RET Only | 0 | 1000 sqft2 of floor space | DHW System | 15 | None | 0 | 0 | 846.6175 | SWWH016-01 & DEER 2021 Water Heater Updates | 1400 | 2020 | 0 | 0 | 2020 | 0 | 0 | SWWH016-01 & DEER 2021 Water Heater Updates | Com Water Heating Controls (Gas) - Marine ¦ SCG ¦ Marine | Com Water Heating Controls (Gas) - Marine | 0.5926 | 1 | 0.05 | DEER 2021 | -2115.7781 | 2032 | 0.55 | N/A
COM-WATERHEAT-41.6 | Com ¦ Com Water Heating Controls (Gas WH) - Marine ¦ SCG ¦ Marine | Com ¦ Com Water Heating Controls (Gas WH) - Marine | SCG ¦ Marine | SCG | All | Gas | Com Water Heating Controls (Gas WH) | Efficient | 0 | Conventional | WaterHeat | Com - Restaurant | Com | RET Only | 0 | 1000 sqft2 of floor space | DHW System | 15 | None | 0 | 0 | 538.8052 | SWWH016-01 & DEER 2021 Water Heater Updates | 1400 | 2020 | 0 | 0 | 2020 | 0 | 0 | SWWH016-01 & DEER 2021 Water Heater Updates | Com Water Heating Controls (Gas) - Marine ¦ SCG ¦ Marine | Com Water Heating Controls (Gas) - Marine | 2.3509 | 1 | 0.05 | DEER 2021 | -138.0279 | 2032 | 0.55 | N/A
COM-WATERHEAT-41.7 | Com ¦ Com Water Heating Controls (Gas WH) - Marine ¦ SCG ¦ Marine | Com ¦ Com Water Heating Controls (Gas WH) - Marine | SCG ¦ Marine | SCG | All | Gas | Com Water Heating Controls (Gas WH) | Efficient | 0 | Conventional | WaterHeat | Com - Retail | Com | RET Only | 0 | 1000 sqft2 of floor space | DHW System | 15 | None | 0 | 0 | 502.6811 | SWWH016-01 & DEER 2021 Water Heater Updates | 1400 | 2020 | 0 | 0 | 2020 | 0 | 0 | SWWH016-01 & DEER 2021 Water Heater Updates | Com Water Heating Controls (Gas) - Marine ¦ SCG ¦ Marine | Com Water Heating Controls (Gas) - Marine | 0.11049 | 1 | 0.05 | DEER 2021 | -75450.6985 | 2032 | 0.55 | N/A
COM-WATERHEAT-41.8 | Com ¦ Com Water Heating Controls (Gas WH) - Marine ¦ SCG ¦ Marine | Com ¦ Com Water Heating Controls (Gas WH) - Marine | SCG ¦ Marine | SCG | All | Gas | Com Water Heating Controls (Gas WH) | Efficient | 0 | Conventional | WaterHeat | Com - Office (Large) | Com | RET Only | 0 | 1000 sqft2 of floor space | DHW System | 15 | None | 0 | 0 | 639.2029 | SWWH016-01 & DEER 2021 Water Heater Updates | 1400 | 2020 | 0 | 0 | 2020 | 0 | 0 | SWWH016-01 & DEER 2021 Water Heater Updates | Com Water Heating Controls (Gas) - Marine ¦ SCG ¦ Marine | Com Water Heating Controls (Gas) - Marine | 0.046058 | 1 | 0.05 | DEER 2021 | -2211.7522 | 2032 | 0.55 | N/A
COM-WATERHEAT-41.9 | Com ¦ Com Water Heating Controls (Gas WH) - Marine ¦ SCG ¦ Marine | Com ¦ Com Water Heating Controls (Gas WH) - Marine | SCG ¦ Marine | SCG | All | Gas | Com Water Heating Controls (Gas WH) | Efficient | 0 | Conventional | WaterHeat | Com - Office (Small) | Com | RET Only | 0 | 1000 sqft2 of floor space | DHW System | 15 | None | 0 | 0 | 255.7389 | SWWH016-01 & DEER 2021 Water Heater Updates | 1400 | 2020 | 0 | 0 | 2020 | 0 | 0 | SWWH016-01 & DEER 2021 Water Heater Updates | Com Water Heating Controls (Gas) - Marine ¦ SCG ¦ Marine | Com Water Heating Controls (Gas) - Marine | 0.078362 | 1 | 0.05 | DEER 2021 | -250.349 | 2032 | 0.55 | N/A
COM-WATERHEAT-41.10 | Com ¦ Com Water Heating Controls (Gas WH) - Marine ¦ SCG ¦ Marine | Com ¦ Com Water Heating Controls (Gas WH) - Marine | SCG ¦ Marine | SCG | All | Gas | Com Water Heating Controls (Gas WH) | Efficient | 0 | Conventional | WaterHeat | Com - Refrig. Warehouse | Com | RET Only | 0 | 1000 sqft2 of floor space | DHW System | 15 | None | 0 | 0 | 1288.9797 | SWWH016-01 & DEER 2021 Water Heater Updates | 1400 | 2020 | 0 | 0 | 2020 | 0 | 0 | SWWH016-01 & DEER 2021 Water Heater Updates | Com Water Heating Controls (Gas) - Marine ¦ SCG ¦ Marine | Com Water Heating Controls (Gas) - Marine | 0.0089557 | 1 | 0.05 | DEER 2021 | -943.7507 | 2032 | 0.55 | N/A
COM-WATERHEAT-41.11 | Com ¦ Com Water Heating Controls (Gas WH) - Marine ¦ SCG ¦ Marine | Com ¦ Com Water Heating Controls (Gas WH) - Marine | SCG ¦ Marine | SCG | All | Gas | Com Water Heating Controls (Gas WH) | Efficient | 0 | Conventional | WaterHeat | Com - School | Com | RET Only | 0 | 1000 sqft2 of floor space | DHW System | 15 | None | 0 | 0 | 399.5078 | SWWH016-01 & DEER 2021 Water Heater Updates | 1400 | 2020 | 0 | 0 | 2020 | 0 | 0 | SWWH016-01 & DEER 2021 Water Heater Updates | Com Water Heating Controls (Gas) - Marine ¦ SCG ¦ Marine | Com Water Heating Controls (Gas) - Marine | 1.8055 | 1 | 0.05 | DEER 2021 | -334.5474 | 2032 | 0.55 | N/A
COM-WATERHEAT-41.12 | Com ¦ Com Water Heating Controls (Gas WH) - Marine ¦ SCG ¦ Marine | Com ¦ Com Water Heating Controls (Gas WH) - Marine | SCG ¦ Marine | SCG | All | Gas | Com Water Heating Controls (Gas WH) | Efficient | 0 | Conventional | WaterHeat | Com - Warehouse | Com | RET Only | 0 | 1000 sqft2 of floor space | DHW System | 15 | None | 0 | 0 | 678.5087 | SWWH016-01 & DEER 2021 Water Heater Updates | 1400 | 2020 | 0 | 0 | 2020 | 0 | 0 | SWWH016-01 & DEER 2021 Water Heater Updates | Com Water Heating Controls (Gas) - Marine ¦ SCG ¦ Marine | Com Water Heating Controls (Gas) - Marine | 0.0035823 | 1 | 0.05 | DEER 2021 | -5195.8851 | 2032 | 0.55 | N/A
COM-WATERHEAT-41.13 | Com ¦ Com Water Heating Controls (Gas WH) - Hot-Dry ¦ SCG ¦ Hot-Dry | Com ¦ Com Water Heating Controls (Gas WH) - Hot-Dry | SCG ¦ Hot-Dry | SCG | All | Gas | Com Water Heating Controls (Gas WH) | Efficient | 0 | Conventional | WaterHeat | Com - College | Com | RET Only | 0 | 1000 sqft2 of floor space | DHW System | 15 | None | 0 | 0 | 670.4804 | SWWH016-01 & DEER 2021 Water Heater Updates | 1400 | 2020 | 0 | 0 | 2020 | 0 | 0 | SWWH016-01 & DEER 2021 Water Heater Updates | Com Water Heating Controls (Gas) - Hot-Dry ¦ SCG ¦ Hot-Dry | Com Water Heating Controls (Gas) - Hot-Dry | 0.84119 | 1 | 0.05 | DEER 2021 | -387.0132 | 2032 | 0.55 | N/A
COM-WATERHEAT-41.14 | Com ¦ Com Water Heating Controls (Gas WH) - Hot-Dry ¦ SCG ¦ Hot-Dry | Com ¦ Com Water Heating Controls (Gas WH) - Hot-Dry | SCG ¦ Hot-Dry | SCG | All | Gas | Com Water Heating Controls (Gas WH) | Efficient | 0 | Conventional | WaterHeat | Com - Grocery | Com | RET Only | 0 | 1000 sqft2 of floor space | DHW System | 15 | None | 0 | 0 | 996.5876 | SWWH016-01 & DEER 2021 Water Heater Updates | 1400 | 2020 | 0 | 0 | 2020 | 0 | 0 | SWWH016-01 & DEER 2021 Water Heater Updates | Com Water Heating Controls (Gas) - Hot-Dry ¦ SCG ¦ Hot-Dry | Com Water Heating Controls (Gas) - Hot-Dry | 0.12762 | 1 | 0.05 | DEER 2021 | -2096.1387 | 2032 | 0.55 | N/A
COM-WATERHEAT-41.15 | Com ¦ Com Water Heating Controls (Gas WH) - Hot-Dry ¦ SCG ¦ Hot-Dry | Com ¦ Com Water Heating Controls (Gas WH) - Hot-Dry | SCG ¦ Hot-Dry | SCG | All | Gas | Com Water Heating Controls (Gas WH) | Efficient | 0 | Conventional | WaterHeat | Com - Health | Com | RET Only | 0 | 1000 sqft2 of floor space | DHW System | 15 | None | 0 | 0 | 1303.8564 | SWWH016-01 & DEER 2021 Water Heater Updates | 1400 | 2020 | 0 | 0 | 2020 | 0 | 0 | SWWH016-01 & DEER 2021 Water Heater Updates | Com Water Heating Controls (Gas) - Hot-Dry ¦ SCG ¦ Hot-Dry | Com Water Heating Controls (Gas) - Hot-Dry | 1.1967 | 1 | 0.05 | DEER 2021 | -3078.9046 | 2032 | 0.55 | N/A
COM-WATERHEAT-41.16 | Com ¦ Com Water Heating Controls (Gas WH) - Hot-Dry ¦ SCG ¦ Hot-Dry | Com ¦ Com Water Heating Controls (Gas WH) - Hot-Dry | SCG ¦ Hot-Dry | SCG | All | Gas | Com Water Heating Controls (Gas WH) | Efficient | 0 | Conventional | WaterHeat | Com - Lodging | Com | RET Only | 0 | 1000 sqft2 of floor space | DHW System | 15 | None | 0 | 0 | 1185.0748 | SWWH016-01 & DEER 2021 Water Heater Updates | 1400 | 2020 | 0 | 0 | 2020 | 0 | 0 | SWWH016-01 & DEER 2021 Water Heater Updates | Com Water Heating Controls (Gas) - Hot-Dry ¦ SCG ¦ Hot-Dry | Com Water Heating Controls (Gas) - Hot-Dry | 0.28964 | 1 | 0.05 | DEER 2021 | -9025.6197 | 2032 | 0.55 | N/A
COM-WATERHEAT-41.17 | Com ¦ Com Water Heating Controls (Gas WH) - Hot-Dry ¦ SCG ¦ Hot-Dry | Com ¦ Com Water Heating Controls (Gas WH) - Hot-Dry | SCG ¦ Hot-Dry | SCG | All | Gas | Com Water Heating Controls (Gas WH) | Efficient | 0 | Conventional | WaterHeat | Com - Other | Com | RET Only | 0 | 1000 sqft2 of floor space | DHW System | 15 | None | 0 | 0 | 823.5239 | SWWH016-01 & DEER 2021 Water Heater Updates | 1400 | 2020 | 0 | 0 | 2020 | 0 | 0 | SWWH016-01 & DEER 2021 Water Heater Updates | Com Water Heating Controls (Gas) - Hot-Dry ¦ SCG ¦ Hot-Dry | Com Water Heating Controls (Gas) - Hot-Dry | 0.5926 | 1 | 0.05 | DEER 2021 | -2058.065 | 2032 | 0.55 | N/A
COM-WATERHEAT-41.18 | Com ¦ Com Water Heating Controls (Gas WH) - Hot-Dry ¦ SCG ¦ Hot-Dry | Com ¦ Com Water Heating Controls (Gas WH) - Hot-Dry | SCG ¦ Hot-Dry | SCG | All | Gas | Com Water Heating Controls (Gas WH) | Efficient | 0 | Conventional | WaterHeat | Com - Restaurant | Com | RET Only | 0 | 1000 sqft2 of floor space | DHW System | 15 | None | 0 | 0 | 523.8841 | SWWH016-01 & DEER 2021 Water Heater Updates | 1400 | 2020 | 0 | 0 | 2020 | 0 | 0 | SWWH016-01 & DEER 2021 Water Heater Updates | Com Water Heating Controls (Gas) - Hot-Dry ¦ SCG ¦ Hot-Dry | Com Water Heating Controls (Gas) - Hot-Dry | 2.3509 | 1 | 0.05 | DEER 2021 | -134.2055 | 2032 | 0.55 | N/A
COM-WATERHEAT-41.19 | Com ¦ Com Water Heating Controls (Gas WH) - Hot-Dry ¦ SCG ¦ Hot-Dry | Com ¦ Com Water Heating Controls (Gas WH) - Hot-Dry | SCG ¦ Hot-Dry | SCG | All | Gas | Com Water Heating Controls (Gas WH) | Efficient | 0 | Conventional | WaterHeat | Com - Retail | Com | RET Only | 0 | 1000 sqft2 of floor space | DHW System | 15 | None | 0 | 0 | 488.7791 | SWWH016-01 & DEER 2021 Water Heater Updates | 1400 | 2020 | 0 | 0 | 2020 | 0 | 0 | SWWH016-01 & DEER 2021 Water Heater Updates | Com Water Heating Controls (Gas) - Hot-Dry ¦ SCG ¦ Hot-Dry | Com Water Heating Controls (Gas) - Hot-Dry | 0.11049 | 1 | 0.05 | DEER 2021 | -73364.0514 | 2032 | 0.55 | N/A
COM-WATERHEAT-41.20 | Com ¦ Com Water Heating Controls (Gas WH) - Hot-Dry ¦ SCG ¦ Hot-Dry | Com ¦ Com Water Heating Controls (Gas WH) - Hot-Dry | SCG ¦ Hot-Dry | SCG | All | Gas | Com Water Heating Controls (Gas WH) | Efficient | 0 | Conventional | WaterHeat | Com - Office (Large) | Com | RET Only | 0 | 1000 sqft2 of floor space | DHW System | 15 | None | 0 | 0 | 621.9629 | SWWH016-01 & DEER 2021 Water Heater Updates | 1400 | 2020 | 0 | 0 | 2020 | 0 | 0 | SWWH016-01 & DEER 2021 Water Heater Updates | Com Water Heating Controls (Gas) - Hot-Dry ¦ SCG ¦ Hot-Dry | Com Water Heating Controls (Gas) - Hot-Dry | 0.046058 | 1 | 0.05 | DEER 2021 | -2152.099 | 2032 | 0.55 | N/A
COM-WATERHEAT-41.21 | Com ¦ Com Water Heating Controls (Gas WH) - Hot-Dry ¦ SCG ¦ Hot-Dry | Com ¦ Com Water Heating Controls (Gas WH) - Hot-Dry | SCG ¦ Hot-Dry | SCG | All | Gas | Com Water Heating Controls (Gas WH) | Efficient | 0 | Conventional | WaterHeat | Com - Office (Small) | Com | RET Only | 0 | 1000 sqft2 of floor space | DHW System | 15 | None | 0 | 0 | 249.3084 | SWWH016-01 & DEER 2021 Water Heater Updates | 1400 | 2020 | 0 | 0 | 2020 | 0 | 0 | SWWH016-01 & DEER 2021 Water Heater Updates | Com Water Heating Controls (Gas) - Hot-Dry ¦ SCG ¦ Hot-Dry | Com Water Heating Controls (Gas) - Hot-Dry | 0.078362 | 1 | 0.05 | DEER 2021 | -244.054 | 2032 | 0.55 | N/A
COM-WATERHEAT-41.22 | Com ¦ Com Water Heating Controls (Gas WH) - Hot-Dry ¦ SCG ¦ Hot-Dry | Com ¦ Com Water Heating Controls (Gas WH) - Hot-Dry | SCG ¦ Hot-Dry | SCG | All | Gas | Com Water Heating Controls (Gas WH) | Efficient | 0 | Conventional | WaterHeat | Com - Refrig. Warehouse | Com | RET Only | 0 | 1000 sqft2 of floor space | DHW System | 15 | None | 0 | 0 | 1253.4095 | SWWH016-01 & DEER 2021 Water Heater Updates | 1400 | 2020 | 0 | 0 | 2020 | 0 | 0 | SWWH016-01 & DEER 2021 Water Heater Updates | Com Water Heating Controls (Gas) - Hot-Dry ¦ SCG ¦ Hot-Dry | Com Water Heating Controls (Gas) - Hot-Dry | 0.0089557 | 1 | 0.05 | DEER 2021 | -917.7073 | 2032 | 0.55 | N/A
COM-WATERHEAT-41.23 | Com ¦ Com Water Heating Controls (Gas WH) - Hot-Dry ¦ SCG ¦ Hot-Dry | Com ¦ Com Water Heating Controls (Gas WH) - Hot-Dry | SCG ¦ Hot-Dry | SCG | All | Gas | Com Water Heating Controls (Gas WH) | Efficient | 0 | Conventional | WaterHeat | Com - School | Com | RET Only | 0 | 1000 sqft2 of floor space | DHW System | 15 | None | 0 | 0 | 389.2991 | SWWH016-01 & DEER 2021 Water Heater Updates | 1400 | 2020 | 0 | 0 | 2020 | 0 | 0 | SWWH016-01 & DEER 2021 Water Heater Updates | Com Water Heating Controls (Gas) - Hot-Dry ¦ SCG ¦ Hot-Dry | Com Water Heating Controls (Gas) - Hot-Dry | 1.8055 | 1 | 0.05 | DEER 2021 | -325.9986 | 2032 | 0.55 | N/A
COM-WATERHEAT-41.24 | Com ¦ Com Water Heating Controls (Gas WH) - Hot-Dry ¦ SCG ¦ Hot-Dry | Com ¦ Com Water Heating Controls (Gas WH) - Hot-Dry | SCG ¦ Hot-Dry | SCG | All | Gas | Com Water Heating Controls (Gas WH) | Efficient | 0 | Conventional | WaterHeat | Com - Warehouse | Com | RET Only | 0 | 1000 sqft2 of floor space | DHW System | 15 | None | 0 | 0 | 659.0158 | SWWH016-01 & DEER 2021 Water Heater Updates | 1400 | 2020 | 0 | 0 | 2020 | 0 | 0 | SWWH016-01 & DEER 2021 Water Heater Updates | Com Water Heating Controls (Gas) - Hot-Dry ¦ SCG ¦ Hot-Dry | Com Water Heating Controls (Gas) - Hot-Dry | 0.0035823 | 1 | 0.05 | DEER 2021 | -5046.6124 | 2032 | 0.55 | N/A
COM-WATERHEAT-41.25 | Com ¦ Com Water Heating Controls (Gas WH) - Cold ¦ SCG ¦ Cold | Com ¦ Com Water Heating Controls (Gas WH) - Cold | SCG ¦ Cold | SCG | All | Gas | Com Water Heating Controls (Gas WH) | Efficient | 0 | Conventional | WaterHeat | Com - College | Com | RET Only | 0 | 1000 sqft2 of floor space | DHW System | 15 | None | 0 | 0 | 786.9536 | SWWH016-01 & DEER 2021 Water Heater Updates | 1400 | 2020 | 0 | 0 | 2020 | 0 | 0 | SWWH016-01 & DEER 2021 Water Heater Updates | Com Water Heating Controls (Gas) - Cold ¦ SCG ¦ Cold | Com Water Heating Controls (Gas) - Cold | 0.84119 | 1 | 0.05 | DEER 2021 | -454.2436 | 2032 | 0.55 | N/A
COM-WATERHEAT-41.26 | Com ¦ Com Water Heating Controls (Gas WH) - Cold ¦ SCG ¦ Cold | Com ¦ Com Water Heating Controls (Gas WH) - Cold | SCG ¦ Cold | SCG | All | Gas | Com Water Heating Controls (Gas WH) | Efficient | 0 | Conventional | WaterHeat | Com - Grocery | Com | RET Only | 0 | 1000 sqft2 of floor space | DHW System | 15 | None | 0 | 0 | 1161.4483 | SWWH016-01 & DEER 2021 Water Heater Updates | 1400 | 2020 | 0 | 0 | 2020 | 0 | 0 | SWWH016-01 & DEER 2021 Water Heater Updates | Com Water Heating Controls (Gas) - Cold ¦ SCG ¦ Cold | Com Water Heating Controls (Gas) - Cold | 0.12762 | 1 | 0.05 | DEER 2021 | -2442.8929 | 2032 | 0.55 | N/A
COM-WATERHEAT-41.27 | Com ¦ Com Water Heating Controls (Gas WH) - Cold ¦ SCG ¦ Cold | Com ¦ Com Water Heating Controls (Gas WH) - Cold | SCG ¦ Cold | SCG | All | Gas | Com Water Heating Controls (Gas WH) | Efficient | 0 | Conventional | WaterHeat | Com - Health | Com | RET Only | 0 | 1000 sqft2 of floor space | DHW System | 15 | None | 0 | 0 | 1521.4075 | SWWH016-01 & DEER 2021 Water Heater Updates | 1400 | 2020 | 0 | 0 | 2020 | 0 | 0 | SWWH016-01 & DEER 2021 Water Heater Updates | Com Water Heating Controls (Gas) - Cold ¦ SCG ¦ Cold | Com Water Heating Controls (Gas) - Cold | 1.1967 | 1 | 0.05 | DEER 2021 | -3592.6262 | 2032 | 0.55 | N/A
COM-WATERHEAT-41.28 | Com ¦ Com Water Heating Controls (Gas WH) - Cold ¦ SCG ¦ Cold | Com ¦ Com Water Heating Controls (Gas WH) - Cold | SCG ¦ Cold | SCG | All | Gas | Com Water Heating Controls (Gas WH) | Efficient | 0 | Conventional | WaterHeat | Com - Lodging | Com | RET Only | 0 | 1000 sqft2 of floor space | DHW System | 15 | None | 0 | 0 | 1382.0958 | SWWH016-01 & DEER 2021 Water Heater Updates | 1400 | 2020 | 0 | 0 | 2020 | 0 | 0 | SWWH016-01 & DEER 2021 Water Heater Updates | Com Water Heating Controls (Gas) - Cold ¦ SCG ¦ Cold | Com Water Heating Controls (Gas) - Cold | 0.28964 | 1 | 0.05 | DEER 2021 | -10526.1466 | 2032 | 0.55 | N/A
COM-WATERHEAT-41.29 | Com ¦ Com Water Heating Controls (Gas WH) - Cold ¦ SCG ¦ Cold | Com ¦ Com Water Heating Controls (Gas WH) - Cold | SCG ¦ Cold | SCG | All | Gas | Com Water Heating Controls (Gas WH) | Efficient | 0 | Conventional | WaterHeat | Com - Other | Com | RET Only | 0 | 1000 sqft2 of floor space | DHW System | 15 | None | 0 | 0 | 958.6753 | SWWH016-01 & DEER 2021 Water Heater Updates | 1400 | 2020 | 0 | 0 | 2020 | 0 | 0 | SWWH016-01 & DEER 2021 Water Heater Updates | Com Water Heating Controls (Gas) - Cold ¦ SCG ¦ Cold | Com Water Heating Controls (Gas) - Cold | 0.5926 | 1 | 0.05 | DEER 2021 | -2395.8215 | 2032 | 0.55 | N/A
COM-WATERHEAT-41.30 | Com ¦ Com Water Heating Controls (Gas WH) - Cold ¦ SCG ¦ Cold | Com ¦ Com Water Heating Controls (Gas WH) - Cold | SCG ¦ Cold | SCG | All | Gas | Com Water Heating Controls (Gas WH) | Efficient | 0 | Conventional | WaterHeat | Com - Restaurant | Com | RET Only | 0 | 1000 sqft2 of floor space | DHW System | 15 | None | 0 | 0 | 608.6036 | SWWH016-01 & DEER 2021 Water Heater Updates | 1400 | 2020 | 0 | 0 | 2020 | 0 | 0 | SWWH016-01 & DEER 2021 Water Heater Updates | Com Water Heating Controls (Gas) - Cold ¦ SCG ¦ Cold | Com Water Heating Controls (Gas) - Cold | 2.3509 | 1 | 0.05 | DEER 2021 | -155.9085 | 2032 | 0.55 | N/A
COM-WATERHEAT-41.31 | Com ¦ Com Water Heating Controls (Gas WH) - Cold ¦ SCG ¦ Cold | Com ¦ Com Water Heating Controls (Gas WH) - Cold | SCG ¦ Cold | SCG | All | Gas | Com Water Heating Controls (Gas WH) | Efficient | 0 | Conventional | WaterHeat | Com - Retail | Com | RET Only | 0 | 1000 sqft2 of floor space | DHW System | 15 | None | 0 | 0 | 567.5483 | SWWH016-01 & DEER 2021 Water Heater Updates | 1400 | 2020 | 0 | 0 | 2020 | 0 | 0 | SWWH016-01 & DEER 2021 Water Heater Updates | Com Water Heating Controls (Gas) - Cold ¦ SCG ¦ Cold | Com Water Heating Controls (Gas) - Cold | 0.11049 | 1 | 0.05 | DEER 2021 | -85187.0381 | 2032 | 0.55 | N/A
COM-WATERHEAT-41.32 | Com ¦ Com Water Heating Controls (Gas WH) - Cold ¦ SCG ¦ Cold | Com ¦ Com Water Heating Controls (Gas WH) - Cold | SCG ¦ Cold | SCG | All | Gas | Com Water Heating Controls (Gas WH) | Efficient | 0 | Conventional | WaterHeat | Com - Office (Large) | Com | RET Only | 0 | 1000 sqft2 of floor space | DHW System | 15 | None | 0 | 0 | 727.7047 | SWWH016-01 & DEER 2021 Water Heater Updates | 1400 | 2020 | 0 | 0 | 2020 | 0 | 0 | SWWH016-01 & DEER 2021 Water Heater Updates | Com Water Heating Controls (Gas) - Cold ¦ SCG ¦ Cold | Com Water Heating Controls (Gas) - Cold | 0.046058 | 1 | 0.05 | DEER 2021 | -2517.9837 | 2032 | 0.55 | N/A
COM-WATERHEAT-41.33 | Com ¦ Com Water Heating Controls (Gas WH) - Cold ¦ SCG ¦ Cold | Com ¦ Com Water Heating Controls (Gas WH) - Cold | SCG ¦ Cold | SCG | All | Gas | Com Water Heating Controls (Gas WH) | Efficient | 0 | Conventional | WaterHeat | Com - Office (Small) | Com | RET Only | 0 | 1000 sqft2 of floor space | DHW System | 15 | None | 0 | 0 | 287.1133 | SWWH016-01 & DEER 2021 Water Heater Updates | 1400 | 2020 | 0 | 0 | 2020 | 0 | 0 | SWWH016-01 & DEER 2021 Water Heater Updates | Com Water Heating Controls (Gas) - Cold ¦ SCG ¦ Cold | Com Water Heating Controls (Gas) - Cold | 0.078362 | 1 | 0.05 | DEER 2021 | -281.0622 | 2032 | 0.55 | N/A
COM-WATERHEAT-41.34 | Com ¦ Com Water Heating Controls (Gas WH) - Cold ¦ SCG ¦ Cold | Com ¦ Com Water Heating Controls (Gas WH) - Cold | SCG ¦ Cold | SCG | All | Gas | Com Water Heating Controls (Gas WH) | Efficient | 0 | Conventional | WaterHeat | Com - Refrig. Warehouse | Com | RET Only | 0 | 1000 sqft2 of floor space | DHW System | 15 | None | 0 | 0 | 1461.4341 | SWWH016-01 & DEER 2021 Water Heater Updates | 1400 | 2020 | 0 | 0 | 2020 | 0 | 0 | SWWH016-01 & DEER 2021 Water Heater Updates | Com Water Heating Controls (Gas) - Cold ¦ SCG ¦ Cold | Com Water Heating Controls (Gas) - Cold | 0.0089557 | 1 | 0.05 | DEER 2021 | -1070.0164 | 2032 | 0.55 | N/A
COM-WATERHEAT-41.35 | Com ¦ Com Water Heating Controls (Gas WH) - Cold ¦ SCG ¦ Cold | Com ¦ Com Water Heating Controls (Gas WH) - Cold | SCG ¦ Cold | SCG | All | Gas | Com Water Heating Controls (Gas WH) | Efficient | 0 | Conventional | WaterHeat | Com - School | Com | RET Only | 0 | 1000 sqft2 of floor space | DHW System | 15 | None | 0 | 0 | 455.2872 | SWWH016-01 & DEER 2021 Water Heater Updates | 1400 | 2020 | 0 | 0 | 2020 | 0 | 0 | SWWH016-01 & DEER 2021 Water Heater Updates | Com Water Heating Controls (Gas) - Cold ¦ SCG ¦ Cold | Com Water Heating Controls (Gas) - Cold | 1.8055 | 1 | 0.05 | DEER 2021 | -381.2569 | 2032 | 0.55 | N/A
COM-WATERHEAT-41.36 | Com ¦ Com Water Heating Controls (Gas WH) - Cold ¦ SCG ¦ Cold | Com ¦ Com Water Heating Controls (Gas WH) - Cold | SCG ¦ Cold | SCG | All | Gas | Com Water Heating Controls (Gas WH) | Efficient | 0 | Conventional | WaterHeat | Com - Warehouse | Com | RET Only | 0 | 1000 sqft2 of floor space | DHW System | 15 | None | 0 | 0 | 769.4164 | SWWH016-01 & DEER 2021 Water Heater Updates | 1400 | 2020 | 0 | 0 | 2020 | 0 | 0 | SWWH016-01 & DEER 2021 Water Heater Updates | Com Water Heating Controls (Gas) - Cold ¦ SCG ¦ Cold | Com Water Heating Controls (Gas) - Cold | 0.0035823 | 1 | 0.05 | DEER 2021 | -5892.0383 | 2032 | 0.55 | N/A
COM-WATERHEAT-40.1 | Com ¦ No Com Water Heating Controls (Gas WH) - Marine ¦ SDG&E ¦ Marine | Com ¦ No Com Water Heating Controls (Gas WH) - Marine | SDG&E ¦ Marine | SDG&E | All | Gas | No Com Water Heating Controls (Gas WH) | Average Existing and Code | 0 | Conventional | WaterHeat | Com - College | Com | RET Only | 0 | 1000 sqft2 of floor space | DHW System | 15 | None | 0 | 0 | 753.6363 | SWWH016-01 & DEER 2021 Water Heater Updates | 0 | 2020 | 0 | 0 | 2020 | 0 | 0 | SWWH016-01 & DEER 2021 Water Heater Updates | Com Water Heating Controls (Gas) - Marine ¦ SDG&E ¦ Marine | Com Water Heating Controls (Gas) - Marine | 0.84119 | 1 | 0.95 | DEER 2021 | -435.0123 | 2012 | 0.55 | N/A
COM-WATERHEAT-40.2 | Com ¦ No Com Water Heating Controls (Gas WH) - Marine ¦ SDG&E ¦ Marine | Com ¦ No Com Water Heating Controls (Gas WH) - Marine | SDG&E ¦ Marine | SDG&E | All | Gas | No Com Water Heating Controls (Gas WH) | Average Existing and Code | 0 | Conventional | WaterHeat | Com - Grocery | Com | RET Only | 0 | 1000 sqft2 of floor space | DHW System | 15 | None | 0 | 0 | 1121.1366 | SWWH016-01 & DEER 2021 Water Heater Updates | 0 | 2020 | 0 | 0 | 2020 | 0 | 0 | SWWH016-01 & DEER 2021 Water Heater Updates | Com Water Heating Controls (Gas) - Marine ¦ SDG&E ¦ Marine | Com Water Heating Controls (Gas) - Marine | 0.12762 | 1 | 0.95 | DEER 2021 | -2358.1048 | 2012 | 0.55 | N/A
COM-WATERHEAT-40.3 | Com ¦ No Com Water Heating Controls (Gas WH) - Marine ¦ SDG&E ¦ Marine | Com ¦ No Com Water Heating Controls (Gas WH) - Marine | SDG&E ¦ Marine | SDG&E | All | Gas | No Com Water Heating Controls (Gas WH) | Average Existing and Code | 0 | Conventional | WaterHeat | Com - Health | Com | RET Only | 0 | 1000 sqft2 of floor space | DHW System | 15 | None | 0 | 0 | 1466.3338 | SWWH016-01 & DEER 2021 Water Heater Updates | 0 | 2020 | 0 | 0 | 2020 | 0 | 0 | SWWH016-01 & DEER 2021 Water Heater Updates | Com Water Heating Controls (Gas) - Marine ¦ SDG&E ¦ Marine | Com Water Heating Controls (Gas) - Marine | 1.1967 | 1 | 0.95 | DEER 2021 | -3462.5761 | 2012 | 0.55 | N/A
COM-WATERHEAT-40.4 | Com ¦ No Com Water Heating Controls (Gas WH) - Marine ¦ SDG&E ¦ Marine | Com ¦ No Com Water Heating Controls (Gas WH) - Marine | SDG&E ¦ Marine | SDG&E | All | Gas | No Com Water Heating Controls (Gas WH) | Average Existing and Code | 0 | Conventional | WaterHeat | Com - Lodging | Com | RET Only | 0 | 1000 sqft2 of floor space | DHW System | 15 | None | 0 | 0 | 1332.776 | SWWH016-01 & DEER 2021 Water Heater Updates | 0 | 2020 | 0 | 0 | 2020 | 0 | 0 | SWWH016-01 & DEER 2021 Water Heater Updates | Com Water Heating Controls (Gas) - Marine ¦ SDG&E ¦ Marine | Com Water Heating Controls (Gas) - Marine | 0.28964 | 1 | 0.95 | DEER 2021 | -10150.5232 | 2012 | 0.55 | N/A
COM-WATERHEAT-40.5 | Com ¦ No Com Water Heating Controls (Gas WH) - Marine ¦ SDG&E ¦ Marine | Com ¦ No Com Water Heating Controls (Gas WH) - Marine | SDG&E ¦ Marine | SDG&E | All | Gas | No Com Water Heating Controls (Gas WH) | Average Existing and Code | 0 | Conventional | WaterHeat | Com - Other | Com | RET Only | 0 | 1000 sqft2 of floor space | DHW System | 15 | None | 0 | 0 | 925.8204 | SWWH016-01 & DEER 2021 Water Heater Updates | 0 | 2020 | 0 | 0 | 2020 | 0 | 0 | SWWH016-01 & DEER 2021 Water Heater Updates | Com Water Heating Controls (Gas) - Marine ¦ SDG&E ¦ Marine | Com Water Heating Controls (Gas) - Marine | 0.5926 | 1 | 0.95 | DEER 2021 | -2313.714 | 2012 | 0.55 | N/A
COM-WATERHEAT-40.6 | Com ¦ No Com Water Heating Controls (Gas WH) - Marine ¦ SDG&E ¦ Marine | Com ¦ No Com Water Heating Controls (Gas WH) - Marine | SDG&E ¦ Marine | SDG&E | All | Gas | No Com Water Heating Controls (Gas WH) | Average Existing and Code | 0 | Conventional | WaterHeat | Com - Restaurant | Com | RET Only | 0 | 1000 sqft2 of floor space | DHW System | 15 | None | 0 | 0 | 589.2117 | SWWH016-01 & DEER 2021 Water Heater Updates | 0 | 2020 | 0 | 0 | 2020 | 0 | 0 | SWWH016-01 & DEER 2021 Water Heater Updates | Com Water Heating Controls (Gas) - Marine ¦ SDG&E ¦ Marine | Com Water Heating Controls (Gas) - Marine | 2.3509 | 1 | 0.95 | DEER 2021 | -150.9408 | 2012 | 0.55 | N/A
COM-WATERHEAT-40.7 | Com ¦ No Com Water Heating Controls (Gas WH) - Marine ¦ SDG&E ¦ Marine | Com ¦ No Com Water Heating Controls (Gas WH) - Marine | SDG&E ¦ Marine | SDG&E | All | Gas | No Com Water Heating Controls (Gas WH) | Average Existing and Code | 0 | Conventional | WaterHeat | Com - Retail | Com | RET Only | 0 | 1000 sqft2 of floor space | DHW System | 15 | None | 0 | 0 | 549.7081 | SWWH016-01 & DEER 2021 Water Heater Updates | 0 | 2020 | 0 | 0 | 2020 | 0 | 0 | SWWH016-01 & DEER 2021 Water Heater Updates | Com Water Heating Controls (Gas) - Marine ¦ SDG&E ¦ Marine | Com Water Heating Controls (Gas) - Marine | 0.11049 | 1 | 0.95 | DEER 2021 | -82509.282 | 2012 | 0.55 | N/A
COM-WATERHEAT-40.8 | Com ¦ No Com Water Heating Controls (Gas WH) - Marine ¦ SDG&E ¦ Marine | Com ¦ No Com Water Heating Controls (Gas WH) - Marine | SDG&E ¦ Marine | SDG&E | All | Gas | No Com Water Heating Controls (Gas WH) | Average Existing and Code | 0 | Conventional | WaterHeat | Com - Office (Large) | Com | RET Only | 0 | 1000 sqft2 of floor space | DHW System | 15 | None | 0 | 0 | 699.0017 | SWWH016-01 & DEER 2021 Water Heater Updates | 0 | 2020 | 0 | 0 | 2020 | 0 | 0 | SWWH016-01 & DEER 2021 Water Heater Updates | Com Water Heating Controls (Gas) - Marine ¦ SDG&E ¦ Marine | Com Water Heating Controls (Gas) - Marine | 0.046058 | 1 | 0.95 | DEER 2021 | -2418.6666 | 2012 | 0.55 | N/A
COM-WATERHEAT-40.9 | Com ¦ No Com Water Heating Controls (Gas WH) - Marine ¦ SDG&E ¦ Marine | Com ¦ No Com Water Heating Controls (Gas WH) - Marine | SDG&E ¦ Marine | SDG&E | All | Gas | No Com Water Heating Controls (Gas WH) | Average Existing and Code | 0 | Conventional | WaterHeat | Com - Office (Small) | Com | RET Only | 0 | 1000 sqft2 of floor space | DHW System | 15 | None | 0 | 0 | 279.6638 | SWWH016-01 & DEER 2021 Water Heater Updates | 0 | 2020 | 0 | 0 | 2020 | 0 | 0 | SWWH016-01 & DEER 2021 Water Heater Updates | Com Water Heating Controls (Gas) - Marine ¦ SDG&E ¦ Marine | Com Water Heating Controls (Gas) - Marine | 0.078362 | 1 | 0.95 | DEER 2021 | -273.7697 | 2012 | 0.55 | N/A
COM-WATERHEAT-40.10 | Com ¦ No Com Water Heating Controls (Gas WH) - Marine ¦ SDG&E ¦ Marine | Com ¦ No Com Water Heating Controls (Gas WH) - Marine | SDG&E ¦ Marine | SDG&E | All | Gas | No Com Water Heating Controls (Gas WH) | Average Existing and Code | 0 | Conventional | WaterHeat | Com - Refrig. Warehouse | Com | RET Only | 0 | 1000 sqft2 of floor space | DHW System | 15 | None | 0 | 0 | 1409.5667 | SWWH016-01 & DEER 2021 Water Heater Updates | 0 | 2020 | 0 | 0 | 2020 | 0 | 0 | SWWH016-01 & DEER 2021 Water Heater Updates | Com Water Heating Controls (Gas) - Marine ¦ SDG&E ¦ Marine | Com Water Heating Controls (Gas) - Marine | 0.0089557 | 1 | 0.95 | DEER 2021 | -1032.0407 | 2012 | 0.55 | N/A
COM-WATERHEAT-40.11 | Com ¦ No Com Water Heating Controls (Gas WH) - Marine ¦ SDG&E ¦ Marine | Com ¦ No Com Water Heating Controls (Gas WH) - Marine | SDG&E ¦ Marine | SDG&E | All | Gas | No Com Water Heating Controls (Gas WH) | Average Existing and Code | 0 | Conventional | WaterHeat | Com - School | Com | RET Only | 0 | 1000 sqft2 of floor space | DHW System | 15 | None | 0 | 0 | 436.8827 | SWWH016-01 & DEER 2021 Water Heater Updates | 0 | 2020 | 0 | 0 | 2020 | 0 | 0 | SWWH016-01 & DEER 2021 Water Heater Updates | Com Water Heating Controls (Gas) - Marine ¦ SDG&E ¦ Marine | Com Water Heating Controls (Gas) - Marine | 1.8055 | 1 | 0.95 | DEER 2021 | -365.845 | 2012 | 0.55 | N/A
COM-WATERHEAT-40.12 | Com ¦ No Com Water Heating Controls (Gas WH) - Marine ¦ SDG&E ¦ Marine | Com ¦ No Com Water Heating Controls (Gas WH) - Marine | SDG&E ¦ Marine | SDG&E | All | Gas | No Com Water Heating Controls (Gas WH) | Average Existing and Code | 0 | Conventional | WaterHeat | Com - Warehouse | Com | RET Only | 0 | 1000 sqft2 of floor space | DHW System | 15 | None | 0 | 0 | 741.9847 | SWWH016-01 & DEER 2021 Water Heater Updates | 0 | 2020 | 0 | 0 | 2020 | 0 | 0 | SWWH016-01 & DEER 2021 Water Heater Updates | Com Water Heating Controls (Gas) - Marine ¦ SDG&E ¦ Marine | Com Water Heating Controls (Gas) - Marine | 0.0035823 | 1 | 0.95 | DEER 2021 | -5681.9719 | 2012 | 0.55 | N/A
COM-WATERHEAT-40.13 | Com ¦ No Com Water Heating Controls (Gas WH) - Hot-Dry ¦ SDG&E ¦ Hot-Dry | Com ¦ No Com Water Heating Controls (Gas WH) - Hot-Dry | SDG&E ¦ Hot-Dry | SDG&E | All | Gas | No Com Water Heating Controls (Gas WH) | Average Existing and Code | 0 | Conventional | WaterHeat | Com - College | Com | RET Only | 0 | 1000 sqft2 of floor space | DHW System | 15 | None | 0 | 0 | 745.6354 | SWWH016-01 & DEER 2021 Water Heater Updates | 0 | 2020 | 0 | 0 | 2020 | 0 | 0 | SWWH016-01 & DEER 2021 Water Heater Updates | Com Water Heating Controls (Gas) - Hot-Dry ¦ SDG&E ¦ Hot-Dry | Com Water Heating Controls (Gas) - Hot-Dry | 0.84119 | 1 | 0.95 | DEER 2021 | -430.394 | 2012 | 0.55 | N/A
COM-WATERHEAT-40.14 | Com ¦ No Com Water Heating Controls (Gas WH) - Hot-Dry ¦ SDG&E ¦ Hot-Dry | Com ¦ No Com Water Heating Controls (Gas WH) - Hot-Dry | SDG&E ¦ Hot-Dry | SDG&E | All | Gas | No Com Water Heating Controls (Gas WH) | Average Existing and Code | 0 | Conventional | WaterHeat | Com - Grocery | Com | RET Only | 0 | 1000 sqft2 of floor space | DHW System | 15 | None | 0 | 0 | 1109.4267 | SWWH016-01 & DEER 2021 Water Heater Updates | 0 | 2020 | 0 | 0 | 2020 | 0 | 0 | SWWH016-01 & DEER 2021 Water Heater Updates | Com Water Heating Controls (Gas) - Hot-Dry ¦ SDG&E ¦ Hot-Dry | Com Water Heating Controls (Gas) - Hot-Dry | 0.12762 | 1 | 0.95 | DEER 2021 | -2333.475 | 2012 | 0.55 | N/A
COM-WATERHEAT-40.15 | Com ¦ No Com Water Heating Controls (Gas WH) - Hot-Dry ¦ SDG&E ¦ Hot-Dry | Com ¦ No Com Water Heating Controls (Gas WH) - Hot-Dry | SDG&E ¦ Hot-Dry | SDG&E | All | Gas | No Com Water Heating Controls (Gas WH) | Average Existing and Code | 0 | Conventional | WaterHeat | Com - Health | Com | RET Only | 0 | 1000 sqft2 of floor space | DHW System | 15 | None | 0 | 0 | 1450.5855 | SWWH016-01 & DEER 2021 Water Heater Updates | 0 | 2020 | 0 | 0 | 2020 | 0 | 0 | SWWH016-01 & DEER 2021 Water Heater Updates | Com Water Heating Controls (Gas) - Hot-Dry ¦ SDG&E ¦ Hot-Dry | Com Water Heating Controls (Gas) - Hot-Dry | 1.1967 | 1 | 0.95 | DEER 2021 | -3425.3883 | 2012 | 0.55 | N/A
COM-WATERHEAT-40.16 | Com ¦ No Com Water Heating Controls (Gas WH) - Hot-Dry ¦ SDG&E ¦ Hot-Dry | Com ¦ No Com Water Heating Controls (Gas WH) - Hot-Dry | SDG&E ¦ Hot-Dry | SDG&E | All | Gas | No Com Water Heating Controls (Gas WH) | Average Existing and Code | 0 | Conventional | WaterHeat | Com - Lodging | Com | RET Only | 0 | 1000 sqft2 of floor space | DHW System | 15 | None | 0 | 0 | 1318.4209 | SWWH016-01 & DEER 2021 Water Heater Updates | 0 | 2020 | 0 | 0 | 2020 | 0 | 0 | SWWH016-01 & DEER 2021 Water Heater Updates | Com Water Heating Controls (Gas) - Hot-Dry ¦ SDG&E ¦ Hot-Dry | Com Water Heating Controls (Gas) - Hot-Dry | 0.28964 | 1 | 0.95 | DEER 2021 | -10041.1933 | 2012 | 0.55 | N/A
COM-WATERHEAT-40.17 | Com ¦ No Com Water Heating Controls (Gas WH) - Hot-Dry ¦ SDG&E ¦ Hot-Dry | Com ¦ No Com Water Heating Controls (Gas WH) - Hot-Dry | SDG&E ¦ Hot-Dry | SDG&E | All | Gas | No Com Water Heating Controls (Gas WH) | Average Existing and Code | 0 | Conventional | WaterHeat | Com - Other | Com | RET Only | 0 | 1000 sqft2 of floor space | DHW System | 15 | None | 0 | 0 | 915.9414 | SWWH016-01 & DEER 2021 Water Heater Updates | 0 | 2020 | 0 | 0 | 2020 | 0 | 0 | SWWH016-01 & DEER 2021 Water Heater Updates | Com Water Heating Controls (Gas) - Hot-Dry ¦ SDG&E ¦ Hot-Dry | Com Water Heating Controls (Gas) - Hot-Dry | 0.5926 | 1 | 0.95 | DEER 2021 | -2289.0254 | 2012 | 0.55 | N/A
COM-WATERHEAT-40.18 | Com ¦ No Com Water Heating Controls (Gas WH) - Hot-Dry ¦ SDG&E ¦ Hot-Dry | Com ¦ No Com Water Heating Controls (Gas WH) - Hot-Dry | SDG&E ¦ Hot-Dry | SDG&E | All | Gas | No Com Water Heating Controls (Gas WH) | Average Existing and Code | 0 | Conventional | WaterHeat | Com - Restaurant | Com | RET Only | 0 | 1000 sqft2 of floor space | DHW System | 15 | None | 0 | 0 | 583.2803 | SWWH016-01 & DEER 2021 Water Heater Updates | 0 | 2020 | 0 | 0 | 2020 | 0 | 0 | SWWH016-01 & DEER 2021 Water Heater Updates | Com Water Heating Controls (Gas) - Hot-Dry ¦ SDG&E ¦ Hot-Dry | Com Water Heating Controls (Gas) - Hot-Dry | 2.3509 | 1 | 0.95 | DEER 2021 | -149.4213 | 2012 | 0.55 | N/A
COM-WATERHEAT-40.19 | Com ¦ No Com Water Heating Controls (Gas WH) - Hot-Dry ¦ SDG&E ¦ Hot-Dry | Com ¦ No Com Water Heating Controls (Gas WH) - Hot-Dry | SDG&E ¦ Hot-Dry | SDG&E | All | Gas | No Com Water Heating Controls (Gas WH) | Average Existing and Code | 0 | Conventional | WaterHeat | Com - Retail | Com | RET Only | 0 | 1000 sqft2 of floor space | DHW System | 15 | None | 0 | 0 | 544.2052 | SWWH016-01 & DEER 2021 Water Heater Updates | 0 | 2020 | 0 | 0 | 2020 | 0 | 0 | SWWH016-01 & DEER 2021 Water Heater Updates | Com Water Heating Controls (Gas) - Hot-Dry ¦ SDG&E ¦ Hot-Dry | Com Water Heating Controls (Gas) - Hot-Dry | 0.11049 | 1 | 0.95 | DEER 2021 | -81683.3215 | 2012 | 0.55 | N/A
COM-WATERHEAT-40.20 | Com ¦ No Com Water Heating Controls (Gas WH) - Hot-Dry ¦ SDG&E ¦ Hot-Dry | Com ¦ No Com Water Heating Controls (Gas WH) - Hot-Dry | SDG&E ¦ Hot-Dry | SDG&E | All | Gas | No Com Water Heating Controls (Gas WH) | Average Existing and Code | 0 | Conventional | WaterHeat | Com - Office (Large) | Com | RET Only | 0 | 1000 sqft2 of floor space | DHW System | 15 | None | 0 | 0 | 691.5811 | SWWH016-01 & DEER 2021 Water Heater Updates | 0 | 2020 | 0 | 0 | 2020 | 0 | 0 | SWWH016-01 & DEER 2021 Water Heater Updates | Com Water Heating Controls (Gas) - Hot-Dry ¦ SDG&E ¦ Hot-Dry | Com Water Heating Controls (Gas) - Hot-Dry | 0.046058 | 1 | 0.95 | DEER 2021 | -2392.9899 | 2012 | 0.55 | N/A
COM-WATERHEAT-40.21 | Com ¦ No Com Water Heating Controls (Gas WH) - Hot-Dry ¦ SDG&E ¦ Hot-Dry | Com ¦ No Com Water Heating Controls (Gas WH) - Hot-Dry | SDG&E ¦ Hot-Dry | SDG&E | All | Gas | No Com Water Heating Controls (Gas WH) | Average Existing and Code | 0 | Conventional | WaterHeat | Com - Office (Small) | Com | RET Only | 0 | 1000 sqft2 of floor space | DHW System | 15 | None | 0 | 0 | 276.8026 | SWWH016-01 & DEER 2021 Water Heater Updates | 0 | 2020 | 0 | 0 | 2020 | 0 | 0 | SWWH016-01 & DEER 2021 Water Heater Updates | Com Water Heating Controls (Gas) - Hot-Dry ¦ SDG&E ¦ Hot-Dry | Com Water Heating Controls (Gas) - Hot-Dry | 0.078362 | 1 | 0.95 | DEER 2021 | -270.9687 | 2012 | 0.55 | N/A
COM-WATERHEAT-40.22 | Com ¦ No Com Water Heating Controls (Gas WH) - Hot-Dry ¦ SDG&E ¦ Hot-Dry | Com ¦ No Com Water Heating Controls (Gas WH) - Hot-Dry | SDG&E ¦ Hot-Dry | SDG&E | All | Gas | No Com Water Heating Controls (Gas WH) | Average Existing and Code | 0 | Conventional | WaterHeat | Com - Refrig. Warehouse | Com | RET Only | 0 | 1000 sqft2 of floor space | DHW System | 15 | None | 0 | 0 | 1394.435 | SWWH016-01 & DEER 2021 Water Heater Updates | 0 | 2020 | 0 | 0 | 2020 | 0 | 0 | SWWH016-01 & DEER 2021 Water Heater Updates | Com Water Heating Controls (Gas) - Hot-Dry ¦ SDG&E ¦ Hot-Dry | Com Water Heating Controls (Gas) - Hot-Dry | 0.0089557 | 1 | 0.95 | DEER 2021 | -1020.9618 | 2012 | 0.55 | N/A
COM-WATERHEAT-40.23 | Com ¦ No Com Water Heating Controls (Gas WH) - Hot-Dry ¦ SDG&E ¦ Hot-Dry | Com ¦ No Com Water Heating Controls (Gas WH) - Hot-Dry | SDG&E ¦ Hot-Dry | SDG&E | All | Gas | No Com Water Heating Controls (Gas WH) | Average Existing and Code | 0 | Conventional | WaterHeat | Com - School | Com | RET Only | 0 | 1000 sqft2 of floor space | DHW System | 15 | None | 0 | 0 | 432.0668 | SWWH016-01 & DEER 2021 Water Heater Updates | 0 | 2020 | 0 | 0 | 2020 | 0 | 0 | SWWH016-01 & DEER 2021 Water Heater Updates | Com Water Heating Controls (Gas) - Hot-Dry ¦ SDG&E ¦ Hot-Dry | Com Water Heating Controls (Gas) - Hot-Dry | 1.8055 | 1 | 0.95 | DEER 2021 | -361.8123 | 2012 | 0.55 | N/A
COM-WATERHEAT-40.24 | Com ¦ No Com Water Heating Controls (Gas WH) - Hot-Dry ¦ SDG&E ¦ Hot-Dry | Com ¦ No Com Water Heating Controls (Gas WH) - Hot-Dry | SDG&E ¦ Hot-Dry | SDG&E | All | Gas | No Com Water Heating Controls (Gas WH) | Average Existing and Code | 0 | Conventional | WaterHeat | Com - Warehouse | Com | RET Only | 0 | 1000 sqft2 of floor space | DHW System | 15 | None | 0 | 0 | 734.0826 | SWWH016-01 & DEER 2021 Water Heater Updates | 0 | 2020 | 0 | 0 | 2020 | 0 | 0 | SWWH016-01 & DEER 2021 Water Heater Updates | Com Water Heating Controls (Gas) - Hot-Dry ¦ SDG&E ¦ Hot-Dry | Com Water Heating Controls (Gas) - Hot-Dry | 0.0035823 | 1 | 0.95 | DEER 2021 | -5621.4592 | 2012 | 0.55 | N/A
COM-WATERHEAT-41.1 | Com ¦ Com Water Heating Controls (Gas WH) - Marine ¦ SDG&E ¦ Marine | Com ¦ Com Water Heating Controls (Gas WH) - Marine | SDG&E ¦ Marine | SDG&E | All | Gas | Com Water Heating Controls (Gas WH) | Efficient | 0 | Conventional | WaterHeat | Com - College | Com | RET Only | 0 | 1000 sqft2 of floor space | DHW System | 15 | None | 0 | 0 | 689.1635 | SWWH016-01 & DEER 2021 Water Heater Updates | 1400 | 2020 | 0 | 0 | 2020 | 0 | 0 | SWWH016-01 & DEER 2021 Water Heater Updates | Com Water Heating Controls (Gas) - Marine ¦ SDG&E ¦ Marine | Com Water Heating Controls (Gas) - Marine | 0.84119 | 1 | 0.05 | DEER 2021 | -397.7974 | 2032 | 0.55 | N/A
COM-WATERHEAT-41.2 | Com ¦ Com Water Heating Controls (Gas WH) - Marine ¦ SDG&E ¦ Marine | Com ¦ Com Water Heating Controls (Gas WH) - Marine | SDG&E ¦ Marine | SDG&E | All | Gas | Com Water Heating Controls (Gas WH) | Efficient | 0 | Conventional | WaterHeat | Com - Grocery | Com | RET Only | 0 | 1000 sqft2 of floor space | DHW System | 15 | None | 0 | 0 | 1025.2246 | SWWH016-01 & DEER 2021 Water Heater Updates | 1400 | 2020 | 0 | 0 | 2020 | 0 | 0 | SWWH016-01 & DEER 2021 Water Heater Updates | Com Water Heating Controls (Gas) - Marine ¦ SDG&E ¦ Marine | Com Water Heating Controls (Gas) - Marine | 0.12762 | 1 | 0.05 | DEER 2021 | -2156.3713 | 2032 | 0.55 | N/A
COM-WATERHEAT-41.3 | Com ¦ Com Water Heating Controls (Gas WH) - Marine ¦ SDG&E ¦ Marine | Com ¦ Com Water Heating Controls (Gas WH) - Marine | SDG&E ¦ Marine | SDG&E | All | Gas | Com Water Heating Controls (Gas WH) | Efficient | 0 | Conventional | WaterHeat | Com - Health | Com | RET Only | 0 | 1000 sqft2 of floor space | DHW System | 15 | None | 0 | 0 | 1340.8905 | SWWH016-01 & DEER 2021 Water Heater Updates | 1400 | 2020 | 0 | 0 | 2020 | 0 | 0 | SWWH016-01 & DEER 2021 Water Heater Updates | Com Water Heating Controls (Gas) - Marine ¦ SDG&E ¦ Marine | Com Water Heating Controls (Gas) - Marine | 1.1967 | 1 | 0.05 | DEER 2021 | -3166.3563 | 2032 | 0.55 | N/A
COM-WATERHEAT-41.4 | Com ¦ Com Water Heating Controls (Gas WH) - Marine ¦ SDG&E ¦ Marine | Com ¦ Com Water Heating Controls (Gas WH) - Marine | SDG&E ¦ Marine | SDG&E | All | Gas | Com Water Heating Controls (Gas WH) | Efficient | 0 | Conventional | WaterHeat | Com - Lodging | Com | RET Only | 0 | 1000 sqft2 of floor space | DHW System | 15 | None | 0 | 0 | 1218.7584 | SWWH016-01 & DEER 2021 Water Heater Updates | 1400 | 2020 | 0 | 0 | 2020 | 0 | 0 | SWWH016-01 & DEER 2021 Water Heater Updates | Com Water Heating Controls (Gas) - Marine ¦ SDG&E ¦ Marine | Com Water Heating Controls (Gas) - Marine | 0.28964 | 1 | 0.05 | DEER 2021 | -9282.1565 | 2032 | 0.55 | N/A
COM-WATERHEAT-41.5 | Com ¦ Com Water Heating Controls (Gas WH) - Marine ¦ SDG&E ¦ Marine | Com ¦ Com Water Heating Controls (Gas WH) - Marine | SDG&E ¦ Marine | SDG&E | All | Gas | Com Water Heating Controls (Gas WH) | Efficient | 0 | Conventional | WaterHeat | Com - Other | Com | RET Only | 0 | 1000 sqft2 of floor space | DHW System | 15 | None | 0 | 0 | 846.6175 | SWWH016-01 & DEER 2021 Water Heater Updates | 1400 | 2020 | 0 | 0 | 2020 | 0 | 0 | SWWH016-01 & DEER 2021 Water Heater Updates | Com Water Heating Controls (Gas) - Marine ¦ SDG&E ¦ Marine | Com Water Heating Controls (Gas) - Marine | 0.5926 | 1 | 0.05 | DEER 2021 | -2115.7781 | 2032 | 0.55 | N/A
COM-WATERHEAT-41.6 | Com ¦ Com Water Heating Controls (Gas WH) - Marine ¦ SDG&E ¦ Marine | Com ¦ Com Water Heating Controls (Gas WH) - Marine | SDG&E ¦ Marine | SDG&E | All | Gas | Com Water Heating Controls (Gas WH) | Efficient | 0 | Conventional | WaterHeat | Com - Restaurant | Com | RET Only | 0 | 1000 sqft2 of floor space | DHW System | 15 | None | 0 | 0 | 538.8052 | SWWH016-01 & DEER 2021 Water Heater Updates | 1400 | 2020 | 0 | 0 | 2020 | 0 | 0 | SWWH016-01 & DEER 2021 Water Heater Updates | Com Water Heating Controls (Gas) - Marine ¦ SDG&E ¦ Marine | Com Water Heating Controls (Gas) - Marine | 2.3509 | 1 | 0.05 | DEER 2021 | -138.0279 | 2032 | 0.55 | N/A
COM-WATERHEAT-41.7 | Com ¦ Com Water Heating Controls (Gas WH) - Marine ¦ SDG&E ¦ Marine | Com ¦ Com Water Heating Controls (Gas WH) - Marine | SDG&E ¦ Marine | SDG&E | All | Gas | Com Water Heating Controls (Gas WH) | Efficient | 0 | Conventional | WaterHeat | Com - Retail | Com | RET Only | 0 | 1000 sqft2 of floor space | DHW System | 15 | None | 0 | 0 | 502.6811 | SWWH016-01 & DEER 2021 Water Heater Updates | 1400 | 2020 | 0 | 0 | 2020 | 0 | 0 | SWWH016-01 & DEER 2021 Water Heater Updates | Com Water Heating Controls (Gas) - Marine ¦ SDG&E ¦ Marine | Com Water Heating Controls (Gas) - Marine | 0.11049 | 1 | 0.05 | DEER 2021 | -75450.6985 | 2032 | 0.55 | N/A
COM-WATERHEAT-41.8 | Com ¦ Com Water Heating Controls (Gas WH) - Marine ¦ SDG&E ¦ Marine | Com ¦ Com Water Heating Controls (Gas WH) - Marine | SDG&E ¦ Marine | SDG&E | All | Gas | Com Water Heating Controls (Gas WH) | Efficient | 0 | Conventional | WaterHeat | Com - Office (Large) | Com | RET Only | 0 | 1000 sqft2 of floor space | DHW System | 15 | None | 0 | 0 | 639.2029 | SWWH016-01 & DEER 2021 Water Heater Updates | 1400 | 2020 | 0 | 0 | 2020 | 0 | 0 | SWWH016-01 & DEER 2021 Water Heater Updates | Com Water Heating Controls (Gas) - Marine ¦ SDG&E ¦ Marine | Com Water Heating Controls (Gas) - Marine | 0.046058 | 1 | 0.05 | DEER 2021 | -2211.7522 | 2032 | 0.55 | N/A
COM-WATERHEAT-41.9 | Com ¦ Com Water Heating Controls (Gas WH) - Marine ¦ SDG&E ¦ Marine | Com ¦ Com Water Heating Controls (Gas WH) - Marine | SDG&E ¦ Marine | SDG&E | All | Gas | Com Water Heating Controls (Gas WH) | Efficient | 0 | Conventional | WaterHeat | Com - Office (Small) | Com | RET Only | 0 | 1000 sqft2 of floor space | DHW System | 15 | None | 0 | 0 | 255.7389 | SWWH016-01 & DEER 2021 Water Heater Updates | 1400 | 2020 | 0 | 0 | 2020 | 0 | 0 | SWWH016-01 & DEER 2021 Water Heater Updates | Com Water Heating Controls (Gas) - Marine ¦ SDG&E ¦ Marine | Com Water Heating Controls (Gas) - Marine | 0.078362 | 1 | 0.05 | DEER 2021 | -250.349 | 2032 | 0.55 | N/A
COM-WATERHEAT-41.10 | Com ¦ Com Water Heating Controls (Gas WH) - Marine ¦ SDG&E ¦ Marine | Com ¦ Com Water Heating Controls (Gas WH) - Marine | SDG&E ¦ Marine | SDG&E | All | Gas | Com Water Heating Controls (Gas WH) | Efficient | 0 | Conventional | WaterHeat | Com - Refrig. Warehouse | Com | RET Only | 0 | 1000 sqft2 of floor space | DHW System | 15 | None | 0 | 0 | 1288.9797 | SWWH016-01 & DEER 2021 Water Heater Updates | 1400 | 2020 | 0 | 0 | 2020 | 0 | 0 | SWWH016-01 & DEER 2021 Water Heater Updates | Com Water Heating Controls (Gas) - Marine ¦ SDG&E ¦ Marine | Com Water Heating Controls (Gas) - Marine | 0.0089557 | 1 | 0.05 | DEER 2021 | -943.7507 | 2032 | 0.55 | N/A
COM-WATERHEAT-41.11 | Com ¦ Com Water Heating Controls (Gas WH) - Marine ¦ SDG&E ¦ Marine | Com ¦ Com Water Heating Controls (Gas WH) - Marine | SDG&E ¦ Marine | SDG&E | All | Gas | Com Water Heating Controls (Gas WH) | Efficient | 0 | Conventional | WaterHeat | Com - School | Com | RET Only | 0 | 1000 sqft2 of floor space | DHW System | 15 | None | 0 | 0 | 399.5078 | SWWH016-01 & DEER 2021 Water Heater Updates | 1400 | 2020 | 0 | 0 | 2020 | 0 | 0 | SWWH016-01 & DEER 2021 Water Heater Updates | Com Water Heating Controls (Gas) - Marine ¦ SDG&E ¦ Marine | Com Water Heating Controls (Gas) - Marine | 1.8055 | 1 | 0.05 | DEER 2021 | -334.5474 | 2032 | 0.55 | N/A
COM-WATERHEAT-41.12 | Com ¦ Com Water Heating Controls (Gas WH) - Marine ¦ SDG&E ¦ Marine | Com ¦ Com Water Heating Controls (Gas WH) - Marine | SDG&E ¦ Marine | SDG&E | All | Gas | Com Water Heating Controls (Gas WH) | Efficient | 0 | Conventional | WaterHeat | Com - Warehouse | Com | RET Only | 0 | 1000 sqft2 of floor space | DHW System | 15 | None | 0 | 0 | 678.5087 | SWWH016-01 & DEER 2021 Water Heater Updates | 1400 | 2020 | 0 | 0 | 2020 | 0 | 0 | SWWH016-01 & DEER 2021 Water Heater Updates | Com Water Heating Controls (Gas) - Marine ¦ SDG&E ¦ Marine | Com Water Heating Controls (Gas) - Marine | 0.0035823 | 1 | 0.05 | DEER 2021 | -5195.8851 | 2032 | 0.55 | N/A
COM-WATERHEAT-41.13 | Com ¦ Com Water Heating Controls (Gas WH) - Hot-Dry ¦ SDG&E ¦ Hot-Dry | Com ¦ Com Water Heating Controls (Gas WH) - Hot-Dry | SDG&E ¦ Hot-Dry | SDG&E | All | Gas | Com Water Heating Controls (Gas WH) | Efficient | 0 | Conventional | WaterHeat | Com - College | Com | RET Only | 0 | 1000 sqft2 of floor space | DHW System | 15 | None | 0 | 0 | 681.8471 | SWWH016-01 & DEER 2021 Water Heater Updates | 1400 | 2020 | 0 | 0 | 2020 | 0 | 0 | SWWH016-01 & DEER 2021 Water Heater Updates | Com Water Heating Controls (Gas) - Hot-Dry ¦ SDG&E ¦ Hot-Dry | Com Water Heating Controls (Gas) - Hot-Dry | 0.84119 | 1 | 0.05 | DEER 2021 | -393.5742 | 2032 | 0.55 | N/A
COM-WATERHEAT-41.14 | Com ¦ Com Water Heating Controls (Gas WH) - Hot-Dry ¦ SDG&E ¦ Hot-Dry | Com ¦ Com Water Heating Controls (Gas WH) - Hot-Dry | SDG&E ¦ Hot-Dry | SDG&E | All | Gas | Com Water Heating Controls (Gas WH) | Efficient | 0 | Conventional | WaterHeat | Com - Grocery | Com | RET Only | 0 | 1000 sqft2 of floor space | DHW System | 15 | None | 0 | 0 | 1014.5164 | SWWH016-01 & DEER 2021 Water Heater Updates | 1400 | 2020 | 0 | 0 | 2020 | 0 | 0 | SWWH016-01 & DEER 2021 Water Heater Updates | Com Water Heating Controls (Gas) - Hot-Dry ¦ SDG&E ¦ Hot-Dry | Com Water Heating Controls (Gas) - Hot-Dry | 0.12762 | 1 | 0.05 | DEER 2021 | -2133.8486 | 2032 | 0.55 | N/A
COM-WATERHEAT-41.15 | Com ¦ Com Water Heating Controls (Gas WH) - Hot-Dry ¦ SDG&E ¦ Hot-Dry | Com ¦ Com Water Heating Controls (Gas WH) - Hot-Dry | SDG&E ¦ Hot-Dry | SDG&E | All | Gas | Com Water Heating Controls (Gas WH) | Efficient | 0 | Conventional | WaterHeat | Com - Health | Com | RET Only | 0 | 1000 sqft2 of floor space | DHW System | 15 | None | 0 | 0 | 1326.4894 | SWWH016-01 & DEER 2021 Water Heater Updates | 1400 | 2020 | 0 | 0 | 2020 | 0 | 0 | SWWH016-01 & DEER 2021 Water Heater Updates | Com Water Heating Controls (Gas) - Hot-Dry ¦ SDG&E ¦ Hot-Dry | Com Water Heating Controls (Gas) - Hot-Dry | 1.1967 | 1 | 0.05 | DEER 2021 | -3132.3498 | 2032 | 0.55 | N/A
COM-WATERHEAT-41.16 | Com ¦ Com Water Heating Controls (Gas WH) - Hot-Dry ¦ SDG&E ¦ Hot-Dry | Com ¦ Com Water Heating Controls (Gas WH) - Hot-Dry | SDG&E ¦ Hot-Dry | SDG&E | All | Gas | Com Water Heating Controls (Gas WH) | Efficient | 0 | Conventional | WaterHeat | Com - Lodging | Com | RET Only | 0 | 1000 sqft2 of floor space | DHW System | 15 | None | 0 | 0 | 1205.6314 | SWWH016-01 & DEER 2021 Water Heater Updates | 1400 | 2020 | 0 | 0 | 2020 | 0 | 0 | SWWH016-01 & DEER 2021 Water Heater Updates | Com Water Heating Controls (Gas) - Hot-Dry ¦ SDG&E ¦ Hot-Dry | Com Water Heating Controls (Gas) - Hot-Dry | 0.28964 | 1 | 0.05 | DEER 2021 | -9182.1796 | 2032 | 0.55 | N/A
COM-WATERHEAT-41.17 | Com ¦ Com Water Heating Controls (Gas WH) - Hot-Dry ¦ SDG&E ¦ Hot-Dry | Com ¦ Com Water Heating Controls (Gas WH) - Hot-Dry | SDG&E ¦ Hot-Dry | SDG&E | All | Gas | Com Water Heating Controls (Gas WH) | Efficient | 0 | Conventional | WaterHeat | Com - Other | Com | RET Only | 0 | 1000 sqft2 of floor space | DHW System | 15 | None | 0 | 0 | 837.5836 | SWWH016-01 & DEER 2021 Water Heater Updates | 1400 | 2020 | 0 | 0 | 2020 | 0 | 0 | SWWH016-01 & DEER 2021 Water Heater Updates | Com Water Heating Controls (Gas) - Hot-Dry ¦ SDG&E ¦ Hot-Dry | Com Water Heating Controls (Gas) - Hot-Dry | 0.5926 | 1 | 0.05 | DEER 2021 | -2093.2016 | 2032 | 0.55 | N/A
COM-WATERHEAT-41.18 | Com ¦ Com Water Heating Controls (Gas WH) - Hot-Dry ¦ SDG&E ¦ Hot-Dry | Com ¦ Com Water Heating Controls (Gas WH) - Hot-Dry | SDG&E ¦ Hot-Dry | SDG&E | All | Gas | Com Water Heating Controls (Gas WH) | Efficient | 0 | Conventional | WaterHeat | Com - Restaurant | Com | RET Only | 0 | 1000 sqft2 of floor space | DHW System | 15 | None | 0 | 0 | 533.3813 | SWWH016-01 & DEER 2021 Water Heater Updates | 1400 | 2020 | 0 | 0 | 2020 | 0 | 0 | SWWH016-01 & DEER 2021 Water Heater Updates | Com Water Heating Controls (Gas) - Hot-Dry ¦ SDG&E ¦ Hot-Dry | Com Water Heating Controls (Gas) - Hot-Dry | 2.3509 | 1 | 0.05 | DEER 2021 | -136.6385 | 2032 | 0.55 | N/A
COM-WATERHEAT-41.19 | Com ¦ Com Water Heating Controls (Gas WH) - Hot-Dry ¦ SDG&E ¦ Hot-Dry | Com ¦ Com Water Heating Controls (Gas WH) - Hot-Dry | SDG&E ¦ Hot-Dry | SDG&E | All | Gas | Com Water Heating Controls (Gas WH) | Efficient | 0 | Conventional | WaterHeat | Com - Retail | Com | RET Only | 0 | 1000 sqft2 of floor space | DHW System | 15 | None | 0 | 0 | 497.649 | SWWH016-01 & DEER 2021 Water Heater Updates | 1400 | 2020 | 0 | 0 | 2020 | 0 | 0 | SWWH016-01 & DEER 2021 Water Heater Updates | Com Water Heating Controls (Gas) - Hot-Dry ¦ SDG&E ¦ Hot-Dry | Com Water Heating Controls (Gas) - Hot-Dry | 0.11049 | 1 | 0.05 | DEER 2021 | -74695.3981 | 2032 | 0.55 | N/A
COM-WATERHEAT-41.20 | Com ¦ Com Water Heating Controls (Gas WH) - Hot-Dry ¦ SDG&E ¦ Hot-Dry | Com ¦ Com Water Heating Controls (Gas WH) - Hot-Dry | SDG&E ¦ Hot-Dry | SDG&E | All | Gas | Com Water Heating Controls (Gas WH) | Efficient | 0 | Conventional | WaterHeat | Com - Office (Large) | Com | RET Only | 0 | 1000 sqft2 of floor space | DHW System | 15 | None | 0 | 0 | 632.417 | SWWH016-01 & DEER 2021 Water Heater Updates | 1400 | 2020 | 0 | 0 | 2020 | 0 | 0 | SWWH016-01 & DEER 2021 Water Heater Updates | Com Water Heating Controls (Gas) - Hot-Dry ¦ SDG&E ¦ Hot-Dry | Com Water Heating Controls (Gas) - Hot-Dry | 0.046058 | 1 | 0.05 | DEER 2021 | -2188.2721 | 2032 | 0.55 | N/A
COM-WATERHEAT-41.21 | Com ¦ Com Water Heating Controls (Gas WH) - Hot-Dry ¦ SDG&E ¦ Hot-Dry | Com ¦ Com Water Heating Controls (Gas WH) - Hot-Dry | SDG&E ¦ Hot-Dry | SDG&E | All | Gas | Com Water Heating Controls (Gas WH) | Efficient | 0 | Conventional | WaterHeat | Com - Office (Small) | Com | RET Only | 0 | 1000 sqft2 of floor space | DHW System | 15 | None | 0 | 0 | 253.1224 | SWWH016-01 & DEER 2021 Water Heater Updates | 1400 | 2020 | 0 | 0 | 2020 | 0 | 0 | SWWH016-01 & DEER 2021 Water Heater Updates | Com Water Heating Controls (Gas) - Hot-Dry ¦ SDG&E ¦ Hot-Dry | Com Water Heating Controls (Gas) - Hot-Dry | 0.078362 | 1 | 0.05 | DEER 2021 | -247.7876 | 2032 | 0.55 | N/A
COM-WATERHEAT-41.22 | Com ¦ Com Water Heating Controls (Gas WH) - Hot-Dry ¦ SDG&E ¦ Hot-Dry | Com ¦ Com Water Heating Controls (Gas WH) - Hot-Dry | SDG&E ¦ Hot-Dry | SDG&E | All | Gas | Com Water Heating Controls (Gas WH) | Efficient | 0 | Conventional | WaterHeat | Com - Refrig. Warehouse | Com | RET Only | 0 | 1000 sqft2 of floor space | DHW System | 15 | None | 0 | 0 | 1275.1425 | SWWH016-01 & DEER 2021 Water Heater Updates | 1400 | 2020 | 0 | 0 | 2020 | 0 | 0 | SWWH016-01 & DEER 2021 Water Heater Updates | Com Water Heating Controls (Gas) - Hot-Dry ¦ SDG&E ¦ Hot-Dry | Com Water Heating Controls (Gas) - Hot-Dry | 0.0089557 | 1 | 0.05 | DEER 2021 | -933.6195 | 2032 | 0.55 | N/A
COM-WATERHEAT-41.23 | Com ¦ Com Water Heating Controls (Gas WH) - Hot-Dry ¦ SDG&E ¦ Hot-Dry | Com ¦ Com Water Heating Controls (Gas WH) - Hot-Dry | SDG&E ¦ Hot-Dry | SDG&E | All | Gas | Com Water Heating Controls (Gas WH) | Efficient | 0 | Conventional | WaterHeat | Com - School | Com | RET Only | 0 | 1000 sqft2 of floor space | DHW System | 15 | None | 0 | 0 | 395.104 | SWWH016-01 & DEER 2021 Water Heater Updates | 1400 | 2020 | 0 | 0 | 2020 | 0 | 0 | SWWH016-01 & DEER 2021 Water Heater Updates | Com Water Heating Controls (Gas) - Hot-Dry ¦ SDG&E ¦ Hot-Dry | Com Water Heating Controls (Gas) - Hot-Dry | 1.8055 | 1 | 0.05 | DEER 2021 | -330.8596 | 2032 | 0.55 | N/A
COM-WATERHEAT-41.24 | Com ¦ Com Water Heating Controls (Gas WH) - Hot-Dry ¦ SDG&E ¦ Hot-Dry | Com ¦ Com Water Heating Controls (Gas WH) - Hot-Dry | SDG&E ¦ Hot-Dry | SDG&E | All | Gas | Com Water Heating Controls (Gas WH) | Efficient | 0 | Conventional | WaterHeat | Com - Warehouse | Com | RET Only | 0 | 1000 sqft2 of floor space | DHW System | 15 | None | 0 | 0 | 671.2826 | SWWH016-01 & DEER 2021 Water Heater Updates | 1400 | 2020 | 0 | 0 | 2020 | 0 | 0 | SWWH016-01 & DEER 2021 Water Heater Updates | Com Water Heating Controls (Gas) - Hot-Dry ¦ SDG&E ¦ Hot-Dry | Com Water Heating Controls (Gas) - Hot-Dry | 0.0035823 | 1 | 0.05 | DEER 2021 | -5140.5492 | 2032 | 0.55 | N/A
COM-WATERHEAT-45.1 | Com ¦ No Com Water Heating Controls (Elec WH) - Marine ¦ PG&E ¦ Marine | Com ¦ No Com Water Heating Controls (Elec WH) - Marine | PG&E ¦ Marine | PG&E | All | Electric | No Com Water Heating Controls (Elec WH) | Average Existing and Code | 0 | Conventional | WaterHeat | Com - College | Com | RET Only | 0 | 1000 sqft2 of floor space | DHW System | 15 | DEER:Indoor_CFL_Ltg | 6281.7403 | 0.05906 | 0 | SWWH016-01 & DEER 2021 Water Heater Updates | 0 | 2020 | 0 | 0 | 2020 | 0 | 0 | SWWH016-01 & DEER 2021 Water Heater Updates | Com Water Heating Controls (Elec) - Marine ¦ PG&E ¦ Marine | Com Water Heating Controls (Elec) - Marine | 0.021577 | 1 | 0.80952 | Navigant 2015 Assumption | -213.5159 | 2012 | 0.55 | N/A
COM-WATERHEAT-45.2 | Com ¦ No Com Water Heating Controls (Elec WH) - Marine ¦ PG&E ¦ Marine | Com ¦ No Com Water Heating Controls (Elec WH) - Marine | PG&E ¦ Marine | PG&E | All | Electric | No Com Water Heating Controls (Elec WH) | Average Existing and Code | 0 | Conventional | WaterHeat | Com - Grocery | Com | RET Only | 0 | 1000 sqft2 of floor space | DHW System | 15 | DEER:Indoor_CFL_Ltg | 17466.5387 | 3.3859 | 0 | SWWH016-01 & DEER 2021 Water Heater Updates | 0 | 2020 | 0 | 0 | 2020 | 0 | 0 | SWWH016-01 & DEER 2021 Water Heater Updates | Com Water Heating Controls (Elec) - Marine ¦ PG&E ¦ Marine | Com Water Heating Controls (Elec) - Marine | 0.021 | 1 | 0.80952 | Navigant 2015 Assumption | -384.0109 | 2012 | 0.55 | N/A
COM-WATERHEAT-45.3 | Com ¦ No Com Water Heating Controls (Elec WH) - Marine ¦ PG&E ¦ Marine | Com ¦ No Com Water Heating Controls (Elec WH) - Marine | PG&E ¦ Marine | PG&E | All | Electric | No Com Water Heating Controls (Elec WH) | Average Existing and Code | 0 | Conventional | WaterHeat | Com - Health | Com | RET Only | 0 | 1000 sqft2 of floor space | DHW System | 15 | DEER:Indoor_CFL_Ltg | 17427.6359 | 2.1062 | 0 | SWWH016-01 & DEER 2021 Water Heater Updates | 0 | 2020 | 0 | 0 | 2020 | 0 | 0 | SWWH016-01 & DEER 2021 Water Heater Updates | Com Water Heating Controls (Elec) - Marine ¦ PG&E ¦ Marine | Com Water Heating Controls (Elec) - Marine | 0.035464 | 1 | 0.80952 | Navigant 2015 Assumption | -258.3053 | 2012 | 0.55 | N/A
COM-WATERHEAT-45.4 | Com ¦ No Com Water Heating Controls (Elec WH) - Marine ¦ PG&E ¦ Marine | Com ¦ No Com Water Heating Controls (Elec WH) - Marine | PG&E ¦ Marine | PG&E | All | Electric | No Com Water Heating Controls (Elec WH) | Average Existing and Code | 0 | Conventional | WaterHeat | Com - Lodging | Com | RET Only | 0 | 1000 sqft2 of floor space | DHW System | 15 | DEER:Indoor_CFL_Ltg | 19271.5198 | 2.1278 | 0 | SWWH016-01 & DEER 2021 Water Heater Updates | 0 | 2020 | 0 | 0 | 2020 | 0 | 0 | SWWH016-01 & DEER 2021 Water Heater Updates | Com Water Heating Controls (Elec) - Marine ¦ PG&E ¦ Marine | Com Water Heating Controls (Elec) - Marine | 0.018603 | 1 | 0.80952 | Navigant 2015 Assumption | -1059.2224 | 2012 | 0.55 | N/A
COM-WATERHEAT-45.5 | Com ¦ No Com Water Heating Controls (Elec WH) - Marine ¦ PG&E ¦ Marine | Com ¦ No Com Water Heating Controls (Elec WH) - Marine | PG&E ¦ Marine | PG&E | All | Electric | No Com Water Heating Controls (Elec WH) | Average Existing and Code | 0 | Conventional | WaterHeat | Com - Office (Large) | Com | RET Only | 0 | 1000 sqft2 of floor space | DHW System | 15 | DEER:Indoor_CFL_Ltg | 4334.9873 | 0.092906 | 0 | SWWH016-01 & DEER 2021 Water Heater Updates | 0 | 2020 | 0 | 0 | 2020 | 0 | 0 | SWWH016-01 & DEER 2021 Water Heater Updates | Com Water Heating Controls (Elec) - Marine ¦ PG&E ¦ Marine | Com Water Heating Controls (Elec) - Marine | 0.006 | 1 | 0.80952 | Navigant 2015 Assumption | -67.8825 | 2012 | 0.55 | N/A
COM-WATERHEAT-45.6 | Com ¦ No Com Water Heating Controls (Elec WH) - Marine ¦ PG&E ¦ Marine | Com ¦ No Com Water Heating Controls (Elec WH) - Marine | PG&E ¦ Marine | PG&E | All | Electric | No Com Water Heating Controls (Elec WH) | Average Existing and Code | 0 | Conventional | WaterHeat | Com - Office (Small) | Com | RET Only | 0 | 1000 sqft2 of floor space | DHW System | 15 | DEER:Indoor_CFL_Ltg | 9587.4399 | 1.9068 | 0 | SWWH016-01 & DEER 2021 Water Heater Updates | 0 | 2020 | 0 | 0 | 2020 | 0 | 0 | SWWH016-01 & DEER 2021 Water Heater Updates | Com Water Heating Controls (Elec) - Marine ¦ PG&E ¦ Marine | Com Water Heating Controls (Elec) - Marine | 0.0315 | 1 | 0.80952 | Navigant 2015 Assumption | -249.5274 | 2012 | 0.55 | N/A
COM-WATERHEAT-45.7 | Com ¦ No Com Water Heating Controls (Elec WH) - Marine ¦ PG&E ¦ Marine | Com ¦ No Com Water Heating Controls (Elec WH) - Marine | PG&E ¦ Marine | PG&E | All | Electric | No Com Water Heating Controls (Elec WH) | Average Existing and Code | 0 | Conventional | WaterHeat | Com - Other | Com | RET Only | 0 | 1000 sqft2 of floor space | DHW System | 15 | DEER:Indoor_CFL_Ltg | 14408.885 | 2.2889 | 0 | SWWH016-01 & DEER 2021 Water Heater Updates | 0 | 2020 | 0 | 0 | 2020 | 0 | 0 | SWWH016-01 & DEER 2021 Water Heater Updates | Com Water Heating Controls (Elec) - Marine ¦ PG&E ¦ Marine | Com Water Heating Controls (Elec) - Marine | 0.020588 | 1 | 0.80952 | Navigant 2015 Assumption | -844.8335 | 2012 | 0.55 | N/A
COM-WATERHEAT-45.8 | Com ¦ No Com Water Heating Controls (Elec WH) - Marine ¦ PG&E ¦ Marine | Com ¦ No Com Water Heating Controls (Elec WH) - Marine | PG&E ¦ Marine | PG&E | All | Electric | No Com Water Heating Controls (Elec WH) | Average Existing and Code | 0 | Conventional | WaterHeat | Com - Refrig. Warehouse | Com | RET Only | 0 | 1000 sqft2 of floor space | DHW System | 15 | DEER:Indoor_CFL_Ltg | 21950.735 | 1.9326 | 0 | SWWH016-01 & DEER 2021 Water Heater Updates | 0 | 2020 | 0 | 0 | 2020 | 0 | 0 | SWWH016-01 & DEER 2021 Water Heater Updates | Com Water Heating Controls (Elec) - Marine ¦ PG&E ¦ Marine | Com Water Heating Controls (Elec) - Marine | 0.00084 | 1 | 0.80952 | Navigant 2015 Assumption | -470.9823 | 2012 | 0.55 | N/A
COM-WATERHEAT-45.9 | Com ¦ No Com Water Heating Controls (Elec WH) - Marine ¦ PG&E ¦ Marine | Com ¦ No Com Water Heating Controls (Elec WH) - Marine | PG&E ¦ Marine | PG&E | All | Electric | No Com Water Heating Controls (Elec WH) | Average Existing and Code | 0 | Conventional | WaterHeat | Com - Restaurant | Com | RET Only | 0 | 1000 sqft2 of floor space | DHW System | 15 | DEER:Indoor_CFL_Ltg | 9129.7484 | 1.7571 | 0 | SWWH016-01 & DEER 2021 Water Heater Updates | 0 | 2020 | 0 | 0 | 2020 | 0 | 0 | SWWH016-01 & DEER 2021 Water Heater Updates | Com Water Heating Controls (Elec) - Marine ¦ PG&E ¦ Marine | Com Water Heating Controls (Elec) - Marine | 0.10813 | 1 | 0.80952 | Navigant 2015 Assumption | -186.097 | 2012 | 0.55 | N/A
COM-WATERHEAT-45.10 | Com ¦ No Com Water Heating Controls (Elec WH) - Marine ¦ PG&E ¦ Marine | Com ¦ No Com Water Heating Controls (Elec WH) - Marine | PG&E ¦ Marine | PG&E | All | Electric | No Com Water Heating Controls (Elec WH) | Average Existing and Code | 0 | Conventional | WaterHeat | Com - Retail | Com | RET Only | 0 | 1000 sqft2 of floor space | DHW System | 15 | DEER:Indoor_CFL_Ltg | 6688.8104 | 1.0836 | 0 | SWWH016-01 & DEER 2021 Water Heater Updates | 0 | 2020 | 0 | 0 | 2020 | 0 | 0 | SWWH016-01 & DEER 2021 Water Heater Updates | Com Water Heating Controls (Elec) - Marine ¦ PG&E ¦ Marine | Com Water Heating Controls (Elec) - Marine | 0.0044524 | 1 | 0.80952 | Navigant 2015 Assumption | -644.1931 | 2012 | 0.55 | N/A
COM-WATERHEAT-45.11 | Com ¦ No Com Water Heating Controls (Elec WH) - Marine ¦ PG&E ¦ Marine | Com ¦ No Com Water Heating Controls (Elec WH) - Marine | PG&E ¦ Marine | PG&E | All | Electric | No Com Water Heating Controls (Elec WH) | Average Existing and Code | 0 | Conventional | WaterHeat | Com - School | Com | RET Only | 0 | 1000 sqft2 of floor space | DHW System | 15 | DEER:Indoor_CFL_Ltg | 10424.0939 | 0.94396 | 0 | SWWH016-01 & DEER 2021 Water Heater Updates | 0 | 2020 | 0 | 0 | 2020 | 0 | 0 | SWWH016-01 & DEER 2021 Water Heater Updates | Com Water Heating Controls (Elec) - Marine ¦ PG&E ¦ Marine | Com Water Heating Controls (Elec) - Marine | 0.038319 | 1 | 0.80952 | Navigant 2015 Assumption | -572.6033 | 2012 | 0.55 | N/A
COM-WATERHEAT-45.12 | Com ¦ No Com Water Heating Controls (Elec WH) - Marine ¦ PG&E ¦ Marine | Com ¦ No Com Water Heating Controls (Elec WH) - Marine | PG&E ¦ Marine | PG&E | All | Electric | No Com Water Heating Controls (Elec WH) | Average Existing and Code | 0 | Conventional | WaterHeat | Com - Warehouse | Com | RET Only | 0 | 1000 sqft2 of floor space | DHW System | 15 | DEER:Indoor_CFL_Ltg | 11563.9911 | 0.44162 | 0 | SWWH016-01 & DEER 2021 Water Heater Updates | 0 | 2020 | 0 | 0 | 2020 | 0 | 0 | SWWH016-01 & DEER 2021 Water Heater Updates | Com Water Heating Controls (Elec) - Marine ¦ PG&E ¦ Marine | Com Water Heating Controls (Elec) - Marine | 0.00084 | 1 | 0.80952 | Navigant 2015 Assumption | -859.8897 | 2012 | 0.55 | N/A
COM-WATERHEAT-45.13 | Com ¦ No Com Water Heating Controls (Elec WH) - Hot-Dry ¦ PG&E ¦ Hot-Dry | Com ¦ No Com Water Heating Controls (Elec WH) - Hot-Dry | PG&E ¦ Hot-Dry | PG&E | All | Electric | No Com Water Heating Controls (Elec WH) | Average Existing and Code | 0 | Conventional | WaterHeat | Com - College | Com | RET Only | 0 | 1000 sqft2 of floor space | DHW System | 15 | DEER:Indoor_CFL_Ltg | 6019.2708 | 0.056543 | 0 | SWWH016-01 & DEER 2021 Water Heater Updates | 0 | 2020 | 0 | 0 | 2020 | 0 | 0 | SWWH016-01 & DEER 2021 Water Heater Updates | Com Water Heating Controls (Elec) - Hot-Dry ¦ PG&E ¦ Hot-Dry | Com Water Heating Controls (Elec) - Hot-Dry | 0.021577 | 1 | 0.80952 | Navigant 2015 Assumption | -204.5945 | 2012 | 0.55 | N/A
COM-WATERHEAT-45.14 | Com ¦ No Com Water Heating Controls (Elec WH) - Hot-Dry ¦ PG&E ¦ Hot-Dry | Com ¦ No Com Water Heating Controls (Elec WH) - Hot-Dry | PG&E ¦ Hot-Dry | PG&E | All | Electric | No Com Water Heating Controls (Elec WH) | Average Existing and Code | 0 | Conventional | WaterHeat | Com - Grocery | Com | RET Only | 0 | 1000 sqft2 of floor space | DHW System | 15 | DEER:Indoor_CFL_Ltg | 16609.6079 | 3.0948 | 0 | SWWH016-01 & DEER 2021 Water Heater Updates | 0 | 2020 | 0 | 0 | 2020 | 0 | 0 | SWWH016-01 & DEER 2021 Water Heater Updates | Com Water Heating Controls (Elec) - Hot-Dry ¦ PG&E ¦ Hot-Dry | Com Water Heating Controls (Elec) - Hot-Dry | 0.021 | 1 | 0.80952 | Navigant 2015 Assumption | -365.1709 | 2012 | 0.55 | N/A
COM-WATERHEAT-45.15 | Com ¦ No Com Water Heating Controls (Elec WH) - Hot-Dry ¦ PG&E ¦ Hot-Dry | Com ¦ No Com Water Heating Controls (Elec WH) - Hot-Dry | PG&E ¦ Hot-Dry | PG&E | All | Electric | No Com Water Heating Controls (Elec WH) | Average Existing and Code | 0 | Conventional | WaterHeat | Com - Health | Com | RET Only | 0 | 1000 sqft2 of floor space | DHW System | 15 | DEER:Indoor_CFL_Ltg | 16592.0613 | 1.9289 | 0 | SWWH016-01 & DEER 2021 Water Heater Updates | 0 | 2020 | 0 | 0 | 2020 | 0 | 0 | SWWH016-01 & DEER 2021 Water Heater Updates | Com Water Heating Controls (Elec) - Hot-Dry ¦ PG&E ¦ Hot-Dry | Com Water Heating Controls (Elec) - Hot-Dry | 0.035464 | 1 | 0.80952 | Navigant 2015 Assumption | -245.9208 | 2012 | 0.55 | N/A
COM-WATERHEAT-45.16 | Com ¦ No Com Water Heating Controls (Elec WH) - Hot-Dry ¦ PG&E ¦ Hot-Dry | Com ¦ No Com Water Heating Controls (Elec WH) - Hot-Dry | PG&E ¦ Hot-Dry | PG&E | All | Electric | No Com Water Heating Controls (Elec WH) | Average Existing and Code | 0 | Conventional | WaterHeat | Com - Lodging | Com | RET Only | 0 | 1000 sqft2 of floor space | DHW System | 15 | DEER:Indoor_CFL_Ltg | 18335.7913 | 1.9469 | 0 | SWWH016-01 & DEER 2021 Water Heater Updates | 0 | 2020 | 0 | 0 | 2020 | 0 | 0 | SWWH016-01 & DEER 2021 Water Heater Updates | Com Water Heating Controls (Elec) - Hot-Dry ¦ PG&E ¦ Hot-Dry | Com Water Heating Controls (Elec) - Hot-Dry | 0.018603 | 1 | 0.80952 | Navigant 2015 Assumption | -1007.7919 | 2012 | 0.55 | N/A
COM-WATERHEAT-45.17 | Com ¦ No Com Water Heating Controls (Elec WH) - Hot-Dry ¦ PG&E ¦ Hot-Dry | Com ¦ No Com Water Heating Controls (Elec WH) - Hot-Dry | PG&E ¦ Hot-Dry | PG&E | All | Electric | No Com Water Heating Controls (Elec WH) | Average Existing and Code | 0 | Conventional | WaterHeat | Com - Office (Large) | Com | RET Only | 0 | 1000 sqft2 of floor space | DHW System | 15 | DEER:Indoor_CFL_Ltg | 4142.9563 | 0.08921 | 0 | SWWH016-01 & DEER 2021 Water Heater Updates | 0 | 2020 | 0 | 0 | 2020 | 0 | 0 | SWWH016-01 & DEER 2021 Water Heater Updates | Com Water Heating Controls (Elec) - Hot-Dry ¦ PG&E ¦ Hot-Dry | Com Water Heating Controls (Elec) - Hot-Dry | 0.006 | 1 | 0.80952 | Navigant 2015 Assumption | -64.8754 | 2012 | 0.55 | N/A
COM-WATERHEAT-45.18 | Com ¦ No Com Water Heating Controls (Elec WH) - Hot-Dry ¦ PG&E ¦ Hot-Dry | Com ¦ No Com Water Heating Controls (Elec WH) - Hot-Dry | PG&E ¦ Hot-Dry | PG&E | All | Electric | No Com Water Heating Controls (Elec WH) | Average Existing and Code | 0 | Conventional | WaterHeat | Com - Office (Small) | Com | RET Only | 0 | 1000 sqft2 of floor space | DHW System | 15 | DEER:Indoor_CFL_Ltg | 9117.7218 | 1.7432 | 0 | SWWH016-01 & DEER 2021 Water Heater Updates | 0 | 2020 | 0 | 0 | 2020 | 0 | 0 | SWWH016-01 & DEER 2021 Water Heater Updates | Com Water Heating Controls (Elec) - Hot-Dry ¦ PG&E ¦ Hot-Dry | Com Water Heating Controls (Elec) - Hot-Dry | 0.0315 | 1 | 0.80952 | Navigant 2015 Assumption | -237.3023 | 2012 | 0.55 | N/A
COM-WATERHEAT-45.19 | Com ¦ No Com Water Heating Controls (Elec WH) - Hot-Dry ¦ PG&E ¦ Hot-Dry | Com ¦ No Com Water Heating Controls (Elec WH) - Hot-Dry | PG&E ¦ Hot-Dry | PG&E | All | Electric | No Com Water Heating Controls (Elec WH) | Average Existing and Code | 0 | Conventional | WaterHeat | Com - Other | Com | RET Only | 0 | 1000 sqft2 of floor space | DHW System | 15 | DEER:Indoor_CFL_Ltg | 13721.6395 | 2.0958 | 0 | SWWH016-01 & DEER 2021 Water Heater Updates | 0 | 2020 | 0 | 0 | 2020 | 0 | 0 | SWWH016-01 & DEER 2021 Water Heater Updates | Com Water Heating Controls (Elec) - Hot-Dry ¦ PG&E ¦ Hot-Dry | Com Water Heating Controls (Elec) - Hot-Dry | 0.020588 | 1 | 0.80952 | Navigant 2015 Assumption | -804.5384 | 2012 | 0.55 | N/A
COM-WATERHEAT-45.20 | Com ¦ No Com Water Heating Controls (Elec WH) - Hot-Dry ¦ PG&E ¦ Hot-Dry | Com ¦ No Com Water Heating Controls (Elec WH) - Hot-Dry | PG&E ¦ Hot-Dry | PG&E | All | Electric | No Com Water Heating Controls (Elec WH) | Average Existing and Code | 0 | Conventional | WaterHeat | Com - Refrig. Warehouse | Com | RET Only | 0 | 1000 sqft2 of floor space | DHW System | 15 | DEER:Indoor_CFL_Ltg | 20892.6534 | 1.7702 | 0 | SWWH016-01 & DEER 2021 Water Heater Updates | 0 | 2020 | 0 | 0 | 2020 | 0 | 0 | SWWH016-01 & DEER 2021 Water Heater Updates | Com Water Heating Controls (Elec) - Hot-Dry ¦ PG&E ¦ Hot-Dry | Com Water Heating Controls (Elec) - Hot-Dry | 0.00084 | 1 | 0.80952 | Navigant 2015 Assumption | -448.2797 | 2012 | 0.55 | N/A
COM-WATERHEAT-45.21 | Com ¦ No Com Water Heating Controls (Elec WH) - Hot-Dry ¦ PG&E ¦ Hot-Dry | Com ¦ No Com Water Heating Controls (Elec WH) - Hot-Dry | PG&E ¦ Hot-Dry | PG&E | All | Electric | No Com Water Heating Controls (Elec WH) | Average Existing and Code | 0 | Conventional | WaterHeat | Com - Restaurant | Com | RET Only | 0 | 1000 sqft2 of floor space | DHW System | 15 | DEER:Indoor_CFL_Ltg | 8682.6047 | 1.6064 | 0 | SWWH016-01 & DEER 2021 Water Heater Updates | 0 | 2020 | 0 | 0 | 2020 | 0 | 0 | SWWH016-01 & DEER 2021 Water Heater Updates | Com Water Heating Controls (Elec) - Hot-Dry ¦ PG&E ¦ Hot-Dry | Com Water Heating Controls (Elec) - Hot-Dry | 0.10813 | 1 | 0.80952 | Navigant 2015 Assumption | -176.9826 | 2012 | 0.55 | N/A
COM-WATERHEAT-45.22 | Com ¦ No Com Water Heating Controls (Elec WH) - Hot-Dry ¦ PG&E ¦ Hot-Dry | Com ¦ No Com Water Heating Controls (Elec WH) - Hot-Dry | PG&E ¦ Hot-Dry | PG&E | All | Electric | No Com Water Heating Controls (Elec WH) | Average Existing and Code | 0 | Conventional | WaterHeat | Com - Retail | Com | RET Only | 0 | 1000 sqft2 of floor space | DHW System | 15 | DEER:Indoor_CFL_Ltg | 6359.1034 | 0.98611 | 0 | SWWH016-01 & DEER 2021 Water Heater Updates | 0 | 2020 | 0 | 0 | 2020 | 0 | 0 | SWWH016-01 & DEER 2021 Water Heater Updates | Com Water Heating Controls (Elec) - Hot-Dry ¦ PG&E ¦ Hot-Dry | Com Water Heating Controls (Elec) - Hot-Dry | 0.0044524 | 1 | 0.80952 | Navigant 2015 Assumption | -612.4393 | 2012 | 0.55 | N/A
COM-WATERHEAT-45.23 | Com ¦ No Com Water Heating Controls (Elec WH) - Hot-Dry ¦ PG&E ¦ Hot-Dry | Com ¦ No Com Water Heating Controls (Elec WH) - Hot-Dry | PG&E ¦ Hot-Dry | PG&E | All | Electric | No Com Water Heating Controls (Elec WH) | Average Existing and Code | 0 | Conventional | WaterHeat | Com - School | Com | RET Only | 0 | 1000 sqft2 of floor space | DHW System | 15 | DEER:Indoor_CFL_Ltg | 9942.7245 | 0.86343 | 0 | SWWH016-01 & DEER 2021 Water Heater Updates | 0 | 2020 | 0 | 0 | 2020 | 0 | 0 | SWWH016-01 & DEER 2021 Water Heater Updates | Com Water Heating Controls (Elec) - Hot-Dry ¦ PG&E ¦ Hot-Dry | Com Water Heating Controls (Elec) - Hot-Dry | 0.038319 | 1 | 0.80952 | Navigant 2015 Assumption | -546.1613 | 2012 | 0.55 | N/A
COM-WATERHEAT-45.24 | Com ¦ No Com Water Heating Controls (Elec WH) - Hot-Dry ¦ PG&E ¦ Hot-Dry | Com ¦ No Com Water Heating Controls (Elec WH) - Hot-Dry | PG&E ¦ Hot-Dry | PG&E | All | Electric | No Com Water Heating Controls (Elec WH) | Average Existing and Code | 0 | Conventional | WaterHeat | Com - Warehouse | Com | RET Only | 0 | 1000 sqft2 of floor space | DHW System | 15 | DEER:Indoor_CFL_Ltg | 10990.1643 | 0.39949 | 0 | SWWH016-01 & DEER 2021 Water Heater Updates | 0 | 2020 | 0 | 0 | 2020 | 0 | 0 | SWWH016-01 & DEER 2021 Water Heater Updates | Com Water Heating Controls (Elec) - Hot-Dry ¦ PG&E ¦ Hot-Dry | Com Water Heating Controls (Elec) - Hot-Dry | 0.00084 | 1 | 0.80952 | Navigant 2015 Assumption | -817.2204 | 2012 | 0.55 | N/A
COM-WATERHEAT-45.25 | Com ¦ No Com Water Heating Controls (Elec WH) - Cold ¦ PG&E ¦ Cold | Com ¦ No Com Water Heating Controls (Elec WH) - Cold | PG&E ¦ Cold | PG&E | All | Electric | No Com Water Heating Controls (Elec WH) | Average Existing and Code | 0 | Conventional | WaterHeat | Com - College | Com | RET Only | 0 | 1000 sqft2 of floor space | DHW System | 15 | DEER:Indoor_CFL_Ltg | 6715.5252 | 0.057715 | 0 | SWWH016-01 & DEER 2021 Water Heater Updates | 0 | 2020 | 0 | 0 | 2020 | 0 | 0 | SWWH016-01 & DEER 2021 Water Heater Updates | Com Water Heating Controls (Elec) - Cold ¦ PG&E ¦ Cold | Com Water Heating Controls (Elec) - Cold | 0.021577 | 1 | 0.80952 | Navigant 2015 Assumption | -228.2602 | 2012 | 0.55 | N/A
COM-WATERHEAT-45.26 | Com ¦ No Com Water Heating Controls (Elec WH) - Cold ¦ PG&E ¦ Cold | Com ¦ No Com Water Heating Controls (Elec WH) - Cold | PG&E ¦ Cold | PG&E | All | Electric | No Com Water Heating Controls (Elec WH) | Average Existing and Code | 0 | Conventional | WaterHeat | Com - Grocery | Com | RET Only | 0 | 1000 sqft2 of floor space | DHW System | 15 | DEER:Indoor_CFL_Ltg | 18607.093 | 3.4495 | 0 | SWWH016-01 & DEER 2021 Water Heater Updates | 0 | 2020 | 0 | 0 | 2020 | 0 | 0 | SWWH016-01 & DEER 2021 Water Heater Updates | Com Water Heating Controls (Elec) - Cold ¦ PG&E ¦ Cold | Com Water Heating Controls (Elec) - Cold | 0.021 | 1 | 0.80952 | Navigant 2015 Assumption | -409.0866 | 2012 | 0.55 | N/A
COM-WATERHEAT-45.27 | Com ¦ No Com Water Heating Controls (Elec WH) - Cold ¦ PG&E ¦ Cold | Com ¦ No Com Water Heating Controls (Elec WH) - Cold | PG&E ¦ Cold | PG&E | All | Electric | No Com Water Heating Controls (Elec WH) | Average Existing and Code | 0 | Conventional | WaterHeat | Com - Health | Com | RET Only | 0 | 1000 sqft2 of floor space | DHW System | 15 | DEER:Indoor_CFL_Ltg | 18627.8075 | 2.1465 | 0 | SWWH016-01 & DEER 2021 Water Heater Updates | 0 | 2020 | 0 | 0 | 2020 | 0 | 0 | SWWH016-01 & DEER 2021 Water Heater Updates | Com Water Heating Controls (Elec) - Cold ¦ PG&E ¦ Cold | Com Water Heating Controls (Elec) - Cold | 0.035464 | 1 | 0.80952 | Navigant 2015 Assumption | -276.0938 | 2012 | 0.55 | N/A
COM-WATERHEAT-45.28 | Com ¦ No Com Water Heating Controls (Elec WH) - Cold ¦ PG&E ¦ Cold | Com ¦ No Com Water Heating Controls (Elec WH) - Cold | PG&E ¦ Cold | PG&E | All | Electric | No Com Water Heating Controls (Elec WH) | Average Existing and Code | 0 | Conventional | WaterHeat | Com - Lodging | Com | RET Only | 0 | 1000 sqft2 of floor space | DHW System | 15 | DEER:Indoor_CFL_Ltg | 20547.4396 | 2.1674 | 0 | SWWH016-01 & DEER 2021 Water Heater Updates | 0 | 2020 | 0 | 0 | 2020 | 0 | 0 | SWWH016-01 & DEER 2021 Water Heater Updates | Com Water Heating Controls (Elec) - Cold ¦ PG&E ¦ Cold | Com Water Heating Controls (Elec) - Cold | 0.018603 | 1 | 0.80952 | Navigant 2015 Assumption | -1129.351 | 2012 | 0.55 | N/A
COM-WATERHEAT-45.29 | Com ¦ No Com Water Heating Controls (Elec WH) - Cold ¦ PG&E ¦ Cold | Com ¦ No Com Water Heating Controls (Elec WH) - Cold | PG&E ¦ Cold | PG&E | All | Electric | No Com Water Heating Controls (Elec WH) | Average Existing and Code | 0 | Conventional | WaterHeat | Com - Office (Large) | Com | RET Only | 0 | 1000 sqft2 of floor space | DHW System | 15 | DEER:Indoor_CFL_Ltg | 4599.7266 | 0.093154 | 0 | SWWH016-01 & DEER 2021 Water Heater Updates | 0 | 2020 | 0 | 0 | 2020 | 0 | 0 | SWWH016-01 & DEER 2021 Water Heater Updates | Com Water Heating Controls (Elec) - Cold ¦ PG&E ¦ Cold | Com Water Heating Controls (Elec) - Cold | 0.006 | 1 | 0.80952 | Navigant 2015 Assumption | -72.0281 | 2012 | 0.55 | N/A
COM-WATERHEAT-45.30 | Com ¦ No Com Water Heating Controls (Elec WH) - Cold ¦ PG&E ¦ Cold | Com ¦ No Com Water Heating Controls (Elec WH) - Cold | PG&E ¦ Cold | PG&E | All | Electric | No Com Water Heating Controls (Elec WH) | Average Existing and Code | 0 | Conventional | WaterHeat | Com - Office (Small) | Com | RET Only | 0 | 1000 sqft2 of floor space | DHW System | 15 | DEER:Indoor_CFL_Ltg | 10192.1451 | 1.941 | 0 | SWWH016-01 & DEER 2021 Water Heater Updates | 0 | 2020 | 0 | 0 | 2020 | 0 | 0 | SWWH016-01 & DEER 2021 Water Heater Updates | Com Water Heating Controls (Elec) - Cold ¦ PG&E ¦ Cold | Com Water Heating Controls (Elec) - Cold | 0.0315 | 1 | 0.80952 | Navigant 2015 Assumption | -265.2658 | 2012 | 0.55 | N/A
COM-WATERHEAT-45.31 | Com ¦ No Com Water Heating Controls (Elec WH) - Cold ¦ PG&E ¦ Cold | Com ¦ No Com Water Heating Controls (Elec WH) - Cold | PG&E ¦ Cold | PG&E | All | Electric | No Com Water Heating Controls (Elec WH) | Average Existing and Code | 0 | Conventional | WaterHeat | Com - Other | Com | RET Only | 0 | 1000 sqft2 of floor space | DHW System | 15 | DEER:Indoor_CFL_Ltg | 15358.5494 | 2.3329 | 0 | SWWH016-01 & DEER 2021 Water Heater Updates | 0 | 2020 | 0 | 0 | 2020 | 0 | 0 | SWWH016-01 & DEER 2021 Water Heater Updates | Com Water Heating Controls (Elec) - Cold ¦ PG&E ¦ Cold | Com Water Heating Controls (Elec) - Cold | 0.020588 | 1 | 0.80952 | Navigant 2015 Assumption | -900.515 | 2012 | 0.55 | N/A
COM-WATERHEAT-45.32 | Com ¦ No Com Water Heating Controls (Elec WH) - Cold ¦ PG&E ¦ Cold | Com ¦ No Com Water Heating Controls (Elec WH) - Cold | PG&E ¦ Cold | PG&E | All | Electric | No Com Water Heating Controls (Elec WH) | Average Existing and Code | 0 | Conventional | WaterHeat | Com - Refrig. Warehouse | Com | RET Only | 0 | 1000 sqft2 of floor space | DHW System | 15 | DEER:Indoor_CFL_Ltg | 23413.0446 | 1.9694 | 0 | SWWH016-01 & DEER 2021 Water Heater Updates | 0 | 2020 | 0 | 0 | 2020 | 0 | 0 | SWWH016-01 & DEER 2021 Water Heater Updates | Com Water Heating Controls (Elec) - Cold ¦ PG&E ¦ Cold | Com Water Heating Controls (Elec) - Cold | 0.00084 | 1 | 0.80952 | Navigant 2015 Assumption | -502.3581 | 2012 | 0.55 | N/A
COM-WATERHEAT-45.33 | Com ¦ No Com Water Heating Controls (Elec WH) - Cold ¦ PG&E ¦ Cold | Com ¦ No Com Water Heating Controls (Elec WH) - Cold | PG&E ¦ Cold | PG&E | All | Electric | No Com Water Heating Controls (Elec WH) | Average Existing and Code | 0 | Conventional | WaterHeat | Com - Restaurant | Com | RET Only | 0 | 1000 sqft2 of floor space | DHW System | 15 | DEER:Indoor_CFL_Ltg | 9703.4371 | 1.7883 | 0 | SWWH016-01 & DEER 2021 Water Heater Updates | 0 | 2020 | 0 | 0 | 2020 | 0 | 0 | SWWH016-01 & DEER 2021 Water Heater Updates | Com Water Heating Controls (Elec) - Cold ¦ PG&E ¦ Cold | Com Water Heating Controls (Elec) - Cold | 0.10813 | 1 | 0.80952 | Navigant 2015 Assumption | -197.7909 | 2012 | 0.55 | N/A
COM-WATERHEAT-45.34 | Com ¦ No Com Water Heating Controls (Elec WH) - Cold ¦ PG&E ¦ Cold | Com ¦ No Com Water Heating Controls (Elec WH) - Cold | PG&E ¦ Cold | PG&E | All | Electric | No Com Water Heating Controls (Elec WH) | Average Existing and Code | 0 | Conventional | WaterHeat | Com - Retail | Com | RET Only | 0 | 1000 sqft2 of floor space | DHW System | 15 | DEER:Indoor_CFL_Ltg | 7120.3417 | 1.1001 | 0 | SWWH016-01 & DEER 2021 Water Heater Updates | 0 | 2020 | 0 | 0 | 2020 | 0 | 0 | SWWH016-01 & DEER 2021 Water Heater Updates | Com Water Heating Controls (Elec) - Cold ¦ PG&E ¦ Cold | Com Water Heating Controls (Elec) - Cold | 0.0044524 | 1 | 0.80952 | Navigant 2015 Assumption | -685.7535 | 2012 | 0.55 | N/A
COM-WATERHEAT-45.35 | Com ¦ No Com Water Heating Controls (Elec WH) - Cold ¦ PG&E ¦ Cold | Com ¦ No Com Water Heating Controls (Elec WH) - Cold | PG&E ¦ Cold | PG&E | All | Electric | No Com Water Heating Controls (Elec WH) | Average Existing and Code | 0 | Conventional | WaterHeat | Com - School | Com | RET Only | 0 | 1000 sqft2 of floor space | DHW System | 15 | DEER:Indoor_CFL_Ltg | 11221.9316 | 0.95895 | 0 | SWWH016-01 & DEER 2021 Water Heater Updates | 0 | 2020 | 0 | 0 | 2020 | 0 | 0 | SWWH016-01 & DEER 2021 Water Heater Updates | Com Water Heating Controls (Elec) - Cold ¦ PG&E ¦ Cold | Com Water Heating Controls (Elec) - Cold | 0.038319 | 1 | 0.80952 | Navigant 2015 Assumption | -616.4291 | 2012 | 0.55 | N/A
COM-WATERHEAT-45.36 | Com ¦ No Com Water Heating Controls (Elec WH) - Cold ¦ PG&E ¦ Cold | Com ¦ No Com Water Heating Controls (Elec WH) - Cold | PG&E ¦ Cold | PG&E | All | Electric | No Com Water Heating Controls (Elec WH) | Average Existing and Code | 0 | Conventional | WaterHeat | Com - Warehouse | Com | RET Only | 0 | 1000 sqft2 of floor space | DHW System | 15 | DEER:Indoor_CFL_Ltg | 12326.509 | 0.44385 | 0 | SWWH016-01 & DEER 2021 Water Heater Updates | 0 | 2020 | 0 | 0 | 2020 | 0 | 0 | SWWH016-01 & DEER 2021 Water Heater Updates | Com Water Heating Controls (Elec) - Cold ¦ PG&E ¦ Cold | Com Water Heating Controls (Elec) - Cold | 0.00084 | 1 | 0.80952 | Navigant 2015 Assumption | -916.59 | 2012 | 0.55 | N/A
COM-WATERHEAT-46.1 | Com ¦ Com Water Heating Controls (Elec WH) - Marine ¦ PG&E ¦ Marine | Com ¦ Com Water Heating Controls (Elec WH) - Marine | PG&E ¦ Marine | PG&E | All | Electric | Com Water Heating Controls (Elec WH) | Efficient | 0 | Conventional | WaterHeat | Com - College | Com | RET Only | 0 | 1000 sqft2 of floor space | DHW System | 15 | DEER:Indoor_CFL_Ltg | 5744.3439 | 0.054007 | 0 | SWWH016-01 & DEER 2021 Water Heater Updates | 1400 | 2020 | 0 | 0 | 2020 | 0 | 0 | SWWH016-01 & DEER 2021 Water Heater Updates | Com Water Heating Controls (Elec) - Marine ¦ PG&E ¦ Marine | Com Water Heating Controls (Elec) - Marine | 0.021577 | 1 | 0.19048 | Navigant 2015 Assumption | -195.2498 | 2032 | 0.55 | N/A
COM-WATERHEAT-46.2 | Com ¦ Com Water Heating Controls (Elec WH) - Marine ¦ PG&E ¦ Marine | Com ¦ Com Water Heating Controls (Elec WH) - Marine | PG&E ¦ Marine | PG&E | All | Electric | Com Water Heating Controls (Elec WH) | Efficient | 0 | Conventional | WaterHeat | Com - Grocery | Com | RET Only | 0 | 1000 sqft2 of floor space | DHW System | 15 | DEER:Indoor_CFL_Ltg | 15972.2945 | 3.0962 | 0 | SWWH016-01 & DEER 2021 Water Heater Updates | 1400 | 2020 | 0 | 0 | 2020 | 0 | 0 | SWWH016-01 & DEER 2021 Water Heater Updates | Com Water Heating Controls (Elec) - Marine ¦ PG&E ¦ Marine | Com Water Heating Controls (Elec) - Marine | 0.021 | 1 | 0.19048 | Navigant 2015 Assumption | -351.1592 | 2032 | 0.55 | N/A
COM-WATERHEAT-46.3 | Com ¦ Com Water Heating Controls (Elec WH) - Marine ¦ PG&E ¦ Marine | Com ¦ Com Water Heating Controls (Elec WH) - Marine | PG&E ¦ Marine | PG&E | All | Electric | Com Water Heating Controls (Elec WH) | Efficient | 0 | Conventional | WaterHeat | Com - Health | Com | RET Only | 0 | 1000 sqft2 of floor space | DHW System | 15 | DEER:Indoor_CFL_Ltg | 15936.7197 | 1.926 | 0 | SWWH016-01 & DEER 2021 Water Heater Updates | 1400 | 2020 | 0 | 0 | 2020 | 0 | 0 | SWWH016-01 & DEER 2021 Water Heater Updates | Com Water Heating Controls (Elec) - Marine ¦ PG&E ¦ Marine | Com Water Heating Controls (Elec) - Marine | 0.035464 | 1 | 0.19048 | Navigant 2015 Assumption | -236.2076 | 2032 | 0.55 | N/A
COM-WATERHEAT-46.4 | Com ¦ Com Water Heating Controls (Elec WH) - Marine ¦ PG&E ¦ Marine | Com ¦ Com Water Heating Controls (Elec WH) - Marine | PG&E ¦ Marine | PG&E | All | Electric | Com Water Heating Controls (Elec WH) | Efficient | 0 | Conventional | WaterHeat | Com - Lodging | Com | RET Only | 0 | 1000 sqft2 of floor space | DHW System | 15 | DEER:Indoor_CFL_Ltg | 17622.8613 | 1.9457 | 0 | SWWH016-01 & DEER 2021 Water Heater Updates | 1400 | 2020 | 0 | 0 | 2020 | 0 | 0 | SWWH016-01 & DEER 2021 Water Heater Updates | Com Water Heating Controls (Elec) - Marine ¦ PG&E ¦ Marine | Com Water Heating Controls (Elec) - Marine | 0.018603 | 1 | 0.19048 | Navigant 2015 Assumption | -968.6071 | 2032 | 0.55 | N/A
COM-WATERHEAT-46.5 | Com ¦ Com Water Heating Controls (Elec WH) - Marine ¦ PG&E ¦ Marine | Com ¦ Com Water Heating Controls (Elec WH) - Marine | PG&E ¦ Marine | PG&E | All | Electric | Com Water Heating Controls (Elec WH) | Efficient | 0 | Conventional | WaterHeat | Com - Office (Large) | Com | RET Only | 0 | 1000 sqft2 of floor space | DHW System | 15 | DEER:Indoor_CFL_Ltg | 3964.1336 | 0.084958 | 0 | SWWH016-01 & DEER 2021 Water Heater Updates | 1400 | 2020 | 0 | 0 | 2020 | 0 | 0 | SWWH016-01 & DEER 2021 Water Heater Updates | Com Water Heating Controls (Elec) - Marine ¦ PG&E ¦ Marine | Com Water Heating Controls (Elec) - Marine | 0.006 | 1 | 0.19048 | Navigant 2015 Assumption | -62.0752 | 2032 | 0.55 | N/A
COM-WATERHEAT-46.6 | Com ¦ Com Water Heating Controls (Elec WH) - Marine ¦ PG&E ¦ Marine | Com ¦ Com Water Heating Controls (Elec WH) - Marine | PG&E ¦ Marine | PG&E | All | Electric | Com Water Heating Controls (Elec WH) | Efficient | 0 | Conventional | WaterHeat | Com - Office (Small) | Com | RET Only | 0 | 1000 sqft2 of floor space | DHW System | 15 | DEER:Indoor_CFL_Ltg | 8767.2444 | 1.7437 | 0 | SWWH016-01 & DEER 2021 Water Heater Updates | 1400 | 2020 | 0 | 0 | 2020 | 0 | 0 | SWWH016-01 & DEER 2021 Water Heater Updates | Com Water Heating Controls (Elec) - Marine ¦ PG&E ¦ Marine | Com Water Heating Controls (Elec) - Marine | 0.0315 | 1 | 0.19048 | Navigant 2015 Assumption | -228.1806 | 2032 | 0.55 | N/A
COM-WATERHEAT-46.7 | Com ¦ Com Water Heating Controls (Elec WH) - Marine ¦ PG&E ¦ Marine | Com ¦ Com Water Heating Controls (Elec WH) - Marine | PG&E ¦ Marine | PG&E | All | Electric | Com Water Heating Controls (Elec WH) | Efficient | 0 | Conventional | WaterHeat | Com - Other | Com | RET Only | 0 | 1000 sqft2 of floor space | DHW System | 15 | DEER:Indoor_CFL_Ltg | 13176.2199 | 2.0931 | 0 | SWWH016-01 & DEER 2021 Water Heater Updates | 1400 | 2020 | 0 | 0 | 2020 | 0 | 0 | SWWH016-01 & DEER 2021 Water Heater Updates | Com Water Heating Controls (Elec) - Marine ¦ PG&E ¦ Marine | Com Water Heating Controls (Elec) - Marine | 0.020588 | 1 | 0.19048 | Navigant 2015 Assumption | -772.5589 | 2032 | 0.55 | N/A
COM-WATERHEAT-46.8 | Com ¦ Com Water Heating Controls (Elec WH) - Marine ¦ PG&E ¦ Marine | Com ¦ Com Water Heating Controls (Elec WH) - Marine | PG&E ¦ Marine | PG&E | All | Electric | Com Water Heating Controls (Elec WH) | Efficient | 0 | Conventional | WaterHeat | Com - Refrig. Warehouse | Com | RET Only | 0 | 1000 sqft2 of floor space | DHW System | 15 | DEER:Indoor_CFL_Ltg | 20072.8724 | 1.7672 | 0 | SWWH016-01 & DEER 2021 Water Heater Updates | 1400 | 2020 | 0 | 0 | 2020 | 0 | 0 | SWWH016-01 & DEER 2021 Water Heater Updates | Com Water Heating Controls (Elec) - Marine ¦ PG&E ¦ Marine | Com Water Heating Controls (Elec) - Marine | 0.00084 | 1 | 0.19048 | Navigant 2015 Assumption | -430.6902 | 2032 | 0.55 | N/A
COM-WATERHEAT-46.9 | Com ¦ Com Water Heating Controls (Elec WH) - Marine ¦ PG&E ¦ Marine | Com ¦ Com Water Heating Controls (Elec WH) - Marine | PG&E ¦ Marine | PG&E | All | Electric | Com Water Heating Controls (Elec WH) | Efficient | 0 | Conventional | WaterHeat | Com - Restaurant | Com | RET Only | 0 | 1000 sqft2 of floor space | DHW System | 15 | DEER:Indoor_CFL_Ltg | 8348.7079 | 1.6068 | 0 | SWWH016-01 & DEER 2021 Water Heater Updates | 1400 | 2020 | 0 | 0 | 2020 | 0 | 0 | SWWH016-01 & DEER 2021 Water Heater Updates | Com Water Heating Controls (Elec) - Marine ¦ PG&E ¦ Marine | Com Water Heating Controls (Elec) - Marine | 0.10813 | 1 | 0.19048 | Navigant 2015 Assumption | -170.1766 | 2032 | 0.55 | N/A
COM-WATERHEAT-46.10 | Com ¦ Com Water Heating Controls (Elec WH) - Marine ¦ PG&E ¦ Marine | Com ¦ Com Water Heating Controls (Elec WH) - Marine | PG&E ¦ Marine | PG&E | All | Electric | Com Water Heating Controls (Elec WH) | Efficient | 0 | Conventional | WaterHeat | Com - Retail | Com | RET Only | 0 | 1000 sqft2 of floor space | DHW System | 15 | DEER:Indoor_CFL_Ltg | 6116.5896 | 0.99086 | 0 | SWWH016-01 & DEER 2021 Water Heater Updates | 1400 | 2020 | 0 | 0 | 2020 | 0 | 0 | SWWH016-01 & DEER 2021 Water Heater Updates | Com Water Heating Controls (Elec) - Marine ¦ PG&E ¦ Marine | Com Water Heating Controls (Elec) - Marine | 0.0044524 | 1 | 0.19048 | Navigant 2015 Assumption | -589.083 | 2032 | 0.55 | N/A
COM-WATERHEAT-46.11 | Com ¦ Com Water Heating Controls (Elec WH) - Marine ¦ PG&E ¦ Marine | Com ¦ Com Water Heating Controls (Elec WH) - Marine | PG&E ¦ Marine | PG&E | All | Electric | Com Water Heating Controls (Elec WH) | Efficient | 0 | Conventional | WaterHeat | Com - School | Com | RET Only | 0 | 1000 sqft2 of floor space | DHW System | 15 | DEER:Indoor_CFL_Ltg | 9532.3235 | 0.8632 | 0 | SWWH016-01 & DEER 2021 Water Heater Updates | 1400 | 2020 | 0 | 0 | 2020 | 0 | 0 | SWWH016-01 & DEER 2021 Water Heater Updates | Com Water Heating Controls (Elec) - Marine ¦ PG&E ¦ Marine | Com Water Heating Controls (Elec) - Marine | 0.038319 | 1 | 0.19048 | Navigant 2015 Assumption | -523.6177 | 2032 | 0.55 | N/A
COM-WATERHEAT-46.12 | Com ¦ Com Water Heating Controls (Elec WH) - Marine ¦ PG&E ¦ Marine | Com ¦ Com Water Heating Controls (Elec WH) - Marine | PG&E ¦ Marine | PG&E | All | Electric | Com Water Heating Controls (Elec WH) | Efficient | 0 | Conventional | WaterHeat | Com - Warehouse | Com | RET Only | 0 | 1000 sqft2 of floor space | DHW System | 15 | DEER:Indoor_CFL_Ltg | 10574.7037 | 0.40384 | 0 | SWWH016-01 & DEER 2021 Water Heater Updates | 1400 | 2020 | 0 | 0 | 2020 | 0 | 0 | SWWH016-01 & DEER 2021 Water Heater Updates | Com Water Heating Controls (Elec) - Marine ¦ PG&E ¦ Marine | Com Water Heating Controls (Elec) - Marine | 0.00084 | 1 | 0.19048 | Navigant 2015 Assumption | -786.327 | 2032 | 0.55 | N/A
COM-WATERHEAT-46.13 | Com ¦ Com Water Heating Controls (Elec WH) - Hot-Dry ¦ PG&E ¦ Hot-Dry | Com ¦ Com Water Heating Controls (Elec WH) - Hot-Dry | PG&E ¦ Hot-Dry | PG&E | All | Electric | Com Water Heating Controls (Elec WH) | Efficient | 0 | Conventional | WaterHeat | Com - College | Com | RET Only | 0 | 1000 sqft2 of floor space | DHW System | 15 | DEER:Indoor_CFL_Ltg | 5504.3285 | 0.051706 | 0 | SWWH016-01 & DEER 2021 Water Heater Updates | 1400 | 2020 | 0 | 0 | 2020 | 0 | 0 | SWWH016-01 & DEER 2021 Water Heater Updates | Com Water Heating Controls (Elec) - Hot-Dry ¦ PG&E ¦ Hot-Dry | Com Water Heating Controls (Elec) - Hot-Dry | 0.021577 | 1 | 0.19048 | Navigant 2015 Assumption | -187.0917 | 2032 | 0.55 | N/A
COM-WATERHEAT-46.14 | Com ¦ Com Water Heating Controls (Elec WH) - Hot-Dry ¦ PG&E ¦ Hot-Dry | Com ¦ Com Water Heating Controls (Elec WH) - Hot-Dry | PG&E ¦ Hot-Dry | PG&E | All | Electric | Com Water Heating Controls (Elec WH) | Efficient | 0 | Conventional | WaterHeat | Com - Grocery | Com | RET Only | 0 | 1000 sqft2 of floor space | DHW System | 15 | DEER:Indoor_CFL_Ltg | 15188.6731 | 2.83 | 0 | SWWH016-01 & DEER 2021 Water Heater Updates | 1400 | 2020 | 0 | 0 | 2020 | 0 | 0 | SWWH016-01 & DEER 2021 Water Heater Updates | Com Water Heating Controls (Elec) - Hot-Dry ¦ PG&E ¦ Hot-Dry | Com Water Heating Controls (Elec) - Hot-Dry | 0.021 | 1 | 0.19048 | Navigant 2015 Assumption | -333.9309 | 2032 | 0.55 | N/A
COM-WATERHEAT-46.15 | Com ¦ Com Water Heating Controls (Elec WH) - Hot-Dry ¦ PG&E ¦ Hot-Dry | Com ¦ Com Water Heating Controls (Elec WH) - Hot-Dry | PG&E ¦ Hot-Dry | PG&E | All | Electric | Com Water Heating Controls (Elec WH) | Efficient | 0 | Conventional | WaterHeat | Com - Health | Com | RET Only | 0 | 1000 sqft2 of floor space | DHW System | 15 | DEER:Indoor_CFL_Ltg | 15172.6277 | 1.7638 | 0 | SWWH016-01 & DEER 2021 Water Heater Updates | 1400 | 2020 | 0 | 0 | 2020 | 0 | 0 | SWWH016-01 & DEER 2021 Water Heater Updates | Com Water Heating Controls (Elec) - Hot-Dry ¦ PG&E ¦ Hot-Dry | Com Water Heating Controls (Elec) - Hot-Dry | 0.035464 | 1 | 0.19048 | Navigant 2015 Assumption | -224.8825 | 2032 | 0.55 | N/A
COM-WATERHEAT-46.16 | Com ¦ Com Water Heating Controls (Elec WH) - Hot-Dry ¦ PG&E ¦ Hot-Dry | Com ¦ Com Water Heating Controls (Elec WH) - Hot-Dry | PG&E ¦ Hot-Dry | PG&E | All | Electric | Com Water Heating Controls (Elec WH) | Efficient | 0 | Conventional | WaterHeat | Com - Lodging | Com | RET Only | 0 | 1000 sqft2 of floor space | DHW System | 15 | DEER:Indoor_CFL_Ltg | 16767.1833 | 1.7803 | 0 | SWWH016-01 & DEER 2021 Water Heater Updates | 1400 | 2020 | 0 | 0 | 2020 | 0 | 0 | SWWH016-01 & DEER 2021 Water Heater Updates | Com Water Heating Controls (Elec) - Hot-Dry ¦ PG&E ¦ Hot-Dry | Com Water Heating Controls (Elec) - Hot-Dry | 0.018603 | 1 | 0.19048 | Navigant 2015 Assumption | -921.5764 | 2032 | 0.55 | N/A
COM-WATERHEAT-46.17 | Com ¦ Com Water Heating Controls (Elec WH) - Hot-Dry ¦ PG&E ¦ Hot-Dry | Com ¦ Com Water Heating Controls (Elec WH) - Hot-Dry | PG&E ¦ Hot-Dry | PG&E | All | Electric | Com Water Heating Controls (Elec WH) | Efficient | 0 | Conventional | WaterHeat | Com - Office (Large) | Com | RET Only | 0 | 1000 sqft2 of floor space | DHW System | 15 | DEER:Indoor_CFL_Ltg | 3788.5307 | 0.081578 | 0 | SWWH016-01 & DEER 2021 Water Heater Updates | 1400 | 2020 | 0 | 0 | 2020 | 0 | 0 | SWWH016-01 & DEER 2021 Water Heater Updates | Com Water Heating Controls (Elec) - Hot-Dry ¦ PG&E ¦ Hot-Dry | Com Water Heating Controls (Elec) - Hot-Dry | 0.006 | 1 | 0.19048 | Navigant 2015 Assumption | -59.3254 | 2032 | 0.55 | N/A
COM-WATERHEAT-46.18 | Com ¦ Com Water Heating Controls (Elec WH) - Hot-Dry ¦ PG&E ¦ Hot-Dry | Com ¦ Com Water Heating Controls (Elec WH) - Hot-Dry | PG&E ¦ Hot-Dry | PG&E | All | Electric | Com Water Heating Controls (Elec WH) | Efficient | 0 | Conventional | WaterHeat | Com - Office (Small) | Com | RET Only | 0 | 1000 sqft2 of floor space | DHW System | 15 | DEER:Indoor_CFL_Ltg | 8337.7102 | 1.5941 | 0 | SWWH016-01 & DEER 2021 Water Heater Updates | 1400 | 2020 | 0 | 0 | 2020 | 0 | 0 | SWWH016-01 & DEER 2021 Water Heater Updates | Com Water Heating Controls (Elec) - Hot-Dry ¦ PG&E ¦ Hot-Dry | Com Water Heating Controls (Elec) - Hot-Dry | 0.0315 | 1 | 0.19048 | Navigant 2015 Assumption | -217.0014 | 2032 | 0.55 | N/A
COM-WATERHEAT-46.19 | Com ¦ Com Water Heating Controls (Elec WH) - Hot-Dry ¦ PG&E ¦ Hot-Dry | Com ¦ Com Water Heating Controls (Elec WH) - Hot-Dry | PG&E ¦ Hot-Dry | PG&E | All | Electric | Com Water Heating Controls (Elec WH) | Efficient | 0 | Conventional | WaterHeat | Com - Other | Com | RET Only | 0 | 1000 sqft2 of floor space | DHW System | 15 | DEER:Indoor_CFL_Ltg | 12547.7675 | 1.9165 | 0 | SWWH016-01 & DEER 2021 Water Heater Updates | 1400 | 2020 | 0 | 0 | 2020 | 0 | 0 | SWWH016-01 & DEER 2021 Water Heater Updates | Com Water Heating Controls (Elec) - Hot-Dry ¦ PG&E ¦ Hot-Dry | Com Water Heating Controls (Elec) - Hot-Dry | 0.020588 | 1 | 0.19048 | Navigant 2015 Assumption | -735.711 | 2032 | 0.55 | N/A
COM-WATERHEAT-46.20 | Com ¦ Com Water Heating Controls (Elec WH) - Hot-Dry ¦ PG&E ¦ Hot-Dry | Com ¦ Com Water Heating Controls (Elec WH) - Hot-Dry | PG&E ¦ Hot-Dry | PG&E | All | Electric | Com Water Heating Controls (Elec WH) | Efficient | 0 | Conventional | WaterHeat | Com - Refrig. Warehouse | Com | RET Only | 0 | 1000 sqft2 of floor space | DHW System | 15 | DEER:Indoor_CFL_Ltg | 19105.3086 | 1.6188 | 0 | SWWH016-01 & DEER 2021 Water Heater Updates | 1400 | 2020 | 0 | 0 | 2020 | 0 | 0 | SWWH016-01 & DEER 2021 Water Heater Updates | Com Water Heating Controls (Elec) - Hot-Dry ¦ PG&E ¦ Hot-Dry | Com Water Heating Controls (Elec) - Hot-Dry | 0.00084 | 1 | 0.19048 | Navigant 2015 Assumption | -409.9299 | 2032 | 0.55 | N/A
COM-WATERHEAT-46.21 | Com ¦ Com Water Heating Controls (Elec WH) - Hot-Dry ¦ PG&E ¦ Hot-Dry | Com ¦ Com Water Heating Controls (Elec WH) - Hot-Dry | PG&E ¦ Hot-Dry | PG&E | All | Electric | Com Water Heating Controls (Elec WH) | Efficient | 0 | Conventional | WaterHeat | Com - Restaurant | Com | RET Only | 0 | 1000 sqft2 of floor space | DHW System | 15 | DEER:Indoor_CFL_Ltg | 7939.8169 | 1.469 | 0 | SWWH016-01 & DEER 2021 Water Heater Updates | 1400 | 2020 | 0 | 0 | 2020 | 0 | 0 | SWWH016-01 & DEER 2021 Water Heater Updates | Com Water Heating Controls (Elec) - Hot-Dry ¦ PG&E ¦ Hot-Dry | Com Water Heating Controls (Elec) - Hot-Dry | 0.10813 | 1 | 0.19048 | Navigant 2015 Assumption | -161.842 | 2032 | 0.55 | N/A
COM-WATERHEAT-46.22 | Com ¦ Com Water Heating Controls (Elec WH) - Hot-Dry ¦ PG&E ¦ Hot-Dry | Com ¦ Com Water Heating Controls (Elec WH) - Hot-Dry | PG&E ¦ Hot-Dry | PG&E | All | Electric | Com Water Heating Controls (Elec WH) | Efficient | 0 | Conventional | WaterHeat | Com - Retail | Com | RET Only | 0 | 1000 sqft2 of floor space | DHW System | 15 | DEER:Indoor_CFL_Ltg | 5815.0887 | 0.90175 | 0 | SWWH016-01 & DEER 2021 Water Heater Updates | 1400 | 2020 | 0 | 0 | 2020 | 0 | 0 | SWWH016-01 & DEER 2021 Water Heater Updates | Com Water Heating Controls (Elec) - Hot-Dry ¦ PG&E ¦ Hot-Dry | Com Water Heating Controls (Elec) - Hot-Dry | 0.0044524 | 1 | 0.19048 | Navigant 2015 Assumption | -560.0458 | 2032 | 0.55 | N/A
COM-WATERHEAT-46.23 | Com ¦ Com Water Heating Controls (Elec WH) - Hot-Dry ¦ PG&E ¦ Hot-Dry | Com ¦ Com Water Heating Controls (Elec WH) - Hot-Dry | PG&E ¦ Hot-Dry | PG&E | All | Electric | Com Water Heating Controls (Elec WH) | Efficient | 0 | Conventional | WaterHeat | Com - School | Com | RET Only | 0 | 1000 sqft2 of floor space | DHW System | 15 | DEER:Indoor_CFL_Ltg | 9092.1348 | 0.78956 | 0 | SWWH016-01 & DEER 2021 Water Heater Updates | 1400 | 2020 | 0 | 0 | 2020 | 0 | 0 | SWWH016-01 & DEER 2021 Water Heater Updates | Com Water Heating Controls (Elec) - Hot-Dry ¦ PG&E ¦ Hot-Dry | Com Water Heating Controls (Elec) - Hot-Dry | 0.038319 | 1 | 0.19048 | Navigant 2015 Assumption | -499.4378 | 2032 | 0.55 | N/A
COM-WATERHEAT-46.24 | Com ¦ Com Water Heating Controls (Elec WH) - Hot-Dry ¦ PG&E ¦ Hot-Dry | Com ¦ Com Water Heating Controls (Elec WH) - Hot-Dry | PG&E ¦ Hot-Dry | PG&E | All | Electric | Com Water Heating Controls (Elec WH) | Efficient | 0 | Conventional | WaterHeat | Com - Warehouse | Com | RET Only | 0 | 1000 sqft2 of floor space | DHW System | 15 | DEER:Indoor_CFL_Ltg | 10049.9672 | 0.36532 | 0 | SWWH016-01 & DEER 2021 Water Heater Updates | 1400 | 2020 | 0 | 0 | 2020 | 0 | 0 | SWWH016-01 & DEER 2021 Water Heater Updates | Com Water Heating Controls (Elec) - Hot-Dry ¦ PG&E ¦ Hot-Dry | Com Water Heating Controls (Elec) - Hot-Dry | 0.00084 | 1 | 0.19048 | Navigant 2015 Assumption | -747.308 | 2032 | 0.55 | N/A
COM-WATERHEAT-46.25 | Com ¦ Com Water Heating Controls (Elec WH) - Cold ¦ PG&E ¦ Cold | Com ¦ Com Water Heating Controls (Elec WH) - Cold | PG&E ¦ Cold | PG&E | All | Electric | Com Water Heating Controls (Elec WH) | Efficient | 0 | Conventional | WaterHeat | Com - College | Com | RET Only | 0 | 1000 sqft2 of floor space | DHW System | 15 | DEER:Indoor_CFL_Ltg | 6141.0189 | 0.052778 | 0 | SWWH016-01 & DEER 2021 Water Heater Updates | 1400 | 2020 | 0 | 0 | 2020 | 0 | 0 | SWWH016-01 & DEER 2021 Water Heater Updates | Com Water Heating Controls (Elec) - Cold ¦ PG&E ¦ Cold | Com Water Heating Controls (Elec) - Cold | 0.021577 | 1 | 0.19048 | Navigant 2015 Assumption | -208.7327 | 2032 | 0.55 | N/A
COM-WATERHEAT-46.26 | Com ¦ Com Water Heating Controls (Elec WH) - Cold ¦ PG&E ¦ Cold | Com ¦ Com Water Heating Controls (Elec WH) - Cold | PG&E ¦ Cold | PG&E | All | Electric | Com Water Heating Controls (Elec WH) | Efficient | 0 | Conventional | WaterHeat | Com - Grocery | Com | RET Only | 0 | 1000 sqft2 of floor space | DHW System | 15 | DEER:Indoor_CFL_Ltg | 17015.2755 | 3.1544 | 0 | SWWH016-01 & DEER 2021 Water Heater Updates | 1400 | 2020 | 0 | 0 | 2020 | 0 | 0 | SWWH016-01 & DEER 2021 Water Heater Updates | Com Water Heating Controls (Elec) - Cold ¦ PG&E ¦ Cold | Com Water Heating Controls (Elec) - Cold | 0.021 | 1 | 0.19048 | Navigant 2015 Assumption | -374.0897 | 2032 | 0.55 | N/A
COM-WATERHEAT-46.27 | Com ¦ Com Water Heating Controls (Elec WH) - Cold ¦ PG&E ¦ Cold | Com ¦ Com Water Heating Controls (Elec WH) - Cold | PG&E ¦ Cold | PG&E | All | Electric | Com Water Heating Controls (Elec WH) | Efficient | 0 | Conventional | WaterHeat | Com - Health | Com | RET Only | 0 | 1000 sqft2 of floor space | DHW System | 15 | DEER:Indoor_CFL_Ltg | 17034.2179 | 1.9629 | 0 | SWWH016-01 & DEER 2021 Water Heater Updates | 1400 | 2020 | 0 | 0 | 2020 | 0 | 0 | SWWH016-01 & DEER 2021 Water Heater Updates | Com Water Heating Controls (Elec) - Cold ¦ PG&E ¦ Cold | Com Water Heating Controls (Elec) - Cold | 0.035464 | 1 | 0.19048 | Navigant 2015 Assumption | -252.4743 | 2032 | 0.55 | N/A
COM-WATERHEAT-46.28 | Com ¦ Com Water Heating Controls (Elec WH) - Cold ¦ PG&E ¦ Cold | Com ¦ Com Water Heating Controls (Elec WH) - Cold | PG&E ¦ Cold | PG&E | All | Electric | Com Water Heating Controls (Elec WH) | Efficient | 0 | Conventional | WaterHeat | Com - Lodging | Com | RET Only | 0 | 1000 sqft2 of floor space | DHW System | 15 | DEER:Indoor_CFL_Ltg | 18789.6275 | 1.982 | 0 | SWWH016-01 & DEER 2021 Water Heater Updates | 1400 | 2020 | 0 | 0 | 2020 | 0 | 0 | SWWH016-01 & DEER 2021 Water Heater Updates | Com Water Heating Controls (Elec) - Cold ¦ PG&E ¦ Cold | Com Water Heating Controls (Elec) - Cold | 0.018603 | 1 | 0.19048 | Navigant 2015 Assumption | -1032.7362 | 2032 | 0.55 | N/A
COM-WATERHEAT-46.29 | Com ¦ Com Water Heating Controls (Elec WH) - Cold ¦ PG&E ¦ Cold | Com ¦ Com Water Heating Controls (Elec WH) - Cold | PG&E ¦ Cold | PG&E | All | Electric | Com Water Heating Controls (Elec WH) | Efficient | 0 | Conventional | WaterHeat | Com - Office (Large) | Com | RET Only | 0 | 1000 sqft2 of floor space | DHW System | 15 | DEER:Indoor_CFL_Ltg | 4206.2247 | 0.085185 | 0 | SWWH016-01 & DEER 2021 Water Heater Updates | 1400 | 2020 | 0 | 0 | 2020 | 0 | 0 | SWWH016-01 & DEER 2021 Water Heater Updates | Com Water Heating Controls (Elec) - Cold ¦ PG&E ¦ Cold | Com Water Heating Controls (Elec) - Cold | 0.006 | 1 | 0.19048 | Navigant 2015 Assumption | -65.8662 | 2032 | 0.55 | N/A
COM-WATERHEAT-46.30 | Com ¦ Com Water Heating Controls (Elec WH) - Cold ¦ PG&E ¦ Cold | Com ¦ Com Water Heating Controls (Elec WH) - Cold | PG&E ¦ Cold | PG&E | All | Electric | Com Water Heating Controls (Elec WH) | Efficient | 0 | Conventional | WaterHeat | Com - Office (Small) | Com | RET Only | 0 | 1000 sqft2 of floor space | DHW System | 15 | DEER:Indoor_CFL_Ltg | 9320.2177 | 1.7749 | 0 | SWWH016-01 & DEER 2021 Water Heater Updates | 1400 | 2020 | 0 | 0 | 2020 | 0 | 0 | SWWH016-01 & DEER 2021 Water Heater Updates | Com Water Heating Controls (Elec) - Cold ¦ PG&E ¦ Cold | Com Water Heating Controls (Elec) - Cold | 0.0315 | 1 | 0.19048 | Navigant 2015 Assumption | -242.5726 | 2032 | 0.55 | N/A
COM-WATERHEAT-46.31 | Com ¦ Com Water Heating Controls (Elec WH) - Cold ¦ PG&E ¦ Cold | Com ¦ Com Water Heating Controls (Elec WH) - Cold | PG&E ¦ Cold | PG&E | All | Electric | Com Water Heating Controls (Elec WH) | Efficient | 0 | Conventional | WaterHeat | Com - Other | Com | RET Only | 0 | 1000 sqft2 of floor space | DHW System | 15 | DEER:Indoor_CFL_Ltg | 14044.6414 | 2.1333 | 0 | SWWH016-01 & DEER 2021 Water Heater Updates | 1400 | 2020 | 0 | 0 | 2020 | 0 | 0 | SWWH016-01 & DEER 2021 Water Heater Updates | Com Water Heating Controls (Elec) - Cold ¦ PG&E ¦ Cold | Com Water Heating Controls (Elec) - Cold | 0.020588 | 1 | 0.19048 | Navigant 2015 Assumption | -823.4769 | 2032 | 0.55 | N/A
COM-WATERHEAT-46.32 | Com ¦ Com Water Heating Controls (Elec WH) - Cold ¦ PG&E ¦ Cold | Com ¦ Com Water Heating Controls (Elec WH) - Cold | PG&E ¦ Cold | PG&E | All | Electric | Com Water Heating Controls (Elec WH) | Efficient | 0 | Conventional | WaterHeat | Com - Refrig. Warehouse | Com | RET Only | 0 | 1000 sqft2 of floor space | DHW System | 15 | DEER:Indoor_CFL_Ltg | 21410.0829 | 1.801 | 0 | SWWH016-01 & DEER 2021 Water Heater Updates | 1400 | 2020 | 0 | 0 | 2020 | 0 | 0 | SWWH016-01 & DEER 2021 Water Heater Updates | Com Water Heating Controls (Elec) - Cold ¦ PG&E ¦ Cold | Com Water Heating Controls (Elec) - Cold | 0.00084 | 1 | 0.19048 | Navigant 2015 Assumption | -459.3819 | 2032 | 0.55 | N/A
COM-WATERHEAT-46.33 | Com ¦ Com Water Heating Controls (Elec WH) - Cold ¦ PG&E ¦ Cold | Com ¦ Com Water Heating Controls (Elec WH) - Cold | PG&E ¦ Cold | PG&E | All | Electric | Com Water Heating Controls (Elec WH) | Efficient | 0 | Conventional | WaterHeat | Com - Restaurant | Com | RET Only | 0 | 1000 sqft2 of floor space | DHW System | 15 | DEER:Indoor_CFL_Ltg | 8873.3181 | 1.6353 | 0 | SWWH016-01 & DEER 2021 Water Heater Updates | 1400 | 2020 | 0 | 0 | 2020 | 0 | 0 | SWWH016-01 & DEER 2021 Water Heater Updates | Com Water Heating Controls (Elec) - Cold ¦ PG&E ¦ Cold | Com Water Heating Controls (Elec) - Cold | 0.10813 | 1 | 0.19048 | Navigant 2015 Assumption | -180.8701 | 2032 | 0.55 | N/A
COM-WATERHEAT-46.34 | Com ¦ Com Water Heating Controls (Elec WH) - Cold ¦ PG&E ¦ Cold | Com ¦ Com Water Heating Controls (Elec WH) - Cold | PG&E ¦ Cold | PG&E | All | Electric | Com Water Heating Controls (Elec WH) | Efficient | 0 | Conventional | WaterHeat | Com - Retail | Com | RET Only | 0 | 1000 sqft2 of floor space | DHW System | 15 | DEER:Indoor_CFL_Ltg | 6511.2039 | 1.006 | 0 | SWWH016-01 & DEER 2021 Water Heater Updates | 1400 | 2020 | 0 | 0 | 2020 | 0 | 0 | SWWH016-01 & DEER 2021 Water Heater Updates | Com Water Heating Controls (Elec) - Cold ¦ PG&E ¦ Cold | Com Water Heating Controls (Elec) - Cold | 0.0044524 | 1 | 0.19048 | Navigant 2015 Assumption | -627.088 | 2032 | 0.55 | N/A
COM-WATERHEAT-46.35 | Com ¦ Com Water Heating Controls (Elec WH) - Cold ¦ PG&E ¦ Cold | Com ¦ Com Water Heating Controls (Elec WH) - Cold | PG&E ¦ Cold | PG&E | All | Electric | Com Water Heating Controls (Elec WH) | Efficient | 0 | Conventional | WaterHeat | Com - School | Com | RET Only | 0 | 1000 sqft2 of floor space | DHW System | 15 | DEER:Indoor_CFL_Ltg | 10261.907 | 0.87692 | 0 | SWWH016-01 & DEER 2021 Water Heater Updates | 1400 | 2020 | 0 | 0 | 2020 | 0 | 0 | SWWH016-01 & DEER 2021 Water Heater Updates | Com Water Heating Controls (Elec) - Cold ¦ PG&E ¦ Cold | Com Water Heating Controls (Elec) - Cold | 0.038319 | 1 | 0.19048 | Navigant 2015 Assumption | -563.6942 | 2032 | 0.55 | N/A
COM-WATERHEAT-46.36 | Com ¦ Com Water Heating Controls (Elec WH) - Cold ¦ PG&E ¦ Cold | Com ¦ Com Water Heating Controls (Elec WH) - Cold | PG&E ¦ Cold | PG&E | All | Electric | Com Water Heating Controls (Elec WH) | Efficient | 0 | Conventional | WaterHeat | Com - Warehouse | Com | RET Only | 0 | 1000 sqft2 of floor space | DHW System | 15 | DEER:Indoor_CFL_Ltg | 11271.989 | 0.40588 | 0 | SWWH016-01 & DEER 2021 Water Heater Updates | 1400 | 2020 | 0 | 0 | 2020 | 0 | 0 | SWWH016-01 & DEER 2021 Water Heater Updates | Com Water Heating Controls (Elec) - Cold ¦ PG&E ¦ Cold | Com Water Heating Controls (Elec) - Cold | 0.00084 | 1 | 0.19048 | Navigant 2015 Assumption | -838.1767 | 2032 | 0.55 | N/A
COM-WATERHEAT-45.1 | Com ¦ No Com Water Heating Controls (Elec WH) - Marine ¦ SCE ¦ Marine | Com ¦ No Com Water Heating Controls (Elec WH) - Marine | SCE ¦ Marine | SCE | All | Electric | No Com Water Heating Controls (Elec WH) | Average Existing and Code | 0 | Conventional | WaterHeat | Com - College | Com | RET Only | 0 | 1000 sqft2 of floor space | DHW System | 15 | DEER:Indoor_CFL_Ltg | 11040.8098 | 2.9816 | 0 | SWWH016-01 & DEER 2021 Water Heater Updates | 0 | 2020 | 0 | 0 | 2020 | 0 | 0 | SWWH016-01 & DEER 2021 Water Heater Updates | Com Water Heating Controls (Elec) - Marine ¦ SCE ¦ Marine | Com Water Heating Controls (Elec) - Marine | 0.023633 | 1 | 0.91304 | Navigant 2015 Assumption | -375.2762 | 2012 | 0.55 | N/A
COM-WATERHEAT-45.2 | Com ¦ No Com Water Heating Controls (Elec WH) - Marine ¦ SCE ¦ Marine | Com ¦ No Com Water Heating Controls (Elec WH) - Marine | SCE ¦ Marine | SCE | All | Electric | No Com Water Heating Controls (Elec WH) | Average Existing and Code | 0 | Conventional | WaterHeat | Com - Grocery | Com | RET Only | 0 | 1000 sqft2 of floor space | DHW System | 15 | DEER:Indoor_CFL_Ltg | 16424.7078 | 3.1093 | 0 | SWWH016-01 & DEER 2021 Water Heater Updates | 0 | 2020 | 0 | 0 | 2020 | 0 | 0 | SWWH016-01 & DEER 2021 Water Heater Updates | Com Water Heating Controls (Elec) - Marine ¦ SCE ¦ Marine | Com Water Heating Controls (Elec) - Marine | 0.023 | 1 | 0.91304 | Navigant 2015 Assumption | -361.1057 | 2012 | 0.55 | N/A
COM-WATERHEAT-45.3 | Com ¦ No Com Water Heating Controls (Elec WH) - Marine ¦ SCE ¦ Marine | Com ¦ No Com Water Heating Controls (Elec WH) - Marine | SCE ¦ Marine | SCE | All | Electric | No Com Water Heating Controls (Elec WH) | Average Existing and Code | 0 | Conventional | WaterHeat | Com - Health | Com | RET Only | 0 | 1000 sqft2 of floor space | DHW System | 15 | DEER:Indoor_CFL_Ltg | 21481.8633 | 2.6647 | 0 | SWWH016-01 & DEER 2021 Water Heater Updates | 0 | 2020 | 0 | 0 | 2020 | 0 | 0 | SWWH016-01 & DEER 2021 Water Heater Updates | Com Water Heating Controls (Elec) - Marine ¦ SCE ¦ Marine | Com Water Heating Controls (Elec) - Marine | 0.038841 | 1 | 0.91304 | Navigant 2015 Assumption | -318.3955 | 2012 | 0.55 | N/A
COM-WATERHEAT-45.4 | Com ¦ No Com Water Heating Controls (Elec WH) - Marine ¦ SCE ¦ Marine | Com ¦ No Com Water Heating Controls (Elec WH) - Marine | SCE ¦ Marine | SCE | All | Electric | No Com Water Heating Controls (Elec WH) | Average Existing and Code | 0 | Conventional | WaterHeat | Com - Lodging | Com | RET Only | 0 | 1000 sqft2 of floor space | DHW System | 15 | DEER:Indoor_CFL_Ltg | 19525.2356 | 2.7522 | 0 | SWWH016-01 & DEER 2021 Water Heater Updates | 0 | 2020 | 0 | 0 | 2020 | 0 | 0 | SWWH016-01 & DEER 2021 Water Heater Updates | Com Water Heating Controls (Elec) - Marine ¦ SCE ¦ Marine | Com Water Heating Controls (Elec) - Marine | 0.020374 | 1 | 0.91304 | Navigant 2015 Assumption | -1073.1675 | 2012 | 0.55 | N/A
COM-WATERHEAT-45.5 | Com ¦ No Com Water Heating Controls (Elec WH) - Marine ¦ SCE ¦ Marine | Com ¦ No Com Water Heating Controls (Elec WH) - Marine | SCE ¦ Marine | SCE | All | Electric | No Com Water Heating Controls (Elec WH) | Average Existing and Code | 0 | Conventional | WaterHeat | Com - Other | Com | RET Only | 0 | 1000 sqft2 of floor space | DHW System | 15 | DEER:Indoor_CFL_Ltg | 13563.3158 | 2.1051 | 0 | SWWH016-01 & DEER 2021 Water Heater Updates | 0 | 2020 | 0 | 0 | 2020 | 0 | 0 | SWWH016-01 & DEER 2021 Water Heater Updates | Com Water Heating Controls (Elec) - Marine ¦ SCE ¦ Marine | Com Water Heating Controls (Elec) - Marine | 0.022549 | 1 | 0.91304 | Navigant 2015 Assumption | -795.2554 | 2012 | 0.55 | N/A
COM-WATERHEAT-45.6 | Com ¦ No Com Water Heating Controls (Elec WH) - Marine ¦ SCE ¦ Marine | Com ¦ No Com Water Heating Controls (Elec WH) - Marine | SCE ¦ Marine | SCE | All | Electric | No Com Water Heating Controls (Elec WH) | Average Existing and Code | 0 | Conventional | WaterHeat | Com - Restaurant | Com | RET Only | 0 | 1000 sqft2 of floor space | DHW System | 15 | DEER:Indoor_CFL_Ltg | 8631.9806 | 1.5734 | 0 | SWWH016-01 & DEER 2021 Water Heater Updates | 0 | 2020 | 0 | 0 | 2020 | 0 | 0 | SWWH016-01 & DEER 2021 Water Heater Updates | Com Water Heating Controls (Elec) - Marine ¦ SCE ¦ Marine | Com Water Heating Controls (Elec) - Marine | 0.11843 | 1 | 0.91304 | Navigant 2015 Assumption | -175.9507 | 2012 | 0.55 | N/A
COM-WATERHEAT-45.7 | Com ¦ No Com Water Heating Controls (Elec WH) - Marine ¦ SCE ¦ Marine | Com ¦ No Com Water Heating Controls (Elec WH) - Marine | SCE ¦ Marine | SCE | All | Electric | No Com Water Heating Controls (Elec WH) | Average Existing and Code | 0 | Conventional | WaterHeat | Com - Retail | Com | RET Only | 0 | 1000 sqft2 of floor space | DHW System | 15 | DEER:Indoor_CFL_Ltg | 8053.2505 | 1.4466 | 0 | SWWH016-01 & DEER 2021 Water Heater Updates | 0 | 2020 | 0 | 0 | 2020 | 0 | 0 | SWWH016-01 & DEER 2021 Water Heater Updates | Com Water Heating Controls (Elec) - Marine ¦ SCE ¦ Marine | Com Water Heating Controls (Elec) - Marine | 0.0048764 | 1 | 0.91304 | Navigant 2015 Assumption | -775.6011 | 2012 | 0.55 | N/A
COM-WATERHEAT-45.8 | Com ¦ No Com Water Heating Controls (Elec WH) - Marine ¦ SCE ¦ Marine | Com ¦ No Com Water Heating Controls (Elec WH) - Marine | SCE ¦ Marine | SCE | All | Electric | No Com Water Heating Controls (Elec WH) | Average Existing and Code | 0 | Conventional | WaterHeat | Com - Office (Large) | Com | RET Only | 0 | 1000 sqft2 of floor space | DHW System | 15 | DEER:Indoor_CFL_Ltg | 10240.4103 | 0.55525 | 0 | SWWH016-01 & DEER 2021 Water Heater Updates | 0 | 2020 | 0 | 0 | 2020 | 0 | 0 | SWWH016-01 & DEER 2021 Water Heater Updates | Com Water Heating Controls (Elec) - Marine ¦ SCE ¦ Marine | Com Water Heating Controls (Elec) - Marine | 0.0065714 | 1 | 0.91304 | Navigant 2015 Assumption | -160.3568 | 2012 | 0.55 | N/A
COM-WATERHEAT-45.9 | Com ¦ No Com Water Heating Controls (Elec WH) - Marine ¦ SCE ¦ Marine | Com ¦ No Com Water Heating Controls (Elec WH) - Marine | SCE ¦ Marine | SCE | All | Electric | No Com Water Heating Controls (Elec WH) | Average Existing and Code | 0 | Conventional | WaterHeat | Com - Office (Small) | Com | RET Only | 0 | 1000 sqft2 of floor space | DHW System | 15 | DEER:Indoor_CFL_Ltg | 4097.0892 | 0.089756 | 0 | SWWH016-01 & DEER 2021 Water Heater Updates | 0 | 2020 | 0 | 0 | 2020 | 0 | 0 | SWWH016-01 & DEER 2021 Water Heater Updates | Com Water Heating Controls (Elec) - Marine ¦ SCE ¦ Marine | Com Water Heating Controls (Elec) - Marine | 0.0345 | 1 | 0.91304 | Navigant 2015 Assumption | -106.6329 | 2012 | 0.55 | N/A
COM-WATERHEAT-45.10 | Com ¦ No Com Water Heating Controls (Elec WH) - Marine ¦ SCE ¦ Marine | Com ¦ No Com Water Heating Controls (Elec WH) - Marine | SCE ¦ Marine | SCE | All | Electric | No Com Water Heating Controls (Elec WH) | Average Existing and Code | 0 | Conventional | WaterHeat | Com - Refrig. Warehouse | Com | RET Only | 0 | 1000 sqft2 of floor space | DHW System | 15 | DEER:Indoor_CFL_Ltg | 20650.2228 | 1.7781 | 0 | SWWH016-01 & DEER 2021 Water Heater Updates | 0 | 2020 | 0 | 0 | 2020 | 0 | 0 | SWWH016-01 & DEER 2021 Water Heater Updates | Com Water Heating Controls (Elec) - Marine ¦ SCE ¦ Marine | Com Water Heating Controls (Elec) - Marine | 0.00092 | 1 | 0.91304 | Navigant 2015 Assumption | -443.0781 | 2012 | 0.55 | N/A
COM-WATERHEAT-45.11 | Com ¦ No Com Water Heating Controls (Elec WH) - Marine ¦ SCE ¦ Marine | Com ¦ No Com Water Heating Controls (Elec WH) - Marine | SCE ¦ Marine | SCE | All | Electric | No Com Water Heating Controls (Elec WH) | Average Existing and Code | 0 | Conventional | WaterHeat | Com - School | Com | RET Only | 0 | 1000 sqft2 of floor space | DHW System | 15 | DEER:Indoor_CFL_Ltg | 6400.3528 | 0.4541 | 0 | SWWH016-01 & DEER 2021 Water Heater Updates | 0 | 2020 | 0 | 0 | 2020 | 0 | 0 | SWWH016-01 & DEER 2021 Water Heater Updates | Com Water Heating Controls (Elec) - Marine ¦ SCE ¦ Marine | Com Water Heating Controls (Elec) - Marine | 0.041969 | 1 | 0.91304 | Navigant 2015 Assumption | -351.5762 | 2012 | 0.55 | N/A
COM-WATERHEAT-45.12 | Com ¦ No Com Water Heating Controls (Elec WH) - Marine ¦ SCE ¦ Marine | Com ¦ No Com Water Heating Controls (Elec WH) - Marine | SCE ¦ Marine | SCE | All | Electric | No Com Water Heating Controls (Elec WH) | Average Existing and Code | 0 | Conventional | WaterHeat | Com - Warehouse | Com | RET Only | 0 | 1000 sqft2 of floor space | DHW System | 15 | DEER:Indoor_CFL_Ltg | 10870.1135 | 0.40464 | 0 | SWWH016-01 & DEER 2021 Water Heater Updates | 0 | 2020 | 0 | 0 | 2020 | 0 | 0 | SWWH016-01 & DEER 2021 Water Heater Updates | Com Water Heating Controls (Elec) - Marine ¦ SCE ¦ Marine | Com Water Heating Controls (Elec) - Marine | 0.00092 | 1 | 0.91304 | Navigant 2015 Assumption | -808.2935 | 2012 | 0.55 | N/A
COM-WATERHEAT-45.13 | Com ¦ No Com Water Heating Controls (Elec WH) - Hot-Dry ¦ SCE ¦ Hot-Dry | Com ¦ No Com Water Heating Controls (Elec WH) - Hot-Dry | SCE ¦ Hot-Dry | SCE | All | Electric | No Com Water Heating Controls (Elec WH) | Average Existing and Code | 0 | Conventional | WaterHeat | Com - College | Com | RET Only | 0 | 1000 sqft2 of floor space | DHW System | 15 | DEER:Indoor_CFL_Ltg | 10750.1518 | 2.8839 | 0 | SWWH016-01 & DEER 2021 Water Heater Updates | 0 | 2020 | 0 | 0 | 2020 | 0 | 0 | SWWH016-01 & DEER 2021 Water Heater Updates | Com Water Heating Controls (Elec) - Hot-Dry ¦ SCE ¦ Hot-Dry | Com Water Heating Controls (Elec) - Hot-Dry | 0.023633 | 1 | 0.91304 | Navigant 2015 Assumption | -365.3968 | 2012 | 0.55 | N/A
COM-WATERHEAT-45.14 | Com ¦ No Com Water Heating Controls (Elec WH) - Hot-Dry ¦ SCE ¦ Hot-Dry | Com ¦ No Com Water Heating Controls (Elec WH) - Hot-Dry | SCE ¦ Hot-Dry | SCE | All | Electric | No Com Water Heating Controls (Elec WH) | Average Existing and Code | 0 | Conventional | WaterHeat | Com - Grocery | Com | RET Only | 0 | 1000 sqft2 of floor space | DHW System | 15 | DEER:Indoor_CFL_Ltg | 15985.1901 | 3.0073 | 0 | SWWH016-01 & DEER 2021 Water Heater Updates | 0 | 2020 | 0 | 0 | 2020 | 0 | 0 | SWWH016-01 & DEER 2021 Water Heater Updates | Com Water Heating Controls (Elec) - Hot-Dry ¦ SCE ¦ Hot-Dry | Com Water Heating Controls (Elec) - Hot-Dry | 0.023 | 1 | 0.91304 | Navigant 2015 Assumption | -351.4427 | 2012 | 0.55 | N/A
COM-WATERHEAT-45.15 | Com ¦ No Com Water Heating Controls (Elec WH) - Hot-Dry ¦ SCE ¦ Hot-Dry | Com ¦ No Com Water Heating Controls (Elec WH) - Hot-Dry | SCE ¦ Hot-Dry | SCE | All | Electric | No Com Water Heating Controls (Elec WH) | Average Existing and Code | 0 | Conventional | WaterHeat | Com - Health | Com | RET Only | 0 | 1000 sqft2 of floor space | DHW System | 15 | DEER:Indoor_CFL_Ltg | 20911.9788 | 2.5782 | 0 | SWWH016-01 & DEER 2021 Water Heater Updates | 0 | 2020 | 0 | 0 | 2020 | 0 | 0 | SWWH016-01 & DEER 2021 Water Heater Updates | Com Water Heating Controls (Elec) - Hot-Dry ¦ SCE ¦ Hot-Dry | Com Water Heating Controls (Elec) - Hot-Dry | 0.038841 | 1 | 0.91304 | Navigant 2015 Assumption | -309.9489 | 2012 | 0.55 | N/A
COM-WATERHEAT-45.16 | Com ¦ No Com Water Heating Controls (Elec WH) - Hot-Dry ¦ SCE ¦ Hot-Dry | Com ¦ No Com Water Heating Controls (Elec WH) - Hot-Dry | SCE ¦ Hot-Dry | SCE | All | Electric | No Com Water Heating Controls (Elec WH) | Average Existing and Code | 0 | Conventional | WaterHeat | Com - Lodging | Com | RET Only | 0 | 1000 sqft2 of floor space | DHW System | 15 | DEER:Indoor_CFL_Ltg | 19006.3954 | 2.6627 | 0 | SWWH016-01 & DEER 2021 Water Heater Updates | 0 | 2020 | 0 | 0 | 2020 | 0 | 0 | SWWH016-01 & DEER 2021 Water Heater Updates | Com Water Heating Controls (Elec) - Hot-Dry ¦ SCE ¦ Hot-Dry | Com Water Heating Controls (Elec) - Hot-Dry | 0.020374 | 1 | 0.91304 | Navigant 2015 Assumption | -1044.6504 | 2012 | 0.55 | N/A
COM-WATERHEAT-45.17 | Com ¦ No Com Water Heating Controls (Elec WH) - Hot-Dry ¦ SCE ¦ Hot-Dry | Com ¦ No Com Water Heating Controls (Elec WH) - Hot-Dry | SCE ¦ Hot-Dry | SCE | All | Electric | No Com Water Heating Controls (Elec WH) | Average Existing and Code | 0 | Conventional | WaterHeat | Com - Other | Com | RET Only | 0 | 1000 sqft2 of floor space | DHW System | 15 | DEER:Indoor_CFL_Ltg | 13208.0367 | 2.0372 | 0 | SWWH016-01 & DEER 2021 Water Heater Updates | 0 | 2020 | 0 | 0 | 2020 | 0 | 0 | SWWH016-01 & DEER 2021 Water Heater Updates | Com Water Heating Controls (Elec) - Hot-Dry ¦ SCE ¦ Hot-Dry | Com Water Heating Controls (Elec) - Hot-Dry | 0.022549 | 1 | 0.91304 | Navigant 2015 Assumption | -774.4244 | 2012 | 0.55 | N/A
COM-WATERHEAT-45.18 | Com ¦ No Com Water Heating Controls (Elec WH) - Hot-Dry ¦ SCE ¦ Hot-Dry | Com ¦ No Com Water Heating Controls (Elec WH) - Hot-Dry | SCE ¦ Hot-Dry | SCE | All | Electric | No Com Water Heating Controls (Elec WH) | Average Existing and Code | 0 | Conventional | WaterHeat | Com - Restaurant | Com | RET Only | 0 | 1000 sqft2 of floor space | DHW System | 15 | DEER:Indoor_CFL_Ltg | 8403.6379 | 1.5224 | 0 | SWWH016-01 & DEER 2021 Water Heater Updates | 0 | 2020 | 0 | 0 | 2020 | 0 | 0 | SWWH016-01 & DEER 2021 Water Heater Updates | Com Water Heating Controls (Elec) - Hot-Dry ¦ SCE ¦ Hot-Dry | Com Water Heating Controls (Elec) - Hot-Dry | 0.11843 | 1 | 0.91304 | Navigant 2015 Assumption | -171.2963 | 2012 | 0.55 | N/A
COM-WATERHEAT-45.19 | Com ¦ No Com Water Heating Controls (Elec WH) - Hot-Dry ¦ SCE ¦ Hot-Dry | Com ¦ No Com Water Heating Controls (Elec WH) - Hot-Dry | SCE ¦ Hot-Dry | SCE | All | Electric | No Com Water Heating Controls (Elec WH) | Average Existing and Code | 0 | Conventional | WaterHeat | Com - Retail | Com | RET Only | 0 | 1000 sqft2 of floor space | DHW System | 15 | DEER:Indoor_CFL_Ltg | 7840.596 | 1.3999 | 0 | SWWH016-01 & DEER 2021 Water Heater Updates | 0 | 2020 | 0 | 0 | 2020 | 0 | 0 | SWWH016-01 & DEER 2021 Water Heater Updates | Com Water Heating Controls (Elec) - Hot-Dry ¦ SCE ¦ Hot-Dry | Com Water Heating Controls (Elec) - Hot-Dry | 0.0048764 | 1 | 0.91304 | Navigant 2015 Assumption | -755.1205 | 2012 | 0.55 | N/A
COM-WATERHEAT-45.20 | Com ¦ No Com Water Heating Controls (Elec WH) - Hot-Dry ¦ SCE ¦ Hot-Dry | Com ¦ No Com Water Heating Controls (Elec WH) - Hot-Dry | SCE ¦ Hot-Dry | SCE | All | Electric | No Com Water Heating Controls (Elec WH) | Average Existing and Code | 0 | Conventional | WaterHeat | Com - Office (Large) | Com | RET Only | 0 | 1000 sqft2 of floor space | DHW System | 15 | DEER:Indoor_CFL_Ltg | 9975.2251 | 0.53889 | 0 | SWWH016-01 & DEER 2021 Water Heater Updates | 0 | 2020 | 0 | 0 | 2020 | 0 | 0 | SWWH016-01 & DEER 2021 Water Heater Updates | Com Water Heating Controls (Elec) - Hot-Dry ¦ SCE ¦ Hot-Dry | Com Water Heating Controls (Elec) - Hot-Dry | 0.0065714 | 1 | 0.91304 | Navigant 2015 Assumption | -156.2042 | 2012 | 0.55 | N/A
COM-WATERHEAT-45.21 | Com ¦ No Com Water Heating Controls (Elec WH) - Hot-Dry ¦ SCE ¦ Hot-Dry | Com ¦ No Com Water Heating Controls (Elec WH) - Hot-Dry | SCE ¦ Hot-Dry | SCE | All | Electric | No Com Water Heating Controls (Elec WH) | Average Existing and Code | 0 | Conventional | WaterHeat | Com - Office (Small) | Com | RET Only | 0 | 1000 sqft2 of floor space | DHW System | 15 | DEER:Indoor_CFL_Ltg | 3998.3499 | 0.088879 | 0 | SWWH016-01 & DEER 2021 Water Heater Updates | 0 | 2020 | 0 | 0 | 2020 | 0 | 0 | SWWH016-01 & DEER 2021 Water Heater Updates | Com Water Heating Controls (Elec) - Hot-Dry ¦ SCE ¦ Hot-Dry | Com Water Heating Controls (Elec) - Hot-Dry | 0.0345 | 1 | 0.91304 | Navigant 2015 Assumption | -104.063 | 2012 | 0.55 | N/A
COM-WATERHEAT-45.22 | Com ¦ No Com Water Heating Controls (Elec WH) - Hot-Dry ¦ SCE ¦ Hot-Dry | Com ¦ No Com Water Heating Controls (Elec WH) - Hot-Dry | SCE ¦ Hot-Dry | SCE | All | Electric | No Com Water Heating Controls (Elec WH) | Average Existing and Code | 0 | Conventional | WaterHeat | Com - Refrig. Warehouse | Com | RET Only | 0 | 1000 sqft2 of floor space | DHW System | 15 | DEER:Indoor_CFL_Ltg | 20102.8754 | 1.7211 | 0 | SWWH016-01 & DEER 2021 Water Heater Updates | 0 | 2020 | 0 | 0 | 2020 | 0 | 0 | SWWH016-01 & DEER 2021 Water Heater Updates | Com Water Heating Controls (Elec) - Hot-Dry ¦ SCE ¦ Hot-Dry | Com Water Heating Controls (Elec) - Hot-Dry | 0.00092 | 1 | 0.91304 | Navigant 2015 Assumption | -431.334 | 2012 | 0.55 | N/A
COM-WATERHEAT-45.23 | Com ¦ No Com Water Heating Controls (Elec WH) - Hot-Dry ¦ SCE ¦ Hot-Dry | Com ¦ No Com Water Heating Controls (Elec WH) - Hot-Dry | SCE ¦ Hot-Dry | SCE | All | Electric | No Com Water Heating Controls (Elec WH) | Average Existing and Code | 0 | Conventional | WaterHeat | Com - School | Com | RET Only | 0 | 1000 sqft2 of floor space | DHW System | 15 | DEER:Indoor_CFL_Ltg | 6237.1005 | 0.44057 | 0 | SWWH016-01 & DEER 2021 Water Heater Updates | 0 | 2020 | 0 | 0 | 2020 | 0 | 0 | SWWH016-01 & DEER 2021 Water Heater Updates | Com Water Heating Controls (Elec) - Hot-Dry ¦ SCE ¦ Hot-Dry | Com Water Heating Controls (Elec) - Hot-Dry | 0.041969 | 1 | 0.91304 | Navigant 2015 Assumption | -342.6086 | 2012 | 0.55 | N/A
COM-WATERHEAT-45.24 | Com ¦ No Com Water Heating Controls (Elec WH) - Hot-Dry ¦ SCE ¦ Hot-Dry | Com ¦ No Com Water Heating Controls (Elec WH) - Hot-Dry | SCE ¦ Hot-Dry | SCE | All | Electric | No Com Water Heating Controls (Elec WH) | Average Existing and Code | 0 | Conventional | WaterHeat | Com - Warehouse | Com | RET Only | 0 | 1000 sqft2 of floor space | DHW System | 15 | DEER:Indoor_CFL_Ltg | 10573.7294 | 0.39125 | 0 | SWWH016-01 & DEER 2021 Water Heater Updates | 0 | 2020 | 0 | 0 | 2020 | 0 | 0 | SWWH016-01 & DEER 2021 Water Heater Updates | Com Water Heating Controls (Elec) - Hot-Dry ¦ SCE ¦ Hot-Dry | Com Water Heating Controls (Elec) - Hot-Dry | 0.00092 | 1 | 0.91304 | Navigant 2015 Assumption | -786.2546 | 2012 | 0.55 | N/A
COM-WATERHEAT-45.25 | Com ¦ No Com Water Heating Controls (Elec WH) - Cold ¦ SCE ¦ Cold | Com ¦ No Com Water Heating Controls (Elec WH) - Cold | SCE ¦ Cold | SCE | All | Electric | No Com Water Heating Controls (Elec WH) | Average Existing and Code | 0 | Conventional | WaterHeat | Com - College | Com | RET Only | 0 | 1000 sqft2 of floor space | DHW System | 15 | DEER:Indoor_CFL_Ltg | 12607.4652 | 1.4103 | 0 | SWWH016-01 & DEER 2021 Water Heater Updates | 0 | 2020 | 0 | 0 | 2020 | 0 | 0 | SWWH016-01 & DEER 2021 Water Heater Updates | Com Water Heating Controls (Elec) - Cold ¦ SCE ¦ Cold | Com Water Heating Controls (Elec) - Cold | 0.023633 | 1 | 0.91304 | Navigant 2015 Assumption | -428.5267 | 2012 | 0.55 | N/A
COM-WATERHEAT-45.26 | Com ¦ No Com Water Heating Controls (Elec WH) - Cold ¦ SCE ¦ Cold | Com ¦ No Com Water Heating Controls (Elec WH) - Cold | SCE ¦ Cold | SCE | All | Electric | No Com Water Heating Controls (Elec WH) | Average Existing and Code | 0 | Conventional | WaterHeat | Com - Grocery | Com | RET Only | 0 | 1000 sqft2 of floor space | DHW System | 15 | DEER:Indoor_CFL_Ltg | 18607.093 | 3.4495 | 0 | SWWH016-01 & DEER 2021 Water Heater Updates | 0 | 2020 | 0 | 0 | 2020 | 0 | 0 | SWWH016-01 & DEER 2021 Water Heater Updates | Com Water Heating Controls (Elec) - Cold ¦ SCE ¦ Cold | Com Water Heating Controls (Elec) - Cold | 0.023 | 1 | 0.91304 | Navigant 2015 Assumption | -409.0866 | 2012 | 0.55 | N/A
COM-WATERHEAT-45.27 | Com ¦ No Com Water Heating Controls (Elec WH) - Cold ¦ SCE ¦ Cold | Com ¦ No Com Water Heating Controls (Elec WH) - Cold | SCE ¦ Cold | SCE | All | Electric | No Com Water Heating Controls (Elec WH) | Average Existing and Code | 0 | Conventional | WaterHeat | Com - Health | Com | RET Only | 0 | 1000 sqft2 of floor space | DHW System | 15 | DEER:Indoor_CFL_Ltg | 24373.8541 | 2.9547 | 0 | SWWH016-01 & DEER 2021 Water Heater Updates | 0 | 2020 | 0 | 0 | 2020 | 0 | 0 | SWWH016-01 & DEER 2021 Water Heater Updates | Com Water Heating Controls (Elec) - Cold ¦ SCE ¦ Cold | Com Water Heating Controls (Elec) - Cold | 0.038841 | 1 | 0.91304 | Navigant 2015 Assumption | -361.2594 | 2012 | 0.55 | N/A
COM-WATERHEAT-45.28 | Com ¦ No Com Water Heating Controls (Elec WH) - Cold ¦ SCE ¦ Cold | Com ¦ No Com Water Heating Controls (Elec WH) - Cold | SCE ¦ Cold | SCE | All | Electric | No Com Water Heating Controls (Elec WH) | Average Existing and Code | 0 | Conventional | WaterHeat | Com - Lodging | Com | RET Only | 0 | 1000 sqft2 of floor space | DHW System | 15 | DEER:Indoor_CFL_Ltg | 22141.9982 | 3.0521 | 0 | SWWH016-01 & DEER 2021 Water Heater Updates | 0 | 2020 | 0 | 0 | 2020 | 0 | 0 | SWWH016-01 & DEER 2021 Water Heater Updates | Com Water Heating Controls (Elec) - Cold ¦ SCE ¦ Cold | Com Water Heating Controls (Elec) - Cold | 0.020374 | 1 | 0.91304 | Navigant 2015 Assumption | -1216.9928 | 2012 | 0.55 | N/A
COM-WATERHEAT-45.29 | Com ¦ No Com Water Heating Controls (Elec WH) - Cold ¦ SCE ¦ Cold | Com ¦ No Com Water Heating Controls (Elec WH) - Cold | SCE ¦ Cold | SCE | All | Electric | No Com Water Heating Controls (Elec WH) | Average Existing and Code | 0 | Conventional | WaterHeat | Com - Other | Com | RET Only | 0 | 1000 sqft2 of floor space | DHW System | 15 | DEER:Indoor_CFL_Ltg | 15358.5494 | 2.3329 | 0 | SWWH016-01 & DEER 2021 Water Heater Updates | 0 | 2020 | 0 | 0 | 2020 | 0 | 0 | SWWH016-01 & DEER 2021 Water Heater Updates | Com Water Heating Controls (Elec) - Cold ¦ SCE ¦ Cold | Com Water Heating Controls (Elec) - Cold | 0.022549 | 1 | 0.91304 | Navigant 2015 Assumption | -900.515 | 2012 | 0.55 | N/A
COM-WATERHEAT-45.30 | Com ¦ No Com Water Heating Controls (Elec WH) - Cold ¦ SCE ¦ Cold | Com ¦ No Com Water Heating Controls (Elec WH) - Cold | SCE ¦ Cold | SCE | All | Electric | No Com Water Heating Controls (Elec WH) | Average Existing and Code | 0 | Conventional | WaterHeat | Com - Restaurant | Com | RET Only | 0 | 1000 sqft2 of floor space | DHW System | 15 | DEER:Indoor_CFL_Ltg | 9750.1923 | 1.7426 | 0 | SWWH016-01 & DEER 2021 Water Heater Updates | 0 | 2020 | 0 | 0 | 2020 | 0 | 0 | SWWH016-01 & DEER 2021 Water Heater Updates | Com Water Heating Controls (Elec) - Cold ¦ SCE ¦ Cold | Com Water Heating Controls (Elec) - Cold | 0.11843 | 1 | 0.91304 | Navigant 2015 Assumption | -198.7439 | 2012 | 0.55 | N/A
COM-WATERHEAT-45.31 | Com ¦ No Com Water Heating Controls (Elec WH) - Cold ¦ SCE ¦ Cold | Com ¦ No Com Water Heating Controls (Elec WH) - Cold | SCE ¦ Cold | SCE | All | Electric | No Com Water Heating Controls (Elec WH) | Average Existing and Code | 0 | Conventional | WaterHeat | Com - Retail | Com | RET Only | 0 | 1000 sqft2 of floor space | DHW System | 15 | DEER:Indoor_CFL_Ltg | 9092.4613 | 1.6017 | 0 | SWWH016-01 & DEER 2021 Water Heater Updates | 0 | 2020 | 0 | 0 | 2020 | 0 | 0 | SWWH016-01 & DEER 2021 Water Heater Updates | Com Water Heating Controls (Elec) - Cold ¦ SCE ¦ Cold | Com Water Heating Controls (Elec) - Cold | 0.0048764 | 1 | 0.91304 | Navigant 2015 Assumption | -875.6865 | 2012 | 0.55 | N/A
COM-WATERHEAT-45.32 | Com ¦ No Com Water Heating Controls (Elec WH) - Cold ¦ SCE ¦ Cold | Com ¦ No Com Water Heating Controls (Elec WH) - Cold | SCE ¦ Cold | SCE | All | Electric | No Com Water Heating Controls (Elec WH) | Average Existing and Code | 0 | Conventional | WaterHeat | Com - Office (Large) | Com | RET Only | 0 | 1000 sqft2 of floor space | DHW System | 15 | DEER:Indoor_CFL_Ltg | 11658.2617 | 0.61046 | 0 | SWWH016-01 & DEER 2021 Water Heater Updates | 0 | 2020 | 0 | 0 | 2020 | 0 | 0 | SWWH016-01 & DEER 2021 Water Heater Updates | Com Water Heating Controls (Elec) - Cold ¦ SCE ¦ Cold | Com Water Heating Controls (Elec) - Cold | 0.0065714 | 1 | 0.91304 | Navigant 2015 Assumption | -182.5592 | 2012 | 0.55 | N/A
COM-WATERHEAT-45.33 | Com ¦ No Com Water Heating Controls (Elec WH) - Cold ¦ SCE ¦ Cold | Com ¦ No Com Water Heating Controls (Elec WH) - Cold | SCE ¦ Cold | SCE | All | Electric | No Com Water Heating Controls (Elec WH) | Average Existing and Code | 0 | Conventional | WaterHeat | Com - Office (Small) | Com | RET Only | 0 | 1000 sqft2 of floor space | DHW System | 15 | DEER:Indoor_CFL_Ltg | 4599.7266 | 0.093154 | 0 | SWWH016-01 & DEER 2021 Water Heater Updates | 0 | 2020 | 0 | 0 | 2020 | 0 | 0 | SWWH016-01 & DEER 2021 Water Heater Updates | Com Water Heating Controls (Elec) - Cold ¦ SCE ¦ Cold | Com Water Heating Controls (Elec) - Cold | 0.0345 | 1 | 0.91304 | Navigant 2015 Assumption | -119.7148 | 2012 | 0.55 | N/A
COM-WATERHEAT-45.34 | Com ¦ No Com Water Heating Controls (Elec WH) - Cold ¦ SCE ¦ Cold | Com ¦ No Com Water Heating Controls (Elec WH) - Cold | SCE ¦ Cold | SCE | All | Electric | No Com Water Heating Controls (Elec WH) | Average Existing and Code | 0 | Conventional | WaterHeat | Com - Refrig. Warehouse | Com | RET Only | 0 | 1000 sqft2 of floor space | DHW System | 15 | DEER:Indoor_CFL_Ltg | 23413.0446 | 1.9694 | 0 | SWWH016-01 & DEER 2021 Water Heater Updates | 0 | 2020 | 0 | 0 | 2020 | 0 | 0 | SWWH016-01 & DEER 2021 Water Heater Updates | Com Water Heating Controls (Elec) - Cold ¦ SCE ¦ Cold | Com Water Heating Controls (Elec) - Cold | 0.00092 | 1 | 0.91304 | Navigant 2015 Assumption | -502.3581 | 2012 | 0.55 | N/A
COM-WATERHEAT-45.35 | Com ¦ No Com Water Heating Controls (Elec WH) - Cold ¦ SCE ¦ Cold | Com ¦ No Com Water Heating Controls (Elec WH) - Cold | SCE ¦ Cold | SCE | All | Electric | No Com Water Heating Controls (Elec WH) | Average Existing and Code | 0 | Conventional | WaterHeat | Com - School | Com | RET Only | 0 | 1000 sqft2 of floor space | DHW System | 15 | DEER:Indoor_CFL_Ltg | 7293.9716 | 0.057256 | 0 | SWWH016-01 & DEER 2021 Water Heater Updates | 0 | 2020 | 0 | 0 | 2020 | 0 | 0 | SWWH016-01 & DEER 2021 Water Heater Updates | Com Water Heating Controls (Elec) - Cold ¦ SCE ¦ Cold | Com Water Heating Controls (Elec) - Cold | 0.041969 | 1 | 0.91304 | Navigant 2015 Assumption | -400.6633 | 2012 | 0.55 | N/A
COM-WATERHEAT-45.36 | Com ¦ No Com Water Heating Controls (Elec WH) - Cold ¦ SCE ¦ Cold | Com ¦ No Com Water Heating Controls (Elec WH) - Cold | SCE ¦ Cold | SCE | All | Electric | No Com Water Heating Controls (Elec WH) | Average Existing and Code | 0 | Conventional | WaterHeat | Com - Warehouse | Com | RET Only | 0 | 1000 sqft2 of floor space | DHW System | 15 | DEER:Indoor_CFL_Ltg | 12326.509 | 0.44385 | 0 | SWWH016-01 & DEER 2021 Water Heater Updates | 0 | 2020 | 0 | 0 | 2020 | 0 | 0 | SWWH016-01 & DEER 2021 Water Heater Updates | Com Water Heating Controls (Elec) - Cold ¦ SCE ¦ Cold | Com Water Heating Controls (Elec) - Cold | 0.00092 | 1 | 0.91304 | Navigant 2015 Assumption | -916.59 | 2012 | 0.55 | N/A
COM-WATERHEAT-46.1 | Com ¦ Com Water Heating Controls (Elec WH) - Marine ¦ SCE ¦ Marine | Com ¦ Com Water Heating Controls (Elec WH) - Marine | SCE ¦ Marine | SCE | All | Electric | Smart Com Water Heating Controls (Elec WH) | Efficient | 0 | Conventional | WaterHeat | Com - College | Com | RET Only | 0 | 1000 sqft2 of floor space | DHW System | 15 | DEER:Indoor_CFL_Ltg | 10096.28 | 2.7265 | 0 | SWWH016-01 & DEER 2021 Water Heater Updates | 1400 | 2020 | 0 | 0 | 2020 | 0 | 0 | SWWH016-01 & DEER 2021 Water Heater Updates | Com Water Heating Controls (Elec) - Marine ¦ SCE ¦ Marine | Com Water Heating Controls (Elec) - Marine | 0.023633 | 1 | 0.086957 | Navigant 2015 Assumption | -343.1718 | 2032 | 0.55 | N/A
COM-WATERHEAT-46.2 | Com ¦ Com Water Heating Controls (Elec WH) - Marine ¦ SCE ¦ Marine | Com ¦ Com Water Heating Controls (Elec WH) - Marine | SCE ¦ Marine | SCE | All | Electric | Smart Com Water Heating Controls (Elec WH) | Efficient | 0 | Conventional | WaterHeat | Com - Grocery | Com | RET Only | 0 | 1000 sqft2 of floor space | DHW System | 15 | DEER:Indoor_CFL_Ltg | 15019.5911 | 2.8433 | 0 | SWWH016-01 & DEER 2021 Water Heater Updates | 1400 | 2020 | 0 | 0 | 2020 | 0 | 0 | SWWH016-01 & DEER 2021 Water Heater Updates | Com Water Heating Controls (Elec) - Marine ¦ SCE ¦ Marine | Com Water Heating Controls (Elec) - Marine | 0.023 | 1 | 0.086957 | Navigant 2015 Assumption | -330.2135 | 2032 | 0.55 | N/A
COM-WATERHEAT-46.3 | Com ¦ Com Water Heating Controls (Elec WH) - Marine ¦ SCE ¦ Marine | Com ¦ Com Water Heating Controls (Elec WH) - Marine | SCE ¦ Marine | SCE | All | Electric | Smart Com Water Heating Controls (Elec WH) | Efficient | 0 | Conventional | WaterHeat | Com - Health | Com | RET Only | 0 | 1000 sqft2 of floor space | DHW System | 15 | DEER:Indoor_CFL_Ltg | 19644.1122 | 2.4367 | 0 | SWWH016-01 & DEER 2021 Water Heater Updates | 1400 | 2020 | 0 | 0 | 2020 | 0 | 0 | SWWH016-01 & DEER 2021 Water Heater Updates | Com Water Heating Controls (Elec) - Marine ¦ SCE ¦ Marine | Com Water Heating Controls (Elec) - Marine | 0.038841 | 1 | 0.086957 | Navigant 2015 Assumption | -291.1571 | 2032 | 0.55 | N/A
COM-WATERHEAT-46.4 | Com ¦ Com Water Heating Controls (Elec WH) - Marine ¦ SCE ¦ Marine | Com ¦ Com Water Heating Controls (Elec WH) - Marine | SCE ¦ Marine | SCE | All | Electric | Smart Com Water Heating Controls (Elec WH) | Efficient | 0 | Conventional | WaterHeat | Com - Lodging | Com | RET Only | 0 | 1000 sqft2 of floor space | DHW System | 15 | DEER:Indoor_CFL_Ltg | 17854.8719 | 2.5168 | 0 | SWWH016-01 & DEER 2021 Water Heater Updates | 1400 | 2020 | 0 | 0 | 2020 | 0 | 0 | SWWH016-01 & DEER 2021 Water Heater Updates | Com Water Heating Controls (Elec) - Marine ¦ SCE ¦ Marine | Com Water Heating Controls (Elec) - Marine | 0.020374 | 1 | 0.086957 | Navigant 2015 Assumption | -981.3591 | 2032 | 0.55 | N/A
COM-WATERHEAT-46.5 | Com ¦ Com Water Heating Controls (Elec WH) - Marine ¦ SCE ¦ Marine | Com ¦ Com Water Heating Controls (Elec WH) - Marine | SCE ¦ Marine | SCE | All | Electric | Smart Com Water Heating Controls (Elec WH) | Efficient | 0 | Conventional | WaterHeat | Com - Other | Com | RET Only | 0 | 1000 sqft2 of floor space | DHW System | 15 | DEER:Indoor_CFL_Ltg | 12402.9882 | 1.925 | 0 | SWWH016-01 & DEER 2021 Water Heater Updates | 1400 | 2020 | 0 | 0 | 2020 | 0 | 0 | SWWH016-01 & DEER 2021 Water Heater Updates | Com Water Heating Controls (Elec) - Marine ¦ SCE ¦ Marine | Com Water Heating Controls (Elec) - Marine | 0.022549 | 1 | 0.086957 | Navigant 2015 Assumption | -727.2222 | 2032 | 0.55 | N/A
COM-WATERHEAT-46.6 | Com ¦ Com Water Heating Controls (Elec WH) - Marine ¦ SCE ¦ Marine | Com ¦ Com Water Heating Controls (Elec WH) - Marine | SCE ¦ Marine | SCE | All | Electric | Smart Com Water Heating Controls (Elec WH) | Efficient | 0 | Conventional | WaterHeat | Com - Restaurant | Com | RET Only | 0 | 1000 sqft2 of floor space | DHW System | 15 | DEER:Indoor_CFL_Ltg | 7893.5236 | 1.4388 | 0 | SWWH016-01 & DEER 2021 Water Heater Updates | 1400 | 2020 | 0 | 0 | 2020 | 0 | 0 | SWWH016-01 & DEER 2021 Water Heater Updates | Com Water Heating Controls (Elec) - Marine ¦ SCE ¦ Marine | Com Water Heating Controls (Elec) - Marine | 0.11843 | 1 | 0.086957 | Navigant 2015 Assumption | -160.8983 | 2032 | 0.55 | N/A
COM-WATERHEAT-46.7 | Com ¦ Com Water Heating Controls (Elec WH) - Marine ¦ SCE ¦ Marine | Com ¦ Com Water Heating Controls (Elec WH) - Marine | SCE ¦ Marine | SCE | All | Electric | Smart Com Water Heating Controls (Elec WH) | Efficient | 0 | Conventional | WaterHeat | Com - Retail | Com | RET Only | 0 | 1000 sqft2 of floor space | DHW System | 15 | DEER:Indoor_CFL_Ltg | 7364.3033 | 1.3228 | 0 | SWWH016-01 & DEER 2021 Water Heater Updates | 1400 | 2020 | 0 | 0 | 2020 | 0 | 0 | SWWH016-01 & DEER 2021 Water Heater Updates | Com Water Heating Controls (Elec) - Marine ¦ SCE ¦ Marine | Com Water Heating Controls (Elec) - Marine | 0.0048764 | 1 | 0.086957 | Navigant 2015 Assumption | -709.2492 | 2032 | 0.55 | N/A
COM-WATERHEAT-46.8 | Com ¦ Com Water Heating Controls (Elec WH) - Marine ¦ SCE ¦ Marine | Com ¦ Com Water Heating Controls (Elec WH) - Marine | SCE ¦ Marine | SCE | All | Electric | Smart Com Water Heating Controls (Elec WH) | Efficient | 0 | Conventional | WaterHeat | Com - Office (Large) | Com | RET Only | 0 | 1000 sqft2 of floor space | DHW System | 15 | DEER:Indoor_CFL_Ltg | 9364.3539 | 0.50775 | 0 | SWWH016-01 & DEER 2021 Water Heater Updates | 1400 | 2020 | 0 | 0 | 2020 | 0 | 0 | SWWH016-01 & DEER 2021 Water Heater Updates | Com Water Heating Controls (Elec) - Marine ¦ SCE ¦ Marine | Com Water Heating Controls (Elec) - Marine | 0.0065714 | 1 | 0.086957 | Navigant 2015 Assumption | -146.6384 | 2032 | 0.55 | N/A
COM-WATERHEAT-46.9 | Com ¦ Com Water Heating Controls (Elec WH) - Marine ¦ SCE ¦ Marine | Com ¦ Com Water Heating Controls (Elec WH) - Marine | SCE ¦ Marine | SCE | All | Electric | Smart Com Water Heating Controls (Elec WH) | Efficient | 0 | Conventional | WaterHeat | Com - Office (Small) | Com | RET Only | 0 | 1000 sqft2 of floor space | DHW System | 15 | DEER:Indoor_CFL_Ltg | 3746.5874 | 0.082078 | 0 | SWWH016-01 & DEER 2021 Water Heater Updates | 1400 | 2020 | 0 | 0 | 2020 | 0 | 0 | SWWH016-01 & DEER 2021 Water Heater Updates | Com Water Heating Controls (Elec) - Marine ¦ SCE ¦ Marine | Com Water Heating Controls (Elec) - Marine | 0.0345 | 1 | 0.086957 | Navigant 2015 Assumption | -97.5105 | 2032 | 0.55 | N/A
COM-WATERHEAT-46.10 | Com ¦ Com Water Heating Controls (Elec WH) - Marine ¦ SCE ¦ Marine | Com ¦ Com Water Heating Controls (Elec WH) - Marine | SCE ¦ Marine | SCE | All | Electric | Smart Com Water Heating Controls (Elec WH) | Efficient | 0 | Conventional | WaterHeat | Com - Refrig. Warehouse | Com | RET Only | 0 | 1000 sqft2 of floor space | DHW System | 15 | DEER:Indoor_CFL_Ltg | 18883.6176 | 1.626 | 0 | SWWH016-01 & DEER 2021 Water Heater Updates | 1400 | 2020 | 0 | 0 | 2020 | 0 | 0 | SWWH016-01 & DEER 2021 Water Heater Updates | Com Water Heating Controls (Elec) - Marine ¦ SCE ¦ Marine | Com Water Heating Controls (Elec) - Marine | 0.00092 | 1 | 0.086957 | Navigant 2015 Assumption | -405.1732 | 2032 | 0.55 | N/A
COM-WATERHEAT-46.11 | Com ¦ Com Water Heating Controls (Elec WH) - Marine ¦ SCE ¦ Marine | Com ¦ Com Water Heating Controls (Elec WH) - Marine | SCE ¦ Marine | SCE | All | Electric | Smart Com Water Heating Controls (Elec WH) | Efficient | 0 | Conventional | WaterHeat | Com - School | Com | RET Only | 0 | 1000 sqft2 of floor space | DHW System | 15 | DEER:Indoor_CFL_Ltg | 5852.8093 | 0.41525 | 0 | SWWH016-01 & DEER 2021 Water Heater Updates | 1400 | 2020 | 0 | 0 | 2020 | 0 | 0 | SWWH016-01 & DEER 2021 Water Heater Updates | Com Water Heating Controls (Elec) - Marine ¦ SCE ¦ Marine | Com Water Heating Controls (Elec) - Marine | 0.041969 | 1 | 0.086957 | Navigant 2015 Assumption | -321.4992 | 2032 | 0.55 | N/A
COM-WATERHEAT-46.12 | Com ¦ Com Water Heating Controls (Elec WH) - Marine ¦ SCE ¦ Marine | Com ¦ Com Water Heating Controls (Elec WH) - Marine | SCE ¦ Marine | SCE | All | Electric | Smart Com Water Heating Controls (Elec WH) | Efficient | 0 | Conventional | WaterHeat | Com - Warehouse | Com | RET Only | 0 | 1000 sqft2 of floor space | DHW System | 15 | DEER:Indoor_CFL_Ltg | 9940.1865 | 0.37003 | 0 | SWWH016-01 & DEER 2021 Water Heater Updates | 1400 | 2020 | 0 | 0 | 2020 | 0 | 0 | SWWH016-01 & DEER 2021 Water Heater Updates | Com Water Heating Controls (Elec) - Marine ¦ SCE ¦ Marine | Com Water Heating Controls (Elec) - Marine | 0.00092 | 1 | 0.086957 | Navigant 2015 Assumption | -739.1448 | 2032 | 0.55 | N/A
COM-WATERHEAT-46.13 | Com ¦ Com Water Heating Controls (Elec WH) - Hot-Dry ¦ SCE ¦ Hot-Dry | Com ¦ Com Water Heating Controls (Elec WH) - Hot-Dry | SCE ¦ Hot-Dry | SCE | All | Electric | Smart Com Water Heating Controls (Elec WH) | Efficient | 0 | Conventional | WaterHeat | Com - College | Com | RET Only | 0 | 1000 sqft2 of floor space | DHW System | 15 | DEER:Indoor_CFL_Ltg | 9830.4875 | 2.6371 | 0 | SWWH016-01 & DEER 2021 Water Heater Updates | 1400 | 2020 | 0 | 0 | 2020 | 0 | 0 | SWWH016-01 & DEER 2021 Water Heater Updates | Com Water Heating Controls (Elec) - Hot-Dry ¦ SCE ¦ Hot-Dry | Com Water Heating Controls (Elec) - Hot-Dry | 0.023633 | 1 | 0.086957 | Navigant 2015 Assumption | -334.1375 | 2032 | 0.55 | N/A
COM-WATERHEAT-46.14 | Com ¦ Com Water Heating Controls (Elec WH) - Hot-Dry ¦ SCE ¦ Hot-Dry | Com ¦ Com Water Heating Controls (Elec WH) - Hot-Dry | SCE ¦ Hot-Dry | SCE | All | Electric | Smart Com Water Heating Controls (Elec WH) | Efficient | 0 | Conventional | WaterHeat | Com - Grocery | Com | RET Only | 0 | 1000 sqft2 of floor space | DHW System | 15 | DEER:Indoor_CFL_Ltg | 14617.6737 | 2.75 | 0 | SWWH016-01 & DEER 2021 Water Heater Updates | 1400 | 2020 | 0 | 0 | 2020 | 0 | 0 | SWWH016-01 & DEER 2021 Water Heater Updates | Com Water Heating Controls (Elec) - Hot-Dry ¦ SCE ¦ Hot-Dry | Com Water Heating Controls (Elec) - Hot-Dry | 0.023 | 1 | 0.086957 | Navigant 2015 Assumption | -321.3771 | 2032 | 0.55 | N/A
COM-WATERHEAT-46.15 | Com ¦ Com Water Heating Controls (Elec WH) - Hot-Dry ¦ SCE ¦ Hot-Dry | Com ¦ Com Water Heating Controls (Elec WH) - Hot-Dry | SCE ¦ Hot-Dry | SCE | All | Electric | Smart Com Water Heating Controls (Elec WH) | Efficient | 0 | Conventional | WaterHeat | Com - Health | Com | RET Only | 0 | 1000 sqft2 of floor space | DHW System | 15 | DEER:Indoor_CFL_Ltg | 19122.9807 | 2.3576 | 0 | SWWH016-01 & DEER 2021 Water Heater Updates | 1400 | 2020 | 0 | 0 | 2020 | 0 | 0 | SWWH016-01 & DEER 2021 Water Heater Updates | Com Water Heating Controls (Elec) - Hot-Dry ¦ SCE ¦ Hot-Dry | Com Water Heating Controls (Elec) - Hot-Dry | 0.038841 | 1 | 0.086957 | Navigant 2015 Assumption | -283.4331 | 2032 | 0.55 | N/A
COM-WATERHEAT-46.16 | Com ¦ Com Water Heating Controls (Elec WH) - Hot-Dry ¦ SCE ¦ Hot-Dry | Com ¦ Com Water Heating Controls (Elec WH) - Hot-Dry | SCE ¦ Hot-Dry | SCE | All | Electric | Smart Com Water Heating Controls (Elec WH) | Efficient | 0 | Conventional | WaterHeat | Com - Lodging | Com | RET Only | 0 | 1000 sqft2 of floor space | DHW System | 15 | DEER:Indoor_CFL_Ltg | 17380.418 | 2.4349 | 0 | SWWH016-01 & DEER 2021 Water Heater Updates | 1400 | 2020 | 0 | 0 | 2020 | 0 | 0 | SWWH016-01 & DEER 2021 Water Heater Updates | Com Water Heating Controls (Elec) - Hot-Dry ¦ SCE ¦ Hot-Dry | Com Water Heating Controls (Elec) - Hot-Dry | 0.020374 | 1 | 0.086957 | Navigant 2015 Assumption | -955.2816 | 2032 | 0.55 | N/A
COM-WATERHEAT-46.17 | Com ¦ Com Water Heating Controls (Elec WH) - Hot-Dry ¦ SCE ¦ Hot-Dry | Com ¦ Com Water Heating Controls (Elec WH) - Hot-Dry | SCE ¦ Hot-Dry | SCE | All | Electric | Smart Com Water Heating Controls (Elec WH) | Efficient | 0 | Conventional | WaterHeat | Com - Other | Com | RET Only | 0 | 1000 sqft2 of floor space | DHW System | 15 | DEER:Indoor_CFL_Ltg | 12078.1029 | 1.8629 | 0 | SWWH016-01 & DEER 2021 Water Heater Updates | 1400 | 2020 | 0 | 0 | 2020 | 0 | 0 | SWWH016-01 & DEER 2021 Water Heater Updates | Com Water Heating Controls (Elec) - Hot-Dry ¦ SCE ¦ Hot-Dry | Com Water Heating Controls (Elec) - Hot-Dry | 0.022549 | 1 | 0.086957 | Navigant 2015 Assumption | -708.1732 | 2032 | 0.55 | N/A
COM-WATERHEAT-46.18 | Com ¦ Com Water Heating Controls (Elec WH) - Hot-Dry ¦ SCE ¦ Hot-Dry | Com ¦ Com Water Heating Controls (Elec WH) - Hot-Dry | SCE ¦ Hot-Dry | SCE | All | Electric | Smart Com Water Heating Controls (Elec WH) | Efficient | 0 | Conventional | WaterHeat | Com - Restaurant | Com | RET Only | 0 | 1000 sqft2 of floor space | DHW System | 15 | DEER:Indoor_CFL_Ltg | 7684.7154 | 1.3922 | 0 | SWWH016-01 & DEER 2021 Water Heater Updates | 1400 | 2020 | 0 | 0 | 2020 | 0 | 0 | SWWH016-01 & DEER 2021 Water Heater Updates | Com Water Heating Controls (Elec) - Hot-Dry ¦ SCE ¦ Hot-Dry | Com Water Heating Controls (Elec) - Hot-Dry | 0.11843 | 1 | 0.086957 | Navigant 2015 Assumption | -156.6421 | 2032 | 0.55 | N/A
COM-WATERHEAT-46.19 | Com ¦ Com Water Heating Controls (Elec WH) - Hot-Dry ¦ SCE ¦ Hot-Dry | Com ¦ Com Water Heating Controls (Elec WH) - Hot-Dry | SCE ¦ Hot-Dry | SCE | All | Electric | Smart Com Water Heating Controls (Elec WH) | Efficient | 0 | Conventional | WaterHeat | Com - Retail | Com | RET Only | 0 | 1000 sqft2 of floor space | DHW System | 15 | DEER:Indoor_CFL_Ltg | 7169.8411 | 1.2801 | 0 | SWWH016-01 & DEER 2021 Water Heater Updates | 1400 | 2020 | 0 | 0 | 2020 | 0 | 0 | SWWH016-01 & DEER 2021 Water Heater Updates | Com Water Heating Controls (Elec) - Hot-Dry ¦ SCE ¦ Hot-Dry | Com Water Heating Controls (Elec) - Hot-Dry | 0.0048764 | 1 | 0.086957 | Navigant 2015 Assumption | -690.5207 | 2032 | 0.55 | N/A
COM-WATERHEAT-46.20 | Com ¦ Com Water Heating Controls (Elec WH) - Hot-Dry ¦ SCE ¦ Hot-Dry | Com ¦ Com Water Heating Controls (Elec WH) - Hot-Dry | SCE ¦ Hot-Dry | SCE | All | Electric | Smart Com Water Heating Controls (Elec WH) | Efficient | 0 | Conventional | WaterHeat | Com - Office (Large) | Com | RET Only | 0 | 1000 sqft2 of floor space | DHW System | 15 | DEER:Indoor_CFL_Ltg | 9121.855 | 0.49279 | 0 | SWWH016-01 & DEER 2021 Water Heater Updates | 1400 | 2020 | 0 | 0 | 2020 | 0 | 0 | SWWH016-01 & DEER 2021 Water Heater Updates | Com Water Heating Controls (Elec) - Hot-Dry ¦ SCE ¦ Hot-Dry | Com Water Heating Controls (Elec) - Hot-Dry | 0.0065714 | 1 | 0.086957 | Navigant 2015 Assumption | -142.8411 | 2032 | 0.55 | N/A
COM-WATERHEAT-46.21 | Com ¦ Com Water Heating Controls (Elec WH) - Hot-Dry ¦ SCE ¦ Hot-Dry | Com ¦ Com Water Heating Controls (Elec WH) - Hot-Dry | SCE ¦ Hot-Dry | SCE | All | Electric | Smart Com Water Heating Controls (Elec WH) | Efficient | 0 | Conventional | WaterHeat | Com - Office (Small) | Com | RET Only | 0 | 1000 sqft2 of floor space | DHW System | 15 | DEER:Indoor_CFL_Ltg | 3656.2952 | 0.081276 | 0 | SWWH016-01 & DEER 2021 Water Heater Updates | 1400 | 2020 | 0 | 0 | 2020 | 0 | 0 | SWWH016-01 & DEER 2021 Water Heater Updates | Com Water Heating Controls (Elec) - Hot-Dry ¦ SCE ¦ Hot-Dry | Com Water Heating Controls (Elec) - Hot-Dry | 0.0345 | 1 | 0.086957 | Navigant 2015 Assumption | -95.1605 | 2032 | 0.55 | N/A
COM-WATERHEAT-46.22 | Com ¦ Com Water Heating Controls (Elec WH) - Hot-Dry ¦ SCE ¦ Hot-Dry | Com ¦ Com Water Heating Controls (Elec WH) - Hot-Dry | SCE ¦ Hot-Dry | SCE | All | Electric | Smart Com Water Heating Controls (Elec WH) | Efficient | 0 | Conventional | WaterHeat | Com - Refrig. Warehouse | Com | RET Only | 0 | 1000 sqft2 of floor space | DHW System | 15 | DEER:Indoor_CFL_Ltg | 18383.0953 | 1.5738 | 0 | SWWH016-01 & DEER 2021 Water Heater Updates | 1400 | 2020 | 0 | 0 | 2020 | 0 | 0 | SWWH016-01 & DEER 2021 Water Heater Updates | Com Water Heating Controls (Elec) - Hot-Dry ¦ SCE ¦ Hot-Dry | Com Water Heating Controls (Elec) - Hot-Dry | 0.00092 | 1 | 0.086957 | Navigant 2015 Assumption | -394.4338 | 2032 | 0.55 | N/A
COM-WATERHEAT-46.23 | Com ¦ Com Water Heating Controls (Elec WH) - Hot-Dry ¦ SCE ¦ Hot-Dry | Com ¦ Com Water Heating Controls (Elec WH) - Hot-Dry | SCE ¦ Hot-Dry | SCE | All | Electric | Smart Com Water Heating Controls (Elec WH) | Efficient | 0 | Conventional | WaterHeat | Com - School | Com | RET Only | 0 | 1000 sqft2 of floor space | DHW System | 15 | DEER:Indoor_CFL_Ltg | 5703.523 | 0.40288 | 0 | SWWH016-01 & DEER 2021 Water Heater Updates | 1400 | 2020 | 0 | 0 | 2020 | 0 | 0 | SWWH016-01 & DEER 2021 Water Heater Updates | Com Water Heating Controls (Elec) - Hot-Dry ¦ SCE ¦ Hot-Dry | Com Water Heating Controls (Elec) - Hot-Dry | 0.041969 | 1 | 0.086957 | Navigant 2015 Assumption | -313.2988 | 2032 | 0.55 | N/A
COM-WATERHEAT-46.24 | Com ¦ Com Water Heating Controls (Elec WH) - Hot-Dry ¦ SCE ¦ Hot-Dry | Com ¦ Com Water Heating Controls (Elec WH) - Hot-Dry | SCE ¦ Hot-Dry | SCE | All | Electric | Smart Com Water Heating Controls (Elec WH) | Efficient | 0 | Conventional | WaterHeat | Com - Warehouse | Com | RET Only | 0 | 1000 sqft2 of floor space | DHW System | 15 | DEER:Indoor_CFL_Ltg | 9669.1578 | 0.35778 | 0 | SWWH016-01 & DEER 2021 Water Heater Updates | 1400 | 2020 | 0 | 0 | 2020 | 0 | 0 | SWWH016-01 & DEER 2021 Water Heater Updates | Com Water Heating Controls (Elec) - Hot-Dry ¦ SCE ¦ Hot-Dry | Com Water Heating Controls (Elec) - Hot-Dry | 0.00092 | 1 | 0.086957 | Navigant 2015 Assumption | -718.9913 | 2032 | 0.55 | N/A
COM-WATERHEAT-46.25 | Com ¦ Com Water Heating Controls (Elec WH) - Cold ¦ SCE ¦ Cold | Com ¦ Com Water Heating Controls (Elec WH) - Cold | SCE ¦ Cold | SCE | All | Electric | Smart Com Water Heating Controls (Elec WH) | Efficient | 0 | Conventional | WaterHeat | Com - College | Com | RET Only | 0 | 1000 sqft2 of floor space | DHW System | 15 | DEER:Indoor_CFL_Ltg | 11528.9096 | 1.2896 | 0 | SWWH016-01 & DEER 2021 Water Heater Updates | 1400 | 2020 | 0 | 0 | 2020 | 0 | 0 | SWWH016-01 & DEER 2021 Water Heater Updates | Com Water Heating Controls (Elec) - Cold ¦ SCE ¦ Cold | Com Water Heating Controls (Elec) - Cold | 0.023633 | 1 | 0.086957 | Navigant 2015 Assumption | -391.8667 | 2032 | 0.55 | N/A
COM-WATERHEAT-46.26 | Com ¦ Com Water Heating Controls (Elec WH) - Cold ¦ SCE ¦ Cold | Com ¦ Com Water Heating Controls (Elec WH) - Cold | SCE ¦ Cold | SCE | All | Electric | Smart Com Water Heating Controls (Elec WH) | Efficient | 0 | Conventional | WaterHeat | Com - Grocery | Com | RET Only | 0 | 1000 sqft2 of floor space | DHW System | 15 | DEER:Indoor_CFL_Ltg | 17015.2755 | 3.1544 | 0 | SWWH016-01 & DEER 2021 Water Heater Updates | 1400 | 2020 | 0 | 0 | 2020 | 0 | 0 | SWWH016-01 & DEER 2021 Water Heater Updates | Com Water Heating Controls (Elec) - Cold ¦ SCE ¦ Cold | Com Water Heating Controls (Elec) - Cold | 0.023 | 1 | 0.086957 | Navigant 2015 Assumption | -374.0897 | 2032 | 0.55 | N/A
COM-WATERHEAT-46.27 | Com ¦ Com Water Heating Controls (Elec WH) - Cold ¦ SCE ¦ Cold | Com ¦ Com Water Heating Controls (Elec WH) - Cold | SCE ¦ Cold | SCE | All | Electric | Smart Com Water Heating Controls (Elec WH) | Efficient | 0 | Conventional | WaterHeat | Com - Health | Com | RET Only | 0 | 1000 sqft2 of floor space | DHW System | 15 | DEER:Indoor_CFL_Ltg | 22288.6961 | 2.702 | 0 | SWWH016-01 & DEER 2021 Water Heater Updates | 1400 | 2020 | 0 | 0 | 2020 | 0 | 0 | SWWH016-01 & DEER 2021 Water Heater Updates | Com Water Heating Controls (Elec) - Cold ¦ SCE ¦ Cold | Com Water Heating Controls (Elec) - Cold | 0.038841 | 1 | 0.086957 | Navigant 2015 Assumption | -330.354 | 2032 | 0.55 | N/A
COM-WATERHEAT-46.28 | Com ¦ Com Water Heating Controls (Elec WH) - Cold ¦ SCE ¦ Cold | Com ¦ Com Water Heating Controls (Elec WH) - Cold | SCE ¦ Cold | SCE | All | Electric | Smart Com Water Heating Controls (Elec WH) | Efficient | 0 | Conventional | WaterHeat | Com - Lodging | Com | RET Only | 0 | 1000 sqft2 of floor space | DHW System | 15 | DEER:Indoor_CFL_Ltg | 20247.7733 | 2.791 | 0 | SWWH016-01 & DEER 2021 Water Heater Updates | 1400 | 2020 | 0 | 0 | 2020 | 0 | 0 | SWWH016-01 & DEER 2021 Water Heater Updates | Com Water Heating Controls (Elec) - Cold ¦ SCE ¦ Cold | Com Water Heating Controls (Elec) - Cold | 0.020374 | 1 | 0.086957 | Navigant 2015 Assumption | -1112.8804 | 2032 | 0.55 | N/A
COM-WATERHEAT-46.29 | Com ¦ Com Water Heating Controls (Elec WH) - Cold ¦ SCE ¦ Cold | Com ¦ Com Water Heating Controls (Elec WH) - Cold | SCE ¦ Cold | SCE | All | Electric | Smart Com Water Heating Controls (Elec WH) | Efficient | 0 | Conventional | WaterHeat | Com - Other | Com | RET Only | 0 | 1000 sqft2 of floor space | DHW System | 15 | DEER:Indoor_CFL_Ltg | 14044.6414 | 2.1333 | 0 | SWWH016-01 & DEER 2021 Water Heater Updates | 1400 | 2020 | 0 | 0 | 2020 | 0 | 0 | SWWH016-01 & DEER 2021 Water Heater Updates | Com Water Heating Controls (Elec) - Cold ¦ SCE ¦ Cold | Com Water Heating Controls (Elec) - Cold | 0.022549 | 1 | 0.086957 | Navigant 2015 Assumption | -823.4769 | 2032 | 0.55 | N/A
COM-WATERHEAT-46.30 | Com ¦ Com Water Heating Controls (Elec WH) - Cold ¦ SCE ¦ Cold | Com ¦ Com Water Heating Controls (Elec WH) - Cold | SCE ¦ Cold | SCE | All | Electric | Smart Com Water Heating Controls (Elec WH) | Efficient | 0 | Conventional | WaterHeat | Com - Restaurant | Com | RET Only | 0 | 1000 sqft2 of floor space | DHW System | 15 | DEER:Indoor_CFL_Ltg | 8916.0735 | 1.5935 | 0 | SWWH016-01 & DEER 2021 Water Heater Updates | 1400 | 2020 | 0 | 0 | 2020 | 0 | 0 | SWWH016-01 & DEER 2021 Water Heater Updates | Com Water Heating Controls (Elec) - Cold ¦ SCE ¦ Cold | Com Water Heating Controls (Elec) - Cold | 0.11843 | 1 | 0.086957 | Navigant 2015 Assumption | -181.7416 | 2032 | 0.55 | N/A
COM-WATERHEAT-46.31 | Com ¦ Com Water Heating Controls (Elec WH) - Cold ¦ SCE ¦ Cold | Com ¦ Com Water Heating Controls (Elec WH) - Cold | SCE ¦ Cold | SCE | All | Electric | Smart Com Water Heating Controls (Elec WH) | Efficient | 0 | Conventional | WaterHeat | Com - Retail | Com | RET Only | 0 | 1000 sqft2 of floor space | DHW System | 15 | DEER:Indoor_CFL_Ltg | 8314.6107 | 1.4646 | 0 | SWWH016-01 & DEER 2021 Water Heater Updates | 1400 | 2020 | 0 | 0 | 2020 | 0 | 0 | SWWH016-01 & DEER 2021 Water Heater Updates | Com Water Heating Controls (Elec) - Cold ¦ SCE ¦ Cold | Com Water Heating Controls (Elec) - Cold | 0.0048764 | 1 | 0.086957 | Navigant 2015 Assumption | -800.7724 | 2032 | 0.55 | N/A
COM-WATERHEAT-46.32 | Com ¦ Com Water Heating Controls (Elec WH) - Cold ¦ SCE ¦ Cold | Com ¦ Com Water Heating Controls (Elec WH) - Cold | SCE ¦ Cold | SCE | All | Electric | Smart Com Water Heating Controls (Elec WH) | Efficient | 0 | Conventional | WaterHeat | Com - Office (Large) | Com | RET Only | 0 | 1000 sqft2 of floor space | DHW System | 15 | DEER:Indoor_CFL_Ltg | 10660.9095 | 0.55824 | 0 | SWWH016-01 & DEER 2021 Water Heater Updates | 1400 | 2020 | 0 | 0 | 2020 | 0 | 0 | SWWH016-01 & DEER 2021 Water Heater Updates | Com Water Heating Controls (Elec) - Cold ¦ SCE ¦ Cold | Com Water Heating Controls (Elec) - Cold | 0.0065714 | 1 | 0.086957 | Navigant 2015 Assumption | -166.9415 | 2032 | 0.55 | N/A
COM-WATERHEAT-46.33 | Com ¦ Com Water Heating Controls (Elec WH) - Cold ¦ SCE ¦ Cold | Com ¦ Com Water Heating Controls (Elec WH) - Cold | SCE ¦ Cold | SCE | All | Electric | Smart Com Water Heating Controls (Elec WH) | Efficient | 0 | Conventional | WaterHeat | Com - Office (Small) | Com | RET Only | 0 | 1000 sqft2 of floor space | DHW System | 15 | DEER:Indoor_CFL_Ltg | 4206.2247 | 0.085185 | 0 | SWWH016-01 & DEER 2021 Water Heater Updates | 1400 | 2020 | 0 | 0 | 2020 | 0 | 0 | SWWH016-01 & DEER 2021 Water Heater Updates | Com Water Heating Controls (Elec) - Cold ¦ SCE ¦ Cold | Com Water Heating Controls (Elec) - Cold | 0.0345 | 1 | 0.086957 | Navigant 2015 Assumption | -109.4733 | 2032 | 0.55 | N/A
COM-WATERHEAT-46.34 | Com ¦ Com Water Heating Controls (Elec WH) - Cold ¦ SCE ¦ Cold | Com ¦ Com Water Heating Controls (Elec WH) - Cold | SCE ¦ Cold | SCE | All | Electric | Smart Com Water Heating Controls (Elec WH) | Efficient | 0 | Conventional | WaterHeat | Com - Refrig. Warehouse | Com | RET Only | 0 | 1000 sqft2 of floor space | DHW System | 15 | DEER:Indoor_CFL_Ltg | 21410.0829 | 1.801 | 0 | SWWH016-01 & DEER 2021 Water Heater Updates | 1400 | 2020 | 0 | 0 | 2020 | 0 | 0 | SWWH016-01 & DEER 2021 Water Heater Updates | Com Water Heating Controls (Elec) - Cold ¦ SCE ¦ Cold | Com Water Heating Controls (Elec) - Cold | 0.00092 | 1 | 0.086957 | Navigant 2015 Assumption | -459.3819 | 2032 | 0.55 | N/A
COM-WATERHEAT-46.35 | Com ¦ Com Water Heating Controls (Elec WH) - Cold ¦ SCE ¦ Cold | Com ¦ Com Water Heating Controls (Elec WH) - Cold | SCE ¦ Cold | SCE | All | Electric | Smart Com Water Heating Controls (Elec WH) | Efficient | 0 | Conventional | WaterHeat | Com - School | Com | RET Only | 0 | 1000 sqft2 of floor space | DHW System | 15 | DEER:Indoor_CFL_Ltg | 6669.9799 | 0.052357 | 0 | SWWH016-01 & DEER 2021 Water Heater Updates | 1400 | 2020 | 0 | 0 | 2020 | 0 | 0 | SWWH016-01 & DEER 2021 Water Heater Updates | Com Water Heating Controls (Elec) - Cold ¦ SCE ¦ Cold | Com Water Heating Controls (Elec) - Cold | 0.041969 | 1 | 0.086957 | Navigant 2015 Assumption | -366.387 | 2032 | 0.55 | N/A
COM-WATERHEAT-46.36 | Com ¦ Com Water Heating Controls (Elec WH) - Cold ¦ SCE ¦ Cold | Com ¦ Com Water Heating Controls (Elec WH) - Cold | SCE ¦ Cold | SCE | All | Electric | Smart Com Water Heating Controls (Elec WH) | Efficient | 0 | Conventional | WaterHeat | Com - Warehouse | Com | RET Only | 0 | 1000 sqft2 of floor space | DHW System | 15 | DEER:Indoor_CFL_Ltg | 11271.989 | 0.40588 | 0 | SWWH016-01 & DEER 2021 Water Heater Updates | 1400 | 2020 | 0 | 0 | 2020 | 0 | 0 | SWWH016-01 & DEER 2021 Water Heater Updates | Com Water Heating Controls (Elec) - Cold ¦ SCE ¦ Cold | Com Water Heating Controls (Elec) - Cold | 0.00092 | 1 | 0.086957 | Navigant 2015 Assumption | -838.1767 | 2032 | 0.55 | N/A
COM-WATERHEAT-45.1 | Com ¦ No Com Water Heating Controls (Elec WH) - Marine ¦ SDG&E ¦ Marine | Com ¦ No Com Water Heating Controls (Elec WH) - Marine | SDG&E ¦ Marine | SDG&E | All | Electric | No Com Water Heating Controls (Elec WH) | Average Existing and Code | 0 | Conventional | WaterHeat | Com - College | Com | RET Only | 0 | 1000 sqft2 of floor space | DHW System | 15 | DEER:Indoor_CFL_Ltg | 11040.8098 | 2.9816 | 0 | SWWH016-01 & DEER 2021 Water Heater Updates | 0 | 2020 | 0 | 0 | 2020 | 0 | 0 | SWWH016-01 & DEER 2021 Water Heater Updates | Com Water Heating Controls (Elec) - Marine ¦ SDG&E ¦ Marine | Com Water Heating Controls (Elec) - Marine | 0.023633 | 1 | 0.91304 | Navigant 2015 Assumption | -375.2762 | 2012 | 0.55 | N/A
COM-WATERHEAT-45.2 | Com ¦ No Com Water Heating Controls (Elec WH) - Marine ¦ SDG&E ¦ Marine | Com ¦ No Com Water Heating Controls (Elec WH) - Marine | SDG&E ¦ Marine | SDG&E | All | Electric | No Com Water Heating Controls (Elec WH) | Average Existing and Code | 0 | Conventional | WaterHeat | Com - Grocery | Com | RET Only | 0 | 1000 sqft2 of floor space | DHW System | 15 | DEER:Indoor_CFL_Ltg | 16424.7078 | 3.1093 | 0 | SWWH016-01 & DEER 2021 Water Heater Updates | 0 | 2020 | 0 | 0 | 2020 | 0 | 0 | SWWH016-01 & DEER 2021 Water Heater Updates | Com Water Heating Controls (Elec) - Marine ¦ SDG&E ¦ Marine | Com Water Heating Controls (Elec) - Marine | 0.023 | 1 | 0.91304 | Navigant 2015 Assumption | -361.1057 | 2012 | 0.55 | N/A
COM-WATERHEAT-45.3 | Com ¦ No Com Water Heating Controls (Elec WH) - Marine ¦ SDG&E ¦ Marine | Com ¦ No Com Water Heating Controls (Elec WH) - Marine | SDG&E ¦ Marine | SDG&E | All | Electric | No Com Water Heating Controls (Elec WH) | Average Existing and Code | 0 | Conventional | WaterHeat | Com - Health | Com | RET Only | 0 | 1000 sqft2 of floor space | DHW System | 15 | DEER:Indoor_CFL_Ltg | 21481.8633 | 2.6647 | 0 | SWWH016-01 & DEER 2021 Water Heater Updates | 0 | 2020 | 0 | 0 | 2020 | 0 | 0 | SWWH016-01 & DEER 2021 Water Heater Updates | Com Water Heating Controls (Elec) - Marine ¦ SDG&E ¦ Marine | Com Water Heating Controls (Elec) - Marine | 0.038841 | 1 | 0.91304 | Navigant 2015 Assumption | -318.3955 | 2012 | 0.55 | N/A
COM-WATERHEAT-45.4 | Com ¦ No Com Water Heating Controls (Elec WH) - Marine ¦ SDG&E ¦ Marine | Com ¦ No Com Water Heating Controls (Elec WH) - Marine | SDG&E ¦ Marine | SDG&E | All | Electric | No Com Water Heating Controls (Elec WH) | Average Existing and Code | 0 | Conventional | WaterHeat | Com - Lodging | Com | RET Only | 0 | 1000 sqft2 of floor space | DHW System | 15 | DEER:Indoor_CFL_Ltg | 19525.2356 | 2.7522 | 0 | SWWH016-01 & DEER 2021 Water Heater Updates | 0 | 2020 | 0 | 0 | 2020 | 0 | 0 | SWWH016-01 & DEER 2021 Water Heater Updates | Com Water Heating Controls (Elec) - Marine ¦ SDG&E ¦ Marine | Com Water Heating Controls (Elec) - Marine | 0.020374 | 1 | 0.91304 | Navigant 2015 Assumption | -1073.1675 | 2012 | 0.55 | N/A
COM-WATERHEAT-45.5 | Com ¦ No Com Water Heating Controls (Elec WH) - Marine ¦ SDG&E ¦ Marine | Com ¦ No Com Water Heating Controls (Elec WH) - Marine | SDG&E ¦ Marine | SDG&E | All | Electric | No Com Water Heating Controls (Elec WH) | Average Existing and Code | 0 | Conventional | WaterHeat | Com - Other | Com | RET Only | 0 | 1000 sqft2 of floor space | DHW System | 15 | DEER:Indoor_CFL_Ltg | 13563.3158 | 2.1051 | 0 | SWWH016-01 & DEER 2021 Water Heater Updates | 0 | 2020 | 0 | 0 | 2020 | 0 | 0 | SWWH016-01 & DEER 2021 Water Heater Updates | Com Water Heating Controls (Elec) - Marine ¦ SDG&E ¦ Marine | Com Water Heating Controls (Elec) - Marine | 0.022549 | 1 | 0.91304 | Navigant 2015 Assumption | -795.2554 | 2012 | 0.55 | N/A
COM-WATERHEAT-45.6 | Com ¦ No Com Water Heating Controls (Elec WH) - Marine ¦ SDG&E ¦ Marine | Com ¦ No Com Water Heating Controls (Elec WH) - Marine | SDG&E ¦ Marine | SDG&E | All | Electric | No Com Water Heating Controls (Elec WH) | Average Existing and Code | 0 | Conventional | WaterHeat | Com - Restaurant | Com | RET Only | 0 | 1000 sqft2 of floor space | DHW System | 15 | DEER:Indoor_CFL_Ltg | 8631.9806 | 1.5734 | 0 | SWWH016-01 & DEER 2021 Water Heater Updates | 0 | 2020 | 0 | 0 | 2020 | 0 | 0 | SWWH016-01 & DEER 2021 Water Heater Updates | Com Water Heating Controls (Elec) - Marine ¦ SDG&E ¦ Marine | Com Water Heating Controls (Elec) - Marine | 0.11843 | 1 | 0.91304 | Navigant 2015 Assumption | -175.9507 | 2012 | 0.55 | N/A
COM-WATERHEAT-45.7 | Com ¦ No Com Water Heating Controls (Elec WH) - Marine ¦ SDG&E ¦ Marine | Com ¦ No Com Water Heating Controls (Elec WH) - Marine | SDG&E ¦ Marine | SDG&E | All | Electric | No Com Water Heating Controls (Elec WH) | Average Existing and Code | 0 | Conventional | WaterHeat | Com - Retail | Com | RET Only | 0 | 1000 sqft2 of floor space | DHW System | 15 | DEER:Indoor_CFL_Ltg | 8053.2505 | 1.4466 | 0 | SWWH016-01 & DEER 2021 Water Heater Updates | 0 | 2020 | 0 | 0 | 2020 | 0 | 0 | SWWH016-01 & DEER 2021 Water Heater Updates | Com Water Heating Controls (Elec) - Marine ¦ SDG&E ¦ Marine | Com Water Heating Controls (Elec) - Marine | 0.0048764 | 1 | 0.91304 | Navigant 2015 Assumption | -775.6011 | 2012 | 0.55 | N/A
COM-WATERHEAT-45.8 | Com ¦ No Com Water Heating Controls (Elec WH) - Marine ¦ SDG&E ¦ Marine | Com ¦ No Com Water Heating Controls (Elec WH) - Marine | SDG&E ¦ Marine | SDG&E | All | Electric | No Com Water Heating Controls (Elec WH) | Average Existing and Code | 0 | Conventional | WaterHeat | Com - Office (Large) | Com | RET Only | 0 | 1000 sqft2 of floor space | DHW System | 15 | DEER:Indoor_CFL_Ltg | 10240.4103 | 0.55525 | 0 | SWWH016-01 & DEER 2021 Water Heater Updates | 0 | 2020 | 0 | 0 | 2020 | 0 | 0 | SWWH016-01 & DEER 2021 Water Heater Updates | Com Water Heating Controls (Elec) - Marine ¦ SDG&E ¦ Marine | Com Water Heating Controls (Elec) - Marine | 0.0065714 | 1 | 0.91304 | Navigant 2015 Assumption | -160.3568 | 2012 | 0.55 | N/A
COM-WATERHEAT-45.9 | Com ¦ No Com Water Heating Controls (Elec WH) - Marine ¦ SDG&E ¦ Marine | Com ¦ No Com Water Heating Controls (Elec WH) - Marine | SDG&E ¦ Marine | SDG&E | All | Electric | No Com Water Heating Controls (Elec WH) | Average Existing and Code | 0 | Conventional | WaterHeat | Com - Office (Small) | Com | RET Only | 0 | 1000 sqft2 of floor space | DHW System | 15 | DEER:Indoor_CFL_Ltg | 4097.0892 | 0.089756 | 0 | SWWH016-01 & DEER 2021 Water Heater Updates | 0 | 2020 | 0 | 0 | 2020 | 0 | 0 | SWWH016-01 & DEER 2021 Water Heater Updates | Com Water Heating Controls (Elec) - Marine ¦ SDG&E ¦ Marine | Com Water Heating Controls (Elec) - Marine | 0.0345 | 1 | 0.91304 | Navigant 2015 Assumption | -106.6329 | 2012 | 0.55 | N/A
COM-WATERHEAT-45.10 | Com ¦ No Com Water Heating Controls (Elec WH) - Marine ¦ SDG&E ¦ Marine | Com ¦ No Com Water Heating Controls (Elec WH) - Marine | SDG&E ¦ Marine | SDG&E | All | Electric | No Com Water Heating Controls (Elec WH) | Average Existing and Code | 0 | Conventional | WaterHeat | Com - Refrig. Warehouse | Com | RET Only | 0 | 1000 sqft2 of floor space | DHW System | 15 | DEER:Indoor_CFL_Ltg | 20650.2228 | 1.7781 | 0 | SWWH016-01 & DEER 2021 Water Heater Updates | 0 | 2020 | 0 | 0 | 2020 | 0 | 0 | SWWH016-01 & DEER 2021 Water Heater Updates | Com Water Heating Controls (Elec) - Marine ¦ SDG&E ¦ Marine | Com Water Heating Controls (Elec) - Marine | 0.00092 | 1 | 0.91304 | Navigant 2015 Assumption | -443.0781 | 2012 | 0.55 | N/A
COM-WATERHEAT-45.11 | Com ¦ No Com Water Heating Controls (Elec WH) - Marine ¦ SDG&E ¦ Marine | Com ¦ No Com Water Heating Controls (Elec WH) - Marine | SDG&E ¦ Marine | SDG&E | All | Electric | No Com Water Heating Controls (Elec WH) | Average Existing and Code | 0 | Conventional | WaterHeat | Com - School | Com | RET Only | 0 | 1000 sqft2 of floor space | DHW System | 15 | DEER:Indoor_CFL_Ltg | 6400.3528 | 0.4541 | 0 | SWWH016-01 & DEER 2021 Water Heater Updates | 0 | 2020 | 0 | 0 | 2020 | 0 | 0 | SWWH016-01 & DEER 2021 Water Heater Updates | Com Water Heating Controls (Elec) - Marine ¦ SDG&E ¦ Marine | Com Water Heating Controls (Elec) - Marine | 0.041969 | 1 | 0.91304 | Navigant 2015 Assumption | -351.5762 | 2012 | 0.55 | N/A
COM-WATERHEAT-45.12 | Com ¦ No Com Water Heating Controls (Elec WH) - Marine ¦ SDG&E ¦ Marine | Com ¦ No Com Water Heating Controls (Elec WH) - Marine | SDG&E ¦ Marine | SDG&E | All | Electric | No Com Water Heating Controls (Elec WH) | Average Existing and Code | 0 | Conventional | WaterHeat | Com - Warehouse | Com | RET Only | 0 | 1000 sqft2 of floor space | DHW System | 15 | DEER:Indoor_CFL_Ltg | 10870.1135 | 0.40464 | 0 | SWWH016-01 & DEER 2021 Water Heater Updates | 0 | 2020 | 0 | 0 | 2020 | 0 | 0 | SWWH016-01 & DEER 2021 Water Heater Updates | Com Water Heating Controls (Elec) - Marine ¦ SDG&E ¦ Marine | Com Water Heating Controls (Elec) - Marine | 0.00092 | 1 | 0.91304 | Navigant 2015 Assumption | -808.2935 | 2012 | 0.55 | N/A
COM-WATERHEAT-45.13 | Com ¦ No Com Water Heating Controls (Elec WH) - Hot-Dry ¦ SDG&E ¦ Hot-Dry | Com ¦ No Com Water Heating Controls (Elec WH) - Hot-Dry | SDG&E ¦ Hot-Dry | SDG&E | All | Electric | No Com Water Heating Controls (Elec WH) | Average Existing and Code | 0 | Conventional | WaterHeat | Com - College | Com | RET Only | 0 | 1000 sqft2 of floor space | DHW System | 15 | DEER:Indoor_CFL_Ltg | 10923.5957 | 2.9784 | 0 | SWWH016-01 & DEER 2021 Water Heater Updates | 0 | 2020 | 0 | 0 | 2020 | 0 | 0 | SWWH016-01 & DEER 2021 Water Heater Updates | Com Water Heating Controls (Elec) - Hot-Dry ¦ SDG&E ¦ Hot-Dry | Com Water Heating Controls (Elec) - Hot-Dry | 0.023633 | 1 | 0.91304 | Navigant 2015 Assumption | -371.2921 | 2012 | 0.55 | N/A
COM-WATERHEAT-45.14 | Com ¦ No Com Water Heating Controls (Elec WH) - Hot-Dry ¦ SDG&E ¦ Hot-Dry | Com ¦ No Com Water Heating Controls (Elec WH) - Hot-Dry | SDG&E ¦ Hot-Dry | SDG&E | All | Electric | No Com Water Heating Controls (Elec WH) | Average Existing and Code | 0 | Conventional | WaterHeat | Com - Grocery | Com | RET Only | 0 | 1000 sqft2 of floor space | DHW System | 15 | DEER:Indoor_CFL_Ltg | 16253.156 | 3.1059 | 0 | SWWH016-01 & DEER 2021 Water Heater Updates | 0 | 2020 | 0 | 0 | 2020 | 0 | 0 | SWWH016-01 & DEER 2021 Water Heater Updates | Com Water Heating Controls (Elec) - Hot-Dry ¦ SDG&E ¦ Hot-Dry | Com Water Heating Controls (Elec) - Hot-Dry | 0.023 | 1 | 0.91304 | Navigant 2015 Assumption | -357.3341 | 2012 | 0.55 | N/A
COM-WATERHEAT-45.15 | Com ¦ No Com Water Heating Controls (Elec WH) - Hot-Dry ¦ SDG&E ¦ Hot-Dry | Com ¦ No Com Water Heating Controls (Elec WH) - Hot-Dry | SDG&E ¦ Hot-Dry | SDG&E | All | Electric | No Com Water Heating Controls (Elec WH) | Average Existing and Code | 0 | Conventional | WaterHeat | Com - Health | Com | RET Only | 0 | 1000 sqft2 of floor space | DHW System | 15 | DEER:Indoor_CFL_Ltg | 21251.1497 | 2.6613 | 0 | SWWH016-01 & DEER 2021 Water Heater Updates | 0 | 2020 | 0 | 0 | 2020 | 0 | 0 | SWWH016-01 & DEER 2021 Water Heater Updates | Com Water Heating Controls (Elec) - Hot-Dry ¦ SDG&E ¦ Hot-Dry | Com Water Heating Controls (Elec) - Hot-Dry | 0.038841 | 1 | 0.91304 | Navigant 2015 Assumption | -314.9759 | 2012 | 0.55 | N/A
COM-WATERHEAT-45.16 | Com ¦ No Com Water Heating Controls (Elec WH) - Hot-Dry ¦ SDG&E ¦ Hot-Dry | Com ¦ No Com Water Heating Controls (Elec WH) - Hot-Dry | SDG&E ¦ Hot-Dry | SDG&E | All | Electric | No Com Water Heating Controls (Elec WH) | Average Existing and Code | 0 | Conventional | WaterHeat | Com - Lodging | Com | RET Only | 0 | 1000 sqft2 of floor space | DHW System | 15 | DEER:Indoor_CFL_Ltg | 19314.932 | 2.7484 | 0 | SWWH016-01 & DEER 2021 Water Heater Updates | 0 | 2020 | 0 | 0 | 2020 | 0 | 0 | SWWH016-01 & DEER 2021 Water Heater Updates | Com Water Heating Controls (Elec) - Hot-Dry ¦ SDG&E ¦ Hot-Dry | Com Water Heating Controls (Elec) - Hot-Dry | 0.020374 | 1 | 0.91304 | Navigant 2015 Assumption | -1061.6085 | 2012 | 0.55 | N/A
COM-WATERHEAT-45.17 | Com ¦ No Com Water Heating Controls (Elec WH) - Hot-Dry ¦ SDG&E ¦ Hot-Dry | Com ¦ No Com Water Heating Controls (Elec WH) - Hot-Dry | SDG&E ¦ Hot-Dry | SDG&E | All | Electric | No Com Water Heating Controls (Elec WH) | Average Existing and Code | 0 | Conventional | WaterHeat | Com - Other | Com | RET Only | 0 | 1000 sqft2 of floor space | DHW System | 15 | DEER:Indoor_CFL_Ltg | 13418.5876 | 2.1025 | 0 | SWWH016-01 & DEER 2021 Water Heater Updates | 0 | 2020 | 0 | 0 | 2020 | 0 | 0 | SWWH016-01 & DEER 2021 Water Heater Updates | Com Water Heating Controls (Elec) - Hot-Dry ¦ SDG&E ¦ Hot-Dry | Com Water Heating Controls (Elec) - Hot-Dry | 0.022549 | 1 | 0.91304 | Navigant 2015 Assumption | -786.7696 | 2012 | 0.55 | N/A
COM-WATERHEAT-45.18 | Com ¦ No Com Water Heating Controls (Elec WH) - Hot-Dry ¦ SDG&E ¦ Hot-Dry | Com ¦ No Com Water Heating Controls (Elec WH) - Hot-Dry | SDG&E ¦ Hot-Dry | SDG&E | All | Electric | No Com Water Heating Controls (Elec WH) | Average Existing and Code | 0 | Conventional | WaterHeat | Com - Restaurant | Com | RET Only | 0 | 1000 sqft2 of floor space | DHW System | 15 | DEER:Indoor_CFL_Ltg | 8545.0856 | 1.5721 | 0 | SWWH016-01 & DEER 2021 Water Heater Updates | 0 | 2020 | 0 | 0 | 2020 | 0 | 0 | SWWH016-01 & DEER 2021 Water Heater Updates | Com Water Heating Controls (Elec) - Hot-Dry ¦ SDG&E ¦ Hot-Dry | Com Water Heating Controls (Elec) - Hot-Dry | 0.11843 | 1 | 0.91304 | Navigant 2015 Assumption | -174.1795 | 2012 | 0.55 | N/A
COM-WATERHEAT-45.19 | Com ¦ No Com Water Heating Controls (Elec WH) - Hot-Dry ¦ SDG&E ¦ Hot-Dry | Com ¦ No Com Water Heating Controls (Elec WH) - Hot-Dry | SDG&E ¦ Hot-Dry | SDG&E | All | Electric | No Com Water Heating Controls (Elec WH) | Average Existing and Code | 0 | Conventional | WaterHeat | Com - Retail | Com | RET Only | 0 | 1000 sqft2 of floor space | DHW System | 15 | DEER:Indoor_CFL_Ltg | 7972.6333 | 1.4455 | 0 | SWWH016-01 & DEER 2021 Water Heater Updates | 0 | 2020 | 0 | 0 | 2020 | 0 | 0 | SWWH016-01 & DEER 2021 Water Heater Updates | Com Water Heating Controls (Elec) - Hot-Dry ¦ SDG&E ¦ Hot-Dry | Com Water Heating Controls (Elec) - Hot-Dry | 0.0048764 | 1 | 0.91304 | Navigant 2015 Assumption | -767.8369 | 2012 | 0.55 | N/A
COM-WATERHEAT-45.20 | Com ¦ No Com Water Heating Controls (Elec WH) - Hot-Dry ¦ SDG&E ¦ Hot-Dry | Com ¦ No Com Water Heating Controls (Elec WH) - Hot-Dry | SDG&E ¦ Hot-Dry | SDG&E | All | Electric | No Com Water Heating Controls (Elec WH) | Average Existing and Code | 0 | Conventional | WaterHeat | Com - Office (Large) | Com | RET Only | 0 | 1000 sqft2 of floor space | DHW System | 15 | DEER:Indoor_CFL_Ltg | 10131.6973 | 0.55488 | 0 | SWWH016-01 & DEER 2021 Water Heater Updates | 0 | 2020 | 0 | 0 | 2020 | 0 | 0 | SWWH016-01 & DEER 2021 Water Heater Updates | Com Water Heating Controls (Elec) - Hot-Dry ¦ SDG&E ¦ Hot-Dry | Com Water Heating Controls (Elec) - Hot-Dry | 0.0065714 | 1 | 0.91304 | Navigant 2015 Assumption | -158.6544 | 2012 | 0.55 | N/A
COM-WATERHEAT-45.21 | Com ¦ No Com Water Heating Controls (Elec WH) - Hot-Dry ¦ SDG&E ¦ Hot-Dry | Com ¦ No Com Water Heating Controls (Elec WH) - Hot-Dry | SDG&E ¦ Hot-Dry | SDG&E | All | Electric | No Com Water Heating Controls (Elec WH) | Average Existing and Code | 0 | Conventional | WaterHeat | Com - Office (Small) | Com | RET Only | 0 | 1000 sqft2 of floor space | DHW System | 15 | DEER:Indoor_CFL_Ltg | 4055.1715 | 0.090057 | 0 | SWWH016-01 & DEER 2021 Water Heater Updates | 0 | 2020 | 0 | 0 | 2020 | 0 | 0 | SWWH016-01 & DEER 2021 Water Heater Updates | Com Water Heating Controls (Elec) - Hot-Dry ¦ SDG&E ¦ Hot-Dry | Com Water Heating Controls (Elec) - Hot-Dry | 0.0345 | 1 | 0.91304 | Navigant 2015 Assumption | -105.5419 | 2012 | 0.55 | N/A
COM-WATERHEAT-45.22 | Com ¦ No Com Water Heating Controls (Elec WH) - Hot-Dry ¦ SDG&E ¦ Hot-Dry | Com ¦ No Com Water Heating Controls (Elec WH) - Hot-Dry | SDG&E ¦ Hot-Dry | SDG&E | All | Electric | No Com Water Heating Controls (Elec WH) | Average Existing and Code | 0 | Conventional | WaterHeat | Com - Refrig. Warehouse | Com | RET Only | 0 | 1000 sqft2 of floor space | DHW System | 15 | DEER:Indoor_CFL_Ltg | 20428.5427 | 1.776 | 0 | SWWH016-01 & DEER 2021 Water Heater Updates | 0 | 2020 | 0 | 0 | 2020 | 0 | 0 | SWWH016-01 & DEER 2021 Water Heater Updates | Com Water Heating Controls (Elec) - Hot-Dry ¦ SDG&E ¦ Hot-Dry | Com Water Heating Controls (Elec) - Hot-Dry | 0.00092 | 1 | 0.91304 | Navigant 2015 Assumption | -438.3216 | 2012 | 0.55 | N/A
COM-WATERHEAT-45.23 | Com ¦ No Com Water Heating Controls (Elec WH) - Hot-Dry ¦ SDG&E ¦ Hot-Dry | Com ¦ No Com Water Heating Controls (Elec WH) - Hot-Dry | SDG&E ¦ Hot-Dry | SDG&E | All | Electric | No Com Water Heating Controls (Elec WH) | Average Existing and Code | 0 | Conventional | WaterHeat | Com - School | Com | RET Only | 0 | 1000 sqft2 of floor space | DHW System | 15 | DEER:Indoor_CFL_Ltg | 6329.801 | 0.45412 | 0 | SWWH016-01 & DEER 2021 Water Heater Updates | 0 | 2020 | 0 | 0 | 2020 | 0 | 0 | SWWH016-01 & DEER 2021 Water Heater Updates | Com Water Heating Controls (Elec) - Hot-Dry ¦ SDG&E ¦ Hot-Dry | Com Water Heating Controls (Elec) - Hot-Dry | 0.041969 | 1 | 0.91304 | Navigant 2015 Assumption | -347.7007 | 2012 | 0.55 | N/A
COM-WATERHEAT-45.24 | Com ¦ No Com Water Heating Controls (Elec WH) - Hot-Dry ¦ SDG&E ¦ Hot-Dry | Com ¦ No Com Water Heating Controls (Elec WH) - Hot-Dry | SDG&E ¦ Hot-Dry | SDG&E | All | Electric | No Com Water Heating Controls (Elec WH) | Average Existing and Code | 0 | Conventional | WaterHeat | Com - Warehouse | Com | RET Only | 0 | 1000 sqft2 of floor space | DHW System | 15 | DEER:Indoor_CFL_Ltg | 10754.3472 | 0.40575 | 0 | SWWH016-01 & DEER 2021 Water Heater Updates | 0 | 2020 | 0 | 0 | 2020 | 0 | 0 | SWWH016-01 & DEER 2021 Water Heater Updates | Com Water Heating Controls (Elec) - Hot-Dry ¦ SDG&E ¦ Hot-Dry | Com Water Heating Controls (Elec) - Hot-Dry | 0.00092 | 1 | 0.91304 | Navigant 2015 Assumption | -799.6852 | 2012 | 0.55 | N/A
COM-WATERHEAT-46.1 | Com ¦ Com Water Heating Controls (Elec WH) - Marine ¦ SDG&E ¦ Marine | Com ¦ Com Water Heating Controls (Elec WH) - Marine | SDG&E ¦ Marine | SDG&E | All | Electric | Com Water Heating Controls (Elec WH) | Efficient | 0 | Conventional | WaterHeat | Com - College | Com | RET Only | 0 | 1000 sqft2 of floor space | DHW System | 15 | DEER:Indoor_CFL_Ltg | 10096.28 | 2.7265 | 0 | SWWH016-01 & DEER 2021 Water Heater Updates | 1400 | 2020 | 0 | 0 | 2020 | 0 | 0 | SWWH016-01 & DEER 2021 Water Heater Updates | Com Water Heating Controls (Elec) - Marine ¦ SDG&E ¦ Marine | Com Water Heating Controls (Elec) - Marine | 0.023633 | 1 | 0.086957 | Navigant 2015 Assumption | -343.1718 | 2032 | 0.55 | N/A
COM-WATERHEAT-46.2 | Com ¦ Com Water Heating Controls (Elec WH) - Marine ¦ SDG&E ¦ Marine | Com ¦ Com Water Heating Controls (Elec WH) - Marine | SDG&E ¦ Marine | SDG&E | All | Electric | Com Water Heating Controls (Elec WH) | Efficient | 0 | Conventional | WaterHeat | Com - Grocery | Com | RET Only | 0 | 1000 sqft2 of floor space | DHW System | 15 | DEER:Indoor_CFL_Ltg | 15019.5911 | 2.8433 | 0 | SWWH016-01 & DEER 2021 Water Heater Updates | 1400 | 2020 | 0 | 0 | 2020 | 0 | 0 | SWWH016-01 & DEER 2021 Water Heater Updates | Com Water Heating Controls (Elec) - Marine ¦ SDG&E ¦ Marine | Com Water Heating Controls (Elec) - Marine | 0.023 | 1 | 0.086957 | Navigant 2015 Assumption | -330.2135 | 2032 | 0.55 | N/A
COM-WATERHEAT-46.3 | Com ¦ Com Water Heating Controls (Elec WH) - Marine ¦ SDG&E ¦ Marine | Com ¦ Com Water Heating Controls (Elec WH) - Marine | SDG&E ¦ Marine | SDG&E | All | Electric | Com Water Heating Controls (Elec WH) | Efficient | 0 | Conventional | WaterHeat | Com - Health | Com | RET Only | 0 | 1000 sqft2 of floor space | DHW System | 15 | DEER:Indoor_CFL_Ltg | 19644.1122 | 2.4367 | 0 | SWWH016-01 & DEER 2021 Water Heater Updates | 1400 | 2020 | 0 | 0 | 2020 | 0 | 0 | SWWH016-01 & DEER 2021 Water Heater Updates | Com Water Heating Controls (Elec) - Marine ¦ SDG&E ¦ Marine | Com Water Heating Controls (Elec) - Marine | 0.038841 | 1 | 0.086957 | Navigant 2015 Assumption | -291.1571 | 2032 | 0.55 | N/A
COM-WATERHEAT-46.4 | Com ¦ Com Water Heating Controls (Elec WH) - Marine ¦ SDG&E ¦ Marine | Com ¦ Com Water Heating Controls (Elec WH) - Marine | SDG&E ¦ Marine | SDG&E | All | Electric | Com Water Heating Controls (Elec WH) | Efficient | 0 | Conventional | WaterHeat | Com - Lodging | Com | RET Only | 0 | 1000 sqft2 of floor space | DHW System | 15 | DEER:Indoor_CFL_Ltg | 17854.8719 | 2.5168 | 0 | SWWH016-01 & DEER 2021 Water Heater Updates | 1400 | 2020 | 0 | 0 | 2020 | 0 | 0 | SWWH016-01 & DEER 2021 Water Heater Updates | Com Water Heating Controls (Elec) - Marine ¦ SDG&E ¦ Marine | Com Water Heating Controls (Elec) - Marine | 0.020374 | 1 | 0.086957 | Navigant 2015 Assumption | -981.3591 | 2032 | 0.55 | N/A
COM-WATERHEAT-46.5 | Com ¦ Com Water Heating Controls (Elec WH) - Marine ¦ SDG&E ¦ Marine | Com ¦ Com Water Heating Controls (Elec WH) - Marine | SDG&E ¦ Marine | SDG&E | All | Electric | Com Water Heating Controls (Elec WH) | Efficient | 0 | Conventional | WaterHeat | Com - Other | Com | RET Only | 0 | 1000 sqft2 of floor space | DHW System | 15 | DEER:Indoor_CFL_Ltg | 12402.9882 | 1.925 | 0 | SWWH016-01 & DEER 2021 Water Heater Updates | 1400 | 2020 | 0 | 0 | 2020 | 0 | 0 | SWWH016-01 & DEER 2021 Water Heater Updates | Com Water Heating Controls (Elec) - Marine ¦ SDG&E ¦ Marine | Com Water Heating Controls (Elec) - Marine | 0.022549 | 1 | 0.086957 | Navigant 2015 Assumption | -727.2222 | 2032 | 0.55 | N/A
COM-WATERHEAT-46.6 | Com ¦ Com Water Heating Controls (Elec WH) - Marine ¦ SDG&E ¦ Marine | Com ¦ Com Water Heating Controls (Elec WH) - Marine | SDG&E ¦ Marine | SDG&E | All | Electric | Com Water Heating Controls (Elec WH) | Efficient | 0 | Conventional | WaterHeat | Com - Restaurant | Com | RET Only | 0 | 1000 sqft2 of floor space | DHW System | 15 | DEER:Indoor_CFL_Ltg | 7893.5236 | 1.4388 | 0 | SWWH016-01 & DEER 2021 Water Heater Updates | 1400 | 2020 | 0 | 0 | 2020 | 0 | 0 | SWWH016-01 & DEER 2021 Water Heater Updates | Com Water Heating Controls (Elec) - Marine ¦ SDG&E ¦ Marine | Com Water Heating Controls (Elec) - Marine | 0.11843 | 1 | 0.086957 | Navigant 2015 Assumption | -160.8983 | 2032 | 0.55 | N/A
COM-WATERHEAT-46.7 | Com ¦ Com Water Heating Controls (Elec WH) - Marine ¦ SDG&E ¦ Marine | Com ¦ Com Water Heating Controls (Elec WH) - Marine | SDG&E ¦ Marine | SDG&E | All | Electric | Com Water Heating Controls (Elec WH) | Efficient | 0 | Conventional | WaterHeat | Com - Retail | Com | RET Only | 0 | 1000 sqft2 of floor space | DHW System | 15 | DEER:Indoor_CFL_Ltg | 7364.3033 | 1.3228 | 0 | SWWH016-01 & DEER 2021 Water Heater Updates | 1400 | 2020 | 0 | 0 | 2020 | 0 | 0 | SWWH016-01 & DEER 2021 Water Heater Updates | Com Water Heating Controls (Elec) - Marine ¦ SDG&E ¦ Marine | Com Water Heating Controls (Elec) - Marine | 0.0048764 | 1 | 0.086957 | Navigant 2015 Assumption | -709.2492 | 2032 | 0.55 | N/A
COM-WATERHEAT-46.8 | Com ¦ Com Water Heating Controls (Elec WH) - Marine ¦ SDG&E ¦ Marine | Com ¦ Com Water Heating Controls (Elec WH) - Marine | SDG&E ¦ Marine | SDG&E | All | Electric | Com Water Heating Controls (Elec WH) | Efficient | 0 | Conventional | WaterHeat | Com - Office (Large) | Com | RET Only | 0 | 1000 sqft2 of floor space | DHW System | 15 | DEER:Indoor_CFL_Ltg | 9364.3539 | 0.50775 | 0 | SWWH016-01 & DEER 2021 Water Heater Updates | 1400 | 2020 | 0 | 0 | 2020 | 0 | 0 | SWWH016-01 & DEER 2021 Water Heater Updates | Com Water Heating Controls (Elec) - Marine ¦ SDG&E ¦ Marine | Com Water Heating Controls (Elec) - Marine | 0.0065714 | 1 | 0.086957 | Navigant 2015 Assumption | -146.6384 | 2032 | 0.55 | N/A
COM-WATERHEAT-46.9 | Com ¦ Com Water Heating Controls (Elec WH) - Marine ¦ SDG&E ¦ Marine | Com ¦ Com Water Heating Controls (Elec WH) - Marine | SDG&E ¦ Marine | SDG&E | All | Electric | Com Water Heating Controls (Elec WH) | Efficient | 0 | Conventional | WaterHeat | Com - Office (Small) | Com | RET Only | 0 | 1000 sqft2 of floor space | DHW System | 15 | DEER:Indoor_CFL_Ltg | 3746.5874 | 0.082078 | 0 | SWWH016-01 & DEER 2021 Water Heater Updates | 1400 | 2020 | 0 | 0 | 2020 | 0 | 0 | SWWH016-01 & DEER 2021 Water Heater Updates | Com Water Heating Controls (Elec) - Marine ¦ SDG&E ¦ Marine | Com Water Heating Controls (Elec) - Marine | 0.0345 | 1 | 0.086957 | Navigant 2015 Assumption | -97.5105 | 2032 | 0.55 | N/A
COM-WATERHEAT-46.10 | Com ¦ Com Water Heating Controls (Elec WH) - Marine ¦ SDG&E ¦ Marine | Com ¦ Com Water Heating Controls (Elec WH) - Marine | SDG&E ¦ Marine | SDG&E | All | Electric | Com Water Heating Controls (Elec WH) | Efficient | 0 | Conventional | WaterHeat | Com - Refrig. Warehouse | Com | RET Only | 0 | 1000 sqft2 of floor space | DHW System | 15 | DEER:Indoor_CFL_Ltg | 18883.6176 | 1.626 | 0 | SWWH016-01 & DEER 2021 Water Heater Updates | 1400 | 2020 | 0 | 0 | 2020 | 0 | 0 | SWWH016-01 & DEER 2021 Water Heater Updates | Com Water Heating Controls (Elec) - Marine ¦ SDG&E ¦ Marine | Com Water Heating Controls (Elec) - Marine | 0.00092 | 1 | 0.086957 | Navigant 2015 Assumption | -405.1732 | 2032 | 0.55 | N/A
COM-WATERHEAT-46.11 | Com ¦ Com Water Heating Controls (Elec WH) - Marine ¦ SDG&E ¦ Marine | Com ¦ Com Water Heating Controls (Elec WH) - Marine | SDG&E ¦ Marine | SDG&E | All | Electric | Com Water Heating Controls (Elec WH) | Efficient | 0 | Conventional | WaterHeat | Com - School | Com | RET Only | 0 | 1000 sqft2 of floor space | DHW System | 15 | DEER:Indoor_CFL_Ltg | 5852.8093 | 0.41525 | 0 | SWWH016-01 & DEER 2021 Water Heater Updates | 1400 | 2020 | 0 | 0 | 2020 | 0 | 0 | SWWH016-01 & DEER 2021 Water Heater Updates | Com Water Heating Controls (Elec) - Marine ¦ SDG&E ¦ Marine | Com Water Heating Controls (Elec) - Marine | 0.041969 | 1 | 0.086957 | Navigant 2015 Assumption | -321.4992 | 2032 | 0.55 | N/A
COM-WATERHEAT-46.12 | Com ¦ Com Water Heating Controls (Elec WH) - Marine ¦ SDG&E ¦ Marine | Com ¦ Com Water Heating Controls (Elec WH) - Marine | SDG&E ¦ Marine | SDG&E | All | Electric | Com Water Heating Controls (Elec WH) | Efficient | 0 | Conventional | WaterHeat | Com - Warehouse | Com | RET Only | 0 | 1000 sqft2 of floor space | DHW System | 15 | DEER:Indoor_CFL_Ltg | 9940.1865 | 0.37003 | 0 | SWWH016-01 & DEER 2021 Water Heater Updates | 1400 | 2020 | 0 | 0 | 2020 | 0 | 0 | SWWH016-01 & DEER 2021 Water Heater Updates | Com Water Heating Controls (Elec) - Marine ¦ SDG&E ¦ Marine | Com Water Heating Controls (Elec) - Marine | 0.00092 | 1 | 0.086957 | Navigant 2015 Assumption | -739.1448 | 2032 | 0.55 | N/A
COM-WATERHEAT-46.13 | Com ¦ Com Water Heating Controls (Elec WH) - Hot-Dry ¦ SDG&E ¦ Hot-Dry | Com ¦ Com Water Heating Controls (Elec WH) - Hot-Dry | SDG&E ¦ Hot-Dry | SDG&E | All | Electric | Com Water Heating Controls (Elec WH) | Efficient | 0 | Conventional | WaterHeat | Com - College | Com | RET Only | 0 | 1000 sqft2 of floor space | DHW System | 15 | DEER:Indoor_CFL_Ltg | 9989.0934 | 2.7236 | 0 | SWWH016-01 & DEER 2021 Water Heater Updates | 1400 | 2020 | 0 | 0 | 2020 | 0 | 0 | SWWH016-01 & DEER 2021 Water Heater Updates | Com Water Heating Controls (Elec) - Hot-Dry ¦ SDG&E ¦ Hot-Dry | Com Water Heating Controls (Elec) - Hot-Dry | 0.023633 | 1 | 0.086957 | Navigant 2015 Assumption | -339.5285 | 2032 | 0.55 | N/A
COM-WATERHEAT-46.14 | Com ¦ Com Water Heating Controls (Elec WH) - Hot-Dry ¦ SDG&E ¦ Hot-Dry | Com ¦ Com Water Heating Controls (Elec WH) - Hot-Dry | SDG&E ¦ Hot-Dry | SDG&E | All | Electric | Com Water Heating Controls (Elec WH) | Efficient | 0 | Conventional | WaterHeat | Com - Grocery | Com | RET Only | 0 | 1000 sqft2 of floor space | DHW System | 15 | DEER:Indoor_CFL_Ltg | 14862.7153 | 2.8402 | 0 | SWWH016-01 & DEER 2021 Water Heater Updates | 1400 | 2020 | 0 | 0 | 2020 | 0 | 0 | SWWH016-01 & DEER 2021 Water Heater Updates | Com Water Heating Controls (Elec) - Hot-Dry ¦ SDG&E ¦ Hot-Dry | Com Water Heating Controls (Elec) - Hot-Dry | 0.023 | 1 | 0.086957 | Navigant 2015 Assumption | -326.7645 | 2032 | 0.55 | N/A
COM-WATERHEAT-46.15 | Com ¦ Com Water Heating Controls (Elec WH) - Hot-Dry ¦ SDG&E ¦ Hot-Dry | Com ¦ Com Water Heating Controls (Elec WH) - Hot-Dry | SDG&E ¦ Hot-Dry | SDG&E | All | Electric | Com Water Heating Controls (Elec WH) | Efficient | 0 | Conventional | WaterHeat | Com - Health | Com | RET Only | 0 | 1000 sqft2 of floor space | DHW System | 15 | DEER:Indoor_CFL_Ltg | 19433.1359 | 2.4336 | 0 | SWWH016-01 & DEER 2021 Water Heater Updates | 1400 | 2020 | 0 | 0 | 2020 | 0 | 0 | SWWH016-01 & DEER 2021 Water Heater Updates | Com Water Heating Controls (Elec) - Hot-Dry ¦ SDG&E ¦ Hot-Dry | Com Water Heating Controls (Elec) - Hot-Dry | 0.038841 | 1 | 0.086957 | Navigant 2015 Assumption | -288.0301 | 2032 | 0.55 | N/A
COM-WATERHEAT-46.16 | Com ¦ Com Water Heating Controls (Elec WH) - Hot-Dry ¦ SDG&E ¦ Hot-Dry | Com ¦ Com Water Heating Controls (Elec WH) - Hot-Dry | SDG&E ¦ Hot-Dry | SDG&E | All | Electric | Com Water Heating Controls (Elec WH) | Efficient | 0 | Conventional | WaterHeat | Com - Lodging | Com | RET Only | 0 | 1000 sqft2 of floor space | DHW System | 15 | DEER:Indoor_CFL_Ltg | 17662.5596 | 2.5133 | 0 | SWWH016-01 & DEER 2021 Water Heater Updates | 1400 | 2020 | 0 | 0 | 2020 | 0 | 0 | SWWH016-01 & DEER 2021 Water Heater Updates | Com Water Heating Controls (Elec) - Hot-Dry ¦ SDG&E ¦ Hot-Dry | Com Water Heating Controls (Elec) - Hot-Dry | 0.020374 | 1 | 0.086957 | Navigant 2015 Assumption | -970.789 | 2032 | 0.55 | N/A
COM-WATERHEAT-46.17 | Com ¦ Com Water Heating Controls (Elec WH) - Hot-Dry ¦ SDG&E ¦ Hot-Dry | Com ¦ Com Water Heating Controls (Elec WH) - Hot-Dry | SDG&E ¦ Hot-Dry | SDG&E | All | Electric | Com Water Heating Controls (Elec WH) | Efficient | 0 | Conventional | WaterHeat | Com - Other | Com | RET Only | 0 | 1000 sqft2 of floor space | DHW System | 15 | DEER:Indoor_CFL_Ltg | 12270.6414 | 1.9226 | 0 | SWWH016-01 & DEER 2021 Water Heater Updates | 1400 | 2020 | 0 | 0 | 2020 | 0 | 0 | SWWH016-01 & DEER 2021 Water Heater Updates | Com Water Heating Controls (Elec) - Hot-Dry ¦ SDG&E ¦ Hot-Dry | Com Water Heating Controls (Elec) - Hot-Dry | 0.022549 | 1 | 0.086957 | Navigant 2015 Assumption | -719.4623 | 2032 | 0.55 | N/A
COM-WATERHEAT-46.18 | Com ¦ Com Water Heating Controls (Elec WH) - Hot-Dry ¦ SDG&E ¦ Hot-Dry | Com ¦ Com Water Heating Controls (Elec WH) - Hot-Dry | SDG&E ¦ Hot-Dry | SDG&E | All | Electric | Com Water Heating Controls (Elec WH) | Efficient | 0 | Conventional | WaterHeat | Com - Restaurant | Com | RET Only | 0 | 1000 sqft2 of floor space | DHW System | 15 | DEER:Indoor_CFL_Ltg | 7814.0624 | 1.4376 | 0 | SWWH016-01 & DEER 2021 Water Heater Updates | 1400 | 2020 | 0 | 0 | 2020 | 0 | 0 | SWWH016-01 & DEER 2021 Water Heater Updates | Com Water Heating Controls (Elec) - Hot-Dry ¦ SDG&E ¦ Hot-Dry | Com Water Heating Controls (Elec) - Hot-Dry | 0.11843 | 1 | 0.086957 | Navigant 2015 Assumption | -159.2786 | 2032 | 0.55 | N/A
COM-WATERHEAT-46.19 | Com ¦ Com Water Heating Controls (Elec WH) - Hot-Dry ¦ SDG&E ¦ Hot-Dry | Com ¦ Com Water Heating Controls (Elec WH) - Hot-Dry | SDG&E ¦ Hot-Dry | SDG&E | All | Electric | Com Water Heating Controls (Elec WH) | Efficient | 0 | Conventional | WaterHeat | Com - Retail | Com | RET Only | 0 | 1000 sqft2 of floor space | DHW System | 15 | DEER:Indoor_CFL_Ltg | 7290.5828 | 1.3219 | 0 | SWWH016-01 & DEER 2021 Water Heater Updates | 1400 | 2020 | 0 | 0 | 2020 | 0 | 0 | SWWH016-01 & DEER 2021 Water Heater Updates | Com Water Heating Controls (Elec) - Hot-Dry ¦ SDG&E ¦ Hot-Dry | Com Water Heating Controls (Elec) - Hot-Dry | 0.0048764 | 1 | 0.086957 | Navigant 2015 Assumption | -702.1492 | 2032 | 0.55 | N/A
COM-WATERHEAT-46.20 | Com ¦ Com Water Heating Controls (Elec WH) - Hot-Dry ¦ SDG&E ¦ Hot-Dry | Com ¦ Com Water Heating Controls (Elec WH) - Hot-Dry | SDG&E ¦ Hot-Dry | SDG&E | All | Electric | Com Water Heating Controls (Elec WH) | Efficient | 0 | Conventional | WaterHeat | Com - Office (Large) | Com | RET Only | 0 | 1000 sqft2 of floor space | DHW System | 15 | DEER:Indoor_CFL_Ltg | 9264.9411 | 0.50741 | 0 | SWWH016-01 & DEER 2021 Water Heater Updates | 1400 | 2020 | 0 | 0 | 2020 | 0 | 0 | SWWH016-01 & DEER 2021 Water Heater Updates | Com Water Heating Controls (Elec) - Hot-Dry ¦ SDG&E ¦ Hot-Dry | Com Water Heating Controls (Elec) - Hot-Dry | 0.0065714 | 1 | 0.086957 | Navigant 2015 Assumption | -145.0817 | 2032 | 0.55 | N/A
COM-WATERHEAT-46.21 | Com ¦ Com Water Heating Controls (Elec WH) - Hot-Dry ¦ SDG&E ¦ Hot-Dry | Com ¦ Com Water Heating Controls (Elec WH) - Hot-Dry | SDG&E ¦ Hot-Dry | SDG&E | All | Electric | Com Water Heating Controls (Elec WH) | Efficient | 0 | Conventional | WaterHeat | Com - Office (Small) | Com | RET Only | 0 | 1000 sqft2 of floor space | DHW System | 15 | DEER:Indoor_CFL_Ltg | 3708.2558 | 0.082353 | 0 | SWWH016-01 & DEER 2021 Water Heater Updates | 1400 | 2020 | 0 | 0 | 2020 | 0 | 0 | SWWH016-01 & DEER 2021 Water Heater Updates | Com Water Heating Controls (Elec) - Hot-Dry ¦ SDG&E ¦ Hot-Dry | Com Water Heating Controls (Elec) - Hot-Dry | 0.0345 | 1 | 0.086957 | Navigant 2015 Assumption | -96.5129 | 2032 | 0.55 | N/A
COM-WATERHEAT-46.22 | Com ¦ Com Water Heating Controls (Elec WH) - Hot-Dry ¦ SDG&E ¦ Hot-Dry | Com ¦ Com Water Heating Controls (Elec WH) - Hot-Dry | SDG&E ¦ Hot-Dry | SDG&E | All | Electric | Com Water Heating Controls (Elec WH) | Efficient | 0 | Conventional | WaterHeat | Com - Refrig. Warehouse | Com | RET Only | 0 | 1000 sqft2 of floor space | DHW System | 15 | DEER:Indoor_CFL_Ltg | 18680.9021 | 1.624 | 0 | SWWH016-01 & DEER 2021 Water Heater Updates | 1400 | 2020 | 0 | 0 | 2020 | 0 | 0 | SWWH016-01 & DEER 2021 Water Heater Updates | Com Water Heating Controls (Elec) - Hot-Dry ¦ SDG&E ¦ Hot-Dry | Com Water Heating Controls (Elec) - Hot-Dry | 0.00092 | 1 | 0.086957 | Navigant 2015 Assumption | -400.8237 | 2032 | 0.55 | N/A
COM-WATERHEAT-46.23 | Com ¦ Com Water Heating Controls (Elec WH) - Hot-Dry ¦ SDG&E ¦ Hot-Dry | Com ¦ Com Water Heating Controls (Elec WH) - Hot-Dry | SDG&E ¦ Hot-Dry | SDG&E | All | Electric | Com Water Heating Controls (Elec WH) | Efficient | 0 | Conventional | WaterHeat | Com - School | Com | RET Only | 0 | 1000 sqft2 of floor space | DHW System | 15 | DEER:Indoor_CFL_Ltg | 5788.293 | 0.41527 | 0 | SWWH016-01 & DEER 2021 Water Heater Updates | 1400 | 2020 | 0 | 0 | 2020 | 0 | 0 | SWWH016-01 & DEER 2021 Water Heater Updates | Com Water Heating Controls (Elec) - Hot-Dry ¦ SDG&E ¦ Hot-Dry | Com Water Heating Controls (Elec) - Hot-Dry | 0.041969 | 1 | 0.086957 | Navigant 2015 Assumption | -317.9553 | 2032 | 0.55 | N/A
COM-WATERHEAT-46.24 | Com ¦ Com Water Heating Controls (Elec WH) - Hot-Dry ¦ SDG&E ¦ Hot-Dry | Com ¦ Com Water Heating Controls (Elec WH) - Hot-Dry | SDG&E ¦ Hot-Dry | SDG&E | All | Electric | Com Water Heating Controls (Elec WH) | Efficient | 0 | Conventional | WaterHeat | Com - Warehouse | Com | RET Only | 0 | 1000 sqft2 of floor space | DHW System | 15 | DEER:Indoor_CFL_Ltg | 9834.324 | 0.37104 | 0 | SWWH016-01 & DEER 2021 Water Heater Updates | 1400 | 2020 | 0 | 0 | 2020 | 0 | 0 | SWWH016-01 & DEER 2021 Water Heater Updates | Com Water Heating Controls (Elec) - Hot-Dry ¦ SDG&E ¦ Hot-Dry | Com Water Heating Controls (Elec) - Hot-Dry | 0.00092 | 1 | 0.086957 | Navigant 2015 Assumption | -731.273 | 2032 | 0.55 | N/A
COM-WATERHEAT-50.1 | Com ¦ Normal Flow Showerheads (Gas WH) - Marine ¦ PG&E ¦ Marine | Com ¦ Normal Flow Showerheads (Gas WH) - Marine | PG&E ¦ Marine | PG&E | All | Gas | Normal Flow Showerheads (Gas WH) | Average Existing and Code | 0 | Conventional | WaterHeat | Com - College | Com | RET Only | 0 | 1000 sqft2 of floor space | Each | 3.3 | None | 0 | 0 | 22.8784 | California eTRM (https://www.caetrm.com/) | 0 | 2018 | 0 | 0 | 2018 | 0 | 0 | California eTRM (https://www.caetrm.com/) | Com Showerheads (Gas) - Marine ¦ PG&E ¦ Marine | Com Showerheads (Gas) - Marine | 0.11592 | 1 | 0.43368 | CBSA2014/NCI Assumptions | -13.2058 | 2012 | 0.6 | SWWH020Version2
COM-WATERHEAT-50.3 | Com ¦ Normal Flow Showerheads (Gas WH) - Marine ¦ PG&E ¦ Marine | Com ¦ Normal Flow Showerheads (Gas WH) - Marine | PG&E ¦ Marine | PG&E | All | Gas | Normal Flow Showerheads (Gas WH) | Average Existing and Code | 0 | Conventional | WaterHeat | Com - Health | Com | RET Only | 0 | 1000 sqft2 of floor space | Each | 3.3 | None | 0 | 0 | 22.8784 | California eTRM (https://www.caetrm.com/) | 0 | 2018 | 0 | 0 | 2018 | 0 | 0 | California eTRM (https://www.caetrm.com/) | Com Showerheads (Gas) - Marine ¦ PG&E ¦ Marine | Com Showerheads (Gas) - Marine | 0.11592 | 1 | 0.43368 | CBSA2014/NCI Assumptions | -54.0247 | 2012 | 0.6 | 0
COM-WATERHEAT-50.4 | Com ¦ Normal Flow Showerheads (Gas WH) - Marine ¦ PG&E ¦ Marine | Com ¦ Normal Flow Showerheads (Gas WH) - Marine | PG&E ¦ Marine | PG&E | All | Gas | Normal Flow Showerheads (Gas WH) | Average Existing and Code | 0 | Conventional | WaterHeat | Com - Lodging | Com | RET Only | 0 | 1000 sqft2 of floor space | Each | 3.3 | None | 0 | 0 | 46.7566 | California eTRM (https://www.caetrm.com/) | 0 | 2018 | 0 | 0 | 2018 | 0 | 0 | California eTRM (https://www.caetrm.com/) | Com Showerheads (Gas) - Marine ¦ PG&E ¦ Marine | Com Showerheads (Gas) - Marine | 1.1855 | 1 | 0.43368 | CBSA2014/NCI Assumptions | -356.1018 | 2012 | 0.6 | 0
COM-WATERHEAT-50.5 | Com ¦ Normal Flow Showerheads (Gas WH) - Marine ¦ PG&E ¦ Marine | Com ¦ Normal Flow Showerheads (Gas WH) - Marine | PG&E ¦ Marine | PG&E | All | Gas | Normal Flow Showerheads (Gas WH) | Average Existing and Code | 0 | Conventional | WaterHeat | Com - Office (Large) | Com | RET Only | 0 | 1000 sqft2 of floor space | Each | 3.3 | None | 0 | 0 | 22.8784 | California eTRM (https://www.caetrm.com/) | 0 | 2018 | 0 | 0 | 2018 | 0 | 0 | California eTRM (https://www.caetrm.com/) | Com Showerheads (Gas) - Marine ¦ PG&E ¦ Marine | Com Showerheads (Gas) - Marine | 0.0021037 | 1 | 0.43368 | CBSA2014/NCI Assumptions | -79.1632 | 2012 | 0.6 | 0
COM-WATERHEAT-50.7 | Com ¦ Normal Flow Showerheads (Gas WH) - Marine ¦ PG&E ¦ Marine | Com ¦ Normal Flow Showerheads (Gas WH) - Marine | PG&E ¦ Marine | PG&E | All | Gas | Normal Flow Showerheads (Gas WH) | Average Existing and Code | 0 | Conventional | WaterHeat | Com - Other | Com | RET Only | 0 | 1000 sqft2 of floor space | Each | 3.3 | None | 0 | 0 | 22.8784 | California eTRM (https://www.caetrm.com/) | 0 | 2018 | 0 | 0 | 2018 | 0 | 0 | California eTRM (https://www.caetrm.com/) | Com Showerheads (Gas) - Marine ¦ PG&E ¦ Marine | Com Showerheads (Gas) - Marine | 0.038638 | 1 | 0.43368 | CBSA2014/NCI Assumptions | -57.1753 | 2012 | 0.6 | 0
COM-WATERHEAT-50.11 | Com ¦ Normal Flow Showerheads (Gas WH) - Marine ¦ PG&E ¦ Marine | Com ¦ Normal Flow Showerheads (Gas WH) - Marine | PG&E ¦ Marine | PG&E | All | Gas | Normal Flow Showerheads (Gas WH) | Average Existing and Code | 0 | Conventional | WaterHeat | Com - School | Com | RET Only | 0 | 1000 sqft2 of floor space | Each | 3.3 | None | 0 | 0 | 22.8784 | California eTRM (https://www.caetrm.com/) | 0 | 2018 | 0 | 0 | 2018 | 0 | 0 | California eTRM (https://www.caetrm.com/) | Com Showerheads (Gas) - Marine ¦ PG&E ¦ Marine | Com Showerheads (Gas) - Marine | 0.075969 | 1 | 0.43368 | CBSA2014/NCI Assumptions | -19.1583 | 2012 | 0.6 | 0
COM-WATERHEAT-50.13 | Com ¦ Normal Flow Showerheads (Gas WH) - Hot-Dry ¦ PG&E ¦ Hot-Dry | Com ¦ Normal Flow Showerheads (Gas WH) - Hot-Dry | PG&E ¦ Hot-Dry | PG&E | All | Gas | Normal Flow Showerheads (Gas WH) | Average Existing and Code | 0 | Conventional | WaterHeat | Com - College | Com | RET Only | 0 | 1000 sqft2 of floor space | Each | 3.3 | None | 0 | 0 | 21.0883 | California eTRM (https://www.caetrm.com/) | 0 | 2018 | 0 | 0 | 2018 | 0 | 0 | California eTRM (https://www.caetrm.com/) | Com Showerheads (Gas) - Hot-Dry ¦ PG&E ¦ Hot-Dry | Com Showerheads (Gas) - Hot-Dry | 0.11592 | 1 | 0.43368 | CBSA2014/NCI Assumptions | -12.1725 | 2012 | 0.6 | 0
COM-WATERHEAT-50.15 | Com ¦ Normal Flow Showerheads (Gas WH) - Hot-Dry ¦ PG&E ¦ Hot-Dry | Com ¦ Normal Flow Showerheads (Gas WH) - Hot-Dry | PG&E ¦ Hot-Dry | PG&E | All | Gas | Normal Flow Showerheads (Gas WH) | Average Existing and Code | 0 | Conventional | WaterHeat | Com - Health | Com | RET Only | 0 | 1000 sqft2 of floor space | Each | 3.3 | None | 0 | 0 | 21.0883 | California eTRM (https://www.caetrm.com/) | 0 | 2018 | 0 | 0 | 2018 | 0 | 0 | California eTRM (https://www.caetrm.com/) | Com Showerheads (Gas) - Hot-Dry ¦ PG&E ¦ Hot-Dry | Com Showerheads (Gas) - Hot-Dry | 0.11592 | 1 | 0.43368 | CBSA2014/NCI Assumptions | -49.7976 | 2012 | 0.6 | 0
COM-WATERHEAT-50.16 | Com ¦ Normal Flow Showerheads (Gas WH) - Hot-Dry ¦ PG&E ¦ Hot-Dry | Com ¦ Normal Flow Showerheads (Gas WH) - Hot-Dry | PG&E ¦ Hot-Dry | PG&E | All | Gas | Normal Flow Showerheads (Gas WH) | Average Existing and Code | 0 | Conventional | WaterHeat | Com - Lodging | Com | RET Only | 0 | 1000 sqft2 of floor space | Each | 3.3 | None | 0 | 0 | 43.0983 | California eTRM (https://www.caetrm.com/) | 0 | 2018 | 0 | 0 | 2018 | 0 | 0 | California eTRM (https://www.caetrm.com/) | Com Showerheads (Gas) - Hot-Dry ¦ PG&E ¦ Hot-Dry | Com Showerheads (Gas) - Hot-Dry | 1.1855 | 1 | 0.43368 | CBSA2014/NCI Assumptions | -328.2399 | 2012 | 0.6 | 0
COM-WATERHEAT-50.17 | Com ¦ Normal Flow Showerheads (Gas WH) - Hot-Dry ¦ PG&E ¦ Hot-Dry | Com ¦ Normal Flow Showerheads (Gas WH) - Hot-Dry | PG&E ¦ Hot-Dry | PG&E | All | Gas | Normal Flow Showerheads (Gas WH) | Average Existing and Code | 0 | Conventional | WaterHeat | Com - Office (Large) | Com | RET Only | 0 | 1000 sqft2 of floor space | Each | 3.3 | None | 0 | 0 | 21.0883 | California eTRM (https://www.caetrm.com/) | 0 | 2018 | 0 | 0 | 2018 | 0 | 0 | California eTRM (https://www.caetrm.com/) | Com Showerheads (Gas) - Hot-Dry ¦ PG&E ¦ Hot-Dry | Com Showerheads (Gas) - Hot-Dry | 0.0021037 | 1 | 0.43368 | CBSA2014/NCI Assumptions | -72.9692 | 2012 | 0.6 | 0
COM-WATERHEAT-50.19 | Com ¦ Normal Flow Showerheads (Gas WH) - Hot-Dry ¦ PG&E ¦ Hot-Dry | Com ¦ Normal Flow Showerheads (Gas WH) - Hot-Dry | PG&E ¦ Hot-Dry | PG&E | All | Gas | Normal Flow Showerheads (Gas WH) | Average Existing and Code | 0 | Conventional | WaterHeat | Com - Other | Com | RET Only | 0 | 1000 sqft2 of floor space | Each | 3.3 | None | 0 | 0 | 21.0883 | California eTRM (https://www.caetrm.com/) | 0 | 2018 | 0 | 0 | 2018 | 0 | 0 | California eTRM (https://www.caetrm.com/) | Com Showerheads (Gas) - Hot-Dry ¦ PG&E ¦ Hot-Dry | Com Showerheads (Gas) - Hot-Dry | 0.038638 | 1 | 0.43368 | CBSA2014/NCI Assumptions | -52.7017 | 2012 | 0.6 | 0
COM-WATERHEAT-50.23 | Com ¦ Normal Flow Showerheads (Gas WH) - Hot-Dry ¦ PG&E ¦ Hot-Dry | Com ¦ Normal Flow Showerheads (Gas WH) - Hot-Dry | PG&E ¦ Hot-Dry | PG&E | All | Gas | Normal Flow Showerheads (Gas WH) | Average Existing and Code | 0 | Conventional | WaterHeat | Com - School | Com | RET Only | 0 | 1000 sqft2 of floor space | Each | 3.3 | None | 0 | 0 | 21.0883 | California eTRM (https://www.caetrm.com/) | 0 | 2018 | 0 | 0 | 2018 | 0 | 0 | California eTRM (https://www.caetrm.com/) | Com Showerheads (Gas) - Hot-Dry ¦ PG&E ¦ Hot-Dry | Com Showerheads (Gas) - Hot-Dry | 0.075969 | 1 | 0.43368 | CBSA2014/NCI Assumptions | -17.6593 | 2012 | 0.6 | 0
COM-WATERHEAT-50.25 | Com ¦ Normal Flow Showerheads (Gas WH) - Cold ¦ PG&E ¦ Cold | Com ¦ Normal Flow Showerheads (Gas WH) - Cold | PG&E ¦ Cold | PG&E | All | Gas | Normal Flow Showerheads (Gas WH) | Average Existing and Code | 0 | Conventional | WaterHeat | Com - College | Com | RET Only | 0 | 1000 sqft2 of floor space | Each | 3.3 | None | 0 | 0 | 25.3555 | California eTRM (https://www.caetrm.com/) | 0 | 2018 | 0 | 0 | 2018 | 0 | 0 | California eTRM (https://www.caetrm.com/) | Com Showerheads (Gas) - Cold ¦ PG&E ¦ Cold | Com Showerheads (Gas) - Cold | 0.11592 | 1 | 0.43368 | CBSA2014/NCI Assumptions | -14.6356 | 2012 | 0.6 | 0
COM-WATERHEAT-50.27 | Com ¦ Normal Flow Showerheads (Gas WH) - Cold ¦ PG&E ¦ Cold | Com ¦ Normal Flow Showerheads (Gas WH) - Cold | PG&E ¦ Cold | PG&E | All | Gas | Normal Flow Showerheads (Gas WH) | Average Existing and Code | 0 | Conventional | WaterHeat | Com - Health | Com | RET Only | 0 | 1000 sqft2 of floor space | Each | 3.3 | None | 0 | 0 | 25.3555 | California eTRM (https://www.caetrm.com/) | 0 | 2018 | 0 | 0 | 2018 | 0 | 0 | California eTRM (https://www.caetrm.com/) | Com Showerheads (Gas) - Cold ¦ PG&E ¦ Cold | Com Showerheads (Gas) - Cold | 0.11592 | 1 | 0.43368 | CBSA2014/NCI Assumptions | -59.8741 | 2012 | 0.6 | 0
COM-WATERHEAT-50.28 | Com ¦ Normal Flow Showerheads (Gas WH) - Cold ¦ PG&E ¦ Cold | Com ¦ Normal Flow Showerheads (Gas WH) - Cold | PG&E ¦ Cold | PG&E | All | Gas | Normal Flow Showerheads (Gas WH) | Average Existing and Code | 0 | Conventional | WaterHeat | Com - Lodging | Com | RET Only | 0 | 1000 sqft2 of floor space | Each | 3.3 | None | 0 | 0 | 51.8192 | California eTRM (https://www.caetrm.com/) | 0 | 2018 | 0 | 0 | 2018 | 0 | 0 | California eTRM (https://www.caetrm.com/) | Com Showerheads (Gas) - Cold ¦ PG&E ¦ Cold | Com Showerheads (Gas) - Cold | 1.1855 | 1 | 0.43368 | CBSA2014/NCI Assumptions | -394.6589 | 2012 | 0.6 | 0
COM-WATERHEAT-50.29 | Com ¦ Normal Flow Showerheads (Gas WH) - Cold ¦ PG&E ¦ Cold | Com ¦ Normal Flow Showerheads (Gas WH) - Cold | PG&E ¦ Cold | PG&E | All | Gas | Normal Flow Showerheads (Gas WH) | Average Existing and Code | 0 | Conventional | WaterHeat | Com - Office (Large) | Com | RET Only | 0 | 1000 sqft2 of floor space | Each | 3.3 | None | 0 | 0 | 25.3555 | California eTRM (https://www.caetrm.com/) | 0 | 2018 | 0 | 0 | 2018 | 0 | 0 | California eTRM (https://www.caetrm.com/) | Com Showerheads (Gas) - Cold ¦ PG&E ¦ Cold | Com Showerheads (Gas) - Cold | 0.0021037 | 1 | 0.43368 | CBSA2014/NCI Assumptions | -87.7344 | 2012 | 0.6 | 0
COM-WATERHEAT-50.31 | Com ¦ Normal Flow Showerheads (Gas WH) - Cold ¦ PG&E ¦ Cold | Com ¦ Normal Flow Showerheads (Gas WH) - Cold | PG&E ¦ Cold | PG&E | All | Gas | Normal Flow Showerheads (Gas WH) | Average Existing and Code | 0 | Conventional | WaterHeat | Com - Other | Com | RET Only | 0 | 1000 sqft2 of floor space | Each | 3.3 | None | 0 | 0 | 25.3555 | California eTRM (https://www.caetrm.com/) | 0 | 2018 | 0 | 0 | 2018 | 0 | 0 | California eTRM (https://www.caetrm.com/) | Com Showerheads (Gas) - Cold ¦ PG&E ¦ Cold | Com Showerheads (Gas) - Cold | 0.038638 | 1 | 0.43368 | CBSA2014/NCI Assumptions | -63.3658 | 2012 | 0.6 | 0
COM-WATERHEAT-50.35 | Com ¦ Normal Flow Showerheads (Gas WH) - Cold ¦ PG&E ¦ Cold | Com ¦ Normal Flow Showerheads (Gas WH) - Cold | PG&E ¦ Cold | PG&E | All | Gas | Normal Flow Showerheads (Gas WH) | Average Existing and Code | 0 | Conventional | WaterHeat | Com - School | Com | RET Only | 0 | 1000 sqft2 of floor space | Each | 3.3 | None | 0 | 0 | 25.3555 | California eTRM (https://www.caetrm.com/) | 0 | 2018 | 0 | 0 | 2018 | 0 | 0 | California eTRM (https://www.caetrm.com/) | Com Showerheads (Gas) - Cold ¦ PG&E ¦ Cold | Com Showerheads (Gas) - Cold | 0.075969 | 1 | 0.43368 | CBSA2014/NCI Assumptions | -21.2327 | 2012 | 0.6 | 0
COM-WATERHEAT-50.37 | Com ¦ Normal Flow Showerheads (Gas WH) - Marine ¦ SCG ¦ Marine | Com ¦ Normal Flow Showerheads (Gas WH) - Marine | SCG ¦ Marine | SCG | All | Gas | Normal Flow Showerheads (Gas WH) | Average Existing and Code | 0 | Conventional | WaterHeat | Com - College | Com | RET Only | 0 | 1000 sqft2 of floor space | Each | 3.3 | None | 0 | 0 | 20.6817 | California eTRM (https://www.caetrm.com/) | 0 | 2018 | 0 | 0 | 2018 | 0 | 0 | California eTRM (https://www.caetrm.com/) | Com Showerheads (Gas) - Marine ¦ SCG ¦ Marine | Com Showerheads (Gas) - Marine | 0.11592 | 1 | 0.43368 | CBSA2014/NCI Assumptions | -11.9378 | 2012 | 0.6 | 0
COM-WATERHEAT-50.39 | Com ¦ Normal Flow Showerheads (Gas WH) - Marine ¦ SCG ¦ Marine | Com ¦ Normal Flow Showerheads (Gas WH) - Marine | SCG ¦ Marine | SCG | All | Gas | Normal Flow Showerheads (Gas WH) | Average Existing and Code | 0 | Conventional | WaterHeat | Com - Health | Com | RET Only | 0 | 1000 sqft2 of floor space | Each | 3.3 | None | 0 | 0 | 20.6817 | California eTRM (https://www.caetrm.com/) | 0 | 2018 | 0 | 0 | 2018 | 0 | 0 | California eTRM (https://www.caetrm.com/) | Com Showerheads (Gas) - Marine ¦ SCG ¦ Marine | Com Showerheads (Gas) - Marine | 0.11592 | 1 | 0.43368 | CBSA2014/NCI Assumptions | -48.8374 | 2012 | 0.6 | 0
COM-WATERHEAT-50.40 | Com ¦ Normal Flow Showerheads (Gas WH) - Marine ¦ SCG ¦ Marine | Com ¦ Normal Flow Showerheads (Gas WH) - Marine | SCG ¦ Marine | SCG | All | Gas | Normal Flow Showerheads (Gas WH) | Average Existing and Code | 0 | Conventional | WaterHeat | Com - Lodging | Com | RET Only | 0 | 1000 sqft2 of floor space | Each | 3.3 | None | 0 | 0 | 42.2672 | California eTRM (https://www.caetrm.com/) | 0 | 2018 | 0 | 0 | 2018 | 0 | 0 | California eTRM (https://www.caetrm.com/) | Com Showerheads (Gas) - Marine ¦ SCG ¦ Marine | Com Showerheads (Gas) - Marine | 1.1855 | 1 | 0.43368 | CBSA2014/NCI Assumptions | -321.9102 | 2012 | 0.6 | 0
COM-WATERHEAT-50.41 | Com ¦ Normal Flow Showerheads (Gas WH) - Marine ¦ SCG ¦ Marine | Com ¦ Normal Flow Showerheads (Gas WH) - Marine | SCG ¦ Marine | SCG | All | Gas | Normal Flow Showerheads (Gas WH) | Average Existing and Code | 0 | Conventional | WaterHeat | Com - Office (Large) | Com | RET Only | 0 | 1000 sqft2 of floor space | Each | 3.3 | None | 0 | 0 | 20.6817 | California eTRM (https://www.caetrm.com/) | 0 | 2018 | 0 | 0 | 2018 | 0 | 0 | California eTRM (https://www.caetrm.com/) | Com Showerheads (Gas) - Marine ¦ SCG ¦ Marine | Com Showerheads (Gas) - Marine | 0.0021037 | 1 | 0.43368 | CBSA2014/NCI Assumptions | -71.5623 | 2012 | 0.6 | 0
COM-WATERHEAT-50.43 | Com ¦ Normal Flow Showerheads (Gas WH) - Marine ¦ SCG ¦ Marine | Com ¦ Normal Flow Showerheads (Gas WH) - Marine | SCG ¦ Marine | SCG | All | Gas | Normal Flow Showerheads (Gas WH) | Average Existing and Code | 0 | Conventional | WaterHeat | Com - Other | Com | RET Only | 0 | 1000 sqft2 of floor space | Each | 3.3 | None | 0 | 0 | 20.6817 | California eTRM (https://www.caetrm.com/) | 0 | 2018 | 0 | 0 | 2018 | 0 | 0 | California eTRM (https://www.caetrm.com/) | Com Showerheads (Gas) - Marine ¦ SCG ¦ Marine | Com Showerheads (Gas) - Marine | 0.038638 | 1 | 0.43368 | CBSA2014/NCI Assumptions | -51.6855 | 2012 | 0.6 | 0
COM-WATERHEAT-50.47 | Com ¦ Normal Flow Showerheads (Gas WH) - Marine ¦ SCG ¦ Marine | Com ¦ Normal Flow Showerheads (Gas WH) - Marine | SCG ¦ Marine | SCG | All | Gas | Normal Flow Showerheads (Gas WH) | Average Existing and Code | 0 | Conventional | WaterHeat | Com - School | Com | RET Only | 0 | 1000 sqft2 of floor space | Each | 3.3 | None | 0 | 0 | 20.6817 | California eTRM (https://www.caetrm.com/) | 0 | 2018 | 0 | 0 | 2018 | 0 | 0 | California eTRM (https://www.caetrm.com/) | Com Showerheads (Gas) - Marine ¦ SCG ¦ Marine | Com Showerheads (Gas) - Marine | 0.075969 | 1 | 0.43368 | CBSA2014/NCI Assumptions | -17.3188 | 2012 | 0.6 | 0
COM-WATERHEAT-50.49 | Com ¦ Normal Flow Showerheads (Gas WH) - Hot-Dry ¦ SCG ¦ Hot-Dry | Com ¦ Normal Flow Showerheads (Gas WH) - Hot-Dry | SCG ¦ Hot-Dry | SCG | All | Gas | Normal Flow Showerheads (Gas WH) | Average Existing and Code | 0 | Conventional | WaterHeat | Com - College | Com | RET Only | 0 | 1000 sqft2 of floor space | Each | 3.3 | None | 0 | 0 | 19.7142 | California eTRM (https://www.caetrm.com/) | 0 | 2018 | 0 | 0 | 2018 | 0 | 0 | California eTRM (https://www.caetrm.com/) | Com Showerheads (Gas) - Hot-Dry ¦ SCG ¦ Hot-Dry | Com Showerheads (Gas) - Hot-Dry | 0.11592 | 1 | 0.43368 | CBSA2014/NCI Assumptions | -11.3794 | 2012 | 0.6 | 0
COM-WATERHEAT-50.51 | Com ¦ Normal Flow Showerheads (Gas WH) - Hot-Dry ¦ SCG ¦ Hot-Dry | Com ¦ Normal Flow Showerheads (Gas WH) - Hot-Dry | SCG ¦ Hot-Dry | SCG | All | Gas | Normal Flow Showerheads (Gas WH) | Average Existing and Code | 0 | Conventional | WaterHeat | Com - Health | Com | RET Only | 0 | 1000 sqft2 of floor space | Each | 3.3 | None | 0 | 0 | 19.7142 | California eTRM (https://www.caetrm.com/) | 0 | 2018 | 0 | 0 | 2018 | 0 | 0 | California eTRM (https://www.caetrm.com/) | Com Showerheads (Gas) - Hot-Dry ¦ SCG ¦ Hot-Dry | Com Showerheads (Gas) - Hot-Dry | 0.11592 | 1 | 0.43368 | CBSA2014/NCI Assumptions | -46.5528 | 2012 | 0.6 | 0
COM-WATERHEAT-50.52 | Com ¦ Normal Flow Showerheads (Gas WH) - Hot-Dry ¦ SCG ¦ Hot-Dry | Com ¦ Normal Flow Showerheads (Gas WH) - Hot-Dry | SCG ¦ Hot-Dry | SCG | All | Gas | Normal Flow Showerheads (Gas WH) | Average Existing and Code | 0 | Conventional | WaterHeat | Com - Lodging | Com | RET Only | 0 | 1000 sqft2 of floor space | Each | 3.3 | None | 0 | 0 | 40.29 | California eTRM (https://www.caetrm.com/) | 0 | 2018 | 0 | 0 | 2018 | 0 | 0 | California eTRM (https://www.caetrm.com/) | Com Showerheads (Gas) - Hot-Dry ¦ SCG ¦ Hot-Dry | Com Showerheads (Gas) - Hot-Dry | 1.1855 | 1 | 0.43368 | CBSA2014/NCI Assumptions | -306.8517 | 2012 | 0.6 | 0
COM-WATERHEAT-50.53 | Com ¦ Normal Flow Showerheads (Gas WH) - Hot-Dry ¦ SCG ¦ Hot-Dry | Com ¦ Normal Flow Showerheads (Gas WH) - Hot-Dry | SCG ¦ Hot-Dry | SCG | All | Gas | Normal Flow Showerheads (Gas WH) | Average Existing and Code | 0 | Conventional | WaterHeat | Com - Office (Large) | Com | RET Only | 0 | 1000 sqft2 of floor space | Each | 3.3 | None | 0 | 0 | 19.7142 | California eTRM (https://www.caetrm.com/) | 0 | 2018 | 0 | 0 | 2018 | 0 | 0 | California eTRM (https://www.caetrm.com/) | Com Showerheads (Gas) - Hot-Dry ¦ SCG ¦ Hot-Dry | Com Showerheads (Gas) - Hot-Dry | 0.0021037 | 1 | 0.43368 | CBSA2014/NCI Assumptions | -68.2145 | 2012 | 0.6 | 0
COM-WATERHEAT-50.55 | Com ¦ Normal Flow Showerheads (Gas WH) - Hot-Dry ¦ SCG ¦ Hot-Dry | Com ¦ Normal Flow Showerheads (Gas WH) - Hot-Dry | SCG ¦ Hot-Dry | SCG | All | Gas | Normal Flow Showerheads (Gas WH) | Average Existing and Code | 0 | Conventional | WaterHeat | Com - Other | Com | RET Only | 0 | 1000 sqft2 of floor space | Each | 3.3 | None | 0 | 0 | 19.7142 | California eTRM (https://www.caetrm.com/) | 0 | 2018 | 0 | 0 | 2018 | 0 | 0 | California eTRM (https://www.caetrm.com/) | Com Showerheads (Gas) - Hot-Dry ¦ SCG ¦ Hot-Dry | Com Showerheads (Gas) - Hot-Dry | 0.038638 | 1 | 0.43368 | CBSA2014/NCI Assumptions | -49.2677 | 2012 | 0.6 | 0
COM-WATERHEAT-50.59 | Com ¦ Normal Flow Showerheads (Gas WH) - Hot-Dry ¦ SCG ¦ Hot-Dry | Com ¦ Normal Flow Showerheads (Gas WH) - Hot-Dry | SCG ¦ Hot-Dry | SCG | All | Gas | Normal Flow Showerheads (Gas WH) | Average Existing and Code | 0 | Conventional | WaterHeat | Com - School | Com | RET Only | 0 | 1000 sqft2 of floor space | Each | 3.3 | None | 0 | 0 | 19.7142 | California eTRM (https://www.caetrm.com/) | 0 | 2018 | 0 | 0 | 2018 | 0 | 0 | California eTRM (https://www.caetrm.com/) | Com Showerheads (Gas) - Hot-Dry ¦ SCG ¦ Hot-Dry | Com Showerheads (Gas) - Hot-Dry | 0.075969 | 1 | 0.43368 | CBSA2014/NCI Assumptions | -16.5086 | 2012 | 0.6 | 0
COM-WATERHEAT-50.61 | Com ¦ Normal Flow Showerheads (Gas WH) - Cold ¦ SCG ¦ Cold | Com ¦ Normal Flow Showerheads (Gas WH) - Cold | SCG ¦ Cold | SCG | All | Gas | Normal Flow Showerheads (Gas WH) | Average Existing and Code | 0 | Conventional | WaterHeat | Com - College | Com | RET Only | 0 | 1000 sqft2 of floor space | Each | 3.3 | None | 0 | 0 | 25.3555 | California eTRM (https://www.caetrm.com/) | 0 | 2018 | 0 | 0 | 2018 | 0 | 0 | California eTRM (https://www.caetrm.com/) | Com Showerheads (Gas) - Cold ¦ SCG ¦ Cold | Com Showerheads (Gas) - Cold | 0.11592 | 1 | 0.43368 | CBSA2014/NCI Assumptions | -14.6356 | 2012 | 0.6 | 0
COM-WATERHEAT-50.63 | Com ¦ Normal Flow Showerheads (Gas WH) - Cold ¦ SCG ¦ Cold | Com ¦ Normal Flow Showerheads (Gas WH) - Cold | SCG ¦ Cold | SCG | All | Gas | Normal Flow Showerheads (Gas WH) | Average Existing and Code | 0 | Conventional | WaterHeat | Com - Health | Com | RET Only | 0 | 1000 sqft2 of floor space | Each | 3.3 | None | 0 | 0 | 25.3555 | California eTRM (https://www.caetrm.com/) | 0 | 2018 | 0 | 0 | 2018 | 0 | 0 | California eTRM (https://www.caetrm.com/) | Com Showerheads (Gas) - Cold ¦ SCG ¦ Cold | Com Showerheads (Gas) - Cold | 0.11592 | 1 | 0.43368 | CBSA2014/NCI Assumptions | -59.8741 | 2012 | 0.6 | 0
COM-WATERHEAT-50.64 | Com ¦ Normal Flow Showerheads (Gas WH) - Cold ¦ SCG ¦ Cold | Com ¦ Normal Flow Showerheads (Gas WH) - Cold | SCG ¦ Cold | SCG | All | Gas | Normal Flow Showerheads (Gas WH) | Average Existing and Code | 0 | Conventional | WaterHeat | Com - Lodging | Com | RET Only | 0 | 1000 sqft2 of floor space | Each | 3.3 | None | 0 | 0 | 51.8192 | California eTRM (https://www.caetrm.com/) | 0 | 2018 | 0 | 0 | 2018 | 0 | 0 | California eTRM (https://www.caetrm.com/) | Com Showerheads (Gas) - Cold ¦ SCG ¦ Cold | Com Showerheads (Gas) - Cold | 1.1855 | 1 | 0.43368 | CBSA2014/NCI Assumptions | -394.6589 | 2012 | 0.6 | 0
COM-WATERHEAT-50.65 | Com ¦ Normal Flow Showerheads (Gas WH) - Cold ¦ SCG ¦ Cold | Com ¦ Normal Flow Showerheads (Gas WH) - Cold | SCG ¦ Cold | SCG | All | Gas | Normal Flow Showerheads (Gas WH) | Average Existing and Code | 0 | Conventional | WaterHeat | Com - Office (Large) | Com | RET Only | 0 | 1000 sqft2 of floor space | Each | 3.3 | None | 0 | 0 | 25.3555 | California eTRM (https://www.caetrm.com/) | 0 | 2018 | 0 | 0 | 2018 | 0 | 0 | California eTRM (https://www.caetrm.com/) | Com Showerheads (Gas) - Cold ¦ SCG ¦ Cold | Com Showerheads (Gas) - Cold | 0.0021037 | 1 | 0.43368 | CBSA2014/NCI Assumptions | -87.7344 | 2012 | 0.6 | 0
COM-WATERHEAT-50.67 | Com ¦ Normal Flow Showerheads (Gas WH) - Cold ¦ SCG ¦ Cold | Com ¦ Normal Flow Showerheads (Gas WH) - Cold | SCG ¦ Cold | SCG | All | Gas | Normal Flow Showerheads (Gas WH) | Average Existing and Code | 0 | Conventional | WaterHeat | Com - Other | Com | RET Only | 0 | 1000 sqft2 of floor space | Each | 3.3 | None | 0 | 0 | 25.3555 | California eTRM (https://www.caetrm.com/) | 0 | 2018 | 0 | 0 | 2018 | 0 | 0 | California eTRM (https://www.caetrm.com/) | Com Showerheads (Gas) - Cold ¦ SCG ¦ Cold | Com Showerheads (Gas) - Cold | 0.038638 | 1 | 0.43368 | CBSA2014/NCI Assumptions | -63.3658 | 2012 | 0.6 | 0
COM-WATERHEAT-50.71 | Com ¦ Normal Flow Showerheads (Gas WH) - Cold ¦ SCG ¦ Cold | Com ¦ Normal Flow Showerheads (Gas WH) - Cold | SCG ¦ Cold | SCG | All | Gas | Normal Flow Showerheads (Gas WH) | Average Existing and Code | 0 | Conventional | WaterHeat | Com - School | Com | RET Only | 0 | 1000 sqft2 of floor space | Each | 3.3 | None | 0 | 0 | 25.3555 | California eTRM (https://www.caetrm.com/) | 0 | 2018 | 0 | 0 | 2018 | 0 | 0 | California eTRM (https://www.caetrm.com/) | Com Showerheads (Gas) - Cold ¦ SCG ¦ Cold | Com Showerheads (Gas) - Cold | 0.075969 | 1 | 0.43368 | CBSA2014/NCI Assumptions | -21.2327 | 2012 | 0.6 | 0
COM-WATERHEAT-50.73 | Com ¦ Normal Flow Showerheads (Gas WH) - Marine ¦ SDG&E ¦ Marine | Com ¦ Normal Flow Showerheads (Gas WH) - Marine | SDG&E ¦ Marine | SDG&E | All | Gas | Normal Flow Showerheads (Gas WH) | Average Existing and Code | 0 | Conventional | WaterHeat | Com - College | Com | RET Only | 0 | 1000 sqft2 of floor space | Each | 3.3 | None | 0 | 0 | 20.6817 | California eTRM (https://www.caetrm.com/) | 0 | 2018 | 0 | 0 | 2018 | 0 | 0 | California eTRM (https://www.caetrm.com/) | Com Showerheads (Gas) - Marine ¦ SDG&E ¦ Marine | Com Showerheads (Gas) - Marine | 0.11592 | 1 | 0.43368 | CBSA2014/NCI Assumptions | -11.9378 | 2012 | 0.6 | 0
COM-WATERHEAT-50.75 | Com ¦ Normal Flow Showerheads (Gas WH) - Marine ¦ SDG&E ¦ Marine | Com ¦ Normal Flow Showerheads (Gas WH) - Marine | SDG&E ¦ Marine | SDG&E | All | Gas | Normal Flow Showerheads (Gas WH) | Average Existing and Code | 0 | Conventional | WaterHeat | Com - Health | Com | RET Only | 0 | 1000 sqft2 of floor space | Each | 3.3 | None | 0 | 0 | 20.6817 | California eTRM (https://www.caetrm.com/) | 0 | 2018 | 0 | 0 | 2018 | 0 | 0 | California eTRM (https://www.caetrm.com/) | Com Showerheads (Gas) - Marine ¦ SDG&E ¦ Marine | Com Showerheads (Gas) - Marine | 0.11592 | 1 | 0.43368 | CBSA2014/NCI Assumptions | -48.8374 | 2012 | 0.6 | 0
COM-WATERHEAT-50.76 | Com ¦ Normal Flow Showerheads (Gas WH) - Marine ¦ SDG&E ¦ Marine | Com ¦ Normal Flow Showerheads (Gas WH) - Marine | SDG&E ¦ Marine | SDG&E | All | Gas | Normal Flow Showerheads (Gas WH) | Average Existing and Code | 0 | Conventional | WaterHeat | Com - Lodging | Com | RET Only | 0 | 1000 sqft2 of floor space | Each | 3.3 | None | 0 | 0 | 42.2672 | California eTRM (https://www.caetrm.com/) | 0 | 2018 | 0 | 0 | 2018 | 0 | 0 | California eTRM (https://www.caetrm.com/) | Com Showerheads (Gas) - Marine ¦ SDG&E ¦ Marine | Com Showerheads (Gas) - Marine | 1.1855 | 1 | 0.43368 | CBSA2014/NCI Assumptions | -321.9102 | 2012 | 0.6 | 0
COM-WATERHEAT-50.77 | Com ¦ Normal Flow Showerheads (Gas WH) - Marine ¦ SDG&E ¦ Marine | Com ¦ Normal Flow Showerheads (Gas WH) - Marine | SDG&E ¦ Marine | SDG&E | All | Gas | Normal Flow Showerheads (Gas WH) | Average Existing and Code | 0 | Conventional | WaterHeat | Com - Office (Large) | Com | RET Only | 0 | 1000 sqft2 of floor space | Each | 3.3 | None | 0 | 0 | 20.6817 | California eTRM (https://www.caetrm.com/) | 0 | 2018 | 0 | 0 | 2018 | 0 | 0 | California eTRM (https://www.caetrm.com/) | Com Showerheads (Gas) - Marine ¦ SDG&E ¦ Marine | Com Showerheads (Gas) - Marine | 0.0021037 | 1 | 0.43368 | CBSA2014/NCI Assumptions | -71.5623 | 2012 | 0.6 | 0
COM-WATERHEAT-50.79 | Com ¦ Normal Flow Showerheads (Gas WH) - Marine ¦ SDG&E ¦ Marine | Com ¦ Normal Flow Showerheads (Gas WH) - Marine | SDG&E ¦ Marine | SDG&E | All | Gas | Normal Flow Showerheads (Gas WH) | Average Existing and Code | 0 | Conventional | WaterHeat | Com - Other | Com | RET Only | 0 | 1000 sqft2 of floor space | Each | 3.3 | None | 0 | 0 | 20.6817 | California eTRM (https://www.caetrm.com/) | 0 | 2018 | 0 | 0 | 2018 | 0 | 0 | California eTRM (https://www.caetrm.com/) | Com Showerheads (Gas) - Marine ¦ SDG&E ¦ Marine | Com Showerheads (Gas) - Marine | 0.038638 | 1 | 0.43368 | CBSA2014/NCI Assumptions | -51.6855 | 2012 | 0.6 | 0
COM-WATERHEAT-50.83 | Com ¦ Normal Flow Showerheads (Gas WH) - Marine ¦ SDG&E ¦ Marine | Com ¦ Normal Flow Showerheads (Gas WH) - Marine | SDG&E ¦ Marine | SDG&E | All | Gas | Normal Flow Showerheads (Gas WH) | Average Existing and Code | 0 | Conventional | WaterHeat | Com - School | Com | RET Only | 0 | 1000 sqft2 of floor space | Each | 3.3 | None | 0 | 0 | 20.6817 | California eTRM (https://www.caetrm.com/) | 0 | 2018 | 0 | 0 | 2018 | 0 | 0 | California eTRM (https://www.caetrm.com/) | Com Showerheads (Gas) - Marine ¦ SDG&E ¦ Marine | Com Showerheads (Gas) - Marine | 0.075969 | 1 | 0.43368 | CBSA2014/NCI Assumptions | -17.3188 | 2012 | 0.6 | 0
COM-WATERHEAT-50.85 | Com ¦ Normal Flow Showerheads (Gas WH) - Hot-Dry ¦ SDG&E ¦ Hot-Dry | Com ¦ Normal Flow Showerheads (Gas WH) - Hot-Dry | SDG&E ¦ Hot-Dry | SDG&E | All | Gas | Normal Flow Showerheads (Gas WH) | Average Existing and Code | 0 | Conventional | WaterHeat | Com - College | Com | RET Only | 0 | 1000 sqft2 of floor space | Each | 3.3 | None | 0 | 0 | 20.3078 | California eTRM (https://www.caetrm.com/) | 0 | 2018 | 0 | 0 | 2018 | 0 | 0 | California eTRM (https://www.caetrm.com/) | Com Showerheads (Gas) - Hot-Dry ¦ SDG&E ¦ Hot-Dry | Com Showerheads (Gas) - Hot-Dry | 0.11592 | 1 | 0.43368 | CBSA2014/NCI Assumptions | -11.722 | 2012 | 0.6 | 0
COM-WATERHEAT-50.87 | Com ¦ Normal Flow Showerheads (Gas WH) - Hot-Dry ¦ SDG&E ¦ Hot-Dry | Com ¦ Normal Flow Showerheads (Gas WH) - Hot-Dry | SDG&E ¦ Hot-Dry | SDG&E | All | Gas | Normal Flow Showerheads (Gas WH) | Average Existing and Code | 0 | Conventional | WaterHeat | Com - Health | Com | RET Only | 0 | 1000 sqft2 of floor space | Each | 3.3 | None | 0 | 0 | 20.3078 | California eTRM (https://www.caetrm.com/) | 0 | 2018 | 0 | 0 | 2018 | 0 | 0 | California eTRM (https://www.caetrm.com/) | Com Showerheads (Gas) - Hot-Dry ¦ SDG&E ¦ Hot-Dry | Com Showerheads (Gas) - Hot-Dry | 0.11592 | 1 | 0.43368 | CBSA2014/NCI Assumptions | -47.9545 | 2012 | 0.6 | 0
COM-WATERHEAT-50.88 | Com ¦ Normal Flow Showerheads (Gas WH) - Hot-Dry ¦ SDG&E ¦ Hot-Dry | Com ¦ Normal Flow Showerheads (Gas WH) - Hot-Dry | SDG&E ¦ Hot-Dry | SDG&E | All | Gas | Normal Flow Showerheads (Gas WH) | Average Existing and Code | 0 | Conventional | WaterHeat | Com - Lodging | Com | RET Only | 0 | 1000 sqft2 of floor space | Each | 3.3 | None | 0 | 0 | 41.5031 | California eTRM (https://www.caetrm.com/) | 0 | 2018 | 0 | 0 | 2018 | 0 | 0 | California eTRM (https://www.caetrm.com/) | Com Showerheads (Gas) - Hot-Dry ¦ SDG&E ¦ Hot-Dry | Com Showerheads (Gas) - Hot-Dry | 1.1855 | 1 | 0.43368 | CBSA2014/NCI Assumptions | -316.0908 | 2012 | 0.6 | 0
COM-WATERHEAT-50.89 | Com ¦ Normal Flow Showerheads (Gas WH) - Hot-Dry ¦ SDG&E ¦ Hot-Dry | Com ¦ Normal Flow Showerheads (Gas WH) - Hot-Dry | SDG&E ¦ Hot-Dry | SDG&E | All | Gas | Normal Flow Showerheads (Gas WH) | Average Existing and Code | 0 | Conventional | WaterHeat | Com - Office (Large) | Com | RET Only | 0 | 1000 sqft2 of floor space | Each | 3.3 | None | 0 | 0 | 20.3078 | California eTRM (https://www.caetrm.com/) | 0 | 2018 | 0 | 0 | 2018 | 0 | 0 | California eTRM (https://www.caetrm.com/) | Com Showerheads (Gas) - Hot-Dry ¦ SDG&E ¦ Hot-Dry | Com Showerheads (Gas) - Hot-Dry | 0.0021037 | 1 | 0.43368 | CBSA2014/NCI Assumptions | -70.2685 | 2012 | 0.6 | 0
COM-WATERHEAT-50.91 | Com ¦ Normal Flow Showerheads (Gas WH) - Hot-Dry ¦ SDG&E ¦ Hot-Dry | Com ¦ Normal Flow Showerheads (Gas WH) - Hot-Dry | SDG&E ¦ Hot-Dry | SDG&E | All | Gas | Normal Flow Showerheads (Gas WH) | Average Existing and Code | 0 | Conventional | WaterHeat | Com - Other | Com | RET Only | 0 | 1000 sqft2 of floor space | Each | 3.3 | None | 0 | 0 | 20.3078 | California eTRM (https://www.caetrm.com/) | 0 | 2018 | 0 | 0 | 2018 | 0 | 0 | California eTRM (https://www.caetrm.com/) | Com Showerheads (Gas) - Hot-Dry ¦ SDG&E ¦ Hot-Dry | Com Showerheads (Gas) - Hot-Dry | 0.038638 | 1 | 0.43368 | CBSA2014/NCI Assumptions | -50.7511 | 2012 | 0.6 | 0
COM-WATERHEAT-50.95 | Com ¦ Normal Flow Showerheads (Gas WH) - Hot-Dry ¦ SDG&E ¦ Hot-Dry | Com ¦ Normal Flow Showerheads (Gas WH) - Hot-Dry | SDG&E ¦ Hot-Dry | SDG&E | All | Gas | Normal Flow Showerheads (Gas WH) | Average Existing and Code | 0 | Conventional | WaterHeat | Com - School | Com | RET Only | 0 | 1000 sqft2 of floor space | Each | 3.3 | None | 0 | 0 | 20.3078 | California eTRM (https://www.caetrm.com/) | 0 | 2018 | 0 | 0 | 2018 | 0 | 0 | California eTRM (https://www.caetrm.com/) | Com Showerheads (Gas) - Hot-Dry ¦ SDG&E ¦ Hot-Dry | Com Showerheads (Gas) - Hot-Dry | 0.075969 | 1 | 0.43368 | CBSA2014/NCI Assumptions | -17.0057 | 2012 | 0.6 | 0
COM-WATERHEAT-51.1 | Com ¦ Low Flow Showerheads (Gas WH) - Marine ¦ PG&E ¦ Marine | Com ¦ Low Flow Showerheads (Gas WH) - Marine | PG&E ¦ Marine | PG&E | All | Gas | Low Flow Showerheads (Gas WH) | Efficient | 0 | Conventional | WaterHeat | Com - College | Com | RET Only | 0 | 1000 sqft2 of floor space | Each | 3.3 | None | 0 | 0 | 16.7775 | California eTRM (https://www.caetrm.com/) | 28.165 | 2018 | 0 | 16.5375 | 2018 | 0 | 0 | California eTRM (https://www.caetrm.com/) | Com Showerheads (Gas) - Marine ¦ PG&E ¦ Marine | Com Showerheads (Gas) - Marine | 0.11592 | 1 | 0.56632 | CBSA2014/NCI Assumptions | -9.6843 | 2032 | 0.6 | SWWH020Version2
COM-WATERHEAT-51.3 | Com ¦ Low Flow Showerheads (Gas WH) - Marine ¦ PG&E ¦ Marine | Com ¦ Low Flow Showerheads (Gas WH) - Marine | PG&E ¦ Marine | PG&E | All | Gas | Low Flow Showerheads (Gas WH) | Efficient | 0 | Conventional | WaterHeat | Com - Health | Com | RET Only | 0 | 1000 sqft2 of floor space | Each | 3.3 | None | 0 | 0 | 16.7775 | California eTRM (https://www.caetrm.com/) | 28.165 | 2018 | 0 | 16.5375 | 2018 | 0 | 0 | California eTRM (https://www.caetrm.com/) | Com Showerheads (Gas) - Marine ¦ PG&E ¦ Marine | Com Showerheads (Gas) - Marine | 0.11592 | 1 | 0.56632 | CBSA2014/NCI Assumptions | -39.6181 | 2032 | 0.6 | 0
COM-WATERHEAT-51.4 | Com ¦ Low Flow Showerheads (Gas WH) - Marine ¦ PG&E ¦ Marine | Com ¦ Low Flow Showerheads (Gas WH) - Marine | PG&E ¦ Marine | PG&E | All | Gas | Low Flow Showerheads (Gas WH) | Efficient | 0 | Conventional | WaterHeat | Com - Lodging | Com | RET Only | 0 | 1000 sqft2 of floor space | Each | 3.3 | None | 0 | 0 | 34.2882 | California eTRM (https://www.caetrm.com/) | 28.165 | 2018 | 0 | 16.5375 | 2018 | 0 | 0 | California eTRM (https://www.caetrm.com/) | Com Showerheads (Gas) - Marine ¦ PG&E ¦ Marine | Com Showerheads (Gas) - Marine | 1.1855 | 1 | 0.56632 | CBSA2014/NCI Assumptions | -261.1415 | 2032 | 0.6 | 0
COM-WATERHEAT-51.5 | Com ¦ Low Flow Showerheads (Gas WH) - Marine ¦ PG&E ¦ Marine | Com ¦ Low Flow Showerheads (Gas WH) - Marine | PG&E ¦ Marine | PG&E | All | Gas | Low Flow Showerheads (Gas WH) | Efficient | 0 | Conventional | WaterHeat | Com - Office (Large) | Com | RET Only | 0 | 1000 sqft2 of floor space | Each | 3.3 | None | 0 | 0 | 16.7775 | California eTRM (https://www.caetrm.com/) | 28.165 | 2018 | 0 | 16.5375 | 2018 | 0 | 0 | California eTRM (https://www.caetrm.com/) | Com Showerheads (Gas) - Marine ¦ PG&E ¦ Marine | Com Showerheads (Gas) - Marine | 0.0021037 | 1 | 0.56632 | CBSA2014/NCI Assumptions | -58.053 | 2032 | 0.6 | 0
COM-WATERHEAT-51.7 | Com ¦ Low Flow Showerheads (Gas WH) - Marine ¦ PG&E ¦ Marine | Com ¦ Low Flow Showerheads (Gas WH) - Marine | PG&E ¦ Marine | PG&E | All | Gas | Low Flow Showerheads (Gas WH) | Efficient | 0 | Conventional | WaterHeat | Com - Other | Com | RET Only | 0 | 1000 sqft2 of floor space | Each | 3.3 | None | 0 | 0 | 16.7775 | California eTRM (https://www.caetrm.com/) | 28.165 | 2018 | 0 | 16.5375 | 2018 | 0 | 0 | California eTRM (https://www.caetrm.com/) | Com Showerheads (Gas) - Marine ¦ PG&E ¦ Marine | Com Showerheads (Gas) - Marine | 0.038638 | 1 | 0.56632 | CBSA2014/NCI Assumptions | -41.9286 | 2032 | 0.6 | 0
COM-WATERHEAT-51.11 | Com ¦ Low Flow Showerheads (Gas WH) - Marine ¦ PG&E ¦ Marine | Com ¦ Low Flow Showerheads (Gas WH) - Marine | PG&E ¦ Marine | PG&E | All | Gas | Low Flow Showerheads (Gas WH) | Efficient | 0 | Conventional | WaterHeat | Com - School | Com | RET Only | 0 | 1000 sqft2 of floor space | Each | 3.3 | None | 0 | 0 | 16.7775 | California eTRM (https://www.caetrm.com/) | 28.165 | 2018 | 0 | 16.5375 | 2018 | 0 | 0 | California eTRM (https://www.caetrm.com/) | Com Showerheads (Gas) - Marine ¦ PG&E ¦ Marine | Com Showerheads (Gas) - Marine | 0.075969 | 1 | 0.56632 | CBSA2014/NCI Assumptions | -14.0495 | 2032 | 0.6 | 0
COM-WATERHEAT-51.13 | Com ¦ Low Flow Showerheads (Gas WH) - Hot-Dry ¦ PG&E ¦ Hot-Dry | Com ¦ Low Flow Showerheads (Gas WH) - Hot-Dry | PG&E ¦ Hot-Dry | PG&E | All | Gas | Low Flow Showerheads (Gas WH) | Efficient | 0 | Conventional | WaterHeat | Com - College | Com | RET Only | 0 | 1000 sqft2 of floor space | Each | 3.3 | None | 0 | 0 | 15.4648 | California eTRM (https://www.caetrm.com/) | 28.165 | 2018 | 0 | 16.5375 | 2018 | 0 | 0 | California eTRM (https://www.caetrm.com/) | Com Showerheads (Gas) - Hot-Dry ¦ PG&E ¦ Hot-Dry | Com Showerheads (Gas) - Hot-Dry | 0.11592 | 1 | 0.56632 | CBSA2014/NCI Assumptions | -8.9265 | 2032 | 0.6 | 0
COM-WATERHEAT-51.15 | Com ¦ Low Flow Showerheads (Gas WH) - Hot-Dry ¦ PG&E ¦ Hot-Dry | Com ¦ Low Flow Showerheads (Gas WH) - Hot-Dry | PG&E ¦ Hot-Dry | PG&E | All | Gas | Low Flow Showerheads (Gas WH) | Efficient | 0 | Conventional | WaterHeat | Com - Health | Com | RET Only | 0 | 1000 sqft2 of floor space | Each | 3.3 | None | 0 | 0 | 15.4648 | California eTRM (https://www.caetrm.com/) | 28.165 | 2018 | 0 | 16.5375 | 2018 | 0 | 0 | California eTRM (https://www.caetrm.com/) | Com Showerheads (Gas) - Hot-Dry ¦ PG&E ¦ Hot-Dry | Com Showerheads (Gas) - Hot-Dry | 0.11592 | 1 | 0.56632 | CBSA2014/NCI Assumptions | -36.5182 | 2032 | 0.6 | 0
COM-WATERHEAT-51.16 | Com ¦ Low Flow Showerheads (Gas WH) - Hot-Dry ¦ PG&E ¦ Hot-Dry | Com ¦ Low Flow Showerheads (Gas WH) - Hot-Dry | PG&E ¦ Hot-Dry | PG&E | All | Gas | Low Flow Showerheads (Gas WH) | Efficient | 0 | Conventional | WaterHeat | Com - Lodging | Com | RET Only | 0 | 1000 sqft2 of floor space | Each | 3.3 | None | 0 | 0 | 31.6054 | California eTRM (https://www.caetrm.com/) | 28.165 | 2018 | 0 | 16.5375 | 2018 | 0 | 0 | California eTRM (https://www.caetrm.com/) | Com Showerheads (Gas) - Hot-Dry ¦ PG&E ¦ Hot-Dry | Com Showerheads (Gas) - Hot-Dry | 1.1855 | 1 | 0.56632 | CBSA2014/NCI Assumptions | -240.7091 | 2032 | 0.6 | 0
COM-WATERHEAT-51.17 | Com ¦ Low Flow Showerheads (Gas WH) - Hot-Dry ¦ PG&E ¦ Hot-Dry | Com ¦ Low Flow Showerheads (Gas WH) - Hot-Dry | PG&E ¦ Hot-Dry | PG&E | All | Gas | Low Flow Showerheads (Gas WH) | Efficient | 0 | Conventional | WaterHeat | Com - Office (Large) | Com | RET Only | 0 | 1000 sqft2 of floor space | Each | 3.3 | None | 0 | 0 | 15.4648 | California eTRM (https://www.caetrm.com/) | 28.165 | 2018 | 0 | 16.5375 | 2018 | 0 | 0 | California eTRM (https://www.caetrm.com/) | Com Showerheads (Gas) - Hot-Dry ¦ PG&E ¦ Hot-Dry | Com Showerheads (Gas) - Hot-Dry | 0.0021037 | 1 | 0.56632 | CBSA2014/NCI Assumptions | -53.5107 | 2032 | 0.6 | 0
COM-WATERHEAT-51.19 | Com ¦ Low Flow Showerheads (Gas WH) - Hot-Dry ¦ PG&E ¦ Hot-Dry | Com ¦ Low Flow Showerheads (Gas WH) - Hot-Dry | PG&E ¦ Hot-Dry | PG&E | All | Gas | Low Flow Showerheads (Gas WH) | Efficient | 0 | Conventional | WaterHeat | Com - Other | Com | RET Only | 0 | 1000 sqft2 of floor space | Each | 3.3 | None | 0 | 0 | 15.4648 | California eTRM (https://www.caetrm.com/) | 28.165 | 2018 | 0 | 16.5375 | 2018 | 0 | 0 | California eTRM (https://www.caetrm.com/) | Com Showerheads (Gas) - Hot-Dry ¦ PG&E ¦ Hot-Dry | Com Showerheads (Gas) - Hot-Dry | 0.038638 | 1 | 0.56632 | CBSA2014/NCI Assumptions | -38.6479 | 2032 | 0.6 | 0
COM-WATERHEAT-51.23 | Com ¦ Low Flow Showerheads (Gas WH) - Hot-Dry ¦ PG&E ¦ Hot-Dry | Com ¦ Low Flow Showerheads (Gas WH) - Hot-Dry | PG&E ¦ Hot-Dry | PG&E | All | Gas | Low Flow Showerheads (Gas WH) | Efficient | 0 | Conventional | WaterHeat | Com - School | Com | RET Only | 0 | 1000 sqft2 of floor space | Each | 3.3 | None | 0 | 0 | 15.4648 | California eTRM (https://www.caetrm.com/) | 28.165 | 2018 | 0 | 16.5375 | 2018 | 0 | 0 | California eTRM (https://www.caetrm.com/) | Com Showerheads (Gas) - Hot-Dry ¦ PG&E ¦ Hot-Dry | Com Showerheads (Gas) - Hot-Dry | 0.075969 | 1 | 0.56632 | CBSA2014/NCI Assumptions | -12.9502 | 2032 | 0.6 | 0
COM-WATERHEAT-51.25 | Com ¦ Low Flow Showerheads (Gas WH) - Cold ¦ PG&E ¦ Cold | Com ¦ Low Flow Showerheads (Gas WH) - Cold | PG&E ¦ Cold | PG&E | All | Gas | Low Flow Showerheads (Gas WH) | Efficient | 0 | Conventional | WaterHeat | Com - College | Com | RET Only | 0 | 1000 sqft2 of floor space | Each | 3.3 | None | 0 | 0 | 18.594 | California eTRM (https://www.caetrm.com/) | 28.165 | 2018 | 0 | 16.5375 | 2018 | 0 | 0 | California eTRM (https://www.caetrm.com/) | Com Showerheads (Gas) - Cold ¦ PG&E ¦ Cold | Com Showerheads (Gas) - Cold | 0.11592 | 1 | 0.56632 | CBSA2014/NCI Assumptions | -10.7328 | 2032 | 0.6 | 0
COM-WATERHEAT-51.27 | Com ¦ Low Flow Showerheads (Gas WH) - Cold ¦ PG&E ¦ Cold | Com ¦ Low Flow Showerheads (Gas WH) - Cold | PG&E ¦ Cold | PG&E | All | Gas | Low Flow Showerheads (Gas WH) | Efficient | 0 | Conventional | WaterHeat | Com - Health | Com | RET Only | 0 | 1000 sqft2 of floor space | Each | 3.3 | None | 0 | 0 | 18.594 | California eTRM (https://www.caetrm.com/) | 28.165 | 2018 | 0 | 16.5375 | 2018 | 0 | 0 | California eTRM (https://www.caetrm.com/) | Com Showerheads (Gas) - Cold ¦ PG&E ¦ Cold | Com Showerheads (Gas) - Cold | 0.11592 | 1 | 0.56632 | CBSA2014/NCI Assumptions | -43.9077 | 2032 | 0.6 | 0
COM-WATERHEAT-51.28 | Com ¦ Low Flow Showerheads (Gas WH) - Cold ¦ PG&E ¦ Cold | Com ¦ Low Flow Showerheads (Gas WH) - Cold | PG&E ¦ Cold | PG&E | All | Gas | Low Flow Showerheads (Gas WH) | Efficient | 0 | Conventional | WaterHeat | Com - Lodging | Com | RET Only | 0 | 1000 sqft2 of floor space | Each | 3.3 | None | 0 | 0 | 38.0007 | California eTRM (https://www.caetrm.com/) | 28.165 | 2018 | 0 | 16.5375 | 2018 | 0 | 0 | California eTRM (https://www.caetrm.com/) | Com Showerheads (Gas) - Cold ¦ PG&E ¦ Cold | Com Showerheads (Gas) - Cold | 1.1855 | 1 | 0.56632 | CBSA2014/NCI Assumptions | -289.4162 | 2032 | 0.6 | 0
COM-WATERHEAT-51.29 | Com ¦ Low Flow Showerheads (Gas WH) - Cold ¦ PG&E ¦ Cold | Com ¦ Low Flow Showerheads (Gas WH) - Cold | PG&E ¦ Cold | PG&E | All | Gas | Low Flow Showerheads (Gas WH) | Efficient | 0 | Conventional | WaterHeat | Com - Office (Large) | Com | RET Only | 0 | 1000 sqft2 of floor space | Each | 3.3 | None | 0 | 0 | 18.594 | California eTRM (https://www.caetrm.com/) | 28.165 | 2018 | 0 | 16.5375 | 2018 | 0 | 0 | California eTRM (https://www.caetrm.com/) | Com Showerheads (Gas) - Cold ¦ PG&E ¦ Cold | Com Showerheads (Gas) - Cold | 0.0021037 | 1 | 0.56632 | CBSA2014/NCI Assumptions | -64.3386 | 2032 | 0.6 | 0
COM-WATERHEAT-51.31 | Com ¦ Low Flow Showerheads (Gas WH) - Cold ¦ PG&E ¦ Cold | Com ¦ Low Flow Showerheads (Gas WH) - Cold | PG&E ¦ Cold | PG&E | All | Gas | Low Flow Showerheads (Gas WH) | Efficient | 0 | Conventional | WaterHeat | Com - Other | Com | RET Only | 0 | 1000 sqft2 of floor space | Each | 3.3 | None | 0 | 0 | 18.594 | California eTRM (https://www.caetrm.com/) | 28.165 | 2018 | 0 | 16.5375 | 2018 | 0 | 0 | California eTRM (https://www.caetrm.com/) | Com Showerheads (Gas) - Cold ¦ PG&E ¦ Cold | Com Showerheads (Gas) - Cold | 0.038638 | 1 | 0.56632 | CBSA2014/NCI Assumptions | -46.4683 | 2032 | 0.6 | 0
COM-WATERHEAT-51.35 | Com ¦ Low Flow Showerheads (Gas WH) - Cold ¦ PG&E ¦ Cold | Com ¦ Low Flow Showerheads (Gas WH) - Cold | PG&E ¦ Cold | PG&E | All | Gas | Low Flow Showerheads (Gas WH) | Efficient | 0 | Conventional | WaterHeat | Com - School | Com | RET Only | 0 | 1000 sqft2 of floor space | Each | 3.3 | None | 0 | 0 | 18.594 | California eTRM (https://www.caetrm.com/) | 28.165 | 2018 | 0 | 16.5375 | 2018 | 0 | 0 | California eTRM (https://www.caetrm.com/) | Com Showerheads (Gas) - Cold ¦ PG&E ¦ Cold | Com Showerheads (Gas) - Cold | 0.075969 | 1 | 0.56632 | CBSA2014/NCI Assumptions | -15.5706 | 2032 | 0.6 | 0
COM-WATERHEAT-51.37 | Com ¦ Low Flow Showerheads (Gas WH) - Marine ¦ SCG ¦ Marine | Com ¦ Low Flow Showerheads (Gas WH) - Marine | SCG ¦ Marine | SCG | All | Gas | Low Flow Showerheads (Gas WH) | Efficient | 0 | Conventional | WaterHeat | Com - College | Com | RET Only | 0 | 1000 sqft2 of floor space | Each | 3.3 | None | 0 | 0 | 15.1666 | California eTRM (https://www.caetrm.com/) | 28.165 | 2018 | 0 | 16.5375 | 2018 | 0 | 0 | California eTRM (https://www.caetrm.com/) | Com Showerheads (Gas) - Marine ¦ SCG ¦ Marine | Com Showerheads (Gas) - Marine | 0.11592 | 1 | 0.56632 | CBSA2014/NCI Assumptions | -8.7544 | 2032 | 0.6 | 0
COM-WATERHEAT-51.39 | Com ¦ Low Flow Showerheads (Gas WH) - Marine ¦ SCG ¦ Marine | Com ¦ Low Flow Showerheads (Gas WH) - Marine | SCG ¦ Marine | SCG | All | Gas | Low Flow Showerheads (Gas WH) | Efficient | 0 | Conventional | WaterHeat | Com - Health | Com | RET Only | 0 | 1000 sqft2 of floor space | Each | 3.3 | None | 0 | 0 | 15.1666 | California eTRM (https://www.caetrm.com/) | 28.165 | 2018 | 0 | 16.5375 | 2018 | 0 | 0 | California eTRM (https://www.caetrm.com/) | Com Showerheads (Gas) - Marine ¦ SCG ¦ Marine | Com Showerheads (Gas) - Marine | 0.11592 | 1 | 0.56632 | CBSA2014/NCI Assumptions | -35.814 | 2032 | 0.6 | 0
COM-WATERHEAT-51.40 | Com ¦ Low Flow Showerheads (Gas WH) - Marine ¦ SCG ¦ Marine | Com ¦ Low Flow Showerheads (Gas WH) - Marine | SCG ¦ Marine | SCG | All | Gas | Low Flow Showerheads (Gas WH) | Efficient | 0 | Conventional | WaterHeat | Com - Lodging | Com | RET Only | 0 | 1000 sqft2 of floor space | Each | 3.3 | None | 0 | 0 | 30.996 | California eTRM (https://www.caetrm.com/) | 28.165 | 2018 | 0 | 16.5375 | 2018 | 0 | 0 | California eTRM (https://www.caetrm.com/) | Com Showerheads (Gas) - Marine ¦ SCG ¦ Marine | Com Showerheads (Gas) - Marine | 1.1855 | 1 | 0.56632 | CBSA2014/NCI Assumptions | -236.0679 | 2032 | 0.6 | 0
COM-WATERHEAT-51.41 | Com ¦ Low Flow Showerheads (Gas WH) - Marine ¦ SCG ¦ Marine | Com ¦ Low Flow Showerheads (Gas WH) - Marine | SCG ¦ Marine | SCG | All | Gas | Low Flow Showerheads (Gas WH) | Efficient | 0 | Conventional | WaterHeat | Com - Office (Large) | Com | RET Only | 0 | 1000 sqft2 of floor space | Each | 3.3 | None | 0 | 0 | 15.1666 | California eTRM (https://www.caetrm.com/) | 28.165 | 2018 | 0 | 16.5375 | 2018 | 0 | 0 | California eTRM (https://www.caetrm.com/) | Com Showerheads (Gas) - Marine ¦ SCG ¦ Marine | Com Showerheads (Gas) - Marine | 0.0021037 | 1 | 0.56632 | CBSA2014/NCI Assumptions | -52.4789 | 2032 | 0.6 | 0
COM-WATERHEAT-51.43 | Com ¦ Low Flow Showerheads (Gas WH) - Marine ¦ SCG ¦ Marine | Com ¦ Low Flow Showerheads (Gas WH) - Marine | SCG ¦ Marine | SCG | All | Gas | Low Flow Showerheads (Gas WH) | Efficient | 0 | Conventional | WaterHeat | Com - Other | Com | RET Only | 0 | 1000 sqft2 of floor space | Each | 3.3 | None | 0 | 0 | 15.1666 | California eTRM (https://www.caetrm.com/) | 28.165 | 2018 | 0 | 16.5375 | 2018 | 0 | 0 | California eTRM (https://www.caetrm.com/) | Com Showerheads (Gas) - Marine ¦ SCG ¦ Marine | Com Showerheads (Gas) - Marine | 0.038638 | 1 | 0.56632 | CBSA2014/NCI Assumptions | -37.9027 | 2032 | 0.6 | 0
COM-WATERHEAT-51.47 | Com ¦ Low Flow Showerheads (Gas WH) - Marine ¦ SCG ¦ Marine | Com ¦ Low Flow Showerheads (Gas WH) - Marine | SCG ¦ Marine | SCG | All | Gas | Low Flow Showerheads (Gas WH) | Efficient | 0 | Conventional | WaterHeat | Com - School | Com | RET Only | 0 | 1000 sqft2 of floor space | Each | 3.3 | None | 0 | 0 | 15.1666 | California eTRM (https://www.caetrm.com/) | 28.165 | 2018 | 0 | 16.5375 | 2018 | 0 | 0 | California eTRM (https://www.caetrm.com/) | Com Showerheads (Gas) - Marine ¦ SCG ¦ Marine | Com Showerheads (Gas) - Marine | 0.075969 | 1 | 0.56632 | CBSA2014/NCI Assumptions | -12.7005 | 2032 | 0.6 | 0
COM-WATERHEAT-51.49 | Com ¦ Low Flow Showerheads (Gas WH) - Hot-Dry ¦ SCG ¦ Hot-Dry | Com ¦ Low Flow Showerheads (Gas WH) - Hot-Dry | SCG ¦ Hot-Dry | SCG | All | Gas | Low Flow Showerheads (Gas WH) | Efficient | 0 | Conventional | WaterHeat | Com - College | Com | RET Only | 0 | 1000 sqft2 of floor space | Each | 3.3 | None | 0 | 0 | 14.4571 | California eTRM (https://www.caetrm.com/) | 28.165 | 2018 | 0 | 16.5375 | 2018 | 0 | 0 | California eTRM (https://www.caetrm.com/) | Com Showerheads (Gas) - Hot-Dry ¦ SCG ¦ Hot-Dry | Com Showerheads (Gas) - Hot-Dry | 0.11592 | 1 | 0.56632 | CBSA2014/NCI Assumptions | -8.3449 | 2032 | 0.6 | 0
COM-WATERHEAT-51.51 | Com ¦ Low Flow Showerheads (Gas WH) - Hot-Dry ¦ SCG ¦ Hot-Dry | Com ¦ Low Flow Showerheads (Gas WH) - Hot-Dry | SCG ¦ Hot-Dry | SCG | All | Gas | Low Flow Showerheads (Gas WH) | Efficient | 0 | Conventional | WaterHeat | Com - Health | Com | RET Only | 0 | 1000 sqft2 of floor space | Each | 3.3 | None | 0 | 0 | 14.4571 | California eTRM (https://www.caetrm.com/) | 28.165 | 2018 | 0 | 16.5375 | 2018 | 0 | 0 | California eTRM (https://www.caetrm.com/) | Com Showerheads (Gas) - Hot-Dry ¦ SCG ¦ Hot-Dry | Com Showerheads (Gas) - Hot-Dry | 0.11592 | 1 | 0.56632 | CBSA2014/NCI Assumptions | -34.1388 | 2032 | 0.6 | 0
COM-WATERHEAT-51.52 | Com ¦ Low Flow Showerheads (Gas WH) - Hot-Dry ¦ SCG ¦ Hot-Dry | Com ¦ Low Flow Showerheads (Gas WH) - Hot-Dry | SCG ¦ Hot-Dry | SCG | All | Gas | Low Flow Showerheads (Gas WH) | Efficient | 0 | Conventional | WaterHeat | Com - Lodging | Com | RET Only | 0 | 1000 sqft2 of floor space | Each | 3.3 | None | 0 | 0 | 29.546 | California eTRM (https://www.caetrm.com/) | 28.165 | 2018 | 0 | 16.5375 | 2018 | 0 | 0 | California eTRM (https://www.caetrm.com/) | Com Showerheads (Gas) - Hot-Dry ¦ SCG ¦ Hot-Dry | Com Showerheads (Gas) - Hot-Dry | 1.1855 | 1 | 0.56632 | CBSA2014/NCI Assumptions | -225.0246 | 2032 | 0.6 | 0
COM-WATERHEAT-51.53 | Com ¦ Low Flow Showerheads (Gas WH) - Hot-Dry ¦ SCG ¦ Hot-Dry | Com ¦ Low Flow Showerheads (Gas WH) - Hot-Dry | SCG ¦ Hot-Dry | SCG | All | Gas | Low Flow Showerheads (Gas WH) | Efficient | 0 | Conventional | WaterHeat | Com - Office (Large) | Com | RET Only | 0 | 1000 sqft2 of floor space | Each | 3.3 | None | 0 | 0 | 14.4571 | California eTRM (https://www.caetrm.com/) | 28.165 | 2018 | 0 | 16.5375 | 2018 | 0 | 0 | California eTRM (https://www.caetrm.com/) | Com Showerheads (Gas) - Hot-Dry ¦ SCG ¦ Hot-Dry | Com Showerheads (Gas) - Hot-Dry | 0.0021037 | 1 | 0.56632 | CBSA2014/NCI Assumptions | -50.0241 | 2032 | 0.6 | 0
COM-WATERHEAT-51.55 | Com ¦ Low Flow Showerheads (Gas WH) - Hot-Dry ¦ SCG ¦ Hot-Dry | Com ¦ Low Flow Showerheads (Gas WH) - Hot-Dry | SCG ¦ Hot-Dry | SCG | All | Gas | Low Flow Showerheads (Gas WH) | Efficient | 0 | Conventional | WaterHeat | Com - Other | Com | RET Only | 0 | 1000 sqft2 of floor space | Each | 3.3 | None | 0 | 0 | 14.4571 | California eTRM (https://www.caetrm.com/) | 28.165 | 2018 | 0 | 16.5375 | 2018 | 0 | 0 | California eTRM (https://www.caetrm.com/) | Com Showerheads (Gas) - Hot-Dry ¦ SCG ¦ Hot-Dry | Com Showerheads (Gas) - Hot-Dry | 0.038638 | 1 | 0.56632 | CBSA2014/NCI Assumptions | -36.1297 | 2032 | 0.6 | 0
COM-WATERHEAT-51.59 | Com ¦ Low Flow Showerheads (Gas WH) - Hot-Dry ¦ SCG ¦ Hot-Dry | Com ¦ Low Flow Showerheads (Gas WH) - Hot-Dry | SCG ¦ Hot-Dry | SCG | All | Gas | Low Flow Showerheads (Gas WH) | Efficient | 0 | Conventional | WaterHeat | Com - School | Com | RET Only | 0 | 1000 sqft2 of floor space | Each | 3.3 | None | 0 | 0 | 14.4571 | California eTRM (https://www.caetrm.com/) | 28.165 | 2018 | 0 | 16.5375 | 2018 | 0 | 0 | California eTRM (https://www.caetrm.com/) | Com Showerheads (Gas) - Hot-Dry ¦ SCG ¦ Hot-Dry | Com Showerheads (Gas) - Hot-Dry | 0.075969 | 1 | 0.56632 | CBSA2014/NCI Assumptions | -12.1064 | 2032 | 0.6 | 0
COM-WATERHEAT-51.61 | Com ¦ Low Flow Showerheads (Gas WH) - Cold ¦ SCG ¦ Cold | Com ¦ Low Flow Showerheads (Gas WH) - Cold | SCG ¦ Cold | SCG | All | Gas | Low Flow Showerheads (Gas WH) | Efficient | 0 | Conventional | WaterHeat | Com - College | Com | RET Only | 0 | 1000 sqft2 of floor space | Each | 3.3 | None | 0 | 0 | 18.594 | California eTRM (https://www.caetrm.com/) | 28.165 | 2018 | 0 | 16.5375 | 2018 | 0 | 0 | California eTRM (https://www.caetrm.com/) | Com Showerheads (Gas) - Cold ¦ SCG ¦ Cold | Com Showerheads (Gas) - Cold | 0.11592 | 1 | 0.56632 | CBSA2014/NCI Assumptions | -10.7328 | 2032 | 0.6 | 0
COM-WATERHEAT-51.63 | Com ¦ Low Flow Showerheads (Gas WH) - Cold ¦ SCG ¦ Cold | Com ¦ Low Flow Showerheads (Gas WH) - Cold | SCG ¦ Cold | SCG | All | Gas | Low Flow Showerheads (Gas WH) | Efficient | 0 | Conventional | WaterHeat | Com - Health | Com | RET Only | 0 | 1000 sqft2 of floor space | Each | 3.3 | None | 0 | 0 | 18.594 | California eTRM (https://www.caetrm.com/) | 28.165 | 2018 | 0 | 16.5375 | 2018 | 0 | 0 | California eTRM (https://www.caetrm.com/) | Com Showerheads (Gas) - Cold ¦ SCG ¦ Cold | Com Showerheads (Gas) - Cold | 0.11592 | 1 | 0.56632 | CBSA2014/NCI Assumptions | -43.9077 | 2032 | 0.6 | 0
COM-WATERHEAT-51.64 | Com ¦ Low Flow Showerheads (Gas WH) - Cold ¦ SCG ¦ Cold | Com ¦ Low Flow Showerheads (Gas WH) - Cold | SCG ¦ Cold | SCG | All | Gas | Low Flow Showerheads (Gas WH) | Efficient | 0 | Conventional | WaterHeat | Com - Lodging | Com | RET Only | 0 | 1000 sqft2 of floor space | Each | 3.3 | None | 0 | 0 | 38.0007 | California eTRM (https://www.caetrm.com/) | 28.165 | 2018 | 0 | 16.5375 | 2018 | 0 | 0 | California eTRM (https://www.caetrm.com/) | Com Showerheads (Gas) - Cold ¦ SCG ¦ Cold | Com Showerheads (Gas) - Cold | 1.1855 | 1 | 0.56632 | CBSA2014/NCI Assumptions | -289.4162 | 2032 | 0.6 | 0
COM-WATERHEAT-51.65 | Com ¦ Low Flow Showerheads (Gas WH) - Cold ¦ SCG ¦ Cold | Com ¦ Low Flow Showerheads (Gas WH) - Cold | SCG ¦ Cold | SCG | All | Gas | Low Flow Showerheads (Gas WH) | Efficient | 0 | Conventional | WaterHeat | Com - Office (Large) | Com | RET Only | 0 | 1000 sqft2 of floor space | Each | 3.3 | None | 0 | 0 | 18.594 | California eTRM (https://www.caetrm.com/) | 28.165 | 2018 | 0 | 16.5375 | 2018 | 0 | 0 | California eTRM (https://www.caetrm.com/) | Com Showerheads (Gas) - Cold ¦ SCG ¦ Cold | Com Showerheads (Gas) - Cold | 0.0021037 | 1 | 0.56632 | CBSA2014/NCI Assumptions | -64.3386 | 2032 | 0.6 | 0
COM-WATERHEAT-51.67 | Com ¦ Low Flow Showerheads (Gas WH) - Cold ¦ SCG ¦ Cold | Com ¦ Low Flow Showerheads (Gas WH) - Cold | SCG ¦ Cold | SCG | All | Gas | Low Flow Showerheads (Gas WH) | Efficient | 0 | Conventional | WaterHeat | Com - Other | Com | RET Only | 0 | 1000 sqft2 of floor space | Each | 3.3 | None | 0 | 0 | 18.594 | California eTRM (https://www.caetrm.com/) | 28.165 | 2018 | 0 | 16.5375 | 2018 | 0 | 0 | California eTRM (https://www.caetrm.com/) | Com Showerheads (Gas) - Cold ¦ SCG ¦ Cold | Com Showerheads (Gas) - Cold | 0.038638 | 1 | 0.56632 | CBSA2014/NCI Assumptions | -46.4683 | 2032 | 0.6 | 0
COM-WATERHEAT-51.71 | Com ¦ Low Flow Showerheads (Gas WH) - Cold ¦ SCG ¦ Cold | Com ¦ Low Flow Showerheads (Gas WH) - Cold | SCG ¦ Cold | SCG | All | Gas | Low Flow Showerheads (Gas WH) | Efficient | 0 | Conventional | WaterHeat | Com - School | Com | RET Only | 0 | 1000 sqft2 of floor space | Each | 3.3 | None | 0 | 0 | 18.594 | California eTRM (https://www.caetrm.com/) | 28.165 | 2018 | 0 | 16.5375 | 2018 | 0 | 0 | California eTRM (https://www.caetrm.com/) | Com Showerheads (Gas) - Cold ¦ SCG ¦ Cold | Com Showerheads (Gas) - Cold | 0.075969 | 1 | 0.56632 | CBSA2014/NCI Assumptions | -15.5706 | 2032 | 0.6 | 0
COM-WATERHEAT-51.73 | Com ¦ Low Flow Showerheads (Gas WH) - Marine ¦ SDG&E ¦ Marine | Com ¦ Low Flow Showerheads (Gas WH) - Marine | SDG&E ¦ Marine | SDG&E | All | Gas | Low Flow Showerheads (Gas WH) | Efficient | 0 | Conventional | WaterHeat | Com - College | Com | RET Only | 0 | 1000 sqft2 of floor space | Each | 3.3 | None | 0 | 0 | 15.1666 | California eTRM (https://www.caetrm.com/) | 28.165 | 2018 | 0 | 16.5375 | 2018 | 0 | 0 | California eTRM (https://www.caetrm.com/) | Com Showerheads (Gas) - Marine ¦ SDG&E ¦ Marine | Com Showerheads (Gas) - Marine | 0.11592 | 1 | 0.56632 | CBSA2014/NCI Assumptions | -8.7544 | 2032 | 0.6 | 0
COM-WATERHEAT-51.75 | Com ¦ Low Flow Showerheads (Gas WH) - Marine ¦ SDG&E ¦ Marine | Com ¦ Low Flow Showerheads (Gas WH) - Marine | SDG&E ¦ Marine | SDG&E | All | Gas | Low Flow Showerheads (Gas WH) | Efficient | 0 | Conventional | WaterHeat | Com - Health | Com | RET Only | 0 | 1000 sqft2 of floor space | Each | 3.3 | None | 0 | 0 | 15.1666 | California eTRM (https://www.caetrm.com/) | 28.165 | 2018 | 0 | 16.5375 | 2018 | 0 | 0 | California eTRM (https://www.caetrm.com/) | Com Showerheads (Gas) - Marine ¦ SDG&E ¦ Marine | Com Showerheads (Gas) - Marine | 0.11592 | 1 | 0.56632 | CBSA2014/NCI Assumptions | -35.814 | 2032 | 0.6 | 0
COM-WATERHEAT-51.76 | Com ¦ Low Flow Showerheads (Gas WH) - Marine ¦ SDG&E ¦ Marine | Com ¦ Low Flow Showerheads (Gas WH) - Marine | SDG&E ¦ Marine | SDG&E | All | Gas | Low Flow Showerheads (Gas WH) | Efficient | 0 | Conventional | WaterHeat | Com - Lodging | Com | RET Only | 0 | 1000 sqft2 of floor space | Each | 3.3 | None | 0 | 0 | 30.996 | California eTRM (https://www.caetrm.com/) | 28.165 | 2018 | 0 | 16.5375 | 2018 | 0 | 0 | California eTRM (https://www.caetrm.com/) | Com Showerheads (Gas) - Marine ¦ SDG&E ¦ Marine | Com Showerheads (Gas) - Marine | 1.1855 | 1 | 0.56632 | CBSA2014/NCI Assumptions | -236.0679 | 2032 | 0.6 | 0
COM-WATERHEAT-51.77 | Com ¦ Low Flow Showerheads (Gas WH) - Marine ¦ SDG&E ¦ Marine | Com ¦ Low Flow Showerheads (Gas WH) - Marine | SDG&E ¦ Marine | SDG&E | All | Gas | Low Flow Showerheads (Gas WH) | Efficient | 0 | Conventional | WaterHeat | Com - Office (Large) | Com | RET Only | 0 | 1000 sqft2 of floor space | Each | 3.3 | None | 0 | 0 | 15.1666 | California eTRM (https://www.caetrm.com/) | 28.165 | 2018 | 0 | 16.5375 | 2018 | 0 | 0 | California eTRM (https://www.caetrm.com/) | Com Showerheads (Gas) - Marine ¦ SDG&E ¦ Marine | Com Showerheads (Gas) - Marine | 0.0021037 | 1 | 0.56632 | CBSA2014/NCI Assumptions | -52.4789 | 2032 | 0.6 | 0
COM-WATERHEAT-51.79 | Com ¦ Low Flow Showerheads (Gas WH) - Marine ¦ SDG&E ¦ Marine | Com ¦ Low Flow Showerheads (Gas WH) - Marine | SDG&E ¦ Marine | SDG&E | All | Gas | Low Flow Showerheads (Gas WH) | Efficient | 0 | Conventional | WaterHeat | Com - Other | Com | RET Only | 0 | 1000 sqft2 of floor space | Each | 3.3 | None | 0 | 0 | 15.1666 | California eTRM (https://www.caetrm.com/) | 28.165 | 2018 | 0 | 16.5375 | 2018 | 0 | 0 | California eTRM (https://www.caetrm.com/) | Com Showerheads (Gas) - Marine ¦ SDG&E ¦ Marine | Com Showerheads (Gas) - Marine | 0.038638 | 1 | 0.56632 | CBSA2014/NCI Assumptions | -37.9027 | 2032 | 0.6 | 0
COM-WATERHEAT-51.83 | Com ¦ Low Flow Showerheads (Gas WH) - Marine ¦ SDG&E ¦ Marine | Com ¦ Low Flow Showerheads (Gas WH) - Marine | SDG&E ¦ Marine | SDG&E | All | Gas | Low Flow Showerheads (Gas WH) | Efficient | 0 | Conventional | WaterHeat | Com - School | Com | RET Only | 0 | 1000 sqft2 of floor space | Each | 3.3 | None | 0 | 0 | 15.1666 | California eTRM (https://www.caetrm.com/) | 28.165 | 2018 | 0 | 16.5375 | 2018 | 0 | 0 | California eTRM (https://www.caetrm.com/) | Com Showerheads (Gas) - Marine ¦ SDG&E ¦ Marine | Com Showerheads (Gas) - Marine | 0.075969 | 1 | 0.56632 | CBSA2014/NCI Assumptions | -12.7005 | 2032 | 0.6 | 0
COM-WATERHEAT-51.85 | Com ¦ Low Flow Showerheads (Gas WH) - Hot-Dry ¦ SDG&E ¦ Hot-Dry | Com ¦ Low Flow Showerheads (Gas WH) - Hot-Dry | SDG&E ¦ Hot-Dry | SDG&E | All | Gas | Low Flow Showerheads (Gas WH) | Efficient | 0 | Conventional | WaterHeat | Com - College | Com | RET Only | 0 | 1000 sqft2 of floor space | Each | 3.3 | None | 0 | 0 | 14.8924 | California eTRM (https://www.caetrm.com/) | 28.165 | 2018 | 0 | 16.5375 | 2018 | 0 | 0 | California eTRM (https://www.caetrm.com/) | Com Showerheads (Gas) - Hot-Dry ¦ SDG&E ¦ Hot-Dry | Com Showerheads (Gas) - Hot-Dry | 0.11592 | 1 | 0.56632 | CBSA2014/NCI Assumptions | -8.5961 | 2032 | 0.6 | 0
COM-WATERHEAT-51.87 | Com ¦ Low Flow Showerheads (Gas WH) - Hot-Dry ¦ SDG&E ¦ Hot-Dry | Com ¦ Low Flow Showerheads (Gas WH) - Hot-Dry | SDG&E ¦ Hot-Dry | SDG&E | All | Gas | Low Flow Showerheads (Gas WH) | Efficient | 0 | Conventional | WaterHeat | Com - Health | Com | RET Only | 0 | 1000 sqft2 of floor space | Each | 3.3 | None | 0 | 0 | 14.8924 | California eTRM (https://www.caetrm.com/) | 28.165 | 2018 | 0 | 16.5375 | 2018 | 0 | 0 | California eTRM (https://www.caetrm.com/) | Com Showerheads (Gas) - Hot-Dry ¦ SDG&E ¦ Hot-Dry | Com Showerheads (Gas) - Hot-Dry | 0.11592 | 1 | 0.56632 | CBSA2014/NCI Assumptions | -35.1665 | 2032 | 0.6 | 0
COM-WATERHEAT-51.88 | Com ¦ Low Flow Showerheads (Gas WH) - Hot-Dry ¦ SDG&E ¦ Hot-Dry | Com ¦ Low Flow Showerheads (Gas WH) - Hot-Dry | SDG&E ¦ Hot-Dry | SDG&E | All | Gas | Low Flow Showerheads (Gas WH) | Efficient | 0 | Conventional | WaterHeat | Com - Lodging | Com | RET Only | 0 | 1000 sqft2 of floor space | Each | 3.3 | None | 0 | 0 | 30.4356 | California eTRM (https://www.caetrm.com/) | 28.165 | 2018 | 0 | 16.5375 | 2018 | 0 | 0 | California eTRM (https://www.caetrm.com/) | Com Showerheads (Gas) - Hot-Dry ¦ SDG&E ¦ Hot-Dry | Com Showerheads (Gas) - Hot-Dry | 1.1855 | 1 | 0.56632 | CBSA2014/NCI Assumptions | -231.7998 | 2032 | 0.6 | 0
COM-WATERHEAT-51.89 | Com ¦ Low Flow Showerheads (Gas WH) - Hot-Dry ¦ SDG&E ¦ Hot-Dry | Com ¦ Low Flow Showerheads (Gas WH) - Hot-Dry | SDG&E ¦ Hot-Dry | SDG&E | All | Gas | Low Flow Showerheads (Gas WH) | Efficient | 0 | Conventional | WaterHeat | Com - Office (Large) | Com | RET Only | 0 | 1000 sqft2 of floor space | Each | 3.3 | None | 0 | 0 | 14.8924 | California eTRM (https://www.caetrm.com/) | 28.165 | 2018 | 0 | 16.5375 | 2018 | 0 | 0 | California eTRM (https://www.caetrm.com/) | Com Showerheads (Gas) - Hot-Dry ¦ SDG&E ¦ Hot-Dry | Com Showerheads (Gas) - Hot-Dry | 0.0021037 | 1 | 0.56632 | CBSA2014/NCI Assumptions | -51.5301 | 2032 | 0.6 | 0
COM-WATERHEAT-51.91 | Com ¦ Low Flow Showerheads (Gas WH) - Hot-Dry ¦ SDG&E ¦ Hot-Dry | Com ¦ Low Flow Showerheads (Gas WH) - Hot-Dry | SDG&E ¦ Hot-Dry | SDG&E | All | Gas | Low Flow Showerheads (Gas WH) | Efficient | 0 | Conventional | WaterHeat | Com - Other | Com | RET Only | 0 | 1000 sqft2 of floor space | Each | 3.3 | None | 0 | 0 | 14.8924 | California eTRM (https://www.caetrm.com/) | 28.165 | 2018 | 0 | 16.5375 | 2018 | 0 | 0 | California eTRM (https://www.caetrm.com/) | Com Showerheads (Gas) - Hot-Dry ¦ SDG&E ¦ Hot-Dry | Com Showerheads (Gas) - Hot-Dry | 0.038638 | 1 | 0.56632 | CBSA2014/NCI Assumptions | -37.2174 | 2032 | 0.6 | 0
COM-WATERHEAT-51.95 | Com ¦ Low Flow Showerheads (Gas WH) - Hot-Dry ¦ SDG&E ¦ Hot-Dry | Com ¦ Low Flow Showerheads (Gas WH) - Hot-Dry | SDG&E ¦ Hot-Dry | SDG&E | All | Gas | Low Flow Showerheads (Gas WH) | Efficient | 0 | Conventional | WaterHeat | Com - School | Com | RET Only | 0 | 1000 sqft2 of floor space | Each | 3.3 | None | 0 | 0 | 14.8924 | California eTRM (https://www.caetrm.com/) | 28.165 | 2018 | 0 | 16.5375 | 2018 | 0 | 0 | California eTRM (https://www.caetrm.com/) | Com Showerheads (Gas) - Hot-Dry ¦ SDG&E ¦ Hot-Dry | Com Showerheads (Gas) - Hot-Dry | 0.075969 | 1 | 0.56632 | CBSA2014/NCI Assumptions | -12.4708 | 2032 | 0.6 | 0
COM-WATERHEAT-60.1 | Com ¦ Standard Pre-Rinse Spray Valve - Marine ¦ PG&E ¦ Marine | Com ¦ Standard Pre-Rinse Spray Valve - Marine | PG&E ¦ Marine | PG&E | All | Gas | Standard Pre-Rinse Spray Valve | Code | 0 | Conventional | WaterHeat | Com - College | Com | ROB and NEW | 0 | 1000 sqft2 of floor space | Each | 5 | None | 0 | 0 | 164.4644 | California eTRM (https://www.caetrm.com/) | 46 | 2018 | 0 | 0 | 2018 | 0 | 0 | California eTRM (https://www.caetrm.com/) | Pre-Rinse Spray Valve - Marine ¦ PG&E ¦ Marine | Pre-Rinse Spray Valve - Marine | 0.001172 | 1 | 0.25 | CBSA 2019 | -94.9318 | 2012 | 0.6 | SWFS013Version1
COM-WATERHEAT-60.2 | Com ¦ Standard Pre-Rinse Spray Valve - Marine ¦ PG&E ¦ Marine | Com ¦ Standard Pre-Rinse Spray Valve - Marine | PG&E ¦ Marine | PG&E | All | Gas | Standard Pre-Rinse Spray Valve | Code | 0 | Conventional | WaterHeat | Com - Grocery | Com | ROB and NEW | 0 | 1000 sqft2 of floor space | Each | 5 | None | 0 | 0 | 164.4644 | California eTRM (https://www.caetrm.com/) | 46 | 2018 | 0 | 0 | 2018 | 0 | 0 | California eTRM (https://www.caetrm.com/) | Pre-Rinse Spray Valve - Marine ¦ PG&E ¦ Marine | Pre-Rinse Spray Valve - Marine | 0.026672 | 1 | 0.25 | CBSA 2019 | -345.9206 | 2012 | 0.6 | 0
COM-WATERHEAT-60.3 | Com ¦ Standard Pre-Rinse Spray Valve - Marine ¦ PG&E ¦ Marine | Com ¦ Standard Pre-Rinse Spray Valve - Marine | PG&E ¦ Marine | PG&E | All | Gas | Standard Pre-Rinse Spray Valve | Code | 0 | Conventional | WaterHeat | Com - Health | Com | ROB and NEW | 0 | 1000 sqft2 of floor space | Each | 5 | None | 0 | 0 | 164.4644 | California eTRM (https://www.caetrm.com/) | 46 | 2018 | 0 | 0 | 2018 | 0 | 0 | California eTRM (https://www.caetrm.com/) | Pre-Rinse Spray Valve - Marine ¦ PG&E ¦ Marine | Pre-Rinse Spray Valve - Marine | 0.003349 | 1 | 0.25 | CBSA 2019 | -388.3635 | 2012 | 0.6 | 0
COM-WATERHEAT-60.4 | Com ¦ Standard Pre-Rinse Spray Valve - Marine ¦ PG&E ¦ Marine | Com ¦ Standard Pre-Rinse Spray Valve - Marine | PG&E ¦ Marine | PG&E | All | Gas | Standard Pre-Rinse Spray Valve | Code | 0 | Conventional | WaterHeat | Com - Lodging | Com | ROB and NEW | 0 | 1000 sqft2 of floor space | Each | 5 | None | 0 | 0 | 164.4644 | California eTRM (https://www.caetrm.com/) | 46 | 2018 | 0 | 0 | 2018 | 0 | 0 | California eTRM (https://www.caetrm.com/) | Pre-Rinse Spray Valve - Marine ¦ PG&E ¦ Marine | Pre-Rinse Spray Valve - Marine | 0.0028506 | 1 | 0.25 | CBSA 2019 | -1252.5733 | 2012 | 0.6 | 0
COM-WATERHEAT-60.7 | Com ¦ Standard Pre-Rinse Spray Valve - Marine ¦ PG&E ¦ Marine | Com ¦ Standard Pre-Rinse Spray Valve - Marine | PG&E ¦ Marine | PG&E | All | Gas | Standard Pre-Rinse Spray Valve | Code | 0 | Conventional | WaterHeat | Com - Other | Com | ROB and NEW | 0 | 1000 sqft2 of floor space | Each | 5 | None | 0 | 0 | 164.4644 | California eTRM (https://www.caetrm.com/) | 46 | 2018 | 0 | 0 | 2018 | 0 | 0 | California eTRM (https://www.caetrm.com/) | Pre-Rinse Spray Valve - Marine ¦ PG&E ¦ Marine | Pre-Rinse Spray Valve - Marine | 0.016731 | 1 | 0.25 | CBSA 2019 | -411.0123 | 2012 | 0.6 | 0
COM-WATERHEAT-60.9 | Com ¦ Standard Pre-Rinse Spray Valve - Marine ¦ PG&E ¦ Marine | Com ¦ Standard Pre-Rinse Spray Valve - Marine | PG&E ¦ Marine | PG&E | All | Gas | Standard Pre-Rinse Spray Valve | Code | 0 | Conventional | WaterHeat | Com - Restaurant | Com | ROB and NEW | 0 | 1000 sqft2 of floor space | Each | 5 | None | 0 | 0 | 164.4644 | California eTRM (https://www.caetrm.com/) | 46 | 2018 | 0 | 0 | 2018 | 0 | 0 | California eTRM (https://www.caetrm.com/) | Pre-Rinse Spray Valve - Marine ¦ PG&E ¦ Marine | Pre-Rinse Spray Valve - Marine | 0.17788 | 1 | 0.25 | CBSA 2019 | -42.1315 | 2012 | 0.6 | 0
COM-WATERHEAT-60.11 | Com ¦ Standard Pre-Rinse Spray Valve - Marine ¦ PG&E ¦ Marine | Com ¦ Standard Pre-Rinse Spray Valve - Marine | PG&E ¦ Marine | PG&E | All | Gas | Standard Pre-Rinse Spray Valve | Code | 0 | Conventional | WaterHeat | Com - School | Com | ROB and NEW | 0 | 1000 sqft2 of floor space | Each | 5 | None | 0 | 0 | 164.4644 | California eTRM (https://www.caetrm.com/) | 46 | 2018 | 0 | 0 | 2018 | 0 | 0 | California eTRM (https://www.caetrm.com/) | Pre-Rinse Spray Valve - Marine ¦ PG&E ¦ Marine | Pre-Rinse Spray Valve - Marine | 0.0090111 | 1 | 0.25 | CBSA 2019 | -137.7223 | 2012 | 0.6 | 0
COM-WATERHEAT-60.13 | Com ¦ Standard Pre-Rinse Spray Valve - Hot-Dry ¦ PG&E ¦ Hot-Dry | Com ¦ Standard Pre-Rinse Spray Valve - Hot-Dry | PG&E ¦ Hot-Dry | PG&E | All | Gas | Standard Pre-Rinse Spray Valve | Code | 0 | Conventional | WaterHeat | Com - College | Com | ROB and NEW | 0 | 1000 sqft2 of floor space | Each | 5 | None | 0 | 0 | 153.4233 | California eTRM (https://www.caetrm.com/) | 46 | 2018 | 0 | 0 | 2018 | 0 | 0 | California eTRM (https://www.caetrm.com/) | Pre-Rinse Spray Valve - Hot-Dry ¦ PG&E ¦ Hot-Dry | Pre-Rinse Spray Valve - Hot-Dry | 0.001172 | 1 | 0.25 | CBSA 2019 | -88.5587 | 2012 | 0.6 | 0
COM-WATERHEAT-60.14 | Com ¦ Standard Pre-Rinse Spray Valve - Hot-Dry ¦ PG&E ¦ Hot-Dry | Com ¦ Standard Pre-Rinse Spray Valve - Hot-Dry | PG&E ¦ Hot-Dry | PG&E | All | Gas | Standard Pre-Rinse Spray Valve | Code | 0 | Conventional | WaterHeat | Com - Grocery | Com | ROB and NEW | 0 | 1000 sqft2 of floor space | Each | 5 | None | 0 | 0 | 153.4233 | California eTRM (https://www.caetrm.com/) | 46 | 2018 | 0 | 0 | 2018 | 0 | 0 | California eTRM (https://www.caetrm.com/) | Pre-Rinse Spray Valve - Hot-Dry ¦ PG&E ¦ Hot-Dry | Pre-Rinse Spray Valve - Hot-Dry | 0.026672 | 1 | 0.25 | CBSA 2019 | -322.6977 | 2012 | 0.6 | 0
COM-WATERHEAT-60.15 | Com ¦ Standard Pre-Rinse Spray Valve - Hot-Dry ¦ PG&E ¦ Hot-Dry | Com ¦ Standard Pre-Rinse Spray Valve - Hot-Dry | PG&E ¦ Hot-Dry | PG&E | All | Gas | Standard Pre-Rinse Spray Valve | Code | 0 | Conventional | WaterHeat | Com - Health | Com | ROB and NEW | 0 | 1000 sqft2 of floor space | Each | 5 | None | 0 | 0 | 153.4233 | California eTRM (https://www.caetrm.com/) | 46 | 2018 | 0 | 0 | 2018 | 0 | 0 | California eTRM (https://www.caetrm.com/) | Pre-Rinse Spray Valve - Hot-Dry ¦ PG&E ¦ Hot-Dry | Pre-Rinse Spray Valve - Hot-Dry | 0.003349 | 1 | 0.25 | CBSA 2019 | -362.2912 | 2012 | 0.6 | 0
COM-WATERHEAT-60.16 | Com ¦ Standard Pre-Rinse Spray Valve - Hot-Dry ¦ PG&E ¦ Hot-Dry | Com ¦ Standard Pre-Rinse Spray Valve - Hot-Dry | PG&E ¦ Hot-Dry | PG&E | All | Gas | Standard Pre-Rinse Spray Valve | Code | 0 | Conventional | WaterHeat | Com - Lodging | Com | ROB and NEW | 0 | 1000 sqft2 of floor space | Each | 5 | None | 0 | 0 | 153.4233 | California eTRM (https://www.caetrm.com/) | 46 | 2018 | 0 | 0 | 2018 | 0 | 0 | California eTRM (https://www.caetrm.com/) | Pre-Rinse Spray Valve - Hot-Dry ¦ PG&E ¦ Hot-Dry | Pre-Rinse Spray Valve - Hot-Dry | 0.0028506 | 1 | 0.25 | CBSA 2019 | -1168.4835 | 2012 | 0.6 | 0
COM-WATERHEAT-60.19 | Com ¦ Standard Pre-Rinse Spray Valve - Hot-Dry ¦ PG&E ¦ Hot-Dry | Com ¦ Standard Pre-Rinse Spray Valve - Hot-Dry | PG&E ¦ Hot-Dry | PG&E | All | Gas | Standard Pre-Rinse Spray Valve | Code | 0 | Conventional | WaterHeat | Com - Other | Com | ROB and NEW | 0 | 1000 sqft2 of floor space | Each | 5 | None | 0 | 0 | 153.4233 | California eTRM (https://www.caetrm.com/) | 46 | 2018 | 0 | 0 | 2018 | 0 | 0 | California eTRM (https://www.caetrm.com/) | Pre-Rinse Spray Valve - Hot-Dry ¦ PG&E ¦ Hot-Dry | Pre-Rinse Spray Valve - Hot-Dry | 0.016731 | 1 | 0.25 | CBSA 2019 | -383.4195 | 2012 | 0.6 | 0
COM-WATERHEAT-60.21 | Com ¦ Standard Pre-Rinse Spray Valve - Hot-Dry ¦ PG&E ¦ Hot-Dry | Com ¦ Standard Pre-Rinse Spray Valve - Hot-Dry | PG&E ¦ Hot-Dry | PG&E | All | Gas | Standard Pre-Rinse Spray Valve | Code | 0 | Conventional | WaterHeat | Com - Restaurant | Com | ROB and NEW | 0 | 1000 sqft2 of floor space | Each | 5 | None | 0 | 0 | 153.4233 | California eTRM (https://www.caetrm.com/) | 46 | 2018 | 0 | 0 | 2018 | 0 | 0 | California eTRM (https://www.caetrm.com/) | Pre-Rinse Spray Valve - Hot-Dry ¦ PG&E ¦ Hot-Dry | Pre-Rinse Spray Valve - Hot-Dry | 0.17788 | 1 | 0.25 | CBSA 2019 | -39.3031 | 2012 | 0.6 | 0
COM-WATERHEAT-60.23 | Com ¦ Standard Pre-Rinse Spray Valve - Hot-Dry ¦ PG&E ¦ Hot-Dry | Com ¦ Standard Pre-Rinse Spray Valve - Hot-Dry | PG&E ¦ Hot-Dry | PG&E | All | Gas | Standard Pre-Rinse Spray Valve | Code | 0 | Conventional | WaterHeat | Com - School | Com | ROB and NEW | 0 | 1000 sqft2 of floor space | Each | 5 | None | 0 | 0 | 153.4233 | California eTRM (https://www.caetrm.com/) | 46 | 2018 | 0 | 0 | 2018 | 0 | 0 | California eTRM (https://www.caetrm.com/) | Pre-Rinse Spray Valve - Hot-Dry ¦ PG&E ¦ Hot-Dry | Pre-Rinse Spray Valve - Hot-Dry | 0.0090111 | 1 | 0.25 | CBSA 2019 | -128.4765 | 2012 | 0.6 | 0
COM-WATERHEAT-60.25 | Com ¦ Standard Pre-Rinse Spray Valve - Cold ¦ PG&E ¦ Cold | Com ¦ Standard Pre-Rinse Spray Valve - Cold | PG&E ¦ Cold | PG&E | All | Gas | Standard Pre-Rinse Spray Valve | Code | 0 | Conventional | WaterHeat | Com - College | Com | ROB and NEW | 0 | 1000 sqft2 of floor space | Each | 5 | None | 0 | 0 | 179.7433 | California eTRM (https://www.caetrm.com/) | 46 | 2018 | 0 | 0 | 2018 | 0 | 0 | California eTRM (https://www.caetrm.com/) | Pre-Rinse Spray Valve - Cold ¦ PG&E ¦ Cold | Pre-Rinse Spray Valve - Cold | 0.001172 | 1 | 0.25 | CBSA 2019 | -103.751 | 2012 | 0.6 | 0
COM-WATERHEAT-60.26 | Com ¦ Standard Pre-Rinse Spray Valve - Cold ¦ PG&E ¦ Cold | Com ¦ Standard Pre-Rinse Spray Valve - Cold | PG&E ¦ Cold | PG&E | All | Gas | Standard Pre-Rinse Spray Valve | Code | 0 | Conventional | WaterHeat | Com - Grocery | Com | ROB and NEW | 0 | 1000 sqft2 of floor space | Each | 5 | None | 0 | 0 | 179.7433 | California eTRM (https://www.caetrm.com/) | 46 | 2018 | 0 | 0 | 2018 | 0 | 0 | California eTRM (https://www.caetrm.com/) | Pre-Rinse Spray Valve - Cold ¦ PG&E ¦ Cold | Pre-Rinse Spray Valve - Cold | 0.026672 | 1 | 0.25 | CBSA 2019 | -378.057 | 2012 | 0.6 | 0
COM-WATERHEAT-60.27 | Com ¦ Standard Pre-Rinse Spray Valve - Cold ¦ PG&E ¦ Cold | Com ¦ Standard Pre-Rinse Spray Valve - Cold | PG&E ¦ Cold | PG&E | All | Gas | Standard Pre-Rinse Spray Valve | Code | 0 | Conventional | WaterHeat | Com - Health | Com | ROB and NEW | 0 | 1000 sqft2 of floor space | Each | 5 | None | 0 | 0 | 179.7433 | California eTRM (https://www.caetrm.com/) | 46 | 2018 | 0 | 0 | 2018 | 0 | 0 | California eTRM (https://www.caetrm.com/) | Pre-Rinse Spray Valve - Cold ¦ PG&E ¦ Cold | Pre-Rinse Spray Valve - Cold | 0.003349 | 1 | 0.25 | CBSA 2019 | -424.4428 | 2012 | 0.6 | 0
COM-WATERHEAT-60.28 | Com ¦ Standard Pre-Rinse Spray Valve - Cold ¦ PG&E ¦ Cold | Com ¦ Standard Pre-Rinse Spray Valve - Cold | PG&E ¦ Cold | PG&E | All | Gas | Standard Pre-Rinse Spray Valve | Code | 0 | Conventional | WaterHeat | Com - Lodging | Com | ROB and NEW | 0 | 1000 sqft2 of floor space | Each | 5 | None | 0 | 0 | 179.7433 | California eTRM (https://www.caetrm.com/) | 46 | 2018 | 0 | 0 | 2018 | 0 | 0 | California eTRM (https://www.caetrm.com/) | Pre-Rinse Spray Valve - Cold ¦ PG&E ¦ Cold | Pre-Rinse Spray Valve - Cold | 0.0028506 | 1 | 0.25 | CBSA 2019 | -1368.9386 | 2012 | 0.6 | 0
COM-WATERHEAT-60.31 | Com ¦ Standard Pre-Rinse Spray Valve - Cold ¦ PG&E ¦ Cold | Com ¦ Standard Pre-Rinse Spray Valve - Cold | PG&E ¦ Cold | PG&E | All | Gas | Standard Pre-Rinse Spray Valve | Code | 0 | Conventional | WaterHeat | Com - Other | Com | ROB and NEW | 0 | 1000 sqft2 of floor space | Each | 5 | None | 0 | 0 | 179.7433 | California eTRM (https://www.caetrm.com/) | 46 | 2018 | 0 | 0 | 2018 | 0 | 0 | California eTRM (https://www.caetrm.com/) | Pre-Rinse Spray Valve - Cold ¦ PG&E ¦ Cold | Pre-Rinse Spray Valve - Cold | 0.016731 | 1 | 0.25 | CBSA 2019 | -449.1957 | 2012 | 0.6 | 0
COM-WATERHEAT-60.33 | Com ¦ Standard Pre-Rinse Spray Valve - Cold ¦ PG&E ¦ Cold | Com ¦ Standard Pre-Rinse Spray Valve - Cold | PG&E ¦ Cold | PG&E | All | Gas | Standard Pre-Rinse Spray Valve | Code | 0 | Conventional | WaterHeat | Com - Restaurant | Com | ROB and NEW | 0 | 1000 sqft2 of floor space | Each | 5 | None | 0 | 0 | 179.7433 | California eTRM (https://www.caetrm.com/) | 46 | 2018 | 0 | 0 | 2018 | 0 | 0 | California eTRM (https://www.caetrm.com/) | Pre-Rinse Spray Valve - Cold ¦ PG&E ¦ Cold | Pre-Rinse Spray Valve - Cold | 0.17788 | 1 | 0.25 | CBSA 2019 | -46.0456 | 2012 | 0.6 | 0
COM-WATERHEAT-60.35 | Com ¦ Standard Pre-Rinse Spray Valve - Cold ¦ PG&E ¦ Cold | Com ¦ Standard Pre-Rinse Spray Valve - Cold | PG&E ¦ Cold | PG&E | All | Gas | Standard Pre-Rinse Spray Valve | Code | 0 | Conventional | WaterHeat | Com - School | Com | ROB and NEW | 0 | 1000 sqft2 of floor space | Each | 5 | None | 0 | 0 | 179.7433 | California eTRM (https://www.caetrm.com/) | 46 | 2018 | 0 | 0 | 2018 | 0 | 0 | California eTRM (https://www.caetrm.com/) | Pre-Rinse Spray Valve - Cold ¦ PG&E ¦ Cold | Pre-Rinse Spray Valve - Cold | 0.0090111 | 1 | 0.25 | CBSA 2019 | -150.5168 | 2012 | 0.6 | 0
COM-WATERHEAT-60.37 | Com ¦ Standard Pre-Rinse Spray Valve - Marine ¦ SCG ¦ Marine | Com ¦ Standard Pre-Rinse Spray Valve - Marine | SCG ¦ Marine | SCG | All | Gas | Standard Pre-Rinse Spray Valve | Code | 0 | Conventional | WaterHeat | Com - College | Com | ROB and NEW | 0 | 1000 sqft2 of floor space | Each | 5 | None | 0 | 0 | 150.9152 | California eTRM (https://www.caetrm.com/) | 46 | 2018 | 0 | 0 | 2018 | 0 | 0 | California eTRM (https://www.caetrm.com/) | Pre-Rinse Spray Valve - Marine ¦ SCG ¦ Marine | Pre-Rinse Spray Valve - Marine | 0.001172 | 1 | 0.25 | CBSA 2019 | -87.1109 | 2012 | 0.6 | 0
COM-WATERHEAT-60.38 | Com ¦ Standard Pre-Rinse Spray Valve - Marine ¦ SCG ¦ Marine | Com ¦ Standard Pre-Rinse Spray Valve - Marine | SCG ¦ Marine | SCG | All | Gas | Standard Pre-Rinse Spray Valve | Code | 0 | Conventional | WaterHeat | Com - Grocery | Com | ROB and NEW | 0 | 1000 sqft2 of floor space | Each | 5 | None | 0 | 0 | 150.9152 | California eTRM (https://www.caetrm.com/) | 46 | 2018 | 0 | 0 | 2018 | 0 | 0 | California eTRM (https://www.caetrm.com/) | Pre-Rinse Spray Valve - Marine ¦ SCG ¦ Marine | Pre-Rinse Spray Valve - Marine | 0.026672 | 1 | 0.25 | CBSA 2019 | -317.4224 | 2012 | 0.6 | 0
COM-WATERHEAT-60.39 | Com ¦ Standard Pre-Rinse Spray Valve - Marine ¦ SCG ¦ Marine | Com ¦ Standard Pre-Rinse Spray Valve - Marine | SCG ¦ Marine | SCG | All | Gas | Standard Pre-Rinse Spray Valve | Code | 0 | Conventional | WaterHeat | Com - Health | Com | ROB and NEW | 0 | 1000 sqft2 of floor space | Each | 5 | None | 0 | 0 | 150.9152 | California eTRM (https://www.caetrm.com/) | 46 | 2018 | 0 | 0 | 2018 | 0 | 0 | California eTRM (https://www.caetrm.com/) | Pre-Rinse Spray Valve - Marine ¦ SCG ¦ Marine | Pre-Rinse Spray Valve - Marine | 0.003349 | 1 | 0.25 | CBSA 2019 | -356.3686 | 2012 | 0.6 | 0
COM-WATERHEAT-60.40 | Com ¦ Standard Pre-Rinse Spray Valve - Marine ¦ SCG ¦ Marine | Com ¦ Standard Pre-Rinse Spray Valve - Marine | SCG ¦ Marine | SCG | All | Gas | Standard Pre-Rinse Spray Valve | Code | 0 | Conventional | WaterHeat | Com - Lodging | Com | ROB and NEW | 0 | 1000 sqft2 of floor space | Each | 5 | None | 0 | 0 | 150.9152 | California eTRM (https://www.caetrm.com/) | 46 | 2018 | 0 | 0 | 2018 | 0 | 0 | California eTRM (https://www.caetrm.com/) | Pre-Rinse Spray Valve - Marine ¦ SCG ¦ Marine | Pre-Rinse Spray Valve - Marine | 0.0028506 | 1 | 0.25 | CBSA 2019 | -1149.3816 | 2012 | 0.6 | 0
COM-WATERHEAT-60.43 | Com ¦ Standard Pre-Rinse Spray Valve - Marine ¦ SCG ¦ Marine | Com ¦ Standard Pre-Rinse Spray Valve - Marine | SCG ¦ Marine | SCG | All | Gas | Standard Pre-Rinse Spray Valve | Code | 0 | Conventional | WaterHeat | Com - Other | Com | ROB and NEW | 0 | 1000 sqft2 of floor space | Each | 5 | None | 0 | 0 | 150.9152 | California eTRM (https://www.caetrm.com/) | 46 | 2018 | 0 | 0 | 2018 | 0 | 0 | California eTRM (https://www.caetrm.com/) | Pre-Rinse Spray Valve - Marine ¦ SCG ¦ Marine | Pre-Rinse Spray Valve - Marine | 0.016731 | 1 | 0.25 | CBSA 2019 | -377.1515 | 2012 | 0.6 | 0
COM-WATERHEAT-60.45 | Com ¦ Standard Pre-Rinse Spray Valve - Marine ¦ SCG ¦ Marine | Com ¦ Standard Pre-Rinse Spray Valve - Marine | SCG ¦ Marine | SCG | All | Gas | Standard Pre-Rinse Spray Valve | Code | 0 | Conventional | WaterHeat | Com - Restaurant | Com | ROB and NEW | 0 | 1000 sqft2 of floor space | Each | 5 | None | 0 | 0 | 150.9152 | California eTRM (https://www.caetrm.com/) | 46 | 2018 | 0 | 0 | 2018 | 0 | 0 | California eTRM (https://www.caetrm.com/) | Pre-Rinse Spray Valve - Marine ¦ SCG ¦ Marine | Pre-Rinse Spray Valve - Marine | 0.17788 | 1 | 0.25 | CBSA 2019 | -38.6606 | 2012 | 0.6 | 0
COM-WATERHEAT-60.47 | Com ¦ Standard Pre-Rinse Spray Valve - Marine ¦ SCG ¦ Marine | Com ¦ Standard Pre-Rinse Spray Valve - Marine | SCG ¦ Marine | SCG | All | Gas | Standard Pre-Rinse Spray Valve | Code | 0 | Conventional | WaterHeat | Com - School | Com | ROB and NEW | 0 | 1000 sqft2 of floor space | Each | 5 | None | 0 | 0 | 150.9152 | California eTRM (https://www.caetrm.com/) | 46 | 2018 | 0 | 0 | 2018 | 0 | 0 | California eTRM (https://www.caetrm.com/) | Pre-Rinse Spray Valve - Marine ¦ SCG ¦ Marine | Pre-Rinse Spray Valve - Marine | 0.0090111 | 1 | 0.25 | CBSA 2019 | -126.3762 | 2012 | 0.6 | 0
COM-WATERHEAT-60.49 | Com ¦ Standard Pre-Rinse Spray Valve - Hot-Dry ¦ SCG ¦ Hot-Dry | Com ¦ Standard Pre-Rinse Spray Valve - Hot-Dry | SCG ¦ Hot-Dry | SCG | All | Gas | Standard Pre-Rinse Spray Valve | Code | 0 | Conventional | WaterHeat | Com - College | Com | ROB and NEW | 0 | 1000 sqft2 of floor space | Each | 5 | None | 0 | 0 | 144.9478 | California eTRM (https://www.caetrm.com/) | 46 | 2018 | 0 | 0 | 2018 | 0 | 0 | California eTRM (https://www.caetrm.com/) | Pre-Rinse Spray Valve - Hot-Dry ¦ SCG ¦ Hot-Dry | Pre-Rinse Spray Valve - Hot-Dry | 0.001172 | 1 | 0.25 | CBSA 2019 | -83.6664 | 2012 | 0.6 | 0
COM-WATERHEAT-60.50 | Com ¦ Standard Pre-Rinse Spray Valve - Hot-Dry ¦ SCG ¦ Hot-Dry | Com ¦ Standard Pre-Rinse Spray Valve - Hot-Dry | SCG ¦ Hot-Dry | SCG | All | Gas | Standard Pre-Rinse Spray Valve | Code | 0 | Conventional | WaterHeat | Com - Grocery | Com | ROB and NEW | 0 | 1000 sqft2 of floor space | Each | 5 | None | 0 | 0 | 144.9478 | California eTRM (https://www.caetrm.com/) | 46 | 2018 | 0 | 0 | 2018 | 0 | 0 | California eTRM (https://www.caetrm.com/) | Pre-Rinse Spray Valve - Hot-Dry ¦ SCG ¦ Hot-Dry | Pre-Rinse Spray Valve - Hot-Dry | 0.026672 | 1 | 0.25 | CBSA 2019 | -304.871 | 2012 | 0.6 | 0
COM-WATERHEAT-60.51 | Com ¦ Standard Pre-Rinse Spray Valve - Hot-Dry ¦ SCG ¦ Hot-Dry | Com ¦ Standard Pre-Rinse Spray Valve - Hot-Dry | SCG ¦ Hot-Dry | SCG | All | Gas | Standard Pre-Rinse Spray Valve | Code | 0 | Conventional | WaterHeat | Com - Health | Com | ROB and NEW | 0 | 1000 sqft2 of floor space | Each | 5 | None | 0 | 0 | 144.9478 | California eTRM (https://www.caetrm.com/) | 46 | 2018 | 0 | 0 | 2018 | 0 | 0 | California eTRM (https://www.caetrm.com/) | Pre-Rinse Spray Valve - Hot-Dry ¦ SCG ¦ Hot-Dry | Pre-Rinse Spray Valve - Hot-Dry | 0.003349 | 1 | 0.25 | CBSA 2019 | -342.2773 | 2012 | 0.6 | 0
COM-WATERHEAT-60.52 | Com ¦ Standard Pre-Rinse Spray Valve - Hot-Dry ¦ SCG ¦ Hot-Dry | Com ¦ Standard Pre-Rinse Spray Valve - Hot-Dry | SCG ¦ Hot-Dry | SCG | All | Gas | Standard Pre-Rinse Spray Valve | Code | 0 | Conventional | WaterHeat | Com - Lodging | Com | ROB and NEW | 0 | 1000 sqft2 of floor space | Each | 5 | None | 0 | 0 | 144.9478 | California eTRM (https://www.caetrm.com/) | 46 | 2018 | 0 | 0 | 2018 | 0 | 0 | California eTRM (https://www.caetrm.com/) | Pre-Rinse Spray Valve - Hot-Dry ¦ SCG ¦ Hot-Dry | Pre-Rinse Spray Valve - Hot-Dry | 0.0028506 | 1 | 0.25 | CBSA 2019 | -1103.9334 | 2012 | 0.6 | 0
COM-WATERHEAT-60.55 | Com ¦ Standard Pre-Rinse Spray Valve - Hot-Dry ¦ SCG ¦ Hot-Dry | Com ¦ Standard Pre-Rinse Spray Valve - Hot-Dry | SCG ¦ Hot-Dry | SCG | All | Gas | Standard Pre-Rinse Spray Valve | Code | 0 | Conventional | WaterHeat | Com - Other | Com | ROB and NEW | 0 | 1000 sqft2 of floor space | Each | 5 | None | 0 | 0 | 144.9478 | California eTRM (https://www.caetrm.com/) | 46 | 2018 | 0 | 0 | 2018 | 0 | 0 | California eTRM (https://www.caetrm.com/) | Pre-Rinse Spray Valve - Hot-Dry ¦ SCG ¦ Hot-Dry | Pre-Rinse Spray Valve - Hot-Dry | 0.016731 | 1 | 0.25 | CBSA 2019 | -362.2384 | 2012 | 0.6 | 0
COM-WATERHEAT-60.57 | Com ¦ Standard Pre-Rinse Spray Valve - Hot-Dry ¦ SCG ¦ Hot-Dry | Com ¦ Standard Pre-Rinse Spray Valve - Hot-Dry | SCG ¦ Hot-Dry | SCG | All | Gas | Standard Pre-Rinse Spray Valve | Code | 0 | Conventional | WaterHeat | Com - Restaurant | Com | ROB and NEW | 0 | 1000 sqft2 of floor space | Each | 5 | None | 0 | 0 | 144.9478 | California eTRM (https://www.caetrm.com/) | 46 | 2018 | 0 | 0 | 2018 | 0 | 0 | California eTRM (https://www.caetrm.com/) | Pre-Rinse Spray Valve - Hot-Dry ¦ SCG ¦ Hot-Dry | Pre-Rinse Spray Valve - Hot-Dry | 0.17788 | 1 | 0.25 | CBSA 2019 | -37.1319 | 2012 | 0.6 | 0
COM-WATERHEAT-60.59 | Com ¦ Standard Pre-Rinse Spray Valve - Hot-Dry ¦ SCG ¦ Hot-Dry | Com ¦ Standard Pre-Rinse Spray Valve - Hot-Dry | SCG ¦ Hot-Dry | SCG | All | Gas | Standard Pre-Rinse Spray Valve | Code | 0 | Conventional | WaterHeat | Com - School | Com | ROB and NEW | 0 | 1000 sqft2 of floor space | Each | 5 | None | 0 | 0 | 144.9478 | California eTRM (https://www.caetrm.com/) | 46 | 2018 | 0 | 0 | 2018 | 0 | 0 | California eTRM (https://www.caetrm.com/) | Pre-Rinse Spray Valve - Hot-Dry ¦ SCG ¦ Hot-Dry | Pre-Rinse Spray Valve - Hot-Dry | 0.0090111 | 1 | 0.25 | CBSA 2019 | -121.3791 | 2012 | 0.6 | 0
COM-WATERHEAT-60.61 | Com ¦ Standard Pre-Rinse Spray Valve - Cold ¦ SCG ¦ Cold | Com ¦ Standard Pre-Rinse Spray Valve - Cold | SCG ¦ Cold | SCG | All | Gas | Standard Pre-Rinse Spray Valve | Code | 0 | Conventional | WaterHeat | Com - College | Com | ROB and NEW | 0 | 1000 sqft2 of floor space | Each | 5 | None | 0 | 0 | 179.7433 | California eTRM (https://www.caetrm.com/) | 46 | 2018 | 0 | 0 | 2018 | 0 | 0 | California eTRM (https://www.caetrm.com/) | Pre-Rinse Spray Valve - Cold ¦ SCG ¦ Cold | Pre-Rinse Spray Valve - Cold | 0.001172 | 1 | 0.25 | CBSA 2019 | -103.751 | 2012 | 0.6 | 0
COM-WATERHEAT-60.62 | Com ¦ Standard Pre-Rinse Spray Valve - Cold ¦ SCG ¦ Cold | Com ¦ Standard Pre-Rinse Spray Valve - Cold | SCG ¦ Cold | SCG | All | Gas | Standard Pre-Rinse Spray Valve | Code | 0 | Conventional | WaterHeat | Com - Grocery | Com | ROB and NEW | 0 | 1000 sqft2 of floor space | Each | 5 | None | 0 | 0 | 179.7433 | California eTRM (https://www.caetrm.com/) | 46 | 2018 | 0 | 0 | 2018 | 0 | 0 | California eTRM (https://www.caetrm.com/) | Pre-Rinse Spray Valve - Cold ¦ SCG ¦ Cold | Pre-Rinse Spray Valve - Cold | 0.026672 | 1 | 0.25 | CBSA 2019 | -378.057 | 2012 | 0.6 | 0
COM-WATERHEAT-60.63 | Com ¦ Standard Pre-Rinse Spray Valve - Cold ¦ SCG ¦ Cold | Com ¦ Standard Pre-Rinse Spray Valve - Cold | SCG ¦ Cold | SCG | All | Gas | Standard Pre-Rinse Spray Valve | Code | 0 | Conventional | WaterHeat | Com - Health | Com | ROB and NEW | 0 | 1000 sqft2 of floor space | Each | 5 | None | 0 | 0 | 179.7433 | California eTRM (https://www.caetrm.com/) | 46 | 2018 | 0 | 0 | 2018 | 0 | 0 | California eTRM (https://www.caetrm.com/) | Pre-Rinse Spray Valve - Cold ¦ SCG ¦ Cold | Pre-Rinse Spray Valve - Cold | 0.003349 | 1 | 0.25 | CBSA 2019 | -424.4428 | 2012 | 0.6 | 0
COM-WATERHEAT-60.64 | Com ¦ Standard Pre-Rinse Spray Valve - Cold ¦ SCG ¦ Cold | Com ¦ Standard Pre-Rinse Spray Valve - Cold | SCG ¦ Cold | SCG | All | Gas | Standard Pre-Rinse Spray Valve | Code | 0 | Conventional | WaterHeat | Com - Lodging | Com | ROB and NEW | 0 | 1000 sqft2 of floor space | Each | 5 | None | 0 | 0 | 179.7433 | California eTRM (https://www.caetrm.com/) | 46 | 2018 | 0 | 0 | 2018 | 0 | 0 | California eTRM (https://www.caetrm.com/) | Pre-Rinse Spray Valve - Cold ¦ SCG ¦ Cold | Pre-Rinse Spray Valve - Cold | 0.0028506 | 1 | 0.25 | CBSA 2019 | -1368.9386 | 2012 | 0.6 | 0
COM-WATERHEAT-60.67 | Com ¦ Standard Pre-Rinse Spray Valve - Cold ¦ SCG ¦ Cold | Com ¦ Standard Pre-Rinse Spray Valve - Cold | SCG ¦ Cold | SCG | All | Gas | Standard Pre-Rinse Spray Valve | Code | 0 | Conventional | WaterHeat | Com - Other | Com | ROB and NEW | 0 | 1000 sqft2 of floor space | Each | 5 | None | 0 | 0 | 179.7433 | California eTRM (https://www.caetrm.com/) | 46 | 2018 | 0 | 0 | 2018 | 0 | 0 | California eTRM (https://www.caetrm.com/) | Pre-Rinse Spray Valve - Cold ¦ SCG ¦ Cold | Pre-Rinse Spray Valve - Cold | 0.016731 | 1 | 0.25 | CBSA 2019 | -449.1957 | 2012 | 0.6 | 0
COM-WATERHEAT-60.69 | Com ¦ Standard Pre-Rinse Spray Valve - Cold ¦ SCG ¦ Cold | Com ¦ Standard Pre-Rinse Spray Valve - Cold | SCG ¦ Cold | SCG | All | Gas | Standard Pre-Rinse Spray Valve | Code | 0 | Conventional | WaterHeat | Com - Restaurant | Com | ROB and NEW | 0 | 1000 sqft2 of floor space | Each | 5 | None | 0 | 0 | 179.7433 | California eTRM (https://www.caetrm.com/) | 46 | 2018 | 0 | 0 | 2018 | 0 | 0 | California eTRM (https://www.caetrm.com/) | Pre-Rinse Spray Valve - Cold ¦ SCG ¦ Cold | Pre-Rinse Spray Valve - Cold | 0.17788 | 1 | 0.25 | CBSA 2019 | -46.0456 | 2012 | 0.6 | 0
COM-WATERHEAT-60.71 | Com ¦ Standard Pre-Rinse Spray Valve - Cold ¦ SCG ¦ Cold | Com ¦ Standard Pre-Rinse Spray Valve - Cold | SCG ¦ Cold | SCG | All | Gas | Standard Pre-Rinse Spray Valve | Code | 0 | Conventional | WaterHeat | Com - School | Com | ROB and NEW | 0 | 1000 sqft2 of floor space | Each | 5 | None | 0 | 0 | 179.7433 | California eTRM (https://www.caetrm.com/) | 46 | 2018 | 0 | 0 | 2018 | 0 | 0 | California eTRM (https://www.caetrm.com/) | Pre-Rinse Spray Valve - Cold ¦ SCG ¦ Cold | Pre-Rinse Spray Valve - Cold | 0.0090111 | 1 | 0.25 | CBSA 2019 | -150.5168 | 2012 | 0.6 | 0
COM-WATERHEAT-60.73 | Com ¦ Standard Pre-Rinse Spray Valve - Marine ¦ SDG&E ¦ Marine | Com ¦ Standard Pre-Rinse Spray Valve - Marine | SDG&E ¦ Marine | SDG&E | All | Gas | Standard Pre-Rinse Spray Valve | Code | 0 | Conventional | WaterHeat | Com - College | Com | ROB and NEW | 0 | 1000 sqft2 of floor space | Each | 5 | None | 0 | 0 | 150.9152 | California eTRM (https://www.caetrm.com/) | 46 | 2018 | 0 | 0 | 2018 | 0 | 0 | California eTRM (https://www.caetrm.com/) | Pre-Rinse Spray Valve - Marine ¦ SDG&E ¦ Marine | Pre-Rinse Spray Valve - Marine | 0.001172 | 1 | 0.25 | CBSA 2019 | -87.1109 | 2012 | 0.6 | 0
COM-WATERHEAT-60.74 | Com ¦ Standard Pre-Rinse Spray Valve - Marine ¦ SDG&E ¦ Marine | Com ¦ Standard Pre-Rinse Spray Valve - Marine | SDG&E ¦ Marine | SDG&E | All | Gas | Standard Pre-Rinse Spray Valve | Code | 0 | Conventional | WaterHeat | Com - Grocery | Com | ROB and NEW | 0 | 1000 sqft2 of floor space | Each | 5 | None | 0 | 0 | 150.9152 | California eTRM (https://www.caetrm.com/) | 46 | 2018 | 0 | 0 | 2018 | 0 | 0 | California eTRM (https://www.caetrm.com/) | Pre-Rinse Spray Valve - Marine ¦ SDG&E ¦ Marine | Pre-Rinse Spray Valve - Marine | 0.026672 | 1 | 0.25 | CBSA 2019 | -317.4224 | 2012 | 0.6 | 0
COM-WATERHEAT-60.75 | Com ¦ Standard Pre-Rinse Spray Valve - Marine ¦ SDG&E ¦ Marine | Com ¦ Standard Pre-Rinse Spray Valve - Marine | SDG&E ¦ Marine | SDG&E | All | Gas | Standard Pre-Rinse Spray Valve | Code | 0 | Conventional | WaterHeat | Com - Health | Com | ROB and NEW | 0 | 1000 sqft2 of floor space | Each | 5 | None | 0 | 0 | 150.9152 | California eTRM (https://www.caetrm.com/) | 46 | 2018 | 0 | 0 | 2018 | 0 | 0 | California eTRM (https://www.caetrm.com/) | Pre-Rinse Spray Valve - Marine ¦ SDG&E ¦ Marine | Pre-Rinse Spray Valve - Marine | 0.003349 | 1 | 0.25 | CBSA 2019 | -356.3686 | 2012 | 0.6 | 0
COM-WATERHEAT-60.76 | Com ¦ Standard Pre-Rinse Spray Valve - Marine ¦ SDG&E ¦ Marine | Com ¦ Standard Pre-Rinse Spray Valve - Marine | SDG&E ¦ Marine | SDG&E | All | Gas | Standard Pre-Rinse Spray Valve | Code | 0 | Conventional | WaterHeat | Com - Lodging | Com | ROB and NEW | 0 | 1000 sqft2 of floor space | Each | 5 | None | 0 | 0 | 150.9152 | California eTRM (https://www.caetrm.com/) | 46 | 2018 | 0 | 0 | 2018 | 0 | 0 | California eTRM (https://www.caetrm.com/) | Pre-Rinse Spray Valve - Marine ¦ SDG&E ¦ Marine | Pre-Rinse Spray Valve - Marine | 0.0028506 | 1 | 0.25 | CBSA 2019 | -1149.3816 | 2012 | 0.6 | 0
COM-WATERHEAT-60.79 | Com ¦ Standard Pre-Rinse Spray Valve - Marine ¦ SDG&E ¦ Marine | Com ¦ Standard Pre-Rinse Spray Valve - Marine | SDG&E ¦ Marine | SDG&E | All | Gas | Standard Pre-Rinse Spray Valve | Code | 0 | Conventional | WaterHeat | Com - Other | Com | ROB and NEW | 0 | 1000 sqft2 of floor space | Each | 5 | None | 0 | 0 | 150.9152 | California eTRM (https://www.caetrm.com/) | 46 | 2018 | 0 | 0 | 2018 | 0 | 0 | California eTRM (https://www.caetrm.com/) | Pre-Rinse Spray Valve - Marine ¦ SDG&E ¦ Marine | Pre-Rinse Spray Valve - Marine | 0.016731 | 1 | 0.25 | CBSA 2019 | -377.1515 | 2012 | 0.6 | 0
COM-WATERHEAT-60.81 | Com ¦ Standard Pre-Rinse Spray Valve - Marine ¦ SDG&E ¦ Marine | Com ¦ Standard Pre-Rinse Spray Valve - Marine | SDG&E ¦ Marine | SDG&E | All | Gas | Standard Pre-Rinse Spray Valve | Code | 0 | Conventional | WaterHeat | Com - Restaurant | Com | ROB and NEW | 0 | 1000 sqft2 of floor space | Each | 5 | None | 0 | 0 | 150.9152 | California eTRM (https://www.caetrm.com/) | 46 | 2018 | 0 | 0 | 2018 | 0 | 0 | California eTRM (https://www.caetrm.com/) | Pre-Rinse Spray Valve - Marine ¦ SDG&E ¦ Marine | Pre-Rinse Spray Valve - Marine | 0.17788 | 1 | 0.25 | CBSA 2019 | -38.6606 | 2012 | 0.6 | 0
COM-WATERHEAT-60.83 | Com ¦ Standard Pre-Rinse Spray Valve - Marine ¦ SDG&E ¦ Marine | Com ¦ Standard Pre-Rinse Spray Valve - Marine | SDG&E ¦ Marine | SDG&E | All | Gas | Standard Pre-Rinse Spray Valve | Code | 0 | Conventional | WaterHeat | Com - School | Com | ROB and NEW | 0 | 1000 sqft2 of floor space | Each | 5 | None | 0 | 0 | 150.9152 | California eTRM (https://www.caetrm.com/) | 46 | 2018 | 0 | 0 | 2018 | 0 | 0 | California eTRM (https://www.caetrm.com/) | Pre-Rinse Spray Valve - Marine ¦ SDG&E ¦ Marine | Pre-Rinse Spray Valve - Marine | 0.0090111 | 1 | 0.25 | CBSA 2019 | -126.3762 | 2012 | 0.6 | 0
COM-WATERHEAT-60.85 | Com ¦ Standard Pre-Rinse Spray Valve - Hot-Dry ¦ SDG&E ¦ Hot-Dry | Com ¦ Standard Pre-Rinse Spray Valve - Hot-Dry | SDG&E ¦ Hot-Dry | SDG&E | All | Gas | Standard Pre-Rinse Spray Valve | Code | 0 | Conventional | WaterHeat | Com - College | Com | ROB and NEW | 0 | 1000 sqft2 of floor space | Each | 5 | None | 0 | 0 | 148.609 | California eTRM (https://www.caetrm.com/) | 46 | 2018 | 0 | 0 | 2018 | 0 | 0 | California eTRM (https://www.caetrm.com/) | Pre-Rinse Spray Valve - Hot-Dry ¦ SDG&E ¦ Hot-Dry | Pre-Rinse Spray Valve - Hot-Dry | 0.001172 | 1 | 0.25 | CBSA 2019 | -85.7798 | 2012 | 0.6 | 0
COM-WATERHEAT-60.86 | Com ¦ Standard Pre-Rinse Spray Valve - Hot-Dry ¦ SDG&E ¦ Hot-Dry | Com ¦ Standard Pre-Rinse Spray Valve - Hot-Dry | SDG&E ¦ Hot-Dry | SDG&E | All | Gas | Standard Pre-Rinse Spray Valve | Code | 0 | Conventional | WaterHeat | Com - Grocery | Com | ROB and NEW | 0 | 1000 sqft2 of floor space | Each | 5 | None | 0 | 0 | 148.609 | California eTRM (https://www.caetrm.com/) | 46 | 2018 | 0 | 0 | 2018 | 0 | 0 | California eTRM (https://www.caetrm.com/) | Pre-Rinse Spray Valve - Hot-Dry ¦ SDG&E ¦ Hot-Dry | Pre-Rinse Spray Valve - Hot-Dry | 0.026672 | 1 | 0.25 | CBSA 2019 | -312.5717 | 2012 | 0.6 | 0
COM-WATERHEAT-60.87 | Com ¦ Standard Pre-Rinse Spray Valve - Hot-Dry ¦ SDG&E ¦ Hot-Dry | Com ¦ Standard Pre-Rinse Spray Valve - Hot-Dry | SDG&E ¦ Hot-Dry | SDG&E | All | Gas | Standard Pre-Rinse Spray Valve | Code | 0 | Conventional | WaterHeat | Com - Health | Com | ROB and NEW | 0 | 1000 sqft2 of floor space | Each | 5 | None | 0 | 0 | 148.609 | California eTRM (https://www.caetrm.com/) | 46 | 2018 | 0 | 0 | 2018 | 0 | 0 | California eTRM (https://www.caetrm.com/) | Pre-Rinse Spray Valve - Hot-Dry ¦ SDG&E ¦ Hot-Dry | Pre-Rinse Spray Valve - Hot-Dry | 0.003349 | 1 | 0.25 | CBSA 2019 | -350.9228 | 2012 | 0.6 | 0
COM-WATERHEAT-60.88 | Com ¦ Standard Pre-Rinse Spray Valve - Hot-Dry ¦ SDG&E ¦ Hot-Dry | Com ¦ Standard Pre-Rinse Spray Valve - Hot-Dry | SDG&E ¦ Hot-Dry | SDG&E | All | Gas | Standard Pre-Rinse Spray Valve | Code | 0 | Conventional | WaterHeat | Com - Lodging | Com | ROB and NEW | 0 | 1000 sqft2 of floor space | Each | 5 | None | 0 | 0 | 148.609 | California eTRM (https://www.caetrm.com/) | 46 | 2018 | 0 | 0 | 2018 | 0 | 0 | California eTRM (https://www.caetrm.com/) | Pre-Rinse Spray Valve - Hot-Dry ¦ SDG&E ¦ Hot-Dry | Pre-Rinse Spray Valve - Hot-Dry | 0.0028506 | 1 | 0.25 | CBSA 2019 | -1131.8174 | 2012 | 0.6 | 0
COM-WATERHEAT-60.91 | Com ¦ Standard Pre-Rinse Spray Valve - Hot-Dry ¦ SDG&E ¦ Hot-Dry | Com ¦ Standard Pre-Rinse Spray Valve - Hot-Dry | SDG&E ¦ Hot-Dry | SDG&E | All | Gas | Standard Pre-Rinse Spray Valve | Code | 0 | Conventional | WaterHeat | Com - Other | Com | ROB and NEW | 0 | 1000 sqft2 of floor space | Each | 5 | None | 0 | 0 | 148.609 | California eTRM (https://www.caetrm.com/) | 46 | 2018 | 0 | 0 | 2018 | 0 | 0 | California eTRM (https://www.caetrm.com/) | Pre-Rinse Spray Valve - Hot-Dry ¦ SDG&E ¦ Hot-Dry | Pre-Rinse Spray Valve - Hot-Dry | 0.016731 | 1 | 0.25 | CBSA 2019 | -371.3881 | 2012 | 0.6 | 0
COM-WATERHEAT-60.93 | Com ¦ Standard Pre-Rinse Spray Valve - Hot-Dry ¦ SDG&E ¦ Hot-Dry | Com ¦ Standard Pre-Rinse Spray Valve - Hot-Dry | SDG&E ¦ Hot-Dry | SDG&E | All | Gas | Standard Pre-Rinse Spray Valve | Code | 0 | Conventional | WaterHeat | Com - Restaurant | Com | ROB and NEW | 0 | 1000 sqft2 of floor space | Each | 5 | None | 0 | 0 | 148.609 | California eTRM (https://www.caetrm.com/) | 46 | 2018 | 0 | 0 | 2018 | 0 | 0 | California eTRM (https://www.caetrm.com/) | Pre-Rinse Spray Valve - Hot-Dry ¦ SDG&E ¦ Hot-Dry | Pre-Rinse Spray Valve - Hot-Dry | 0.17788 | 1 | 0.25 | CBSA 2019 | -38.0698 | 2012 | 0.6 | 0
COM-WATERHEAT-60.95 | Com ¦ Standard Pre-Rinse Spray Valve - Hot-Dry ¦ SDG&E ¦ Hot-Dry | Com ¦ Standard Pre-Rinse Spray Valve - Hot-Dry | SDG&E ¦ Hot-Dry | SDG&E | All | Gas | Standard Pre-Rinse Spray Valve | Code | 0 | Conventional | WaterHeat | Com - School | Com | ROB and NEW | 0 | 1000 sqft2 of floor space | Each | 5 | None | 0 | 0 | 148.609 | California eTRM (https://www.caetrm.com/) | 46 | 2018 | 0 | 0 | 2018 | 0 | 0 | California eTRM (https://www.caetrm.com/) | Pre-Rinse Spray Valve - Hot-Dry ¦ SDG&E ¦ Hot-Dry | Pre-Rinse Spray Valve - Hot-Dry | 0.0090111 | 1 | 0.25 | CBSA 2019 | -124.445 | 2012 | 0.6 | 0
COM-WATERHEAT-61.1 | Com ¦ Low-flow Pre-Rinse Spray Valve - Marine ¦ PG&E ¦ Marine | Com ¦ Low-flow Pre-Rinse Spray Valve - Marine | PG&E ¦ Marine | PG&E | All | Gas | Low-flow Pre-Rinse Spray | Efficient | 0 | Conventional | WaterHeat | Com - College | Com | ROB and NEW | 0 | 1000 sqft2 of floor space | Each | 5 | None | 0 | 0 | 124.7189 | California eTRM (https://www.caetrm.com/) | 71 | 2018 | 0 | 0 | 2018 | 0 | 0 | California eTRM (https://www.caetrm.com/) | Pre-Rinse Spray Valve - Marine ¦ PG&E ¦ Marine | Pre-Rinse Spray Valve - Marine | 0.001172 | 1 | 0.75 | CBSA 2019 | -71.99 | 2032 | 0.6 | SWFS013Version1
COM-WATERHEAT-61.2 | Com ¦ Low-flow Pre-Rinse Spray Valve - Marine ¦ PG&E ¦ Marine | Com ¦ Low-flow Pre-Rinse Spray Valve - Marine | PG&E ¦ Marine | PG&E | All | Gas | Low-flow Pre-Rinse Spray | Efficient | 0 | Conventional | WaterHeat | Com - Grocery | Com | ROB and NEW | 0 | 1000 sqft2 of floor space | Each | 5 | None | 0 | 0 | 124.7189 | California eTRM (https://www.caetrm.com/) | 71 | 2018 | 0 | 0 | 2018 | 0 | 0 | California eTRM (https://www.caetrm.com/) | Pre-Rinse Spray Valve - Marine ¦ PG&E ¦ Marine | Pre-Rinse Spray Valve - Marine | 0.026672 | 1 | 0.75 | CBSA 2019 | -262.3233 | 2032 | 0.6 | SWFS013Version1
COM-WATERHEAT-61.3 | Com ¦ Low-flow Pre-Rinse Spray Valve - Marine ¦ PG&E ¦ Marine | Com ¦ Low-flow Pre-Rinse Spray Valve - Marine | PG&E ¦ Marine | PG&E | All | Gas | Low-flow Pre-Rinse Spray | Efficient | 0 | Conventional | WaterHeat | Com - Health | Com | ROB and NEW | 0 | 1000 sqft2 of floor space | Each | 5 | None | 0 | 0 | 124.7189 | California eTRM (https://www.caetrm.com/) | 71 | 2018 | 0 | 0 | 2018 | 0 | 0 | California eTRM (https://www.caetrm.com/) | Pre-Rinse Spray Valve - Marine ¦ PG&E ¦ Marine | Pre-Rinse Spray Valve - Marine | 0.003349 | 1 | 0.75 | CBSA 2019 | -294.5091 | 2032 | 0.6 | SWFS013Version1
COM-WATERHEAT-61.4 | Com ¦ Low-flow Pre-Rinse Spray Valve - Marine ¦ PG&E ¦ Marine | Com ¦ Low-flow Pre-Rinse Spray Valve - Marine | PG&E ¦ Marine | PG&E | All | Gas | Low-flow Pre-Rinse Spray | Efficient | 0 | Conventional | WaterHeat | Com - Lodging | Com | ROB and NEW | 0 | 1000 sqft2 of floor space | Each | 5 | None | 0 | 0 | 124.7189 | California eTRM (https://www.caetrm.com/) | 71 | 2018 | 0 | 0 | 2018 | 0 | 0 | California eTRM (https://www.caetrm.com/) | Pre-Rinse Spray Valve - Marine ¦ PG&E ¦ Marine | Pre-Rinse Spray Valve - Marine | 0.0028506 | 1 | 0.75 | CBSA 2019 | -949.8686 | 2032 | 0.6 | SWFS013Version1
COM-WATERHEAT-61.7 | Com ¦ Low-flow Pre-Rinse Spray Valve - Marine ¦ PG&E ¦ Marine | Com ¦ Low-flow Pre-Rinse Spray Valve - Marine | PG&E ¦ Marine | PG&E | All | Gas | Low-flow Pre-Rinse Spray | Efficient | 0 | Conventional | WaterHeat | Com - Other | Com | ROB and NEW | 0 | 1000 sqft2 of floor space | Each | 5 | None | 0 | 0 | 124.7189 | California eTRM (https://www.caetrm.com/) | 71 | 2018 | 0 | 0 | 2018 | 0 | 0 | California eTRM (https://www.caetrm.com/) | Pre-Rinse Spray Valve - Marine ¦ PG&E ¦ Marine | Pre-Rinse Spray Valve - Marine | 0.016731 | 1 | 0.75 | CBSA 2019 | -311.6845 | 2032 | 0.6 | SWFS013Version1
COM-WATERHEAT-61.9 | Com ¦ Low-flow Pre-Rinse Spray Valve - Marine ¦ PG&E ¦ Marine | Com ¦ Low-flow Pre-Rinse Spray Valve - Marine | PG&E ¦ Marine | PG&E | All | Gas | Low-flow Pre-Rinse Spray | Efficient | 0 | Conventional | WaterHeat | Com - Restaurant | Com | ROB and NEW | 0 | 1000 sqft2 of floor space | Each | 5 | None | 0 | 0 | 124.7189 | California eTRM (https://www.caetrm.com/) | 71 | 2018 | 0 | 0 | 2018 | 0 | 0 | California eTRM (https://www.caetrm.com/) | Pre-Rinse Spray Valve - Marine ¦ PG&E ¦ Marine | Pre-Rinse Spray Valve - Marine | 0.17788 | 1 | 0.75 | CBSA 2019 | -31.9497 | 2032 | 0.6 | SWFS013Version1
COM-WATERHEAT-61.11 | Com ¦ Low-flow Pre-Rinse Spray Valve - Marine ¦ PG&E ¦ Marine | Com ¦ Low-flow Pre-Rinse Spray Valve - Marine | PG&E ¦ Marine | PG&E | All | Gas | Low-flow Pre-Rinse Spray | Efficient | 0 | Conventional | WaterHeat | Com - School | Com | ROB and NEW | 0 | 1000 sqft2 of floor space | Each | 5 | None | 0 | 0 | 124.7189 | California eTRM (https://www.caetrm.com/) | 71 | 2018 | 0 | 0 | 2018 | 0 | 0 | California eTRM (https://www.caetrm.com/) | Pre-Rinse Spray Valve - Marine ¦ PG&E ¦ Marine | Pre-Rinse Spray Valve - Marine | 0.0090111 | 1 | 0.75 | CBSA 2019 | -104.4395 | 2032 | 0.6 | SWFS013Version1
COM-WATERHEAT-61.13 | Com ¦ Low-flow Pre-Rinse Spray Valve - Hot-Dry ¦ PG&E ¦ Hot-Dry | Com ¦ Low-flow Pre-Rinse Spray Valve - Hot-Dry | PG&E ¦ Hot-Dry | PG&E | All | Gas | Low-flow Pre-Rinse Spray | Efficient | 0 | Conventional | WaterHeat | Com - College | Com | ROB and NEW | 0 | 1000 sqft2 of floor space | Each | 5 | None | 0 | 0 | 116.346 | California eTRM (https://www.caetrm.com/) | 71 | 2018 | 0 | 0 | 2018 | 0 | 0 | California eTRM (https://www.caetrm.com/) | Pre-Rinse Spray Valve - Hot-Dry ¦ PG&E ¦ Hot-Dry | Pre-Rinse Spray Valve - Hot-Dry | 0.001172 | 1 | 0.75 | CBSA 2019 | -67.157 | 2032 | 0.6 | SWFS013Version1
COM-WATERHEAT-61.14 | Com ¦ Low-flow Pre-Rinse Spray Valve - Hot-Dry ¦ PG&E ¦ Hot-Dry | Com ¦ Low-flow Pre-Rinse Spray Valve - Hot-Dry | PG&E ¦ Hot-Dry | PG&E | All | Gas | Low-flow Pre-Rinse Spray | Efficient | 0 | Conventional | WaterHeat | Com - Grocery | Com | ROB and NEW | 0 | 1000 sqft2 of floor space | Each | 5 | None | 0 | 0 | 116.346 | California eTRM (https://www.caetrm.com/) | 71 | 2018 | 0 | 0 | 2018 | 0 | 0 | California eTRM (https://www.caetrm.com/) | Pre-Rinse Spray Valve - Hot-Dry ¦ PG&E ¦ Hot-Dry | Pre-Rinse Spray Valve - Hot-Dry | 0.026672 | 1 | 0.75 | CBSA 2019 | -244.7123 | 2032 | 0.6 | SWFS013Version1
COM-WATERHEAT-61.15 | Com ¦ Low-flow Pre-Rinse Spray Valve - Hot-Dry ¦ PG&E ¦ Hot-Dry | Com ¦ Low-flow Pre-Rinse Spray Valve - Hot-Dry | PG&E ¦ Hot-Dry | PG&E | All | Gas | Low-flow Pre-Rinse Spray | Efficient | 0 | Conventional | WaterHeat | Com - Health | Com | ROB and NEW | 0 | 1000 sqft2 of floor space | Each | 5 | None | 0 | 0 | 116.346 | California eTRM (https://www.caetrm.com/) | 71 | 2018 | 0 | 0 | 2018 | 0 | 0 | California eTRM (https://www.caetrm.com/) | Pre-Rinse Spray Valve - Hot-Dry ¦ PG&E ¦ Hot-Dry | Pre-Rinse Spray Valve - Hot-Dry | 0.003349 | 1 | 0.75 | CBSA 2019 | -274.7374 | 2032 | 0.6 | SWFS013Version1
COM-WATERHEAT-61.16 | Com ¦ Low-flow Pre-Rinse Spray Valve - Hot-Dry ¦ PG&E ¦ Hot-Dry | Com ¦ Low-flow Pre-Rinse Spray Valve - Hot-Dry | PG&E ¦ Hot-Dry | PG&E | All | Gas | Low-flow Pre-Rinse Spray | Efficient | 0 | Conventional | WaterHeat | Com - Lodging | Com | ROB and NEW | 0 | 1000 sqft2 of floor space | Each | 5 | None | 0 | 0 | 116.346 | California eTRM (https://www.caetrm.com/) | 71 | 2018 | 0 | 0 | 2018 | 0 | 0 | California eTRM (https://www.caetrm.com/) | Pre-Rinse Spray Valve - Hot-Dry ¦ PG&E ¦ Hot-Dry | Pre-Rinse Spray Valve - Hot-Dry | 0.0028506 | 1 | 0.75 | CBSA 2019 | -886.0996 | 2032 | 0.6 | SWFS013Version1
COM-WATERHEAT-61.19 | Com ¦ Low-flow Pre-Rinse Spray Valve - Hot-Dry ¦ PG&E ¦ Hot-Dry | Com ¦ Low-flow Pre-Rinse Spray Valve - Hot-Dry | PG&E ¦ Hot-Dry | PG&E | All | Gas | Low-flow Pre-Rinse Spray | Efficient | 0 | Conventional | WaterHeat | Com - Other | Com | ROB and NEW | 0 | 1000 sqft2 of floor space | Each | 5 | None | 0 | 0 | 116.346 | California eTRM (https://www.caetrm.com/) | 71 | 2018 | 0 | 0 | 2018 | 0 | 0 | California eTRM (https://www.caetrm.com/) | Pre-Rinse Spray Valve - Hot-Dry ¦ PG&E ¦ Hot-Dry | Pre-Rinse Spray Valve - Hot-Dry | 0.016731 | 1 | 0.75 | CBSA 2019 | -290.7597 | 2032 | 0.6 | SWFS013Version1
COM-WATERHEAT-61.21 | Com ¦ Low-flow Pre-Rinse Spray Valve - Hot-Dry ¦ PG&E ¦ Hot-Dry | Com ¦ Low-flow Pre-Rinse Spray Valve - Hot-Dry | PG&E ¦ Hot-Dry | PG&E | All | Gas | Low-flow Pre-Rinse Spray | Efficient | 0 | Conventional | WaterHeat | Com - Restaurant | Com | ROB and NEW | 0 | 1000 sqft2 of floor space | Each | 5 | None | 0 | 0 | 116.346 | California eTRM (https://www.caetrm.com/) | 71 | 2018 | 0 | 0 | 2018 | 0 | 0 | California eTRM (https://www.caetrm.com/) | Pre-Rinse Spray Valve - Hot-Dry ¦ PG&E ¦ Hot-Dry | Pre-Rinse Spray Valve - Hot-Dry | 0.17788 | 1 | 0.75 | CBSA 2019 | -29.8048 | 2032 | 0.6 | SWFS013Version1
COM-WATERHEAT-61.23 | Com ¦ Low-flow Pre-Rinse Spray Valve - Hot-Dry ¦ PG&E ¦ Hot-Dry | Com ¦ Low-flow Pre-Rinse Spray Valve - Hot-Dry | PG&E ¦ Hot-Dry | PG&E | All | Gas | Low-flow Pre-Rinse Spray | Efficient | 0 | Conventional | WaterHeat | Com - School | Com | ROB and NEW | 0 | 1000 sqft2 of floor space | Each | 5 | None | 0 | 0 | 116.346 | California eTRM (https://www.caetrm.com/) | 71 | 2018 | 0 | 0 | 2018 | 0 | 0 | California eTRM (https://www.caetrm.com/) | Pre-Rinse Spray Valve - Hot-Dry ¦ PG&E ¦ Hot-Dry | Pre-Rinse Spray Valve - Hot-Dry | 0.0090111 | 1 | 0.75 | CBSA 2019 | -97.428 | 2032 | 0.6 | SWFS013Version1
COM-WATERHEAT-61.25 | Com ¦ Low-flow Pre-Rinse Spray Valve - Cold ¦ PG&E ¦ Cold | Com ¦ Low-flow Pre-Rinse Spray Valve - Cold | PG&E ¦ Cold | PG&E | All | Gas | Low-flow Pre-Rinse Spray | Efficient | 0 | Conventional | WaterHeat | Com - College | Com | ROB and NEW | 0 | 1000 sqft2 of floor space | Each | 5 | None | 0 | 0 | 136.3054 | California eTRM (https://www.caetrm.com/) | 71 | 2018 | 0 | 0 | 2018 | 0 | 0 | California eTRM (https://www.caetrm.com/) | Pre-Rinse Spray Valve - Cold ¦ PG&E ¦ Cold | Pre-Rinse Spray Valve - Cold | 0.001172 | 1 | 0.75 | CBSA 2019 | -78.6779 | 2032 | 0.6 | SWFS013Version1
COM-WATERHEAT-61.26 | Com ¦ Low-flow Pre-Rinse Spray Valve - Cold ¦ PG&E ¦ Cold | Com ¦ Low-flow Pre-Rinse Spray Valve - Cold | PG&E ¦ Cold | PG&E | All | Gas | Low-flow Pre-Rinse Spray | Efficient | 0 | Conventional | WaterHeat | Com - Grocery | Com | ROB and NEW | 0 | 1000 sqft2 of floor space | Each | 5 | None | 0 | 0 | 136.3054 | California eTRM (https://www.caetrm.com/) | 71 | 2018 | 0 | 0 | 2018 | 0 | 0 | California eTRM (https://www.caetrm.com/) | Pre-Rinse Spray Valve - Cold ¦ PG&E ¦ Cold | Pre-Rinse Spray Valve - Cold | 0.026672 | 1 | 0.75 | CBSA 2019 | -286.6932 | 2032 | 0.6 | SWFS013Version1
COM-WATERHEAT-61.27 | Com ¦ Low-flow Pre-Rinse Spray Valve - Cold ¦ PG&E ¦ Cold | Com ¦ Low-flow Pre-Rinse Spray Valve - Cold | PG&E ¦ Cold | PG&E | All | Gas | Low-flow Pre-Rinse Spray | Efficient | 0 | Conventional | WaterHeat | Com - Health | Com | ROB and NEW | 0 | 1000 sqft2 of floor space | Each | 5 | None | 0 | 0 | 136.3054 | California eTRM (https://www.caetrm.com/) | 71 | 2018 | 0 | 0 | 2018 | 0 | 0 | California eTRM (https://www.caetrm.com/) | Pre-Rinse Spray Valve - Cold ¦ PG&E ¦ Cold | Pre-Rinse Spray Valve - Cold | 0.003349 | 1 | 0.75 | CBSA 2019 | -321.8692 | 2032 | 0.6 | SWFS013Version1
COM-WATERHEAT-61.28 | Com ¦ Low-flow Pre-Rinse Spray Valve - Cold ¦ PG&E ¦ Cold | Com ¦ Low-flow Pre-Rinse Spray Valve - Cold | PG&E ¦ Cold | PG&E | All | Gas | Low-flow Pre-Rinse Spray | Efficient | 0 | Conventional | WaterHeat | Com - Lodging | Com | ROB and NEW | 0 | 1000 sqft2 of floor space | Each | 5 | None | 0 | 0 | 136.3054 | California eTRM (https://www.caetrm.com/) | 71 | 2018 | 0 | 0 | 2018 | 0 | 0 | California eTRM (https://www.caetrm.com/) | Pre-Rinse Spray Valve - Cold ¦ PG&E ¦ Cold | Pre-Rinse Spray Valve - Cold | 0.0028506 | 1 | 0.75 | CBSA 2019 | -1038.1119 | 2032 | 0.6 | SWFS013Version1
COM-WATERHEAT-61.31 | Com ¦ Low-flow Pre-Rinse Spray Valve - Cold ¦ PG&E ¦ Cold | Com ¦ Low-flow Pre-Rinse Spray Valve - Cold | PG&E ¦ Cold | PG&E | All | Gas | Low-flow Pre-Rinse Spray | Efficient | 0 | Conventional | WaterHeat | Com - Other | Com | ROB and NEW | 0 | 1000 sqft2 of floor space | Each | 5 | None | 0 | 0 | 136.3054 | California eTRM (https://www.caetrm.com/) | 71 | 2018 | 0 | 0 | 2018 | 0 | 0 | California eTRM (https://www.caetrm.com/) | Pre-Rinse Spray Valve - Cold ¦ PG&E ¦ Cold | Pre-Rinse Spray Valve - Cold | 0.016731 | 1 | 0.75 | CBSA 2019 | -340.6401 | 2032 | 0.6 | SWFS013Version1
COM-WATERHEAT-61.33 | Com ¦ Low-flow Pre-Rinse Spray Valve - Cold ¦ PG&E ¦ Cold | Com ¦ Low-flow Pre-Rinse Spray Valve - Cold | PG&E ¦ Cold | PG&E | All | Gas | Low-flow Pre-Rinse Spray | Efficient | 0 | Conventional | WaterHeat | Com - Restaurant | Com | ROB and NEW | 0 | 1000 sqft2 of floor space | Each | 5 | None | 0 | 0 | 136.3054 | California eTRM (https://www.caetrm.com/) | 71 | 2018 | 0 | 0 | 2018 | 0 | 0 | California eTRM (https://www.caetrm.com/) | Pre-Rinse Spray Valve - Cold ¦ PG&E ¦ Cold | Pre-Rinse Spray Valve - Cold | 0.17788 | 1 | 0.75 | CBSA 2019 | -34.9179 | 2032 | 0.6 | SWFS013Version1
COM-WATERHEAT-61.35 | Com ¦ Low-flow Pre-Rinse Spray Valve - Cold ¦ PG&E ¦ Cold | Com ¦ Low-flow Pre-Rinse Spray Valve - Cold | PG&E ¦ Cold | PG&E | All | Gas | Low-flow Pre-Rinse Spray | Efficient | 0 | Conventional | WaterHeat | Com - School | Com | ROB and NEW | 0 | 1000 sqft2 of floor space | Each | 5 | None | 0 | 0 | 136.3054 | California eTRM (https://www.caetrm.com/) | 71 | 2018 | 0 | 0 | 2018 | 0 | 0 | California eTRM (https://www.caetrm.com/) | Pre-Rinse Spray Valve - Cold ¦ PG&E ¦ Cold | Pre-Rinse Spray Valve - Cold | 0.0090111 | 1 | 0.75 | CBSA 2019 | -114.1419 | 2032 | 0.6 | SWFS013Version1
COM-WATERHEAT-61.37 | Com ¦ Low-flow Pre-Rinse Spray Valve - Marine ¦ SCG ¦ Marine | Com ¦ Low-flow Pre-Rinse Spray Valve - Marine | SCG ¦ Marine | SCG | All | Gas | Low-flow Pre-Rinse Spray | Efficient | 0 | Conventional | WaterHeat | Com - College | Com | ROB and NEW | 0 | 1000 sqft2 of floor space | Each | 5 | None | 0 | 0 | 114.4441 | California eTRM (https://www.caetrm.com/) | 71 | 2018 | 0 | 0 | 2018 | 0 | 0 | California eTRM (https://www.caetrm.com/) | Pre-Rinse Spray Valve - Marine ¦ SCG ¦ Marine | Pre-Rinse Spray Valve - Marine | 0.001172 | 1 | 0.75 | CBSA 2019 | -66.0591 | 2032 | 0.6 | SWFS013Version1
COM-WATERHEAT-61.38 | Com ¦ Low-flow Pre-Rinse Spray Valve - Marine ¦ SCG ¦ Marine | Com ¦ Low-flow Pre-Rinse Spray Valve - Marine | SCG ¦ Marine | SCG | All | Gas | Low-flow Pre-Rinse Spray | Efficient | 0 | Conventional | WaterHeat | Com - Grocery | Com | ROB and NEW | 0 | 1000 sqft2 of floor space | Each | 5 | None | 0 | 0 | 114.4441 | California eTRM (https://www.caetrm.com/) | 71 | 2018 | 0 | 0 | 2018 | 0 | 0 | California eTRM (https://www.caetrm.com/) | Pre-Rinse Spray Valve - Marine ¦ SCG ¦ Marine | Pre-Rinse Spray Valve - Marine | 0.026672 | 1 | 0.75 | CBSA 2019 | -240.712 | 2032 | 0.6 | SWFS013Version1
COM-WATERHEAT-61.39 | Com ¦ Low-flow Pre-Rinse Spray Valve - Marine ¦ SCG ¦ Marine | Com ¦ Low-flow Pre-Rinse Spray Valve - Marine | SCG ¦ Marine | SCG | All | Gas | Low-flow Pre-Rinse Spray | Efficient | 0 | Conventional | WaterHeat | Com - Health | Com | ROB and NEW | 0 | 1000 sqft2 of floor space | Each | 5 | None | 0 | 0 | 114.4441 | California eTRM (https://www.caetrm.com/) | 71 | 2018 | 0 | 0 | 2018 | 0 | 0 | California eTRM (https://www.caetrm.com/) | Pre-Rinse Spray Valve - Marine ¦ SCG ¦ Marine | Pre-Rinse Spray Valve - Marine | 0.003349 | 1 | 0.75 | CBSA 2019 | -270.2463 | 2032 | 0.6 | SWFS013Version1
COM-WATERHEAT-61.40 | Com ¦ Low-flow Pre-Rinse Spray Valve - Marine ¦ SCG ¦ Marine | Com ¦ Low-flow Pre-Rinse Spray Valve - Marine | SCG ¦ Marine | SCG | All | Gas | Low-flow Pre-Rinse Spray | Efficient | 0 | Conventional | WaterHeat | Com - Lodging | Com | ROB and NEW | 0 | 1000 sqft2 of floor space | Each | 5 | None | 0 | 0 | 114.4441 | California eTRM (https://www.caetrm.com/) | 71 | 2018 | 0 | 0 | 2018 | 0 | 0 | California eTRM (https://www.caetrm.com/) | Pre-Rinse Spray Valve - Marine ¦ SCG ¦ Marine | Pre-Rinse Spray Valve - Marine | 0.0028506 | 1 | 0.75 | CBSA 2019 | -871.6145 | 2032 | 0.6 | SWFS013Version1
COM-WATERHEAT-61.43 | Com ¦ Low-flow Pre-Rinse Spray Valve - Marine ¦ SCG ¦ Marine | Com ¦ Low-flow Pre-Rinse Spray Valve - Marine | SCG ¦ Marine | SCG | All | Gas | Low-flow Pre-Rinse Spray | Efficient | 0 | Conventional | WaterHeat | Com - Other | Com | ROB and NEW | 0 | 1000 sqft2 of floor space | Each | 5 | None | 0 | 0 | 114.4441 | California eTRM (https://www.caetrm.com/) | 71 | 2018 | 0 | 0 | 2018 | 0 | 0 | California eTRM (https://www.caetrm.com/) | Pre-Rinse Spray Valve - Marine ¦ SCG ¦ Marine | Pre-Rinse Spray Valve - Marine | 0.016731 | 1 | 0.75 | CBSA 2019 | -286.0066 | 2032 | 0.6 | SWFS013Version1
COM-WATERHEAT-61.45 | Com ¦ Low-flow Pre-Rinse Spray Valve - Marine ¦ SCG ¦ Marine | Com ¦ Low-flow Pre-Rinse Spray Valve - Marine | SCG ¦ Marine | SCG | All | Gas | Low-flow Pre-Rinse Spray | Efficient | 0 | Conventional | WaterHeat | Com - Restaurant | Com | ROB and NEW | 0 | 1000 sqft2 of floor space | Each | 5 | None | 0 | 0 | 114.4441 | California eTRM (https://www.caetrm.com/) | 71 | 2018 | 0 | 0 | 2018 | 0 | 0 | California eTRM (https://www.caetrm.com/) | Pre-Rinse Spray Valve - Marine ¦ SCG ¦ Marine | Pre-Rinse Spray Valve - Marine | 0.17788 | 1 | 0.75 | CBSA 2019 | -29.3176 | 2032 | 0.6 | SWFS013Version1
COM-WATERHEAT-61.47 | Com ¦ Low-flow Pre-Rinse Spray Valve - Marine ¦ SCG ¦ Marine | Com ¦ Low-flow Pre-Rinse Spray Valve - Marine | SCG ¦ Marine | SCG | All | Gas | Low-flow Pre-Rinse Spray | Efficient | 0 | Conventional | WaterHeat | Com - School | Com | ROB and NEW | 0 | 1000 sqft2 of floor space | Each | 5 | None | 0 | 0 | 114.4441 | California eTRM (https://www.caetrm.com/) | 71 | 2018 | 0 | 0 | 2018 | 0 | 0 | California eTRM (https://www.caetrm.com/) | Pre-Rinse Spray Valve - Marine ¦ SCG ¦ Marine | Pre-Rinse Spray Valve - Marine | 0.0090111 | 1 | 0.75 | CBSA 2019 | -95.8353 | 2032 | 0.6 | SWFS013Version1
COM-WATERHEAT-61.49 | Com ¦ Low-flow Pre-Rinse Spray Valve - Hot-Dry ¦ SCG ¦ Hot-Dry | Com ¦ Low-flow Pre-Rinse Spray Valve - Hot-Dry | SCG ¦ Hot-Dry | SCG | All | Gas | Low-flow Pre-Rinse Spray | Efficient | 0 | Conventional | WaterHeat | Com - College | Com | ROB and NEW | 0 | 1000 sqft2 of floor space | Each | 5 | None | 0 | 0 | 109.9188 | California eTRM (https://www.caetrm.com/) | 71 | 2018 | 0 | 0 | 2018 | 0 | 0 | California eTRM (https://www.caetrm.com/) | Pre-Rinse Spray Valve - Hot-Dry ¦ SCG ¦ Hot-Dry | Pre-Rinse Spray Valve - Hot-Dry | 0.001172 | 1 | 0.75 | CBSA 2019 | -63.4471 | 2032 | 0.6 | SWFS013Version1
COM-WATERHEAT-61.50 | Com ¦ Low-flow Pre-Rinse Spray Valve - Hot-Dry ¦ SCG ¦ Hot-Dry | Com ¦ Low-flow Pre-Rinse Spray Valve - Hot-Dry | SCG ¦ Hot-Dry | SCG | All | Gas | Low-flow Pre-Rinse Spray | Efficient | 0 | Conventional | WaterHeat | Com - Grocery | Com | ROB and NEW | 0 | 1000 sqft2 of floor space | Each | 5 | None | 0 | 0 | 109.9188 | California eTRM (https://www.caetrm.com/) | 71 | 2018 | 0 | 0 | 2018 | 0 | 0 | California eTRM (https://www.caetrm.com/) | Pre-Rinse Spray Valve - Hot-Dry ¦ SCG ¦ Hot-Dry | Pre-Rinse Spray Valve - Hot-Dry | 0.026672 | 1 | 0.75 | CBSA 2019 | -231.1939 | 2032 | 0.6 | SWFS013Version1
COM-WATERHEAT-61.51 | Com ¦ Low-flow Pre-Rinse Spray Valve - Hot-Dry ¦ SCG ¦ Hot-Dry | Com ¦ Low-flow Pre-Rinse Spray Valve - Hot-Dry | SCG ¦ Hot-Dry | SCG | All | Gas | Low-flow Pre-Rinse Spray | Efficient | 0 | Conventional | WaterHeat | Com - Health | Com | ROB and NEW | 0 | 1000 sqft2 of floor space | Each | 5 | None | 0 | 0 | 109.9188 | California eTRM (https://www.caetrm.com/) | 71 | 2018 | 0 | 0 | 2018 | 0 | 0 | California eTRM (https://www.caetrm.com/) | Pre-Rinse Spray Valve - Hot-Dry ¦ SCG ¦ Hot-Dry | Pre-Rinse Spray Valve - Hot-Dry | 0.003349 | 1 | 0.75 | CBSA 2019 | -259.5603 | 2032 | 0.6 | SWFS013Version1
COM-WATERHEAT-61.52 | Com ¦ Low-flow Pre-Rinse Spray Valve - Hot-Dry ¦ SCG ¦ Hot-Dry | Com ¦ Low-flow Pre-Rinse Spray Valve - Hot-Dry | SCG ¦ Hot-Dry | SCG | All | Gas | Low-flow Pre-Rinse Spray | Efficient | 0 | Conventional | WaterHeat | Com - Lodging | Com | ROB and NEW | 0 | 1000 sqft2 of floor space | Each | 5 | None | 0 | 0 | 109.9188 | California eTRM (https://www.caetrm.com/) | 71 | 2018 | 0 | 0 | 2018 | 0 | 0 | California eTRM (https://www.caetrm.com/) | Pre-Rinse Spray Valve - Hot-Dry ¦ SCG ¦ Hot-Dry | Pre-Rinse Spray Valve - Hot-Dry | 0.0028506 | 1 | 0.75 | CBSA 2019 | -837.1495 | 2032 | 0.6 | SWFS013Version1
COM-WATERHEAT-61.55 | Com ¦ Low-flow Pre-Rinse Spray Valve - Hot-Dry ¦ SCG ¦ Hot-Dry | Com ¦ Low-flow Pre-Rinse Spray Valve - Hot-Dry | SCG ¦ Hot-Dry | SCG | All | Gas | Low-flow Pre-Rinse Spray | Efficient | 0 | Conventional | WaterHeat | Com - Other | Com | ROB and NEW | 0 | 1000 sqft2 of floor space | Each | 5 | None | 0 | 0 | 109.9188 | California eTRM (https://www.caetrm.com/) | 71 | 2018 | 0 | 0 | 2018 | 0 | 0 | California eTRM (https://www.caetrm.com/) | Pre-Rinse Spray Valve - Hot-Dry ¦ SCG ¦ Hot-Dry | Pre-Rinse Spray Valve - Hot-Dry | 0.016731 | 1 | 0.75 | CBSA 2019 | -274.6975 | 2032 | 0.6 | SWFS013Version1
COM-WATERHEAT-61.57 | Com ¦ Low-flow Pre-Rinse Spray Valve - Hot-Dry ¦ SCG ¦ Hot-Dry | Com ¦ Low-flow Pre-Rinse Spray Valve - Hot-Dry | SCG ¦ Hot-Dry | SCG | All | Gas | Low-flow Pre-Rinse Spray | Efficient | 0 | Conventional | WaterHeat | Com - Restaurant | Com | ROB and NEW | 0 | 1000 sqft2 of floor space | Each | 5 | None | 0 | 0 | 109.9188 | California eTRM (https://www.caetrm.com/) | 71 | 2018 | 0 | 0 | 2018 | 0 | 0 | California eTRM (https://www.caetrm.com/) | Pre-Rinse Spray Valve - Hot-Dry ¦ SCG ¦ Hot-Dry | Pre-Rinse Spray Valve - Hot-Dry | 0.17788 | 1 | 0.75 | CBSA 2019 | -28.1583 | 2032 | 0.6 | SWFS013Version1
COM-WATERHEAT-61.59 | Com ¦ Low-flow Pre-Rinse Spray Valve - Hot-Dry ¦ SCG ¦ Hot-Dry | Com ¦ Low-flow Pre-Rinse Spray Valve - Hot-Dry | SCG ¦ Hot-Dry | SCG | All | Gas | Low-flow Pre-Rinse Spray | Efficient | 0 | Conventional | WaterHeat | Com - School | Com | ROB and NEW | 0 | 1000 sqft2 of floor space | Each | 5 | None | 0 | 0 | 109.9188 | California eTRM (https://www.caetrm.com/) | 71 | 2018 | 0 | 0 | 2018 | 0 | 0 | California eTRM (https://www.caetrm.com/) | Pre-Rinse Spray Valve - Hot-Dry ¦ SCG ¦ Hot-Dry | Pre-Rinse Spray Valve - Hot-Dry | 0.0090111 | 1 | 0.75 | CBSA 2019 | -92.0458 | 2032 | 0.6 | SWFS013Version1
COM-WATERHEAT-61.61 | Com ¦ Low-flow Pre-Rinse Spray Valve - Cold ¦ SCG ¦ Cold | Com ¦ Low-flow Pre-Rinse Spray Valve - Cold | SCG ¦ Cold | SCG | All | Gas | Low-flow Pre-Rinse Spray | Efficient | 0 | Conventional | WaterHeat | Com - College | Com | ROB and NEW | 0 | 1000 sqft2 of floor space | Each | 5 | None | 0 | 0 | 136.3054 | California eTRM (https://www.caetrm.com/) | 71 | 2018 | 0 | 0 | 2018 | 0 | 0 | California eTRM (https://www.caetrm.com/) | Pre-Rinse Spray Valve - Cold ¦ SCG ¦ Cold | Pre-Rinse Spray Valve - Cold | 0.001172 | 1 | 0.75 | CBSA 2019 | -78.6779 | 2032 | 0.6 | SWFS013Version1
COM-WATERHEAT-61.62 | Com ¦ Low-flow Pre-Rinse Spray Valve - Cold ¦ SCG ¦ Cold | Com ¦ Low-flow Pre-Rinse Spray Valve - Cold | SCG ¦ Cold | SCG | All | Gas | Low-flow Pre-Rinse Spray | Efficient | 0 | Conventional | WaterHeat | Com - Grocery | Com | ROB and NEW | 0 | 1000 sqft2 of floor space | Each | 5 | None | 0 | 0 | 136.3054 | California eTRM (https://www.caetrm.com/) | 71 | 2018 | 0 | 0 | 2018 | 0 | 0 | California eTRM (https://www.caetrm.com/) | Pre-Rinse Spray Valve - Cold ¦ SCG ¦ Cold | Pre-Rinse Spray Valve - Cold | 0.026672 | 1 | 0.75 | CBSA 2019 | -286.6932 | 2032 | 0.6 | SWFS013Version1
COM-WATERHEAT-61.63 | Com ¦ Low-flow Pre-Rinse Spray Valve - Cold ¦ SCG ¦ Cold | Com ¦ Low-flow Pre-Rinse Spray Valve - Cold | SCG ¦ Cold | SCG | All | Gas | Low-flow Pre-Rinse Spray | Efficient | 0 | Conventional | WaterHeat | Com - Health | Com | ROB and NEW | 0 | 1000 sqft2 of floor space | Each | 5 | None | 0 | 0 | 136.3054 | California eTRM (https://www.caetrm.com/) | 71 | 2018 | 0 | 0 | 2018 | 0 | 0 | California eTRM (https://www.caetrm.com/) | Pre-Rinse Spray Valve - Cold ¦ SCG ¦ Cold | Pre-Rinse Spray Valve - Cold | 0.003349 | 1 | 0.75 | CBSA 2019 | -321.8692 | 2032 | 0.6 | SWFS013Version1
COM-WATERHEAT-61.64 | Com ¦ Low-flow Pre-Rinse Spray Valve - Cold ¦ SCG ¦ Cold | Com ¦ Low-flow Pre-Rinse Spray Valve - Cold | SCG ¦ Cold | SCG | All | Gas | Low-flow Pre-Rinse Spray | Efficient | 0 | Conventional | WaterHeat | Com - Lodging | Com | ROB and NEW | 0 | 1000 sqft2 of floor space | Each | 5 | None | 0 | 0 | 136.3054 | California eTRM (https://www.caetrm.com/) | 71 | 2018 | 0 | 0 | 2018 | 0 | 0 | California eTRM (https://www.caetrm.com/) | Pre-Rinse Spray Valve - Cold ¦ SCG ¦ Cold | Pre-Rinse Spray Valve - Cold | 0.0028506 | 1 | 0.75 | CBSA 2019 | -1038.1119 | 2032 | 0.6 | SWFS013Version1
COM-WATERHEAT-61.67 | Com ¦ Low-flow Pre-Rinse Spray Valve - Cold ¦ SCG ¦ Cold | Com ¦ Low-flow Pre-Rinse Spray Valve - Cold | SCG ¦ Cold | SCG | All | Gas | Low-flow Pre-Rinse Spray | Efficient | 0 | Conventional | WaterHeat | Com - Other | Com | ROB and NEW | 0 | 1000 sqft2 of floor space | Each | 5 | None | 0 | 0 | 136.3054 | California eTRM (https://www.caetrm.com/) | 71 | 2018 | 0 | 0 | 2018 | 0 | 0 | California eTRM (https://www.caetrm.com/) | Pre-Rinse Spray Valve - Cold ¦ SCG ¦ Cold | Pre-Rinse Spray Valve - Cold | 0.016731 | 1 | 0.75 | CBSA 2019 | -340.6401 | 2032 | 0.6 | SWFS013Version1
COM-WATERHEAT-61.69 | Com ¦ Low-flow Pre-Rinse Spray Valve - Cold ¦ SCG ¦ Cold | Com ¦ Low-flow Pre-Rinse Spray Valve - Cold | SCG ¦ Cold | SCG | All | Gas | Low-flow Pre-Rinse Spray | Efficient | 0 | Conventional | WaterHeat | Com - Restaurant | Com | ROB and NEW | 0 | 1000 sqft2 of floor space | Each | 5 | None | 0 | 0 | 136.3054 | California eTRM (https://www.caetrm.com/) | 71 | 2018 | 0 | 0 | 2018 | 0 | 0 | California eTRM (https://www.caetrm.com/) | Pre-Rinse Spray Valve - Cold ¦ SCG ¦ Cold | Pre-Rinse Spray Valve - Cold | 0.17788 | 1 | 0.75 | CBSA 2019 | -34.9179 | 2032 | 0.6 | SWFS013Version1
COM-WATERHEAT-61.71 | Com ¦ Low-flow Pre-Rinse Spray Valve - Cold ¦ SCG ¦ Cold | Com ¦ Low-flow Pre-Rinse Spray Valve - Cold | SCG ¦ Cold | SCG | All | Gas | Low-flow Pre-Rinse Spray | Efficient | 0 | Conventional | WaterHeat | Com - School | Com | ROB and NEW | 0 | 1000 sqft2 of floor space | Each | 5 | None | 0 | 0 | 136.3054 | California eTRM (https://www.caetrm.com/) | 71 | 2018 | 0 | 0 | 2018 | 0 | 0 | California eTRM (https://www.caetrm.com/) | Pre-Rinse Spray Valve - Cold ¦ SCG ¦ Cold | Pre-Rinse Spray Valve - Cold | 0.0090111 | 1 | 0.75 | CBSA 2019 | -114.1419 | 2032 | 0.6 | SWFS013Version1
COM-WATERHEAT-61.73 | Com ¦ Low-flow Pre-Rinse Spray Valve - Marine ¦ SDG&E ¦ Marine | Com ¦ Low-flow Pre-Rinse Spray Valve - Marine | SDG&E ¦ Marine | SDG&E | All | Gas | Low-flow Pre-Rinse Spray | Efficient | 0 | Conventional | WaterHeat | Com - College | Com | ROB and NEW | 0 | 1000 sqft2 of floor space | Each | 5 | None | 0 | 0 | 114.4441 | California eTRM (https://www.caetrm.com/) | 71 | 2018 | 0 | 0 | 2018 | 0 | 0 | California eTRM (https://www.caetrm.com/) | Pre-Rinse Spray Valve - Marine ¦ SDG&E ¦ Marine | Pre-Rinse Spray Valve - Marine | 0.001172 | 1 | 0.75 | CBSA 2019 | -66.0591 | 2032 | 0.6 | SWFS013Version1
COM-WATERHEAT-61.74 | Com ¦ Low-flow Pre-Rinse Spray Valve - Marine ¦ SDG&E ¦ Marine | Com ¦ Low-flow Pre-Rinse Spray Valve - Marine | SDG&E ¦ Marine | SDG&E | All | Gas | Low-flow Pre-Rinse Spray | Efficient | 0 | Conventional | WaterHeat | Com - Grocery | Com | ROB and NEW | 0 | 1000 sqft2 of floor space | Each | 5 | None | 0 | 0 | 114.4441 | California eTRM (https://www.caetrm.com/) | 71 | 2018 | 0 | 0 | 2018 | 0 | 0 | California eTRM (https://www.caetrm.com/) | Pre-Rinse Spray Valve - Marine ¦ SDG&E ¦ Marine | Pre-Rinse Spray Valve - Marine | 0.026672 | 1 | 0.75 | CBSA 2019 | -240.712 | 2032 | 0.6 | SWFS013Version1
COM-WATERHEAT-61.75 | Com ¦ Low-flow Pre-Rinse Spray Valve - Marine ¦ SDG&E ¦ Marine | Com ¦ Low-flow Pre-Rinse Spray Valve - Marine | SDG&E ¦ Marine | SDG&E | All | Gas | Low-flow Pre-Rinse Spray | Efficient | 0 | Conventional | WaterHeat | Com - Health | Com | ROB and NEW | 0 | 1000 sqft2 of floor space | Each | 5 | None | 0 | 0 | 114.4441 | California eTRM (https://www.caetrm.com/) | 71 | 2018 | 0 | 0 | 2018 | 0 | 0 | California eTRM (https://www.caetrm.com/) | Pre-Rinse Spray Valve - Marine ¦ SDG&E ¦ Marine | Pre-Rinse Spray Valve - Marine | 0.003349 | 1 | 0.75 | CBSA 2019 | -270.2463 | 2032 | 0.6 | SWFS013Version1
COM-WATERHEAT-61.76 | Com ¦ Low-flow Pre-Rinse Spray Valve - Marine ¦ SDG&E ¦ Marine | Com ¦ Low-flow Pre-Rinse Spray Valve - Marine | SDG&E ¦ Marine | SDG&E | All | Gas | Low-flow Pre-Rinse Spray | Efficient | 0 | Conventional | WaterHeat | Com - Lodging | Com | ROB and NEW | 0 | 1000 sqft2 of floor space | Each | 5 | None | 0 | 0 | 114.4441 | California eTRM (https://www.caetrm.com/) | 71 | 2018 | 0 | 0 | 2018 | 0 | 0 | California eTRM (https://www.caetrm.com/) | Pre-Rinse Spray Valve - Marine ¦ SDG&E ¦ Marine | Pre-Rinse Spray Valve - Marine | 0.0028506 | 1 | 0.75 | CBSA 2019 | -871.6145 | 2032 | 0.6 | SWFS013Version1
COM-WATERHEAT-61.79 | Com ¦ Low-flow Pre-Rinse Spray Valve - Marine ¦ SDG&E ¦ Marine | Com ¦ Low-flow Pre-Rinse Spray Valve - Marine | SDG&E ¦ Marine | SDG&E | All | Gas | Low-flow Pre-Rinse Spray | Efficient | 0 | Conventional | WaterHeat | Com - Other | Com | ROB and NEW | 0 | 1000 sqft2 of floor space | Each | 5 | None | 0 | 0 | 114.4441 | California eTRM (https://www.caetrm.com/) | 71 | 2018 | 0 | 0 | 2018 | 0 | 0 | California eTRM (https://www.caetrm.com/) | Pre-Rinse Spray Valve - Marine ¦ SDG&E ¦ Marine | Pre-Rinse Spray Valve - Marine | 0.016731 | 1 | 0.75 | CBSA 2019 | -286.0066 | 2032 | 0.6 | SWFS013Version1
COM-WATERHEAT-61.81 | Com ¦ Low-flow Pre-Rinse Spray Valve - Marine ¦ SDG&E ¦ Marine | Com ¦ Low-flow Pre-Rinse Spray Valve - Marine | SDG&E ¦ Marine | SDG&E | All | Gas | Low-flow Pre-Rinse Spray | Efficient | 0 | Conventional | WaterHeat | Com - Restaurant | Com | ROB and NEW | 0 | 1000 sqft2 of floor space | Each | 5 | None | 0 | 0 | 114.4441 | California eTRM (https://www.caetrm.com/) | 71 | 2018 | 0 | 0 | 2018 | 0 | 0 | California eTRM (https://www.caetrm.com/) | Pre-Rinse Spray Valve - Marine ¦ SDG&E ¦ Marine | Pre-Rinse Spray Valve - Marine | 0.17788 | 1 | 0.75 | CBSA 2019 | -29.3176 | 2032 | 0.6 | SWFS013Version1
COM-WATERHEAT-61.83 | Com ¦ Low-flow Pre-Rinse Spray Valve - Marine ¦ SDG&E ¦ Marine | Com ¦ Low-flow Pre-Rinse Spray Valve - Marine | SDG&E ¦ Marine | SDG&E | All | Gas | Low-flow Pre-Rinse Spray | Efficient | 0 | Conventional | WaterHeat | Com - School | Com | ROB and NEW | 0 | 1000 sqft2 of floor space | Each | 5 | None | 0 | 0 | 114.4441 | California eTRM (https://www.caetrm.com/) | 71 | 2018 | 0 | 0 | 2018 | 0 | 0 | California eTRM (https://www.caetrm.com/) | Pre-Rinse Spray Valve - Marine ¦ SDG&E ¦ Marine | Pre-Rinse Spray Valve - Marine | 0.0090111 | 1 | 0.75 | CBSA 2019 | -95.8353 | 2032 | 0.6 | SWFS013Version1
COM-WATERHEAT-61.85 | Com ¦ Low-flow Pre-Rinse Spray Valve - Hot-Dry ¦ SDG&E ¦ Hot-Dry | Com ¦ Low-flow Pre-Rinse Spray Valve - Hot-Dry | SDG&E ¦ Hot-Dry | SDG&E | All | Gas | Low-flow Pre-Rinse Spray | Efficient | 0 | Conventional | WaterHeat | Com - College | Com | ROB and NEW | 0 | 1000 sqft2 of floor space | Each | 5 | None | 0 | 0 | 112.6951 | California eTRM (https://www.caetrm.com/) | 71 | 2018 | 0 | 0 | 2018 | 0 | 0 | California eTRM (https://www.caetrm.com/) | Pre-Rinse Spray Valve - Hot-Dry ¦ SDG&E ¦ Hot-Dry | Pre-Rinse Spray Valve - Hot-Dry | 0.001172 | 1 | 0.75 | CBSA 2019 | -65.0496 | 2032 | 0.6 | SWFS013Version1
COM-WATERHEAT-61.86 | Com ¦ Low-flow Pre-Rinse Spray Valve - Hot-Dry ¦ SDG&E ¦ Hot-Dry | Com ¦ Low-flow Pre-Rinse Spray Valve - Hot-Dry | SDG&E ¦ Hot-Dry | SDG&E | All | Gas | Low-flow Pre-Rinse Spray | Efficient | 0 | Conventional | WaterHeat | Com - Grocery | Com | ROB and NEW | 0 | 1000 sqft2 of floor space | Each | 5 | None | 0 | 0 | 112.6951 | California eTRM (https://www.caetrm.com/) | 71 | 2018 | 0 | 0 | 2018 | 0 | 0 | California eTRM (https://www.caetrm.com/) | Pre-Rinse Spray Valve - Hot-Dry ¦ SDG&E ¦ Hot-Dry | Pre-Rinse Spray Valve - Hot-Dry | 0.026672 | 1 | 0.75 | CBSA 2019 | -237.0335 | 2032 | 0.6 | SWFS013Version1
COM-WATERHEAT-61.87 | Com ¦ Low-flow Pre-Rinse Spray Valve - Hot-Dry ¦ SDG&E ¦ Hot-Dry | Com ¦ Low-flow Pre-Rinse Spray Valve - Hot-Dry | SDG&E ¦ Hot-Dry | SDG&E | All | Gas | Low-flow Pre-Rinse Spray | Efficient | 0 | Conventional | WaterHeat | Com - Health | Com | ROB and NEW | 0 | 1000 sqft2 of floor space | Each | 5 | None | 0 | 0 | 112.6951 | California eTRM (https://www.caetrm.com/) | 71 | 2018 | 0 | 0 | 2018 | 0 | 0 | California eTRM (https://www.caetrm.com/) | Pre-Rinse Spray Valve - Hot-Dry ¦ SDG&E ¦ Hot-Dry | Pre-Rinse Spray Valve - Hot-Dry | 0.003349 | 1 | 0.75 | CBSA 2019 | -266.1164 | 2032 | 0.6 | SWFS013Version1
COM-WATERHEAT-61.88 | Com ¦ Low-flow Pre-Rinse Spray Valve - Hot-Dry ¦ SDG&E ¦ Hot-Dry | Com ¦ Low-flow Pre-Rinse Spray Valve - Hot-Dry | SDG&E ¦ Hot-Dry | SDG&E | All | Gas | Low-flow Pre-Rinse Spray | Efficient | 0 | Conventional | WaterHeat | Com - Lodging | Com | ROB and NEW | 0 | 1000 sqft2 of floor space | Each | 5 | None | 0 | 0 | 112.6951 | California eTRM (https://www.caetrm.com/) | 71 | 2018 | 0 | 0 | 2018 | 0 | 0 | California eTRM (https://www.caetrm.com/) | Pre-Rinse Spray Valve - Hot-Dry ¦ SDG&E ¦ Hot-Dry | Pre-Rinse Spray Valve - Hot-Dry | 0.0028506 | 1 | 0.75 | CBSA 2019 | -858.2948 | 2032 | 0.6 | SWFS013Version1
COM-WATERHEAT-61.91 | Com ¦ Low-flow Pre-Rinse Spray Valve - Hot-Dry ¦ SDG&E ¦ Hot-Dry | Com ¦ Low-flow Pre-Rinse Spray Valve - Hot-Dry | SDG&E ¦ Hot-Dry | SDG&E | All | Gas | Low-flow Pre-Rinse Spray | Efficient | 0 | Conventional | WaterHeat | Com - Other | Com | ROB and NEW | 0 | 1000 sqft2 of floor space | Each | 5 | None | 0 | 0 | 112.6951 | California eTRM (https://www.caetrm.com/) | 71 | 2018 | 0 | 0 | 2018 | 0 | 0 | California eTRM (https://www.caetrm.com/) | Pre-Rinse Spray Valve - Hot-Dry ¦ SDG&E ¦ Hot-Dry | Pre-Rinse Spray Valve - Hot-Dry | 0.016731 | 1 | 0.75 | CBSA 2019 | -281.636 | 2032 | 0.6 | SWFS013Version1
COM-WATERHEAT-61.93 | Com ¦ Low-flow Pre-Rinse Spray Valve - Hot-Dry ¦ SDG&E ¦ Hot-Dry | Com ¦ Low-flow Pre-Rinse Spray Valve - Hot-Dry | SDG&E ¦ Hot-Dry | SDG&E | All | Gas | Low-flow Pre-Rinse Spray | Efficient | 0 | Conventional | WaterHeat | Com - Restaurant | Com | ROB and NEW | 0 | 1000 sqft2 of floor space | Each | 5 | None | 0 | 0 | 112.6951 | California eTRM (https://www.caetrm.com/) | 71 | 2018 | 0 | 0 | 2018 | 0 | 0 | California eTRM (https://www.caetrm.com/) | Pre-Rinse Spray Valve - Hot-Dry ¦ SDG&E ¦ Hot-Dry | Pre-Rinse Spray Valve - Hot-Dry | 0.17788 | 1 | 0.75 | CBSA 2019 | -28.8696 | 2032 | 0.6 | SWFS013Version1
COM-WATERHEAT-61.95 | Com ¦ Low-flow Pre-Rinse Spray Valve - Hot-Dry ¦ SDG&E ¦ Hot-Dry | Com ¦ Low-flow Pre-Rinse Spray Valve - Hot-Dry | SDG&E ¦ Hot-Dry | SDG&E | All | Gas | Low-flow Pre-Rinse Spray | Efficient | 0 | Conventional | WaterHeat | Com - School | Com | ROB and NEW | 0 | 1000 sqft2 of floor space | Each | 5 | None | 0 | 0 | 112.6951 | California eTRM (https://www.caetrm.com/) | 71 | 2018 | 0 | 0 | 2018 | 0 | 0 | California eTRM (https://www.caetrm.com/) | Pre-Rinse Spray Valve - Hot-Dry ¦ SDG&E ¦ Hot-Dry | Pre-Rinse Spray Valve - Hot-Dry | 0.0090111 | 1 | 0.75 | CBSA 2019 | -94.3708 | 2032 | 0.6 | SWFS013Version1
COM-WATERHEAT-70.1 | Com ¦ No Com Hot Water Pipe Insulation - Marine ¦ PG&E ¦ Marine | Com ¦ No Com Hot Water Pipe Insulation - Marine | PG&E ¦ Marine | PG&E | All | Gas | No Com Hot Water Pipe Insulation | Average Existing | 0 | Conventional | WaterHeat | Com - College | Com | RET Only | 0 | 1000 sqft2 of floor space | Len-ft | 6.67 | None | 0 | 0 | 10.4716 | California eTRM (https://www.caetrm.com/) | 0 | 2018 | 0 | 0 | 2018 | 0 | 0 | California eTRM (https://www.caetrm.com/) | Pipe Insulation - Marine ¦ PG&E ¦ Marine | Pipe Insulation - Marine | 2.1953 | 1 | 0.89421 | 2020 Guidehouse Assumptions | -6.0444 | 2012 | 0.45 | SWWH017Version1
COM-WATERHEAT-70.2 | Com ¦ No Com Hot Water Pipe Insulation - Marine ¦ PG&E ¦ Marine | Com ¦ No Com Hot Water Pipe Insulation - Marine | PG&E ¦ Marine | PG&E | All | Gas | No Com Hot Water Pipe Insulation | Average Existing | 0 | Conventional | WaterHeat | Com - Grocery | Com | RET Only | 0 | 1000 sqft2 of floor space | Len-ft | 6.67 | None | 0 | 0 | 10.4716 | California eTRM (https://www.caetrm.com/) | 0 | 2018 | 0 | 0 | 2018 | 0 | 0 | California eTRM (https://www.caetrm.com/) | Pipe Insulation - Marine ¦ PG&E ¦ Marine | Pipe Insulation - Marine | 2.1953 | 1 | 0.89421 | 2020 Guidehouse Assumptions | -22.025 | 2012 | 0.45 | 0
COM-WATERHEAT-70.3 | Com ¦ No Com Hot Water Pipe Insulation - Marine ¦ PG&E ¦ Marine | Com ¦ No Com Hot Water Pipe Insulation - Marine | PG&E ¦ Marine | PG&E | All | Gas | No Com Hot Water Pipe Insulation | Average Existing | 0 | Conventional | WaterHeat | Com - Health | Com | RET Only | 0 | 1000 sqft2 of floor space | Len-ft | 6.67 | None | 0 | 0 | 10.4716 | California eTRM (https://www.caetrm.com/) | 0 | 2018 | 0 | 0 | 2018 | 0 | 0 | California eTRM (https://www.caetrm.com/) | Pipe Insulation - Marine ¦ PG&E ¦ Marine | Pipe Insulation - Marine | 2.1953 | 1 | 0.89421 | 2020 Guidehouse Assumptions | -24.7273 | 2012 | 0.45 | 0
COM-WATERHEAT-70.4 | Com ¦ No Com Hot Water Pipe Insulation - Marine ¦ PG&E ¦ Marine | Com ¦ No Com Hot Water Pipe Insulation - Marine | PG&E ¦ Marine | PG&E | All | Gas | No Com Hot Water Pipe Insulation | Average Existing | 0 | Conventional | WaterHeat | Com - Lodging | Com | RET Only | 0 | 1000 sqft2 of floor space | Len-ft | 6.67 | None | 0 | 0 | 10.4716 | California eTRM (https://www.caetrm.com/) | 0 | 2018 | 0 | 0 | 2018 | 0 | 0 | California eTRM (https://www.caetrm.com/) | Pipe Insulation - Marine ¦ PG&E ¦ Marine | Pipe Insulation - Marine | 2.1953 | 1 | 0.89421 | 2020 Guidehouse Assumptions | -79.7521 | 2012 | 0.45 | 0
COM-WATERHEAT-70.5 | Com ¦ No Com Hot Water Pipe Insulation - Marine ¦ PG&E ¦ Marine | Com ¦ No Com Hot Water Pipe Insulation - Marine | PG&E ¦ Marine | PG&E | All | Gas | No Com Hot Water Pipe Insulation | Average Existing | 0 | Conventional | WaterHeat | Com - Office (Large) | Com | RET Only | 0 | 1000 sqft2 of floor space | Len-ft | 6.67 | None | 0 | 0 | 10.4716 | California eTRM (https://www.caetrm.com/) | 0 | 2018 | 0 | 0 | 2018 | 0 | 0 | California eTRM (https://www.caetrm.com/) | Pipe Insulation - Marine ¦ PG&E ¦ Marine | Pipe Insulation - Marine | 2.1953 | 1 | 0.89421 | 2020 Guidehouse Assumptions | -36.2334 | 2012 | 0.45 | 0
COM-WATERHEAT-70.6 | Com ¦ No Com Hot Water Pipe Insulation - Marine ¦ PG&E ¦ Marine | Com ¦ No Com Hot Water Pipe Insulation - Marine | PG&E ¦ Marine | PG&E | All | Gas | No Com Hot Water Pipe Insulation | Average Existing | 0 | Conventional | WaterHeat | Com - Office (Small) | Com | RET Only | 0 | 1000 sqft2 of floor space | Len-ft | 6.67 | None | 0 | 0 | 10.4716 | California eTRM (https://www.caetrm.com/) | 0 | 2018 | 0 | 0 | 2018 | 0 | 0 | California eTRM (https://www.caetrm.com/) | Pipe Insulation - Marine ¦ PG&E ¦ Marine | Pipe Insulation - Marine | 2.1953 | 1 | 0.89421 | 2020 Guidehouse Assumptions | -10.2509 | 2012 | 0.45 | 0
COM-WATERHEAT-70.7 | Com ¦ No Com Hot Water Pipe Insulation - Marine ¦ PG&E ¦ Marine | Com ¦ No Com Hot Water Pipe Insulation - Marine | PG&E ¦ Marine | PG&E | All | Gas | No Com Hot Water Pipe Insulation | Average Existing | 0 | Conventional | WaterHeat | Com - Other | Com | RET Only | 0 | 1000 sqft2 of floor space | Len-ft | 6.67 | None | 0 | 0 | 10.4716 | California eTRM (https://www.caetrm.com/) | 0 | 2018 | 0 | 0 | 2018 | 0 | 0 | California eTRM (https://www.caetrm.com/) | Pipe Insulation - Marine ¦ PG&E ¦ Marine | Pipe Insulation - Marine | 2.1953 | 1 | 0.89421 | 2020 Guidehouse Assumptions | -26.1694 | 2012 | 0.45 | 0
COM-WATERHEAT-70.8 | Com ¦ No Com Hot Water Pipe Insulation - Marine ¦ PG&E ¦ Marine | Com ¦ No Com Hot Water Pipe Insulation - Marine | PG&E ¦ Marine | PG&E | All | Gas | No Com Hot Water Pipe Insulation | Average Existing | 0 | Conventional | WaterHeat | Com - Refrig. Warehouse | Com | RET Only | 0 | 1000 sqft2 of floor space | Len-ft | 6.67 | None | 0 | 0 | 10.4716 | California eTRM (https://www.caetrm.com/) | 0 | 2018 | 0 | 0 | 2018 | 0 | 0 | California eTRM (https://www.caetrm.com/) | Pipe Insulation - Marine ¦ PG&E ¦ Marine | Pipe Insulation - Marine | 2.1953 | 1 | 0.89421 | 2020 Guidehouse Assumptions | -7.6669 | 2012 | 0.45 | 0
COM-WATERHEAT-70.9 | Com ¦ No Com Hot Water Pipe Insulation - Marine ¦ PG&E ¦ Marine | Com ¦ No Com Hot Water Pipe Insulation - Marine | PG&E ¦ Marine | PG&E | All | Gas | No Com Hot Water Pipe Insulation | Average Existing | 0 | Conventional | WaterHeat | Com - Restaurant | Com | RET Only | 0 | 1000 sqft2 of floor space | Len-ft | 6.67 | None | 0 | 0 | 10.4716 | California eTRM (https://www.caetrm.com/) | 0 | 2018 | 0 | 0 | 2018 | 0 | 0 | California eTRM (https://www.caetrm.com/) | Pipe Insulation - Marine ¦ PG&E ¦ Marine | Pipe Insulation - Marine | 2.1953 | 1 | 0.89421 | 2020 Guidehouse Assumptions | -2.6825 | 2012 | 0.45 | 0
COM-WATERHEAT-70.10 | Com ¦ No Com Hot Water Pipe Insulation - Marine ¦ PG&E ¦ Marine | Com ¦ No Com Hot Water Pipe Insulation - Marine | PG&E ¦ Marine | PG&E | All | Gas | No Com Hot Water Pipe Insulation | Average Existing | 0 | Conventional | WaterHeat | Com - Retail | Com | RET Only | 0 | 1000 sqft2 of floor space | Len-ft | 6.67 | None | 0 | 0 | 10.4716 | California eTRM (https://www.caetrm.com/) | 0 | 2018 | 0 | 0 | 2018 | 0 | 0 | California eTRM (https://www.caetrm.com/) | Pipe Insulation - Marine ¦ PG&E ¦ Marine | Pipe Insulation - Marine | 2.1953 | 1 | 0.89421 | 2020 Guidehouse Assumptions | -1571.7435 | 2012 | 0.45 | 0
COM-WATERHEAT-70.11 | Com ¦ No Com Hot Water Pipe Insulation - Marine ¦ PG&E ¦ Marine | Com ¦ No Com Hot Water Pipe Insulation - Marine | PG&E ¦ Marine | PG&E | All | Gas | No Com Hot Water Pipe Insulation | Average Existing | 0 | Conventional | WaterHeat | Com - School | Com | RET Only | 0 | 1000 sqft2 of floor space | Len-ft | 6.67 | None | 0 | 0 | 10.4716 | California eTRM (https://www.caetrm.com/) | 0 | 2018 | 0 | 0 | 2018 | 0 | 0 | California eTRM (https://www.caetrm.com/) | Pipe Insulation - Marine ¦ PG&E ¦ Marine | Pipe Insulation - Marine | 2.1953 | 1 | 0.89421 | 2020 Guidehouse Assumptions | -8.7689 | 2012 | 0.45 | 0
COM-WATERHEAT-70.12 | Com ¦ No Com Hot Water Pipe Insulation - Marine ¦ PG&E ¦ Marine | Com ¦ No Com Hot Water Pipe Insulation - Marine | PG&E ¦ Marine | PG&E | All | Gas | No Com Hot Water Pipe Insulation | Average Existing | 0 | Conventional | WaterHeat | Com - Warehouse | Com | RET Only | 0 | 1000 sqft2 of floor space | Len-ft | 6.67 | None | 0 | 0 | 10.4716 | California eTRM (https://www.caetrm.com/) | 0 | 2018 | 0 | 0 | 2018 | 0 | 0 | California eTRM (https://www.caetrm.com/) | Pipe Insulation - Marine ¦ PG&E ¦ Marine | Pipe Insulation - Marine | 2.1953 | 1 | 0.89421 | 2020 Guidehouse Assumptions | -80.1891 | 2012 | 0.45 | 0
COM-WATERHEAT-70.13 | Com ¦ No Com Hot Water Pipe Insulation - Hot-Dry ¦ PG&E ¦ Hot-Dry | Com ¦ No Com Hot Water Pipe Insulation - Hot-Dry | PG&E ¦ Hot-Dry | PG&E | All | Gas | No Com Hot Water Pipe Insulation | Average Existing | 0 | Conventional | WaterHeat | Com - College | Com | RET Only | 0 | 1000 sqft2 of floor space | Len-ft | 6.67 | None | 0 | 0 | 10.4716 | California eTRM (https://www.caetrm.com/) | 0 | 2018 | 0 | 0 | 2018 | 0 | 0 | California eTRM (https://www.caetrm.com/) | Pipe Insulation - Hot-Dry ¦ PG&E ¦ Hot-Dry | Pipe Insulation - Hot-Dry | 2.1953 | 1 | 0.89421 | 2020 Guidehouse Assumptions | -6.0444 | 2012 | 0.45 | 0
COM-WATERHEAT-70.14 | Com ¦ No Com Hot Water Pipe Insulation - Hot-Dry ¦ PG&E ¦ Hot-Dry | Com ¦ No Com Hot Water Pipe Insulation - Hot-Dry | PG&E ¦ Hot-Dry | PG&E | All | Gas | No Com Hot Water Pipe Insulation | Average Existing | 0 | Conventional | WaterHeat | Com - Grocery | Com | RET Only | 0 | 1000 sqft2 of floor space | Len-ft | 6.67 | None | 0 | 0 | 10.4716 | California eTRM (https://www.caetrm.com/) | 0 | 2018 | 0 | 0 | 2018 | 0 | 0 | California eTRM (https://www.caetrm.com/) | Pipe Insulation - Hot-Dry ¦ PG&E ¦ Hot-Dry | Pipe Insulation - Hot-Dry | 2.1953 | 1 | 0.89421 | 2020 Guidehouse Assumptions | -22.025 | 2012 | 0.45 | 0
COM-WATERHEAT-70.15 | Com ¦ No Com Hot Water Pipe Insulation - Hot-Dry ¦ PG&E ¦ Hot-Dry | Com ¦ No Com Hot Water Pipe Insulation - Hot-Dry | PG&E ¦ Hot-Dry | PG&E | All | Gas | No Com Hot Water Pipe Insulation | Average Existing | 0 | Conventional | WaterHeat | Com - Health | Com | RET Only | 0 | 1000 sqft2 of floor space | Len-ft | 6.67 | None | 0 | 0 | 10.4716 | California eTRM (https://www.caetrm.com/) | 0 | 2018 | 0 | 0 | 2018 | 0 | 0 | California eTRM (https://www.caetrm.com/) | Pipe Insulation - Hot-Dry ¦ PG&E ¦ Hot-Dry | Pipe Insulation - Hot-Dry | 2.1953 | 1 | 0.89421 | 2020 Guidehouse Assumptions | -24.7273 | 2012 | 0.45 | 0
COM-WATERHEAT-70.16 | Com ¦ No Com Hot Water Pipe Insulation - Hot-Dry ¦ PG&E ¦ Hot-Dry | Com ¦ No Com Hot Water Pipe Insulation - Hot-Dry | PG&E ¦ Hot-Dry | PG&E | All | Gas | No Com Hot Water Pipe Insulation | Average Existing | 0 | Conventional | WaterHeat | Com - Lodging | Com | RET Only | 0 | 1000 sqft2 of floor space | Len-ft | 6.67 | None | 0 | 0 | 10.4716 | California eTRM (https://www.caetrm.com/) | 0 | 2018 | 0 | 0 | 2018 | 0 | 0 | California eTRM (https://www.caetrm.com/) | Pipe Insulation - Hot-Dry ¦ PG&E ¦ Hot-Dry | Pipe Insulation - Hot-Dry | 2.1953 | 1 | 0.89421 | 2020 Guidehouse Assumptions | -79.7521 | 2012 | 0.45 | 0
COM-WATERHEAT-70.17 | Com ¦ No Com Hot Water Pipe Insulation - Hot-Dry ¦ PG&E ¦ Hot-Dry | Com ¦ No Com Hot Water Pipe Insulation - Hot-Dry | PG&E ¦ Hot-Dry | PG&E | All | Gas | No Com Hot Water Pipe Insulation | Average Existing | 0 | Conventional | WaterHeat | Com - Office (Large) | Com | RET Only | 0 | 1000 sqft2 of floor space | Len-ft | 6.67 | None | 0 | 0 | 10.4716 | California eTRM (https://www.caetrm.com/) | 0 | 2018 | 0 | 0 | 2018 | 0 | 0 | California eTRM (https://www.caetrm.com/) | Pipe Insulation - Hot-Dry ¦ PG&E ¦ Hot-Dry | Pipe Insulation - Hot-Dry | 2.1953 | 1 | 0.89421 | 2020 Guidehouse Assumptions | -36.2334 | 2012 | 0.45 | 0
COM-WATERHEAT-70.18 | Com ¦ No Com Hot Water Pipe Insulation - Hot-Dry ¦ PG&E ¦ Hot-Dry | Com ¦ No Com Hot Water Pipe Insulation - Hot-Dry | PG&E ¦ Hot-Dry | PG&E | All | Gas | No Com Hot Water Pipe Insulation | Average Existing | 0 | Conventional | WaterHeat | Com - Office (Small) | Com | RET Only | 0 | 1000 sqft2 of floor space | Len-ft | 6.67 | None | 0 | 0 | 10.4716 | California eTRM (https://www.caetrm.com/) | 0 | 2018 | 0 | 0 | 2018 | 0 | 0 | California eTRM (https://www.caetrm.com/) | Pipe Insulation - Hot-Dry ¦ PG&E ¦ Hot-Dry | Pipe Insulation - Hot-Dry | 2.1953 | 1 | 0.89421 | 2020 Guidehouse Assumptions | -10.2509 | 2012 | 0.45 | 0
COM-WATERHEAT-70.19 | Com ¦ No Com Hot Water Pipe Insulation - Hot-Dry ¦ PG&E ¦ Hot-Dry | Com ¦ No Com Hot Water Pipe Insulation - Hot-Dry | PG&E ¦ Hot-Dry | PG&E | All | Gas | No Com Hot Water Pipe Insulation | Average Existing | 0 | Conventional | WaterHeat | Com - Other | Com | RET Only | 0 | 1000 sqft2 of floor space | Len-ft | 6.67 | None | 0 | 0 | 10.4716 | California eTRM (https://www.caetrm.com/) | 0 | 2018 | 0 | 0 | 2018 | 0 | 0 | California eTRM (https://www.caetrm.com/) | Pipe Insulation - Hot-Dry ¦ PG&E ¦ Hot-Dry | Pipe Insulation - Hot-Dry | 2.1953 | 1 | 0.89421 | 2020 Guidehouse Assumptions | -26.1694 | 2012 | 0.45 | 0
COM-WATERHEAT-70.20 | Com ¦ No Com Hot Water Pipe Insulation - Hot-Dry ¦ PG&E ¦ Hot-Dry | Com ¦ No Com Hot Water Pipe Insulation - Hot-Dry | PG&E ¦ Hot-Dry | PG&E | All | Gas | No Com Hot Water Pipe Insulation | Average Existing | 0 | Conventional | WaterHeat | Com - Refrig. Warehouse | Com | RET Only | 0 | 1000 sqft2 of floor space | Len-ft | 6.67 | None | 0 | 0 | 10.4716 | California eTRM (https://www.caetrm.com/) | 0 | 2018 | 0 | 0 | 2018 | 0 | 0 | California eTRM (https://www.caetrm.com/) | Pipe Insulation - Hot-Dry ¦ PG&E ¦ Hot-Dry | Pipe Insulation - Hot-Dry | 2.1953 | 1 | 0.89421 | 2020 Guidehouse Assumptions | -7.6669 | 2012 | 0.45 | 0
COM-WATERHEAT-70.21 | Com ¦ No Com Hot Water Pipe Insulation - Hot-Dry ¦ PG&E ¦ Hot-Dry | Com ¦ No Com Hot Water Pipe Insulation - Hot-Dry | PG&E ¦ Hot-Dry | PG&E | All | Gas | No Com Hot Water Pipe Insulation | Average Existing | 0 | Conventional | WaterHeat | Com - Restaurant | Com | RET Only | 0 | 1000 sqft2 of floor space | Len-ft | 6.67 | None | 0 | 0 | 10.4716 | California eTRM (https://www.caetrm.com/) | 0 | 2018 | 0 | 0 | 2018 | 0 | 0 | California eTRM (https://www.caetrm.com/) | Pipe Insulation - Hot-Dry ¦ PG&E ¦ Hot-Dry | Pipe Insulation - Hot-Dry | 2.1953 | 1 | 0.89421 | 2020 Guidehouse Assumptions | -2.6825 | 2012 | 0.45 | 0
COM-WATERHEAT-70.22 | Com ¦ No Com Hot Water Pipe Insulation - Hot-Dry ¦ PG&E ¦ Hot-Dry | Com ¦ No Com Hot Water Pipe Insulation - Hot-Dry | PG&E ¦ Hot-Dry | PG&E | All | Gas | No Com Hot Water Pipe Insulation | Average Existing | 0 | Conventional | WaterHeat | Com - Retail | Com | RET Only | 0 | 1000 sqft2 of floor space | Len-ft | 6.67 | None | 0 | 0 | 10.4716 | California eTRM (https://www.caetrm.com/) | 0 | 2018 | 0 | 0 | 2018 | 0 | 0 | California eTRM (https://www.caetrm.com/) | Pipe Insulation - Hot-Dry ¦ PG&E ¦ Hot-Dry | Pipe Insulation - Hot-Dry | 2.1953 | 1 | 0.89421 | 2020 Guidehouse Assumptions | -1571.7435 | 2012 | 0.45 | 0
COM-WATERHEAT-70.23 | Com ¦ No Com Hot Water Pipe Insulation - Hot-Dry ¦ PG&E ¦ Hot-Dry | Com ¦ No Com Hot Water Pipe Insulation - Hot-Dry | PG&E ¦ Hot-Dry | PG&E | All | Gas | No Com Hot Water Pipe Insulation | Average Existing | 0 | Conventional | WaterHeat | Com - School | Com | RET Only | 0 | 1000 sqft2 of floor space | Len-ft | 6.67 | None | 0 | 0 | 10.4716 | California eTRM (https://www.caetrm.com/) | 0 | 2018 | 0 | 0 | 2018 | 0 | 0 | California eTRM (https://www.caetrm.com/) | Pipe Insulation - Hot-Dry ¦ PG&E ¦ Hot-Dry | Pipe Insulation - Hot-Dry | 2.1953 | 1 | 0.89421 | 2020 Guidehouse Assumptions | -8.7689 | 2012 | 0.45 | 0
COM-WATERHEAT-70.24 | Com ¦ No Com Hot Water Pipe Insulation - Hot-Dry ¦ PG&E ¦ Hot-Dry | Com ¦ No Com Hot Water Pipe Insulation - Hot-Dry | PG&E ¦ Hot-Dry | PG&E | All | Gas | No Com Hot Water Pipe Insulation | Average Existing | 0 | Conventional | WaterHeat | Com - Warehouse | Com | RET Only | 0 | 1000 sqft2 of floor space | Len-ft | 6.67 | None | 0 | 0 | 10.4716 | California eTRM (https://www.caetrm.com/) | 0 | 2018 | 0 | 0 | 2018 | 0 | 0 | California eTRM (https://www.caetrm.com/) | Pipe Insulation - Hot-Dry ¦ PG&E ¦ Hot-Dry | Pipe Insulation - Hot-Dry | 2.1953 | 1 | 0.89421 | 2020 Guidehouse Assumptions | -80.1891 | 2012 | 0.45 | 0
COM-WATERHEAT-70.25 | Com ¦ No Com Hot Water Pipe Insulation - Cold ¦ PG&E ¦ Cold | Com ¦ No Com Hot Water Pipe Insulation - Cold | PG&E ¦ Cold | PG&E | All | Gas | No Com Hot Water Pipe Insulation | Average Existing | 0 | Conventional | WaterHeat | Com - College | Com | RET Only | 0 | 1000 sqft2 of floor space | Len-ft | 6.67 | None | 0 | 0 | 10.4716 | California eTRM (https://www.caetrm.com/) | 0 | 2018 | 0 | 0 | 2018 | 0 | 0 | California eTRM (https://www.caetrm.com/) | Pipe Insulation - Cold ¦ PG&E ¦ Cold | Pipe Insulation - Cold | 2.1953 | 1 | 0.89421 | 2020 Guidehouse Assumptions | -6.0444 | 2012 | 0.45 | 0
COM-WATERHEAT-70.26 | Com ¦ No Com Hot Water Pipe Insulation - Cold ¦ PG&E ¦ Cold | Com ¦ No Com Hot Water Pipe Insulation - Cold | PG&E ¦ Cold | PG&E | All | Gas | No Com Hot Water Pipe Insulation | Average Existing | 0 | Conventional | WaterHeat | Com - Grocery | Com | RET Only | 0 | 1000 sqft2 of floor space | Len-ft | 6.67 | None | 0 | 0 | 10.4716 | California eTRM (https://www.caetrm.com/) | 0 | 2018 | 0 | 0 | 2018 | 0 | 0 | California eTRM (https://www.caetrm.com/) | Pipe Insulation - Cold ¦ PG&E ¦ Cold | Pipe Insulation - Cold | 2.1953 | 1 | 0.89421 | 2020 Guidehouse Assumptions | -22.025 | 2012 | 0.45 | 0
COM-WATERHEAT-70.27 | Com ¦ No Com Hot Water Pipe Insulation - Cold ¦ PG&E ¦ Cold | Com ¦ No Com Hot Water Pipe Insulation - Cold | PG&E ¦ Cold | PG&E | All | Gas | No Com Hot Water Pipe Insulation | Average Existing | 0 | Conventional | WaterHeat | Com - Health | Com | RET Only | 0 | 1000 sqft2 of floor space | Len-ft | 6.67 | None | 0 | 0 | 10.4716 | California eTRM (https://www.caetrm.com/) | 0 | 2018 | 0 | 0 | 2018 | 0 | 0 | California eTRM (https://www.caetrm.com/) | Pipe Insulation - Cold ¦ PG&E ¦ Cold | Pipe Insulation - Cold | 2.1953 | 1 | 0.89421 | 2020 Guidehouse Assumptions | -24.7273 | 2012 | 0.45 | 0
COM-WATERHEAT-70.28 | Com ¦ No Com Hot Water Pipe Insulation - Cold ¦ PG&E ¦ Cold | Com ¦ No Com Hot Water Pipe Insulation - Cold | PG&E ¦ Cold | PG&E | All | Gas | No Com Hot Water Pipe Insulation | Average Existing | 0 | Conventional | WaterHeat | Com - Lodging | Com | RET Only | 0 | 1000 sqft2 of floor space | Len-ft | 6.67 | None | 0 | 0 | 10.4716 | California eTRM (https://www.caetrm.com/) | 0 | 2018 | 0 | 0 | 2018 | 0 | 0 | California eTRM (https://www.caetrm.com/) | Pipe Insulation - Cold ¦ PG&E ¦ Cold | Pipe Insulation - Cold | 2.1953 | 1 | 0.89421 | 2020 Guidehouse Assumptions | -79.7521 | 2012 | 0.45 | 0
COM-WATERHEAT-70.29 | Com ¦ No Com Hot Water Pipe Insulation - Cold ¦ PG&E ¦ Cold | Com ¦ No Com Hot Water Pipe Insulation - Cold | PG&E ¦ Cold | PG&E | All | Gas | No Com Hot Water Pipe Insulation | Average Existing | 0 | Conventional | WaterHeat | Com - Office (Large) | Com | RET Only | 0 | 1000 sqft2 of floor space | Len-ft | 6.67 | None | 0 | 0 | 10.4716 | California eTRM (https://www.caetrm.com/) | 0 | 2018 | 0 | 0 | 2018 | 0 | 0 | California eTRM (https://www.caetrm.com/) | Pipe Insulation - Cold ¦ PG&E ¦ Cold | Pipe Insulation - Cold | 2.1953 | 1 | 0.89421 | 2020 Guidehouse Assumptions | -36.2334 | 2012 | 0.45 | 0
COM-WATERHEAT-70.30 | Com ¦ No Com Hot Water Pipe Insulation - Cold ¦ PG&E ¦ Cold | Com ¦ No Com Hot Water Pipe Insulation - Cold | PG&E ¦ Cold | PG&E | All | Gas | No Com Hot Water Pipe Insulation | Average Existing | 0 | Conventional | WaterHeat | Com - Office (Small) | Com | RET Only | 0 | 1000 sqft2 of floor space | Len-ft | 6.67 | None | 0 | 0 | 10.4716 | California eTRM (https://www.caetrm.com/) | 0 | 2018 | 0 | 0 | 2018 | 0 | 0 | California eTRM (https://www.caetrm.com/) | Pipe Insulation - Cold ¦ PG&E ¦ Cold | Pipe Insulation - Cold | 2.1953 | 1 | 0.89421 | 2020 Guidehouse Assumptions | -10.2509 | 2012 | 0.45 | 0
COM-WATERHEAT-70.31 | Com ¦ No Com Hot Water Pipe Insulation - Cold ¦ PG&E ¦ Cold | Com ¦ No Com Hot Water Pipe Insulation - Cold | PG&E ¦ Cold | PG&E | All | Gas | No Com Hot Water Pipe Insulation | Average Existing | 0 | Conventional | WaterHeat | Com - Other | Com | RET Only | 0 | 1000 sqft2 of floor space | Len-ft | 6.67 | None | 0 | 0 | 10.4716 | California eTRM (https://www.caetrm.com/) | 0 | 2018 | 0 | 0 | 2018 | 0 | 0 | California eTRM (https://www.caetrm.com/) | Pipe Insulation - Cold ¦ PG&E ¦ Cold | Pipe Insulation - Cold | 2.1953 | 1 | 0.89421 | 2020 Guidehouse Assumptions | -26.1694 | 2012 | 0.45 | 0
COM-WATERHEAT-70.32 | Com ¦ No Com Hot Water Pipe Insulation - Cold ¦ PG&E ¦ Cold | Com ¦ No Com Hot Water Pipe Insulation - Cold | PG&E ¦ Cold | PG&E | All | Gas | No Com Hot Water Pipe Insulation | Average Existing | 0 | Conventional | WaterHeat | Com - Refrig. Warehouse | Com | RET Only | 0 | 1000 sqft2 of floor space | Len-ft | 6.67 | None | 0 | 0 | 10.4716 | California eTRM (https://www.caetrm.com/) | 0 | 2018 | 0 | 0 | 2018 | 0 | 0 | California eTRM (https://www.caetrm.com/) | Pipe Insulation - Cold ¦ PG&E ¦ Cold | Pipe Insulation - Cold | 2.1953 | 1 | 0.89421 | 2020 Guidehouse Assumptions | -7.6669 | 2012 | 0.45 | 0
COM-WATERHEAT-70.33 | Com ¦ No Com Hot Water Pipe Insulation - Cold ¦ PG&E ¦ Cold | Com ¦ No Com Hot Water Pipe Insulation - Cold | PG&E ¦ Cold | PG&E | All | Gas | No Com Hot Water Pipe Insulation | Average Existing | 0 | Conventional | WaterHeat | Com - Restaurant | Com | RET Only | 0 | 1000 sqft2 of floor space | Len-ft | 6.67 | None | 0 | 0 | 10.4716 | California eTRM (https://www.caetrm.com/) | 0 | 2018 | 0 | 0 | 2018 | 0 | 0 | California eTRM (https://www.caetrm.com/) | Pipe Insulation - Cold ¦ PG&E ¦ Cold | Pipe Insulation - Cold | 2.1953 | 1 | 0.89421 | 2020 Guidehouse Assumptions | -2.6825 | 2012 | 0.45 | 0
COM-WATERHEAT-70.34 | Com ¦ No Com Hot Water Pipe Insulation - Cold ¦ PG&E ¦ Cold | Com ¦ No Com Hot Water Pipe Insulation - Cold | PG&E ¦ Cold | PG&E | All | Gas | No Com Hot Water Pipe Insulation | Average Existing | 0 | Conventional | WaterHeat | Com - Retail | Com | RET Only | 0 | 1000 sqft2 of floor space | Len-ft | 6.67 | None | 0 | 0 | 10.4716 | California eTRM (https://www.caetrm.com/) | 0 | 2018 | 0 | 0 | 2018 | 0 | 0 | California eTRM (https://www.caetrm.com/) | Pipe Insulation - Cold ¦ PG&E ¦ Cold | Pipe Insulation - Cold | 2.1953 | 1 | 0.89421 | 2020 Guidehouse Assumptions | -1571.7435 | 2012 | 0.45 | 0
COM-WATERHEAT-70.35 | Com ¦ No Com Hot Water Pipe Insulation - Cold ¦ PG&E ¦ Cold | Com ¦ No Com Hot Water Pipe Insulation - Cold | PG&E ¦ Cold | PG&E | All | Gas | No Com Hot Water Pipe Insulation | Average Existing | 0 | Conventional | WaterHeat | Com - School | Com | RET Only | 0 | 1000 sqft2 of floor space | Len-ft | 6.67 | None | 0 | 0 | 10.4716 | California eTRM (https://www.caetrm.com/) | 0 | 2018 | 0 | 0 | 2018 | 0 | 0 | California eTRM (https://www.caetrm.com/) | Pipe Insulation - Cold ¦ PG&E ¦ Cold | Pipe Insulation - Cold | 2.1953 | 1 | 0.89421 | 2020 Guidehouse Assumptions | -8.7689 | 2012 | 0.45 | 0
COM-WATERHEAT-70.36 | Com ¦ No Com Hot Water Pipe Insulation - Cold ¦ PG&E ¦ Cold | Com ¦ No Com Hot Water Pipe Insulation - Cold | PG&E ¦ Cold | PG&E | All | Gas | No Com Hot Water Pipe Insulation | Average Existing | 0 | Conventional | WaterHeat | Com - Warehouse | Com | RET Only | 0 | 1000 sqft2 of floor space | Len-ft | 6.67 | None | 0 | 0 | 10.4716 | California eTRM (https://www.caetrm.com/) | 0 | 2018 | 0 | 0 | 2018 | 0 | 0 | California eTRM (https://www.caetrm.com/) | Pipe Insulation - Cold ¦ PG&E ¦ Cold | Pipe Insulation - Cold | 2.1953 | 1 | 0.89421 | 2020 Guidehouse Assumptions | -80.1891 | 2012 | 0.45 | 0
COM-WATERHEAT-70.37 | Com ¦ No Com Hot Water Pipe Insulation - Marine ¦ SCG ¦ Marine | Com ¦ No Com Hot Water Pipe Insulation - Marine | SCG ¦ Marine | SCG | All | Gas | No Com Hot Water Pipe Insulation | Average Existing | 0 | Conventional | WaterHeat | Com - College | Com | RET Only | 0 | 1000 sqft2 of floor space | Len-ft | 6.67 | None | 0 | 0 | 10.4716 | California eTRM (https://www.caetrm.com/) | 0 | 2018 | 0 | 0 | 2018 | 0 | 0 | California eTRM (https://www.caetrm.com/) | Pipe Insulation - Marine ¦ SCG ¦ Marine | Pipe Insulation - Marine | 2.1957 | 1 | 0.89421 | 2020 Guidehouse Assumptions | -6.0444 | 2012 | 0.45 | 0
COM-WATERHEAT-70.38 | Com ¦ No Com Hot Water Pipe Insulation - Marine ¦ SCG ¦ Marine | Com ¦ No Com Hot Water Pipe Insulation - Marine | SCG ¦ Marine | SCG | All | Gas | No Com Hot Water Pipe Insulation | Average Existing | 0 | Conventional | WaterHeat | Com - Grocery | Com | RET Only | 0 | 1000 sqft2 of floor space | Len-ft | 6.67 | None | 0 | 0 | 10.4716 | California eTRM (https://www.caetrm.com/) | 0 | 2018 | 0 | 0 | 2018 | 0 | 0 | California eTRM (https://www.caetrm.com/) | Pipe Insulation - Marine ¦ SCG ¦ Marine | Pipe Insulation - Marine | 2.1957 | 1 | 0.89421 | 2020 Guidehouse Assumptions | -22.025 | 2012 | 0.45 | 0
COM-WATERHEAT-70.39 | Com ¦ No Com Hot Water Pipe Insulation - Marine ¦ SCG ¦ Marine | Com ¦ No Com Hot Water Pipe Insulation - Marine | SCG ¦ Marine | SCG | All | Gas | No Com Hot Water Pipe Insulation | Average Existing | 0 | Conventional | WaterHeat | Com - Health | Com | RET Only | 0 | 1000 sqft2 of floor space | Len-ft | 6.67 | None | 0 | 0 | 10.4716 | California eTRM (https://www.caetrm.com/) | 0 | 2018 | 0 | 0 | 2018 | 0 | 0 | California eTRM (https://www.caetrm.com/) | Pipe Insulation - Marine ¦ SCG ¦ Marine | Pipe Insulation - Marine | 2.1957 | 1 | 0.89421 | 2020 Guidehouse Assumptions | -24.7273 | 2012 | 0.45 | 0
COM-WATERHEAT-70.40 | Com ¦ No Com Hot Water Pipe Insulation - Marine ¦ SCG ¦ Marine | Com ¦ No Com Hot Water Pipe Insulation - Marine | SCG ¦ Marine | SCG | All | Gas | No Com Hot Water Pipe Insulation | Average Existing | 0 | Conventional | WaterHeat | Com - Lodging | Com | RET Only | 0 | 1000 sqft2 of floor space | Len-ft | 6.67 | None | 0 | 0 | 10.4716 | California eTRM (https://www.caetrm.com/) | 0 | 2018 | 0 | 0 | 2018 | 0 | 0 | California eTRM (https://www.caetrm.com/) | Pipe Insulation - Marine ¦ SCG ¦ Marine | Pipe Insulation - Marine | 2.1957 | 1 | 0.89421 | 2020 Guidehouse Assumptions | -79.7521 | 2012 | 0.45 | 0
COM-WATERHEAT-70.41 | Com ¦ No Com Hot Water Pipe Insulation - Marine ¦ SCG ¦ Marine | Com ¦ No Com Hot Water Pipe Insulation - Marine | SCG ¦ Marine | SCG | All | Gas | No Com Hot Water Pipe Insulation | Average Existing | 0 | Conventional | WaterHeat | Com - Office (Large) | Com | RET Only | 0 | 1000 sqft2 of floor space | Len-ft | 6.67 | None | 0 | 0 | 10.4716 | California eTRM (https://www.caetrm.com/) | 0 | 2018 | 0 | 0 | 2018 | 0 | 0 | California eTRM (https://www.caetrm.com/) | Pipe Insulation - Marine ¦ SCG ¦ Marine | Pipe Insulation - Marine | 2.1957 | 1 | 0.89421 | 2020 Guidehouse Assumptions | -36.2334 | 2012 | 0.45 | 0
COM-WATERHEAT-70.42 | Com ¦ No Com Hot Water Pipe Insulation - Marine ¦ SCG ¦ Marine | Com ¦ No Com Hot Water Pipe Insulation - Marine | SCG ¦ Marine | SCG | All | Gas | No Com Hot Water Pipe Insulation | Average Existing | 0 | Conventional | WaterHeat | Com - Office (Small) | Com | RET Only | 0 | 1000 sqft2 of floor space | Len-ft | 6.67 | None | 0 | 0 | 10.4716 | California eTRM (https://www.caetrm.com/) | 0 | 2018 | 0 | 0 | 2018 | 0 | 0 | California eTRM (https://www.caetrm.com/) | Pipe Insulation - Marine ¦ SCG ¦ Marine | Pipe Insulation - Marine | 2.1957 | 1 | 0.89421 | 2020 Guidehouse Assumptions | -10.2509 | 2012 | 0.45 | 0
COM-WATERHEAT-70.43 | Com ¦ No Com Hot Water Pipe Insulation - Marine ¦ SCG ¦ Marine | Com ¦ No Com Hot Water Pipe Insulation - Marine | SCG ¦ Marine | SCG | All | Gas | No Com Hot Water Pipe Insulation | Average Existing | 0 | Conventional | WaterHeat | Com - Other | Com | RET Only | 0 | 1000 sqft2 of floor space | Len-ft | 6.67 | None | 0 | 0 | 10.4716 | California eTRM (https://www.caetrm.com/) | 0 | 2018 | 0 | 0 | 2018 | 0 | 0 | California eTRM (https://www.caetrm.com/) | Pipe Insulation - Marine ¦ SCG ¦ Marine | Pipe Insulation - Marine | 2.1957 | 1 | 0.89421 | 2020 Guidehouse Assumptions | -26.1694 | 2012 | 0.45 | 0
COM-WATERHEAT-70.44 | Com ¦ No Com Hot Water Pipe Insulation - Marine ¦ SCG ¦ Marine | Com ¦ No Com Hot Water Pipe Insulation - Marine | SCG ¦ Marine | SCG | All | Gas | No Com Hot Water Pipe Insulation | Average Existing | 0 | Conventional | WaterHeat | Com - Refrig. Warehouse | Com | RET Only | 0 | 1000 sqft2 of floor space | Len-ft | 6.67 | None | 0 | 0 | 10.4716 | California eTRM (https://www.caetrm.com/) | 0 | 2018 | 0 | 0 | 2018 | 0 | 0 | California eTRM (https://www.caetrm.com/) | Pipe Insulation - Marine ¦ SCG ¦ Marine | Pipe Insulation - Marine | 2.1957 | 1 | 0.89421 | 2020 Guidehouse Assumptions | -7.6669 | 2012 | 0.45 | 0
COM-WATERHEAT-70.45 | Com ¦ No Com Hot Water Pipe Insulation - Marine ¦ SCG ¦ Marine | Com ¦ No Com Hot Water Pipe Insulation - Marine | SCG ¦ Marine | SCG | All | Gas | No Com Hot Water Pipe Insulation | Average Existing | 0 | Conventional | WaterHeat | Com - Restaurant | Com | RET Only | 0 | 1000 sqft2 of floor space | Len-ft | 6.67 | None | 0 | 0 | 10.4716 | California eTRM (https://www.caetrm.com/) | 0 | 2018 | 0 | 0 | 2018 | 0 | 0 | California eTRM (https://www.caetrm.com/) | Pipe Insulation - Marine ¦ SCG ¦ Marine | Pipe Insulation - Marine | 2.1957 | 1 | 0.89421 | 2020 Guidehouse Assumptions | -2.6825 | 2012 | 0.45 | 0
COM-WATERHEAT-70.46 | Com ¦ No Com Hot Water Pipe Insulation - Marine ¦ SCG ¦ Marine | Com ¦ No Com Hot Water Pipe Insulation - Marine | SCG ¦ Marine | SCG | All | Gas | No Com Hot Water Pipe Insulation | Average Existing | 0 | Conventional | WaterHeat | Com - Retail | Com | RET Only | 0 | 1000 sqft2 of floor space | Len-ft | 6.67 | None | 0 | 0 | 10.4716 | California eTRM (https://www.caetrm.com/) | 0 | 2018 | 0 | 0 | 2018 | 0 | 0 | California eTRM (https://www.caetrm.com/) | Pipe Insulation - Marine ¦ SCG ¦ Marine | Pipe Insulation - Marine | 2.1957 | 1 | 0.89421 | 2020 Guidehouse Assumptions | -1571.7435 | 2012 | 0.45 | 0
COM-WATERHEAT-70.47 | Com ¦ No Com Hot Water Pipe Insulation - Marine ¦ SCG ¦ Marine | Com ¦ No Com Hot Water Pipe Insulation - Marine | SCG ¦ Marine | SCG | All | Gas | No Com Hot Water Pipe Insulation | Average Existing | 0 | Conventional | WaterHeat | Com - School | Com | RET Only | 0 | 1000 sqft2 of floor space | Len-ft | 6.67 | None | 0 | 0 | 10.4716 | California eTRM (https://www.caetrm.com/) | 0 | 2018 | 0 | 0 | 2018 | 0 | 0 | California eTRM (https://www.caetrm.com/) | Pipe Insulation - Marine ¦ SCG ¦ Marine | Pipe Insulation - Marine | 2.1957 | 1 | 0.89421 | 2020 Guidehouse Assumptions | -8.7689 | 2012 | 0.45 | 0
COM-WATERHEAT-70.48 | Com ¦ No Com Hot Water Pipe Insulation - Marine ¦ SCG ¦ Marine | Com ¦ No Com Hot Water Pipe Insulation - Marine | SCG ¦ Marine | SCG | All | Gas | No Com Hot Water Pipe Insulation | Average Existing | 0 | Conventional | WaterHeat | Com - Warehouse | Com | RET Only | 0 | 1000 sqft2 of floor space | Len-ft | 6.67 | None | 0 | 0 | 10.4716 | California eTRM (https://www.caetrm.com/) | 0 | 2018 | 0 | 0 | 2018 | 0 | 0 | California eTRM (https://www.caetrm.com/) | Pipe Insulation - Marine ¦ SCG ¦ Marine | Pipe Insulation - Marine | 2.1957 | 1 | 0.89421 | 2020 Guidehouse Assumptions | -80.1891 | 2012 | 0.45 | 0
COM-WATERHEAT-70.49 | Com ¦ No Com Hot Water Pipe Insulation - Hot-Dry ¦ SCG ¦ Hot-Dry | Com ¦ No Com Hot Water Pipe Insulation - Hot-Dry | SCG ¦ Hot-Dry | SCG | All | Gas | No Com Hot Water Pipe Insulation | Average Existing | 0 | Conventional | WaterHeat | Com - College | Com | RET Only | 0 | 1000 sqft2 of floor space | Len-ft | 6.67 | None | 0 | 0 | 10.4716 | California eTRM (https://www.caetrm.com/) | 0 | 2018 | 0 | 0 | 2018 | 0 | 0 | California eTRM (https://www.caetrm.com/) | Pipe Insulation - Hot-Dry ¦ SCG ¦ Hot-Dry | Pipe Insulation - Hot-Dry | 2.1957 | 1 | 0.89421 | 2020 Guidehouse Assumptions | -6.0444 | 2012 | 0.45 | 0
COM-WATERHEAT-70.50 | Com ¦ No Com Hot Water Pipe Insulation - Hot-Dry ¦ SCG ¦ Hot-Dry | Com ¦ No Com Hot Water Pipe Insulation - Hot-Dry | SCG ¦ Hot-Dry | SCG | All | Gas | No Com Hot Water Pipe Insulation | Average Existing | 0 | Conventional | WaterHeat | Com - Grocery | Com | RET Only | 0 | 1000 sqft2 of floor space | Len-ft | 6.67 | None | 0 | 0 | 10.4716 | California eTRM (https://www.caetrm.com/) | 0 | 2018 | 0 | 0 | 2018 | 0 | 0 | California eTRM (https://www.caetrm.com/) | Pipe Insulation - Hot-Dry ¦ SCG ¦ Hot-Dry | Pipe Insulation - Hot-Dry | 2.1957 | 1 | 0.89421 | 2020 Guidehouse Assumptions | -22.025 | 2012 | 0.45 | 0
COM-WATERHEAT-70.51 | Com ¦ No Com Hot Water Pipe Insulation - Hot-Dry ¦ SCG ¦ Hot-Dry | Com ¦ No Com Hot Water Pipe Insulation - Hot-Dry | SCG ¦ Hot-Dry | SCG | All | Gas | No Com Hot Water Pipe Insulation | Average Existing | 0 | Conventional | WaterHeat | Com - Health | Com | RET Only | 0 | 1000 sqft2 of floor space | Len-ft | 6.67 | None | 0 | 0 | 10.4716 | California eTRM (https://www.caetrm.com/) | 0 | 2018 | 0 | 0 | 2018 | 0 | 0 | California eTRM (https://www.caetrm.com/) | Pipe Insulation - Hot-Dry ¦ SCG ¦ Hot-Dry | Pipe Insulation - Hot-Dry | 2.1957 | 1 | 0.89421 | 2020 Guidehouse Assumptions | -24.7273 | 2012 | 0.45 | 0
COM-WATERHEAT-70.52 | Com ¦ No Com Hot Water Pipe Insulation - Hot-Dry ¦ SCG ¦ Hot-Dry | Com ¦ No Com Hot Water Pipe Insulation - Hot-Dry | SCG ¦ Hot-Dry | SCG | All | Gas | No Com Hot Water Pipe Insulation | Average Existing | 0 | Conventional | WaterHeat | Com - Lodging | Com | RET Only | 0 | 1000 sqft2 of floor space | Len-ft | 6.67 | None | 0 | 0 | 10.4716 | California eTRM (https://www.caetrm.com/) | 0 | 2018 | 0 | 0 | 2018 | 0 | 0 | California eTRM (https://www.caetrm.com/) | Pipe Insulation - Hot-Dry ¦ SCG ¦ Hot-Dry | Pipe Insulation - Hot-Dry | 2.1957 | 1 | 0.89421 | 2020 Guidehouse Assumptions | -79.7521 | 2012 | 0.45 | 0
COM-WATERHEAT-70.53 | Com ¦ No Com Hot Water Pipe Insulation - Hot-Dry ¦ SCG ¦ Hot-Dry | Com ¦ No Com Hot Water Pipe Insulation - Hot-Dry | SCG ¦ Hot-Dry | SCG | All | Gas | No Com Hot Water Pipe Insulation | Average Existing | 0 | Conventional | WaterHeat | Com - Office (Large) | Com | RET Only | 0 | 1000 sqft2 of floor space | Len-ft | 6.67 | None | 0 | 0 | 10.4716 | California eTRM (https://www.caetrm.com/) | 0 | 2018 | 0 | 0 | 2018 | 0 | 0 | California eTRM (https://www.caetrm.com/) | Pipe Insulation - Hot-Dry ¦ SCG ¦ Hot-Dry | Pipe Insulation - Hot-Dry | 2.1957 | 1 | 0.89421 | 2020 Guidehouse Assumptions | -36.2334 | 2012 | 0.45 | 0
COM-WATERHEAT-70.54 | Com ¦ No Com Hot Water Pipe Insulation - Hot-Dry ¦ SCG ¦ Hot-Dry | Com ¦ No Com Hot Water Pipe Insulation - Hot-Dry | SCG ¦ Hot-Dry | SCG | All | Gas | No Com Hot Water Pipe Insulation | Average Existing | 0 | Conventional | WaterHeat | Com - Office (Small) | Com | RET Only | 0 | 1000 sqft2 of floor space | Len-ft | 6.67 | None | 0 | 0 | 10.4716 | California eTRM (https://www.caetrm.com/) | 0 | 2018 | 0 | 0 | 2018 | 0 | 0 | California eTRM (https://www.caetrm.com/) | Pipe Insulation - Hot-Dry ¦ SCG ¦ Hot-Dry | Pipe Insulation - Hot-Dry | 2.1957 | 1 | 0.89421 | 2020 Guidehouse Assumptions | -10.2509 | 2012 | 0.45 | 0
COM-WATERHEAT-70.55 | Com ¦ No Com Hot Water Pipe Insulation - Hot-Dry ¦ SCG ¦ Hot-Dry | Com ¦ No Com Hot Water Pipe Insulation - Hot-Dry | SCG ¦ Hot-Dry | SCG | All | Gas | No Com Hot Water Pipe Insulation | Average Existing | 0 | Conventional | WaterHeat | Com - Other | Com | RET Only | 0 | 1000 sqft2 of floor space | Len-ft | 6.67 | None | 0 | 0 | 10.4716 | California eTRM (https://www.caetrm.com/) | 0 | 2018 | 0 | 0 | 2018 | 0 | 0 | California eTRM (https://www.caetrm.com/) | Pipe Insulation - Hot-Dry ¦ SCG ¦ Hot-Dry | Pipe Insulation - Hot-Dry | 2.1957 | 1 | 0.89421 | 2020 Guidehouse Assumptions | -26.1694 | 2012 | 0.45 | 0
COM-WATERHEAT-70.56 | Com ¦ No Com Hot Water Pipe Insulation - Hot-Dry ¦ SCG ¦ Hot-Dry | Com ¦ No Com Hot Water Pipe Insulation - Hot-Dry | SCG ¦ Hot-Dry | SCG | All | Gas | No Com Hot Water Pipe Insulation | Average Existing | 0 | Conventional | WaterHeat | Com - Refrig. Warehouse | Com | RET Only | 0 | 1000 sqft2 of floor space | Len-ft | 6.67 | None | 0 | 0 | 10.4716 | California eTRM (https://www.caetrm.com/) | 0 | 2018 | 0 | 0 | 2018 | 0 | 0 | California eTRM (https://www.caetrm.com/) | Pipe Insulation - Hot-Dry ¦ SCG ¦ Hot-Dry | Pipe Insulation - Hot-Dry | 2.1957 | 1 | 0.89421 | 2020 Guidehouse Assumptions | -7.6669 | 2012 | 0.45 | 0
COM-WATERHEAT-70.57 | Com ¦ No Com Hot Water Pipe Insulation - Hot-Dry ¦ SCG ¦ Hot-Dry | Com ¦ No Com Hot Water Pipe Insulation - Hot-Dry | SCG ¦ Hot-Dry | SCG | All | Gas | No Com Hot Water Pipe Insulation | Average Existing | 0 | Conventional | WaterHeat | Com - Restaurant | Com | RET Only | 0 | 1000 sqft2 of floor space | Len-ft | 6.67 | None | 0 | 0 | 10.4716 | California eTRM (https://www.caetrm.com/) | 0 | 2018 | 0 | 0 | 2018 | 0 | 0 | California eTRM (https://www.caetrm.com/) | Pipe Insulation - Hot-Dry ¦ SCG ¦ Hot-Dry | Pipe Insulation - Hot-Dry | 2.1957 | 1 | 0.89421 | 2020 Guidehouse Assumptions | -2.6825 | 2012 | 0.45 | 0
COM-WATERHEAT-70.58 | Com ¦ No Com Hot Water Pipe Insulation - Hot-Dry ¦ SCG ¦ Hot-Dry | Com ¦ No Com Hot Water Pipe Insulation - Hot-Dry | SCG ¦ Hot-Dry | SCG | All | Gas | No Com Hot Water Pipe Insulation | Average Existing | 0 | Conventional | WaterHeat | Com - Retail | Com | RET Only | 0 | 1000 sqft2 of floor space | Len-ft | 6.67 | None | 0 | 0 | 10.4716 | California eTRM (https://www.caetrm.com/) | 0 | 2018 | 0 | 0 | 2018 | 0 | 0 | California eTRM (https://www.caetrm.com/) | Pipe Insulation - Hot-Dry ¦ SCG ¦ Hot-Dry | Pipe Insulation - Hot-Dry | 2.1957 | 1 | 0.89421 | 2020 Guidehouse Assumptions | -1571.7435 | 2012 | 0.45 | 0
COM-WATERHEAT-70.59 | Com ¦ No Com Hot Water Pipe Insulation - Hot-Dry ¦ SCG ¦ Hot-Dry | Com ¦ No Com Hot Water Pipe Insulation - Hot-Dry | SCG ¦ Hot-Dry | SCG | All | Gas | No Com Hot Water Pipe Insulation | Average Existing | 0 | Conventional | WaterHeat | Com - School | Com | RET Only | 0 | 1000 sqft2 of floor space | Len-ft | 6.67 | None | 0 | 0 | 10.4716 | California eTRM (https://www.caetrm.com/) | 0 | 2018 | 0 | 0 | 2018 | 0 | 0 | California eTRM (https://www.caetrm.com/) | Pipe Insulation - Hot-Dry ¦ SCG ¦ Hot-Dry | Pipe Insulation - Hot-Dry | 2.1957 | 1 | 0.89421 | 2020 Guidehouse Assumptions | -8.7689 | 2012 | 0.45 | 0
COM-WATERHEAT-70.60 | Com ¦ No Com Hot Water Pipe Insulation - Hot-Dry ¦ SCG ¦ Hot-Dry | Com ¦ No Com Hot Water Pipe Insulation - Hot-Dry | SCG ¦ Hot-Dry | SCG | All | Gas | No Com Hot Water Pipe Insulation | Average Existing | 0 | Conventional | WaterHeat | Com - Warehouse | Com | RET Only | 0 | 1000 sqft2 of floor space | Len-ft | 6.67 | None | 0 | 0 | 10.4716 | California eTRM (https://www.caetrm.com/) | 0 | 2018 | 0 | 0 | 2018 | 0 | 0 | California eTRM (https://www.caetrm.com/) | Pipe Insulation - Hot-Dry ¦ SCG ¦ Hot-Dry | Pipe Insulation - Hot-Dry | 2.1957 | 1 | 0.89421 | 2020 Guidehouse Assumptions | -80.1891 | 2012 | 0.45 | 0
COM-WATERHEAT-70.61 | Com ¦ No Com Hot Water Pipe Insulation - Cold ¦ SCG ¦ Cold | Com ¦ No Com Hot Water Pipe Insulation - Cold | SCG ¦ Cold | SCG | All | Gas | No Com Hot Water Pipe Insulation | Average Existing | 0 | Conventional | WaterHeat | Com - College | Com | RET Only | 0 | 1000 sqft2 of floor space | Len-ft | 6.67 | None | 0 | 0 | 10.4716 | California eTRM (https://www.caetrm.com/) | 0 | 2018 | 0 | 0 | 2018 | 0 | 0 | California eTRM (https://www.caetrm.com/) | Pipe Insulation - Cold ¦ SCG ¦ Cold | Pipe Insulation - Cold | 2.1957 | 1 | 0.89421 | 2020 Guidehouse Assumptions | -6.0444 | 2012 | 0.45 | 0
COM-WATERHEAT-70.62 | Com ¦ No Com Hot Water Pipe Insulation - Cold ¦ SCG ¦ Cold | Com ¦ No Com Hot Water Pipe Insulation - Cold | SCG ¦ Cold | SCG | All | Gas | No Com Hot Water Pipe Insulation | Average Existing | 0 | Conventional | WaterHeat | Com - Grocery | Com | RET Only | 0 | 1000 sqft2 of floor space | Len-ft | 6.67 | None | 0 | 0 | 10.4716 | California eTRM (https://www.caetrm.com/) | 0 | 2018 | 0 | 0 | 2018 | 0 | 0 | California eTRM (https://www.caetrm.com/) | Pipe Insulation - Cold ¦ SCG ¦ Cold | Pipe Insulation - Cold | 2.1957 | 1 | 0.89421 | 2020 Guidehouse Assumptions | -22.025 | 2012 | 0.45 | 0
COM-WATERHEAT-70.63 | Com ¦ No Com Hot Water Pipe Insulation - Cold ¦ SCG ¦ Cold | Com ¦ No Com Hot Water Pipe Insulation - Cold | SCG ¦ Cold | SCG | All | Gas | No Com Hot Water Pipe Insulation | Average Existing | 0 | Conventional | WaterHeat | Com - Health | Com | RET Only | 0 | 1000 sqft2 of floor space | Len-ft | 6.67 | None | 0 | 0 | 10.4716 | California eTRM (https://www.caetrm.com/) | 0 | 2018 | 0 | 0 | 2018 | 0 | 0 | California eTRM (https://www.caetrm.com/) | Pipe Insulation - Cold ¦ SCG ¦ Cold | Pipe Insulation - Cold | 2.1957 | 1 | 0.89421 | 2020 Guidehouse Assumptions | -24.7273 | 2012 | 0.45 | 0
COM-WATERHEAT-70.64 | Com ¦ No Com Hot Water Pipe Insulation - Cold ¦ SCG ¦ Cold | Com ¦ No Com Hot Water Pipe Insulation - Cold | SCG ¦ Cold | SCG | All | Gas | No Com Hot Water Pipe Insulation | Average Existing | 0 | Conventional | WaterHeat | Com - Lodging | Com | RET Only | 0 | 1000 sqft2 of floor space | Len-ft | 6.67 | None | 0 | 0 | 10.4716 | California eTRM (https://www.caetrm.com/) | 0 | 2018 | 0 | 0 | 2018 | 0 | 0 | California eTRM (https://www.caetrm.com/) | Pipe Insulation - Cold ¦ SCG ¦ Cold | Pipe Insulation - Cold | 2.1957 | 1 | 0.89421 | 2020 Guidehouse Assumptions | -79.7521 | 2012 | 0.45 | 0
COM-WATERHEAT-70.65 | Com ¦ No Com Hot Water Pipe Insulation - Cold ¦ SCG ¦ Cold | Com ¦ No Com Hot Water Pipe Insulation - Cold | SCG ¦ Cold | SCG | All | Gas | No Com Hot Water Pipe Insulation | Average Existing | 0 | Conventional | WaterHeat | Com - Office (Large) | Com | RET Only | 0 | 1000 sqft2 of floor space | Len-ft | 6.67 | None | 0 | 0 | 10.4716 | California eTRM (https://www.caetrm.com/) | 0 | 2018 | 0 | 0 | 2018 | 0 | 0 | California eTRM (https://www.caetrm.com/) | Pipe Insulation - Cold ¦ SCG ¦ Cold | Pipe Insulation - Cold | 2.1957 | 1 | 0.89421 | 2020 Guidehouse Assumptions | -36.2334 | 2012 | 0.45 | 0
COM-WATERHEAT-70.66 | Com ¦ No Com Hot Water Pipe Insulation - Cold ¦ SCG ¦ Cold | Com ¦ No Com Hot Water Pipe Insulation - Cold | SCG ¦ Cold | SCG | All | Gas | No Com Hot Water Pipe Insulation | Average Existing | 0 | Conventional | WaterHeat | Com - Office (Small) | Com | RET Only | 0 | 1000 sqft2 of floor space | Len-ft | 6.67 | None | 0 | 0 | 10.4716 | California eTRM (https://www.caetrm.com/) | 0 | 2018 | 0 | 0 | 2018 | 0 | 0 | California eTRM (https://www.caetrm.com/) | Pipe Insulation - Cold ¦ SCG ¦ Cold | Pipe Insulation - Cold | 2.1957 | 1 | 0.89421 | 2020 Guidehouse Assumptions | -10.2509 | 2012 | 0.45 | 0
COM-WATERHEAT-70.67 | Com ¦ No Com Hot Water Pipe Insulation - Cold ¦ SCG ¦ Cold | Com ¦ No Com Hot Water Pipe Insulation - Cold | SCG ¦ Cold | SCG | All | Gas | No Com Hot Water Pipe Insulation | Average Existing | 0 | Conventional | WaterHeat | Com - Other | Com | RET Only | 0 | 1000 sqft2 of floor space | Len-ft | 6.67 | None | 0 | 0 | 10.4716 | California eTRM (https://www.caetrm.com/) | 0 | 2018 | 0 | 0 | 2018 | 0 | 0 | California eTRM (https://www.caetrm.com/) | Pipe Insulation - Cold ¦ SCG ¦ Cold | Pipe Insulation - Cold | 2.1957 | 1 | 0.89421 | 2020 Guidehouse Assumptions | -26.1694 | 2012 | 0.45 | 0
COM-WATERHEAT-70.68 | Com ¦ No Com Hot Water Pipe Insulation - Cold ¦ SCG ¦ Cold | Com ¦ No Com Hot Water Pipe Insulation - Cold | SCG ¦ Cold | SCG | All | Gas | No Com Hot Water Pipe Insulation | Average Existing | 0 | Conventional | WaterHeat | Com - Refrig. Warehouse | Com | RET Only | 0 | 1000 sqft2 of floor space | Len-ft | 6.67 | None | 0 | 0 | 10.4716 | California eTRM (https://www.caetrm.com/) | 0 | 2018 | 0 | 0 | 2018 | 0 | 0 | California eTRM (https://www.caetrm.com/) | Pipe Insulation - Cold ¦ SCG ¦ Cold | Pipe Insulation - Cold | 2.1957 | 1 | 0.89421 | 2020 Guidehouse Assumptions | -7.6669 | 2012 | 0.45 | 0
COM-WATERHEAT-70.69 | Com ¦ No Com Hot Water Pipe Insulation - Cold ¦ SCG ¦ Cold | Com ¦ No Com Hot Water Pipe Insulation - Cold | SCG ¦ Cold | SCG | All | Gas | No Com Hot Water Pipe Insulation | Average Existing | 0 | Conventional | WaterHeat | Com - Restaurant | Com | RET Only | 0 | 1000 sqft2 of floor space | Len-ft | 6.67 | None | 0 | 0 | 10.4716 | California eTRM (https://www.caetrm.com/) | 0 | 2018 | 0 | 0 | 2018 | 0 | 0 | California eTRM (https://www.caetrm.com/) | Pipe Insulation - Cold ¦ SCG ¦ Cold | Pipe Insulation - Cold | 2.1957 | 1 | 0.89421 | 2020 Guidehouse Assumptions | -2.6825 | 2012 | 0.45 | 0
COM-WATERHEAT-70.70 | Com ¦ No Com Hot Water Pipe Insulation - Cold ¦ SCG ¦ Cold | Com ¦ No Com Hot Water Pipe Insulation - Cold | SCG ¦ Cold | SCG | All | Gas | No Com Hot Water Pipe Insulation | Average Existing | 0 | Conventional | WaterHeat | Com - Retail | Com | RET Only | 0 | 1000 sqft2 of floor space | Len-ft | 6.67 | None | 0 | 0 | 10.4716 | California eTRM (https://www.caetrm.com/) | 0 | 2018 | 0 | 0 | 2018 | 0 | 0 | California eTRM (https://www.caetrm.com/) | Pipe Insulation - Cold ¦ SCG ¦ Cold | Pipe Insulation - Cold | 2.1957 | 1 | 0.89421 | 2020 Guidehouse Assumptions | -1571.7435 | 2012 | 0.45 | 0
COM-WATERHEAT-70.71 | Com ¦ No Com Hot Water Pipe Insulation - Cold ¦ SCG ¦ Cold | Com ¦ No Com Hot Water Pipe Insulation - Cold | SCG ¦ Cold | SCG | All | Gas | No Com Hot Water Pipe Insulation | Average Existing | 0 | Conventional | WaterHeat | Com - School | Com | RET Only | 0 | 1000 sqft2 of floor space | Len-ft | 6.67 | None | 0 | 0 | 10.4716 | California eTRM (https://www.caetrm.com/) | 0 | 2018 | 0 | 0 | 2018 | 0 | 0 | California eTRM (https://www.caetrm.com/) | Pipe Insulation - Cold ¦ SCG ¦ Cold | Pipe Insulation - Cold | 2.1957 | 1 | 0.89421 | 2020 Guidehouse Assumptions | -8.7689 | 2012 | 0.45 | 0
COM-WATERHEAT-70.72 | Com ¦ No Com Hot Water Pipe Insulation - Cold ¦ SCG ¦ Cold | Com ¦ No Com Hot Water Pipe Insulation - Cold | SCG ¦ Cold | SCG | All | Gas | No Com Hot Water Pipe Insulation | Average Existing | 0 | Conventional | WaterHeat | Com - Warehouse | Com | RET Only | 0 | 1000 sqft2 of floor space | Len-ft | 6.67 | None | 0 | 0 | 10.4716 | California eTRM (https://www.caetrm.com/) | 0 | 2018 | 0 | 0 | 2018 | 0 | 0 | California eTRM (https://www.caetrm.com/) | Pipe Insulation - Cold ¦ SCG ¦ Cold | Pipe Insulation - Cold | 2.1957 | 1 | 0.89421 | 2020 Guidehouse Assumptions | -80.1891 | 2012 | 0.45 | 0
COM-WATERHEAT-70.73 | Com ¦ No Com Hot Water Pipe Insulation - Marine ¦ SDG&E ¦ Marine | Com ¦ No Com Hot Water Pipe Insulation - Marine | SDG&E ¦ Marine | SDG&E | All | Gas | No Com Hot Water Pipe Insulation | Average Existing | 0 | Conventional | WaterHeat | Com - College | Com | RET Only | 0 | 1000 sqft2 of floor space | Len-ft | 6.67 | None | 0 | 0 | 10.4716 | California eTRM (https://www.caetrm.com/) | 0 | 2018 | 0 | 0 | 2018 | 0 | 0 | California eTRM (https://www.caetrm.com/) | Pipe Insulation - Marine ¦ SDG&E ¦ Marine | Pipe Insulation - Marine | 2.1953 | 1 | 0.89421 | 2020 Guidehouse Assumptions | -6.0444 | 2012 | 0.45 | 0
COM-WATERHEAT-70.74 | Com ¦ No Com Hot Water Pipe Insulation - Marine ¦ SDG&E ¦ Marine | Com ¦ No Com Hot Water Pipe Insulation - Marine | SDG&E ¦ Marine | SDG&E | All | Gas | No Com Hot Water Pipe Insulation | Average Existing | 0 | Conventional | WaterHeat | Com - Grocery | Com | RET Only | 0 | 1000 sqft2 of floor space | Len-ft | 6.67 | None | 0 | 0 | 10.4716 | California eTRM (https://www.caetrm.com/) | 0 | 2018 | 0 | 0 | 2018 | 0 | 0 | California eTRM (https://www.caetrm.com/) | Pipe Insulation - Marine ¦ SDG&E ¦ Marine | Pipe Insulation - Marine | 2.1953 | 1 | 0.89421 | 2020 Guidehouse Assumptions | -22.025 | 2012 | 0.45 | 0
COM-WATERHEAT-70.75 | Com ¦ No Com Hot Water Pipe Insulation - Marine ¦ SDG&E ¦ Marine | Com ¦ No Com Hot Water Pipe Insulation - Marine | SDG&E ¦ Marine | SDG&E | All | Gas | No Com Hot Water Pipe Insulation | Average Existing | 0 | Conventional | WaterHeat | Com - Health | Com | RET Only | 0 | 1000 sqft2 of floor space | Len-ft | 6.67 | None | 0 | 0 | 10.4716 | California eTRM (https://www.caetrm.com/) | 0 | 2018 | 0 | 0 | 2018 | 0 | 0 | California eTRM (https://www.caetrm.com/) | Pipe Insulation - Marine ¦ SDG&E ¦ Marine | Pipe Insulation - Marine | 2.1953 | 1 | 0.89421 | 2020 Guidehouse Assumptions | -24.7273 | 2012 | 0.45 | 0
COM-WATERHEAT-70.76 | Com ¦ No Com Hot Water Pipe Insulation - Marine ¦ SDG&E ¦ Marine | Com ¦ No Com Hot Water Pipe Insulation - Marine | SDG&E ¦ Marine | SDG&E | All | Gas | No Com Hot Water Pipe Insulation | Average Existing | 0 | Conventional | WaterHeat | Com - Lodging | Com | RET Only | 0 | 1000 sqft2 of floor space | Len-ft | 6.67 | None | 0 | 0 | 10.4716 | California eTRM (https://www.caetrm.com/) | 0 | 2018 | 0 | 0 | 2018 | 0 | 0 | California eTRM (https://www.caetrm.com/) | Pipe Insulation - Marine ¦ SDG&E ¦ Marine | Pipe Insulation - Marine | 2.1953 | 1 | 0.89421 | 2020 Guidehouse Assumptions | -79.7521 | 2012 | 0.45 | 0
COM-WATERHEAT-70.77 | Com ¦ No Com Hot Water Pipe Insulation - Marine ¦ SDG&E ¦ Marine | Com ¦ No Com Hot Water Pipe Insulation - Marine | SDG&E ¦ Marine | SDG&E | All | Gas | No Com Hot Water Pipe Insulation | Average Existing | 0 | Conventional | WaterHeat | Com - Office (Large) | Com | RET Only | 0 | 1000 sqft2 of floor space | Len-ft | 6.67 | None | 0 | 0 | 10.4716 | California eTRM (https://www.caetrm.com/) | 0 | 2018 | 0 | 0 | 2018 | 0 | 0 | California eTRM (https://www.caetrm.com/) | Pipe Insulation - Marine ¦ SDG&E ¦ Marine | Pipe Insulation - Marine | 2.1953 | 1 | 0.89421 | 2020 Guidehouse Assumptions | -36.2334 | 2012 | 0.45 | 0
COM-WATERHEAT-70.78 | Com ¦ No Com Hot Water Pipe Insulation - Marine ¦ SDG&E ¦ Marine | Com ¦ No Com Hot Water Pipe Insulation - Marine | SDG&E ¦ Marine | SDG&E | All | Gas | No Com Hot Water Pipe Insulation | Average Existing | 0 | Conventional | WaterHeat | Com - Office (Small) | Com | RET Only | 0 | 1000 sqft2 of floor space | Len-ft | 6.67 | None | 0 | 0 | 10.4716 | California eTRM (https://www.caetrm.com/) | 0 | 2018 | 0 | 0 | 2018 | 0 | 0 | California eTRM (https://www.caetrm.com/) | Pipe Insulation - Marine ¦ SDG&E ¦ Marine | Pipe Insulation - Marine | 2.1953 | 1 | 0.89421 | 2020 Guidehouse Assumptions | -10.2509 | 2012 | 0.45 | 0
COM-WATERHEAT-70.79 | Com ¦ No Com Hot Water Pipe Insulation - Marine ¦ SDG&E ¦ Marine | Com ¦ No Com Hot Water Pipe Insulation - Marine | SDG&E ¦ Marine | SDG&E | All | Gas | No Com Hot Water Pipe Insulation | Average Existing | 0 | Conventional | WaterHeat | Com - Other | Com | RET Only | 0 | 1000 sqft2 of floor space | Len-ft | 6.67 | None | 0 | 0 | 10.4716 | California eTRM (https://www.caetrm.com/) | 0 | 2018 | 0 | 0 | 2018 | 0 | 0 | California eTRM (https://www.caetrm.com/) | Pipe Insulation - Marine ¦ SDG&E ¦ Marine | Pipe Insulation - Marine | 2.1953 | 1 | 0.89421 | 2020 Guidehouse Assumptions | -26.1694 | 2012 | 0.45 | 0
COM-WATERHEAT-70.80 | Com ¦ No Com Hot Water Pipe Insulation - Marine ¦ SDG&E ¦ Marine | Com ¦ No Com Hot Water Pipe Insulation - Marine | SDG&E ¦ Marine | SDG&E | All | Gas | No Com Hot Water Pipe Insulation | Average Existing | 0 | Conventional | WaterHeat | Com - Refrig. Warehouse | Com | RET Only | 0 | 1000 sqft2 of floor space | Len-ft | 6.67 | None | 0 | 0 | 10.4716 | California eTRM (https://www.caetrm.com/) | 0 | 2018 | 0 | 0 | 2018 | 0 | 0 | California eTRM (https://www.caetrm.com/) | Pipe Insulation - Marine ¦ SDG&E ¦ Marine | Pipe Insulation - Marine | 2.1953 | 1 | 0.89421 | 2020 Guidehouse Assumptions | -7.6669 | 2012 | 0.45 | 0
COM-WATERHEAT-70.81 | Com ¦ No Com Hot Water Pipe Insulation - Marine ¦ SDG&E ¦ Marine | Com ¦ No Com Hot Water Pipe Insulation - Marine | SDG&E ¦ Marine | SDG&E | All | Gas | No Com Hot Water Pipe Insulation | Average Existing | 0 | Conventional | WaterHeat | Com - Restaurant | Com | RET Only | 0 | 1000 sqft2 of floor space | Len-ft | 6.67 | None | 0 | 0 | 10.4716 | California eTRM (https://www.caetrm.com/) | 0 | 2018 | 0 | 0 | 2018 | 0 | 0 | California eTRM (https://www.caetrm.com/) | Pipe Insulation - Marine ¦ SDG&E ¦ Marine | Pipe Insulation - Marine | 2.1953 | 1 | 0.89421 | 2020 Guidehouse Assumptions | -2.6825 | 2012 | 0.45 | 0
COM-WATERHEAT-70.82 | Com ¦ No Com Hot Water Pipe Insulation - Marine ¦ SDG&E ¦ Marine | Com ¦ No Com Hot Water Pipe Insulation - Marine | SDG&E ¦ Marine | SDG&E | All | Gas | No Com Hot Water Pipe Insulation | Average Existing | 0 | Conventional | WaterHeat | Com - Retail | Com | RET Only | 0 | 1000 sqft2 of floor space | Len-ft | 6.67 | None | 0 | 0 | 10.4716 | California eTRM (https://www.caetrm.com/) | 0 | 2018 | 0 | 0 | 2018 | 0 | 0 | California eTRM (https://www.caetrm.com/) | Pipe Insulation - Marine ¦ SDG&E ¦ Marine | Pipe Insulation - Marine | 2.1953 | 1 | 0.89421 | 2020 Guidehouse Assumptions | -1571.7435 | 2012 | 0.45 | 0
COM-WATERHEAT-70.83 | Com ¦ No Com Hot Water Pipe Insulation - Marine ¦ SDG&E ¦ Marine | Com ¦ No Com Hot Water Pipe Insulation - Marine | SDG&E ¦ Marine | SDG&E | All | Gas | No Com Hot Water Pipe Insulation | Average Existing | 0 | Conventional | WaterHeat | Com - School | Com | RET Only | 0 | 1000 sqft2 of floor space | Len-ft | 6.67 | None | 0 | 0 | 10.4716 | California eTRM (https://www.caetrm.com/) | 0 | 2018 | 0 | 0 | 2018 | 0 | 0 | California eTRM (https://www.caetrm.com/) | Pipe Insulation - Marine ¦ SDG&E ¦ Marine | Pipe Insulation - Marine | 2.1953 | 1 | 0.89421 | 2020 Guidehouse Assumptions | -8.7689 | 2012 | 0.45 | 0
COM-WATERHEAT-70.84 | Com ¦ No Com Hot Water Pipe Insulation - Marine ¦ SDG&E ¦ Marine | Com ¦ No Com Hot Water Pipe Insulation - Marine | SDG&E ¦ Marine | SDG&E | All | Gas | No Com Hot Water Pipe Insulation | Average Existing | 0 | Conventional | WaterHeat | Com - Warehouse | Com | RET Only | 0 | 1000 sqft2 of floor space | Len-ft | 6.67 | None | 0 | 0 | 10.4716 | California eTRM (https://www.caetrm.com/) | 0 | 2018 | 0 | 0 | 2018 | 0 | 0 | California eTRM (https://www.caetrm.com/) | Pipe Insulation - Marine ¦ SDG&E ¦ Marine | Pipe Insulation - Marine | 2.1953 | 1 | 0.89421 | 2020 Guidehouse Assumptions | -80.1891 | 2012 | 0.45 | 0
COM-WATERHEAT-70.85 | Com ¦ No Com Hot Water Pipe Insulation - Hot-Dry ¦ SDG&E ¦ Hot-Dry | Com ¦ No Com Hot Water Pipe Insulation - Hot-Dry | SDG&E ¦ Hot-Dry | SDG&E | All | Gas | No Com Hot Water Pipe Insulation | Average Existing | 0 | Conventional | WaterHeat | Com - College | Com | RET Only | 0 | 1000 sqft2 of floor space | Len-ft | 6.67 | None | 0 | 0 | 10.4716 | California eTRM (https://www.caetrm.com/) | 0 | 2018 | 0 | 0 | 2018 | 0 | 0 | California eTRM (https://www.caetrm.com/) | Pipe Insulation - Hot-Dry ¦ SDG&E ¦ Hot-Dry | Pipe Insulation - Hot-Dry | 2.1953 | 1 | 0.89421 | 2020 Guidehouse Assumptions | -6.0444 | 2012 | 0.45 | 0
COM-WATERHEAT-70.86 | Com ¦ No Com Hot Water Pipe Insulation - Hot-Dry ¦ SDG&E ¦ Hot-Dry | Com ¦ No Com Hot Water Pipe Insulation - Hot-Dry | SDG&E ¦ Hot-Dry | SDG&E | All | Gas | No Com Hot Water Pipe Insulation | Average Existing | 0 | Conventional | WaterHeat | Com - Grocery | Com | RET Only | 0 | 1000 sqft2 of floor space | Len-ft | 6.67 | None | 0 | 0 | 10.4716 | California eTRM (https://www.caetrm.com/) | 0 | 2018 | 0 | 0 | 2018 | 0 | 0 | California eTRM (https://www.caetrm.com/) | Pipe Insulation - Hot-Dry ¦ SDG&E ¦ Hot-Dry | Pipe Insulation - Hot-Dry | 2.1953 | 1 | 0.89421 | 2020 Guidehouse Assumptions | -22.025 | 2012 | 0.45 | 0
COM-WATERHEAT-70.87 | Com ¦ No Com Hot Water Pipe Insulation - Hot-Dry ¦ SDG&E ¦ Hot-Dry | Com ¦ No Com Hot Water Pipe Insulation - Hot-Dry | SDG&E ¦ Hot-Dry | SDG&E | All | Gas | No Com Hot Water Pipe Insulation | Average Existing | 0 | Conventional | WaterHeat | Com - Health | Com | RET Only | 0 | 1000 sqft2 of floor space | Len-ft | 6.67 | None | 0 | 0 | 10.4716 | California eTRM (https://www.caetrm.com/) | 0 | 2018 | 0 | 0 | 2018 | 0 | 0 | California eTRM (https://www.caetrm.com/) | Pipe Insulation - Hot-Dry ¦ SDG&E ¦ Hot-Dry | Pipe Insulation - Hot-Dry | 2.1953 | 1 | 0.89421 | 2020 Guidehouse Assumptions | -24.7273 | 2012 | 0.45 | 0
COM-WATERHEAT-70.88 | Com ¦ No Com Hot Water Pipe Insulation - Hot-Dry ¦ SDG&E ¦ Hot-Dry | Com ¦ No Com Hot Water Pipe Insulation - Hot-Dry | SDG&E ¦ Hot-Dry | SDG&E | All | Gas | No Com Hot Water Pipe Insulation | Average Existing | 0 | Conventional | WaterHeat | Com - Lodging | Com | RET Only | 0 | 1000 sqft2 of floor space | Len-ft | 6.67 | None | 0 | 0 | 10.4716 | California eTRM (https://www.caetrm.com/) | 0 | 2018 | 0 | 0 | 2018 | 0 | 0 | California eTRM (https://www.caetrm.com/) | Pipe Insulation - Hot-Dry ¦ SDG&E ¦ Hot-Dry | Pipe Insulation - Hot-Dry | 2.1953 | 1 | 0.89421 | 2020 Guidehouse Assumptions | -79.7521 | 2012 | 0.45 | 0
COM-WATERHEAT-70.89 | Com ¦ No Com Hot Water Pipe Insulation - Hot-Dry ¦ SDG&E ¦ Hot-Dry | Com ¦ No Com Hot Water Pipe Insulation - Hot-Dry | SDG&E ¦ Hot-Dry | SDG&E | All | Gas | No Com Hot Water Pipe Insulation | Average Existing | 0 | Conventional | WaterHeat | Com - Office (Large) | Com | RET Only | 0 | 1000 sqft2 of floor space | Len-ft | 6.67 | None | 0 | 0 | 10.4716 | California eTRM (https://www.caetrm.com/) | 0 | 2018 | 0 | 0 | 2018 | 0 | 0 | California eTRM (https://www.caetrm.com/) | Pipe Insulation - Hot-Dry ¦ SDG&E ¦ Hot-Dry | Pipe Insulation - Hot-Dry | 2.1953 | 1 | 0.89421 | 2020 Guidehouse Assumptions | -36.2334 | 2012 | 0.45 | 0
COM-WATERHEAT-70.90 | Com ¦ No Com Hot Water Pipe Insulation - Hot-Dry ¦ SDG&E ¦ Hot-Dry | Com ¦ No Com Hot Water Pipe Insulation - Hot-Dry | SDG&E ¦ Hot-Dry | SDG&E | All | Gas | No Com Hot Water Pipe Insulation | Average Existing | 0 | Conventional | WaterHeat | Com - Office (Small) | Com | RET Only | 0 | 1000 sqft2 of floor space | Len-ft | 6.67 | None | 0 | 0 | 10.4716 | California eTRM (https://www.caetrm.com/) | 0 | 2018 | 0 | 0 | 2018 | 0 | 0 | California eTRM (https://www.caetrm.com/) | Pipe Insulation - Hot-Dry ¦ SDG&E ¦ Hot-Dry | Pipe Insulation - Hot-Dry | 2.1953 | 1 | 0.89421 | 2020 Guidehouse Assumptions | -10.2509 | 2012 | 0.45 | 0
COM-WATERHEAT-70.91 | Com ¦ No Com Hot Water Pipe Insulation - Hot-Dry ¦ SDG&E ¦ Hot-Dry | Com ¦ No Com Hot Water Pipe Insulation - Hot-Dry | SDG&E ¦ Hot-Dry | SDG&E | All | Gas | No Com Hot Water Pipe Insulation | Average Existing | 0 | Conventional | WaterHeat | Com - Other | Com | RET Only | 0 | 1000 sqft2 of floor space | Len-ft | 6.67 | None | 0 | 0 | 10.4716 | California eTRM (https://www.caetrm.com/) | 0 | 2018 | 0 | 0 | 2018 | 0 | 0 | California eTRM (https://www.caetrm.com/) | Pipe Insulation - Hot-Dry ¦ SDG&E ¦ Hot-Dry | Pipe Insulation - Hot-Dry | 2.1953 | 1 | 0.89421 | 2020 Guidehouse Assumptions | -26.1694 | 2012 | 0.45 | 0
COM-WATERHEAT-70.92 | Com ¦ No Com Hot Water Pipe Insulation - Hot-Dry ¦ SDG&E ¦ Hot-Dry | Com ¦ No Com Hot Water Pipe Insulation - Hot-Dry | SDG&E ¦ Hot-Dry | SDG&E | All | Gas | No Com Hot Water Pipe Insulation | Average Existing | 0 | Conventional | WaterHeat | Com - Refrig. Warehouse | Com | RET Only | 0 | 1000 sqft2 of floor space | Len-ft | 6.67 | None | 0 | 0 | 10.4716 | California eTRM (https://www.caetrm.com/) | 0 | 2018 | 0 | 0 | 2018 | 0 | 0 | California eTRM (https://www.caetrm.com/) | Pipe Insulation - Hot-Dry ¦ SDG&E ¦ Hot-Dry | Pipe Insulation - Hot-Dry | 2.1953 | 1 | 0.89421 | 2020 Guidehouse Assumptions | -7.6669 | 2012 | 0.45 | 0
COM-WATERHEAT-70.93 | Com ¦ No Com Hot Water Pipe Insulation - Hot-Dry ¦ SDG&E ¦ Hot-Dry | Com ¦ No Com Hot Water Pipe Insulation - Hot-Dry | SDG&E ¦ Hot-Dry | SDG&E | All | Gas | No Com Hot Water Pipe Insulation | Average Existing | 0 | Conventional | WaterHeat | Com - Restaurant | Com | RET Only | 0 | 1000 sqft2 of floor space | Len-ft | 6.67 | None | 0 | 0 | 10.4716 | California eTRM (https://www.caetrm.com/) | 0 | 2018 | 0 | 0 | 2018 | 0 | 0 | California eTRM (https://www.caetrm.com/) | Pipe Insulation - Hot-Dry ¦ SDG&E ¦ Hot-Dry | Pipe Insulation - Hot-Dry | 2.1953 | 1 | 0.89421 | 2020 Guidehouse Assumptions | -2.6825 | 2012 | 0.45 | 0
COM-WATERHEAT-70.94 | Com ¦ No Com Hot Water Pipe Insulation - Hot-Dry ¦ SDG&E ¦ Hot-Dry | Com ¦ No Com Hot Water Pipe Insulation - Hot-Dry | SDG&E ¦ Hot-Dry | SDG&E | All | Gas | No Com Hot Water Pipe Insulation | Average Existing | 0 | Conventional | WaterHeat | Com - Retail | Com | RET Only | 0 | 1000 sqft2 of floor space | Len-ft | 6.67 | None | 0 | 0 | 10.4716 | California eTRM (https://www.caetrm.com/) | 0 | 2018 | 0 | 0 | 2018 | 0 | 0 | California eTRM (https://www.caetrm.com/) | Pipe Insulation - Hot-Dry ¦ SDG&E ¦ Hot-Dry | Pipe Insulation - Hot-Dry | 2.1953 | 1 | 0.89421 | 2020 Guidehouse Assumptions | -1571.7435 | 2012 | 0.45 | 0
COM-WATERHEAT-70.95 | Com ¦ No Com Hot Water Pipe Insulation - Hot-Dry ¦ SDG&E ¦ Hot-Dry | Com ¦ No Com Hot Water Pipe Insulation - Hot-Dry | SDG&E ¦ Hot-Dry | SDG&E | All | Gas | No Com Hot Water Pipe Insulation | Average Existing | 0 | Conventional | WaterHeat | Com - School | Com | RET Only | 0 | 1000 sqft2 of floor space | Len-ft | 6.67 | None | 0 | 0 | 10.4716 | California eTRM (https://www.caetrm.com/) | 0 | 2018 | 0 | 0 | 2018 | 0 | 0 | California eTRM (https://www.caetrm.com/) | Pipe Insulation - Hot-Dry ¦ SDG&E ¦ Hot-Dry | Pipe Insulation - Hot-Dry | 2.1953 | 1 | 0.89421 | 2020 Guidehouse Assumptions | -8.7689 | 2012 | 0.45 | 0
COM-WATERHEAT-70.96 | Com ¦ No Com Hot Water Pipe Insulation - Hot-Dry ¦ SDG&E ¦ Hot-Dry | Com ¦ No Com Hot Water Pipe Insulation - Hot-Dry | SDG&E ¦ Hot-Dry | SDG&E | All | Gas | No Com Hot Water Pipe Insulation | Average Existing | 0 | Conventional | WaterHeat | Com - Warehouse | Com | RET Only | 0 | 1000 sqft2 of floor space | Len-ft | 6.67 | None | 0 | 0 | 10.4716 | California eTRM (https://www.caetrm.com/) | 0 | 2018 | 0 | 0 | 2018 | 0 | 0 | California eTRM (https://www.caetrm.com/) | Pipe Insulation - Hot-Dry ¦ SDG&E ¦ Hot-Dry | Pipe Insulation - Hot-Dry | 2.1953 | 1 | 0.89421 | 2020 Guidehouse Assumptions | -80.1891 | 2012 | 0.45 | 0
COM-WATERHEAT-71.1 | Com ¦ Com Hot Water Pipe Insulation - Marine ¦ PG&E ¦ Marine | Com ¦ Com Hot Water Pipe Insulation - Marine | PG&E ¦ Marine | PG&E | All | Gas | Com Hot Water Pipe Insulation | Efficient | 0 | Conventional | WaterHeat | Com - College | Com | RET Only | 0 | 1000 sqft2 of floor space | Len-ft | 6.67 | None | 0 | 0 | 0 | California eTRM (https://www.caetrm.com/) | 2.9 | 2018 | 0 | 3.68 | 2018 | 0 | 0 | California eTRM (https://www.caetrm.com/) | Pipe Insulation - Marine ¦ PG&E ¦ Marine | Pipe Insulation - Marine | 2.1953 | 1 | 0.10579 | 2020 Guidehouse Assumptions | 0 | 2032 | 0.45 | SWWH017Version1
COM-WATERHEAT-71.2 | Com ¦ Com Hot Water Pipe Insulation - Marine ¦ PG&E ¦ Marine | Com ¦ Com Hot Water Pipe Insulation - Marine | PG&E ¦ Marine | PG&E | All | Gas | Com Hot Water Pipe Insulation | Efficient | 0 | Conventional | WaterHeat | Com - Grocery | Com | RET Only | 0 | 1000 sqft2 of floor space | Len-ft | 6.67 | None | 0 | 0 | 0 | California eTRM (https://www.caetrm.com/) | 2.9 | 2018 | 0 | 3.68 | 2018 | 0 | 0 | California eTRM (https://www.caetrm.com/) | Pipe Insulation - Marine ¦ PG&E ¦ Marine | Pipe Insulation - Marine | 2.1953 | 1 | 0.10579 | 2020 Guidehouse Assumptions | 0 | 2032 | 0.45 | SWWH017Version1
COM-WATERHEAT-71.3 | Com ¦ Com Hot Water Pipe Insulation - Marine ¦ PG&E ¦ Marine | Com ¦ Com Hot Water Pipe Insulation - Marine | PG&E ¦ Marine | PG&E | All | Gas | Com Hot Water Pipe Insulation | Efficient | 0 | Conventional | WaterHeat | Com - Health | Com | RET Only | 0 | 1000 sqft2 of floor space | Len-ft | 6.67 | None | 0 | 0 | 0 | California eTRM (https://www.caetrm.com/) | 2.9 | 2018 | 0 | 3.68 | 2018 | 0 | 0 | California eTRM (https://www.caetrm.com/) | Pipe Insulation - Marine ¦ PG&E ¦ Marine | Pipe Insulation - Marine | 2.1953 | 1 | 0.10579 | 2020 Guidehouse Assumptions | 0 | 2032 | 0.45 | SWWH017Version1
COM-WATERHEAT-71.4 | Com ¦ Com Hot Water Pipe Insulation - Marine ¦ PG&E ¦ Marine | Com ¦ Com Hot Water Pipe Insulation - Marine | PG&E ¦ Marine | PG&E | All | Gas | Com Hot Water Pipe Insulation | Efficient | 0 | Conventional | WaterHeat | Com - Lodging | Com | RET Only | 0 | 1000 sqft2 of floor space | Len-ft | 6.67 | None | 0 | 0 | 0 | California eTRM (https://www.caetrm.com/) | 2.9 | 2018 | 0 | 3.68 | 2018 | 0 | 0 | California eTRM (https://www.caetrm.com/) | Pipe Insulation - Marine ¦ PG&E ¦ Marine | Pipe Insulation - Marine | 2.1953 | 1 | 0.10579 | 2020 Guidehouse Assumptions | 0 | 2032 | 0.45 | SWWH017Version1
COM-WATERHEAT-71.5 | Com ¦ Com Hot Water Pipe Insulation - Marine ¦ PG&E ¦ Marine | Com ¦ Com Hot Water Pipe Insulation - Marine | PG&E ¦ Marine | PG&E | All | Gas | Com Hot Water Pipe Insulation | Efficient | 0 | Conventional | WaterHeat | Com - Office (Large) | Com | RET Only | 0 | 1000 sqft2 of floor space | Len-ft | 6.67 | None | 0 | 0 | 0 | California eTRM (https://www.caetrm.com/) | 2.9 | 2018 | 0 | 3.68 | 2018 | 0 | 0 | California eTRM (https://www.caetrm.com/) | Pipe Insulation - Marine ¦ PG&E ¦ Marine | Pipe Insulation - Marine | 2.1953 | 1 | 0.10579 | 2020 Guidehouse Assumptions | 0 | 2032 | 0.45 | SWWH017Version1
COM-WATERHEAT-71.6 | Com ¦ Com Hot Water Pipe Insulation - Marine ¦ PG&E ¦ Marine | Com ¦ Com Hot Water Pipe Insulation - Marine | PG&E ¦ Marine | PG&E | All | Gas | Com Hot Water Pipe Insulation | Efficient | 0 | Conventional | WaterHeat | Com - Office (Small) | Com | RET Only | 0 | 1000 sqft2 of floor space | Len-ft | 6.67 | None | 0 | 0 | 0 | California eTRM (https://www.caetrm.com/) | 2.9 | 2018 | 0 | 3.68 | 2018 | 0 | 0 | California eTRM (https://www.caetrm.com/) | Pipe Insulation - Marine ¦ PG&E ¦ Marine | Pipe Insulation - Marine | 2.1953 | 1 | 0.10579 | 2020 Guidehouse Assumptions | 0 | 2032 | 0.45 | SWWH017Version1
COM-WATERHEAT-71.7 | Com ¦ Com Hot Water Pipe Insulation - Marine ¦ PG&E ¦ Marine | Com ¦ Com Hot Water Pipe Insulation - Marine | PG&E ¦ Marine | PG&E | All | Gas | Com Hot Water Pipe Insulation | Efficient | 0 | Conventional | WaterHeat | Com - Other | Com | RET Only | 0 | 1000 sqft2 of floor space | Len-ft | 6.67 | None | 0 | 0 | 0 | California eTRM (https://www.caetrm.com/) | 2.9 | 2018 | 0 | 3.68 | 2018 | 0 | 0 | California eTRM (https://www.caetrm.com/) | Pipe Insulation - Marine ¦ PG&E ¦ Marine | Pipe Insulation - Marine | 2.1953 | 1 | 0.10579 | 2020 Guidehouse Assumptions | 0 | 2032 | 0.45 | SWWH017Version1
COM-WATERHEAT-71.8 | Com ¦ Com Hot Water Pipe Insulation - Marine ¦ PG&E ¦ Marine | Com ¦ Com Hot Water Pipe Insulation - Marine | PG&E ¦ Marine | PG&E | All | Gas | Com Hot Water Pipe Insulation | Efficient | 0 | Conventional | WaterHeat | Com - Refrig. Warehouse | Com | RET Only | 0 | 1000 sqft2 of floor space | Len-ft | 6.67 | None | 0 | 0 | 0 | California eTRM (https://www.caetrm.com/) | 2.9 | 2018 | 0 | 3.68 | 2018 | 0 | 0 | California eTRM (https://www.caetrm.com/) | Pipe Insulation - Marine ¦ PG&E ¦ Marine | Pipe Insulation - Marine | 2.1953 | 1 | 0.10579 | 2020 Guidehouse Assumptions | 0 | 2032 | 0.45 | SWWH017Version1
COM-WATERHEAT-71.9 | Com ¦ Com Hot Water Pipe Insulation - Marine ¦ PG&E ¦ Marine | Com ¦ Com Hot Water Pipe Insulation - Marine | PG&E ¦ Marine | PG&E | All | Gas | Com Hot Water Pipe Insulation | Efficient | 0 | Conventional | WaterHeat | Com - Restaurant | Com | RET Only | 0 | 1000 sqft2 of floor space | Len-ft | 6.67 | None | 0 | 0 | 0 | California eTRM (https://www.caetrm.com/) | 2.9 | 2018 | 0 | 3.68 | 2018 | 0 | 0 | California eTRM (https://www.caetrm.com/) | Pipe Insulation - Marine ¦ PG&E ¦ Marine | Pipe Insulation - Marine | 2.1953 | 1 | 0.10579 | 2020 Guidehouse Assumptions | 0 | 2032 | 0.45 | SWWH017Version1
COM-WATERHEAT-71.10 | Com ¦ Com Hot Water Pipe Insulation - Marine ¦ PG&E ¦ Marine | Com ¦ Com Hot Water Pipe Insulation - Marine | PG&E ¦ Marine | PG&E | All | Gas | Com Hot Water Pipe Insulation | Efficient | 0 | Conventional | WaterHeat | Com - Retail | Com | RET Only | 0 | 1000 sqft2 of floor space | Len-ft | 6.67 | None | 0 | 0 | 0 | California eTRM (https://www.caetrm.com/) | 2.9 | 2018 | 0 | 3.68 | 2018 | 0 | 0 | California eTRM (https://www.caetrm.com/) | Pipe Insulation - Marine ¦ PG&E ¦ Marine | Pipe Insulation - Marine | 2.1953 | 1 | 0.10579 | 2020 Guidehouse Assumptions | 0 | 2032 | 0.45 | SWWH017Version1
COM-WATERHEAT-71.11 | Com ¦ Com Hot Water Pipe Insulation - Marine ¦ PG&E ¦ Marine | Com ¦ Com Hot Water Pipe Insulation - Marine | PG&E ¦ Marine | PG&E | All | Gas | Com Hot Water Pipe Insulation | Efficient | 0 | Conventional | WaterHeat | Com - School | Com | RET Only | 0 | 1000 sqft2 of floor space | Len-ft | 6.67 | None | 0 | 0 | 0 | California eTRM (https://www.caetrm.com/) | 2.9 | 2018 | 0 | 3.68 | 2018 | 0 | 0 | California eTRM (https://www.caetrm.com/) | Pipe Insulation - Marine ¦ PG&E ¦ Marine | Pipe Insulation - Marine | 2.1953 | 1 | 0.10579 | 2020 Guidehouse Assumptions | 0 | 2032 | 0.45 | SWWH017Version1
COM-WATERHEAT-71.12 | Com ¦ Com Hot Water Pipe Insulation - Marine ¦ PG&E ¦ Marine | Com ¦ Com Hot Water Pipe Insulation - Marine | PG&E ¦ Marine | PG&E | All | Gas | Com Hot Water Pipe Insulation | Efficient | 0 | Conventional | WaterHeat | Com - Warehouse | Com | RET Only | 0 | 1000 sqft2 of floor space | Len-ft | 6.67 | None | 0 | 0 | 0 | California eTRM (https://www.caetrm.com/) | 2.9 | 2018 | 0 | 3.68 | 2018 | 0 | 0 | California eTRM (https://www.caetrm.com/) | Pipe Insulation - Marine ¦ PG&E ¦ Marine | Pipe Insulation - Marine | 2.1953 | 1 | 0.10579 | 2020 Guidehouse Assumptions | 0 | 2032 | 0.45 | SWWH017Version1
COM-WATERHEAT-71.13 | Com ¦ Com Hot Water Pipe Insulation - Hot-Dry ¦ PG&E ¦ Hot-Dry | Com ¦ Com Hot Water Pipe Insulation - Hot-Dry | PG&E ¦ Hot-Dry | PG&E | All | Gas | Com Hot Water Pipe Insulation | Efficient | 0 | Conventional | WaterHeat | Com - College | Com | RET Only | 0 | 1000 sqft2 of floor space | Len-ft | 6.67 | None | 0 | 0 | 0 | California eTRM (https://www.caetrm.com/) | 2.9 | 2018 | 0 | 3.68 | 2018 | 0 | 0 | California eTRM (https://www.caetrm.com/) | Pipe Insulation - Hot-Dry ¦ PG&E ¦ Hot-Dry | Pipe Insulation - Hot-Dry | 2.1953 | 1 | 0.10579 | 2020 Guidehouse Assumptions | 0 | 2032 | 0.45 | SWWH017Version1
COM-WATERHEAT-71.14 | Com ¦ Com Hot Water Pipe Insulation - Hot-Dry ¦ PG&E ¦ Hot-Dry | Com ¦ Com Hot Water Pipe Insulation - Hot-Dry | PG&E ¦ Hot-Dry | PG&E | All | Gas | Com Hot Water Pipe Insulation | Efficient | 0 | Conventional | WaterHeat | Com - Grocery | Com | RET Only | 0 | 1000 sqft2 of floor space | Len-ft | 6.67 | None | 0 | 0 | 0 | California eTRM (https://www.caetrm.com/) | 2.9 | 2018 | 0 | 3.68 | 2018 | 0 | 0 | California eTRM (https://www.caetrm.com/) | Pipe Insulation - Hot-Dry ¦ PG&E ¦ Hot-Dry | Pipe Insulation - Hot-Dry | 2.1953 | 1 | 0.10579 | 2020 Guidehouse Assumptions | 0 | 2032 | 0.45 | SWWH017Version1
COM-WATERHEAT-71.15 | Com ¦ Com Hot Water Pipe Insulation - Hot-Dry ¦ PG&E ¦ Hot-Dry | Com ¦ Com Hot Water Pipe Insulation - Hot-Dry | PG&E ¦ Hot-Dry | PG&E | All | Gas | Com Hot Water Pipe Insulation | Efficient | 0 | Conventional | WaterHeat | Com - Health | Com | RET Only | 0 | 1000 sqft2 of floor space | Len-ft | 6.67 | None | 0 | 0 | 0 | California eTRM (https://www.caetrm.com/) | 2.9 | 2018 | 0 | 3.68 | 2018 | 0 | 0 | California eTRM (https://www.caetrm.com/) | Pipe Insulation - Hot-Dry ¦ PG&E ¦ Hot-Dry | Pipe Insulation - Hot-Dry | 2.1953 | 1 | 0.10579 | 2020 Guidehouse Assumptions | 0 | 2032 | 0.45 | SWWH017Version1
COM-WATERHEAT-71.16 | Com ¦ Com Hot Water Pipe Insulation - Hot-Dry ¦ PG&E ¦ Hot-Dry | Com ¦ Com Hot Water Pipe Insulation - Hot-Dry | PG&E ¦ Hot-Dry | PG&E | All | Gas | Com Hot Water Pipe Insulation | Efficient | 0 | Conventional | WaterHeat | Com - Lodging | Com | RET Only | 0 | 1000 sqft2 of floor space | Len-ft | 6.67 | None | 0 | 0 | 0 | California eTRM (https://www.caetrm.com/) | 2.9 | 2018 | 0 | 3.68 | 2018 | 0 | 0 | California eTRM (https://www.caetrm.com/) | Pipe Insulation - Hot-Dry ¦ PG&E ¦ Hot-Dry | Pipe Insulation - Hot-Dry | 2.1953 | 1 | 0.10579 | 2020 Guidehouse Assumptions | 0 | 2032 | 0.45 | SWWH017Version1
COM-WATERHEAT-71.17 | Com ¦ Com Hot Water Pipe Insulation - Hot-Dry ¦ PG&E ¦ Hot-Dry | Com ¦ Com Hot Water Pipe Insulation - Hot-Dry | PG&E ¦ Hot-Dry | PG&E | All | Gas | Com Hot Water Pipe Insulation | Efficient | 0 | Conventional | WaterHeat | Com - Office (Large) | Com | RET Only | 0 | 1000 sqft2 of floor space | Len-ft | 6.67 | None | 0 | 0 | 0 | California eTRM (https://www.caetrm.com/) | 2.9 | 2018 | 0 | 3.68 | 2018 | 0 | 0 | California eTRM (https://www.caetrm.com/) | Pipe Insulation - Hot-Dry ¦ PG&E ¦ Hot-Dry | Pipe Insulation - Hot-Dry | 2.1953 | 1 | 0.10579 | 2020 Guidehouse Assumptions | 0 | 2032 | 0.45 | SWWH017Version1
COM-WATERHEAT-71.18 | Com ¦ Com Hot Water Pipe Insulation - Hot-Dry ¦ PG&E ¦ Hot-Dry | Com ¦ Com Hot Water Pipe Insulation - Hot-Dry | PG&E ¦ Hot-Dry | PG&E | All | Gas | Com Hot Water Pipe Insulation | Efficient | 0 | Conventional | WaterHeat | Com - Office (Small) | Com | RET Only | 0 | 1000 sqft2 of floor space | Len-ft | 6.67 | None | 0 | 0 | 0 | California eTRM (https://www.caetrm.com/) | 2.9 | 2018 | 0 | 3.68 | 2018 | 0 | 0 | California eTRM (https://www.caetrm.com/) | Pipe Insulation - Hot-Dry ¦ PG&E ¦ Hot-Dry | Pipe Insulation - Hot-Dry | 2.1953 | 1 | 0.10579 | 2020 Guidehouse Assumptions | 0 | 2032 | 0.45 | SWWH017Version1
COM-WATERHEAT-71.19 | Com ¦ Com Hot Water Pipe Insulation - Hot-Dry ¦ PG&E ¦ Hot-Dry | Com ¦ Com Hot Water Pipe Insulation - Hot-Dry | PG&E ¦ Hot-Dry | PG&E | All | Gas | Com Hot Water Pipe Insulation | Efficient | 0 | Conventional | WaterHeat | Com - Other | Com | RET Only | 0 | 1000 sqft2 of floor space | Len-ft | 6.67 | None | 0 | 0 | 0 | California eTRM (https://www.caetrm.com/) | 2.9 | 2018 | 0 | 3.68 | 2018 | 0 | 0 | California eTRM (https://www.caetrm.com/) | Pipe Insulation - Hot-Dry ¦ PG&E ¦ Hot-Dry | Pipe Insulation - Hot-Dry | 2.1953 | 1 | 0.10579 | 2020 Guidehouse Assumptions | 0 | 2032 | 0.45 | SWWH017Version1
COM-WATERHEAT-71.20 | Com ¦ Com Hot Water Pipe Insulation - Hot-Dry ¦ PG&E ¦ Hot-Dry | Com ¦ Com Hot Water Pipe Insulation - Hot-Dry | PG&E ¦ Hot-Dry | PG&E | All | Gas | Com Hot Water Pipe Insulation | Efficient | 0 | Conventional | WaterHeat | Com - Refrig. Warehouse | Com | RET Only | 0 | 1000 sqft2 of floor space | Len-ft | 6.67 | None | 0 | 0 | 0 | California eTRM (https://www.caetrm.com/) | 2.9 | 2018 | 0 | 3.68 | 2018 | 0 | 0 | California eTRM (https://www.caetrm.com/) | Pipe Insulation - Hot-Dry ¦ PG&E ¦ Hot-Dry | Pipe Insulation - Hot-Dry | 2.1953 | 1 | 0.10579 | 2020 Guidehouse Assumptions | 0 | 2032 | 0.45 | SWWH017Version1
COM-WATERHEAT-71.21 | Com ¦ Com Hot Water Pipe Insulation - Hot-Dry ¦ PG&E ¦ Hot-Dry | Com ¦ Com Hot Water Pipe Insulation - Hot-Dry | PG&E ¦ Hot-Dry | PG&E | All | Gas | Com Hot Water Pipe Insulation | Efficient | 0 | Conventional | WaterHeat | Com - Restaurant | Com | RET Only | 0 | 1000 sqft2 of floor space | Len-ft | 6.67 | None | 0 | 0 | 0 | California eTRM (https://www.caetrm.com/) | 2.9 | 2018 | 0 | 3.68 | 2018 | 0 | 0 | California eTRM (https://www.caetrm.com/) | Pipe Insulation - Hot-Dry ¦ PG&E ¦ Hot-Dry | Pipe Insulation - Hot-Dry | 2.1953 | 1 | 0.10579 | 2020 Guidehouse Assumptions | 0 | 2032 | 0.45 | SWWH017Version1
COM-WATERHEAT-71.22 | Com ¦ Com Hot Water Pipe Insulation - Hot-Dry ¦ PG&E ¦ Hot-Dry | Com ¦ Com Hot Water Pipe Insulation - Hot-Dry | PG&E ¦ Hot-Dry | PG&E | All | Gas | Com Hot Water Pipe Insulation | Efficient | 0 | Conventional | WaterHeat | Com - Retail | Com | RET Only | 0 | 1000 sqft2 of floor space | Len-ft | 6.67 | None | 0 | 0 | 0 | California eTRM (https://www.caetrm.com/) | 2.9 | 2018 | 0 | 3.68 | 2018 | 0 | 0 | California eTRM (https://www.caetrm.com/) | Pipe Insulation - Hot-Dry ¦ PG&E ¦ Hot-Dry | Pipe Insulation - Hot-Dry | 2.1953 | 1 | 0.10579 | 2020 Guidehouse Assumptions | 0 | 2032 | 0.45 | SWWH017Version1
COM-WATERHEAT-71.23 | Com ¦ Com Hot Water Pipe Insulation - Hot-Dry ¦ PG&E ¦ Hot-Dry | Com ¦ Com Hot Water Pipe Insulation - Hot-Dry | PG&E ¦ Hot-Dry | PG&E | All | Gas | Com Hot Water Pipe Insulation | Efficient | 0 | Conventional | WaterHeat | Com - School | Com | RET Only | 0 | 1000 sqft2 of floor space | Len-ft | 6.67 | None | 0 | 0 | 0 | California eTRM (https://www.caetrm.com/) | 2.9 | 2018 | 0 | 3.68 | 2018 | 0 | 0 | California eTRM (https://www.caetrm.com/) | Pipe Insulation - Hot-Dry ¦ PG&E ¦ Hot-Dry | Pipe Insulation - Hot-Dry | 2.1953 | 1 | 0.10579 | 2020 Guidehouse Assumptions | 0 | 2032 | 0.45 | SWWH017Version1
COM-WATERHEAT-71.24 | Com ¦ Com Hot Water Pipe Insulation - Hot-Dry ¦ PG&E ¦ Hot-Dry | Com ¦ Com Hot Water Pipe Insulation - Hot-Dry | PG&E ¦ Hot-Dry | PG&E | All | Gas | Com Hot Water Pipe Insulation | Efficient | 0 | Conventional | WaterHeat | Com - Warehouse | Com | RET Only | 0 | 1000 sqft2 of floor space | Len-ft | 6.67 | None | 0 | 0 | 0 | California eTRM (https://www.caetrm.com/) | 2.9 | 2018 | 0 | 3.68 | 2018 | 0 | 0 | California eTRM (https://www.caetrm.com/) | Pipe Insulation - Hot-Dry ¦ PG&E ¦ Hot-Dry | Pipe Insulation - Hot-Dry | 2.1953 | 1 | 0.10579 | 2020 Guidehouse Assumptions | 0 | 2032 | 0.45 | SWWH017Version1
COM-WATERHEAT-71.25 | Com ¦ Com Hot Water Pipe Insulation - Cold ¦ PG&E ¦ Cold | Com ¦ Com Hot Water Pipe Insulation - Cold | PG&E ¦ Cold | PG&E | All | Gas | Com Hot Water Pipe Insulation | Efficient | 0 | Conventional | WaterHeat | Com - College | Com | RET Only | 0 | 1000 sqft2 of floor space | Len-ft | 6.67 | None | 0 | 0 | 0 | California eTRM (https://www.caetrm.com/) | 2.9 | 2018 | 0 | 3.68 | 2018 | 0 | 0 | California eTRM (https://www.caetrm.com/) | Pipe Insulation - Cold ¦ PG&E ¦ Cold | Pipe Insulation - Cold | 2.1953 | 1 | 0.10579 | 2020 Guidehouse Assumptions | 0 | 2032 | 0.45 | SWWH017Version1
COM-WATERHEAT-71.26 | Com ¦ Com Hot Water Pipe Insulation - Cold ¦ PG&E ¦ Cold | Com ¦ Com Hot Water Pipe Insulation - Cold | PG&E ¦ Cold | PG&E | All | Gas | Com Hot Water Pipe Insulation | Efficient | 0 | Conventional | WaterHeat | Com - Grocery | Com | RET Only | 0 | 1000 sqft2 of floor space | Len-ft | 6.67 | None | 0 | 0 | 0 | California eTRM (https://www.caetrm.com/) | 2.9 | 2018 | 0 | 3.68 | 2018 | 0 | 0 | California eTRM (https://www.caetrm.com/) | Pipe Insulation - Cold ¦ PG&E ¦ Cold | Pipe Insulation - Cold | 2.1953 | 1 | 0.10579 | 2020 Guidehouse Assumptions | 0 | 2032 | 0.45 | SWWH017Version1
COM-WATERHEAT-71.27 | Com ¦ Com Hot Water Pipe Insulation - Cold ¦ PG&E ¦ Cold | Com ¦ Com Hot Water Pipe Insulation - Cold | PG&E ¦ Cold | PG&E | All | Gas | Com Hot Water Pipe Insulation | Efficient | 0 | Conventional | WaterHeat | Com - Health | Com | RET Only | 0 | 1000 sqft2 of floor space | Len-ft | 6.67 | None | 0 | 0 | 0 | California eTRM (https://www.caetrm.com/) | 2.9 | 2018 | 0 | 3.68 | 2018 | 0 | 0 | California eTRM (https://www.caetrm.com/) | Pipe Insulation - Cold ¦ PG&E ¦ Cold | Pipe Insulation - Cold | 2.1953 | 1 | 0.10579 | 2020 Guidehouse Assumptions | 0 | 2032 | 0.45 | SWWH017Version1
COM-WATERHEAT-71.28 | Com ¦ Com Hot Water Pipe Insulation - Cold ¦ PG&E ¦ Cold | Com ¦ Com Hot Water Pipe Insulation - Cold | PG&E ¦ Cold | PG&E | All | Gas | Com Hot Water Pipe Insulation | Efficient | 0 | Conventional | WaterHeat | Com - Lodging | Com | RET Only | 0 | 1000 sqft2 of floor space | Len-ft | 6.67 | None | 0 | 0 | 0 | California eTRM (https://www.caetrm.com/) | 2.9 | 2018 | 0 | 3.68 | 2018 | 0 | 0 | California eTRM (https://www.caetrm.com/) | Pipe Insulation - Cold ¦ PG&E ¦ Cold | Pipe Insulation - Cold | 2.1953 | 1 | 0.10579 | 2020 Guidehouse Assumptions | 0 | 2032 | 0.45 | SWWH017Version1
COM-WATERHEAT-71.29 | Com ¦ Com Hot Water Pipe Insulation - Cold ¦ PG&E ¦ Cold | Com ¦ Com Hot Water Pipe Insulation - Cold | PG&E ¦ Cold | PG&E | All | Gas | Com Hot Water Pipe Insulation | Efficient | 0 | Conventional | WaterHeat | Com - Office (Large) | Com | RET Only | 0 | 1000 sqft2 of floor space | Len-ft | 6.67 | None | 0 | 0 | 0 | California eTRM (https://www.caetrm.com/) | 2.9 | 2018 | 0 | 3.68 | 2018 | 0 | 0 | California eTRM (https://www.caetrm.com/) | Pipe Insulation - Cold ¦ PG&E ¦ Cold | Pipe Insulation - Cold | 2.1953 | 1 | 0.10579 | 2020 Guidehouse Assumptions | 0 | 2032 | 0.45 | SWWH017Version1
COM-WATERHEAT-71.30 | Com ¦ Com Hot Water Pipe Insulation - Cold ¦ PG&E ¦ Cold | Com ¦ Com Hot Water Pipe Insulation - Cold | PG&E ¦ Cold | PG&E | All | Gas | Com Hot Water Pipe Insulation | Efficient | 0 | Conventional | WaterHeat | Com - Office (Small) | Com | RET Only | 0 | 1000 sqft2 of floor space | Len-ft | 6.67 | None | 0 | 0 | 0 | California eTRM (https://www.caetrm.com/) | 2.9 | 2018 | 0 | 3.68 | 2018 | 0 | 0 | California eTRM (https://www.caetrm.com/) | Pipe Insulation - Cold ¦ PG&E ¦ Cold | Pipe Insulation - Cold | 2.1953 | 1 | 0.10579 | 2020 Guidehouse Assumptions | 0 | 2032 | 0.45 | SWWH017Version1
COM-WATERHEAT-71.31 | Com ¦ Com Hot Water Pipe Insulation - Cold ¦ PG&E ¦ Cold | Com ¦ Com Hot Water Pipe Insulation - Cold | PG&E ¦ Cold | PG&E | All | Gas | Com Hot Water Pipe Insulation | Efficient | 0 | Conventional | WaterHeat | Com - Other | Com | RET Only | 0 | 1000 sqft2 of floor space | Len-ft | 6.67 | None | 0 | 0 | 0 | California eTRM (https://www.caetrm.com/) | 2.9 | 2018 | 0 | 3.68 | 2018 | 0 | 0 | California eTRM (https://www.caetrm.com/) | Pipe Insulation - Cold ¦ PG&E ¦ Cold | Pipe Insulation - Cold | 2.1953 | 1 | 0.10579 | 2020 Guidehouse Assumptions | 0 | 2032 | 0.45 | SWWH017Version1
COM-WATERHEAT-71.32 | Com ¦ Com Hot Water Pipe Insulation - Cold ¦ PG&E ¦ Cold | Com ¦ Com Hot Water Pipe Insulation - Cold | PG&E ¦ Cold | PG&E | All | Gas | Com Hot Water Pipe Insulation | Efficient | 0 | Conventional | WaterHeat | Com - Refrig. Warehouse | Com | RET Only | 0 | 1000 sqft2 of floor space | Len-ft | 6.67 | None | 0 | 0 | 0 | California eTRM (https://www.caetrm.com/) | 2.9 | 2018 | 0 | 3.68 | 2018 | 0 | 0 | California eTRM (https://www.caetrm.com/) | Pipe Insulation - Cold ¦ PG&E ¦ Cold | Pipe Insulation - Cold | 2.1953 | 1 | 0.10579 | 2020 Guidehouse Assumptions | 0 | 2032 | 0.45 | SWWH017Version1
COM-WATERHEAT-71.33 | Com ¦ Com Hot Water Pipe Insulation - Cold ¦ PG&E ¦ Cold | Com ¦ Com Hot Water Pipe Insulation - Cold | PG&E ¦ Cold | PG&E | All | Gas | Com Hot Water Pipe Insulation | Efficient | 0 | Conventional | WaterHeat | Com - Restaurant | Com | RET Only | 0 | 1000 sqft2 of floor space | Len-ft | 6.67 | None | 0 | 0 | 0 | California eTRM (https://www.caetrm.com/) | 2.9 | 2018 | 0 | 3.68 | 2018 | 0 | 0 | California eTRM (https://www.caetrm.com/) | Pipe Insulation - Cold ¦ PG&E ¦ Cold | Pipe Insulation - Cold | 2.1953 | 1 | 0.10579 | 2020 Guidehouse Assumptions | 0 | 2032 | 0.45 | SWWH017Version1
COM-WATERHEAT-71.34 | Com ¦ Com Hot Water Pipe Insulation - Cold ¦ PG&E ¦ Cold | Com ¦ Com Hot Water Pipe Insulation - Cold | PG&E ¦ Cold | PG&E | All | Gas | Com Hot Water Pipe Insulation | Efficient | 0 | Conventional | WaterHeat | Com - Retail | Com | RET Only | 0 | 1000 sqft2 of floor space | Len-ft | 6.67 | None | 0 | 0 | 0 | California eTRM (https://www.caetrm.com/) | 2.9 | 2018 | 0 | 3.68 | 2018 | 0 | 0 | California eTRM (https://www.caetrm.com/) | Pipe Insulation - Cold ¦ PG&E ¦ Cold | Pipe Insulation - Cold | 2.1953 | 1 | 0.10579 | 2020 Guidehouse Assumptions | 0 | 2032 | 0.45 | SWWH017Version1
COM-WATERHEAT-71.35 | Com ¦ Com Hot Water Pipe Insulation - Cold ¦ PG&E ¦ Cold | Com ¦ Com Hot Water Pipe Insulation - Cold | PG&E ¦ Cold | PG&E | All | Gas | Com Hot Water Pipe Insulation | Efficient | 0 | Conventional | WaterHeat | Com - School | Com | RET Only | 0 | 1000 sqft2 of floor space | Len-ft | 6.67 | None | 0 | 0 | 0 | California eTRM (https://www.caetrm.com/) | 2.9 | 2018 | 0 | 3.68 | 2018 | 0 | 0 | California eTRM (https://www.caetrm.com/) | Pipe Insulation - Cold ¦ PG&E ¦ Cold | Pipe Insulation - Cold | 2.1953 | 1 | 0.10579 | 2020 Guidehouse Assumptions | 0 | 2032 | 0.45 | SWWH017Version1
COM-WATERHEAT-71.36 | Com ¦ Com Hot Water Pipe Insulation - Cold ¦ PG&E ¦ Cold | Com ¦ Com Hot Water Pipe Insulation - Cold | PG&E ¦ Cold | PG&E | All | Gas | Com Hot Water Pipe Insulation | Efficient | 0 | Conventional | WaterHeat | Com - Warehouse | Com | RET Only | 0 | 1000 sqft2 of floor space | Len-ft | 6.67 | None | 0 | 0 | 0 | California eTRM (https://www.caetrm.com/) | 2.9 | 2018 | 0 | 3.68 | 2018 | 0 | 0 | California eTRM (https://www.caetrm.com/) | Pipe Insulation - Cold ¦ PG&E ¦ Cold | Pipe Insulation - Cold | 2.1953 | 1 | 0.10579 | 2020 Guidehouse Assumptions | 0 | 2032 | 0.45 | SWWH017Version1
COM-WATERHEAT-71.37 | Com ¦ Com Hot Water Pipe Insulation - Marine ¦ SCG ¦ Marine | Com ¦ Com Hot Water Pipe Insulation - Marine | SCG ¦ Marine | SCG | All | Gas | Com Hot Water Pipe Insulation | Efficient | 0 | Conventional | WaterHeat | Com - College | Com | RET Only | 0 | 1000 sqft2 of floor space | Len-ft | 6.67 | None | 0 | 0 | 0 | California eTRM (https://www.caetrm.com/) | 2.9 | 2018 | 0 | 3.68 | 2018 | 0 | 0 | California eTRM (https://www.caetrm.com/) | Pipe Insulation - Marine ¦ SCG ¦ Marine | Pipe Insulation - Marine | 2.1957 | 1 | 0.10579 | 2020 Guidehouse Assumptions | 0 | 2032 | 0.45 | SWWH017Version1
COM-WATERHEAT-71.38 | Com ¦ Com Hot Water Pipe Insulation - Marine ¦ SCG ¦ Marine | Com ¦ Com Hot Water Pipe Insulation - Marine | SCG ¦ Marine | SCG | All | Gas | Com Hot Water Pipe Insulation | Efficient | 0 | Conventional | WaterHeat | Com - Grocery | Com | RET Only | 0 | 1000 sqft2 of floor space | Len-ft | 6.67 | None | 0 | 0 | 0 | California eTRM (https://www.caetrm.com/) | 2.9 | 2018 | 0 | 3.68 | 2018 | 0 | 0 | California eTRM (https://www.caetrm.com/) | Pipe Insulation - Marine ¦ SCG ¦ Marine | Pipe Insulation - Marine | 2.1957 | 1 | 0.10579 | 2020 Guidehouse Assumptions | 0 | 2032 | 0.45 | SWWH017Version1
COM-WATERHEAT-71.39 | Com ¦ Com Hot Water Pipe Insulation - Marine ¦ SCG ¦ Marine | Com ¦ Com Hot Water Pipe Insulation - Marine | SCG ¦ Marine | SCG | All | Gas | Com Hot Water Pipe Insulation | Efficient | 0 | Conventional | WaterHeat | Com - Health | Com | RET Only | 0 | 1000 sqft2 of floor space | Len-ft | 6.67 | None | 0 | 0 | 0 | California eTRM (https://www.caetrm.com/) | 2.9 | 2018 | 0 | 3.68 | 2018 | 0 | 0 | California eTRM (https://www.caetrm.com/) | Pipe Insulation - Marine ¦ SCG ¦ Marine | Pipe Insulation - Marine | 2.1957 | 1 | 0.10579 | 2020 Guidehouse Assumptions | 0 | 2032 | 0.45 | SWWH017Version1
COM-WATERHEAT-71.40 | Com ¦ Com Hot Water Pipe Insulation - Marine ¦ SCG ¦ Marine | Com ¦ Com Hot Water Pipe Insulation - Marine | SCG ¦ Marine | SCG | All | Gas | Com Hot Water Pipe Insulation | Efficient | 0 | Conventional | WaterHeat | Com - Lodging | Com | RET Only | 0 | 1000 sqft2 of floor space | Len-ft | 6.67 | None | 0 | 0 | 0 | California eTRM (https://www.caetrm.com/) | 2.9 | 2018 | 0 | 3.68 | 2018 | 0 | 0 | California eTRM (https://www.caetrm.com/) | Pipe Insulation - Marine ¦ SCG ¦ Marine | Pipe Insulation - Marine | 2.1957 | 1 | 0.10579 | 2020 Guidehouse Assumptions | 0 | 2032 | 0.45 | SWWH017Version1
COM-WATERHEAT-71.41 | Com ¦ Com Hot Water Pipe Insulation - Marine ¦ SCG ¦ Marine | Com ¦ Com Hot Water Pipe Insulation - Marine | SCG ¦ Marine | SCG | All | Gas | Com Hot Water Pipe Insulation | Efficient | 0 | Conventional | WaterHeat | Com - Office (Large) | Com | RET Only | 0 | 1000 sqft2 of floor space | Len-ft | 6.67 | None | 0 | 0 | 0 | California eTRM (https://www.caetrm.com/) | 2.9 | 2018 | 0 | 3.68 | 2018 | 0 | 0 | California eTRM (https://www.caetrm.com/) | Pipe Insulation - Marine ¦ SCG ¦ Marine | Pipe Insulation - Marine | 2.1957 | 1 | 0.10579 | 2020 Guidehouse Assumptions | 0 | 2032 | 0.45 | SWWH017Version1
COM-WATERHEAT-71.42 | Com ¦ Com Hot Water Pipe Insulation - Marine ¦ SCG ¦ Marine | Com ¦ Com Hot Water Pipe Insulation - Marine | SCG ¦ Marine | SCG | All | Gas | Com Hot Water Pipe Insulation | Efficient | 0 | Conventional | WaterHeat | Com - Office (Small) | Com | RET Only | 0 | 1000 sqft2 of floor space | Len-ft | 6.67 | None | 0 | 0 | 0 | California eTRM (https://www.caetrm.com/) | 2.9 | 2018 | 0 | 3.68 | 2018 | 0 | 0 | California eTRM (https://www.caetrm.com/) | Pipe Insulation - Marine ¦ SCG ¦ Marine | Pipe Insulation - Marine | 2.1957 | 1 | 0.10579 | 2020 Guidehouse Assumptions | 0 | 2032 | 0.45 | SWWH017Version1
COM-WATERHEAT-71.43 | Com ¦ Com Hot Water Pipe Insulation - Marine ¦ SCG ¦ Marine | Com ¦ Com Hot Water Pipe Insulation - Marine | SCG ¦ Marine | SCG | All | Gas | Com Hot Water Pipe Insulation | Efficient | 0 | Conventional | WaterHeat | Com - Other | Com | RET Only | 0 | 1000 sqft2 of floor space | Len-ft | 6.67 | None | 0 | 0 | 0 | California eTRM (https://www.caetrm.com/) | 2.9 | 2018 | 0 | 3.68 | 2018 | 0 | 0 | California eTRM (https://www.caetrm.com/) | Pipe Insulation - Marine ¦ SCG ¦ Marine | Pipe Insulation - Marine | 2.1957 | 1 | 0.10579 | 2020 Guidehouse Assumptions | 0 | 2032 | 0.45 | SWWH017Version1
COM-WATERHEAT-71.44 | Com ¦ Com Hot Water Pipe Insulation - Marine ¦ SCG ¦ Marine | Com ¦ Com Hot Water Pipe Insulation - Marine | SCG ¦ Marine | SCG | All | Gas | Com Hot Water Pipe Insulation | Efficient | 0 | Conventional | WaterHeat | Com - Refrig. Warehouse | Com | RET Only | 0 | 1000 sqft2 of floor space | Len-ft | 6.67 | None | 0 | 0 | 0 | California eTRM (https://www.caetrm.com/) | 2.9 | 2018 | 0 | 3.68 | 2018 | 0 | 0 | California eTRM (https://www.caetrm.com/) | Pipe Insulation - Marine ¦ SCG ¦ Marine | Pipe Insulation - Marine | 2.1957 | 1 | 0.10579 | 2020 Guidehouse Assumptions | 0 | 2032 | 0.45 | SWWH017Version1
COM-WATERHEAT-71.45 | Com ¦ Com Hot Water Pipe Insulation - Marine ¦ SCG ¦ Marine | Com ¦ Com Hot Water Pipe Insulation - Marine | SCG ¦ Marine | SCG | All | Gas | Com Hot Water Pipe Insulation | Efficient | 0 | Conventional | WaterHeat | Com - Restaurant | Com | RET Only | 0 | 1000 sqft2 of floor space | Len-ft | 6.67 | None | 0 | 0 | 0 | California eTRM (https://www.caetrm.com/) | 2.9 | 2018 | 0 | 3.68 | 2018 | 0 | 0 | California eTRM (https://www.caetrm.com/) | Pipe Insulation - Marine ¦ SCG ¦ Marine | Pipe Insulation - Marine | 2.1957 | 1 | 0.10579 | 2020 Guidehouse Assumptions | 0 | 2032 | 0.45 | SWWH017Version1
COM-WATERHEAT-71.46 | Com ¦ Com Hot Water Pipe Insulation - Marine ¦ SCG ¦ Marine | Com ¦ Com Hot Water Pipe Insulation - Marine | SCG ¦ Marine | SCG | All | Gas | Com Hot Water Pipe Insulation | Efficient | 0 | Conventional | WaterHeat | Com - Retail | Com | RET Only | 0 | 1000 sqft2 of floor space | Len-ft | 6.67 | None | 0 | 0 | 0 | California eTRM (https://www.caetrm.com/) | 2.9 | 2018 | 0 | 3.68 | 2018 | 0 | 0 | California eTRM (https://www.caetrm.com/) | Pipe Insulation - Marine ¦ SCG ¦ Marine | Pipe Insulation - Marine | 2.1957 | 1 | 0.10579 | 2020 Guidehouse Assumptions | 0 | 2032 | 0.45 | SWWH017Version1
COM-WATERHEAT-71.47 | Com ¦ Com Hot Water Pipe Insulation - Marine ¦ SCG ¦ Marine | Com ¦ Com Hot Water Pipe Insulation - Marine | SCG ¦ Marine | SCG | All | Gas | Com Hot Water Pipe Insulation | Efficient | 0 | Conventional | WaterHeat | Com - School | Com | RET Only | 0 | 1000 sqft2 of floor space | Len-ft | 6.67 | None | 0 | 0 | 0 | California eTRM (https://www.caetrm.com/) | 2.9 | 2018 | 0 | 3.68 | 2018 | 0 | 0 | California eTRM (https://www.caetrm.com/) | Pipe Insulation - Marine ¦ SCG ¦ Marine | Pipe Insulation - Marine | 2.1957 | 1 | 0.10579 | 2020 Guidehouse Assumptions | 0 | 2032 | 0.45 | SWWH017Version1
COM-WATERHEAT-71.48 | Com ¦ Com Hot Water Pipe Insulation - Marine ¦ SCG ¦ Marine | Com ¦ Com Hot Water Pipe Insulation - Marine | SCG ¦ Marine | SCG | All | Gas | Com Hot Water Pipe Insulation | Efficient | 0 | Conventional | WaterHeat | Com - Warehouse | Com | RET Only | 0 | 1000 sqft2 of floor space | Len-ft | 6.67 | None | 0 | 0 | 0 | California eTRM (https://www.caetrm.com/) | 2.9 | 2018 | 0 | 3.68 | 2018 | 0 | 0 | California eTRM (https://www.caetrm.com/) | Pipe Insulation - Marine ¦ SCG ¦ Marine | Pipe Insulation - Marine | 2.1957 | 1 | 0.10579 | 2020 Guidehouse Assumptions | 0 | 2032 | 0.45 | SWWH017Version1
COM-WATERHEAT-71.49 | Com ¦ Com Hot Water Pipe Insulation - Hot-Dry ¦ SCG ¦ Hot-Dry | Com ¦ Com Hot Water Pipe Insulation - Hot-Dry | SCG ¦ Hot-Dry | SCG | All | Gas | Com Hot Water Pipe Insulation | Efficient | 0 | Conventional | WaterHeat | Com - College | Com | RET Only | 0 | 1000 sqft2 of floor space | Len-ft | 6.67 | None | 0 | 0 | 0 | California eTRM (https://www.caetrm.com/) | 2.9 | 2018 | 0 | 3.68 | 2018 | 0 | 0 | California eTRM (https://www.caetrm.com/) | Pipe Insulation - Hot-Dry ¦ SCG ¦ Hot-Dry | Pipe Insulation - Hot-Dry | 2.1957 | 1 | 0.10579 | 2020 Guidehouse Assumptions | 0 | 2032 | 0.45 | SWWH017Version1
COM-WATERHEAT-71.50 | Com ¦ Com Hot Water Pipe Insulation - Hot-Dry ¦ SCG ¦ Hot-Dry | Com ¦ Com Hot Water Pipe Insulation - Hot-Dry | SCG ¦ Hot-Dry | SCG | All | Gas | Com Hot Water Pipe Insulation | Efficient | 0 | Conventional | WaterHeat | Com - Grocery | Com | RET Only | 0 | 1000 sqft2 of floor space | Len-ft | 6.67 | None | 0 | 0 | 0 | California eTRM (https://www.caetrm.com/) | 2.9 | 2018 | 0 | 3.68 | 2018 | 0 | 0 | California eTRM (https://www.caetrm.com/) | Pipe Insulation - Hot-Dry ¦ SCG ¦ Hot-Dry | Pipe Insulation - Hot-Dry | 2.1957 | 1 | 0.10579 | 2020 Guidehouse Assumptions | 0 | 2032 | 0.45 | SWWH017Version1
COM-WATERHEAT-71.51 | Com ¦ Com Hot Water Pipe Insulation - Hot-Dry ¦ SCG ¦ Hot-Dry | Com ¦ Com Hot Water Pipe Insulation - Hot-Dry | SCG ¦ Hot-Dry | SCG | All | Gas | Com Hot Water Pipe Insulation | Efficient | 0 | Conventional | WaterHeat | Com - Health | Com | RET Only | 0 | 1000 sqft2 of floor space | Len-ft | 6.67 | None | 0 | 0 | 0 | California eTRM (https://www.caetrm.com/) | 2.9 | 2018 | 0 | 3.68 | 2018 | 0 | 0 | California eTRM (https://www.caetrm.com/) | Pipe Insulation - Hot-Dry ¦ SCG ¦ Hot-Dry | Pipe Insulation - Hot-Dry | 2.1957 | 1 | 0.10579 | 2020 Guidehouse Assumptions | 0 | 2032 | 0.45 | SWWH017Version1
COM-WATERHEAT-71.52 | Com ¦ Com Hot Water Pipe Insulation - Hot-Dry ¦ SCG ¦ Hot-Dry | Com ¦ Com Hot Water Pipe Insulation - Hot-Dry | SCG ¦ Hot-Dry | SCG | All | Gas | Com Hot Water Pipe Insulation | Efficient | 0 | Conventional | WaterHeat | Com - Lodging | Com | RET Only | 0 | 1000 sqft2 of floor space | Len-ft | 6.67 | None | 0 | 0 | 0 | California eTRM (https://www.caetrm.com/) | 2.9 | 2018 | 0 | 3.68 | 2018 | 0 | 0 | California eTRM (https://www.caetrm.com/) | Pipe Insulation - Hot-Dry ¦ SCG ¦ Hot-Dry | Pipe Insulation - Hot-Dry | 2.1957 | 1 | 0.10579 | 2020 Guidehouse Assumptions | 0 | 2032 | 0.45 | SWWH017Version1
COM-WATERHEAT-71.53 | Com ¦ Com Hot Water Pipe Insulation - Hot-Dry ¦ SCG ¦ Hot-Dry | Com ¦ Com Hot Water Pipe Insulation - Hot-Dry | SCG ¦ Hot-Dry | SCG | All | Gas | Com Hot Water Pipe Insulation | Efficient | 0 | Conventional | WaterHeat | Com - Office (Large) | Com | RET Only | 0 | 1000 sqft2 of floor space | Len-ft | 6.67 | None | 0 | 0 | 0 | California eTRM (https://www.caetrm.com/) | 2.9 | 2018 | 0 | 3.68 | 2018 | 0 | 0 | California eTRM (https://www.caetrm.com/) | Pipe Insulation - Hot-Dry ¦ SCG ¦ Hot-Dry | Pipe Insulation - Hot-Dry | 2.1957 | 1 | 0.10579 | 2020 Guidehouse Assumptions | 0 | 2032 | 0.45 | SWWH017Version1
COM-WATERHEAT-71.54 | Com ¦ Com Hot Water Pipe Insulation - Hot-Dry ¦ SCG ¦ Hot-Dry | Com ¦ Com Hot Water Pipe Insulation - Hot-Dry | SCG ¦ Hot-Dry | SCG | All | Gas | Com Hot Water Pipe Insulation | Efficient | 0 | Conventional | WaterHeat | Com - Office (Small) | Com | RET Only | 0 | 1000 sqft2 of floor space | Len-ft | 6.67 | None | 0 | 0 | 0 | California eTRM (https://www.caetrm.com/) | 2.9 | 2018 | 0 | 3.68 | 2018 | 0 | 0 | California eTRM (https://www.caetrm.com/) | Pipe Insulation - Hot-Dry ¦ SCG ¦ Hot-Dry | Pipe Insulation - Hot-Dry | 2.1957 | 1 | 0.10579 | 2020 Guidehouse Assumptions | 0 | 2032 | 0.45 | SWWH017Version1
COM-WATERHEAT-71.55 | Com ¦ Com Hot Water Pipe Insulation - Hot-Dry ¦ SCG ¦ Hot-Dry | Com ¦ Com Hot Water Pipe Insulation - Hot-Dry | SCG ¦ Hot-Dry | SCG | All | Gas | Com Hot Water Pipe Insulation | Efficient | 0 | Conventional | WaterHeat | Com - Other | Com | RET Only | 0 | 1000 sqft2 of floor space | Len-ft | 6.67 | None | 0 | 0 | 0 | California eTRM (https://www.caetrm.com/) | 2.9 | 2018 | 0 | 3.68 | 2018 | 0 | 0 | California eTRM (https://www.caetrm.com/) | Pipe Insulation - Hot-Dry ¦ SCG ¦ Hot-Dry | Pipe Insulation - Hot-Dry | 2.1957 | 1 | 0.10579 | 2020 Guidehouse Assumptions | 0 | 2032 | 0.45 | SWWH017Version1
COM-WATERHEAT-71.56 | Com ¦ Com Hot Water Pipe Insulation - Hot-Dry ¦ SCG ¦ Hot-Dry | Com ¦ Com Hot Water Pipe Insulation - Hot-Dry | SCG ¦ Hot-Dry | SCG | All | Gas | Com Hot Water Pipe Insulation | Efficient | 0 | Conventional | WaterHeat | Com - Refrig. Warehouse | Com | RET Only | 0 | 1000 sqft2 of floor space | Len-ft | 6.67 | None | 0 | 0 | 0 | California eTRM (https://www.caetrm.com/) | 2.9 | 2018 | 0 | 3.68 | 2018 | 0 | 0 | California eTRM (https://www.caetrm.com/) | Pipe Insulation - Hot-Dry ¦ SCG ¦ Hot-Dry | Pipe Insulation - Hot-Dry | 2.1957 | 1 | 0.10579 | 2020 Guidehouse Assumptions | 0 | 2032 | 0.45 | SWWH017Version1
COM-WATERHEAT-71.57 | Com ¦ Com Hot Water Pipe Insulation - Hot-Dry ¦ SCG ¦ Hot-Dry | Com ¦ Com Hot Water Pipe Insulation - Hot-Dry | SCG ¦ Hot-Dry | SCG | All | Gas | Com Hot Water Pipe Insulation | Efficient | 0 | Conventional | WaterHeat | Com - Restaurant | Com | RET Only | 0 | 1000 sqft2 of floor space | Len-ft | 6.67 | None | 0 | 0 | 0 | California eTRM (https://www.caetrm.com/) | 2.9 | 2018 | 0 | 3.68 | 2018 | 0 | 0 | California eTRM (https://www.caetrm.com/) | Pipe Insulation - Hot-Dry ¦ SCG ¦ Hot-Dry | Pipe Insulation - Hot-Dry | 2.1957 | 1 | 0.10579 | 2020 Guidehouse Assumptions | 0 | 2032 | 0.45 | SWWH017Version1
COM-WATERHEAT-71.58 | Com ¦ Com Hot Water Pipe Insulation - Hot-Dry ¦ SCG ¦ Hot-Dry | Com ¦ Com Hot Water Pipe Insulation - Hot-Dry | SCG ¦ Hot-Dry | SCG | All | Gas | Com Hot Water Pipe Insulation | Efficient | 0 | Conventional | WaterHeat | Com - Retail | Com | RET Only | 0 | 1000 sqft2 of floor space | Len-ft | 6.67 | None | 0 | 0 | 0 | California eTRM (https://www.caetrm.com/) | 2.9 | 2018 | 0 | 3.68 | 2018 | 0 | 0 | California eTRM (https://www.caetrm.com/) | Pipe Insulation - Hot-Dry ¦ SCG ¦ Hot-Dry | Pipe Insulation - Hot-Dry | 2.1957 | 1 | 0.10579 | 2020 Guidehouse Assumptions | 0 | 2032 | 0.45 | SWWH017Version1
COM-WATERHEAT-71.59 | Com ¦ Com Hot Water Pipe Insulation - Hot-Dry ¦ SCG ¦ Hot-Dry | Com ¦ Com Hot Water Pipe Insulation - Hot-Dry | SCG ¦ Hot-Dry | SCG | All | Gas | Com Hot Water Pipe Insulation | Efficient | 0 | Conventional | WaterHeat | Com - School | Com | RET Only | 0 | 1000 sqft2 of floor space | Len-ft | 6.67 | None | 0 | 0 | 0 | California eTRM (https://www.caetrm.com/) | 2.9 | 2018 | 0 | 3.68 | 2018 | 0 | 0 | California eTRM (https://www.caetrm.com/) | Pipe Insulation - Hot-Dry ¦ SCG ¦ Hot-Dry | Pipe Insulation - Hot-Dry | 2.1957 | 1 | 0.10579 | 2020 Guidehouse Assumptions | 0 | 2032 | 0.45 | SWWH017Version1
COM-WATERHEAT-71.60 | Com ¦ Com Hot Water Pipe Insulation - Hot-Dry ¦ SCG ¦ Hot-Dry | Com ¦ Com Hot Water Pipe Insulation - Hot-Dry | SCG ¦ Hot-Dry | SCG | All | Gas | Com Hot Water Pipe Insulation | Efficient | 0 | Conventional | WaterHeat | Com - Warehouse | Com | RET Only | 0 | 1000 sqft2 of floor space | Len-ft | 6.67 | None | 0 | 0 | 0 | California eTRM (https://www.caetrm.com/) | 2.9 | 2018 | 0 | 3.68 | 2018 | 0 | 0 | California eTRM (https://www.caetrm.com/) | Pipe Insulation - Hot-Dry ¦ SCG ¦ Hot-Dry | Pipe Insulation - Hot-Dry | 2.1957 | 1 | 0.10579 | 2020 Guidehouse Assumptions | 0 | 2032 | 0.45 | SWWH017Version1
COM-WATERHEAT-71.61 | Com ¦ Com Hot Water Pipe Insulation - Cold ¦ SCG ¦ Cold | Com ¦ Com Hot Water Pipe Insulation - Cold | SCG ¦ Cold | SCG | All | Gas | Com Hot Water Pipe Insulation | Efficient | 0 | Conventional | WaterHeat | Com - College | Com | RET Only | 0 | 1000 sqft2 of floor space | Len-ft | 6.67 | None | 0 | 0 | 0 | California eTRM (https://www.caetrm.com/) | 2.9 | 2018 | 0 | 3.68 | 2018 | 0 | 0 | California eTRM (https://www.caetrm.com/) | Pipe Insulation - Cold ¦ SCG ¦ Cold | Pipe Insulation - Cold | 2.1957 | 1 | 0.10579 | 2020 Guidehouse Assumptions | 0 | 2032 | 0.45 | SWWH017Version1
COM-WATERHEAT-71.62 | Com ¦ Com Hot Water Pipe Insulation - Cold ¦ SCG ¦ Cold | Com ¦ Com Hot Water Pipe Insulation - Cold | SCG ¦ Cold | SCG | All | Gas | Com Hot Water Pipe Insulation | Efficient | 0 | Conventional | WaterHeat | Com - Grocery | Com | RET Only | 0 | 1000 sqft2 of floor space | Len-ft | 6.67 | None | 0 | 0 | 0 | California eTRM (https://www.caetrm.com/) | 2.9 | 2018 | 0 | 3.68 | 2018 | 0 | 0 | California eTRM (https://www.caetrm.com/) | Pipe Insulation - Cold ¦ SCG ¦ Cold | Pipe Insulation - Cold | 2.1957 | 1 | 0.10579 | 2020 Guidehouse Assumptions | 0 | 2032 | 0.45 | SWWH017Version1
COM-WATERHEAT-71.63 | Com ¦ Com Hot Water Pipe Insulation - Cold ¦ SCG ¦ Cold | Com ¦ Com Hot Water Pipe Insulation - Cold | SCG ¦ Cold | SCG | All | Gas | Com Hot Water Pipe Insulation | Efficient | 0 | Conventional | WaterHeat | Com - Health | Com | RET Only | 0 | 1000 sqft2 of floor space | Len-ft | 6.67 | None | 0 | 0 | 0 | California eTRM (https://www.caetrm.com/) | 2.9 | 2018 | 0 | 3.68 | 2018 | 0 | 0 | California eTRM (https://www.caetrm.com/) | Pipe Insulation - Cold ¦ SCG ¦ Cold | Pipe Insulation - Cold | 2.1957 | 1 | 0.10579 | 2020 Guidehouse Assumptions | 0 | 2032 | 0.45 | SWWH017Version1
COM-WATERHEAT-71.64 | Com ¦ Com Hot Water Pipe Insulation - Cold ¦ SCG ¦ Cold | Com ¦ Com Hot Water Pipe Insulation - Cold | SCG ¦ Cold | SCG | All | Gas | Com Hot Water Pipe Insulation | Efficient | 0 | Conventional | WaterHeat | Com - Lodging | Com | RET Only | 0 | 1000 sqft2 of floor space | Len-ft | 6.67 | None | 0 | 0 | 0 | California eTRM (https://www.caetrm.com/) | 2.9 | 2018 | 0 | 3.68 | 2018 | 0 | 0 | California eTRM (https://www.caetrm.com/) | Pipe Insulation - Cold ¦ SCG ¦ Cold | Pipe Insulation - Cold | 2.1957 | 1 | 0.10579 | 2020 Guidehouse Assumptions | 0 | 2032 | 0.45 | SWWH017Version1
COM-WATERHEAT-71.65 | Com ¦ Com Hot Water Pipe Insulation - Cold ¦ SCG ¦ Cold | Com ¦ Com Hot Water Pipe Insulation - Cold | SCG ¦ Cold | SCG | All | Gas | Com Hot Water Pipe Insulation | Efficient | 0 | Conventional | WaterHeat | Com - Office (Large) | Com | RET Only | 0 | 1000 sqft2 of floor space | Len-ft | 6.67 | None | 0 | 0 | 0 | California eTRM (https://www.caetrm.com/) | 2.9 | 2018 | 0 | 3.68 | 2018 | 0 | 0 | California eTRM (https://www.caetrm.com/) | Pipe Insulation - Cold ¦ SCG ¦ Cold | Pipe Insulation - Cold | 2.1957 | 1 | 0.10579 | 2020 Guidehouse Assumptions | 0 | 2032 | 0.45 | SWWH017Version1
COM-WATERHEAT-71.66 | Com ¦ Com Hot Water Pipe Insulation - Cold ¦ SCG ¦ Cold | Com ¦ Com Hot Water Pipe Insulation - Cold | SCG ¦ Cold | SCG | All | Gas | Com Hot Water Pipe Insulation | Efficient | 0 | Conventional | WaterHeat | Com - Office (Small) | Com | RET Only | 0 | 1000 sqft2 of floor space | Len-ft | 6.67 | None | 0 | 0 | 0 | California eTRM (https://www.caetrm.com/) | 2.9 | 2018 | 0 | 3.68 | 2018 | 0 | 0 | California eTRM (https://www.caetrm.com/) | Pipe Insulation - Cold ¦ SCG ¦ Cold | Pipe Insulation - Cold | 2.1957 | 1 | 0.10579 | 2020 Guidehouse Assumptions | 0 | 2032 | 0.45 | SWWH017Version1
COM-WATERHEAT-71.67 | Com ¦ Com Hot Water Pipe Insulation - Cold ¦ SCG ¦ Cold | Com ¦ Com Hot Water Pipe Insulation - Cold | SCG ¦ Cold | SCG | All | Gas | Com Hot Water Pipe Insulation | Efficient | 0 | Conventional | WaterHeat | Com - Other | Com | RET Only | 0 | 1000 sqft2 of floor space | Len-ft | 6.67 | None | 0 | 0 | 0 | California eTRM (https://www.caetrm.com/) | 2.9 | 2018 | 0 | 3.68 | 2018 | 0 | 0 | California eTRM (https://www.caetrm.com/) | Pipe Insulation - Cold ¦ SCG ¦ Cold | Pipe Insulation - Cold | 2.1957 | 1 | 0.10579 | 2020 Guidehouse Assumptions | 0 | 2032 | 0.45 | SWWH017Version1
COM-WATERHEAT-71.68 | Com ¦ Com Hot Water Pipe Insulation - Cold ¦ SCG ¦ Cold | Com ¦ Com Hot Water Pipe Insulation - Cold | SCG ¦ Cold | SCG | All | Gas | Com Hot Water Pipe Insulation | Efficient | 0 | Conventional | WaterHeat | Com - Refrig. Warehouse | Com | RET Only | 0 | 1000 sqft2 of floor space | Len-ft | 6.67 | None | 0 | 0 | 0 | California eTRM (https://www.caetrm.com/) | 2.9 | 2018 | 0 | 3.68 | 2018 | 0 | 0 | California eTRM (https://www.caetrm.com/) | Pipe Insulation - Cold ¦ SCG ¦ Cold | Pipe Insulation - Cold | 2.1957 | 1 | 0.10579 | 2020 Guidehouse Assumptions | 0 | 2032 | 0.45 | SWWH017Version1
COM-WATERHEAT-71.69 | Com ¦ Com Hot Water Pipe Insulation - Cold ¦ SCG ¦ Cold | Com ¦ Com Hot Water Pipe Insulation - Cold | SCG ¦ Cold | SCG | All | Gas | Com Hot Water Pipe Insulation | Efficient | 0 | Conventional | WaterHeat | Com - Restaurant | Com | RET Only | 0 | 1000 sqft2 of floor space | Len-ft | 6.67 | None | 0 | 0 | 0 | California eTRM (https://www.caetrm.com/) | 2.9 | 2018 | 0 | 3.68 | 2018 | 0 | 0 | California eTRM (https://www.caetrm.com/) | Pipe Insulation - Cold ¦ SCG ¦ Cold | Pipe Insulation - Cold | 2.1957 | 1 | 0.10579 | 2020 Guidehouse Assumptions | 0 | 2032 | 0.45 | SWWH017Version1
COM-WATERHEAT-71.70 | Com ¦ Com Hot Water Pipe Insulation - Cold ¦ SCG ¦ Cold | Com ¦ Com Hot Water Pipe Insulation - Cold | SCG ¦ Cold | SCG | All | Gas | Com Hot Water Pipe Insulation | Efficient | 0 | Conventional | WaterHeat | Com - Retail | Com | RET Only | 0 | 1000 sqft2 of floor space | Len-ft | 6.67 | None | 0 | 0 | 0 | California eTRM (https://www.caetrm.com/) | 2.9 | 2018 | 0 | 3.68 | 2018 | 0 | 0 | California eTRM (https://www.caetrm.com/) | Pipe Insulation - Cold ¦ SCG ¦ Cold | Pipe Insulation - Cold | 2.1957 | 1 | 0.10579 | 2020 Guidehouse Assumptions | 0 | 2032 | 0.45 | SWWH017Version1
COM-WATERHEAT-71.71 | Com ¦ Com Hot Water Pipe Insulation - Cold ¦ SCG ¦ Cold | Com ¦ Com Hot Water Pipe Insulation - Cold | SCG ¦ Cold | SCG | All | Gas | Com Hot Water Pipe Insulation | Efficient | 0 | Conventional | WaterHeat | Com - School | Com | RET Only | 0 | 1000 sqft2 of floor space | Len-ft | 6.67 | None | 0 | 0 | 0 | California eTRM (https://www.caetrm.com/) | 2.9 | 2018 | 0 | 3.68 | 2018 | 0 | 0 | California eTRM (https://www.caetrm.com/) | Pipe Insulation - Cold ¦ SCG ¦ Cold | Pipe Insulation - Cold | 2.1957 | 1 | 0.10579 | 2020 Guidehouse Assumptions | 0 | 2032 | 0.45 | SWWH017Version1
COM-WATERHEAT-71.72 | Com ¦ Com Hot Water Pipe Insulation - Cold ¦ SCG ¦ Cold | Com ¦ Com Hot Water Pipe Insulation - Cold | SCG ¦ Cold | SCG | All | Gas | Com Hot Water Pipe Insulation | Efficient | 0 | Conventional | WaterHeat | Com - Warehouse | Com | RET Only | 0 | 1000 sqft2 of floor space | Len-ft | 6.67 | None | 0 | 0 | 0 | California eTRM (https://www.caetrm.com/) | 2.9 | 2018 | 0 | 3.68 | 2018 | 0 | 0 | California eTRM (https://www.caetrm.com/) | Pipe Insulation - Cold ¦ SCG ¦ Cold | Pipe Insulation - Cold | 2.1957 | 1 | 0.10579 | 2020 Guidehouse Assumptions | 0 | 2032 | 0.45 | SWWH017Version1
COM-WATERHEAT-71.73 | Com ¦ Com Hot Water Pipe Insulation - Marine ¦ SDG&E ¦ Marine | Com ¦ Com Hot Water Pipe Insulation - Marine | SDG&E ¦ Marine | SDG&E | All | Gas | Com Hot Water Pipe Insulation | Efficient | 0 | Conventional | WaterHeat | Com - College | Com | RET Only | 0 | 1000 sqft2 of floor space | Len-ft | 6.67 | None | 0 | 0 | 0 | California eTRM (https://www.caetrm.com/) | 2.9 | 2018 | 0 | 3.68 | 2018 | 0 | 0 | California eTRM (https://www.caetrm.com/) | Pipe Insulation - Marine ¦ SDG&E ¦ Marine | Pipe Insulation - Marine | 2.1953 | 1 | 0.10579 | 2020 Guidehouse Assumptions | 0 | 2032 | 0.45 | SWWH017Version1
COM-WATERHEAT-71.74 | Com ¦ Com Hot Water Pipe Insulation - Marine ¦ SDG&E ¦ Marine | Com ¦ Com Hot Water Pipe Insulation - Marine | SDG&E ¦ Marine | SDG&E | All | Gas | Com Hot Water Pipe Insulation | Efficient | 0 | Conventional | WaterHeat | Com - Grocery | Com | RET Only | 0 | 1000 sqft2 of floor space | Len-ft | 6.67 | None | 0 | 0 | 0 | California eTRM (https://www.caetrm.com/) | 2.9 | 2018 | 0 | 3.68 | 2018 | 0 | 0 | California eTRM (https://www.caetrm.com/) | Pipe Insulation - Marine ¦ SDG&E ¦ Marine | Pipe Insulation - Marine | 2.1953 | 1 | 0.10579 | 2020 Guidehouse Assumptions | 0 | 2032 | 0.45 | SWWH017Version1
COM-WATERHEAT-71.75 | Com ¦ Com Hot Water Pipe Insulation - Marine ¦ SDG&E ¦ Marine | Com ¦ Com Hot Water Pipe Insulation - Marine | SDG&E ¦ Marine | SDG&E | All | Gas | Com Hot Water Pipe Insulation | Efficient | 0 | Conventional | WaterHeat | Com - Health | Com | RET Only | 0 | 1000 sqft2 of floor space | Len-ft | 6.67 | None | 0 | 0 | 0 | California eTRM (https://www.caetrm.com/) | 2.9 | 2018 | 0 | 3.68 | 2018 | 0 | 0 | California eTRM (https://www.caetrm.com/) | Pipe Insulation - Marine ¦ SDG&E ¦ Marine | Pipe Insulation - Marine | 2.1953 | 1 | 0.10579 | 2020 Guidehouse Assumptions | 0 | 2032 | 0.45 | SWWH017Version1
COM-WATERHEAT-71.76 | Com ¦ Com Hot Water Pipe Insulation - Marine ¦ SDG&E ¦ Marine | Com ¦ Com Hot Water Pipe Insulation - Marine | SDG&E ¦ Marine | SDG&E | All | Gas | Com Hot Water Pipe Insulation | Efficient | 0 | Conventional | WaterHeat | Com - Lodging | Com | RET Only | 0 | 1000 sqft2 of floor space | Len-ft | 6.67 | None | 0 | 0 | 0 | California eTRM (https://www.caetrm.com/) | 2.9 | 2018 | 0 | 3.68 | 2018 | 0 | 0 | California eTRM (https://www.caetrm.com/) | Pipe Insulation - Marine ¦ SDG&E ¦ Marine | Pipe Insulation - Marine | 2.1953 | 1 | 0.10579 | 2020 Guidehouse Assumptions | 0 | 2032 | 0.45 | SWWH017Version1
COM-WATERHEAT-71.77 | Com ¦ Com Hot Water Pipe Insulation - Marine ¦ SDG&E ¦ Marine | Com ¦ Com Hot Water Pipe Insulation - Marine | SDG&E ¦ Marine | SDG&E | All | Gas | Com Hot Water Pipe Insulation | Efficient | 0 | Conventional | WaterHeat | Com - Office (Large) | Com | RET Only | 0 | 1000 sqft2 of floor space | Len-ft | 6.67 | None | 0 | 0 | 0 | California eTRM (https://www.caetrm.com/) | 2.9 | 2018 | 0 | 3.68 | 2018 | 0 | 0 | California eTRM (https://www.caetrm.com/) | Pipe Insulation - Marine ¦ SDG&E ¦ Marine | Pipe Insulation - Marine | 2.1953 | 1 | 0.10579 | 2020 Guidehouse Assumptions | 0 | 2032 | 0.45 | SWWH017Version1
COM-WATERHEAT-71.78 | Com ¦ Com Hot Water Pipe Insulation - Marine ¦ SDG&E ¦ Marine | Com ¦ Com Hot Water Pipe Insulation - Marine | SDG&E ¦ Marine | SDG&E | All | Gas | Com Hot Water Pipe Insulation | Efficient | 0 | Conventional | WaterHeat | Com - Office (Small) | Com | RET Only | 0 | 1000 sqft2 of floor space | Len-ft | 6.67 | None | 0 | 0 | 0 | California eTRM (https://www.caetrm.com/) | 2.9 | 2018 | 0 | 3.68 | 2018 | 0 | 0 | California eTRM (https://www.caetrm.com/) | Pipe Insulation - Marine ¦ SDG&E ¦ Marine | Pipe Insulation - Marine | 2.1953 | 1 | 0.10579 | 2020 Guidehouse Assumptions | 0 | 2032 | 0.45 | SWWH017Version1
COM-WATERHEAT-71.79 | Com ¦ Com Hot Water Pipe Insulation - Marine ¦ SDG&E ¦ Marine | Com ¦ Com Hot Water Pipe Insulation - Marine | SDG&E ¦ Marine | SDG&E | All | Gas | Com Hot Water Pipe Insulation | Efficient | 0 | Conventional | WaterHeat | Com - Other | Com | RET Only | 0 | 1000 sqft2 of floor space | Len-ft | 6.67 | None | 0 | 0 | 0 | California eTRM (https://www.caetrm.com/) | 2.9 | 2018 | 0 | 3.68 | 2018 | 0 | 0 | California eTRM (https://www.caetrm.com/) | Pipe Insulation - Marine ¦ SDG&E ¦ Marine | Pipe Insulation - Marine | 2.1953 | 1 | 0.10579 | 2020 Guidehouse Assumptions | 0 | 2032 | 0.45 | SWWH017Version1
COM-WATERHEAT-71.80 | Com ¦ Com Hot Water Pipe Insulation - Marine ¦ SDG&E ¦ Marine | Com ¦ Com Hot Water Pipe Insulation - Marine | SDG&E ¦ Marine | SDG&E | All | Gas | Com Hot Water Pipe Insulation | Efficient | 0 | Conventional | WaterHeat | Com - Refrig. Warehouse | Com | RET Only | 0 | 1000 sqft2 of floor space | Len-ft | 6.67 | None | 0 | 0 | 0 | California eTRM (https://www.caetrm.com/) | 2.9 | 2018 | 0 | 3.68 | 2018 | 0 | 0 | California eTRM (https://www.caetrm.com/) | Pipe Insulation - Marine ¦ SDG&E ¦ Marine | Pipe Insulation - Marine | 2.1953 | 1 | 0.10579 | 2020 Guidehouse Assumptions | 0 | 2032 | 0.45 | SWWH017Version1
COM-WATERHEAT-71.81 | Com ¦ Com Hot Water Pipe Insulation - Marine ¦ SDG&E ¦ Marine | Com ¦ Com Hot Water Pipe Insulation - Marine | SDG&E ¦ Marine | SDG&E | All | Gas | Com Hot Water Pipe Insulation | Efficient | 0 | Conventional | WaterHeat | Com - Restaurant | Com | RET Only | 0 | 1000 sqft2 of floor space | Len-ft | 6.67 | None | 0 | 0 | 0 | California eTRM (https://www.caetrm.com/) | 2.9 | 2018 | 0 | 3.68 | 2018 | 0 | 0 | California eTRM (https://www.caetrm.com/) | Pipe Insulation - Marine ¦ SDG&E ¦ Marine | Pipe Insulation - Marine | 2.1953 | 1 | 0.10579 | 2020 Guidehouse Assumptions | 0 | 2032 | 0.45 | SWWH017Version1
COM-WATERHEAT-71.82 | Com ¦ Com Hot Water Pipe Insulation - Marine ¦ SDG&E ¦ Marine | Com ¦ Com Hot Water Pipe Insulation - Marine | SDG&E ¦ Marine | SDG&E | All | Gas | Com Hot Water Pipe Insulation | Efficient | 0 | Conventional | WaterHeat | Com - Retail | Com | RET Only | 0 | 1000 sqft2 of floor space | Len-ft | 6.67 | None | 0 | 0 | 0 | California eTRM (https://www.caetrm.com/) | 2.9 | 2018 | 0 | 3.68 | 2018 | 0 | 0 | California eTRM (https://www.caetrm.com/) | Pipe Insulation - Marine ¦ SDG&E ¦ Marine | Pipe Insulation - Marine | 2.1953 | 1 | 0.10579 | 2020 Guidehouse Assumptions | 0 | 2032 | 0.45 | SWWH017Version1
COM-WATERHEAT-71.83 | Com ¦ Com Hot Water Pipe Insulation - Marine ¦ SDG&E ¦ Marine | Com ¦ Com Hot Water Pipe Insulation - Marine | SDG&E ¦ Marine | SDG&E | All | Gas | Com Hot Water Pipe Insulation | Efficient | 0 | Conventional | WaterHeat | Com - School | Com | RET Only | 0 | 1000 sqft2 of floor space | Len-ft | 6.67 | None | 0 | 0 | 0 | California eTRM (https://www.caetrm.com/) | 2.9 | 2018 | 0 | 3.68 | 2018 | 0 | 0 | California eTRM (https://www.caetrm.com/) | Pipe Insulation - Marine ¦ SDG&E ¦ Marine | Pipe Insulation - Marine | 2.1953 | 1 | 0.10579 | 2020 Guidehouse Assumptions | 0 | 2032 | 0.45 | SWWH017Version1
COM-WATERHEAT-71.84 | Com ¦ Com Hot Water Pipe Insulation - Marine ¦ SDG&E ¦ Marine | Com ¦ Com Hot Water Pipe Insulation - Marine | SDG&E ¦ Marine | SDG&E | All | Gas | Com Hot Water Pipe Insulation | Efficient | 0 | Conventional | WaterHeat | Com - Warehouse | Com | RET Only | 0 | 1000 sqft2 of floor space | Len-ft | 6.67 | None | 0 | 0 | 0 | California eTRM (https://www.caetrm.com/) | 2.9 | 2018 | 0 | 3.68 | 2018 | 0 | 0 | California eTRM (https://www.caetrm.com/) | Pipe Insulation - Marine ¦ SDG&E ¦ Marine | Pipe Insulation - Marine | 2.1953 | 1 | 0.10579 | 2020 Guidehouse Assumptions | 0 | 2032 | 0.45 | SWWH017Version1
COM-WATERHEAT-71.85 | Com ¦ Com Hot Water Pipe Insulation - Hot-Dry ¦ SDG&E ¦ Hot-Dry | Com ¦ Com Hot Water Pipe Insulation - Hot-Dry | SDG&E ¦ Hot-Dry | SDG&E | All | Gas | Com Hot Water Pipe Insulation | Efficient | 0 | Conventional | WaterHeat | Com - College | Com | RET Only | 0 | 1000 sqft2 of floor space | Len-ft | 6.67 | None | 0 | 0 | 0 | California eTRM (https://www.caetrm.com/) | 2.9 | 2018 | 0 | 3.68 | 2018 | 0 | 0 | California eTRM (https://www.caetrm.com/) | Pipe Insulation - Hot-Dry ¦ SDG&E ¦ Hot-Dry | Pipe Insulation - Hot-Dry | 2.1953 | 1 | 0.10579 | 2020 Guidehouse Assumptions | 0 | 2032 | 0.45 | SWWH017Version1
COM-WATERHEAT-71.86 | Com ¦ Com Hot Water Pipe Insulation - Hot-Dry ¦ SDG&E ¦ Hot-Dry | Com ¦ Com Hot Water Pipe Insulation - Hot-Dry | SDG&E ¦ Hot-Dry | SDG&E | All | Gas | Com Hot Water Pipe Insulation | Efficient | 0 | Conventional | WaterHeat | Com - Grocery | Com | RET Only | 0 | 1000 sqft2 of floor space | Len-ft | 6.67 | None | 0 | 0 | 0 | California eTRM (https://www.caetrm.com/) | 2.9 | 2018 | 0 | 3.68 | 2018 | 0 | 0 | California eTRM (https://www.caetrm.com/) | Pipe Insulation - Hot-Dry ¦ SDG&E ¦ Hot-Dry | Pipe Insulation - Hot-Dry | 2.1953 | 1 | 0.10579 | 2020 Guidehouse Assumptions | 0 | 2032 | 0.45 | SWWH017Version1
COM-WATERHEAT-71.87 | Com ¦ Com Hot Water Pipe Insulation - Hot-Dry ¦ SDG&E ¦ Hot-Dry | Com ¦ Com Hot Water Pipe Insulation - Hot-Dry | SDG&E ¦ Hot-Dry | SDG&E | All | Gas | Com Hot Water Pipe Insulation | Efficient | 0 | Conventional | WaterHeat | Com - Health | Com | RET Only | 0 | 1000 sqft2 of floor space | Len-ft | 6.67 | None | 0 | 0 | 0 | California eTRM (https://www.caetrm.com/) | 2.9 | 2018 | 0 | 3.68 | 2018 | 0 | 0 | California eTRM (https://www.caetrm.com/) | Pipe Insulation - Hot-Dry ¦ SDG&E ¦ Hot-Dry | Pipe Insulation - Hot-Dry | 2.1953 | 1 | 0.10579 | 2020 Guidehouse Assumptions | 0 | 2032 | 0.45 | SWWH017Version1
COM-WATERHEAT-71.88 | Com ¦ Com Hot Water Pipe Insulation - Hot-Dry ¦ SDG&E ¦ Hot-Dry | Com ¦ Com Hot Water Pipe Insulation - Hot-Dry | SDG&E ¦ Hot-Dry | SDG&E | All | Gas | Com Hot Water Pipe Insulation | Efficient | 0 | Conventional | WaterHeat | Com - Lodging | Com | RET Only | 0 | 1000 sqft2 of floor space | Len-ft | 6.67 | None | 0 | 0 | 0 | California eTRM (https://www.caetrm.com/) | 2.9 | 2018 | 0 | 3.68 | 2018 | 0 | 0 | California eTRM (https://www.caetrm.com/) | Pipe Insulation - Hot-Dry ¦ SDG&E ¦ Hot-Dry | Pipe Insulation - Hot-Dry | 2.1953 | 1 | 0.10579 | 2020 Guidehouse Assumptions | 0 | 2032 | 0.45 | SWWH017Version1
COM-WATERHEAT-71.89 | Com ¦ Com Hot Water Pipe Insulation - Hot-Dry ¦ SDG&E ¦ Hot-Dry | Com ¦ Com Hot Water Pipe Insulation - Hot-Dry | SDG&E ¦ Hot-Dry | SDG&E | All | Gas | Com Hot Water Pipe Insulation | Efficient | 0 | Conventional | WaterHeat | Com - Office (Large) | Com | RET Only | 0 | 1000 sqft2 of floor space | Len-ft | 6.67 | None | 0 | 0 | 0 | California eTRM (https://www.caetrm.com/) | 2.9 | 2018 | 0 | 3.68 | 2018 | 0 | 0 | California eTRM (https://www.caetrm.com/) | Pipe Insulation - Hot-Dry ¦ SDG&E ¦ Hot-Dry | Pipe Insulation - Hot-Dry | 2.1953 | 1 | 0.10579 | 2020 Guidehouse Assumptions | 0 | 2032 | 0.45 | SWWH017Version1
COM-WATERHEAT-71.90 | Com ¦ Com Hot Water Pipe Insulation - Hot-Dry ¦ SDG&E ¦ Hot-Dry | Com ¦ Com Hot Water Pipe Insulation - Hot-Dry | SDG&E ¦ Hot-Dry | SDG&E | All | Gas | Com Hot Water Pipe Insulation | Efficient | 0 | Conventional | WaterHeat | Com - Office (Small) | Com | RET Only | 0 | 1000 sqft2 of floor space | Len-ft | 6.67 | None | 0 | 0 | 0 | California eTRM (https://www.caetrm.com/) | 2.9 | 2018 | 0 | 3.68 | 2018 | 0 | 0 | California eTRM (https://www.caetrm.com/) | Pipe Insulation - Hot-Dry ¦ SDG&E ¦ Hot-Dry | Pipe Insulation - Hot-Dry | 2.1953 | 1 | 0.10579 | 2020 Guidehouse Assumptions | 0 | 2032 | 0.45 | SWWH017Version1
COM-WATERHEAT-71.91 | Com ¦ Com Hot Water Pipe Insulation - Hot-Dry ¦ SDG&E ¦ Hot-Dry | Com ¦ Com Hot Water Pipe Insulation - Hot-Dry | SDG&E ¦ Hot-Dry | SDG&E | All | Gas | Com Hot Water Pipe Insulation | Efficient | 0 | Conventional | WaterHeat | Com - Other | Com | RET Only | 0 | 1000 sqft2 of floor space | Len-ft | 6.67 | None | 0 | 0 | 0 | California eTRM (https://www.caetrm.com/) | 2.9 | 2018 | 0 | 3.68 | 2018 | 0 | 0 | California eTRM (https://www.caetrm.com/) | Pipe Insulation - Hot-Dry ¦ SDG&E ¦ Hot-Dry | Pipe Insulation - Hot-Dry | 2.1953 | 1 | 0.10579 | 2020 Guidehouse Assumptions | 0 | 2032 | 0.45 | SWWH017Version1
COM-WATERHEAT-71.92 | Com ¦ Com Hot Water Pipe Insulation - Hot-Dry ¦ SDG&E ¦ Hot-Dry | Com ¦ Com Hot Water Pipe Insulation - Hot-Dry | SDG&E ¦ Hot-Dry | SDG&E | All | Gas | Com Hot Water Pipe Insulation | Efficient | 0 | Conventional | WaterHeat | Com - Refrig. Warehouse | Com | RET Only | 0 | 1000 sqft2 of floor space | Len-ft | 6.67 | None | 0 | 0 | 0 | California eTRM (https://www.caetrm.com/) | 2.9 | 2018 | 0 | 3.68 | 2018 | 0 | 0 | California eTRM (https://www.caetrm.com/) | Pipe Insulation - Hot-Dry ¦ SDG&E ¦ Hot-Dry | Pipe Insulation - Hot-Dry | 2.1953 | 1 | 0.10579 | 2020 Guidehouse Assumptions | 0 | 2032 | 0.45 | SWWH017Version1
COM-WATERHEAT-71.93 | Com ¦ Com Hot Water Pipe Insulation - Hot-Dry ¦ SDG&E ¦ Hot-Dry | Com ¦ Com Hot Water Pipe Insulation - Hot-Dry | SDG&E ¦ Hot-Dry | SDG&E | All | Gas | Com Hot Water Pipe Insulation | Efficient | 0 | Conventional | WaterHeat | Com - Restaurant | Com | RET Only | 0 | 1000 sqft2 of floor space | Len-ft | 6.67 | None | 0 | 0 | 0 | California eTRM (https://www.caetrm.com/) | 2.9 | 2018 | 0 | 3.68 | 2018 | 0 | 0 | California eTRM (https://www.caetrm.com/) | Pipe Insulation - Hot-Dry ¦ SDG&E ¦ Hot-Dry | Pipe Insulation - Hot-Dry | 2.1953 | 1 | 0.10579 | 2020 Guidehouse Assumptions | 0 | 2032 | 0.45 | SWWH017Version1
COM-WATERHEAT-71.94 | Com ¦ Com Hot Water Pipe Insulation - Hot-Dry ¦ SDG&E ¦ Hot-Dry | Com ¦ Com Hot Water Pipe Insulation - Hot-Dry | SDG&E ¦ Hot-Dry | SDG&E | All | Gas | Com Hot Water Pipe Insulation | Efficient | 0 | Conventional | WaterHeat | Com - Retail | Com | RET Only | 0 | 1000 sqft2 of floor space | Len-ft | 6.67 | None | 0 | 0 | 0 | California eTRM (https://www.caetrm.com/) | 2.9 | 2018 | 0 | 3.68 | 2018 | 0 | 0 | California eTRM (https://www.caetrm.com/) | Pipe Insulation - Hot-Dry ¦ SDG&E ¦ Hot-Dry | Pipe Insulation - Hot-Dry | 2.1953 | 1 | 0.10579 | 2020 Guidehouse Assumptions | 0 | 2032 | 0.45 | SWWH017Version1
COM-WATERHEAT-71.95 | Com ¦ Com Hot Water Pipe Insulation - Hot-Dry ¦ SDG&E ¦ Hot-Dry | Com ¦ Com Hot Water Pipe Insulation - Hot-Dry | SDG&E ¦ Hot-Dry | SDG&E | All | Gas | Com Hot Water Pipe Insulation | Efficient | 0 | Conventional | WaterHeat | Com - School | Com | RET Only | 0 | 1000 sqft2 of floor space | Len-ft | 6.67 | None | 0 | 0 | 0 | California eTRM (https://www.caetrm.com/) | 2.9 | 2018 | 0 | 3.68 | 2018 | 0 | 0 | California eTRM (https://www.caetrm.com/) | Pipe Insulation - Hot-Dry ¦ SDG&E ¦ Hot-Dry | Pipe Insulation - Hot-Dry | 2.1953 | 1 | 0.10579 | 2020 Guidehouse Assumptions | 0 | 2032 | 0.45 | SWWH017Version1
COM-WATERHEAT-71.96 | Com ¦ Com Hot Water Pipe Insulation - Hot-Dry ¦ SDG&E ¦ Hot-Dry | Com ¦ Com Hot Water Pipe Insulation - Hot-Dry | SDG&E ¦ Hot-Dry | SDG&E | All | Gas | Com Hot Water Pipe Insulation | Efficient | 0 | Conventional | WaterHeat | Com - Warehouse | Com | RET Only | 0 | 1000 sqft2 of floor space | Len-ft | 6.67 | None | 0 | 0 | 0 | California eTRM (https://www.caetrm.com/) | 2.9 | 2018 | 0 | 3.68 | 2018 | 0 | 0 | California eTRM (https://www.caetrm.com/) | Pipe Insulation - Hot-Dry ¦ SDG&E ¦ Hot-Dry | Pipe Insulation - Hot-Dry | 2.1953 | 1 | 0.10579 | 2020 Guidehouse Assumptions | 0 | 2032 | 0.45 | SWWH017Version1
COM-WHOLEBLG-10.1 | Com ¦ Com Title 24 2016 Code - Marine ¦ PG&E ¦ Marine | Com ¦ Com Title 24 2016 Code - Marine | PG&E ¦ Marine | PG&E | All | Electric & Gas | Com - College ¦ CZ03 | Code | 0 | Conventional | WholeBlg | Com - College | Com | NEW Only | 0 | 1000 sqft2 of floor space | 1000 sqft | 12 | DEER:HVAC_Duct_Sealing | 8577.6798 | 1.9038 | 322.0391 | CBECC-2019 | 5236.4 | 2013 | 0 | 0 | 2013 | 0 | 0 | CEC 2016 Title 24 Impact Study | Com Building Standards - Marine ¦ PG&E ¦ Marine | Com Building Standards - Marine | 1 | 1 | 0.996 | Guidehouse 2021 Assumption | -748.9276 | 2012 | 0.8
COM-WHOLEBLG-10.2 | Com ¦ Com Title 24 2016 Code - Marine ¦ PG&E ¦ Marine | Com ¦ Com Title 24 2016 Code - Marine | PG&E ¦ Marine | PG&E | All | Electric & Gas | Com - Grocery ¦ CZ03 | Code | 0 | Conventional | WholeBlg | Com - Grocery | Com | NEW Only | 0 | 1000 sqft2 of floor space | 1000 sqft | 12 | DEER:HVAC_Duct_Sealing | 15599.4919 | 2.6474 | 260.8137 | CBECC-2019 | 5236.4 | 2013 | 0 | 0 | 2013 | 0 | 0 | CEC 2016 Title 24 Impact Study | Com Building Standards - Marine ¦ PG&E ¦ Marine | Com Building Standards - Marine | 1 | 1 | 0.996 | Guidehouse 2021 Assumption | -1165.4073 | 2012 | 0.8
COM-WHOLEBLG-10.3 | Com ¦ Com Title 24 2016 Code - Marine ¦ PG&E ¦ Marine | Com ¦ Com Title 24 2016 Code - Marine | PG&E ¦ Marine | PG&E | All | Electric & Gas | Com - Health ¦ CZ03 | Code | 0 | Conventional | WholeBlg | Com - Health | Com | NEW Only | 0 | 1000 sqft2 of floor space | 1000 sqft | 12 | DEER:HVAC_Duct_Sealing | 8007.6438 | 1.6309 | 75.4387 | CBECC-2019 | 5236.4 | 2013 | 0 | 0 | 2013 | 0 | 0 | CEC 2016 Title 24 Impact Study | Com Building Standards - Marine ¦ PG&E ¦ Marine | Com Building Standards - Marine | 1 | 1 | 0.996 | Guidehouse 2021 Assumption | -407.408 | 2012 | 0.8
COM-WHOLEBLG-10.4 | Com ¦ Com Title 24 2016 Code - Marine ¦ PG&E ¦ Marine | Com ¦ Com Title 24 2016 Code - Marine | PG&E ¦ Marine | PG&E | All | Electric & Gas | Com - Lodging ¦ CZ03 | Code | 0 | Conventional | WholeBlg | Com - Lodging | Com | NEW Only | 0 | 1000 sqft2 of floor space | 1000 sqft | 12 | DEER:HVAC_Duct_Sealing | 4127.6515 | 0.81456 | 301.755 | CBECC-2019 | 5236.4 | 2013 | 0 | 0 | 2013 | 0 | 0 | CEC 2016 Title 24 Impact Study | Com Building Standards - Marine ¦ PG&E ¦ Marine | Com Building Standards - Marine | 1 | 1 | 0.996 | Guidehouse 2021 Assumption | -2475.5465 | 2012 | 0.8
COM-WHOLEBLG-10.5 | Com ¦ Com Title 24 2016 Code - Marine ¦ PG&E ¦ Marine | Com ¦ Com Title 24 2016 Code - Marine | PG&E ¦ Marine | PG&E | All | Electric & Gas | Com - Office (Large) ¦ CZ03 | Code | 0 | Conventional | WholeBlg | Com - Office (Large) | Com | NEW Only | 0 | 1000 sqft2 of floor space | 1000 sqft | 12 | DEER:HVAC_Duct_Sealing | 7459.6385 | 1.7882 | 66.5526 | CBECC-2019 | 5236.4 | 2013 | 0 | 0 | 2013 | 0 | 0 | CEC 2016 Title 24 Impact Study | Com Building Standards - Marine ¦ PG&E ¦ Marine | Com Building Standards - Marine | 1 | 1 | 0.996 | Guidehouse 2021 Assumption | -544.4638 | 2012 | 0.8
COM-WHOLEBLG-10.6 | Com ¦ Com Title 24 2016 Code - Marine ¦ PG&E ¦ Marine | Com ¦ Com Title 24 2016 Code - Marine | PG&E ¦ Marine | PG&E | All | Electric & Gas | Com - Office (Small) ¦ CZ03 | Code | 0 | Conventional | WholeBlg | Com - Office (Small) | Com | NEW Only | 0 | 1000 sqft2 of floor space | 1000 sqft | 12 | DEER:HVAC_Duct_Sealing | 10412.3961 | 3.6509 | 31.9258 | CBECC-2019 | 5236.4 | 2013 | 0 | 0 | 2013 | 0 | 0 | CEC 2016 Title 24 Impact Study | Com Building Standards - Marine ¦ PG&E ¦ Marine | Com Building Standards - Marine | 1 | 1 | 0.996 | Guidehouse 2021 Assumption | -474.1193 | 2012 | 0.8
COM-WHOLEBLG-10.7 | Com ¦ Com Title 24 2016 Code - Marine ¦ PG&E ¦ Marine | Com ¦ Com Title 24 2016 Code - Marine | PG&E ¦ Marine | PG&E | All | Electric & Gas | Com - Restaurant ¦ CZ03 | Code | 0 | Conventional | WholeBlg | Com - Restaurant | Com | NEW Only | 0 | 1000 sqft2 of floor space | 1000 sqft | 12 | DEER:HVAC_Duct_Sealing | 24761.0983 | 5.2931 | 1738.758 | CBECC-2019 | 5236.4 | 2013 | 0 | 0 | 2013 | 0 | 0 | CEC 2016 Title 24 Impact Study | Com Building Standards - Marine ¦ PG&E ¦ Marine | Com Building Standards - Marine | 1 | 1 | 0.996 | Guidehouse 2021 Assumption | -993.6154 | 2012 | 0.8
COM-WHOLEBLG-10.8 | Com ¦ Com Title 24 2016 Code - Marine ¦ PG&E ¦ Marine | Com ¦ Com Title 24 2016 Code - Marine | PG&E ¦ Marine | PG&E | All | Electric & Gas | Com - Retail ¦ CZ03 | Code | 0 | Conventional | WholeBlg | Com - Retail | Com | NEW Only | 0 | 1000 sqft2 of floor space | 1000 sqft | 12 | DEER:HVAC_Duct_Sealing | 7370.231 | 1.9045 | 90.08 | CBECC-2019 | 5236.4 | 2013 | 0 | 0 | 2013 | 0 | 0 | CEC 2016 Title 24 Impact Study | Com Building Standards - Marine ¦ PG&E ¦ Marine | Com Building Standards - Marine | 1 | 1 | 0.996 | Guidehouse 2021 Assumption | -16741.7932 | 2012 | 0.8
COM-WHOLEBLG-10.9 | Com ¦ Com Title 24 2016 Code - Marine ¦ PG&E ¦ Marine | Com ¦ Com Title 24 2016 Code - Marine | PG&E ¦ Marine | PG&E | All | Electric & Gas | Com - School ¦ CZ03 | Code | 0 | Conventional | WholeBlg | Com - School | Com | NEW Only | 0 | 1000 sqft2 of floor space | 1000 sqft | 12 | DEER:HVAC_Duct_Sealing | 6600.1032 | 2.8259 | 145.6926 | CBECC-2019 | 5236.4 | 2013 | 0 | 0 | 2013 | 0 | 0 | CEC 2016 Title 24 Impact Study | Com Building Standards - Marine ¦ PG&E ¦ Marine | Com Building Standards - Marine | 1 | 1 | 0.996 | Guidehouse 2021 Assumption | -760.0807 | 2012 | 0.8
COM-WHOLEBLG-10.10 | Com ¦ Com Title 24 2016 Code - Marine ¦ PG&E ¦ Marine | Com ¦ Com Title 24 2016 Code - Marine | PG&E ¦ Marine | PG&E | All | Electric & Gas | Com - Warehouse ¦ CZ03 | Code | 0 | Conventional | WholeBlg | Com - Warehouse | Com | NEW Only | 0 | 1000 sqft2 of floor space | 1000 sqft | 12 | DEER:HVAC_Duct_Sealing | 2167.9189 | 0.55645 | 100.8929 | CBECC-2019 | 5236.4 | 2013 | 0 | 0 | 2013 | 0 | 0 | CEC 2016 Title 24 Impact Study | Com Building Standards - Marine ¦ PG&E ¦ Marine | Com Building Standards - Marine | 1 | 1 | 0.996 | Guidehouse 2021 Assumption | -915.5123 | 2012 | 0.8
COM-WHOLEBLG-10.11 | Com ¦ Com Title 24 2016 Code - Hot-Dry ¦ PG&E ¦ Hot-Dry | Com ¦ Com Title 24 2016 Code - Hot-Dry | PG&E ¦ Hot-Dry | PG&E | All | Electric & Gas | Com - College ¦ CZ12 | Code | 0 | Conventional | WholeBlg | Com - College | Com | NEW Only | 0 | 1000 sqft2 of floor space | 1000 sqft | 12 | DEER:HVAC_Duct_Sealing | 9887.9661 | 2.1946 | 321.2841 | CBECC-2019 | 5236.4 | 2013 | 0 | 0 | 2013 | 0 | 0 | CEC 2016 Title 24 Impact Study | Com Building Standards - Hot-Dry ¦ PG&E ¦ Hot-Dry | Com Building Standards - Hot-Dry | 1 | 1 | 0.996 | Guidehouse 2021 Assumption | -818.1052 | 2012 | 0.8
COM-WHOLEBLG-10.12 | Com ¦ Com Title 24 2016 Code - Hot-Dry ¦ PG&E ¦ Hot-Dry | Com ¦ Com Title 24 2016 Code - Hot-Dry | PG&E ¦ Hot-Dry | PG&E | All | Electric & Gas | Com - Grocery ¦ CZ12 | Code | 0 | Conventional | WholeBlg | Com - Grocery | Com | NEW Only | 0 | 1000 sqft2 of floor space | 1000 sqft | 12 | DEER:HVAC_Duct_Sealing | 17651.9208 | 2.9957 | 251.4597 | CBECC-2019 | 5236.4 | 2013 | 0 | 0 | 2013 | 0 | 0 | CEC 2016 Title 24 Impact Study | Com Building Standards - Hot-Dry ¦ PG&E ¦ Hot-Dry | Com Building Standards - Hot-Dry | 1 | 1 | 0.996 | Guidehouse 2021 Assumption | -1198.6742 | 2012 | 0.8
COM-WHOLEBLG-10.13 | Com ¦ Com Title 24 2016 Code - Hot-Dry ¦ PG&E ¦ Hot-Dry | Com ¦ Com Title 24 2016 Code - Hot-Dry | PG&E ¦ Hot-Dry | PG&E | All | Electric & Gas | Com - Health ¦ CZ12 | Code | 0 | Conventional | WholeBlg | Com - Health | Com | NEW Only | 0 | 1000 sqft2 of floor space | 1000 sqft | 12 | DEER:HVAC_Duct_Sealing | 9397.9747 | 1.9141 | 71.8481 | CBECC-2019 | 5236.4 | 2013 | 0 | 0 | 2013 | 0 | 0 | CEC 2016 Title 24 Impact Study | Com Building Standards - Hot-Dry ¦ PG&E ¦ Hot-Dry | Com Building Standards - Hot-Dry | 1 | 1 | 0.996 | Guidehouse 2021 Assumption | -424.0544 | 2012 | 0.8
COM-WHOLEBLG-10.14 | Com ¦ Com Title 24 2016 Code - Hot-Dry ¦ PG&E ¦ Hot-Dry | Com ¦ Com Title 24 2016 Code - Hot-Dry | PG&E ¦ Hot-Dry | PG&E | All | Electric & Gas | Com - Lodging ¦ CZ12 | Code | 0 | Conventional | WholeBlg | Com - Lodging | Com | NEW Only | 0 | 1000 sqft2 of floor space | 1000 sqft | 12 | DEER:HVAC_Duct_Sealing | 4844.3169 | 0.95598 | 287.3924 | CBECC-2019 | 5236.4 | 2013 | 0 | 0 | 2013 | 0 | 0 | CEC 2016 Title 24 Impact Study | Com Building Standards - Hot-Dry ¦ PG&E ¦ Hot-Dry | Com Building Standards - Hot-Dry | 1 | 1 | 0.996 | Guidehouse 2021 Assumption | -2406.9228 | 2012 | 0.8
COM-WHOLEBLG-10.15 | Com ¦ Com Title 24 2016 Code - Hot-Dry ¦ PG&E ¦ Hot-Dry | Com ¦ Com Title 24 2016 Code - Hot-Dry | PG&E ¦ Hot-Dry | PG&E | All | Electric & Gas | Com - Office (Large) ¦ CZ12 | Code | 0 | Conventional | WholeBlg | Com - Office (Large) | Com | NEW Only | 0 | 1000 sqft2 of floor space | 1000 sqft | 12 | DEER:HVAC_Duct_Sealing | 8633.9324 | 2.0697 | 75.7193 | CBECC-2019 | 5236.4 | 2013 | 0 | 0 | 2013 | 0 | 0 | CEC 2016 Title 24 Impact Study | Com Building Standards - Hot-Dry ¦ PG&E ¦ Hot-Dry | Com Building Standards - Hot-Dry | 1 | 1 | 0.996 | Guidehouse 2021 Assumption | -623.0628 | 2012 | 0.8
COM-WHOLEBLG-10.16 | Com ¦ Com Title 24 2016 Code - Hot-Dry ¦ PG&E ¦ Hot-Dry | Com ¦ Com Title 24 2016 Code - Hot-Dry | PG&E ¦ Hot-Dry | PG&E | All | Electric & Gas | Com - Office (Small) ¦ CZ12 | Code | 0 | Conventional | WholeBlg | Com - Office (Small) | Com | NEW Only | 0 | 1000 sqft2 of floor space | 1000 sqft | 12 | DEER:HVAC_Duct_Sealing | 11698.4335 | 4.1018 | 49.827 | CBECC-2019 | 5236.4 | 2013 | 0 | 0 | 2013 | 0 | 0 | CEC 2016 Title 24 Impact Study | Com Building Standards - Hot-Dry ¦ PG&E ¦ Hot-Dry | Com Building Standards - Hot-Dry | 1 | 1 | 0.996 | Guidehouse 2021 Assumption | -554.1114 | 2012 | 0.8
COM-WHOLEBLG-10.17 | Com ¦ Com Title 24 2016 Code - Hot-Dry ¦ PG&E ¦ Hot-Dry | Com ¦ Com Title 24 2016 Code - Hot-Dry | PG&E ¦ Hot-Dry | PG&E | All | Electric & Gas | Com - Restaurant ¦ CZ12 | Code | 0 | Conventional | WholeBlg | Com - Restaurant | Com | NEW Only | 0 | 1000 sqft2 of floor space | 1000 sqft | 12 | DEER:HVAC_Duct_Sealing | 28018.9218 | 5.9896 | 1676.3977 | CBECC-2019 | 5236.4 | 2013 | 0 | 0 | 2013 | 0 | 0 | CEC 2016 Title 24 Impact Study | Com Building Standards - Hot-Dry ¦ PG&E ¦ Hot-Dry | Com Building Standards - Hot-Dry | 1 | 1 | 0.996 | Guidehouse 2021 Assumption | -1046.3538 | 2012 | 0.8
COM-WHOLEBLG-10.18 | Com ¦ Com Title 24 2016 Code - Hot-Dry ¦ PG&E ¦ Hot-Dry | Com ¦ Com Title 24 2016 Code - Hot-Dry | PG&E ¦ Hot-Dry | PG&E | All | Electric & Gas | Com - Retail ¦ CZ12 | Code | 0 | Conventional | WholeBlg | Com - Retail | Com | NEW Only | 0 | 1000 sqft2 of floor space | 1000 sqft | 12 | DEER:HVAC_Duct_Sealing | 8364.7715 | 2.1615 | 117.8566 | CBECC-2019 | 5236.4 | 2013 | 0 | 0 | 2013 | 0 | 0 | CEC 2016 Title 24 Impact Study | Com Building Standards - Hot-Dry ¦ PG&E ¦ Hot-Dry | Com Building Standards - Hot-Dry | 1 | 1 | 0.996 | Guidehouse 2021 Assumption | -21759.3773 | 2012 | 0.8
COM-WHOLEBLG-10.19 | Com ¦ Com Title 24 2016 Code - Hot-Dry ¦ PG&E ¦ Hot-Dry | Com ¦ Com Title 24 2016 Code - Hot-Dry | PG&E ¦ Hot-Dry | PG&E | All | Electric & Gas | Com - School ¦ CZ12 | Code | 0 | Conventional | WholeBlg | Com - School | Com | NEW Only | 0 | 1000 sqft2 of floor space | 1000 sqft | 12 | DEER:HVAC_Duct_Sealing | 7844.3155 | 3.3586 | 167.5878 | CBECC-2019 | 5236.4 | 2013 | 0 | 0 | 2013 | 0 | 0 | CEC 2016 Title 24 Impact Study | Com Building Standards - Hot-Dry ¦ PG&E ¦ Hot-Dry | Com Building Standards - Hot-Dry | 1 | 1 | 0.996 | Guidehouse 2021 Assumption | -896.0501 | 2012 | 0.8
COM-WHOLEBLG-10.20 | Com ¦ Com Title 24 2016 Code - Hot-Dry ¦ PG&E ¦ Hot-Dry | Com ¦ Com Title 24 2016 Code - Hot-Dry | PG&E ¦ Hot-Dry | PG&E | All | Electric & Gas | Com - Warehouse ¦ CZ12 | Code | 0 | Conventional | WholeBlg | Com - Warehouse | Com | NEW Only | 0 | 1000 sqft2 of floor space | 1000 sqft | 12 | DEER:HVAC_Duct_Sealing | 2279.6495 | 0.58513 | 114.0424 | CBECC-2019 | 5236.4 | 2013 | 0 | 0 | 2013 | 0 | 0 | CEC 2016 Title 24 Impact Study | Com Building Standards - Hot-Dry ¦ PG&E ¦ Hot-Dry | Com Building Standards - Hot-Dry | 1 | 1 | 0.996 | Guidehouse 2021 Assumption | -1022.3799 | 2012 | 0.8
COM-WHOLEBLG-10.21 | Com ¦ Com Title 24 2016 Code - Cold ¦ PG&E ¦ Cold | Com ¦ Com Title 24 2016 Code - Cold | PG&E ¦ Cold | PG&E | All | Electric & Gas | Com - College ¦ CZ16 | Code | 0 | Conventional | WholeBlg | Com - College | Com | NEW Only | 0 | 1000 sqft2 of floor space | 1000 sqft | 12 | DEER:HVAC_Duct_Sealing | 9529.0504 | 2.3018 | 540.3476 | CBECC-2019 | 5236.4 | 2013 | 0 | 0 | 2013 | 0 | 0 | CEC 2016 Title 24 Impact Study | Com Building Standards - Cold ¦ PG&E ¦ Cold | Com Building Standards - Cold | 1 | 1 | 0.996 | Guidehouse 2021 Assumption | -997.3175 | 2012 | 0.8
COM-WHOLEBLG-10.22 | Com ¦ Com Title 24 2016 Code - Cold ¦ PG&E ¦ Cold | Com ¦ Com Title 24 2016 Code - Cold | PG&E ¦ Cold | PG&E | All | Electric & Gas | Com - Grocery ¦ CZ16 | Code | 0 | Conventional | WholeBlg | Com - Grocery | Com | NEW Only | 0 | 1000 sqft2 of floor space | 1000 sqft | 12 | DEER:HVAC_Duct_Sealing | 16840.8982 | 2.7738 | 390.8348 | CBECC-2019 | 5236.4 | 2013 | 0 | 0 | 2013 | 0 | 0 | CEC 2016 Title 24 Impact Study | Com Building Standards - Cold ¦ PG&E ¦ Cold | Com Building Standards - Cold | 1 | 1 | 0.996 | Guidehouse 2021 Assumption | -1558.5687 | 2012 | 0.8
COM-WHOLEBLG-10.23 | Com ¦ Com Title 24 2016 Code - Cold ¦ PG&E ¦ Cold | Com ¦ Com Title 24 2016 Code - Cold | PG&E ¦ Cold | PG&E | All | Electric & Gas | Com - Health ¦ CZ16 | Code | 0 | Conventional | WholeBlg | Com - Health | Com | NEW Only | 0 | 1000 sqft2 of floor space | 1000 sqft | 12 | DEER:HVAC_Duct_Sealing | 8872.4679 | 1.722 | 114.3209 | CBECC-2019 | 5236.4 | 2013 | 0 | 0 | 2013 | 0 | 0 | CEC 2016 Title 24 Impact Study | Com Building Standards - Cold ¦ PG&E ¦ Cold | Com Building Standards - Cold | 1 | 1 | 0.996 | Guidehouse 2021 Assumption | -551.0231 | 2012 | 0.8
COM-WHOLEBLG-10.24 | Com ¦ Com Title 24 2016 Code - Cold ¦ PG&E ¦ Cold | Com ¦ Com Title 24 2016 Code - Cold | PG&E ¦ Cold | PG&E | All | Electric & Gas | Com - Lodging ¦ CZ16 | Code | 0 | Conventional | WholeBlg | Com - Lodging | Com | NEW Only | 0 | 1000 sqft2 of floor space | 1000 sqft | 12 | DEER:HVAC_Duct_Sealing | 4573.437 | 0.84374 | 457.2838 | CBECC-2019 | 5236.4 | 2013 | 0 | 0 | 2013 | 0 | 0 | CEC 2016 Title 24 Impact Study | Com Building Standards - Cold ¦ PG&E ¦ Cold | Com Building Standards - Cold | 1 | 1 | 0.996 | Guidehouse 2021 Assumption | -3660.8609 | 2012 | 0.8
COM-WHOLEBLG-10.25 | Com ¦ Com Title 24 2016 Code - Cold ¦ PG&E ¦ Cold | Com ¦ Com Title 24 2016 Code - Cold | PG&E ¦ Cold | PG&E | All | Electric & Gas | Com - Office (Large) ¦ CZ16 | Code | 0 | Conventional | WholeBlg | Com - Office (Large) | Com | NEW Only | 0 | 1000 sqft2 of floor space | 1000 sqft | 12 | DEER:HVAC_Duct_Sealing | 8071.9679 | 1.9335 | 167.3753 | CBECC-2019 | 5236.4 | 2013 | 0 | 0 | 2013 | 0 | 0 | CEC 2016 Title 24 Impact Study | Com Building Standards - Cold ¦ PG&E ¦ Cold | Com Building Standards - Cold | 1 | 1 | 0.996 | Guidehouse 2021 Assumption | -1106.7421 | 2012 | 0.8
COM-WHOLEBLG-10.26 | Com ¦ Com Title 24 2016 Code - Cold ¦ PG&E ¦ Cold | Com ¦ Com Title 24 2016 Code - Cold | PG&E ¦ Cold | PG&E | All | Electric & Gas | Com - Office (Small) ¦ CZ16 | Code | 0 | Conventional | WholeBlg | Com - Office (Small) | Com | NEW Only | 0 | 1000 sqft2 of floor space | 1000 sqft | 12 | DEER:HVAC_Duct_Sealing | 11480.6983 | 4.2457 | 160.2374 | CBECC-2019 | 5236.4 | 2013 | 0 | 0 | 2013 | 0 | 0 | CEC 2016 Title 24 Impact Study | Com Building Standards - Cold ¦ PG&E ¦ Cold | Com Building Standards - Cold | 1 | 1 | 0.996 | Guidehouse 2021 Assumption | -714.7648 | 2012 | 0.8
COM-WHOLEBLG-10.27 | Com ¦ Com Title 24 2016 Code - Cold ¦ PG&E ¦ Cold | Com ¦ Com Title 24 2016 Code - Cold | PG&E ¦ Cold | PG&E | All | Electric & Gas | Com - Restaurant ¦ CZ16 | Code | 0 | Conventional | WholeBlg | Com - Restaurant | Com | NEW Only | 0 | 1000 sqft2 of floor space | 1000 sqft | 12 | DEER:HVAC_Duct_Sealing | 26731.5844 | 4.9597 | 2605.5655 | CBECC-2019 | 5236.4 | 2013 | 0 | 0 | 2013 | 0 | 0 | CEC 2016 Title 24 Impact Study | Com Building Standards - Cold ¦ PG&E ¦ Cold | Com Building Standards - Cold | 1 | 1 | 0.996 | Guidehouse 2021 Assumption | -1267.8315 | 2012 | 0.8
COM-WHOLEBLG-10.28 | Com ¦ Com Title 24 2016 Code - Cold ¦ PG&E ¦ Cold | Com ¦ Com Title 24 2016 Code - Cold | PG&E ¦ Cold | PG&E | All | Electric & Gas | Com - Retail ¦ CZ16 | Code | 0 | Conventional | WholeBlg | Com - Retail | Com | NEW Only | 0 | 1000 sqft2 of floor space | 1000 sqft | 12 | DEER:HVAC_Duct_Sealing | 8080.7357 | 1.8887 | 280.9392 | CBECC-2019 | 5236.4 | 2013 | 0 | 0 | 2013 | 0 | 0 | CEC 2016 Title 24 Impact Study | Com Building Standards - Cold ¦ PG&E ¦ Cold | Com Building Standards - Cold | 1 | 1 | 0.996 | Guidehouse 2021 Assumption | -50525.0096 | 2012 | 0.8
COM-WHOLEBLG-10.29 | Com ¦ Com Title 24 2016 Code - Cold ¦ PG&E ¦ Cold | Com ¦ Com Title 24 2016 Code - Cold | PG&E ¦ Cold | PG&E | All | Electric & Gas | Com - School ¦ CZ16 | Code | 0 | Conventional | WholeBlg | Com - School | Com | NEW Only | 0 | 1000 sqft2 of floor space | 1000 sqft | 12 | DEER:HVAC_Duct_Sealing | 7668.2481 | 3.4796 | 330.4213 | CBECC-2019 | 5236.4 | 2013 | 0 | 0 | 2013 | 0 | 0 | CEC 2016 Title 24 Impact Study | Com Building Standards - Cold ¦ PG&E ¦ Cold | Com Building Standards - Cold | 1 | 1 | 0.996 | Guidehouse 2021 Assumption | -1094.7718 | 2012 | 0.8
COM-WHOLEBLG-10.30 | Com ¦ Com Title 24 2016 Code - Cold ¦ PG&E ¦ Cold | Com ¦ Com Title 24 2016 Code - Cold | PG&E ¦ Cold | PG&E | All | Electric & Gas | Com - Warehouse ¦ CZ16 | Code | 0 | Conventional | WholeBlg | Com - Warehouse | Com | NEW Only | 0 | 1000 sqft2 of floor space | 1000 sqft | 12 | DEER:HVAC_Duct_Sealing | 2642.5732 | 0.6591 | 221.3387 | CBECC-2019 | 5236.4 | 2013 | 0 | 0 | 2013 | 0 | 0 | CEC 2016 Title 24 Impact Study | Com Building Standards - Cold ¦ PG&E ¦ Cold | Com Building Standards - Cold | 1 | 1 | 0.996 | Guidehouse 2021 Assumption | -1854.3802 | 2012 | 0.8
COM-WHOLEBLG-10.1 | Com ¦ Com Title 24 2016 Code - Marine ¦ SCE ¦ Marine | Com ¦ Com Title 24 2016 Code - Marine | SCE ¦ Marine | SCE | All | Electric & Gas | Com - College ¦ CZ06 | Code | 0 | Conventional | WholeBlg | Com - College | Com | NEW Only | 0 | 1000 sqft2 of floor space | 1000 sqft | 12 | DEER:HVAC_Duct_Sealing | 9099.9105 | 2.198 | 217.258 | CBECC-2019 | 5236.4 | 2013 | 0 | 0 | 2013 | 0 | 0 | CEC 2016 Title 24 Impact Study | Com Building Standards - Marine ¦ SCE ¦ Marine | Com Building Standards - Marine | 1 | 1 | 0.996 | Guidehouse 2021 Assumption | -681.8987 | 2012 | 0.8
COM-WHOLEBLG-10.2 | Com ¦ Com Title 24 2016 Code - Marine ¦ SCE ¦ Marine | Com ¦ Com Title 24 2016 Code - Marine | SCE ¦ Marine | SCE | All | Electric & Gas | Com - Grocery ¦ CZ06 | Code | 0 | Conventional | WholeBlg | Com - Grocery | Com | NEW Only | 0 | 1000 sqft2 of floor space | 1000 sqft | 12 | DEER:HVAC_Duct_Sealing | 16200.6929 | 2.6625 | 172.3908 | CBECC-2019 | 5236.4 | 2013 | 0 | 0 | 2013 | 0 | 0 | CEC 2016 Title 24 Impact Study | Com Building Standards - Marine ¦ SCE ¦ Marine | Com Building Standards - Marine | 1 | 1 | 0.996 | Guidehouse 2021 Assumption | -939.5726 | 2012 | 0.8
COM-WHOLEBLG-10.3 | Com ¦ Com Title 24 2016 Code - Marine ¦ SCE ¦ Marine | Com ¦ Com Title 24 2016 Code - Marine | SCE ¦ Marine | SCE | All | Electric & Gas | Com - Health ¦ CZ06 | Code | 0 | Conventional | WholeBlg | Com - Health | Com | NEW Only | 0 | 1000 sqft2 of floor space | 1000 sqft | 12 | DEER:HVAC_Duct_Sealing | 8460.6558 | 1.6375 | 56.0911 | CBECC-2019 | 5236.4 | 2013 | 0 | 0 | 2013 | 0 | 0 | CEC 2016 Title 24 Impact Study | Com Building Standards - Marine ¦ SCE ¦ Marine | Com Building Standards - Marine | 1 | 1 | 0.996 | Guidehouse 2021 Assumption | -353.916 | 2012 | 0.8
COM-WHOLEBLG-10.4 | Com ¦ Com Title 24 2016 Code - Marine ¦ SCE ¦ Marine | Com ¦ Com Title 24 2016 Code - Marine | SCE ¦ Marine | SCE | All | Electric & Gas | Com - Lodging ¦ CZ06 | Code | 0 | Conventional | WholeBlg | Com - Lodging | Com | NEW Only | 0 | 1000 sqft2 of floor space | 1000 sqft | 12 | DEER:HVAC_Duct_Sealing | 4361.1628 | 0.80253 | 224.3645 | CBECC-2019 | 5236.4 | 2013 | 0 | 0 | 2013 | 0 | 0 | CEC 2016 Title 24 Impact Study | Com Building Standards - Marine ¦ SCE ¦ Marine | Com Building Standards - Marine | 1 | 1 | 0.996 | Guidehouse 2021 Assumption | -1910.2747 | 2012 | 0.8
COM-WHOLEBLG-10.5 | Com ¦ Com Title 24 2016 Code - Marine ¦ SCE ¦ Marine | Com ¦ Com Title 24 2016 Code - Marine | SCE ¦ Marine | SCE | All | Electric & Gas | Com - Office (Large) ¦ CZ06 | Code | 0 | Conventional | WholeBlg | Com - Office (Large) | Com | NEW Only | 0 | 1000 sqft2 of floor space | 1000 sqft | 12 | DEER:HVAC_Duct_Sealing | 8167.7145 | 1.9489 | 27.8127 | CBECC-2019 | 5236.4 | 2013 | 0 | 0 | 2013 | 0 | 0 | CEC 2016 Title 24 Impact Study | Com Building Standards - Marine ¦ SCE ¦ Marine | Com Building Standards - Marine | 1 | 1 | 0.996 | Guidehouse 2021 Assumption | -351.5872 | 2012 | 0.8
COM-WHOLEBLG-10.6 | Com ¦ Com Title 24 2016 Code - Marine ¦ SCE ¦ Marine | Com ¦ Com Title 24 2016 Code - Marine | SCE ¦ Marine | SCE | All | Electric & Gas | Com - Office (Small) ¦ CZ06 | Code | 0 | Conventional | WholeBlg | Com - Office (Small) | Com | NEW Only | 0 | 1000 sqft2 of floor space | 1000 sqft | 12 | DEER:HVAC_Duct_Sealing | 11222.6417 | 4.1315 | 7.6408 | CBECC-2019 | 5236.4 | 2013 | 0 | 0 | 2013 | 0 | 0 | CEC 2016 Title 24 Impact Study | Com Building Standards - Marine ¦ SCE ¦ Marine | Com Building Standards - Marine | 1 | 1 | 0.996 | Guidehouse 2021 Assumption | -469.9071 | 2012 | 0.8
COM-WHOLEBLG-10.7 | Com ¦ Com Title 24 2016 Code - Marine ¦ SCE ¦ Marine | Com ¦ Com Title 24 2016 Code - Marine | SCE ¦ Marine | SCE | All | Electric & Gas | Com - Restaurant ¦ CZ06 | Code | 0 | Conventional | WholeBlg | Com - Restaurant | Com | NEW Only | 0 | 1000 sqft2 of floor space | 1000 sqft | 12 | DEER:HVAC_Duct_Sealing | 25715.3855 | 4.7763 | 1149.2721 | CBECC-2019 | 5236.4 | 2013 | 0 | 0 | 2013 | 0 | 0 | CEC 2016 Title 24 Impact Study | Com Building Standards - Marine ¦ SCE ¦ Marine | Com Building Standards - Marine | 1 | 1 | 0.996 | Guidehouse 2021 Assumption | -856.0372 | 2012 | 0.8
COM-WHOLEBLG-10.8 | Com ¦ Com Title 24 2016 Code - Marine ¦ SCE ¦ Marine | Com ¦ Com Title 24 2016 Code - Marine | SCE ¦ Marine | SCE | All | Electric & Gas | Com - Retail ¦ CZ06 | Code | 0 | Conventional | WholeBlg | Com - Retail | Com | NEW Only | 0 | 1000 sqft2 of floor space | 1000 sqft | 12 | DEER:HVAC_Duct_Sealing | 7610.3741 | 1.7737 | 36.7337 | CBECC-2019 | 5236.4 | 2013 | 0 | 0 | 2013 | 0 | 0 | CEC 2016 Title 24 Impact Study | Com Building Standards - Marine ¦ SCE ¦ Marine | Com Building Standards - Marine | 1 | 1 | 0.996 | Guidehouse 2021 Assumption | -7348.8781 | 2012 | 0.8
COM-WHOLEBLG-10.9 | Com ¦ Com Title 24 2016 Code - Marine ¦ SCE ¦ Marine | Com ¦ Com Title 24 2016 Code - Marine | SCE ¦ Marine | SCE | All | Electric & Gas | Com - School ¦ CZ06 | Code | 0 | Conventional | WholeBlg | Com - School | Com | NEW Only | 0 | 1000 sqft2 of floor space | 1000 sqft | 12 | DEER:HVAC_Duct_Sealing | 7098.0973 | 3.207 | 92.9472 | CBECC-2019 | 5236.4 | 2013 | 0 | 0 | 2013 | 0 | 0 | CEC 2016 Title 24 Impact Study | Com Building Standards - Marine ¦ SCE ¦ Marine | Com Building Standards - Marine | 1 | 1 | 0.996 | Guidehouse 2021 Assumption | -733.7061 | 2012 | 0.8
COM-WHOLEBLG-10.10 | Com ¦ Com Title 24 2016 Code - Marine ¦ SCE ¦ Marine | Com ¦ Com Title 24 2016 Code - Marine | SCE ¦ Marine | SCE | All | Electric & Gas | Com - Warehouse ¦ CZ06 | Code | 0 | Conventional | WholeBlg | Com - Warehouse | Com | NEW Only | 0 | 1000 sqft2 of floor space | 1000 sqft | 12 | DEER:HVAC_Duct_Sealing | 2147.7717 | 0.54152 | 44.7352 | CBECC-2019 | 5236.4 | 2013 | 0 | 0 | 2013 | 0 | 0 | CEC 2016 Title 24 Impact Study | Com Building Standards - Marine ¦ SCE ¦ Marine | Com Building Standards - Marine | 1 | 1 | 0.996 | Guidehouse 2021 Assumption | -492.4311 | 2012 | 0.8
COM-WHOLEBLG-10.11 | Com ¦ Com Title 24 2016 Code - Hot-Dry ¦ SCE ¦ Hot-Dry | Com ¦ Com Title 24 2016 Code - Hot-Dry | SCE ¦ Hot-Dry | SCE | All | Electric & Gas | Com - College ¦ CZ08 | Code | 0 | Conventional | WholeBlg | Com - College | Com | NEW Only | 0 | 1000 sqft2 of floor space | 1000 sqft | 12 | DEER:HVAC_Duct_Sealing | 9410.4001 | 2.2731 | 219.9556 | CBECC-2019 | 5236.4 | 2013 | 0 | 0 | 2013 | 0 | 0 | CEC 2016 Title 24 Impact Study | Com Building Standards - Hot-Dry ¦ SCE ¦ Hot-Dry | Com Building Standards - Hot-Dry | 1 | 1 | 0.996 | Guidehouse 2021 Assumption | -700.8958 | 2012 | 0.8
COM-WHOLEBLG-10.12 | Com ¦ Com Title 24 2016 Code - Hot-Dry ¦ SCE ¦ Hot-Dry | Com ¦ Com Title 24 2016 Code - Hot-Dry | SCE ¦ Hot-Dry | SCE | All | Electric & Gas | Com - Grocery ¦ CZ08 | Code | 0 | Conventional | WholeBlg | Com - Grocery | Com | NEW Only | 0 | 1000 sqft2 of floor space | 1000 sqft | 12 | DEER:HVAC_Duct_Sealing | 16665.0961 | 2.7428 | 174.4335 | CBECC-2019 | 5236.4 | 2013 | 0 | 0 | 2013 | 0 | 0 | CEC 2016 Title 24 Impact Study | Com Building Standards - Hot-Dry ¦ SCE ¦ Hot-Dry | Com Building Standards - Hot-Dry | 1 | 1 | 0.996 | Guidehouse 2021 Assumption | -958.5355 | 2012 | 0.8
COM-WHOLEBLG-10.13 | Com ¦ Com Title 24 2016 Code - Hot-Dry ¦ SCE ¦ Hot-Dry | Com ¦ Com Title 24 2016 Code - Hot-Dry | SCE ¦ Hot-Dry | SCE | All | Electric & Gas | Com - Health ¦ CZ08 | Code | 0 | Conventional | WholeBlg | Com - Health | Com | NEW Only | 0 | 1000 sqft2 of floor space | 1000 sqft | 12 | DEER:HVAC_Duct_Sealing | 8796.4389 | 1.7057 | 56.1834 | CBECC-2019 | 5236.4 | 2013 | 0 | 0 | 2013 | 0 | 0 | CEC 2016 Title 24 Impact Study | Com Building Standards - Hot-Dry ¦ SCE ¦ Hot-Dry | Com Building Standards - Hot-Dry | 1 | 1 | 0.996 | Guidehouse 2021 Assumption | -361.046 | 2012 | 0.8
COM-WHOLEBLG-10.14 | Com ¦ Com Title 24 2016 Code - Hot-Dry ¦ SCE ¦ Hot-Dry | Com ¦ Com Title 24 2016 Code - Hot-Dry | SCE ¦ Hot-Dry | SCE | All | Electric & Gas | Com - Lodging ¦ CZ08 | Code | 0 | Conventional | WholeBlg | Com - Lodging | Com | NEW Only | 0 | 1000 sqft2 of floor space | 1000 sqft | 12 | DEER:HVAC_Duct_Sealing | 4534.2468 | 0.8358 | 224.7337 | CBECC-2019 | 5236.4 | 2013 | 0 | 0 | 2013 | 0 | 0 | CEC 2016 Title 24 Impact Study | Com Building Standards - Hot-Dry ¦ SCE ¦ Hot-Dry | Com Building Standards - Hot-Dry | 1 | 1 | 0.996 | Guidehouse 2021 Assumption | -1922.3576 | 2012 | 0.8
COM-WHOLEBLG-10.15 | Com ¦ Com Title 24 2016 Code - Hot-Dry ¦ SCE ¦ Hot-Dry | Com ¦ Com Title 24 2016 Code - Hot-Dry | SCE ¦ Hot-Dry | SCE | All | Electric & Gas | Com - Office (Large) ¦ CZ08 | Code | 0 | Conventional | WholeBlg | Com - Office (Large) | Com | NEW Only | 0 | 1000 sqft2 of floor space | 1000 sqft | 12 | DEER:HVAC_Duct_Sealing | 8456.1716 | 2.0229 | 31.8085 | CBECC-2019 | 5236.4 | 2013 | 0 | 0 | 2013 | 0 | 0 | CEC 2016 Title 24 Impact Study | Com Building Standards - Hot-Dry ¦ SCE ¦ Hot-Dry | Com Building Standards - Hot-Dry | 1 | 1 | 0.996 | Guidehouse 2021 Assumption | -380.3604 | 2012 | 0.8
COM-WHOLEBLG-10.16 | Com ¦ Com Title 24 2016 Code - Hot-Dry ¦ SCE ¦ Hot-Dry | Com ¦ Com Title 24 2016 Code - Hot-Dry | SCE ¦ Hot-Dry | SCE | All | Electric & Gas | Com - Office (Small) ¦ CZ08 | Code | 0 | Conventional | WholeBlg | Com - Office (Small) | Com | NEW Only | 0 | 1000 sqft2 of floor space | 1000 sqft | 12 | DEER:HVAC_Duct_Sealing | 11496.2336 | 4.245 | 10.1935 | CBECC-2019 | 5236.4 | 2013 | 0 | 0 | 2013 | 0 | 0 | CEC 2016 Title 24 Impact Study | Com Building Standards - Hot-Dry ¦ SCE ¦ Hot-Dry | Com Building Standards - Hot-Dry | 1 | 1 | 0.996 | Guidehouse 2021 Assumption | -484.9966 | 2012 | 0.8
COM-WHOLEBLG-10.17 | Com ¦ Com Title 24 2016 Code - Hot-Dry ¦ SCE ¦ Hot-Dry | Com ¦ Com Title 24 2016 Code - Hot-Dry | SCE ¦ Hot-Dry | SCE | All | Electric & Gas | Com - Restaurant ¦ CZ08 | Code | 0 | Conventional | WholeBlg | Com - Restaurant | Com | NEW Only | 0 | 1000 sqft2 of floor space | 1000 sqft | 12 | DEER:HVAC_Duct_Sealing | 26452.5335 | 4.9097 | 1162.8902 | CBECC-2019 | 5236.4 | 2013 | 0 | 0 | 2013 | 0 | 0 | CEC 2016 Title 24 Impact Study | Com Building Standards - Hot-Dry ¦ SCE ¦ Hot-Dry | Com Building Standards - Hot-Dry | 1 | 1 | 0.996 | Guidehouse 2021 Assumption | -875.3985 | 2012 | 0.8
COM-WHOLEBLG-10.18 | Com ¦ Com Title 24 2016 Code - Hot-Dry ¦ SCE ¦ Hot-Dry | Com ¦ Com Title 24 2016 Code - Hot-Dry | SCE ¦ Hot-Dry | SCE | All | Electric & Gas | Com - Retail ¦ CZ08 | Code | 0 | Conventional | WholeBlg | Com - Retail | Com | NEW Only | 0 | 1000 sqft2 of floor space | 1000 sqft | 12 | DEER:HVAC_Duct_Sealing | 7665.6448 | 1.7899 | 46.3929 | CBECC-2019 | 5236.4 | 2013 | 0 | 0 | 2013 | 0 | 0 | CEC 2016 Title 24 Impact Study | Com Building Standards - Hot-Dry ¦ SCE ¦ Hot-Dry | Com Building Standards - Hot-Dry | 1 | 1 | 0.996 | Guidehouse 2021 Assumption | -9060.8117 | 2012 | 0.8
COM-WHOLEBLG-10.19 | Com ¦ Com Title 24 2016 Code - Hot-Dry ¦ SCE ¦ Hot-Dry | Com ¦ Com Title 24 2016 Code - Hot-Dry | SCE ¦ Hot-Dry | SCE | All | Electric & Gas | Com - School ¦ CZ08 | Code | 0 | Conventional | WholeBlg | Com - School | Com | NEW Only | 0 | 1000 sqft2 of floor space | 1000 sqft | 12 | DEER:HVAC_Duct_Sealing | 7419.9404 | 3.3621 | 95.2982 | CBECC-2019 | 5236.4 | 2013 | 0 | 0 | 2013 | 0 | 0 | CEC 2016 Title 24 Impact Study | Com Building Standards - Hot-Dry ¦ SCE ¦ Hot-Dry | Com Building Standards - Hot-Dry | 1 | 1 | 0.996 | Guidehouse 2021 Assumption | -764.5263 | 2012 | 0.8
COM-WHOLEBLG-10.20 | Com ¦ Com Title 24 2016 Code - Hot-Dry ¦ SCE ¦ Hot-Dry | Com ¦ Com Title 24 2016 Code - Hot-Dry | SCE ¦ Hot-Dry | SCE | All | Electric & Gas | Com - Warehouse ¦ CZ08 | Code | 0 | Conventional | WholeBlg | Com - Warehouse | Com | NEW Only | 0 | 1000 sqft2 of floor space | 1000 sqft | 12 | DEER:HVAC_Duct_Sealing | 2202.9609 | 0.55147 | 46.9947 | CBECC-2019 | 5236.4 | 2013 | 0 | 0 | 2013 | 0 | 0 | CEC 2016 Title 24 Impact Study | Com Building Standards - Hot-Dry ¦ SCE ¦ Hot-Dry | Com Building Standards - Hot-Dry | 1 | 1 | 0.996 | Guidehouse 2021 Assumption | -513.418 | 2012 | 0.8
COM-WHOLEBLG-10.21 | Com ¦ Com Title 24 2016 Code - Cold ¦ SCE ¦ Cold | Com ¦ Com Title 24 2016 Code - Cold | SCE ¦ Cold | SCE | All | Electric & Gas | Com - College ¦ CZ16 | Code | 0 | Conventional | WholeBlg | Com - College | Com | NEW Only | 0 | 1000 sqft2 of floor space | 1000 sqft | 12 | DEER:HVAC_Duct_Sealing | 9529.0504 | 2.3018 | 540.3476 | CBECC-2019 | 5236.4 | 2013 | 0 | 0 | 2013 | 0 | 0 | CEC 2016 Title 24 Impact Study | Com Building Standards - Cold ¦ SCE ¦ Cold | Com Building Standards - Cold | 1 | 1 | 0.996 | Guidehouse 2021 Assumption | -997.3175 | 2012 | 0.8
COM-WHOLEBLG-10.22 | Com ¦ Com Title 24 2016 Code - Cold ¦ SCE ¦ Cold | Com ¦ Com Title 24 2016 Code - Cold | SCE ¦ Cold | SCE | All | Electric & Gas | Com - Grocery ¦ CZ16 | Code | 0 | Conventional | WholeBlg | Com - Grocery | Com | NEW Only | 0 | 1000 sqft2 of floor space | 1000 sqft | 12 | DEER:HVAC_Duct_Sealing | 16840.8982 | 2.7738 | 390.8348 | CBECC-2019 | 5236.4 | 2013 | 0 | 0 | 2013 | 0 | 0 | CEC 2016 Title 24 Impact Study | Com Building Standards - Cold ¦ SCE ¦ Cold | Com Building Standards - Cold | 1 | 1 | 0.996 | Guidehouse 2021 Assumption | -1558.5687 | 2012 | 0.8
COM-WHOLEBLG-10.23 | Com ¦ Com Title 24 2016 Code - Cold ¦ SCE ¦ Cold | Com ¦ Com Title 24 2016 Code - Cold | SCE ¦ Cold | SCE | All | Electric & Gas | Com - Health ¦ CZ16 | Code | 0 | Conventional | WholeBlg | Com - Health | Com | NEW Only | 0 | 1000 sqft2 of floor space | 1000 sqft | 12 | DEER:HVAC_Duct_Sealing | 8872.4679 | 1.722 | 114.3209 | CBECC-2019 | 5236.4 | 2013 | 0 | 0 | 2013 | 0 | 0 | CEC 2016 Title 24 Impact Study | Com Building Standards - Cold ¦ SCE ¦ Cold | Com Building Standards - Cold | 1 | 1 | 0.996 | Guidehouse 2021 Assumption | -551.0231 | 2012 | 0.8
COM-WHOLEBLG-10.24 | Com ¦ Com Title 24 2016 Code - Cold ¦ SCE ¦ Cold | Com ¦ Com Title 24 2016 Code - Cold | SCE ¦ Cold | SCE | All | Electric & Gas | Com - Lodging ¦ CZ16 | Code | 0 | Conventional | WholeBlg | Com - Lodging | Com | NEW Only | 0 | 1000 sqft2 of floor space | 1000 sqft | 12 | DEER:HVAC_Duct_Sealing | 4573.437 | 0.84374 | 457.2838 | CBECC-2019 | 5236.4 | 2013 | 0 | 0 | 2013 | 0 | 0 | CEC 2016 Title 24 Impact Study | Com Building Standards - Cold ¦ SCE ¦ Cold | Com Building Standards - Cold | 1 | 1 | 0.996 | Guidehouse 2021 Assumption | -3660.8609 | 2012 | 0.8
COM-WHOLEBLG-10.25 | Com ¦ Com Title 24 2016 Code - Cold ¦ SCE ¦ Cold | Com ¦ Com Title 24 2016 Code - Cold | SCE ¦ Cold | SCE | All | Electric & Gas | Com - Office (Large) ¦ CZ16 | Code | 0 | Conventional | WholeBlg | Com - Office (Large) | Com | NEW Only | 0 | 1000 sqft2 of floor space | 1000 sqft | 12 | DEER:HVAC_Duct_Sealing | 8071.9679 | 1.9335 | 167.3753 | CBECC-2019 | 5236.4 | 2013 | 0 | 0 | 2013 | 0 | 0 | CEC 2016 Title 24 Impact Study | Com Building Standards - Cold ¦ SCE ¦ Cold | Com Building Standards - Cold | 1 | 1 | 0.996 | Guidehouse 2021 Assumption | -1106.7421 | 2012 | 0.8
COM-WHOLEBLG-10.26 | Com ¦ Com Title 24 2016 Code - Cold ¦ SCE ¦ Cold | Com ¦ Com Title 24 2016 Code - Cold | SCE ¦ Cold | SCE | All | Electric & Gas | Com - Office (Small) ¦ CZ16 | Code | 0 | Conventional | WholeBlg | Com - Office (Small) | Com | NEW Only | 0 | 1000 sqft2 of floor space | 1000 sqft | 12 | DEER:HVAC_Duct_Sealing | 11480.6983 | 4.2457 | 160.2374 | CBECC-2019 | 5236.4 | 2013 | 0 | 0 | 2013 | 0 | 0 | CEC 2016 Title 24 Impact Study | Com Building Standards - Cold ¦ SCE ¦ Cold | Com Building Standards - Cold | 1 | 1 | 0.996 | Guidehouse 2021 Assumption | -714.7648 | 2012 | 0.8
COM-WHOLEBLG-10.27 | Com ¦ Com Title 24 2016 Code - Cold ¦ SCE ¦ Cold | Com ¦ Com Title 24 2016 Code - Cold | SCE ¦ Cold | SCE | All | Electric & Gas | Com - Restaurant ¦ CZ16 | Code | 0 | Conventional | WholeBlg | Com - Restaurant | Com | NEW Only | 0 | 1000 sqft2 of floor space | 1000 sqft | 12 | DEER:HVAC_Duct_Sealing | 26731.5844 | 4.9597 | 2605.5655 | CBECC-2019 | 5236.4 | 2013 | 0 | 0 | 2013 | 0 | 0 | CEC 2016 Title 24 Impact Study | Com Building Standards - Cold ¦ SCE ¦ Cold | Com Building Standards - Cold | 1 | 1 | 0.996 | Guidehouse 2021 Assumption | -1267.8315 | 2012 | 0.8
COM-WHOLEBLG-10.28 | Com ¦ Com Title 24 2016 Code - Cold ¦ SCE ¦ Cold | Com ¦ Com Title 24 2016 Code - Cold | SCE ¦ Cold | SCE | All | Electric & Gas | Com - Retail ¦ CZ16 | Code | 0 | Conventional | WholeBlg | Com - Retail | Com | NEW Only | 0 | 1000 sqft2 of floor space | 1000 sqft | 12 | DEER:HVAC_Duct_Sealing | 8080.7357 | 1.8887 | 280.9392 | CBECC-2019 | 5236.4 | 2013 | 0 | 0 | 2013 | 0 | 0 | CEC 2016 Title 24 Impact Study | Com Building Standards - Cold ¦ SCE ¦ Cold | Com Building Standards - Cold | 1 | 1 | 0.996 | Guidehouse 2021 Assumption | -50525.0096 | 2012 | 0.8
COM-WHOLEBLG-10.29 | Com ¦ Com Title 24 2016 Code - Cold ¦ SCE ¦ Cold | Com ¦ Com Title 24 2016 Code - Cold | SCE ¦ Cold | SCE | All | Electric & Gas | Com - School ¦ CZ16 | Code | 0 | Conventional | WholeBlg | Com - School | Com | NEW Only | 0 | 1000 sqft2 of floor space | 1000 sqft | 12 | DEER:HVAC_Duct_Sealing | 7668.2481 | 3.4796 | 330.4213 | CBECC-2019 | 5236.4 | 2013 | 0 | 0 | 2013 | 0 | 0 | CEC 2016 Title 24 Impact Study | Com Building Standards - Cold ¦ SCE ¦ Cold | Com Building Standards - Cold | 1 | 1 | 0.996 | Guidehouse 2021 Assumption | -1094.7718 | 2012 | 0.8
COM-WHOLEBLG-10.30 | Com ¦ Com Title 24 2016 Code - Cold ¦ SCE ¦ Cold | Com ¦ Com Title 24 2016 Code - Cold | SCE ¦ Cold | SCE | All | Electric & Gas | Com - Warehouse ¦ CZ16 | Code | 0 | Conventional | WholeBlg | Com - Warehouse | Com | NEW Only | 0 | 1000 sqft2 of floor space | 1000 sqft | 12 | DEER:HVAC_Duct_Sealing | 2642.5732 | 0.6591 | 221.3387 | CBECC-2019 | 5236.4 | 2013 | 0 | 0 | 2013 | 0 | 0 | CEC 2016 Title 24 Impact Study | Com Building Standards - Cold ¦ SCE ¦ Cold | Com Building Standards - Cold | 1 | 1 | 0.996 | Guidehouse 2021 Assumption | -1854.3802 | 2012 | 0.8
COM-WHOLEBLG-10.1 | Com ¦ Com Title 24 2016 Code - Marine ¦ SCG ¦ Marine | Com ¦ Com Title 24 2016 Code - Marine | SCG ¦ Marine | SCG | All | Electric & Gas | Com - College ¦ CZ06 | Code | 0 | Conventional | WholeBlg | Com - College | Com | NEW Only | 0 | 1000 sqft2 of floor space | 1000 sqft | 12 | DEER:HVAC_Duct_Sealing | 9099.9105 | 2.198 | 217.258 | CBECC-2019 | 5236.4 | 2013 | 0 | 0 | 2013 | 0 | 0 | CEC 2016 Title 24 Impact Study | Com Building Standards - Marine ¦ SCG ¦ Marine | Com Building Standards - Marine | 1 | 1 | 0.996 | Guidehouse 2021 Assumption | -681.8987 | 2012 | 0.8
COM-WHOLEBLG-10.2 | Com ¦ Com Title 24 2016 Code - Marine ¦ SCG ¦ Marine | Com ¦ Com Title 24 2016 Code - Marine | SCG ¦ Marine | SCG | All | Electric & Gas | Com - Grocery ¦ CZ06 | Code | 0 | Conventional | WholeBlg | Com - Grocery | Com | NEW Only | 0 | 1000 sqft2 of floor space | 1000 sqft | 12 | DEER:HVAC_Duct_Sealing | 16200.6929 | 2.6625 | 172.3908 | CBECC-2019 | 5236.4 | 2013 | 0 | 0 | 2013 | 0 | 0 | CEC 2016 Title 24 Impact Study | Com Building Standards - Marine ¦ SCG ¦ Marine | Com Building Standards - Marine | 1 | 1 | 0.996 | Guidehouse 2021 Assumption | -939.5726 | 2012 | 0.8
COM-WHOLEBLG-10.3 | Com ¦ Com Title 24 2016 Code - Marine ¦ SCG ¦ Marine | Com ¦ Com Title 24 2016 Code - Marine | SCG ¦ Marine | SCG | All | Electric & Gas | Com - Health ¦ CZ06 | Code | 0 | Conventional | WholeBlg | Com - Health | Com | NEW Only | 0 | 1000 sqft2 of floor space | 1000 sqft | 12 | DEER:HVAC_Duct_Sealing | 8460.6558 | 1.6375 | 56.0911 | CBECC-2019 | 5236.4 | 2013 | 0 | 0 | 2013 | 0 | 0 | CEC 2016 Title 24 Impact Study | Com Building Standards - Marine ¦ SCG ¦ Marine | Com Building Standards - Marine | 1 | 1 | 0.996 | Guidehouse 2021 Assumption | -353.916 | 2012 | 0.8
COM-WHOLEBLG-10.4 | Com ¦ Com Title 24 2016 Code - Marine ¦ SCG ¦ Marine | Com ¦ Com Title 24 2016 Code - Marine | SCG ¦ Marine | SCG | All | Electric & Gas | Com - Lodging ¦ CZ06 | Code | 0 | Conventional | WholeBlg | Com - Lodging | Com | NEW Only | 0 | 1000 sqft2 of floor space | 1000 sqft | 12 | DEER:HVAC_Duct_Sealing | 4361.1628 | 0.80253 | 224.3645 | CBECC-2019 | 5236.4 | 2013 | 0 | 0 | 2013 | 0 | 0 | CEC 2016 Title 24 Impact Study | Com Building Standards - Marine ¦ SCG ¦ Marine | Com Building Standards - Marine | 1 | 1 | 0.996 | Guidehouse 2021 Assumption | -1910.2747 | 2012 | 0.8
COM-WHOLEBLG-10.5 | Com ¦ Com Title 24 2016 Code - Marine ¦ SCG ¦ Marine | Com ¦ Com Title 24 2016 Code - Marine | SCG ¦ Marine | SCG | All | Electric & Gas | Com - Office (Large) ¦ CZ06 | Code | 0 | Conventional | WholeBlg | Com - Office (Large) | Com | NEW Only | 0 | 1000 sqft2 of floor space | 1000 sqft | 12 | DEER:HVAC_Duct_Sealing | 8167.7145 | 1.9489 | 27.8127 | CBECC-2019 | 5236.4 | 2013 | 0 | 0 | 2013 | 0 | 0 | CEC 2016 Title 24 Impact Study | Com Building Standards - Marine ¦ SCG ¦ Marine | Com Building Standards - Marine | 1 | 1 | 0.996 | Guidehouse 2021 Assumption | -351.5872 | 2012 | 0.8
COM-WHOLEBLG-10.6 | Com ¦ Com Title 24 2016 Code - Marine ¦ SCG ¦ Marine | Com ¦ Com Title 24 2016 Code - Marine | SCG ¦ Marine | SCG | All | Electric & Gas | Com - Office (Small) ¦ CZ06 | Code | 0 | Conventional | WholeBlg | Com - Office (Small) | Com | NEW Only | 0 | 1000 sqft2 of floor space | 1000 sqft | 12 | DEER:HVAC_Duct_Sealing | 11222.6417 | 4.1315 | 7.6408 | CBECC-2019 | 5236.4 | 2013 | 0 | 0 | 2013 | 0 | 0 | CEC 2016 Title 24 Impact Study | Com Building Standards - Marine ¦ SCG ¦ Marine | Com Building Standards - Marine | 1 | 1 | 0.996 | Guidehouse 2021 Assumption | -469.9071 | 2012 | 0.8
COM-WHOLEBLG-10.7 | Com ¦ Com Title 24 2016 Code - Marine ¦ SCG ¦ Marine | Com ¦ Com Title 24 2016 Code - Marine | SCG ¦ Marine | SCG | All | Electric & Gas | Com - Restaurant ¦ CZ06 | Code | 0 | Conventional | WholeBlg | Com - Restaurant | Com | NEW Only | 0 | 1000 sqft2 of floor space | 1000 sqft | 12 | DEER:HVAC_Duct_Sealing | 25715.3855 | 4.7763 | 1149.2721 | CBECC-2019 | 5236.4 | 2013 | 0 | 0 | 2013 | 0 | 0 | CEC 2016 Title 24 Impact Study | Com Building Standards - Marine ¦ SCG ¦ Marine | Com Building Standards - Marine | 1 | 1 | 0.996 | Guidehouse 2021 Assumption | -856.0372 | 2012 | 0.8
COM-WHOLEBLG-10.8 | Com ¦ Com Title 24 2016 Code - Marine ¦ SCG ¦ Marine | Com ¦ Com Title 24 2016 Code - Marine | SCG ¦ Marine | SCG | All | Electric & Gas | Com - Retail ¦ CZ06 | Code | 0 | Conventional | WholeBlg | Com - Retail | Com | NEW Only | 0 | 1000 sqft2 of floor space | 1000 sqft | 12 | DEER:HVAC_Duct_Sealing | 7610.3741 | 1.7737 | 36.7337 | CBECC-2019 | 5236.4 | 2013 | 0 | 0 | 2013 | 0 | 0 | CEC 2016 Title 24 Impact Study | Com Building Standards - Marine ¦ SCG ¦ Marine | Com Building Standards - Marine | 1 | 1 | 0.996 | Guidehouse 2021 Assumption | -7348.8781 | 2012 | 0.8
COM-WHOLEBLG-10.9 | Com ¦ Com Title 24 2016 Code - Marine ¦ SCG ¦ Marine | Com ¦ Com Title 24 2016 Code - Marine | SCG ¦ Marine | SCG | All | Electric & Gas | Com - School ¦ CZ06 | Code | 0 | Conventional | WholeBlg | Com - School | Com | NEW Only | 0 | 1000 sqft2 of floor space | 1000 sqft | 12 | DEER:HVAC_Duct_Sealing | 7098.0973 | 3.207 | 92.9472 | CBECC-2019 | 5236.4 | 2013 | 0 | 0 | 2013 | 0 | 0 | CEC 2016 Title 24 Impact Study | Com Building Standards - Marine ¦ SCG ¦ Marine | Com Building Standards - Marine | 1 | 1 | 0.996 | Guidehouse 2021 Assumption | -733.7061 | 2012 | 0.8
COM-WHOLEBLG-10.10 | Com ¦ Com Title 24 2016 Code - Marine ¦ SCG ¦ Marine | Com ¦ Com Title 24 2016 Code - Marine | SCG ¦ Marine | SCG | All | Electric & Gas | Com - Warehouse ¦ CZ06 | Code | 0 | Conventional | WholeBlg | Com - Warehouse | Com | NEW Only | 0 | 1000 sqft2 of floor space | 1000 sqft | 12 | DEER:HVAC_Duct_Sealing | 2147.7717 | 0.54152 | 44.7352 | CBECC-2019 | 5236.4 | 2013 | 0 | 0 | 2013 | 0 | 0 | CEC 2016 Title 24 Impact Study | Com Building Standards - Marine ¦ SCG ¦ Marine | Com Building Standards - Marine | 1 | 1 | 0.996 | Guidehouse 2021 Assumption | -492.4311 | 2012 | 0.8
COM-WHOLEBLG-10.11 | Com ¦ Com Title 24 2016 Code - Hot-Dry ¦ SCG ¦ Hot-Dry | Com ¦ Com Title 24 2016 Code - Hot-Dry | SCG ¦ Hot-Dry | SCG | All | Electric & Gas | Com - College ¦ CZ08 | Code | 0 | Conventional | WholeBlg | Com - College | Com | NEW Only | 0 | 1000 sqft2 of floor space | 1000 sqft | 12 | DEER:HVAC_Duct_Sealing | 9410.4001 | 2.2731 | 219.9556 | CBECC-2019 | 5236.4 | 2013 | 0 | 0 | 2013 | 0 | 0 | CEC 2016 Title 24 Impact Study | Com Building Standards - Hot-Dry ¦ SCG ¦ Hot-Dry | Com Building Standards - Hot-Dry | 1 | 1 | 0.996 | Guidehouse 2021 Assumption | -700.8958 | 2012 | 0.8
COM-WHOLEBLG-10.12 | Com ¦ Com Title 24 2016 Code - Hot-Dry ¦ SCG ¦ Hot-Dry | Com ¦ Com Title 24 2016 Code - Hot-Dry | SCG ¦ Hot-Dry | SCG | All | Electric & Gas | Com - Grocery ¦ CZ08 | Code | 0 | Conventional | WholeBlg | Com - Grocery | Com | NEW Only | 0 | 1000 sqft2 of floor space | 1000 sqft | 12 | DEER:HVAC_Duct_Sealing | 16665.0961 | 2.7428 | 174.4335 | CBECC-2019 | 5236.4 | 2013 | 0 | 0 | 2013 | 0 | 0 | CEC 2016 Title 24 Impact Study | Com Building Standards - Hot-Dry ¦ SCG ¦ Hot-Dry | Com Building Standards - Hot-Dry | 1 | 1 | 0.996 | Guidehouse 2021 Assumption | -958.5355 | 2012 | 0.8
COM-WHOLEBLG-10.13 | Com ¦ Com Title 24 2016 Code - Hot-Dry ¦ SCG ¦ Hot-Dry | Com ¦ Com Title 24 2016 Code - Hot-Dry | SCG ¦ Hot-Dry | SCG | All | Electric & Gas | Com - Health ¦ CZ08 | Code | 0 | Conventional | WholeBlg | Com - Health | Com | NEW Only | 0 | 1000 sqft2 of floor space | 1000 sqft | 12 | DEER:HVAC_Duct_Sealing | 8796.4389 | 1.7057 | 56.1834 | CBECC-2019 | 5236.4 | 2013 | 0 | 0 | 2013 | 0 | 0 | CEC 2016 Title 24 Impact Study | Com Building Standards - Hot-Dry ¦ SCG ¦ Hot-Dry | Com Building Standards - Hot-Dry | 1 | 1 | 0.996 | Guidehouse 2021 Assumption | -361.046 | 2012 | 0.8
COM-WHOLEBLG-10.14 | Com ¦ Com Title 24 2016 Code - Hot-Dry ¦ SCG ¦ Hot-Dry | Com ¦ Com Title 24 2016 Code - Hot-Dry | SCG ¦ Hot-Dry | SCG | All | Electric & Gas | Com - Lodging ¦ CZ08 | Code | 0 | Conventional | WholeBlg | Com - Lodging | Com | NEW Only | 0 | 1000 sqft2 of floor space | 1000 sqft | 12 | DEER:HVAC_Duct_Sealing | 4534.2468 | 0.8358 | 224.7337 | CBECC-2019 | 5236.4 | 2013 | 0 | 0 | 2013 | 0 | 0 | CEC 2016 Title 24 Impact Study | Com Building Standards - Hot-Dry ¦ SCG ¦ Hot-Dry | Com Building Standards - Hot-Dry | 1 | 1 | 0.996 | Guidehouse 2021 Assumption | -1922.3576 | 2012 | 0.8
COM-WHOLEBLG-10.15 | Com ¦ Com Title 24 2016 Code - Hot-Dry ¦ SCG ¦ Hot-Dry | Com ¦ Com Title 24 2016 Code - Hot-Dry | SCG ¦ Hot-Dry | SCG | All | Electric & Gas | Com - Office (Large) ¦ CZ08 | Code | 0 | Conventional | WholeBlg | Com - Office (Large) | Com | NEW Only | 0 | 1000 sqft2 of floor space | 1000 sqft | 12 | DEER:HVAC_Duct_Sealing | 8456.1716 | 2.0229 | 31.8085 | CBECC-2019 | 5236.4 | 2013 | 0 | 0 | 2013 | 0 | 0 | CEC 2016 Title 24 Impact Study | Com Building Standards - Hot-Dry ¦ SCG ¦ Hot-Dry | Com Building Standards - Hot-Dry | 1 | 1 | 0.996 | Guidehouse 2021 Assumption | -380.3604 | 2012 | 0.8
COM-WHOLEBLG-10.16 | Com ¦ Com Title 24 2016 Code - Hot-Dry ¦ SCG ¦ Hot-Dry | Com ¦ Com Title 24 2016 Code - Hot-Dry | SCG ¦ Hot-Dry | SCG | All | Electric & Gas | Com - Office (Small) ¦ CZ08 | Code | 0 | Conventional | WholeBlg | Com - Office (Small) | Com | NEW Only | 0 | 1000 sqft2 of floor space | 1000 sqft | 12 | DEER:HVAC_Duct_Sealing | 11496.2336 | 4.245 | 10.1935 | CBECC-2019 | 5236.4 | 2013 | 0 | 0 | 2013 | 0 | 0 | CEC 2016 Title 24 Impact Study | Com Building Standards - Hot-Dry ¦ SCG ¦ Hot-Dry | Com Building Standards - Hot-Dry | 1 | 1 | 0.996 | Guidehouse 2021 Assumption | -484.9966 | 2012 | 0.8
COM-WHOLEBLG-10.17 | Com ¦ Com Title 24 2016 Code - Hot-Dry ¦ SCG ¦ Hot-Dry | Com ¦ Com Title 24 2016 Code - Hot-Dry | SCG ¦ Hot-Dry | SCG | All | Electric & Gas | Com - Restaurant ¦ CZ08 | Code | 0 | Conventional | WholeBlg | Com - Restaurant | Com | NEW Only | 0 | 1000 sqft2 of floor space | 1000 sqft | 12 | DEER:HVAC_Duct_Sealing | 26452.5335 | 4.9097 | 1162.8902 | CBECC-2019 | 5236.4 | 2013 | 0 | 0 | 2013 | 0 | 0 | CEC 2016 Title 24 Impact Study | Com Building Standards - Hot-Dry ¦ SCG ¦ Hot-Dry | Com Building Standards - Hot-Dry | 1 | 1 | 0.996 | Guidehouse 2021 Assumption | -875.3985 | 2012 | 0.8
COM-WHOLEBLG-10.18 | Com ¦ Com Title 24 2016 Code - Hot-Dry ¦ SCG ¦ Hot-Dry | Com ¦ Com Title 24 2016 Code - Hot-Dry | SCG ¦ Hot-Dry | SCG | All | Electric & Gas | Com - Retail ¦ CZ08 | Code | 0 | Conventional | WholeBlg | Com - Retail | Com | NEW Only | 0 | 1000 sqft2 of floor space | 1000 sqft | 12 | DEER:HVAC_Duct_Sealing | 7665.6448 | 1.7899 | 46.3929 | CBECC-2019 | 5236.4 | 2013 | 0 | 0 | 2013 | 0 | 0 | CEC 2016 Title 24 Impact Study | Com Building Standards - Hot-Dry ¦ SCG ¦ Hot-Dry | Com Building Standards - Hot-Dry | 1 | 1 | 0.996 | Guidehouse 2021 Assumption | -9060.8117 | 2012 | 0.8
COM-WHOLEBLG-10.19 | Com ¦ Com Title 24 2016 Code - Hot-Dry ¦ SCG ¦ Hot-Dry | Com ¦ Com Title 24 2016 Code - Hot-Dry | SCG ¦ Hot-Dry | SCG | All | Electric & Gas | Com - School ¦ CZ08 | Code | 0 | Conventional | WholeBlg | Com - School | Com | NEW Only | 0 | 1000 sqft2 of floor space | 1000 sqft | 12 | DEER:HVAC_Duct_Sealing | 7419.9404 | 3.3621 | 95.2982 | CBECC-2019 | 5236.4 | 2013 | 0 | 0 | 2013 | 0 | 0 | CEC 2016 Title 24 Impact Study | Com Building Standards - Hot-Dry ¦ SCG ¦ Hot-Dry | Com Building Standards - Hot-Dry | 1 | 1 | 0.996 | Guidehouse 2021 Assumption | -764.5263 | 2012 | 0.8
COM-WHOLEBLG-10.20 | Com ¦ Com Title 24 2016 Code - Hot-Dry ¦ SCG ¦ Hot-Dry | Com ¦ Com Title 24 2016 Code - Hot-Dry | SCG ¦ Hot-Dry | SCG | All | Electric & Gas | Com - Warehouse ¦ CZ08 | Code | 0 | Conventional | WholeBlg | Com - Warehouse | Com | NEW Only | 0 | 1000 sqft2 of floor space | 1000 sqft | 12 | DEER:HVAC_Duct_Sealing | 2202.9609 | 0.55147 | 46.9947 | CBECC-2019 | 5236.4 | 2013 | 0 | 0 | 2013 | 0 | 0 | CEC 2016 Title 24 Impact Study | Com Building Standards - Hot-Dry ¦ SCG ¦ Hot-Dry | Com Building Standards - Hot-Dry | 1 | 1 | 0.996 | Guidehouse 2021 Assumption | -513.418 | 2012 | 0.8
COM-WHOLEBLG-10.21 | Com ¦ Com Title 24 2016 Code - Cold ¦ SCG ¦ Cold | Com ¦ Com Title 24 2016 Code - Cold | SCG ¦ Cold | SCG | All | Electric & Gas | Com - College ¦ CZ16 | Code | 0 | Conventional | WholeBlg | Com - College | Com | NEW Only | 0 | 1000 sqft2 of floor space | 1000 sqft | 12 | DEER:HVAC_Duct_Sealing | 9529.0504 | 2.3018 | 540.3476 | CBECC-2019 | 5236.4 | 2013 | 0 | 0 | 2013 | 0 | 0 | CEC 2016 Title 24 Impact Study | Com Building Standards - Cold ¦ SCG ¦ Cold | Com Building Standards - Cold | 1 | 1 | 0.996 | Guidehouse 2021 Assumption | -997.3175 | 2012 | 0.8
COM-WHOLEBLG-10.22 | Com ¦ Com Title 24 2016 Code - Cold ¦ SCG ¦ Cold | Com ¦ Com Title 24 2016 Code - Cold | SCG ¦ Cold | SCG | All | Electric & Gas | Com - Grocery ¦ CZ16 | Code | 0 | Conventional | WholeBlg | Com - Grocery | Com | NEW Only | 0 | 1000 sqft2 of floor space | 1000 sqft | 12 | DEER:HVAC_Duct_Sealing | 16840.8982 | 2.7738 | 390.8348 | CBECC-2019 | 5236.4 | 2013 | 0 | 0 | 2013 | 0 | 0 | CEC 2016 Title 24 Impact Study | Com Building Standards - Cold ¦ SCG ¦ Cold | Com Building Standards - Cold | 1 | 1 | 0.996 | Guidehouse 2021 Assumption | -1558.5687 | 2012 | 0.8
COM-WHOLEBLG-10.23 | Com ¦ Com Title 24 2016 Code - Cold ¦ SCG ¦ Cold | Com ¦ Com Title 24 2016 Code - Cold | SCG ¦ Cold | SCG | All | Electric & Gas | Com - Health ¦ CZ16 | Code | 0 | Conventional | WholeBlg | Com - Health | Com | NEW Only | 0 | 1000 sqft2 of floor space | 1000 sqft | 12 | DEER:HVAC_Duct_Sealing | 8872.4679 | 1.722 | 114.3209 | CBECC-2019 | 5236.4 | 2013 | 0 | 0 | 2013 | 0 | 0 | CEC 2016 Title 24 Impact Study | Com Building Standards - Cold ¦ SCG ¦ Cold | Com Building Standards - Cold | 1 | 1 | 0.996 | Guidehouse 2021 Assumption | -551.0231 | 2012 | 0.8
COM-WHOLEBLG-10.24 | Com ¦ Com Title 24 2016 Code - Cold ¦ SCG ¦ Cold | Com ¦ Com Title 24 2016 Code - Cold | SCG ¦ Cold | SCG | All | Electric & Gas | Com - Lodging ¦ CZ16 | Code | 0 | Conventional | WholeBlg | Com - Lodging | Com | NEW Only | 0 | 1000 sqft2 of floor space | 1000 sqft | 12 | DEER:HVAC_Duct_Sealing | 4573.437 | 0.84374 | 457.2838 | CBECC-2019 | 5236.4 | 2013 | 0 | 0 | 2013 | 0 | 0 | CEC 2016 Title 24 Impact Study | Com Building Standards - Cold ¦ SCG ¦ Cold | Com Building Standards - Cold | 1 | 1 | 0.996 | Guidehouse 2021 Assumption | -3660.8609 | 2012 | 0.8
COM-WHOLEBLG-10.25 | Com ¦ Com Title 24 2016 Code - Cold ¦ SCG ¦ Cold | Com ¦ Com Title 24 2016 Code - Cold | SCG ¦ Cold | SCG | All | Electric & Gas | Com - Office (Large) ¦ CZ16 | Code | 0 | Conventional | WholeBlg | Com - Office (Large) | Com | NEW Only | 0 | 1000 sqft2 of floor space | 1000 sqft | 12 | DEER:HVAC_Duct_Sealing | 8071.9679 | 1.9335 | 167.3753 | CBECC-2019 | 5236.4 | 2013 | 0 | 0 | 2013 | 0 | 0 | CEC 2016 Title 24 Impact Study | Com Building Standards - Cold ¦ SCG ¦ Cold | Com Building Standards - Cold | 1 | 1 | 0.996 | Guidehouse 2021 Assumption | -1106.7421 | 2012 | 0.8
COM-WHOLEBLG-10.26 | Com ¦ Com Title 24 2016 Code - Cold ¦ SCG ¦ Cold | Com ¦ Com Title 24 2016 Code - Cold | SCG ¦ Cold | SCG | All | Electric & Gas | Com - Office (Small) ¦ CZ16 | Code | 0 | Conventional | WholeBlg | Com - Office (Small) | Com | NEW Only | 0 | 1000 sqft2 of floor space | 1000 sqft | 12 | DEER:HVAC_Duct_Sealing | 11480.6983 | 4.2457 | 160.2374 | CBECC-2019 | 5236.4 | 2013 | 0 | 0 | 2013 | 0 | 0 | CEC 2016 Title 24 Impact Study | Com Building Standards - Cold ¦ SCG ¦ Cold | Com Building Standards - Cold | 1 | 1 | 0.996 | Guidehouse 2021 Assumption | -714.7648 | 2012 | 0.8
COM-WHOLEBLG-10.27 | Com ¦ Com Title 24 2016 Code - Cold ¦ SCG ¦ Cold | Com ¦ Com Title 24 2016 Code - Cold | SCG ¦ Cold | SCG | All | Electric & Gas | Com - Restaurant ¦ CZ16 | Code | 0 | Conventional | WholeBlg | Com - Restaurant | Com | NEW Only | 0 | 1000 sqft2 of floor space | 1000 sqft | 12 | DEER:HVAC_Duct_Sealing | 26731.5844 | 4.9597 | 2605.5655 | CBECC-2019 | 5236.4 | 2013 | 0 | 0 | 2013 | 0 | 0 | CEC 2016 Title 24 Impact Study | Com Building Standards - Cold ¦ SCG ¦ Cold | Com Building Standards - Cold | 1 | 1 | 0.996 | Guidehouse 2021 Assumption | -1267.8315 | 2012 | 0.8
COM-WHOLEBLG-10.28 | Com ¦ Com Title 24 2016 Code - Cold ¦ SCG ¦ Cold | Com ¦ Com Title 24 2016 Code - Cold | SCG ¦ Cold | SCG | All | Electric & Gas | Com - Retail ¦ CZ16 | Code | 0 | Conventional | WholeBlg | Com - Retail | Com | NEW Only | 0 | 1000 sqft2 of floor space | 1000 sqft | 12 | DEER:HVAC_Duct_Sealing | 8080.7357 | 1.8887 | 280.9392 | CBECC-2019 | 5236.4 | 2013 | 0 | 0 | 2013 | 0 | 0 | CEC 2016 Title 24 Impact Study | Com Building Standards - Cold ¦ SCG ¦ Cold | Com Building Standards - Cold | 1 | 1 | 0.996 | Guidehouse 2021 Assumption | -50525.0096 | 2012 | 0.8
COM-WHOLEBLG-10.29 | Com ¦ Com Title 24 2016 Code - Cold ¦ SCG ¦ Cold | Com ¦ Com Title 24 2016 Code - Cold | SCG ¦ Cold | SCG | All | Electric & Gas | Com - School ¦ CZ16 | Code | 0 | Conventional | WholeBlg | Com - School | Com | NEW Only | 0 | 1000 sqft2 of floor space | 1000 sqft | 12 | DEER:HVAC_Duct_Sealing | 7668.2481 | 3.4796 | 330.4213 | CBECC-2019 | 5236.4 | 2013 | 0 | 0 | 2013 | 0 | 0 | CEC 2016 Title 24 Impact Study | Com Building Standards - Cold ¦ SCG ¦ Cold | Com Building Standards - Cold | 1 | 1 | 0.996 | Guidehouse 2021 Assumption | -1094.7718 | 2012 | 0.8
COM-WHOLEBLG-10.30 | Com ¦ Com Title 24 2016 Code - Cold ¦ SCG ¦ Cold | Com ¦ Com Title 24 2016 Code - Cold | SCG ¦ Cold | SCG | All | Electric & Gas | Com - Warehouse ¦ CZ16 | Code | 0 | Conventional | WholeBlg | Com - Warehouse | Com | NEW Only | 0 | 1000 sqft2 of floor space | 1000 sqft | 12 | DEER:HVAC_Duct_Sealing | 2642.5732 | 0.6591 | 221.3387 | CBECC-2019 | 5236.4 | 2013 | 0 | 0 | 2013 | 0 | 0 | CEC 2016 Title 24 Impact Study | Com Building Standards - Cold ¦ SCG ¦ Cold | Com Building Standards - Cold | 1 | 1 | 0.996 | Guidehouse 2021 Assumption | -1854.3802 | 2012 | 0.8
COM-WHOLEBLG-10.1 | Com ¦ Com Title 24 2016 Code - Marine ¦ SDG&E ¦ Marine | Com ¦ Com Title 24 2016 Code - Marine | SDG&E ¦ Marine | SDG&E | All | Electric & Gas | Com - College ¦ CZ06 | Code | 0 | Conventional | WholeBlg | Com - College | Com | NEW Only | 0 | 1000 sqft2 of floor space | 1000 sqft | 12 | DEER:HVAC_Duct_Sealing | 9099.9105 | 2.198 | 217.258 | CBECC-2019 | 5236.4 | 2013 | 0 | 0 | 2013 | 0 | 0 | CEC 2016 Title 24 Impact Study | Com Building Standards - Marine ¦ SDG&E ¦ Marine | Com Building Standards - Marine | 1 | 1 | 0.996 | Guidehouse 2021 Assumption | -681.8987 | 2012 | 0.8
COM-WHOLEBLG-10.2 | Com ¦ Com Title 24 2016 Code - Marine ¦ SDG&E ¦ Marine | Com ¦ Com Title 24 2016 Code - Marine | SDG&E ¦ Marine | SDG&E | All | Electric & Gas | Com - Grocery ¦ CZ06 | Code | 0 | Conventional | WholeBlg | Com - Grocery | Com | NEW Only | 0 | 1000 sqft2 of floor space | 1000 sqft | 12 | DEER:HVAC_Duct_Sealing | 16200.6929 | 2.6625 | 172.3908 | CBECC-2019 | 5236.4 | 2013 | 0 | 0 | 2013 | 0 | 0 | CEC 2016 Title 24 Impact Study | Com Building Standards - Marine ¦ SDG&E ¦ Marine | Com Building Standards - Marine | 1 | 1 | 0.996 | Guidehouse 2021 Assumption | -939.5726 | 2012 | 0.8
COM-WHOLEBLG-10.3 | Com ¦ Com Title 24 2016 Code - Marine ¦ SDG&E ¦ Marine | Com ¦ Com Title 24 2016 Code - Marine | SDG&E ¦ Marine | SDG&E | All | Electric & Gas | Com - Health ¦ CZ06 | Code | 0 | Conventional | WholeBlg | Com - Health | Com | NEW Only | 0 | 1000 sqft2 of floor space | 1000 sqft | 12 | DEER:HVAC_Duct_Sealing | 8460.6558 | 1.6375 | 56.0911 | CBECC-2019 | 5236.4 | 2013 | 0 | 0 | 2013 | 0 | 0 | CEC 2016 Title 24 Impact Study | Com Building Standards - Marine ¦ SDG&E ¦ Marine | Com Building Standards - Marine | 1 | 1 | 0.996 | Guidehouse 2021 Assumption | -353.916 | 2012 | 0.8
COM-WHOLEBLG-10.4 | Com ¦ Com Title 24 2016 Code - Marine ¦ SDG&E ¦ Marine | Com ¦ Com Title 24 2016 Code - Marine | SDG&E ¦ Marine | SDG&E | All | Electric & Gas | Com - Lodging ¦ CZ06 | Code | 0 | Conventional | WholeBlg | Com - Lodging | Com | NEW Only | 0 | 1000 sqft2 of floor space | 1000 sqft | 12 | DEER:HVAC_Duct_Sealing | 4361.1628 | 0.80253 | 224.3645 | CBECC-2019 | 5236.4 | 2013 | 0 | 0 | 2013 | 0 | 0 | CEC 2016 Title 24 Impact Study | Com Building Standards - Marine ¦ SDG&E ¦ Marine | Com Building Standards - Marine | 1 | 1 | 0.996 | Guidehouse 2021 Assumption | -1910.2747 | 2012 | 0.8
COM-WHOLEBLG-10.5 | Com ¦ Com Title 24 2016 Code - Marine ¦ SDG&E ¦ Marine | Com ¦ Com Title 24 2016 Code - Marine | SDG&E ¦ Marine | SDG&E | All | Electric & Gas | Com - Office (Large) ¦ CZ06 | Code | 0 | Conventional | WholeBlg | Com - Office (Large) | Com | NEW Only | 0 | 1000 sqft2 of floor space | 1000 sqft | 12 | DEER:HVAC_Duct_Sealing | 8167.7145 | 1.9489 | 27.8127 | CBECC-2019 | 5236.4 | 2013 | 0 | 0 | 2013 | 0 | 0 | CEC 2016 Title 24 Impact Study | Com Building Standards - Marine ¦ SDG&E ¦ Marine | Com Building Standards - Marine | 1 | 1 | 0.996 | Guidehouse 2021 Assumption | -351.5872 | 2012 | 0.8
COM-WHOLEBLG-10.6 | Com ¦ Com Title 24 2016 Code - Marine ¦ SDG&E ¦ Marine | Com ¦ Com Title 24 2016 Code - Marine | SDG&E ¦ Marine | SDG&E | All | Electric & Gas | Com - Office (Small) ¦ CZ06 | Code | 0 | Conventional | WholeBlg | Com - Office (Small) | Com | NEW Only | 0 | 1000 sqft2 of floor space | 1000 sqft | 12 | DEER:HVAC_Duct_Sealing | 11222.6417 | 4.1315 | 7.6408 | CBECC-2019 | 5236.4 | 2013 | 0 | 0 | 2013 | 0 | 0 | CEC 2016 Title 24 Impact Study | Com Building Standards - Marine ¦ SDG&E ¦ Marine | Com Building Standards - Marine | 1 | 1 | 0.996 | Guidehouse 2021 Assumption | -469.9071 | 2012 | 0.8
COM-WHOLEBLG-10.7 | Com ¦ Com Title 24 2016 Code - Marine ¦ SDG&E ¦ Marine | Com ¦ Com Title 24 2016 Code - Marine | SDG&E ¦ Marine | SDG&E | All | Electric & Gas | Com - Restaurant ¦ CZ06 | Code | 0 | Conventional | WholeBlg | Com - Restaurant | Com | NEW Only | 0 | 1000 sqft2 of floor space | 1000 sqft | 12 | DEER:HVAC_Duct_Sealing | 25715.3855 | 4.7763 | 1149.2721 | CBECC-2019 | 5236.4 | 2013 | 0 | 0 | 2013 | 0 | 0 | CEC 2016 Title 24 Impact Study | Com Building Standards - Marine ¦ SDG&E ¦ Marine | Com Building Standards - Marine | 1 | 1 | 0.996 | Guidehouse 2021 Assumption | -856.0372 | 2012 | 0.8
COM-WHOLEBLG-10.8 | Com ¦ Com Title 24 2016 Code - Marine ¦ SDG&E ¦ Marine | Com ¦ Com Title 24 2016 Code - Marine | SDG&E ¦ Marine | SDG&E | All | Electric & Gas | Com - Retail ¦ CZ06 | Code | 0 | Conventional | WholeBlg | Com - Retail | Com | NEW Only | 0 | 1000 sqft2 of floor space | 1000 sqft | 12 | DEER:HVAC_Duct_Sealing | 7610.3741 | 1.7737 | 36.7337 | CBECC-2019 | 5236.4 | 2013 | 0 | 0 | 2013 | 0 | 0 | CEC 2016 Title 24 Impact Study | Com Building Standards - Marine ¦ SDG&E ¦ Marine | Com Building Standards - Marine | 1 | 1 | 0.996 | Guidehouse 2021 Assumption | -7348.8781 | 2012 | 0.8
COM-WHOLEBLG-10.9 | Com ¦ Com Title 24 2016 Code - Marine ¦ SDG&E ¦ Marine | Com ¦ Com Title 24 2016 Code - Marine | SDG&E ¦ Marine | SDG&E | All | Electric & Gas | Com - School ¦ CZ06 | Code | 0 | Conventional | WholeBlg | Com - School | Com | NEW Only | 0 | 1000 sqft2 of floor space | 1000 sqft | 12 | DEER:HVAC_Duct_Sealing | 7098.0973 | 3.207 | 92.9472 | CBECC-2019 | 5236.4 | 2013 | 0 | 0 | 2013 | 0 | 0 | CEC 2016 Title 24 Impact Study | Com Building Standards - Marine ¦ SDG&E ¦ Marine | Com Building Standards - Marine | 1 | 1 | 0.996 | Guidehouse 2021 Assumption | -733.7061 | 2012 | 0.8
COM-WHOLEBLG-10.10 | Com ¦ Com Title 24 2016 Code - Marine ¦ SDG&E ¦ Marine | Com ¦ Com Title 24 2016 Code - Marine | SDG&E ¦ Marine | SDG&E | All | Electric & Gas | Com - Warehouse ¦ CZ06 | Code | 0 | Conventional | WholeBlg | Com - Warehouse | Com | NEW Only | 0 | 1000 sqft2 of floor space | 1000 sqft | 12 | DEER:HVAC_Duct_Sealing | 2147.7717 | 0.54152 | 44.7352 | CBECC-2019 | 5236.4 | 2013 | 0 | 0 | 2013 | 0 | 0 | CEC 2016 Title 24 Impact Study | Com Building Standards - Marine ¦ SDG&E ¦ Marine | Com Building Standards - Marine | 1 | 1 | 0.996 | Guidehouse 2021 Assumption | -492.4311 | 2012 | 0.8
COM-WHOLEBLG-10.11 | Com ¦ Com Title 24 2016 Code - Hot-Dry ¦ SDG&E ¦ Hot-Dry | Com ¦ Com Title 24 2016 Code - Hot-Dry | SDG&E ¦ Hot-Dry | SDG&E | All | Electric & Gas | Com - College ¦ CZ07 | Code | 0 | Conventional | WholeBlg | Com - College | Com | NEW Only | 0 | 1000 sqft2 of floor space | 1000 sqft | 12 | DEER:HVAC_Duct_Sealing | 9193.6926 | 2.2172 | 201.0528 | CBECC-2019 | 5236.4 | 2013 | 0 | 0 | 2013 | 0 | 0 | CEC 2016 Title 24 Impact Study | Com Building Standards - Hot-Dry ¦ SDG&E ¦ Hot-Dry | Com Building Standards - Hot-Dry | 1 | 1 | 0.996 | Guidehouse 2021 Assumption | -672.2261 | 2012 | 0.8
COM-WHOLEBLG-10.12 | Com ¦ Com Title 24 2016 Code - Hot-Dry ¦ SDG&E ¦ Hot-Dry | Com ¦ Com Title 24 2016 Code - Hot-Dry | SDG&E ¦ Hot-Dry | SDG&E | All | Electric & Gas | Com - Grocery ¦ CZ07 | Code | 0 | Conventional | WholeBlg | Com - Grocery | Com | NEW Only | 0 | 1000 sqft2 of floor space | 1000 sqft | 12 | DEER:HVAC_Duct_Sealing | 16234.4298 | 2.5404 | 158.3249 | CBECC-2019 | 5236.4 | 2013 | 0 | 0 | 2013 | 0 | 0 | CEC 2016 Title 24 Impact Study | Com Building Standards - Hot-Dry ¦ SDG&E ¦ Hot-Dry | Com Building Standards - Hot-Dry | 1 | 1 | 0.996 | Guidehouse 2021 Assumption | -901.8688 | 2012 | 0.8
COM-WHOLEBLG-10.13 | Com ¦ Com Title 24 2016 Code - Hot-Dry ¦ SDG&E ¦ Hot-Dry | Com ¦ Com Title 24 2016 Code - Hot-Dry | SDG&E ¦ Hot-Dry | SDG&E | All | Electric & Gas | Com - Health ¦ CZ07 | Code | 0 | Conventional | WholeBlg | Com - Health | Com | NEW Only | 0 | 1000 sqft2 of floor space | 1000 sqft | 12 | DEER:HVAC_Duct_Sealing | 8572.63 | 1.5587 | 53.6304 | CBECC-2019 | 5236.4 | 2013 | 0 | 0 | 2013 | 0 | 0 | CEC 2016 Title 24 Impact Study | Com Building Standards - Hot-Dry ¦ SDG&E ¦ Hot-Dry | Com Building Standards - Hot-Dry | 1 | 1 | 0.996 | Guidehouse 2021 Assumption | -348.2184 | 2012 | 0.8
COM-WHOLEBLG-10.14 | Com ¦ Com Title 24 2016 Code - Hot-Dry ¦ SDG&E ¦ Hot-Dry | Com ¦ Com Title 24 2016 Code - Hot-Dry | SDG&E ¦ Hot-Dry | SDG&E | All | Electric & Gas | Com - Lodging ¦ CZ07 | Code | 0 | Conventional | WholeBlg | Com - Lodging | Com | NEW Only | 0 | 1000 sqft2 of floor space | 1000 sqft | 12 | DEER:HVAC_Duct_Sealing | 4418.8814 | 0.7685 | 214.5217 | CBECC-2019 | 5236.4 | 2013 | 0 | 0 | 2013 | 0 | 0 | CEC 2016 Title 24 Impact Study | Com Building Standards - Hot-Dry ¦ SDG&E ¦ Hot-Dry | Com Building Standards - Hot-Dry | 1 | 1 | 0.996 | Guidehouse 2021 Assumption | -1839.8909 | 2012 | 0.8
COM-WHOLEBLG-10.15 | Com ¦ Com Title 24 2016 Code - Hot-Dry ¦ SDG&E ¦ Hot-Dry | Com ¦ Com Title 24 2016 Code - Hot-Dry | SDG&E ¦ Hot-Dry | SDG&E | All | Electric & Gas | Com - Office (Large) ¦ CZ07 | Code | 0 | Conventional | WholeBlg | Com - Office (Large) | Com | NEW Only | 0 | 1000 sqft2 of floor space | 1000 sqft | 12 | DEER:HVAC_Duct_Sealing | 8289.7277 | 1.8149 | 20.8436 | CBECC-2019 | 5236.4 | 2013 | 0 | 0 | 2013 | 0 | 0 | CEC 2016 Title 24 Impact Study | Com Building Standards - Hot-Dry ¦ SDG&E ¦ Hot-Dry | Com Building Standards - Hot-Dry | 1 | 1 | 0.996 | Guidehouse 2021 Assumption | -316.7579 | 2012 | 0.8
COM-WHOLEBLG-10.16 | Com ¦ Com Title 24 2016 Code - Hot-Dry ¦ SDG&E ¦ Hot-Dry | Com ¦ Com Title 24 2016 Code - Hot-Dry | SDG&E ¦ Hot-Dry | SDG&E | All | Electric & Gas | Com - Office (Small) ¦ CZ07 | Code | 0 | Conventional | WholeBlg | Com - Office (Small) | Com | NEW Only | 0 | 1000 sqft2 of floor space | 1000 sqft | 12 | DEER:HVAC_Duct_Sealing | 11411.8461 | 3.7914 | 4.1855 | CBECC-2019 | 5236.4 | 2013 | 0 | 0 | 2013 | 0 | 0 | CEC 2016 Title 24 Impact Study | Com Building Standards - Hot-Dry ¦ SDG&E ¦ Hot-Dry | Com Building Standards - Hot-Dry | 1 | 1 | 0.996 | Guidehouse 2021 Assumption | -472.3257 | 2012 | 0.8
COM-WHOLEBLG-10.17 | Com ¦ Com Title 24 2016 Code - Hot-Dry ¦ SDG&E ¦ Hot-Dry | Com ¦ Com Title 24 2016 Code - Hot-Dry | SDG&E ¦ Hot-Dry | SDG&E | All | Electric & Gas | Com - Restaurant ¦ CZ07 | Code | 0 | Conventional | WholeBlg | Com - Restaurant | Com | NEW Only | 0 | 1000 sqft2 of floor space | 1000 sqft | 12 | DEER:HVAC_Duct_Sealing | 25768.9362 | 4.8969 | 1055.4993 | CBECC-2019 | 5236.4 | 2013 | 0 | 0 | 2013 | 0 | 0 | CEC 2016 Title 24 Impact Study | Com Building Standards - Hot-Dry ¦ SDG&E ¦ Hot-Dry | Com Building Standards - Hot-Dry | 1 | 1 | 0.996 | Guidehouse 2021 Assumption | -832.0574 | 2012 | 0.8
COM-WHOLEBLG-10.18 | Com ¦ Com Title 24 2016 Code - Hot-Dry ¦ SDG&E ¦ Hot-Dry | Com ¦ Com Title 24 2016 Code - Hot-Dry | SDG&E ¦ Hot-Dry | SDG&E | All | Electric & Gas | Com - Retail ¦ CZ07 | Code | 0 | Conventional | WholeBlg | Com - Retail | Com | NEW Only | 0 | 1000 sqft2 of floor space | 1000 sqft | 12 | DEER:HVAC_Duct_Sealing | 7420.6016 | 1.624 | 31.7384 | CBECC-2019 | 5236.4 | 2013 | 0 | 0 | 2013 | 0 | 0 | CEC 2016 Title 24 Impact Study | Com Building Standards - Hot-Dry ¦ SDG&E ¦ Hot-Dry | Com Building Standards - Hot-Dry | 1 | 1 | 0.996 | Guidehouse 2021 Assumption | -6445.2937 | 2012 | 0.8
COM-WHOLEBLG-10.19 | Com ¦ Com Title 24 2016 Code - Hot-Dry ¦ SDG&E ¦ Hot-Dry | Com ¦ Com Title 24 2016 Code - Hot-Dry | SDG&E ¦ Hot-Dry | SDG&E | All | Electric & Gas | Com - School ¦ CZ07 | Code | 0 | Conventional | WholeBlg | Com - School | Com | NEW Only | 0 | 1000 sqft2 of floor space | 1000 sqft | 12 | DEER:HVAC_Duct_Sealing | 7171.6746 | 2.9373 | 83.154 | CBECC-2019 | 5236.4 | 2013 | 0 | 0 | 2013 | 0 | 0 | CEC 2016 Title 24 Impact Study | Com Building Standards - Hot-Dry ¦ SDG&E ¦ Hot-Dry | Com Building Standards - Hot-Dry | 1 | 1 | 0.996 | Guidehouse 2021 Assumption | -727.182 | 2012 | 0.8
COM-WHOLEBLG-10.20 | Com ¦ Com Title 24 2016 Code - Hot-Dry ¦ SDG&E ¦ Hot-Dry | Com ¦ Com Title 24 2016 Code - Hot-Dry | SDG&E ¦ Hot-Dry | SDG&E | All | Electric & Gas | Com - Warehouse ¦ CZ07 | Code | 0 | Conventional | WholeBlg | Com - Warehouse | Com | NEW Only | 0 | 1000 sqft2 of floor space | 1000 sqft | 12 | DEER:HVAC_Duct_Sealing | 2162.9017 | 0.67174 | 34.7376 | CBECC-2019 | 5236.4 | 2013 | 0 | 0 | 2013 | 0 | 0 | CEC 2016 Title 24 Impact Study | Com Building Standards - Hot-Dry ¦ SDG&E ¦ Hot-Dry | Com Building Standards - Hot-Dry | 1 | 1 | 0.996 | Guidehouse 2021 Assumption | -418.476 | 2012 | 0.8
COM-WHOLEBLG-11.1 | Com ¦ Com Title 24 2019 Code - Marine ¦ PG&E ¦ Marine | Com ¦ Com Title 24 2019 Code - Marine | PG&E ¦ Marine | PG&E | All | Electric & Gas | Com - College ¦ CZ03 | Efficient | 2020 | Conventional | WholeBlg | Com - College | Com | NEW Only | 0 | 1000 sqft2 of floor space | 1000 sqft | 12 | DEER:HVAC_Duct_Sealing | 8409.49 | 1.8664 | 315.7246 | CBECC 2019 | 5467.1137 | 2013 | 0 | 0 | 2013 | 0 | 0 | CEC 2016 Title 24 Impact Study | Com Building Standards - Marine ¦ PG&E ¦ Marine | Com Building Standards - Marine | 1 | 1 | 0.003 | Guidehouse 2021 Assumption | -734.2428 | 2012 | 0.8
COM-WHOLEBLG-11.2 | Com ¦ Com Title 24 2019 Code - Marine ¦ PG&E ¦ Marine | Com ¦ Com Title 24 2019 Code - Marine | PG&E ¦ Marine | PG&E | All | Electric & Gas | Com - Grocery ¦ CZ03 | Efficient | 2020 | Conventional | WholeBlg | Com - Grocery | Com | NEW Only | 0 | 1000 sqft2 of floor space | 1000 sqft | 12 | DEER:HVAC_Duct_Sealing | 15293.6195 | 2.5955 | 255.6997 | CBECC 2019 | 5318.5951 | 2013 | 0 | 0 | 2014 | 0 | 0 | CEC 2016 Title 24 Impact Study | Com Building Standards - Marine ¦ PG&E ¦ Marine | Com Building Standards - Marine | 1 | 1 | 0.003 | Guidehouse 2021 Assumption | -1142.5562 | 2012 | 0.8
COM-WHOLEBLG-11.3 | Com ¦ Com Title 24 2019 Code - Marine ¦ PG&E ¦ Marine | Com ¦ Com Title 24 2019 Code - Marine | PG&E ¦ Marine | PG&E | All | Electric & Gas | Com - Health ¦ CZ03 | Efficient | 2020 | Conventional | WholeBlg | Com - Health | Com | NEW Only | 0 | 1000 sqft2 of floor space | 1000 sqft | 12 | DEER:HVAC_Duct_Sealing | 7850.6312 | 1.599 | 73.9596 | CBECC 2019 | 5880.2795 | 2013 | 0 | 0 | 2015 | 0 | 0 | CEC 2016 Title 24 Impact Study | Com Building Standards - Marine ¦ PG&E ¦ Marine | Com Building Standards - Marine | 1 | 1 | 0.003 | Guidehouse 2021 Assumption | -399.4196 | 2012 | 0.8
COM-WHOLEBLG-11.4 | Com ¦ Com Title 24 2019 Code - Marine ¦ PG&E ¦ Marine | Com ¦ Com Title 24 2019 Code - Marine | PG&E ¦ Marine | PG&E | All | Electric & Gas | Com - Lodging ¦ CZ03 | Efficient | 2020 | Conventional | WholeBlg | Com - Lodging | Com | NEW Only | 0 | 1000 sqft2 of floor space | 1000 sqft | 12 | DEER:HVAC_Duct_Sealing | 4046.7171 | 0.79859 | 295.8382 | CBECC 2019 | 5561.4893 | 2013 | 0 | 0 | 2016 | 0 | 0 | CEC 2016 Title 24 Impact Study | Com Building Standards - Marine ¦ PG&E ¦ Marine | Com Building Standards - Marine | 1 | 1 | 0.003 | Guidehouse 2021 Assumption | -2427.0063 | 2012 | 0.8
COM-WHOLEBLG-11.5 | Com ¦ Com Title 24 2019 Code - Marine ¦ PG&E ¦ Marine | Com ¦ Com Title 24 2019 Code - Marine | PG&E ¦ Marine | PG&E | All | Electric & Gas | Com - Office (Large) ¦ CZ03 | Efficient | 2020 | Conventional | WholeBlg | Com - Office (Large) | Com | NEW Only | 0 | 1000 sqft2 of floor space | 1000 sqft | 12 | DEER:HVAC_Duct_Sealing | 7313.3711 | 1.7531 | 65.2477 | CBECC 2019 | 5391.9558 | 2013 | 0 | 0 | 2017 | 0 | 0 | CEC 2016 Title 24 Impact Study | Com Building Standards - Marine ¦ PG&E ¦ Marine | Com Building Standards - Marine | 1 | 1 | 0.003 | Guidehouse 2021 Assumption | -533.7881 | 2012 | 0.8
COM-WHOLEBLG-11.6 | Com ¦ Com Title 24 2019 Code - Marine ¦ PG&E ¦ Marine | Com ¦ Com Title 24 2019 Code - Marine | PG&E ¦ Marine | PG&E | All | Electric & Gas | Com - Office (Small) ¦ CZ03 | Efficient | 2020 | Conventional | WholeBlg | Com - Office (Small) | Com | NEW Only | 0 | 1000 sqft2 of floor space | 1000 sqft | 12 | DEER:HVAC_Duct_Sealing | 10208.2315 | 3.5793 | 31.2998 | CBECC 2019 | 5474.3479 | 2013 | 0 | 0 | 2018 | 0 | 0 | CEC 2016 Title 24 Impact Study | Com Building Standards - Marine ¦ PG&E ¦ Marine | Com Building Standards - Marine | 1 | 1 | 0.003 | Guidehouse 2021 Assumption | -464.8229 | 2012 | 0.8
COM-WHOLEBLG-11.7 | Com ¦ Com Title 24 2019 Code - Marine ¦ PG&E ¦ Marine | Com ¦ Com Title 24 2019 Code - Marine | PG&E ¦ Marine | PG&E | All | Electric & Gas | Com - Restaurant ¦ CZ03 | Efficient | 2020 | Conventional | WholeBlg | Com - Restaurant | Com | NEW Only | 0 | 1000 sqft2 of floor space | 1000 sqft | 12 | DEER:HVAC_Duct_Sealing | 24275.5866 | 5.1893 | 1704.6647 | CBECC 2019 | 5666.0198 | 2013 | 0 | 0 | 2019 | 0 | 0 | CEC 2016 Title 24 Impact Study | Com Building Standards - Marine ¦ PG&E ¦ Marine | Com Building Standards - Marine | 1 | 1 | 0.003 | Guidehouse 2021 Assumption | -974.1327 | 2012 | 0.8
COM-WHOLEBLG-11.8 | Com ¦ Com Title 24 2019 Code - Marine ¦ PG&E ¦ Marine | Com ¦ Com Title 24 2019 Code - Marine | PG&E ¦ Marine | PG&E | All | Electric & Gas | Com - Retail ¦ CZ03 | Efficient | 2020 | Conventional | WholeBlg | Com - Retail | Com | NEW Only | 0 | 1000 sqft2 of floor space | 1000 sqft | 12 | DEER:HVAC_Duct_Sealing | 7225.7166 | 1.8672 | 88.3138 | CBECC 2019 | 5278.3075 | 2013 | 0 | 0 | 2020 | 0 | 0 | CEC 2016 Title 24 Impact Study | Com Building Standards - Marine ¦ PG&E ¦ Marine | Com Building Standards - Marine | 1 | 1 | 0.003 | Guidehouse 2021 Assumption | -16413.5227 | 2012 | 0.8
COM-WHOLEBLG-11.9 | Com ¦ Com Title 24 2019 Code - Marine ¦ PG&E ¦ Marine | Com ¦ Com Title 24 2019 Code - Marine | PG&E ¦ Marine | PG&E | All | Electric & Gas | Com - School ¦ CZ03 | Efficient | 2020 | Conventional | WholeBlg | Com - School | Com | NEW Only | 0 | 1000 sqft2 of floor space | 1000 sqft | 12 | DEER:HVAC_Duct_Sealing | 6470.6894 | 2.7704 | 142.8359 | CBECC 2019 | 5480.147 | 2013 | 0 | 0 | 2021 | 0 | 0 | CEC 2016 Title 24 Impact Study | Com Building Standards - Marine ¦ PG&E ¦ Marine | Com Building Standards - Marine | 1 | 1 | 0.003 | Guidehouse 2021 Assumption | -745.1771 | 2012 | 0.8
COM-WHOLEBLG-11.10 | Com ¦ Com Title 24 2019 Code - Marine ¦ PG&E ¦ Marine | Com ¦ Com Title 24 2019 Code - Marine | PG&E ¦ Marine | PG&E | All | Electric & Gas | Com - Warehouse ¦ CZ03 | Efficient | 2020 | Conventional | WholeBlg | Com - Warehouse | Com | NEW Only | 0 | 1000 sqft2 of floor space | 1000 sqft | 12 | DEER:HVAC_Duct_Sealing | 2125.4107 | 0.54554 | 98.9146 | CBECC 2019 | 5291.4895 | 2013 | 0 | 0 | 2022 | 0 | 0 | CEC 2016 Title 24 Impact Study | Com Building Standards - Marine ¦ PG&E ¦ Marine | Com Building Standards - Marine | 1 | 1 | 0.003 | Guidehouse 2021 Assumption | -897.5611 | 2012 | 0.8
COM-WHOLEBLG-11.11 | Com ¦ Com Title 24 2019 Code - Hot-Dry ¦ PG&E ¦ Hot-Dry | Com ¦ Com Title 24 2019 Code - Hot-Dry | PG&E ¦ Hot-Dry | PG&E | All | Electric & Gas | Com - College ¦ CZ12 | Efficient | 2020 | Conventional | WholeBlg | Com - College | Com | NEW Only | 0 | 1000 sqft2 of floor space | 1000 sqft | 12 | DEER:HVAC_Duct_Sealing | 9694.0844 | 2.1515 | 314.9844 | CBECC 2019 | 5467.1137 | 2013 | 0 | 0 | 2023 | 0 | 0 | CEC 2016 Title 24 Impact Study | Com Building Standards - Hot-Dry ¦ PG&E ¦ Hot-Dry | Com Building Standards - Hot-Dry | 1 | 1 | 0.003 | Guidehouse 2021 Assumption | -802.0639 | 2012 | 0.8
COM-WHOLEBLG-11.12 | Com ¦ Com Title 24 2019 Code - Hot-Dry ¦ PG&E ¦ Hot-Dry | Com ¦ Com Title 24 2019 Code - Hot-Dry | PG&E ¦ Hot-Dry | PG&E | All | Electric & Gas | Com - Grocery ¦ CZ12 | Efficient | 2020 | Conventional | WholeBlg | Com - Grocery | Com | NEW Only | 0 | 1000 sqft2 of floor space | 1000 sqft | 12 | DEER:HVAC_Duct_Sealing | 17305.8047 | 2.9369 | 246.5291 | CBECC 2019 | 5318.5951 | 2013 | 0 | 0 | 2024 | 0 | 0 | CEC 2016 Title 24 Impact Study | Com Building Standards - Hot-Dry ¦ PG&E ¦ Hot-Dry | Com Building Standards - Hot-Dry | 1 | 1 | 0.003 | Guidehouse 2021 Assumption | -1175.1708 | 2012 | 0.8
COM-WHOLEBLG-11.13 | Com ¦ Com Title 24 2019 Code - Hot-Dry ¦ PG&E ¦ Hot-Dry | Com ¦ Com Title 24 2019 Code - Hot-Dry | PG&E ¦ Hot-Dry | PG&E | All | Electric & Gas | Com - Health ¦ CZ12 | Efficient | 2020 | Conventional | WholeBlg | Com - Health | Com | NEW Only | 0 | 1000 sqft2 of floor space | 1000 sqft | 12 | DEER:HVAC_Duct_Sealing | 9213.7007 | 1.8766 | 70.4393 | CBECC 2019 | 5880.2795 | 2013 | 0 | 0 | 2025 | 0 | 0 | CEC 2016 Title 24 Impact Study | Com Building Standards - Hot-Dry ¦ PG&E ¦ Hot-Dry | Com Building Standards - Hot-Dry | 1 | 1 | 0.003 | Guidehouse 2021 Assumption | -415.7396 | 2012 | 0.8
COM-WHOLEBLG-11.14 | Com ¦ Com Title 24 2019 Code - Hot-Dry ¦ PG&E ¦ Hot-Dry | Com ¦ Com Title 24 2019 Code - Hot-Dry | PG&E ¦ Hot-Dry | PG&E | All | Electric & Gas | Com - Lodging ¦ CZ12 | Efficient | 2020 | Conventional | WholeBlg | Com - Lodging | Com | NEW Only | 0 | 1000 sqft2 of floor space | 1000 sqft | 12 | DEER:HVAC_Duct_Sealing | 4749.3303 | 0.93724 | 281.7573 | CBECC 2019 | 5561.4893 | 2013 | 0 | 0 | 2026 | 0 | 0 | CEC 2016 Title 24 Impact Study | Com Building Standards - Hot-Dry ¦ PG&E ¦ Hot-Dry | Com Building Standards - Hot-Dry | 1 | 1 | 0.003 | Guidehouse 2021 Assumption | -2359.7282 | 2012 | 0.8
COM-WHOLEBLG-11.15 | Com ¦ Com Title 24 2019 Code - Hot-Dry ¦ PG&E ¦ Hot-Dry | Com ¦ Com Title 24 2019 Code - Hot-Dry | PG&E ¦ Hot-Dry | PG&E | All | Electric & Gas | Com - Office (Large) ¦ CZ12 | Efficient | 2020 | Conventional | WholeBlg | Com - Office (Large) | Com | NEW Only | 0 | 1000 sqft2 of floor space | 1000 sqft | 12 | DEER:HVAC_Duct_Sealing | 8464.6396 | 2.0291 | 74.2346 | CBECC 2019 | 5391.9558 | 2013 | 0 | 0 | 2027 | 0 | 0 | CEC 2016 Title 24 Impact Study | Com Building Standards - Hot-Dry ¦ PG&E ¦ Hot-Dry | Com Building Standards - Hot-Dry | 1 | 1 | 0.003 | Guidehouse 2021 Assumption | -610.8459 | 2012 | 0.8
COM-WHOLEBLG-11.16 | Com ¦ Com Title 24 2019 Code - Hot-Dry ¦ PG&E ¦ Hot-Dry | Com ¦ Com Title 24 2019 Code - Hot-Dry | PG&E ¦ Hot-Dry | PG&E | All | Electric & Gas | Com - Office (Small) ¦ CZ12 | Efficient | 2020 | Conventional | WholeBlg | Com - Office (Small) | Com | NEW Only | 0 | 1000 sqft2 of floor space | 1000 sqft | 12 | DEER:HVAC_Duct_Sealing | 11469.0524 | 4.0214 | 48.85 | CBECC 2019 | 5474.3479 | 2013 | 0 | 0 | 2028 | 0 | 0 | CEC 2016 Title 24 Impact Study | Com Building Standards - Hot-Dry ¦ PG&E ¦ Hot-Dry | Com Building Standards - Hot-Dry | 1 | 1 | 0.003 | Guidehouse 2021 Assumption | -543.2465 | 2012 | 0.8
COM-WHOLEBLG-11.17 | Com ¦ Com Title 24 2019 Code - Hot-Dry ¦ PG&E ¦ Hot-Dry | Com ¦ Com Title 24 2019 Code - Hot-Dry | PG&E ¦ Hot-Dry | PG&E | All | Electric & Gas | Com - Restaurant ¦ CZ12 | Efficient | 2020 | Conventional | WholeBlg | Com - Restaurant | Com | NEW Only | 0 | 1000 sqft2 of floor space | 1000 sqft | 12 | DEER:HVAC_Duct_Sealing | 27469.5312 | 5.8721 | 1643.5272 | CBECC 2019 | 5666.0198 | 2013 | 0 | 0 | 2029 | 0 | 0 | CEC 2016 Title 24 Impact Study | Com Building Standards - Hot-Dry ¦ PG&E ¦ Hot-Dry | Com Building Standards - Hot-Dry | 1 | 1 | 0.003 | Guidehouse 2021 Assumption | -1025.837 | 2012 | 0.8
COM-WHOLEBLG-11.18 | Com ¦ Com Title 24 2019 Code - Hot-Dry ¦ PG&E ¦ Hot-Dry | Com ¦ Com Title 24 2019 Code - Hot-Dry | PG&E ¦ Hot-Dry | PG&E | All | Electric & Gas | Com - Retail ¦ CZ12 | Efficient | 2020 | Conventional | WholeBlg | Com - Retail | Com | NEW Only | 0 | 1000 sqft2 of floor space | 1000 sqft | 12 | DEER:HVAC_Duct_Sealing | 8200.7564 | 2.1191 | 115.5457 | CBECC 2019 | 5278.3075 | 2013 | 0 | 0 | 2030 | 0 | 0 | CEC 2016 Title 24 Impact Study | Com Building Standards - Hot-Dry ¦ PG&E ¦ Hot-Dry | Com Building Standards - Hot-Dry | 1 | 1 | 0.003 | Guidehouse 2021 Assumption | -21332.7229 | 2012 | 0.8
COM-WHOLEBLG-11.19 | Com ¦ Com Title 24 2019 Code - Hot-Dry ¦ PG&E ¦ Hot-Dry | Com ¦ Com Title 24 2019 Code - Hot-Dry | PG&E ¦ Hot-Dry | PG&E | All | Electric & Gas | Com - School ¦ CZ12 | Efficient | 2020 | Conventional | WholeBlg | Com - School | Com | NEW Only | 0 | 1000 sqft2 of floor space | 1000 sqft | 12 | DEER:HVAC_Duct_Sealing | 7690.5054 | 3.2927 | 164.3018 | CBECC 2019 | 5480.147 | 2013 | 0 | 0 | 2031 | 0 | 0 | CEC 2016 Title 24 Impact Study | Com Building Standards - Hot-Dry ¦ PG&E ¦ Hot-Dry | Com Building Standards - Hot-Dry | 1 | 1 | 0.003 | Guidehouse 2021 Assumption | -878.4805 | 2012 | 0.8
COM-WHOLEBLG-11.20 | Com ¦ Com Title 24 2019 Code - Hot-Dry ¦ PG&E ¦ Hot-Dry | Com ¦ Com Title 24 2019 Code - Hot-Dry | PG&E ¦ Hot-Dry | PG&E | All | Electric & Gas | Com - Warehouse ¦ CZ12 | Efficient | 2020 | Conventional | WholeBlg | Com - Warehouse | Com | NEW Only | 0 | 1000 sqft2 of floor space | 1000 sqft | 12 | DEER:HVAC_Duct_Sealing | 2234.9505 | 0.57365 | 111.8063 | CBECC 2019 | 5291.4895 | 2013 | 0 | 0 | 2032 | 0 | 0 | CEC 2016 Title 24 Impact Study | Com Building Standards - Hot-Dry ¦ PG&E ¦ Hot-Dry | Com Building Standards - Hot-Dry | 1 | 1 | 0.003 | Guidehouse 2021 Assumption | -1002.3332 | 2012 | 0.8
COM-WHOLEBLG-11.21 | Com ¦ Com Title 24 2019 Code - Cold ¦ PG&E ¦ Cold | Com ¦ Com Title 24 2019 Code - Cold | PG&E ¦ Cold | PG&E | All | Electric & Gas | Com - College ¦ CZ16 | Efficient | 2020 | Conventional | WholeBlg | Com - College | Com | NEW Only | 0 | 1000 sqft2 of floor space | 1000 sqft | 12 | DEER:HVAC_Duct_Sealing | 9342.2063 | 2.2567 | 529.7526 | CBECC 2019 | 5467.1137 | 2013 | 0 | 0 | 2033 | 0 | 0 | CEC 2016 Title 24 Impact Study | Com Building Standards - Cold ¦ PG&E ¦ Cold | Com Building Standards - Cold | 1 | 1 | 0.003 | Guidehouse 2021 Assumption | -977.7623 | 2012 | 0.8
COM-WHOLEBLG-11.22 | Com ¦ Com Title 24 2019 Code - Cold ¦ PG&E ¦ Cold | Com ¦ Com Title 24 2019 Code - Cold | PG&E ¦ Cold | PG&E | All | Electric & Gas | Com - Grocery ¦ CZ16 | Efficient | 2020 | Conventional | WholeBlg | Com - Grocery | Com | NEW Only | 0 | 1000 sqft2 of floor space | 1000 sqft | 12 | DEER:HVAC_Duct_Sealing | 16510.6845 | 2.7195 | 383.1714 | CBECC 2019 | 5318.5951 | 2013 | 0 | 0 | 2034 | 0 | 0 | CEC 2016 Title 24 Impact Study | Com Building Standards - Cold ¦ PG&E ¦ Cold | Com Building Standards - Cold | 1 | 1 | 0.003 | Guidehouse 2021 Assumption | -1528.0086 | 2012 | 0.8
COM-WHOLEBLG-11.23 | Com ¦ Com Title 24 2019 Code - Cold ¦ PG&E ¦ Cold | Com ¦ Com Title 24 2019 Code - Cold | PG&E ¦ Cold | PG&E | All | Electric & Gas | Com - Health ¦ CZ16 | Efficient | 2020 | Conventional | WholeBlg | Com - Health | Com | NEW Only | 0 | 1000 sqft2 of floor space | 1000 sqft | 12 | DEER:HVAC_Duct_Sealing | 8698.4979 | 1.6883 | 112.0794 | CBECC 2019 | 5880.2795 | 2013 | 0 | 0 | 2035 | 0 | 0 | CEC 2016 Title 24 Impact Study | Com Building Standards - Cold ¦ PG&E ¦ Cold | Com Building Standards - Cold | 1 | 1 | 0.003 | Guidehouse 2021 Assumption | -540.2187 | 2012 | 0.8
COM-WHOLEBLG-11.24 | Com ¦ Com Title 24 2019 Code - Cold ¦ PG&E ¦ Cold | Com ¦ Com Title 24 2019 Code - Cold | PG&E ¦ Cold | PG&E | All | Electric & Gas | Com - Lodging ¦ CZ16 | Efficient | 2020 | Conventional | WholeBlg | Com - Lodging | Com | NEW Only | 0 | 1000 sqft2 of floor space | 1000 sqft | 12 | DEER:HVAC_Duct_Sealing | 4483.7618 | 0.8272 | 448.3174 | CBECC 2019 | 5561.4893 | 2013 | 0 | 0 | 2036 | 0 | 0 | CEC 2016 Title 24 Impact Study | Com Building Standards - Cold ¦ PG&E ¦ Cold | Com Building Standards - Cold | 1 | 1 | 0.003 | Guidehouse 2021 Assumption | -3589.0794 | 2012 | 0.8
COM-WHOLEBLG-11.25 | Com ¦ Com Title 24 2019 Code - Cold ¦ PG&E ¦ Cold | Com ¦ Com Title 24 2019 Code - Cold | PG&E ¦ Cold | PG&E | All | Electric & Gas | Com - Office (Large) ¦ CZ16 | Efficient | 2020 | Conventional | WholeBlg | Com - Office (Large) | Com | NEW Only | 0 | 1000 sqft2 of floor space | 1000 sqft | 12 | DEER:HVAC_Duct_Sealing | 7913.694 | 1.8956 | 164.0934 | CBECC 2019 | 5391.9558 | 2013 | 0 | 0 | 2037 | 0 | 0 | CEC 2016 Title 24 Impact Study | Com Building Standards - Cold ¦ PG&E ¦ Cold | Com Building Standards - Cold | 1 | 1 | 0.003 | Guidehouse 2021 Assumption | -1085.0413 | 2012 | 0.8
COM-WHOLEBLG-11.26 | Com ¦ Com Title 24 2019 Code - Cold ¦ PG&E ¦ Cold | Com ¦ Com Title 24 2019 Code - Cold | PG&E ¦ Cold | PG&E | All | Electric & Gas | Com - Office (Small) ¦ CZ16 | Efficient | 2020 | Conventional | WholeBlg | Com - Office (Small) | Com | NEW Only | 0 | 1000 sqft2 of floor space | 1000 sqft | 12 | DEER:HVAC_Duct_Sealing | 11255.5866 | 4.1624 | 157.0954 | CBECC 2019 | 5474.3479 | 2013 | 0 | 0 | 2038 | 0 | 0 | CEC 2016 Title 24 Impact Study | Com Building Standards - Cold ¦ PG&E ¦ Cold | Com Building Standards - Cold | 1 | 1 | 0.003 | Guidehouse 2021 Assumption | -700.7498 | 2012 | 0.8
COM-WHOLEBLG-11.27 | Com ¦ Com Title 24 2019 Code - Cold ¦ PG&E ¦ Cold | Com ¦ Com Title 24 2019 Code - Cold | PG&E ¦ Cold | PG&E | All | Electric & Gas | Com - Restaurant ¦ CZ16 | Efficient | 2020 | Conventional | WholeBlg | Com - Restaurant | Com | NEW Only | 0 | 1000 sqft2 of floor space | 1000 sqft | 12 | DEER:HVAC_Duct_Sealing | 26207.4357 | 4.8625 | 2554.476 | CBECC 2019 | 5666.0198 | 2013 | 0 | 0 | 2039 | 0 | 0 | CEC 2016 Title 24 Impact Study | Com Building Standards - Cold ¦ PG&E ¦ Cold | Com Building Standards - Cold | 1 | 1 | 0.003 | Guidehouse 2021 Assumption | -1242.9721 | 2012 | 0.8
COM-WHOLEBLG-11.28 | Com ¦ Com Title 24 2019 Code - Cold ¦ PG&E ¦ Cold | Com ¦ Com Title 24 2019 Code - Cold | PG&E ¦ Cold | PG&E | All | Electric & Gas | Com - Retail ¦ CZ16 | Efficient | 2020 | Conventional | WholeBlg | Com - Retail | Com | NEW Only | 0 | 1000 sqft2 of floor space | 1000 sqft | 12 | DEER:HVAC_Duct_Sealing | 7922.2899 | 1.8516 | 275.4306 | CBECC 2019 | 5278.3075 | 2013 | 0 | 0 | 2040 | 0 | 0 | CEC 2016 Title 24 Impact Study | Com Building Standards - Cold ¦ PG&E ¦ Cold | Com Building Standards - Cold | 1 | 1 | 0.003 | Guidehouse 2021 Assumption | -49534.3231 | 2012 | 0.8
COM-WHOLEBLG-11.29 | Com ¦ Com Title 24 2019 Code - Cold ¦ PG&E ¦ Cold | Com ¦ Com Title 24 2019 Code - Cold | PG&E ¦ Cold | PG&E | All | Electric & Gas | Com - School ¦ CZ16 | Efficient | 2020 | Conventional | WholeBlg | Com - School | Com | NEW Only | 0 | 1000 sqft2 of floor space | 1000 sqft | 12 | DEER:HVAC_Duct_Sealing | 7517.8903 | 3.4114 | 323.9425 | CBECC 2019 | 5480.147 | 2013 | 0 | 0 | 2041 | 0 | 0 | CEC 2016 Title 24 Impact Study | Com Building Standards - Cold ¦ PG&E ¦ Cold | Com Building Standards - Cold | 1 | 1 | 0.003 | Guidehouse 2021 Assumption | -1073.3057 | 2012 | 0.8
COM-WHOLEBLG-11.30 | Com ¦ Com Title 24 2019 Code - Cold ¦ PG&E ¦ Cold | Com ¦ Com Title 24 2019 Code - Cold | PG&E ¦ Cold | PG&E | All | Electric & Gas | Com - Warehouse ¦ CZ16 | Efficient | 2020 | Conventional | WholeBlg | Com - Warehouse | Com | NEW Only | 0 | 1000 sqft2 of floor space | 1000 sqft | 12 | DEER:HVAC_Duct_Sealing | 2590.758 | 0.64618 | 216.9988 | CBECC 2019 | 5291.4895 | 2013 | 0 | 0 | 2042 | 0 | 0 | CEC 2016 Title 24 Impact Study | Com Building Standards - Cold ¦ PG&E ¦ Cold | Com Building Standards - Cold | 1 | 1 | 0.003 | Guidehouse 2021 Assumption | -1818.0198 | 2012 | 0.8
COM-WHOLEBLG-11.1 | Com ¦ Com Title 24 2019 Code - Marine ¦ SCE ¦ Marine | Com ¦ Com Title 24 2019 Code - Marine | SCE ¦ Marine | SCE | All | Electric & Gas | Com - College ¦ CZ06 | Efficient | 2020 | Conventional | WholeBlg | Com - College | Com | NEW Only | 0 | 1000 sqft2 of floor space | 1000 sqft | 12 | DEER:HVAC_Duct_Sealing | 8921.4809 | 2.1549 | 212.998 | CBECC 2019 | 5467.1137 | 2013 | 0 | 0 | 2013 | 0 | 0 | CEC 2016 Title 24 Impact Study | Com Building Standards - Marine ¦ SCE ¦ Marine | Com Building Standards - Marine | 1 | 1 | 0.003 | Guidehouse 2021 Assumption | -668.5281 | 2012 | 0.8
COM-WHOLEBLG-11.2 | Com ¦ Com Title 24 2019 Code - Marine ¦ SCE ¦ Marine | Com ¦ Com Title 24 2019 Code - Marine | SCE ¦ Marine | SCE | All | Electric & Gas | Com - Grocery ¦ CZ06 | Efficient | 2020 | Conventional | WholeBlg | Com - Grocery | Com | NEW Only | 0 | 1000 sqft2 of floor space | 1000 sqft | 12 | DEER:HVAC_Duct_Sealing | 15883.0322 | 2.6103 | 169.0106 | CBECC 2019 | 5318.5951 | 2013 | 0 | 0 | 2013 | 0 | 0 | CEC 2016 Title 24 Impact Study | Com Building Standards - Marine ¦ SCE ¦ Marine | Com Building Standards - Marine | 1 | 1 | 0.003 | Guidehouse 2021 Assumption | -921.1496 | 2012 | 0.8
COM-WHOLEBLG-11.3 | Com ¦ Com Title 24 2019 Code - Marine ¦ SCE ¦ Marine | Com ¦ Com Title 24 2019 Code - Marine | SCE ¦ Marine | SCE | All | Electric & Gas | Com - Health ¦ CZ06 | Efficient | 2020 | Conventional | WholeBlg | Com - Health | Com | NEW Only | 0 | 1000 sqft2 of floor space | 1000 sqft | 12 | DEER:HVAC_Duct_Sealing | 8294.7605 | 1.6054 | 54.9913 | CBECC 2019 | 5880.2795 | 2013 | 0 | 0 | 2013 | 0 | 0 | CEC 2016 Title 24 Impact Study | Com Building Standards - Marine ¦ SCE ¦ Marine | Com Building Standards - Marine | 1 | 1 | 0.003 | Guidehouse 2021 Assumption | -346.9764 | 2012 | 0.8
COM-WHOLEBLG-11.4 | Com ¦ Com Title 24 2019 Code - Marine ¦ SCE ¦ Marine | Com ¦ Com Title 24 2019 Code - Marine | SCE ¦ Marine | SCE | All | Electric & Gas | Com - Lodging ¦ CZ06 | Efficient | 2020 | Conventional | WholeBlg | Com - Lodging | Com | NEW Only | 0 | 1000 sqft2 of floor space | 1000 sqft | 12 | DEER:HVAC_Duct_Sealing | 4275.6498 | 0.7868 | 219.9652 | CBECC 2019 | 5561.4893 | 2013 | 0 | 0 | 2013 | 0 | 0 | CEC 2016 Title 24 Impact Study | Com Building Standards - Marine ¦ SCE ¦ Marine | Com Building Standards - Marine | 1 | 1 | 0.003 | Guidehouse 2021 Assumption | -1872.8184 | 2012 | 0.8
COM-WHOLEBLG-11.5 | Com ¦ Com Title 24 2019 Code - Marine ¦ SCE ¦ Marine | Com ¦ Com Title 24 2019 Code - Marine | SCE ¦ Marine | SCE | All | Electric & Gas | Com - Office (Large) ¦ CZ06 | Efficient | 2020 | Conventional | WholeBlg | Com - Office (Large) | Com | NEW Only | 0 | 1000 sqft2 of floor space | 1000 sqft | 12 | DEER:HVAC_Duct_Sealing | 8007.5632 | 1.9107 | 27.2674 | CBECC 2019 | 5391.9558 | 2013 | 0 | 0 | 2013 | 0 | 0 | CEC 2016 Title 24 Impact Study | Com Building Standards - Marine ¦ SCE ¦ Marine | Com Building Standards - Marine | 1 | 1 | 0.003 | Guidehouse 2021 Assumption | -344.6933 | 2012 | 0.8
COM-WHOLEBLG-11.6 | Com ¦ Com Title 24 2019 Code - Marine ¦ SCE ¦ Marine | Com ¦ Com Title 24 2019 Code - Marine | SCE ¦ Marine | SCE | All | Electric & Gas | Com - Office (Small) ¦ CZ06 | Efficient | 2020 | Conventional | WholeBlg | Com - Office (Small) | Com | NEW Only | 0 | 1000 sqft2 of floor space | 1000 sqft | 12 | DEER:HVAC_Duct_Sealing | 11002.5899 | 4.0505 | 7.491 | CBECC 2019 | 5474.3479 | 2013 | 0 | 0 | 2013 | 0 | 0 | CEC 2016 Title 24 Impact Study | Com Building Standards - Marine ¦ SCE ¦ Marine | Com Building Standards - Marine | 1 | 1 | 0.003 | Guidehouse 2021 Assumption | -460.6932 | 2012 | 0.8
COM-WHOLEBLG-11.7 | Com ¦ Com Title 24 2019 Code - Marine ¦ SCE ¦ Marine | Com ¦ Com Title 24 2019 Code - Marine | SCE ¦ Marine | SCE | All | Electric & Gas | Com - Restaurant ¦ CZ06 | Efficient | 2020 | Conventional | WholeBlg | Com - Restaurant | Com | NEW Only | 0 | 1000 sqft2 of floor space | 1000 sqft | 12 | DEER:HVAC_Duct_Sealing | 25211.1623 | 4.6827 | 1126.7374 | CBECC 2019 | 5666.0198 | 2013 | 0 | 0 | 2013 | 0 | 0 | CEC 2016 Title 24 Impact Study | Com Building Standards - Marine ¦ SCE ¦ Marine | Com Building Standards - Marine | 1 | 1 | 0.003 | Guidehouse 2021 Assumption | -839.2521 | 2012 | 0.8
COM-WHOLEBLG-11.8 | Com ¦ Com Title 24 2019 Code - Marine ¦ SCE ¦ Marine | Com ¦ Com Title 24 2019 Code - Marine | SCE ¦ Marine | SCE | All | Electric & Gas | Com - Retail ¦ CZ06 | Efficient | 2020 | Conventional | WholeBlg | Com - Retail | Com | NEW Only | 0 | 1000 sqft2 of floor space | 1000 sqft | 12 | DEER:HVAC_Duct_Sealing | 7461.1511 | 1.7389 | 36.0134 | CBECC 2019 | 5278.3075 | 2013 | 0 | 0 | 2013 | 0 | 0 | CEC 2016 Title 24 Impact Study | Com Building Standards - Marine ¦ SCE ¦ Marine | Com Building Standards - Marine | 1 | 1 | 0.003 | Guidehouse 2021 Assumption | -7204.7825 | 2012 | 0.8
COM-WHOLEBLG-11.9 | Com ¦ Com Title 24 2019 Code - Marine ¦ SCE ¦ Marine | Com ¦ Com Title 24 2019 Code - Marine | SCE ¦ Marine | SCE | All | Electric & Gas | Com - School ¦ CZ06 | Efficient | 2020 | Conventional | WholeBlg | Com - School | Com | NEW Only | 0 | 1000 sqft2 of floor space | 1000 sqft | 12 | DEER:HVAC_Duct_Sealing | 6958.9189 | 3.1441 | 91.1247 | CBECC 2019 | 5480.147 | 2013 | 0 | 0 | 2013 | 0 | 0 | CEC 2016 Title 24 Impact Study | Com Building Standards - Marine ¦ SCE ¦ Marine | Com Building Standards - Marine | 1 | 1 | 0.003 | Guidehouse 2021 Assumption | -719.3197 | 2012 | 0.8
COM-WHOLEBLG-11.10 | Com ¦ Com Title 24 2019 Code - Marine ¦ SCE ¦ Marine | Com ¦ Com Title 24 2019 Code - Marine | SCE ¦ Marine | SCE | All | Electric & Gas | Com - Warehouse ¦ CZ06 | Efficient | 2020 | Conventional | WholeBlg | Com - Warehouse | Com | NEW Only | 0 | 1000 sqft2 of floor space | 1000 sqft | 12 | DEER:HVAC_Duct_Sealing | 2105.6586 | 0.53091 | 43.858 | CBECC 2019 | 5291.4895 | 2013 | 0 | 0 | 2013 | 0 | 0 | CEC 2016 Title 24 Impact Study | Com Building Standards - Marine ¦ SCE ¦ Marine | Com Building Standards - Marine | 1 | 1 | 0.003 | Guidehouse 2021 Assumption | -482.7756 | 2012 | 0.8
COM-WHOLEBLG-11.11 | Com ¦ Com Title 24 2019 Code - Hot-Dry ¦ SCE ¦ Hot-Dry | Com ¦ Com Title 24 2019 Code - Hot-Dry | SCE ¦ Hot-Dry | SCE | All | Electric & Gas | Com - College ¦ CZ08 | Efficient | 2020 | Conventional | WholeBlg | Com - College | Com | NEW Only | 0 | 1000 sqft2 of floor space | 1000 sqft | 12 | DEER:HVAC_Duct_Sealing | 9225.8825 | 2.2285 | 215.6428 | CBECC 2019 | 5467.1137 | 2013 | 0 | 0 | 2013 | 0 | 0 | CEC 2016 Title 24 Impact Study | Com Building Standards - Hot-Dry ¦ SCE ¦ Hot-Dry | Com Building Standards - Hot-Dry | 1 | 1 | 0.003 | Guidehouse 2021 Assumption | -687.1527 | 2012 | 0.8
COM-WHOLEBLG-11.12 | Com ¦ Com Title 24 2019 Code - Hot-Dry ¦ SCE ¦ Hot-Dry | Com ¦ Com Title 24 2019 Code - Hot-Dry | SCE ¦ Hot-Dry | SCE | All | Electric & Gas | Com - Grocery ¦ CZ08 | Efficient | 2020 | Conventional | WholeBlg | Com - Grocery | Com | NEW Only | 0 | 1000 sqft2 of floor space | 1000 sqft | 12 | DEER:HVAC_Duct_Sealing | 16338.3295 | 2.6891 | 171.0133 | CBECC 2019 | 5318.5951 | 2013 | 0 | 0 | 2013 | 0 | 0 | CEC 2016 Title 24 Impact Study | Com Building Standards - Hot-Dry ¦ SCE ¦ Hot-Dry | Com Building Standards - Hot-Dry | 1 | 1 | 0.003 | Guidehouse 2021 Assumption | -939.7407 | 2012 | 0.8
COM-WHOLEBLG-11.13 | Com ¦ Com Title 24 2019 Code - Hot-Dry ¦ SCE ¦ Hot-Dry | Com ¦ Com Title 24 2019 Code - Hot-Dry | SCE ¦ Hot-Dry | SCE | All | Electric & Gas | Com - Health ¦ CZ08 | Efficient | 2020 | Conventional | WholeBlg | Com - Health | Com | NEW Only | 0 | 1000 sqft2 of floor space | 1000 sqft | 12 | DEER:HVAC_Duct_Sealing | 8623.9597 | 1.6722 | 55.0818 | CBECC 2019 | 5880.2795 | 2013 | 0 | 0 | 2013 | 0 | 0 | CEC 2016 Title 24 Impact Study | Com Building Standards - Hot-Dry ¦ SCE ¦ Hot-Dry | Com Building Standards - Hot-Dry | 1 | 1 | 0.003 | Guidehouse 2021 Assumption | -353.9667 | 2012 | 0.8
COM-WHOLEBLG-11.14 | Com ¦ Com Title 24 2019 Code - Hot-Dry ¦ SCE ¦ Hot-Dry | Com ¦ Com Title 24 2019 Code - Hot-Dry | SCE ¦ Hot-Dry | SCE | All | Electric & Gas | Com - Lodging ¦ CZ08 | Efficient | 2020 | Conventional | WholeBlg | Com - Lodging | Com | NEW Only | 0 | 1000 sqft2 of floor space | 1000 sqft | 12 | DEER:HVAC_Duct_Sealing | 4445.34 | 0.81941 | 220.3271 | CBECC 2019 | 5561.4893 | 2013 | 0 | 0 | 2013 | 0 | 0 | CEC 2016 Title 24 Impact Study | Com Building Standards - Hot-Dry ¦ SCE ¦ Hot-Dry | Com Building Standards - Hot-Dry | 1 | 1 | 0.003 | Guidehouse 2021 Assumption | -1884.6644 | 2012 | 0.8
COM-WHOLEBLG-11.15 | Com ¦ Com Title 24 2019 Code - Hot-Dry ¦ SCE ¦ Hot-Dry | Com ¦ Com Title 24 2019 Code - Hot-Dry | SCE ¦ Hot-Dry | SCE | All | Electric & Gas | Com - Office (Large) ¦ CZ08 | Efficient | 2020 | Conventional | WholeBlg | Com - Office (Large) | Com | NEW Only | 0 | 1000 sqft2 of floor space | 1000 sqft | 12 | DEER:HVAC_Duct_Sealing | 8290.3643 | 1.9833 | 31.1848 | CBECC 2019 | 5391.9558 | 2013 | 0 | 0 | 2013 | 0 | 0 | CEC 2016 Title 24 Impact Study | Com Building Standards - Hot-Dry ¦ SCE ¦ Hot-Dry | Com Building Standards - Hot-Dry | 1 | 1 | 0.003 | Guidehouse 2021 Assumption | -372.9023 | 2012 | 0.8
COM-WHOLEBLG-11.16 | Com ¦ Com Title 24 2019 Code - Hot-Dry ¦ SCE ¦ Hot-Dry | Com ¦ Com Title 24 2019 Code - Hot-Dry | SCE ¦ Hot-Dry | SCE | All | Electric & Gas | Com - Office (Small) ¦ CZ08 | Efficient | 2020 | Conventional | WholeBlg | Com - Office (Small) | Com | NEW Only | 0 | 1000 sqft2 of floor space | 1000 sqft | 12 | DEER:HVAC_Duct_Sealing | 11270.8172 | 4.1618 | 9.9936 | CBECC 2019 | 5474.3479 | 2013 | 0 | 0 | 2013 | 0 | 0 | CEC 2016 Title 24 Impact Study | Com Building Standards - Hot-Dry ¦ SCE ¦ Hot-Dry | Com Building Standards - Hot-Dry | 1 | 1 | 0.003 | Guidehouse 2021 Assumption | -475.4868 | 2012 | 0.8
COM-WHOLEBLG-11.17 | Com ¦ Com Title 24 2019 Code - Hot-Dry ¦ SCE ¦ Hot-Dry | Com ¦ Com Title 24 2019 Code - Hot-Dry | SCE ¦ Hot-Dry | SCE | All | Electric & Gas | Com - Restaurant ¦ CZ08 | Efficient | 2020 | Conventional | WholeBlg | Com - Restaurant | Com | NEW Only | 0 | 1000 sqft2 of floor space | 1000 sqft | 12 | DEER:HVAC_Duct_Sealing | 25933.8563 | 4.8135 | 1140.0884 | CBECC 2019 | 5666.0198 | 2013 | 0 | 0 | 2013 | 0 | 0 | CEC 2016 Title 24 Impact Study | Com Building Standards - Hot-Dry ¦ SCE ¦ Hot-Dry | Com Building Standards - Hot-Dry | 1 | 1 | 0.003 | Guidehouse 2021 Assumption | -858.2339 | 2012 | 0.8
COM-WHOLEBLG-11.18 | Com ¦ Com Title 24 2019 Code - Hot-Dry ¦ SCE ¦ Hot-Dry | Com ¦ Com Title 24 2019 Code - Hot-Dry | SCE ¦ Hot-Dry | SCE | All | Electric & Gas | Com - Retail ¦ CZ08 | Efficient | 2020 | Conventional | WholeBlg | Com - Retail | Com | NEW Only | 0 | 1000 sqft2 of floor space | 1000 sqft | 12 | DEER:HVAC_Duct_Sealing | 7515.338 | 1.7548 | 45.4833 | CBECC 2019 | 5278.3075 | 2013 | 0 | 0 | 2013 | 0 | 0 | CEC 2016 Title 24 Impact Study | Com Building Standards - Hot-Dry ¦ SCE ¦ Hot-Dry | Com Building Standards - Hot-Dry | 1 | 1 | 0.003 | Guidehouse 2021 Assumption | -8883.1487 | 2012 | 0.8
COM-WHOLEBLG-11.19 | Com ¦ Com Title 24 2019 Code - Hot-Dry ¦ SCE ¦ Hot-Dry | Com ¦ Com Title 24 2019 Code - Hot-Dry | SCE ¦ Hot-Dry | SCE | All | Electric & Gas | Com - School ¦ CZ08 | Efficient | 2020 | Conventional | WholeBlg | Com - School | Com | NEW Only | 0 | 1000 sqft2 of floor space | 1000 sqft | 12 | DEER:HVAC_Duct_Sealing | 7274.4514 | 3.2961 | 93.4296 | CBECC 2019 | 5480.147 | 2013 | 0 | 0 | 2013 | 0 | 0 | CEC 2016 Title 24 Impact Study | Com Building Standards - Hot-Dry ¦ SCE ¦ Hot-Dry | Com Building Standards - Hot-Dry | 1 | 1 | 0.003 | Guidehouse 2021 Assumption | -749.5356 | 2012 | 0.8
COM-WHOLEBLG-11.20 | Com ¦ Com Title 24 2019 Code - Hot-Dry ¦ SCE ¦ Hot-Dry | Com ¦ Com Title 24 2019 Code - Hot-Dry | SCE ¦ Hot-Dry | SCE | All | Electric & Gas | Com - Warehouse ¦ CZ08 | Efficient | 2020 | Conventional | WholeBlg | Com - Warehouse | Com | NEW Only | 0 | 1000 sqft2 of floor space | 1000 sqft | 12 | DEER:HVAC_Duct_Sealing | 2159.7656 | 0.54065 | 46.0732 | CBECC 2019 | 5291.4895 | 2013 | 0 | 0 | 2013 | 0 | 0 | CEC 2016 Title 24 Impact Study | Com Building Standards - Hot-Dry ¦ SCE ¦ Hot-Dry | Com Building Standards - Hot-Dry | 1 | 1 | 0.003 | Guidehouse 2021 Assumption | -503.351 | 2012 | 0.8
COM-WHOLEBLG-11.21 | Com ¦ Com Title 24 2019 Code - Cold ¦ SCE ¦ Cold | Com ¦ Com Title 24 2019 Code - Cold | SCE ¦ Cold | SCE | All | Electric & Gas | Com - College ¦ CZ16 | Efficient | 2020 | Conventional | WholeBlg | Com - College | Com | NEW Only | 0 | 1000 sqft2 of floor space | 1000 sqft | 12 | DEER:HVAC_Duct_Sealing | 9342.2063 | 2.2567 | 529.7526 | CBECC 2019 | 5467.1137 | 2013 | 0 | 0 | 2013 | 0 | 0 | CEC 2016 Title 24 Impact Study | Com Building Standards - Cold ¦ SCE ¦ Cold | Com Building Standards - Cold | 1 | 1 | 0.003 | Guidehouse 2021 Assumption | -977.7623 | 2012 | 0.8
COM-WHOLEBLG-11.22 | Com ¦ Com Title 24 2019 Code - Cold ¦ SCE ¦ Cold | Com ¦ Com Title 24 2019 Code - Cold | SCE ¦ Cold | SCE | All | Electric & Gas | Com - Grocery ¦ CZ16 | Efficient | 2020 | Conventional | WholeBlg | Com - Grocery | Com | NEW Only | 0 | 1000 sqft2 of floor space | 1000 sqft | 12 | DEER:HVAC_Duct_Sealing | 16510.6845 | 2.7195 | 383.1714 | CBECC 2019 | 5318.5951 | 2013 | 0 | 0 | 2013 | 0 | 0 | CEC 2016 Title 24 Impact Study | Com Building Standards - Cold ¦ SCE ¦ Cold | Com Building Standards - Cold | 1 | 1 | 0.003 | Guidehouse 2021 Assumption | -1528.0086 | 2012 | 0.8
COM-WHOLEBLG-11.23 | Com ¦ Com Title 24 2019 Code - Cold ¦ SCE ¦ Cold | Com ¦ Com Title 24 2019 Code - Cold | SCE ¦ Cold | SCE | All | Electric & Gas | Com - Health ¦ CZ16 | Efficient | 2020 | Conventional | WholeBlg | Com - Health | Com | NEW Only | 0 | 1000 sqft2 of floor space | 1000 sqft | 12 | DEER:HVAC_Duct_Sealing | 8698.4979 | 1.6883 | 112.0794 | CBECC 2019 | 5880.2795 | 2013 | 0 | 0 | 2013 | 0 | 0 | CEC 2016 Title 24 Impact Study | Com Building Standards - Cold ¦ SCE ¦ Cold | Com Building Standards - Cold | 1 | 1 | 0.003 | Guidehouse 2021 Assumption | -540.2187 | 2012 | 0.8
COM-WHOLEBLG-11.24 | Com ¦ Com Title 24 2019 Code - Cold ¦ SCE ¦ Cold | Com ¦ Com Title 24 2019 Code - Cold | SCE ¦ Cold | SCE | All | Electric & Gas | Com - Lodging ¦ CZ16 | Efficient | 2020 | Conventional | WholeBlg | Com - Lodging | Com | NEW Only | 0 | 1000 sqft2 of floor space | 1000 sqft | 12 | DEER:HVAC_Duct_Sealing | 4483.7618 | 0.8272 | 448.3174 | CBECC 2019 | 5561.4893 | 2013 | 0 | 0 | 2013 | 0 | 0 | CEC 2016 Title 24 Impact Study | Com Building Standards - Cold ¦ SCE ¦ Cold | Com Building Standards - Cold | 1 | 1 | 0.003 | Guidehouse 2021 Assumption | -3589.0794 | 2012 | 0.8
COM-WHOLEBLG-11.25 | Com ¦ Com Title 24 2019 Code - Cold ¦ SCE ¦ Cold | Com ¦ Com Title 24 2019 Code - Cold | SCE ¦ Cold | SCE | All | Electric & Gas | Com - Office (Large) ¦ CZ16 | Efficient | 2020 | Conventional | WholeBlg | Com - Office (Large) | Com | NEW Only | 0 | 1000 sqft2 of floor space | 1000 sqft | 12 | DEER:HVAC_Duct_Sealing | 7913.694 | 1.8956 | 164.0934 | CBECC 2019 | 5391.9558 | 2013 | 0 | 0 | 2013 | 0 | 0 | CEC 2016 Title 24 Impact Study | Com Building Standards - Cold ¦ SCE ¦ Cold | Com Building Standards - Cold | 1 | 1 | 0.003 | Guidehouse 2021 Assumption | -1085.0413 | 2012 | 0.8
COM-WHOLEBLG-11.26 | Com ¦ Com Title 24 2019 Code - Cold ¦ SCE ¦ Cold | Com ¦ Com Title 24 2019 Code - Cold | SCE ¦ Cold | SCE | All | Electric & Gas | Com - Office (Small) ¦ CZ16 | Efficient | 2020 | Conventional | WholeBlg | Com - Office (Small) | Com | NEW Only | 0 | 1000 sqft2 of floor space | 1000 sqft | 12 | DEER:HVAC_Duct_Sealing | 11255.5866 | 4.1624 | 157.0954 | CBECC 2019 | 5474.3479 | 2013 | 0 | 0 | 2013 | 0 | 0 | CEC 2016 Title 24 Impact Study | Com Building Standards - Cold ¦ SCE ¦ Cold | Com Building Standards - Cold | 1 | 1 | 0.003 | Guidehouse 2021 Assumption | -700.7498 | 2012 | 0.8
COM-WHOLEBLG-11.27 | Com ¦ Com Title 24 2019 Code - Cold ¦ SCE ¦ Cold | Com ¦ Com Title 24 2019 Code - Cold | SCE ¦ Cold | SCE | All | Electric & Gas | Com - Restaurant ¦ CZ16 | Efficient | 2020 | Conventional | WholeBlg | Com - Restaurant | Com | NEW Only | 0 | 1000 sqft2 of floor space | 1000 sqft | 12 | DEER:HVAC_Duct_Sealing | 26207.4357 | 4.8625 | 2554.476 | CBECC 2019 | 5666.0198 | 2013 | 0 | 0 | 2013 | 0 | 0 | CEC 2016 Title 24 Impact Study | Com Building Standards - Cold ¦ SCE ¦ Cold | Com Building Standards - Cold | 1 | 1 | 0.003 | Guidehouse 2021 Assumption | -1242.9721 | 2012 | 0.8
COM-WHOLEBLG-11.28 | Com ¦ Com Title 24 2019 Code - Cold ¦ SCE ¦ Cold | Com ¦ Com Title 24 2019 Code - Cold | SCE ¦ Cold | SCE | All | Electric & Gas | Com - Retail ¦ CZ16 | Efficient | 2020 | Conventional | WholeBlg | Com - Retail | Com | NEW Only | 0 | 1000 sqft2 of floor space | 1000 sqft | 12 | DEER:HVAC_Duct_Sealing | 7922.2899 | 1.8516 | 275.4306 | CBECC 2019 | 5278.3075 | 2013 | 0 | 0 | 2013 | 0 | 0 | CEC 2016 Title 24 Impact Study | Com Building Standards - Cold ¦ SCE ¦ Cold | Com Building Standards - Cold | 1 | 1 | 0.003 | Guidehouse 2021 Assumption | -49534.3231 | 2012 | 0.8
COM-WHOLEBLG-11.29 | Com ¦ Com Title 24 2019 Code - Cold ¦ SCE ¦ Cold | Com ¦ Com Title 24 2019 Code - Cold | SCE ¦ Cold | SCE | All | Electric & Gas | Com - School ¦ CZ16 | Efficient | 2020 | Conventional | WholeBlg | Com - School | Com | NEW Only | 0 | 1000 sqft2 of floor space | 1000 sqft | 12 | DEER:HVAC_Duct_Sealing | 7517.8903 | 3.4114 | 323.9425 | CBECC 2019 | 5480.147 | 2013 | 0 | 0 | 2013 | 0 | 0 | CEC 2016 Title 24 Impact Study | Com Building Standards - Cold ¦ SCE ¦ Cold | Com Building Standards - Cold | 1 | 1 | 0.003 | Guidehouse 2021 Assumption | -1073.3057 | 2012 | 0.8
COM-WHOLEBLG-11.30 | Com ¦ Com Title 24 2019 Code - Cold ¦ SCE ¦ Cold | Com ¦ Com Title 24 2019 Code - Cold | SCE ¦ Cold | SCE | All | Electric & Gas | Com - Warehouse ¦ CZ16 | Efficient | 2020 | Conventional | WholeBlg | Com - Warehouse | Com | NEW Only | 0 | 1000 sqft2 of floor space | 1000 sqft | 12 | DEER:HVAC_Duct_Sealing | 2590.758 | 0.64618 | 216.9988 | CBECC 2019 | 5291.4895 | 2013 | 0 | 0 | 2013 | 0 | 0 | CEC 2016 Title 24 Impact Study | Com Building Standards - Cold ¦ SCE ¦ Cold | Com Building Standards - Cold | 1 | 1 | 0.003 | Guidehouse 2021 Assumption | -1818.0198 | 2012 | 0.8
COM-WHOLEBLG-11.1 | Com ¦ Com Title 24 2019 Code - Marine ¦ SCG ¦ Marine | Com ¦ Com Title 24 2019 Code - Marine | SCG ¦ Marine | SCG | All | Electric & Gas | Com - College ¦ CZ06 | Efficient | 2020 | Conventional | WholeBlg | Com - College | Com | NEW Only | 0 | 1000 sqft2 of floor space | 1000 sqft | 12 | DEER:HVAC_Duct_Sealing | 8921.4809 | 2.1549 | 212.998 | CBECC 2019 | 5467.1137 | 2013 | 0 | 0 | 2013 | 0 | 0 | CEC 2016 Title 24 Impact Study | Com Building Standards - Marine ¦ SCG ¦ Marine | Com Building Standards - Marine | 1 | 1 | 0.003 | Guidehouse 2021 Assumption | -668.5281 | 2012 | 0.8
COM-WHOLEBLG-11.2 | Com ¦ Com Title 24 2019 Code - Marine ¦ SCG ¦ Marine | Com ¦ Com Title 24 2019 Code - Marine | SCG ¦ Marine | SCG | All | Electric & Gas | Com - Grocery ¦ CZ06 | Efficient | 2020 | Conventional | WholeBlg | Com - Grocery | Com | NEW Only | 0 | 1000 sqft2 of floor space | 1000 sqft | 12 | DEER:HVAC_Duct_Sealing | 15883.0322 | 2.6103 | 169.0106 | 0 | 5318.5951 | 2013 | 0 | 0 | 2013 | 0 | 0 | CEC 2016 Title 24 Impact Study | Com Building Standards - Marine ¦ SCG ¦ Marine | Com Building Standards - Marine | 1 | 1 | 0.003 | Guidehouse 2021 Assumption | -921.1496 | 2012 | 0.8
COM-WHOLEBLG-11.3 | Com ¦ Com Title 24 2019 Code - Marine ¦ SCG ¦ Marine | Com ¦ Com Title 24 2019 Code - Marine | SCG ¦ Marine | SCG | All | Electric & Gas | Com - Health ¦ CZ06 | Efficient | 2020 | Conventional | WholeBlg | Com - Health | Com | NEW Only | 0 | 1000 sqft2 of floor space | 1000 sqft | 12 | DEER:HVAC_Duct_Sealing | 8294.7605 | 1.6054 | 54.9913 | 0 | 5880.2795 | 2013 | 0 | 0 | 2013 | 0 | 0 | CEC 2016 Title 24 Impact Study | Com Building Standards - Marine ¦ SCG ¦ Marine | Com Building Standards - Marine | 1 | 1 | 0.003 | Guidehouse 2021 Assumption | -346.9764 | 2012 | 0.8
COM-WHOLEBLG-11.4 | Com ¦ Com Title 24 2019 Code - Marine ¦ SCG ¦ Marine | Com ¦ Com Title 24 2019 Code - Marine | SCG ¦ Marine | SCG | All | Electric & Gas | Com - Lodging ¦ CZ06 | Efficient | 2020 | Conventional | WholeBlg | Com - Lodging | Com | NEW Only | 0 | 1000 sqft2 of floor space | 1000 sqft | 12 | DEER:HVAC_Duct_Sealing | 4275.6498 | 0.7868 | 219.9652 | 0 | 5561.4893 | 2013 | 0 | 0 | 2013 | 0 | 0 | CEC 2016 Title 24 Impact Study | Com Building Standards - Marine ¦ SCG ¦ Marine | Com Building Standards - Marine | 1 | 1 | 0.003 | Guidehouse 2021 Assumption | -1872.8184 | 2012 | 0.8
COM-WHOLEBLG-11.5 | Com ¦ Com Title 24 2019 Code - Marine ¦ SCG ¦ Marine | Com ¦ Com Title 24 2019 Code - Marine | SCG ¦ Marine | SCG | All | Electric & Gas | Com - Office (Large) ¦ CZ06 | Efficient | 2020 | Conventional | WholeBlg | Com - Office (Large) | Com | NEW Only | 0 | 1000 sqft2 of floor space | 1000 sqft | 12 | DEER:HVAC_Duct_Sealing | 8007.5632 | 1.9107 | 27.2674 | 0 | 5391.9558 | 2013 | 0 | 0 | 2013 | 0 | 0 | CEC 2016 Title 24 Impact Study | Com Building Standards - Marine ¦ SCG ¦ Marine | Com Building Standards - Marine | 1 | 1 | 0.003 | Guidehouse 2021 Assumption | -344.6933 | 2012 | 0.8
COM-WHOLEBLG-11.6 | Com ¦ Com Title 24 2019 Code - Marine ¦ SCG ¦ Marine | Com ¦ Com Title 24 2019 Code - Marine | SCG ¦ Marine | SCG | All | Electric & Gas | Com - Office (Small) ¦ CZ06 | Efficient | 2020 | Conventional | WholeBlg | Com - Office (Small) | Com | NEW Only | 0 | 1000 sqft2 of floor space | 1000 sqft | 12 | DEER:HVAC_Duct_Sealing | 11002.5899 | 4.0505 | 7.491 | 0 | 5474.3479 | 2013 | 0 | 0 | 2013 | 0 | 0 | CEC 2016 Title 24 Impact Study | Com Building Standards - Marine ¦ SCG ¦ Marine | Com Building Standards - Marine | 1 | 1 | 0.003 | Guidehouse 2021 Assumption | -460.6932 | 2012 | 0.8
COM-WHOLEBLG-11.7 | Com ¦ Com Title 24 2019 Code - Marine ¦ SCG ¦ Marine | Com ¦ Com Title 24 2019 Code - Marine | SCG ¦ Marine | SCG | All | Electric & Gas | Com - Restaurant ¦ CZ06 | Efficient | 2020 | Conventional | WholeBlg | Com - Restaurant | Com | NEW Only | 0 | 1000 sqft2 of floor space | 1000 sqft | 12 | DEER:HVAC_Duct_Sealing | 25211.1623 | 4.6827 | 1126.7374 | 0 | 5666.0198 | 2013 | 0 | 0 | 2013 | 0 | 0 | CEC 2016 Title 24 Impact Study | Com Building Standards - Marine ¦ SCG ¦ Marine | Com Building Standards - Marine | 1 | 1 | 0.003 | Guidehouse 2021 Assumption | -839.2521 | 2012 | 0.8
COM-WHOLEBLG-11.8 | Com ¦ Com Title 24 2019 Code - Marine ¦ SCG ¦ Marine | Com ¦ Com Title 24 2019 Code - Marine | SCG ¦ Marine | SCG | All | Electric & Gas | Com - Retail ¦ CZ06 | Efficient | 2020 | Conventional | WholeBlg | Com - Retail | Com | NEW Only | 0 | 1000 sqft2 of floor space | 1000 sqft | 12 | DEER:HVAC_Duct_Sealing | 7461.1511 | 1.7389 | 36.0134 | 0 | 5278.3075 | 2013 | 0 | 0 | 2013 | 0 | 0 | CEC 2016 Title 24 Impact Study | Com Building Standards - Marine ¦ SCG ¦ Marine | Com Building Standards - Marine | 1 | 1 | 0.003 | Guidehouse 2021 Assumption | -7204.7825 | 2012 | 0.8
COM-WHOLEBLG-11.9 | Com ¦ Com Title 24 2019 Code - Marine ¦ SCG ¦ Marine | Com ¦ Com Title 24 2019 Code - Marine | SCG ¦ Marine | SCG | All | Electric & Gas | Com - School ¦ CZ06 | Efficient | 2020 | Conventional | WholeBlg | Com - School | Com | NEW Only | 0 | 1000 sqft2 of floor space | 1000 sqft | 12 | DEER:HVAC_Duct_Sealing | 6958.9189 | 3.1441 | 91.1247 | 0 | 5480.147 | 2013 | 0 | 0 | 2013 | 0 | 0 | CEC 2016 Title 24 Impact Study | Com Building Standards - Marine ¦ SCG ¦ Marine | Com Building Standards - Marine | 1 | 1 | 0.003 | Guidehouse 2021 Assumption | -719.3197 | 2012 | 0.8
COM-WHOLEBLG-11.10 | Com ¦ Com Title 24 2019 Code - Marine ¦ SCG ¦ Marine | Com ¦ Com Title 24 2019 Code - Marine | SCG ¦ Marine | SCG | All | Electric & Gas | Com - Warehouse ¦ CZ06 | Efficient | 2020 | Conventional | WholeBlg | Com - Warehouse | Com | NEW Only | 0 | 1000 sqft2 of floor space | 1000 sqft | 12 | DEER:HVAC_Duct_Sealing | 2105.6586 | 0.53091 | 43.858 | 0 | 5291.4895 | 2013 | 0 | 0 | 2013 | 0 | 0 | CEC 2016 Title 24 Impact Study | Com Building Standards - Marine ¦ SCG ¦ Marine | Com Building Standards - Marine | 1 | 1 | 0.003 | Guidehouse 2021 Assumption | -482.7756 | 2012 | 0.8
COM-WHOLEBLG-11.11 | Com ¦ Com Title 24 2019 Code - Hot-Dry ¦ SCG ¦ Hot-Dry | Com ¦ Com Title 24 2019 Code - Hot-Dry | SCG ¦ Hot-Dry | SCG | All | Electric & Gas | Com - College ¦ CZ08 | Efficient | 2020 | Conventional | WholeBlg | Com - College | Com | NEW Only | 0 | 1000 sqft2 of floor space | 1000 sqft | 12 | DEER:HVAC_Duct_Sealing | 9225.8825 | 2.2285 | 215.6428 | 0 | 5467.1137 | 2013 | 0 | 0 | 2013 | 0 | 0 | CEC 2016 Title 24 Impact Study | Com Building Standards - Hot-Dry ¦ SCG ¦ Hot-Dry | Com Building Standards - Hot-Dry | 1 | 1 | 0.003 | Guidehouse 2021 Assumption | -687.1527 | 2012 | 0.8
COM-WHOLEBLG-11.12 | Com ¦ Com Title 24 2019 Code - Hot-Dry ¦ SCG ¦ Hot-Dry | Com ¦ Com Title 24 2019 Code - Hot-Dry | SCG ¦ Hot-Dry | SCG | All | Electric & Gas | Com - Grocery ¦ CZ08 | Efficient | 2020 | Conventional | WholeBlg | Com - Grocery | Com | NEW Only | 0 | 1000 sqft2 of floor space | 1000 sqft | 12 | DEER:HVAC_Duct_Sealing | 16338.3295 | 2.6891 | 171.0133 | 0 | 5318.5951 | 2013 | 0 | 0 | 2013 | 0 | 0 | CEC 2016 Title 24 Impact Study | Com Building Standards - Hot-Dry ¦ SCG ¦ Hot-Dry | Com Building Standards - Hot-Dry | 1 | 1 | 0.003 | Guidehouse 2021 Assumption | -939.7407 | 2012 | 0.8
COM-WHOLEBLG-11.13 | Com ¦ Com Title 24 2019 Code - Hot-Dry ¦ SCG ¦ Hot-Dry | Com ¦ Com Title 24 2019 Code - Hot-Dry | SCG ¦ Hot-Dry | SCG | All | Electric & Gas | Com - Health ¦ CZ08 | Efficient | 2020 | Conventional | WholeBlg | Com - Health | Com | NEW Only | 0 | 1000 sqft2 of floor space | 1000 sqft | 12 | DEER:HVAC_Duct_Sealing | 8623.9597 | 1.6722 | 55.0818 | 0 | 5880.2795 | 2013 | 0 | 0 | 2013 | 0 | 0 | CEC 2016 Title 24 Impact Study | Com Building Standards - Hot-Dry ¦ SCG ¦ Hot-Dry | Com Building Standards - Hot-Dry | 1 | 1 | 0.003 | Guidehouse 2021 Assumption | -353.9667 | 2012 | 0.8
COM-WHOLEBLG-11.14 | Com ¦ Com Title 24 2019 Code - Hot-Dry ¦ SCG ¦ Hot-Dry | Com ¦ Com Title 24 2019 Code - Hot-Dry | SCG ¦ Hot-Dry | SCG | All | Electric & Gas | Com - Lodging ¦ CZ08 | Efficient | 2020 | Conventional | WholeBlg | Com - Lodging | Com | NEW Only | 0 | 1000 sqft2 of floor space | 1000 sqft | 12 | DEER:HVAC_Duct_Sealing | 4445.34 | 0.81941 | 220.3271 | 0 | 5561.4893 | 2013 | 0 | 0 | 2013 | 0 | 0 | CEC 2016 Title 24 Impact Study | Com Building Standards - Hot-Dry ¦ SCG ¦ Hot-Dry | Com Building Standards - Hot-Dry | 1 | 1 | 0.003 | Guidehouse 2021 Assumption | -1884.6644 | 2012 | 0.8
COM-WHOLEBLG-11.15 | Com ¦ Com Title 24 2019 Code - Hot-Dry ¦ SCG ¦ Hot-Dry | Com ¦ Com Title 24 2019 Code - Hot-Dry | SCG ¦ Hot-Dry | SCG | All | Electric & Gas | Com - Office (Large) ¦ CZ08 | Efficient | 2020 | Conventional | WholeBlg | Com - Office (Large) | Com | NEW Only | 0 | 1000 sqft2 of floor space | 1000 sqft | 12 | DEER:HVAC_Duct_Sealing | 8290.3643 | 1.9833 | 31.1848 | 0 | 5391.9558 | 2013 | 0 | 0 | 2013 | 0 | 0 | CEC 2016 Title 24 Impact Study | Com Building Standards - Hot-Dry ¦ SCG ¦ Hot-Dry | Com Building Standards - Hot-Dry | 1 | 1 | 0.003 | Guidehouse 2021 Assumption | -372.9023 | 2012 | 0.8
COM-WHOLEBLG-11.16 | Com ¦ Com Title 24 2019 Code - Hot-Dry ¦ SCG ¦ Hot-Dry | Com ¦ Com Title 24 2019 Code - Hot-Dry | SCG ¦ Hot-Dry | SCG | All | Electric & Gas | Com - Office (Small) ¦ CZ08 | Efficient | 2020 | Conventional | WholeBlg | Com - Office (Small) | Com | NEW Only | 0 | 1000 sqft2 of floor space | 1000 sqft | 12 | DEER:HVAC_Duct_Sealing | 11270.8172 | 4.1618 | 9.9936 | 0 | 5474.3479 | 2013 | 0 | 0 | 2013 | 0 | 0 | CEC 2016 Title 24 Impact Study | Com Building Standards - Hot-Dry ¦ SCG ¦ Hot-Dry | Com Building Standards - Hot-Dry | 1 | 1 | 0.003 | Guidehouse 2021 Assumption | -475.4868 | 2012 | 0.8
COM-WHOLEBLG-11.17 | Com ¦ Com Title 24 2019 Code - Hot-Dry ¦ SCG ¦ Hot-Dry | Com ¦ Com Title 24 2019 Code - Hot-Dry | SCG ¦ Hot-Dry | SCG | All | Electric & Gas | Com - Restaurant ¦ CZ08 | Efficient | 2020 | Conventional | WholeBlg | Com - Restaurant | Com | NEW Only | 0 | 1000 sqft2 of floor space | 1000 sqft | 12 | DEER:HVAC_Duct_Sealing | 25933.8563 | 4.8135 | 1140.0884 | 0 | 5666.0198 | 2013 | 0 | 0 | 2013 | 0 | 0 | CEC 2016 Title 24 Impact Study | Com Building Standards - Hot-Dry ¦ SCG ¦ Hot-Dry | Com Building Standards - Hot-Dry | 1 | 1 | 0.003 | Guidehouse 2021 Assumption | -858.2339 | 2012 | 0.8
COM-WHOLEBLG-11.18 | Com ¦ Com Title 24 2019 Code - Hot-Dry ¦ SCG ¦ Hot-Dry | Com ¦ Com Title 24 2019 Code - Hot-Dry | SCG ¦ Hot-Dry | SCG | All | Electric & Gas | Com - Retail ¦ CZ08 | Efficient | 2020 | Conventional | WholeBlg | Com - Retail | Com | NEW Only | 0 | 1000 sqft2 of floor space | 1000 sqft | 12 | DEER:HVAC_Duct_Sealing | 7515.338 | 1.7548 | 45.4833 | 0 | 5278.3075 | 2013 | 0 | 0 | 2013 | 0 | 0 | CEC 2016 Title 24 Impact Study | Com Building Standards - Hot-Dry ¦ SCG ¦ Hot-Dry | Com Building Standards - Hot-Dry | 1 | 1 | 0.003 | Guidehouse 2021 Assumption | -8883.1487 | 2012 | 0.8
COM-WHOLEBLG-11.19 | Com ¦ Com Title 24 2019 Code - Hot-Dry ¦ SCG ¦ Hot-Dry | Com ¦ Com Title 24 2019 Code - Hot-Dry | SCG ¦ Hot-Dry | SCG | All | Electric & Gas | Com - School ¦ CZ08 | Efficient | 2020 | Conventional | WholeBlg | Com - School | Com | NEW Only | 0 | 1000 sqft2 of floor space | 1000 sqft | 12 | DEER:HVAC_Duct_Sealing | 7274.4514 | 3.2961 | 93.4296 | 0 | 5480.147 | 2013 | 0 | 0 | 2013 | 0 | 0 | CEC 2016 Title 24 Impact Study | Com Building Standards - Hot-Dry ¦ SCG ¦ Hot-Dry | Com Building Standards - Hot-Dry | 1 | 1 | 0.003 | Guidehouse 2021 Assumption | -749.5356 | 2012 | 0.8
COM-WHOLEBLG-11.20 | Com ¦ Com Title 24 2019 Code - Hot-Dry ¦ SCG ¦ Hot-Dry | Com ¦ Com Title 24 2019 Code - Hot-Dry | SCG ¦ Hot-Dry | SCG | All | Electric & Gas | Com - Warehouse ¦ CZ08 | Efficient | 2020 | Conventional | WholeBlg | Com - Warehouse | Com | NEW Only | 0 | 1000 sqft2 of floor space | 1000 sqft | 12 | DEER:HVAC_Duct_Sealing | 2159.7656 | 0.54065 | 46.0732 | 0 | 5291.4895 | 2013 | 0 | 0 | 2013 | 0 | 0 | CEC 2016 Title 24 Impact Study | Com Building Standards - Hot-Dry ¦ SCG ¦ Hot-Dry | Com Building Standards - Hot-Dry | 1 | 1 | 0.003 | Guidehouse 2021 Assumption | -503.351 | 2012 | 0.8
COM-WHOLEBLG-11.21 | Com ¦ Com Title 24 2019 Code - Cold ¦ SCG ¦ Cold | Com ¦ Com Title 24 2019 Code - Cold | SCG ¦ Cold | SCG | All | Electric & Gas | Com - College ¦ CZ16 | Efficient | 2020 | Conventional | WholeBlg | Com - College | Com | NEW Only | 0 | 1000 sqft2 of floor space | 1000 sqft | 12 | DEER:HVAC_Duct_Sealing | 9342.2063 | 2.2567 | 529.7526 | 0 | 5467.1137 | 2013 | 0 | 0 | 2013 | 0 | 0 | CEC 2016 Title 24 Impact Study | Com Building Standards - Cold ¦ SCG ¦ Cold | Com Building Standards - Cold | 1 | 1 | 0.003 | Guidehouse 2021 Assumption | -977.7623 | 2012 | 0.8
COM-WHOLEBLG-11.22 | Com ¦ Com Title 24 2019 Code - Cold ¦ SCG ¦ Cold | Com ¦ Com Title 24 2019 Code - Cold | SCG ¦ Cold | SCG | All | Electric & Gas | Com - Grocery ¦ CZ16 | Efficient | 2020 | Conventional | WholeBlg | Com - Grocery | Com | NEW Only | 0 | 1000 sqft2 of floor space | 1000 sqft | 12 | DEER:HVAC_Duct_Sealing | 16510.6845 | 2.7195 | 383.1714 | 0 | 5318.5951 | 2013 | 0 | 0 | 2013 | 0 | 0 | CEC 2016 Title 24 Impact Study | Com Building Standards - Cold ¦ SCG ¦ Cold | Com Building Standards - Cold | 1 | 1 | 0.003 | Guidehouse 2021 Assumption | -1528.0086 | 2012 | 0.8
COM-WHOLEBLG-11.23 | Com ¦ Com Title 24 2019 Code - Cold ¦ SCG ¦ Cold | Com ¦ Com Title 24 2019 Code - Cold | SCG ¦ Cold | SCG | All | Electric & Gas | Com - Health ¦ CZ16 | Efficient | 2020 | Conventional | WholeBlg | Com - Health | Com | NEW Only | 0 | 1000 sqft2 of floor space | 1000 sqft | 12 | DEER:HVAC_Duct_Sealing | 8698.4979 | 1.6883 | 112.0794 | 0 | 5880.2795 | 2013 | 0 | 0 | 2013 | 0 | 0 | CEC 2016 Title 24 Impact Study | Com Building Standards - Cold ¦ SCG ¦ Cold | Com Building Standards - Cold | 1 | 1 | 0.003 | Guidehouse 2021 Assumption | -540.2187 | 2012 | 0.8
COM-WHOLEBLG-11.24 | Com ¦ Com Title 24 2019 Code - Cold ¦ SCG ¦ Cold | Com ¦ Com Title 24 2019 Code - Cold | SCG ¦ Cold | SCG | All | Electric & Gas | Com - Lodging ¦ CZ16 | Efficient | 2020 | Conventional | WholeBlg | Com - Lodging | Com | NEW Only | 0 | 1000 sqft2 of floor space | 1000 sqft | 12 | DEER:HVAC_Duct_Sealing | 4483.7618 | 0.8272 | 448.3174 | 0 | 5561.4893 | 2013 | 0 | 0 | 2013 | 0 | 0 | CEC 2016 Title 24 Impact Study | Com Building Standards - Cold ¦ SCG ¦ Cold | Com Building Standards - Cold | 1 | 1 | 0.003 | Guidehouse 2021 Assumption | -3589.0794 | 2012 | 0.8
COM-WHOLEBLG-11.25 | Com ¦ Com Title 24 2019 Code - Cold ¦ SCG ¦ Cold | Com ¦ Com Title 24 2019 Code - Cold | SCG ¦ Cold | SCG | All | Electric & Gas | Com - Office (Large) ¦ CZ16 | Efficient | 2020 | Conventional | WholeBlg | Com - Office (Large) | Com | NEW Only | 0 | 1000 sqft2 of floor space | 1000 sqft | 12 | DEER:HVAC_Duct_Sealing | 7913.694 | 1.8956 | 164.0934 | 0 | 5391.9558 | 2013 | 0 | 0 | 2013 | 0 | 0 | CEC 2016 Title 24 Impact Study | Com Building Standards - Cold ¦ SCG ¦ Cold | Com Building Standards - Cold | 1 | 1 | 0.003 | Guidehouse 2021 Assumption | -1085.0413 | 2012 | 0.8
COM-WHOLEBLG-11.26 | Com ¦ Com Title 24 2019 Code - Cold ¦ SCG ¦ Cold | Com ¦ Com Title 24 2019 Code - Cold | SCG ¦ Cold | SCG | All | Electric & Gas | Com - Office (Small) ¦ CZ16 | Efficient | 2020 | Conventional | WholeBlg | Com - Office (Small) | Com | NEW Only | 0 | 1000 sqft2 of floor space | 1000 sqft | 12 | DEER:HVAC_Duct_Sealing | 11255.5866 | 4.1624 | 157.0954 | 0 | 5474.3479 | 2013 | 0 | 0 | 2013 | 0 | 0 | CEC 2016 Title 24 Impact Study | Com Building Standards - Cold ¦ SCG ¦ Cold | Com Building Standards - Cold | 1 | 1 | 0.003 | Guidehouse 2021 Assumption | -700.7498 | 2012 | 0.8
COM-WHOLEBLG-11.27 | Com ¦ Com Title 24 2019 Code - Cold ¦ SCG ¦ Cold | Com ¦ Com Title 24 2019 Code - Cold | SCG ¦ Cold | SCG | All | Electric & Gas | Com - Restaurant ¦ CZ16 | Efficient | 2020 | Conventional | WholeBlg | Com - Restaurant | Com | NEW Only | 0 | 1000 sqft2 of floor space | 1000 sqft | 12 | DEER:HVAC_Duct_Sealing | 26207.4357 | 4.8625 | 2554.476 | 0 | 5666.0198 | 2013 | 0 | 0 | 2013 | 0 | 0 | CEC 2016 Title 24 Impact Study | Com Building Standards - Cold ¦ SCG ¦ Cold | Com Building Standards - Cold | 1 | 1 | 0.003 | Guidehouse 2021 Assumption | -1242.9721 | 2012 | 0.8
COM-WHOLEBLG-11.28 | Com ¦ Com Title 24 2019 Code - Cold ¦ SCG ¦ Cold | Com ¦ Com Title 24 2019 Code - Cold | SCG ¦ Cold | SCG | All | Electric & Gas | Com - Retail ¦ CZ16 | Efficient | 2020 | Conventional | WholeBlg | Com - Retail | Com | NEW Only | 0 | 1000 sqft2 of floor space | 1000 sqft | 12 | DEER:HVAC_Duct_Sealing | 7922.2899 | 1.8516 | 275.4306 | 0 | 5278.3075 | 2013 | 0 | 0 | 2013 | 0 | 0 | CEC 2016 Title 24 Impact Study | Com Building Standards - Cold ¦ SCG ¦ Cold | Com Building Standards - Cold | 1 | 1 | 0.003 | Guidehouse 2021 Assumption | -49534.3231 | 2012 | 0.8
COM-WHOLEBLG-11.29 | Com ¦ Com Title 24 2019 Code - Cold ¦ SCG ¦ Cold | Com ¦ Com Title 24 2019 Code - Cold | SCG ¦ Cold | SCG | All | Electric & Gas | Com - School ¦ CZ16 | Efficient | 2020 | Conventional | WholeBlg | Com - School | Com | NEW Only | 0 | 1000 sqft2 of floor space | 1000 sqft | 12 | DEER:HVAC_Duct_Sealing | 7517.8903 | 3.4114 | 323.9425 | 0 | 5480.147 | 2013 | 0 | 0 | 2013 | 0 | 0 | CEC 2016 Title 24 Impact Study | Com Building Standards - Cold ¦ SCG ¦ Cold | Com Building Standards - Cold | 1 | 1 | 0.003 | Guidehouse 2021 Assumption | -1073.3057 | 2012 | 0.8
COM-WHOLEBLG-11.30 | Com ¦ Com Title 24 2019 Code - Cold ¦ SCG ¦ Cold | Com ¦ Com Title 24 2019 Code - Cold | SCG ¦ Cold | SCG | All | Electric & Gas | Com - Warehouse ¦ CZ16 | Efficient | 2020 | Conventional | WholeBlg | Com - Warehouse | Com | NEW Only | 0 | 1000 sqft2 of floor space | 1000 sqft | 12 | DEER:HVAC_Duct_Sealing | 2590.758 | 0.64618 | 216.9988 | 0 | 5291.4895 | 2013 | 0 | 0 | 2013 | 0 | 0 | CEC 2016 Title 24 Impact Study | Com Building Standards - Cold ¦ SCG ¦ Cold | Com Building Standards - Cold | 1 | 1 | 0.003 | Guidehouse 2021 Assumption | -1818.0198 | 2012 | 0.8
COM-WHOLEBLG-11.1 | Com ¦ Com Title 24 2019 Code - Marine ¦ SDG&E ¦ Marine | Com ¦ Com Title 24 2019 Code - Marine | SDG&E ¦ Marine | SDG&E | All | Electric & Gas | Com - College ¦ CZ06 | Efficient | 2020 | Conventional | WholeBlg | Com - College | Com | NEW Only | 0 | 1000 sqft2 of floor space | 1000 sqft | 12 | DEER:HVAC_Duct_Sealing | 8921.4809 | 2.1549 | 212.998 | CBECC 2019 | 5467.1137 | 2013 | 0 | 0 | 2013 | 0 | 0 | CEC 2016 Title 24 Impact Study | Com Building Standards - Marine ¦ SDG&E ¦ Marine | Com Building Standards - Marine | 1 | 1 | 0.003 | Guidehouse 2021 Assumption | -668.5281 | 2012 | 0.8
COM-WHOLEBLG-11.2 | Com ¦ Com Title 24 2019 Code - Marine ¦ SDG&E ¦ Marine | Com ¦ Com Title 24 2019 Code - Marine | SDG&E ¦ Marine | SDG&E | All | Electric & Gas | Com - Grocery ¦ CZ06 | Efficient | 2020 | Conventional | WholeBlg | Com - Grocery | Com | NEW Only | 0 | 1000 sqft2 of floor space | 1000 sqft | 12 | DEER:HVAC_Duct_Sealing | 15883.0322 | 2.6103 | 169.0106 | 0 | 5318.5951 | 2013 | 0 | 0 | 2013 | 0 | 0 | CEC 2016 Title 24 Impact Study | Com Building Standards - Marine ¦ SDG&E ¦ Marine | Com Building Standards - Marine | 1 | 1 | 0.003 | Guidehouse 2021 Assumption | -921.1496 | 2012 | 0.8
COM-WHOLEBLG-11.3 | Com ¦ Com Title 24 2019 Code - Marine ¦ SDG&E ¦ Marine | Com ¦ Com Title 24 2019 Code - Marine | SDG&E ¦ Marine | SDG&E | All | Electric & Gas | Com - Health ¦ CZ06 | Efficient | 2020 | Conventional | WholeBlg | Com - Health | Com | NEW Only | 0 | 1000 sqft2 of floor space | 1000 sqft | 12 | DEER:HVAC_Duct_Sealing | 8294.7605 | 1.6054 | 54.9913 | 0 | 5880.2795 | 2013 | 0 | 0 | 2013 | 0 | 0 | CEC 2016 Title 24 Impact Study | Com Building Standards - Marine ¦ SDG&E ¦ Marine | Com Building Standards - Marine | 1 | 1 | 0.003 | Guidehouse 2021 Assumption | -346.9764 | 2012 | 0.8
COM-WHOLEBLG-11.4 | Com ¦ Com Title 24 2019 Code - Marine ¦ SDG&E ¦ Marine | Com ¦ Com Title 24 2019 Code - Marine | SDG&E ¦ Marine | SDG&E | All | Electric & Gas | Com - Lodging ¦ CZ06 | Efficient | 2020 | Conventional | WholeBlg | Com - Lodging | Com | NEW Only | 0 | 1000 sqft2 of floor space | 1000 sqft | 12 | DEER:HVAC_Duct_Sealing | 4275.6498 | 0.7868 | 219.9652 | 0 | 5561.4893 | 2013 | 0 | 0 | 2013 | 0 | 0 | CEC 2016 Title 24 Impact Study | Com Building Standards - Marine ¦ SDG&E ¦ Marine | Com Building Standards - Marine | 1 | 1 | 0.003 | Guidehouse 2021 Assumption | -1872.8184 | 2012 | 0.8
COM-WHOLEBLG-11.5 | Com ¦ Com Title 24 2019 Code - Marine ¦ SDG&E ¦ Marine | Com ¦ Com Title 24 2019 Code - Marine | SDG&E ¦ Marine | SDG&E | All | Electric & Gas | Com - Office (Large) ¦ CZ06 | Efficient | 2020 | Conventional | WholeBlg | Com - Office (Large) | Com | NEW Only | 0 | 1000 sqft2 of floor space | 1000 sqft | 12 | DEER:HVAC_Duct_Sealing | 8007.5632 | 1.9107 | 27.2674 | 0 | 5391.9558 | 2013 | 0 | 0 | 2013 | 0 | 0 | CEC 2016 Title 24 Impact Study | Com Building Standards - Marine ¦ SDG&E ¦ Marine | Com Building Standards - Marine | 1 | 1 | 0.003 | Guidehouse 2021 Assumption | -344.6933 | 2012 | 0.8
COM-WHOLEBLG-11.6 | Com ¦ Com Title 24 2019 Code - Marine ¦ SDG&E ¦ Marine | Com ¦ Com Title 24 2019 Code - Marine | SDG&E ¦ Marine | SDG&E | All | Electric & Gas | Com - Office (Small) ¦ CZ06 | Efficient | 2020 | Conventional | WholeBlg | Com - Office (Small) | Com | NEW Only | 0 | 1000 sqft2 of floor space | 1000 sqft | 12 | DEER:HVAC_Duct_Sealing | 11002.5899 | 4.0505 | 7.491 | 0 | 5474.3479 | 2013 | 0 | 0 | 2013 | 0 | 0 | CEC 2016 Title 24 Impact Study | Com Building Standards - Marine ¦ SDG&E ¦ Marine | Com Building Standards - Marine | 1 | 1 | 0.003 | Guidehouse 2021 Assumption | -460.6932 | 2012 | 0.8
COM-WHOLEBLG-11.7 | Com ¦ Com Title 24 2019 Code - Marine ¦ SDG&E ¦ Marine | Com ¦ Com Title 24 2019 Code - Marine | SDG&E ¦ Marine | SDG&E | All | Electric & Gas | Com - Restaurant ¦ CZ06 | Efficient | 2020 | Conventional | WholeBlg | Com - Restaurant | Com | NEW Only | 0 | 1000 sqft2 of floor space | 1000 sqft | 12 | DEER:HVAC_Duct_Sealing | 25211.1623 | 4.6827 | 1126.7374 | 0 | 5666.0198 | 2013 | 0 | 0 | 2013 | 0 | 0 | CEC 2016 Title 24 Impact Study | Com Building Standards - Marine ¦ SDG&E ¦ Marine | Com Building Standards - Marine | 1 | 1 | 0.003 | Guidehouse 2021 Assumption | -839.2521 | 2012 | 0.8
COM-WHOLEBLG-11.8 | Com ¦ Com Title 24 2019 Code - Marine ¦ SDG&E ¦ Marine | Com ¦ Com Title 24 2019 Code - Marine | SDG&E ¦ Marine | SDG&E | All | Electric & Gas | Com - Retail ¦ CZ06 | Efficient | 2020 | Conventional | WholeBlg | Com - Retail | Com | NEW Only | 0 | 1000 sqft2 of floor space | 1000 sqft | 12 | DEER:HVAC_Duct_Sealing | 7461.1511 | 1.7389 | 36.0134 | 0 | 5278.3075 | 2013 | 0 | 0 | 2013 | 0 | 0 | CEC 2016 Title 24 Impact Study | Com Building Standards - Marine ¦ SDG&E ¦ Marine | Com Building Standards - Marine | 1 | 1 | 0.003 | Guidehouse 2021 Assumption | -7204.7825 | 2012 | 0.8
COM-WHOLEBLG-11.9 | Com ¦ Com Title 24 2019 Code - Marine ¦ SDG&E ¦ Marine | Com ¦ Com Title 24 2019 Code - Marine | SDG&E ¦ Marine | SDG&E | All | Electric & Gas | Com - School ¦ CZ06 | Efficient | 2020 | Conventional | WholeBlg | Com - School | Com | NEW Only | 0 | 1000 sqft2 of floor space | 1000 sqft | 12 | DEER:HVAC_Duct_Sealing | 6958.9189 | 3.1441 | 91.1247 | 0 | 5480.147 | 2013 | 0 | 0 | 2013 | 0 | 0 | CEC 2016 Title 24 Impact Study | Com Building Standards - Marine ¦ SDG&E ¦ Marine | Com Building Standards - Marine | 1 | 1 | 0.003 | Guidehouse 2021 Assumption | -719.3197 | 2012 | 0.8
COM-WHOLEBLG-11.10 | Com ¦ Com Title 24 2019 Code - Marine ¦ SDG&E ¦ Marine | Com ¦ Com Title 24 2019 Code - Marine | SDG&E ¦ Marine | SDG&E | All | Electric & Gas | Com - Warehouse ¦ CZ06 | Efficient | 2020 | Conventional | WholeBlg | Com - Warehouse | Com | NEW Only | 0 | 1000 sqft2 of floor space | 1000 sqft | 12 | DEER:HVAC_Duct_Sealing | 2105.6586 | 0.53091 | 43.858 | 0 | 5291.4895 | 2013 | 0 | 0 | 2013 | 0 | 0 | CEC 2016 Title 24 Impact Study | Com Building Standards - Marine ¦ SDG&E ¦ Marine | Com Building Standards - Marine | 1 | 1 | 0.003 | Guidehouse 2021 Assumption | -482.7756 | 2012 | 0.8
COM-WHOLEBLG-11.11 | Com ¦ Com Title 24 2019 Code - Hot-Dry ¦ SDG&E ¦ Hot-Dry | Com ¦ Com Title 24 2019 Code - Hot-Dry | SDG&E ¦ Hot-Dry | SDG&E | All | Electric & Gas | Com - College ¦ CZ07 | Efficient | 2020 | Conventional | WholeBlg | Com - College | Com | NEW Only | 0 | 1000 sqft2 of floor space | 1000 sqft | 12 | DEER:HVAC_Duct_Sealing | 9013.4242 | 2.1737 | 197.1106 | 0 | 5467.1137 | 2013 | 0 | 0 | 2013 | 0 | 0 | CEC 2016 Title 24 Impact Study | Com Building Standards - Hot-Dry ¦ SDG&E ¦ Hot-Dry | Com Building Standards - Hot-Dry | 1 | 1 | 0.003 | Guidehouse 2021 Assumption | -659.0452 | 2012 | 0.8
COM-WHOLEBLG-11.12 | Com ¦ Com Title 24 2019 Code - Hot-Dry ¦ SDG&E ¦ Hot-Dry | Com ¦ Com Title 24 2019 Code - Hot-Dry | SDG&E ¦ Hot-Dry | SDG&E | All | Electric & Gas | Com - Grocery ¦ CZ07 | Efficient | 2020 | Conventional | WholeBlg | Com - Grocery | Com | NEW Only | 0 | 1000 sqft2 of floor space | 1000 sqft | 12 | DEER:HVAC_Duct_Sealing | 15916.1077 | 2.4906 | 155.2205 | 0 | 5318.5951 | 2013 | 0 | 0 | 2013 | 0 | 0 | CEC 2016 Title 24 Impact Study | Com Building Standards - Hot-Dry ¦ SDG&E ¦ Hot-Dry | Com Building Standards - Hot-Dry | 1 | 1 | 0.003 | Guidehouse 2021 Assumption | -884.1851 | 2012 | 0.8
COM-WHOLEBLG-11.13 | Com ¦ Com Title 24 2019 Code - Hot-Dry ¦ SDG&E ¦ Hot-Dry | Com ¦ Com Title 24 2019 Code - Hot-Dry | SDG&E ¦ Hot-Dry | SDG&E | All | Electric & Gas | Com - Health ¦ CZ07 | Efficient | 2020 | Conventional | WholeBlg | Com - Health | Com | NEW Only | 0 | 1000 sqft2 of floor space | 1000 sqft | 12 | DEER:HVAC_Duct_Sealing | 8404.5392 | 1.5281 | 52.5788 | 0 | 5880.2795 | 2013 | 0 | 0 | 2013 | 0 | 0 | CEC 2016 Title 24 Impact Study | Com Building Standards - Hot-Dry ¦ SDG&E ¦ Hot-Dry | Com Building Standards - Hot-Dry | 1 | 1 | 0.003 | Guidehouse 2021 Assumption | -341.3906 | 2012 | 0.8
COM-WHOLEBLG-11.14 | Com ¦ Com Title 24 2019 Code - Hot-Dry ¦ SDG&E ¦ Hot-Dry | Com ¦ Com Title 24 2019 Code - Hot-Dry | SDG&E ¦ Hot-Dry | SDG&E | All | Electric & Gas | Com - Lodging ¦ CZ07 | Efficient | 2020 | Conventional | WholeBlg | Com - Lodging | Com | NEW Only | 0 | 1000 sqft2 of floor space | 1000 sqft | 12 | DEER:HVAC_Duct_Sealing | 4332.2367 | 0.75343 | 210.3154 | 0 | 5561.4893 | 2013 | 0 | 0 | 2013 | 0 | 0 | CEC 2016 Title 24 Impact Study | Com Building Standards - Hot-Dry ¦ SDG&E ¦ Hot-Dry | Com Building Standards - Hot-Dry | 1 | 1 | 0.003 | Guidehouse 2021 Assumption | -1803.8146 | 2012 | 0.8
COM-WHOLEBLG-11.15 | Com ¦ Com Title 24 2019 Code - Hot-Dry ¦ SDG&E ¦ Hot-Dry | Com ¦ Com Title 24 2019 Code - Hot-Dry | SDG&E ¦ Hot-Dry | SDG&E | All | Electric & Gas | Com - Office (Large) ¦ CZ07 | Efficient | 2020 | Conventional | WholeBlg | Com - Office (Large) | Com | NEW Only | 0 | 1000 sqft2 of floor space | 1000 sqft | 12 | DEER:HVAC_Duct_Sealing | 8127.184 | 1.7793 | 20.4349 | 0 | 5391.9558 | 2013 | 0 | 0 | 2013 | 0 | 0 | CEC 2016 Title 24 Impact Study | Com Building Standards - Hot-Dry ¦ SDG&E ¦ Hot-Dry | Com Building Standards - Hot-Dry | 1 | 1 | 0.003 | Guidehouse 2021 Assumption | -310.5469 | 2012 | 0.8
COM-WHOLEBLG-11.16 | Com ¦ Com Title 24 2019 Code - Hot-Dry ¦ SDG&E ¦ Hot-Dry | Com ¦ Com Title 24 2019 Code - Hot-Dry | SDG&E ¦ Hot-Dry | SDG&E | All | Electric & Gas | Com - Office (Small) ¦ CZ07 | Efficient | 2020 | Conventional | WholeBlg | Com - Office (Small) | Com | NEW Only | 0 | 1000 sqft2 of floor space | 1000 sqft | 12 | DEER:HVAC_Duct_Sealing | 11188.0844 | 3.7171 | 4.1034 | 0 | 5474.3479 | 2013 | 0 | 0 | 2013 | 0 | 0 | CEC 2016 Title 24 Impact Study | Com Building Standards - Hot-Dry ¦ SDG&E ¦ Hot-Dry | Com Building Standards - Hot-Dry | 1 | 1 | 0.003 | Guidehouse 2021 Assumption | -463.0644 | 2012 | 0.8
COM-WHOLEBLG-11.17 | Com ¦ Com Title 24 2019 Code - Hot-Dry ¦ SDG&E ¦ Hot-Dry | Com ¦ Com Title 24 2019 Code - Hot-Dry | SDG&E ¦ Hot-Dry | SDG&E | All | Electric & Gas | Com - Restaurant ¦ CZ07 | Efficient | 2020 | Conventional | WholeBlg | Com - Restaurant | Com | NEW Only | 0 | 1000 sqft2 of floor space | 1000 sqft | 12 | DEER:HVAC_Duct_Sealing | 25263.663 | 4.8008 | 1034.8032 | 0 | 5666.0198 | 2013 | 0 | 0 | 2013 | 0 | 0 | CEC 2016 Title 24 Impact Study | Com Building Standards - Hot-Dry ¦ SDG&E ¦ Hot-Dry | Com Building Standards - Hot-Dry | 1 | 1 | 0.003 | Guidehouse 2021 Assumption | -815.7426 | 2012 | 0.8
COM-WHOLEBLG-11.18 | Com ¦ Com Title 24 2019 Code - Hot-Dry ¦ SDG&E ¦ Hot-Dry | Com ¦ Com Title 24 2019 Code - Hot-Dry | SDG&E ¦ Hot-Dry | SDG&E | All | Electric & Gas | Com - Retail ¦ CZ07 | Efficient | 2020 | Conventional | WholeBlg | Com - Retail | Com | NEW Only | 0 | 1000 sqft2 of floor space | 1000 sqft | 12 | DEER:HVAC_Duct_Sealing | 7275.0996 | 1.5922 | 31.1161 | 0 | 5278.3075 | 2013 | 0 | 0 | 2013 | 0 | 0 | CEC 2016 Title 24 Impact Study | Com Building Standards - Hot-Dry ¦ SDG&E ¦ Hot-Dry | Com Building Standards - Hot-Dry | 1 | 1 | 0.003 | Guidehouse 2021 Assumption | -6318.9154 | 2012 | 0.8
COM-WHOLEBLG-11.19 | Com ¦ Com Title 24 2019 Code - Hot-Dry ¦ SDG&E ¦ Hot-Dry | Com ¦ Com Title 24 2019 Code - Hot-Dry | SDG&E ¦ Hot-Dry | SDG&E | All | Electric & Gas | Com - School ¦ CZ07 | Efficient | 2020 | Conventional | WholeBlg | Com - School | Com | NEW Only | 0 | 1000 sqft2 of floor space | 1000 sqft | 12 | DEER:HVAC_Duct_Sealing | 7031.0535 | 2.8797 | 81.5236 | 0 | 5480.147 | 2013 | 0 | 0 | 2013 | 0 | 0 | CEC 2016 Title 24 Impact Study | Com Building Standards - Hot-Dry ¦ SDG&E ¦ Hot-Dry | Com Building Standards - Hot-Dry | 1 | 1 | 0.003 | Guidehouse 2021 Assumption | -712.9235 | 2012 | 0.8
COM-WHOLEBLG-11.20 | Com ¦ Com Title 24 2019 Code - Hot-Dry ¦ SDG&E ¦ Hot-Dry | Com ¦ Com Title 24 2019 Code - Hot-Dry | SDG&E ¦ Hot-Dry | SDG&E | All | Electric & Gas | Com - Warehouse ¦ CZ07 | Efficient | 2020 | Conventional | WholeBlg | Com - Warehouse | Com | NEW Only | 0 | 1000 sqft2 of floor space | 1000 sqft | 12 | DEER:HVAC_Duct_Sealing | 2120.4919 | 0.65857 | 34.0565 | 0 | 5291.4895 | 2013 | 0 | 0 | 2013 | 0 | 0 | CEC 2016 Title 24 Impact Study | Com Building Standards - Hot-Dry ¦ SDG&E ¦ Hot-Dry | Com Building Standards - Hot-Dry | 1 | 1 | 0.003 | Guidehouse 2021 Assumption | -410.2706 | 2012 | 0.8
COM-WHOLEBLG-12.1 | Com ¦ Com ZNE - Marine ¦ PG&E ¦ Marine | Com ¦ Com ZNE - Marine | PG&E ¦ Marine | PG&E | All | Electric & Gas | Com - College ¦ CZ03 | Efficient | 0 | Emerging | WholeBlg | Com - College | Com | NEW Only | 0 | 1000 sqft2 of floor space | 1000 sqft | 12 | DEER:HVAC_Duct_Sealing | 6188.6662 | 1.6458 | 198.1225 | CBECC 2019 Guidehouse 2016 Assumptions | 8209.82 | 2013 | 0 | 0 | 2013 | 0 | 0 | CBECC 2019 and 2016 Guidehouse Assumptions | Com Building Standards - Marine ¦ PG&E ¦ Marine | Com Building Standards - Marine | 1 | 1 | 0.001 | Guidehouse 2021 Assumption | -509.3523 | 2012 | 0.8
COM-WHOLEBLG-12.2 | Com ¦ Com ZNE - Marine ¦ PG&E ¦ Marine | Com ¦ Com ZNE - Marine | PG&E ¦ Marine | PG&E | All | Electric & Gas | Com - Grocery ¦ CZ03 | Efficient | 0 | Emerging | WholeBlg | Com - Grocery | Com | NEW Only | 0 | 1000 sqft2 of floor space | 1000 sqft | 12 | DEER:HVAC_Duct_Sealing | 11284.6709 | 2.2888 | 165.2044 | 0 | 6468.4041 | 2013 | 0 | 0 | 2013 | 0 | 0 | CBECC 2019 and 2016 Guidehouse Assumptions | Com Building Standards - Marine ¦ PG&E ¦ Marine | Com Building Standards - Marine | 1 | 1 | 0.001 | Guidehouse 2021 Assumption | -778.5313 | 2012 | 0.8
COM-WHOLEBLG-12.3 | Com ¦ Com ZNE - Marine ¦ PG&E ¦ Marine | Com ¦ Com ZNE - Marine | PG&E ¦ Marine | PG&E | All | Electric & Gas | Com - Health ¦ CZ03 | Efficient | 0 | Emerging | WholeBlg | Com - Health | Com | NEW Only | 0 | 1000 sqft2 of floor space | 1000 sqft | 12 | DEER:HVAC_Duct_Sealing | 6135.2295 | 1.1982 | 47.0259 | 0 | 9164.7366 | 2013 | 0 | 0 | 2013 | 0 | 0 | CBECC 2019 and 2016 Guidehouse Assumptions | Com Building Standards - Marine ¦ PG&E ¦ Marine | Com Building Standards - Marine | 1 | 1 | 0.001 | Guidehouse 2021 Assumption | -277.2274 | 2012 | 0.8
COM-WHOLEBLG-12.4 | Com ¦ Com ZNE - Marine ¦ PG&E ¦ Marine | Com ¦ Com ZNE - Marine | PG&E ¦ Marine | PG&E | All | Electric & Gas | Com - Lodging ¦ CZ03 | Efficient | 0 | Emerging | WholeBlg | Com - Lodging | Com | NEW Only | 0 | 1000 sqft2 of floor space | 1000 sqft | 12 | DEER:HVAC_Duct_Sealing | 3162.4894 | 0.62349 | 188.1035 | 0 | 9016.1445 | 2013 | 0 | 0 | 2013 | 0 | 0 | CBECC 2019 and 2016 Guidehouse Assumptions | Com Building Standards - Marine ¦ PG&E ¦ Marine | Com Building Standards - Marine | 1 | 1 | 0.001 | Guidehouse 2021 Assumption | -1574.9319 | 2012 | 0.8
COM-WHOLEBLG-12.5 | Com ¦ Com ZNE - Marine ¦ PG&E ¦ Marine | Com ¦ Com ZNE - Marine | PG&E ¦ Marine | PG&E | All | Electric & Gas | Com - Office (Large) ¦ CZ03 | Efficient | 0 | Emerging | WholeBlg | Com - Office (Large) | Com | NEW Only | 0 | 1000 sqft2 of floor space | 1000 sqft | 12 | DEER:HVAC_Duct_Sealing | 4721.1262 | 1.1299 | 36.1335 | 0 | 8088.4662 | 2013 | 0 | 0 | 2013 | 0 | 0 | CBECC 2019 and 2016 Guidehouse Assumptions | Com Building Standards - Marine ¦ PG&E ¦ Marine | Com Building Standards - Marine | 1 | 1 | 0.001 | Guidehouse 2021 Assumption | -312.0897 | 2012 | 0.8
COM-WHOLEBLG-12.6 | Com ¦ Com ZNE - Marine ¦ PG&E ¦ Marine | Com ¦ Com ZNE - Marine | PG&E ¦ Marine | PG&E | All | Electric & Gas | Com - Office (Small) ¦ CZ03 | Efficient | 0 | Emerging | WholeBlg | Com - Office (Small) | Com | NEW Only | 0 | 1000 sqft2 of floor space | 1000 sqft | 12 | DEER:HVAC_Duct_Sealing | 6773.1393 | 2.3708 | 17.9755 | 0 | 9390.2103 | 2013 | 0 | 0 | 2013 | 0 | 0 | CBECC 2019 and 2016 Guidehouse Assumptions | Com Building Standards - Marine ¦ PG&E ¦ Marine | Com Building Standards - Marine | 1 | 1 | 0.001 | Guidehouse 2021 Assumption | -304.1219 | 2012 | 0.8
COM-WHOLEBLG-12.7 | Com ¦ Com ZNE - Marine ¦ PG&E ¦ Marine | Com ¦ Com ZNE - Marine | PG&E ¦ Marine | PG&E | All | Electric & Gas | Com - Restaurant ¦ CZ03 | Efficient | 0 | Emerging | WholeBlg | Com - Restaurant | Com | NEW Only | 0 | 1000 sqft2 of floor space | 1000 sqft | 12 | DEER:HVAC_Duct_Sealing | 17912.1761 | 3.8241 | 1101.3627 | 0 | 11173.1656 | 2013 | 0 | 0 | 2013 | 0 | 0 | CBECC 2019 and 2016 Guidehouse Assumptions | Com Building Standards - Marine ¦ PG&E ¦ Marine | Com Building Standards - Marine | 1 | 1 | 0.001 | Guidehouse 2021 Assumption | -676.8679 | 2012 | 0.8
COM-WHOLEBLG-12.8 | Com ¦ Com ZNE - Marine ¦ PG&E ¦ Marine | Com ¦ Com ZNE - Marine | PG&E ¦ Marine | PG&E | All | Electric & Gas | Com - Retail ¦ CZ03 | Efficient | 0 | Emerging | WholeBlg | Com - Retail | Com | NEW Only | 0 | 1000 sqft2 of floor space | 1000 sqft | 12 | DEER:HVAC_Duct_Sealing | 4554.8347 | 1.1763 | 40.756 | 0 | 6032.1532 | 2013 | 0 | 0 | 2013 | 0 | 0 | CBECC 2019 and 2016 Guidehouse Assumptions | Com Building Standards - Marine ¦ PG&E ¦ Marine | Com Building Standards - Marine | 1 | 1 | 0.001 | Guidehouse 2021 Assumption | -7712.9531 | 2012 | 0.8
COM-WHOLEBLG-12.9 | Com ¦ Com ZNE - Marine ¦ PG&E ¦ Marine | Com ¦ Com ZNE - Marine | PG&E ¦ Marine | PG&E | All | Electric & Gas | Com - School ¦ CZ03 | Efficient | 0 | Emerging | WholeBlg | Com - School | Com | NEW Only | 0 | 1000 sqft2 of floor space | 1000 sqft | 12 | DEER:HVAC_Duct_Sealing | 4837.1239 | 2.0674 | 92.2845 | 0 | 8466.3135 | 2013 | 0 | 0 | 2013 | 0 | 0 | CBECC 2019 and 2016 Guidehouse Assumptions | Com Building Standards - Marine ¦ PG&E ¦ Marine | Com Building Standards - Marine | 1 | 1 | 0.001 | Guidehouse 2021 Assumption | -538.0169 | 2012 | 0.8
COM-WHOLEBLG-12.10 | Com ¦ Com ZNE - Marine ¦ PG&E ¦ Marine | Com ¦ Com ZNE - Marine | PG&E ¦ Marine | PG&E | All | Electric & Gas | Com - Warehouse ¦ CZ03 | Efficient | 0 | Emerging | WholeBlg | Com - Warehouse | Com | NEW Only | 0 | 1000 sqft2 of floor space | 1000 sqft | 12 | DEER:HVAC_Duct_Sealing | 1467.5287 | 0.37607 | 60.8643 | 0 | 6126.5434 | 2013 | 0 | 0 | 2013 | 0 | 0 | CBECC 2019 and 2016 Guidehouse Assumptions | Com Building Standards - Marine ¦ PG&E ¦ Marine | Com Building Standards - Marine | 1 | 1 | 0.001 | Guidehouse 2021 Assumption | -563.9322 | 2012 | 0.8
COM-WHOLEBLG-12.11 | Com ¦ Com ZNE - Hot-Dry ¦ PG&E ¦ Hot-Dry | Com ¦ Com ZNE - Hot-Dry | PG&E ¦ Hot-Dry | PG&E | All | Electric & Gas | Com - College ¦ CZ12 | Efficient | 0 | Emerging | WholeBlg | Com - College | Com | NEW Only | 0 | 1000 sqft2 of floor space | 1000 sqft | 12 | DEER:HVAC_Duct_Sealing | 7134.0178 | 1.8972 | 197.6579 | 0 | 8209.82 | 2013 | 0 | 0 | 2013 | 0 | 0 | CBECC 2019 and 2016 Guidehouse Assumptions | Com Building Standards - Hot-Dry ¦ PG&E ¦ Hot-Dry | Com Building Standards - Hot-Dry | 1 | 1 | 0.001 | Guidehouse 2021 Assumption | -559.3355 | 2012 | 0.8
COM-WHOLEBLG-12.12 | Com ¦ Com ZNE - Hot-Dry ¦ PG&E ¦ Hot-Dry | Com ¦ Com ZNE - Hot-Dry | PG&E ¦ Hot-Dry | PG&E | All | Electric & Gas | Com - Grocery ¦ CZ12 | Efficient | 0 | Emerging | WholeBlg | Com - Grocery | Com | NEW Only | 0 | 1000 sqft2 of floor space | 1000 sqft | 12 | DEER:HVAC_Duct_Sealing | 12769.3977 | 2.5899 | 159.2794 | 0 | 6468.4041 | 2013 | 0 | 0 | 2013 | 0 | 0 | CBECC 2019 and 2016 Guidehouse Assumptions | Com Building Standards - Hot-Dry ¦ PG&E ¦ Hot-Dry | Com Building Standards - Hot-Dry | 1 | 1 | 0.001 | Guidehouse 2021 Assumption | -804.9107 | 2012 | 0.8
COM-WHOLEBLG-12.13 | Com ¦ Com ZNE - Hot-Dry ¦ PG&E ¦ Hot-Dry | Com ¦ Com ZNE - Hot-Dry | PG&E ¦ Hot-Dry | PG&E | All | Electric & Gas | Com - Health ¦ CZ12 | Efficient | 0 | Emerging | WholeBlg | Com - Health | Com | NEW Only | 0 | 1000 sqft2 of floor space | 1000 sqft | 12 | DEER:HVAC_Duct_Sealing | 7200.4616 | 1.4062 | 44.7876 | 0 | 9164.7366 | 2013 | 0 | 0 | 2013 | 0 | 0 | CBECC 2019 and 2016 Guidehouse Assumptions | Com Building Standards - Hot-Dry ¦ PG&E ¦ Hot-Dry | Com Building Standards - Hot-Dry | 1 | 1 | 0.001 | Guidehouse 2021 Assumption | -291.6433 | 2012 | 0.8
COM-WHOLEBLG-12.14 | Com ¦ Com ZNE - Hot-Dry ¦ PG&E ¦ Hot-Dry | Com ¦ Com ZNE - Hot-Dry | PG&E ¦ Hot-Dry | PG&E | All | Electric & Gas | Com - Lodging ¦ CZ12 | Efficient | 0 | Emerging | WholeBlg | Com - Lodging | Com | NEW Only | 0 | 1000 sqft2 of floor space | 1000 sqft | 12 | DEER:HVAC_Duct_Sealing | 3711.5781 | 0.73175 | 179.1504 | 0 | 9016.1445 | 2013 | 0 | 0 | 2013 | 0 | 0 | CBECC 2019 and 2016 Guidehouse Assumptions | Com Building Standards - Hot-Dry ¦ PG&E ¦ Hot-Dry | Com Building Standards - Hot-Dry | 1 | 1 | 0.001 | Guidehouse 2021 Assumption | -1537.6692 | 2012 | 0.8
COM-WHOLEBLG-12.15 | Com ¦ Com ZNE - Hot-Dry ¦ PG&E ¦ Hot-Dry | Com ¦ Com ZNE - Hot-Dry | PG&E ¦ Hot-Dry | PG&E | All | Electric & Gas | Com - Office (Large) ¦ CZ12 | Efficient | 0 | Emerging | WholeBlg | Com - Office (Large) | Com | NEW Only | 0 | 1000 sqft2 of floor space | 1000 sqft | 12 | DEER:HVAC_Duct_Sealing | 5464.3244 | 1.3078 | 41.1103 | 0 | 8088.4662 | 2013 | 0 | 0 | 2013 | 0 | 0 | CBECC 2019 and 2016 Guidehouse Assumptions | Com Building Standards - Hot-Dry ¦ PG&E ¦ Hot-Dry | Com Building Standards - Hot-Dry | 1 | 1 | 0.001 | Guidehouse 2021 Assumption | -357.3583 | 2012 | 0.8
COM-WHOLEBLG-12.16 | Com ¦ Com ZNE - Hot-Dry ¦ PG&E ¦ Hot-Dry | Com ¦ Com ZNE - Hot-Dry | PG&E ¦ Hot-Dry | PG&E | All | Electric & Gas | Com - Office (Small) ¦ CZ12 | Efficient | 0 | Emerging | WholeBlg | Com - Office (Small) | Com | NEW Only | 0 | 1000 sqft2 of floor space | 1000 sqft | 12 | DEER:HVAC_Duct_Sealing | 7609.6912 | 2.6636 | 28.0545 | 0 | 9390.2103 | 2013 | 0 | 0 | 2013 | 0 | 0 | CBECC 2019 and 2016 Guidehouse Assumptions | Com Building Standards - Hot-Dry ¦ PG&E ¦ Hot-Dry | Com Building Standards - Hot-Dry | 1 | 1 | 0.001 | Guidehouse 2021 Assumption | -353.7519 | 2012 | 0.8
COM-WHOLEBLG-12.17 | Com ¦ Com ZNE - Hot-Dry ¦ PG&E ¦ Hot-Dry | Com ¦ Com ZNE - Hot-Dry | PG&E ¦ Hot-Dry | PG&E | All | Electric & Gas | Com - Restaurant ¦ CZ12 | Efficient | 0 | Emerging | WholeBlg | Com - Restaurant | Com | NEW Only | 0 | 1000 sqft2 of floor space | 1000 sqft | 12 | DEER:HVAC_Duct_Sealing | 20268.8853 | 4.3272 | 1061.8625 | 0 | 11173.1656 | 2013 | 0 | 0 | 2013 | 0 | 0 | CBECC 2019 and 2016 Guidehouse Assumptions | Com Building Standards - Hot-Dry ¦ PG&E ¦ Hot-Dry | Com Building Standards - Hot-Dry | 1 | 1 | 0.001 | Guidehouse 2021 Assumption | -716.5221 | 2012 | 0.8
COM-WHOLEBLG-12.18 | Com ¦ Com ZNE - Hot-Dry ¦ PG&E ¦ Hot-Dry | Com ¦ Com ZNE - Hot-Dry | PG&E ¦ Hot-Dry | PG&E | All | Electric & Gas | Com - Retail ¦ CZ12 | Efficient | 0 | Emerging | WholeBlg | Com - Retail | Com | NEW Only | 0 | 1000 sqft2 of floor space | 1000 sqft | 12 | DEER:HVAC_Duct_Sealing | 5169.4651 | 1.335 | 53.3233 | 0 | 6032.1532 | 2013 | 0 | 0 | 2013 | 0 | 0 | CBECC 2019 and 2016 Guidehouse Assumptions | Com Building Standards - Hot-Dry ¦ PG&E ¦ Hot-Dry | Com Building Standards - Hot-Dry | 1 | 1 | 0.001 | Guidehouse 2021 Assumption | -10001.7769 | 2012 | 0.8
COM-WHOLEBLG-12.19 | Com ¦ Com ZNE - Hot-Dry ¦ PG&E ¦ Hot-Dry | Com ¦ Com ZNE - Hot-Dry | PG&E ¦ Hot-Dry | PG&E | All | Electric & Gas | Com - School ¦ CZ12 | Efficient | 0 | Emerging | WholeBlg | Com - School | Com | NEW Only | 0 | 1000 sqft2 of floor space | 1000 sqft | 12 | DEER:HVAC_Duct_Sealing | 5748.9898 | 2.4572 | 106.1533 | 0 | 8466.3135 | 2013 | 0 | 0 | 2013 | 0 | 0 | CBECC 2019 and 2016 Guidehouse Assumptions | Com Building Standards - Hot-Dry ¦ PG&E ¦ Hot-Dry | Com Building Standards - Hot-Dry | 1 | 1 | 0.001 | Guidehouse 2021 Assumption | -634.8063 | 2012 | 0.8
COM-WHOLEBLG-12.20 | Com ¦ Com ZNE - Hot-Dry ¦ PG&E ¦ Hot-Dry | Com ¦ Com ZNE - Hot-Dry | PG&E ¦ Hot-Dry | PG&E | All | Electric & Gas | Com - Warehouse ¦ CZ12 | Efficient | 0 | Emerging | WholeBlg | Com - Warehouse | Com | NEW Only | 0 | 1000 sqft2 of floor space | 1000 sqft | 12 | DEER:HVAC_Duct_Sealing | 1543.1624 | 0.39545 | 68.7968 | 0 | 6126.5434 | 2013 | 0 | 0 | 2013 | 0 | 0 | CBECC 2019 and 2016 Guidehouse Assumptions | Com Building Standards - Hot-Dry ¦ PG&E ¦ Hot-Dry | Com Building Standards - Hot-Dry | 1 | 1 | 0.001 | Guidehouse 2021 Assumption | -629.0009 | 2012 | 0.8
COM-WHOLEBLG-12.21 | Com ¦ Com ZNE - Cold ¦ PG&E ¦ Cold | Com ¦ Com ZNE - Cold | PG&E ¦ Cold | PG&E | All | Electric & Gas | Com - College ¦ CZ16 | Efficient | 0 | Emerging | WholeBlg | Com - College | Com | NEW Only | 0 | 1000 sqft2 of floor space | 1000 sqft | 12 | DEER:HVAC_Duct_Sealing | 6875.0656 | 1.9899 | 332.4286 | 0 | 8209.82 | 2013 | 0 | 0 | 2013 | 0 | 0 | CBECC 2019 and 2016 Guidehouse Assumptions | Com Building Standards - Cold ¦ PG&E ¦ Cold | Com Building Standards - Cold | 1 | 1 | 0.001 | Guidehouse 2021 Assumption | -667.5555 | 2012 | 0.8
COM-WHOLEBLG-12.22 | Com ¦ Com ZNE - Cold ¦ PG&E ¦ Cold | Com ¦ Com ZNE - Cold | PG&E ¦ Cold | PG&E | All | Electric & Gas | Com - Grocery ¦ CZ16 | Efficient | 0 | Emerging | WholeBlg | Com - Grocery | Com | NEW Only | 0 | 1000 sqft2 of floor space | 1000 sqft | 12 | DEER:HVAC_Duct_Sealing | 12182.7041 | 2.3981 | 247.5623 | 0 | 6468.4041 | 2013 | 0 | 0 | 2013 | 0 | 0 | CBECC 2019 and 2016 Guidehouse Assumptions | Com Building Standards - Cold ¦ PG&E ¦ Cold | Com Building Standards - Cold | 1 | 1 | 0.001 | Guidehouse 2021 Assumption | -1030.7775 | 2012 | 0.8
COM-WHOLEBLG-12.23 | Com ¦ Com ZNE - Cold ¦ PG&E ¦ Cold | Com ¦ Com ZNE - Cold | PG&E ¦ Cold | PG&E | All | Electric & Gas | Com - Health ¦ CZ16 | Efficient | 0 | Emerging | WholeBlg | Com - Health | Com | NEW Only | 0 | 1000 sqft2 of floor space | 1000 sqft | 12 | DEER:HVAC_Duct_Sealing | 6797.8331 | 1.2651 | 71.2637 | 0 | 9164.7366 | 2013 | 0 | 0 | 2013 | 0 | 0 | CBECC 2019 and 2016 Guidehouse Assumptions | Com Building Standards - Cold ¦ PG&E ¦ Cold | Com Building Standards - Cold | 1 | 1 | 0.001 | Guidehouse 2021 Assumption | -369.2645 | 2012 | 0.8
COM-WHOLEBLG-12.24 | Com ¦ Com ZNE - Cold ¦ PG&E ¦ Cold | Com ¦ Com ZNE - Cold | PG&E ¦ Cold | PG&E | All | Electric & Gas | Com - Lodging ¦ CZ16 | Efficient | 0 | Emerging | WholeBlg | Com - Lodging | Com | NEW Only | 0 | 1000 sqft2 of floor space | 1000 sqft | 12 | DEER:HVAC_Duct_Sealing | 3504.0377 | 0.64584 | 285.0547 | 0 | 9016.1445 | 2013 | 0 | 0 | 2013 | 0 | 0 | CBECC 2019 and 2016 Guidehouse Assumptions | Com Building Standards - Cold ¦ PG&E ¦ Cold | Com Building Standards - Cold | 1 | 1 | 0.001 | Guidehouse 2021 Assumption | -2317.2458 | 2012 | 0.8
COM-WHOLEBLG-12.25 | Com ¦ Com ZNE - Cold ¦ PG&E ¦ Cold | Com ¦ Com ZNE - Cold | PG&E ¦ Cold | PG&E | All | Electric & Gas | Com - Office (Large) ¦ CZ16 | Efficient | 0 | Emerging | WholeBlg | Com - Office (Large) | Com | NEW Only | 0 | 1000 sqft2 of floor space | 1000 sqft | 12 | DEER:HVAC_Duct_Sealing | 5108.663 | 1.2217 | 90.8732 | 0 | 8088.4662 | 2013 | 0 | 0 | 2013 | 0 | 0 | CBECC 2019 and 2016 Guidehouse Assumptions | Com Building Standards - Cold ¦ PG&E ¦ Cold | Com Building Standards - Cold | 1 | 1 | 0.001 | Guidehouse 2021 Assumption | -618.7209 | 2012 | 0.8
COM-WHOLEBLG-12.26 | Com ¦ Com ZNE - Cold ¦ PG&E ¦ Cold | Com ¦ Com ZNE - Cold | PG&E ¦ Cold | PG&E | All | Electric & Gas | Com - Office (Small) ¦ CZ16 | Efficient | 0 | Emerging | WholeBlg | Com - Office (Small) | Com | NEW Only | 0 | 1000 sqft2 of floor space | 1000 sqft | 12 | DEER:HVAC_Duct_Sealing | 7468.0571 | 2.757 | 90.2199 | 0 | 9390.2103 | 2013 | 0 | 0 | 2013 | 0 | 0 | CBECC 2019 and 2016 Guidehouse Assumptions | Com Building Standards - Cold ¦ PG&E ¦ Cold | Com Building Standards - Cold | 1 | 1 | 0.001 | Guidehouse 2021 Assumption | -443.4287 | 2012 | 0.8
COM-WHOLEBLG-12.27 | Com ¦ Com ZNE - Cold ¦ PG&E ¦ Cold | Com ¦ Com ZNE - Cold | PG&E ¦ Cold | PG&E | All | Electric & Gas | Com - Restaurant ¦ CZ16 | Efficient | 0 | Emerging | WholeBlg | Com - Restaurant | Com | NEW Only | 0 | 1000 sqft2 of floor space | 1000 sqft | 12 | DEER:HVAC_Duct_Sealing | 19337.6255 | 3.5832 | 1650.4152 | 0 | 11173.1656 | 2013 | 0 | 0 | 2013 | 0 | 0 | CBECC 2019 and 2016 Guidehouse Assumptions | Com Building Standards - Cold ¦ PG&E ¦ Cold | Com Building Standards - Cold | 1 | 1 | 0.001 | Guidehouse 2021 Assumption | -854.3412 | 2012 | 0.8
COM-WHOLEBLG-12.28 | Com ¦ Com ZNE - Cold ¦ PG&E ¦ Cold | Com ¦ Com ZNE - Cold | PG&E ¦ Cold | PG&E | All | Electric & Gas | Com - Retail ¦ CZ16 | Efficient | 0 | Emerging | WholeBlg | Com - Retail | Com | NEW Only | 0 | 1000 sqft2 of floor space | 1000 sqft | 12 | DEER:HVAC_Duct_Sealing | 4993.9297 | 1.1665 | 127.1088 | 0 | 6032.1532 | 2013 | 0 | 0 | 2013 | 0 | 0 | CBECC 2019 and 2016 Guidehouse Assumptions | Com Building Standards - Cold ¦ PG&E ¦ Cold | Com Building Standards - Cold | 1 | 1 | 0.001 | Guidehouse 2021 Assumption | -23011.237 | 2012 | 0.8
COM-WHOLEBLG-12.29 | Com ¦ Com ZNE - Cold ¦ PG&E ¦ Cold | Com ¦ Com ZNE - Cold | PG&E ¦ Cold | PG&E | All | Electric & Gas | Com - School ¦ CZ16 | Efficient | 0 | Emerging | WholeBlg | Com - School | Com | NEW Only | 0 | 1000 sqft2 of floor space | 1000 sqft | 12 | DEER:HVAC_Duct_Sealing | 5619.9524 | 2.5457 | 209.2952 | 0 | 8466.3135 | 2013 | 0 | 0 | 2013 | 0 | 0 | CBECC 2019 and 2016 Guidehouse Assumptions | Com Building Standards - Cold ¦ PG&E ¦ Cold | Com Building Standards - Cold | 1 | 1 | 0.001 | Guidehouse 2021 Assumption | -759.1714 | 2012 | 0.8
COM-WHOLEBLG-12.30 | Com ¦ Com ZNE - Cold ¦ PG&E ¦ Cold | Com ¦ Com ZNE - Cold | PG&E ¦ Cold | PG&E | All | Electric & Gas | Com - Warehouse ¦ CZ16 | Efficient | 0 | Emerging | WholeBlg | Com - Warehouse | Com | NEW Only | 0 | 1000 sqft2 of floor space | 1000 sqft | 12 | DEER:HVAC_Duct_Sealing | 1788.8362 | 0.44545 | 133.524 | 0 | 6126.5434 | 2013 | 0 | 0 | 2013 | 0 | 0 | CBECC 2019 and 2016 Guidehouse Assumptions | Com Building Standards - Cold ¦ PG&E ¦ Cold | Com Building Standards - Cold | 1 | 1 | 0.001 | Guidehouse 2021 Assumption | -1132.8596 | 2012 | 0.8
COM-WHOLEBLG-12.1 | Com ¦ Com ZNE - Marine ¦ SCE ¦ Marine | Com ¦ Com ZNE - Marine | SCE ¦ Marine | SCE | All | Electric & Gas | Com - College ¦ CZ06 | Efficient | 0 | Emerging | WholeBlg | Com - College | Com | NEW Only | 0 | 1000 sqft2 of floor space | 1000 sqft | 12 | DEER:HVAC_Duct_Sealing | 6565.4477 | 1.9002 | 133.6598 | CBECC 2019 Guidehouse 2016 Assumptions | 8209.82 | 2013 | 0 | 0 | 2013 | 0 | 0 | CBECC 2019 and 2016 Guidehouse Assumptions | Com Building Standards - Marine ¦ SCE ¦ Marine | Com Building Standards - Marine | 1 | 1 | 0.001 | Guidehouse 2021 Assumption | -471.0743 | 2012 | 0.8
COM-WHOLEBLG-12.2 | Com ¦ Com ZNE - Marine ¦ SCE ¦ Marine | Com ¦ Com ZNE - Marine | SCE ¦ Marine | SCE | All | Electric & Gas | Com - Grocery ¦ CZ06 | Efficient | 0 | Emerging | WholeBlg | Com - Grocery | Com | NEW Only | 0 | 1000 sqft2 of floor space | 1000 sqft | 12 | DEER:HVAC_Duct_Sealing | 11719.5796 | 2.3019 | 109.1957 | 0 | 6468.4041 | 2013 | 0 | 0 | 2013 | 0 | 0 | CBECC 2019 and 2016 Guidehouse Assumptions | Com Building Standards - Marine ¦ SCE ¦ Marine | Com Building Standards - Marine | 1 | 1 | 0.001 | Guidehouse 2021 Assumption | -637.0379 | 2012 | 0.8
COM-WHOLEBLG-12.3 | Com ¦ Com ZNE - Marine ¦ SCE ¦ Marine | Com ¦ Com ZNE - Marine | SCE ¦ Marine | SCE | All | Electric & Gas | Com - Health ¦ CZ06 | Efficient | 0 | Emerging | WholeBlg | Com - Health | Com | NEW Only | 0 | 1000 sqft2 of floor space | 1000 sqft | 12 | DEER:HVAC_Duct_Sealing | 6482.3144 | 1.203 | 34.9652 | 0 | 9164.7366 | 2013 | 0 | 0 | 2013 | 0 | 0 | CBECC 2019 and 2016 Guidehouse Assumptions | Com Building Standards - Marine ¦ SCE ¦ Marine | Com Building Standards - Marine | 1 | 1 | 0.001 | Guidehouse 2021 Assumption | -245.1984 | 2012 | 0.8
COM-WHOLEBLG-12.4 | Com ¦ Com ZNE - Marine ¦ SCE ¦ Marine | Com ¦ Com ZNE - Marine | SCE ¦ Marine | SCE | All | Electric & Gas | Com - Lodging ¦ CZ06 | Efficient | 0 | Emerging | WholeBlg | Com - Lodging | Com | NEW Only | 0 | 1000 sqft2 of floor space | 1000 sqft | 12 | DEER:HVAC_Duct_Sealing | 3341.3991 | 0.61429 | 139.861 | 0 | 9016.1445 | 2013 | 0 | 0 | 2013 | 0 | 0 | CBECC 2019 and 2016 Guidehouse Assumptions | Com Building Standards - Marine ¦ SCE ¦ Marine | Com Building Standards - Marine | 1 | 1 | 0.001 | Guidehouse 2021 Assumption | -1224.3583 | 2012 | 0.8
COM-WHOLEBLG-12.5 | Com ¦ Com ZNE - Marine ¦ SCE ¦ Marine | Com ¦ Com ZNE - Marine | SCE ¦ Marine | SCE | All | Electric & Gas | Com - Office (Large) ¦ CZ06 | Efficient | 0 | Emerging | WholeBlg | Com - Office (Large) | Com | NEW Only | 0 | 1000 sqft2 of floor space | 1000 sqft | 12 | DEER:HVAC_Duct_Sealing | 5169.26 | 1.2315 | 15.1004 | 0 | 8088.4662 | 2013 | 0 | 0 | 2013 | 0 | 0 | CBECC 2019 and 2016 Guidehouse Assumptions | Com Building Standards - Marine ¦ SCE ¦ Marine | Com Building Standards - Marine | 1 | 1 | 0.001 | Guidehouse 2021 Assumption | -208.9357 | 2012 | 0.8
COM-WHOLEBLG-12.6 | Com ¦ Com ZNE - Marine ¦ SCE ¦ Marine | Com ¦ Com ZNE - Marine | SCE ¦ Marine | SCE | All | Electric & Gas | Com - Office (Small) ¦ CZ06 | Efficient | 0 | Emerging | WholeBlg | Com - Office (Small) | Com | NEW Only | 0 | 1000 sqft2 of floor space | 1000 sqft | 12 | DEER:HVAC_Duct_Sealing | 7300.1944 | 2.6829 | 4.3021 | 0 | 9390.2103 | 2013 | 0 | 0 | 2013 | 0 | 0 | CBECC 2019 and 2016 Guidehouse Assumptions | Com Building Standards - Marine ¦ SCE ¦ Marine | Com Building Standards - Marine | 1 | 1 | 0.001 | Guidehouse 2021 Assumption | -304.6429 | 2012 | 0.8
COM-WHOLEBLG-12.7 | Com ¦ Com ZNE - Marine ¦ SCE ¦ Marine | Com ¦ Com ZNE - Marine | SCE ¦ Marine | SCE | All | Electric & Gas | Com - Restaurant ¦ CZ06 | Efficient | 0 | Emerging | WholeBlg | Com - Restaurant | Com | NEW Only | 0 | 1000 sqft2 of floor space | 1000 sqft | 12 | DEER:HVAC_Duct_Sealing | 18602.5074 | 3.4507 | 727.971 | 0 | 11173.1656 | 2013 | 0 | 0 | 2013 | 0 | 0 | CBECC 2019 and 2016 Guidehouse Assumptions | Com Building Standards - Marine ¦ SCE ¦ Marine | Com Building Standards - Marine | 1 | 1 | 0.001 | Guidehouse 2021 Assumption | -591.5536 | 2012 | 0.8
COM-WHOLEBLG-12.8 | Com ¦ Com ZNE - Marine ¦ SCE ¦ Marine | Com ¦ Com ZNE - Marine | SCE ¦ Marine | SCE | All | Electric & Gas | Com - Retail ¦ CZ06 | Efficient | 0 | Emerging | WholeBlg | Com - Retail | Com | NEW Only | 0 | 1000 sqft2 of floor space | 1000 sqft | 12 | DEER:HVAC_Duct_Sealing | 4703.2442 | 1.0955 | 16.6199 | 0 | 6032.1532 | 2013 | 0 | 0 | 2013 | 0 | 0 | CBECC 2019 and 2016 Guidehouse Assumptions | Com Building Standards - Marine ¦ SCE ¦ Marine | Com Building Standards - Marine | 1 | 1 | 0.001 | Guidehouse 2021 Assumption | -3467.706 | 2012 | 0.8
COM-WHOLEBLG-12.9 | Com ¦ Com ZNE - Marine ¦ SCE ¦ Marine | Com ¦ Com ZNE - Marine | SCE ¦ Marine | SCE | All | Electric & Gas | Com - School ¦ CZ06 | Efficient | 0 | Emerging | WholeBlg | Com - School | Com | NEW Only | 0 | 1000 sqft2 of floor space | 1000 sqft | 12 | DEER:HVAC_Duct_Sealing | 5202.0968 | 2.3463 | 58.8745 | 0 | 8466.3135 | 2013 | 0 | 0 | 2013 | 0 | 0 | CBECC 2019 and 2016 Guidehouse Assumptions | Com Building Standards - Marine ¦ SCE ¦ Marine | Com Building Standards - Marine | 1 | 1 | 0.001 | Guidehouse 2021 Assumption | -525.5789 | 2012 | 0.8
COM-WHOLEBLG-12.10 | Com ¦ Com ZNE - Marine ¦ SCE ¦ Marine | Com ¦ Com ZNE - Marine | SCE ¦ Marine | SCE | All | Electric & Gas | Com - Warehouse ¦ CZ06 | Efficient | 0 | Emerging | WholeBlg | Com - Warehouse | Com | NEW Only | 0 | 1000 sqft2 of floor space | 1000 sqft | 12 | DEER:HVAC_Duct_Sealing | 1453.8904 | 0.36598 | 26.9868 | 0 | 6126.5434 | 2013 | 0 | 0 | 2013 | 0 | 0 | CBECC 2019 and 2016 Guidehouse Assumptions | Com Building Standards - Marine ¦ SCE ¦ Marine | Com Building Standards - Marine | 1 | 1 | 0.001 | Guidehouse 2021 Assumption | -308.5976 | 2012 | 0.8
COM-WHOLEBLG-12.11 | Com ¦ Com ZNE - Hot-Dry ¦ SCE ¦ Hot-Dry | Com ¦ Com ZNE - Hot-Dry | SCE ¦ Hot-Dry | SCE | All | Electric & Gas | Com - College ¦ CZ08 | Efficient | 0 | Emerging | WholeBlg | Com - College | Com | NEW Only | 0 | 1000 sqft2 of floor space | 1000 sqft | 12 | DEER:HVAC_Duct_Sealing | 6789.4613 | 1.9651 | 135.3194 | 0 | 8209.82 | 2013 | 0 | 0 | 2013 | 0 | 0 | CBECC 2019 and 2016 Guidehouse Assumptions | Com Building Standards - Hot-Dry ¦ SCE ¦ Hot-Dry | Com Building Standards - Hot-Dry | 1 | 1 | 0.001 | Guidehouse 2021 Assumption | -484.5208 | 2012 | 0.8
COM-WHOLEBLG-12.12 | Com ¦ Com ZNE - Hot-Dry ¦ SCE ¦ Hot-Dry | Com ¦ Com ZNE - Hot-Dry | SCE ¦ Hot-Dry | SCE | All | Electric & Gas | Com - Grocery ¦ CZ08 | Efficient | 0 | Emerging | WholeBlg | Com - Grocery | Com | NEW Only | 0 | 1000 sqft2 of floor space | 1000 sqft | 12 | DEER:HVAC_Duct_Sealing | 12055.5289 | 2.3713 | 110.4895 | 0 | 6468.4041 | 2013 | 0 | 0 | 2013 | 0 | 0 | CBECC 2019 and 2016 Guidehouse Assumptions | Com Building Standards - Hot-Dry ¦ SCE ¦ Hot-Dry | Com Building Standards - Hot-Dry | 1 | 1 | 0.001 | Guidehouse 2021 Assumption | -650.2503 | 2012 | 0.8
COM-WHOLEBLG-12.13 | Com ¦ Com ZNE - Hot-Dry ¦ SCE ¦ Hot-Dry | Com ¦ Com ZNE - Hot-Dry | SCE ¦ Hot-Dry | SCE | All | Electric & Gas | Com - Health ¦ CZ08 | Efficient | 0 | Emerging | WholeBlg | Com - Health | Com | NEW Only | 0 | 1000 sqft2 of floor space | 1000 sqft | 12 | DEER:HVAC_Duct_Sealing | 6739.5818 | 1.2531 | 35.0228 | 0 | 9164.7366 | 2013 | 0 | 0 | 2013 | 0 | 0 | CBECC 2019 and 2016 Guidehouse Assumptions | Com Building Standards - Hot-Dry ¦ SCE ¦ Hot-Dry | Com Building Standards - Hot-Dry | 1 | 1 | 0.001 | Guidehouse 2021 Assumption | -250.6186 | 2012 | 0.8
COM-WHOLEBLG-12.14 | Com ¦ Com ZNE - Hot-Dry ¦ SCE ¦ Hot-Dry | Com ¦ Com ZNE - Hot-Dry | SCE ¦ Hot-Dry | SCE | All | Electric & Gas | Com - Lodging ¦ CZ08 | Efficient | 0 | Emerging | WholeBlg | Com - Lodging | Com | NEW Only | 0 | 1000 sqft2 of floor space | 1000 sqft | 12 | DEER:HVAC_Duct_Sealing | 3474.0113 | 0.63975 | 140.0911 | 0 | 9016.1445 | 2013 | 0 | 0 | 2013 | 0 | 0 | CBECC 2019 and 2016 Guidehouse Assumptions | Com Building Standards - Hot-Dry ¦ SCE ¦ Hot-Dry | Com Building Standards - Hot-Dry | 1 | 1 | 0.001 | Guidehouse 2021 Assumption | -1233.2222 | 2012 | 0.8
COM-WHOLEBLG-12.15 | Com ¦ Com ZNE - Hot-Dry ¦ SCE ¦ Hot-Dry | Com ¦ Com ZNE - Hot-Dry | SCE ¦ Hot-Dry | SCE | All | Electric & Gas | Com - Office (Large) ¦ CZ08 | Efficient | 0 | Emerging | WholeBlg | Com - Office (Large) | Com | NEW Only | 0 | 1000 sqft2 of floor space | 1000 sqft | 12 | DEER:HVAC_Duct_Sealing | 5351.8215 | 1.2782 | 17.2698 | 0 | 8088.4662 | 2013 | 0 | 0 | 2013 | 0 | 0 | CBECC 2019 and 2016 Guidehouse Assumptions | Com Building Standards - Hot-Dry ¦ SCE ¦ Hot-Dry | Com Building Standards - Hot-Dry | 1 | 1 | 0.001 | Guidehouse 2021 Assumption | -225.1949 | 2012 | 0.8
COM-WHOLEBLG-12.16 | Com ¦ Com ZNE - Hot-Dry ¦ SCE ¦ Hot-Dry | Com ¦ Com ZNE - Hot-Dry | SCE ¦ Hot-Dry | SCE | All | Electric & Gas | Com - Office (Small) ¦ CZ08 | Efficient | 0 | Emerging | WholeBlg | Com - Office (Small) | Com | NEW Only | 0 | 1000 sqft2 of floor space | 1000 sqft | 12 | DEER:HVAC_Duct_Sealing | 7478.1626 | 2.7565 | 5.7393 | 0 | 9390.2103 | 2013 | 0 | 0 | 2013 | 0 | 0 | CBECC 2019 and 2016 Guidehouse Assumptions | Com Building Standards - Hot-Dry ¦ SCE ¦ Hot-Dry | Com Building Standards - Hot-Dry | 1 | 1 | 0.001 | Guidehouse 2021 Assumption | -314.1157 | 2012 | 0.8
COM-WHOLEBLG-12.17 | Com ¦ Com ZNE - Hot-Dry ¦ SCE ¦ Hot-Dry | Com ¦ Com ZNE - Hot-Dry | SCE ¦ Hot-Dry | SCE | All | Electric & Gas | Com - Restaurant ¦ CZ08 | Efficient | 0 | Emerging | WholeBlg | Com - Restaurant | Com | NEW Only | 0 | 1000 sqft2 of floor space | 1000 sqft | 12 | DEER:HVAC_Duct_Sealing | 19135.7601 | 3.5471 | 736.597 | 0 | 11173.1656 | 2013 | 0 | 0 | 2013 | 0 | 0 | CBECC 2019 and 2016 Guidehouse Assumptions | Com Building Standards - Hot-Dry ¦ SCE ¦ Hot-Dry | Com Building Standards - Hot-Dry | 1 | 1 | 0.001 | Guidehouse 2021 Assumption | -605.2314 | 2012 | 0.8
COM-WHOLEBLG-12.18 | Com ¦ Com ZNE - Hot-Dry ¦ SCE ¦ Hot-Dry | Com ¦ Com ZNE - Hot-Dry | SCE ¦ Hot-Dry | SCE | All | Electric & Gas | Com - Retail ¦ CZ08 | Efficient | 0 | Emerging | WholeBlg | Com - Retail | Com | NEW Only | 0 | 1000 sqft2 of floor space | 1000 sqft | 12 | DEER:HVAC_Duct_Sealing | 4737.4017 | 1.1055 | 20.9901 | 0 | 6032.1532 | 2013 | 0 | 0 | 2013 | 0 | 0 | CBECC 2019 and 2016 Guidehouse Assumptions | Com Building Standards - Hot-Dry ¦ SCE ¦ Hot-Dry | Com Building Standards - Hot-Dry | 1 | 1 | 0.001 | Guidehouse 2021 Assumption | -4243.2939 | 2012 | 0.8
COM-WHOLEBLG-12.19 | Com ¦ Com ZNE - Hot-Dry ¦ SCE ¦ Hot-Dry | Com ¦ Com ZNE - Hot-Dry | SCE ¦ Hot-Dry | SCE | All | Electric & Gas | Com - School ¦ CZ08 | Efficient | 0 | Emerging | WholeBlg | Com - School | Com | NEW Only | 0 | 1000 sqft2 of floor space | 1000 sqft | 12 | DEER:HVAC_Duct_Sealing | 5437.9712 | 2.4597 | 60.3637 | 0 | 8466.3135 | 2013 | 0 | 0 | 2013 | 0 | 0 | CBECC 2019 and 2016 Guidehouse Assumptions | Com Building Standards - Hot-Dry ¦ SCE ¦ Hot-Dry | Com Building Standards - Hot-Dry | 1 | 1 | 0.001 | Guidehouse 2021 Assumption | -547.8594 | 2012 | 0.8
COM-WHOLEBLG-12.20 | Com ¦ Com ZNE - Hot-Dry ¦ SCE ¦ Hot-Dry | Com ¦ Com ZNE - Hot-Dry | SCE ¦ Hot-Dry | SCE | All | Electric & Gas | Com - Warehouse ¦ CZ08 | Efficient | 0 | Emerging | WholeBlg | Com - Warehouse | Com | NEW Only | 0 | 1000 sqft2 of floor space | 1000 sqft | 12 | DEER:HVAC_Duct_Sealing | 1491.2496 | 0.3727 | 28.3498 | 0 | 6126.5434 | 2013 | 0 | 0 | 2013 | 0 | 0 | CBECC 2019 and 2016 Guidehouse Assumptions | Com Building Standards - Hot-Dry ¦ SCE ¦ Hot-Dry | Com Building Standards - Hot-Dry | 1 | 1 | 0.001 | Guidehouse 2021 Assumption | -321.5545 | 2012 | 0.8
COM-WHOLEBLG-12.21 | Com ¦ Com ZNE - Cold ¦ SCE ¦ Cold | Com ¦ Com ZNE - Cold | SCE ¦ Cold | SCE | All | Electric & Gas | Com - College ¦ CZ16 | Efficient | 0 | Emerging | WholeBlg | Com - College | Com | NEW Only | 0 | 1000 sqft2 of floor space | 1000 sqft | 12 | DEER:HVAC_Duct_Sealing | 6875.0656 | 1.9899 | 332.4286 | 0 | 8209.82 | 2013 | 0 | 0 | 2013 | 0 | 0 | CBECC 2019 and 2016 Guidehouse Assumptions | Com Building Standards - Cold ¦ SCE ¦ Cold | Com Building Standards - Cold | 1 | 1 | 0.001 | Guidehouse 2021 Assumption | -667.5555 | 2012 | 0.8
COM-WHOLEBLG-12.22 | Com ¦ Com ZNE - Cold ¦ SCE ¦ Cold | Com ¦ Com ZNE - Cold | SCE ¦ Cold | SCE | All | Electric & Gas | Com - Grocery ¦ CZ16 | Efficient | 0 | Emerging | WholeBlg | Com - Grocery | Com | NEW Only | 0 | 1000 sqft2 of floor space | 1000 sqft | 12 | DEER:HVAC_Duct_Sealing | 12182.7041 | 2.3981 | 247.5623 | 0 | 6468.4041 | 2013 | 0 | 0 | 2013 | 0 | 0 | CBECC 2019 and 2016 Guidehouse Assumptions | Com Building Standards - Cold ¦ SCE ¦ Cold | Com Building Standards - Cold | 1 | 1 | 0.001 | Guidehouse 2021 Assumption | -1030.7775 | 2012 | 0.8
COM-WHOLEBLG-12.23 | Com ¦ Com ZNE - Cold ¦ SCE ¦ Cold | Com ¦ Com ZNE - Cold | SCE ¦ Cold | SCE | All | Electric & Gas | Com - Health ¦ CZ16 | Efficient | 0 | Emerging | WholeBlg | Com - Health | Com | NEW Only | 0 | 1000 sqft2 of floor space | 1000 sqft | 12 | DEER:HVAC_Duct_Sealing | 6797.8331 | 1.2651 | 71.2637 | 0 | 9164.7366 | 2013 | 0 | 0 | 2013 | 0 | 0 | CBECC 2019 and 2016 Guidehouse Assumptions | Com Building Standards - Cold ¦ SCE ¦ Cold | Com Building Standards - Cold | 1 | 1 | 0.001 | Guidehouse 2021 Assumption | -369.2645 | 2012 | 0.8
COM-WHOLEBLG-12.24 | Com ¦ Com ZNE - Cold ¦ SCE ¦ Cold | Com ¦ Com ZNE - Cold | SCE ¦ Cold | SCE | All | Electric & Gas | Com - Lodging ¦ CZ16 | Efficient | 0 | Emerging | WholeBlg | Com - Lodging | Com | NEW Only | 0 | 1000 sqft2 of floor space | 1000 sqft | 12 | DEER:HVAC_Duct_Sealing | 3504.0377 | 0.64584 | 285.0547 | 0 | 9016.1445 | 2013 | 0 | 0 | 2013 | 0 | 0 | CBECC 2019 and 2016 Guidehouse Assumptions | Com Building Standards - Cold ¦ SCE ¦ Cold | Com Building Standards - Cold | 1 | 1 | 0.001 | Guidehouse 2021 Assumption | -2317.2458 | 2012 | 0.8
COM-WHOLEBLG-12.25 | Com ¦ Com ZNE - Cold ¦ SCE ¦ Cold | Com ¦ Com ZNE - Cold | SCE ¦ Cold | SCE | All | Electric & Gas | Com - Office (Large) ¦ CZ16 | Efficient | 0 | Emerging | WholeBlg | Com - Office (Large) | Com | NEW Only | 0 | 1000 sqft2 of floor space | 1000 sqft | 12 | DEER:HVAC_Duct_Sealing | 5108.663 | 1.2217 | 90.8732 | 0 | 8088.4662 | 2013 | 0 | 0 | 2013 | 0 | 0 | CBECC 2019 and 2016 Guidehouse Assumptions | Com Building Standards - Cold ¦ SCE ¦ Cold | Com Building Standards - Cold | 1 | 1 | 0.001 | Guidehouse 2021 Assumption | -618.7209 | 2012 | 0.8
COM-WHOLEBLG-12.26 | Com ¦ Com ZNE - Cold ¦ SCE ¦ Cold | Com ¦ Com ZNE - Cold | SCE ¦ Cold | SCE | All | Electric & Gas | Com - Office (Small) ¦ CZ16 | Efficient | 0 | Emerging | WholeBlg | Com - Office (Small) | Com | NEW Only | 0 | 1000 sqft2 of floor space | 1000 sqft | 12 | DEER:HVAC_Duct_Sealing | 7468.0571 | 2.757 | 90.2199 | 0 | 9390.2103 | 2013 | 0 | 0 | 2013 | 0 | 0 | CBECC 2019 and 2016 Guidehouse Assumptions | Com Building Standards - Cold ¦ SCE ¦ Cold | Com Building Standards - Cold | 1 | 1 | 0.001 | Guidehouse 2021 Assumption | -443.4287 | 2012 | 0.8
COM-WHOLEBLG-12.27 | Com ¦ Com ZNE - Cold ¦ SCE ¦ Cold | Com ¦ Com ZNE - Cold | SCE ¦ Cold | SCE | All | Electric & Gas | Com - Restaurant ¦ CZ16 | Efficient | 0 | Emerging | WholeBlg | Com - Restaurant | Com | NEW Only | 0 | 1000 sqft2 of floor space | 1000 sqft | 12 | DEER:HVAC_Duct_Sealing | 19337.6255 | 3.5832 | 1650.4152 | 0 | 11173.1656 | 2013 | 0 | 0 | 2013 | 0 | 0 | CBECC 2019 and 2016 Guidehouse Assumptions | Com Building Standards - Cold ¦ SCE ¦ Cold | Com Building Standards - Cold | 1 | 1 | 0.001 | Guidehouse 2021 Assumption | -854.3412 | 2012 | 0.8
COM-WHOLEBLG-12.28 | Com ¦ Com ZNE - Cold ¦ SCE ¦ Cold | Com ¦ Com ZNE - Cold | SCE ¦ Cold | SCE | All | Electric & Gas | Com - Retail ¦ CZ16 | Efficient | 0 | Emerging | WholeBlg | Com - Retail | Com | NEW Only | 0 | 1000 sqft2 of floor space | 1000 sqft | 12 | DEER:HVAC_Duct_Sealing | 4993.9297 | 1.1665 | 127.1088 | 0 | 6032.1532 | 2013 | 0 | 0 | 2013 | 0 | 0 | CBECC 2019 and 2016 Guidehouse Assumptions | Com Building Standards - Cold ¦ SCE ¦ Cold | Com Building Standards - Cold | 1 | 1 | 0.001 | Guidehouse 2021 Assumption | -23011.237 | 2012 | 0.8
COM-WHOLEBLG-12.29 | Com ¦ Com ZNE - Cold ¦ SCE ¦ Cold | Com ¦ Com ZNE - Cold | SCE ¦ Cold | SCE | All | Electric & Gas | Com - School ¦ CZ16 | Efficient | 0 | Emerging | WholeBlg | Com - School | Com | NEW Only | 0 | 1000 sqft2 of floor space | 1000 sqft | 12 | DEER:HVAC_Duct_Sealing | 5619.9524 | 2.5457 | 209.2952 | 0 | 8466.3135 | 2013 | 0 | 0 | 2013 | 0 | 0 | CBECC 2019 and 2016 Guidehouse Assumptions | Com Building Standards - Cold ¦ SCE ¦ Cold | Com Building Standards - Cold | 1 | 1 | 0.001 | Guidehouse 2021 Assumption | -759.1714 | 2012 | 0.8
COM-WHOLEBLG-12.30 | Com ¦ Com ZNE - Cold ¦ SCE ¦ Cold | Com ¦ Com ZNE - Cold | SCE ¦ Cold | SCE | All | Electric & Gas | Com - Warehouse ¦ CZ16 | Efficient | 0 | Emerging | WholeBlg | Com - Warehouse | Com | NEW Only | 0 | 1000 sqft2 of floor space | 1000 sqft | 12 | DEER:HVAC_Duct_Sealing | 1788.8362 | 0.44545 | 133.524 | 0 | 6126.5434 | 2013 | 0 | 0 | 2013 | 0 | 0 | CBECC 2019 and 2016 Guidehouse Assumptions | Com Building Standards - Cold ¦ SCE ¦ Cold | Com Building Standards - Cold | 1 | 1 | 0.001 | Guidehouse 2021 Assumption | -1132.8596 | 2012 | 0.8
COM-WHOLEBLG-12.1 | Com ¦ Com ZNE - Marine ¦ SCG ¦ Marine | Com ¦ Com ZNE - Marine | SCG ¦ Marine | SCG | All | Electric & Gas | Com - College ¦ CZ06 | Efficient | 0 | Emerging | WholeBlg | Com - College | Com | NEW Only | 0 | 1000 sqft2 of floor space | 1000 sqft | 12 | DEER:HVAC_Duct_Sealing | 6565.4477 | 1.9002 | 133.6598 | CBECC 2019 Guidehouse 2016 Assumptions | 8209.82 | 2013 | 0 | 0 | 2013 | 0 | 0 | CBECC 2019 and 2016 Guidehouse Assumptions | Com Building Standards - Marine ¦ SCG ¦ Marine | Com Building Standards - Marine | 1 | 1 | 0.001 | Guidehouse 2021 Assumption | -471.0743 | 2012 | 0.8
COM-WHOLEBLG-12.2 | Com ¦ Com ZNE - Marine ¦ SCG ¦ Marine | Com ¦ Com ZNE - Marine | SCG ¦ Marine | SCG | All | Electric & Gas | Com - Grocery ¦ CZ06 | Efficient | 0 | Emerging | WholeBlg | Com - Grocery | Com | NEW Only | 0 | 1000 sqft2 of floor space | 1000 sqft | 12 | DEER:HVAC_Duct_Sealing | 11719.5796 | 2.3019 | 109.1957 | 0 | 6468.4041 | 2013 | 0 | 0 | 2013 | 0 | 0 | CBECC 2019 and 2016 Guidehouse Assumptions | Com Building Standards - Marine ¦ SCG ¦ Marine | Com Building Standards - Marine | 1 | 1 | 0.001 | Guidehouse 2021 Assumption | -637.0379 | 2012 | 0.8
COM-WHOLEBLG-12.3 | Com ¦ Com ZNE - Marine ¦ SCG ¦ Marine | Com ¦ Com ZNE - Marine | SCG ¦ Marine | SCG | All | Electric & Gas | Com - Health ¦ CZ06 | Efficient | 0 | Emerging | WholeBlg | Com - Health | Com | NEW Only | 0 | 1000 sqft2 of floor space | 1000 sqft | 12 | DEER:HVAC_Duct_Sealing | 6482.3144 | 1.203 | 34.9652 | 0 | 9164.7366 | 2013 | 0 | 0 | 2013 | 0 | 0 | CBECC 2019 and 2016 Guidehouse Assumptions | Com Building Standards - Marine ¦ SCG ¦ Marine | Com Building Standards - Marine | 1 | 1 | 0.001 | Guidehouse 2021 Assumption | -245.1984 | 2012 | 0.8
COM-WHOLEBLG-12.4 | Com ¦ Com ZNE - Marine ¦ SCG ¦ Marine | Com ¦ Com ZNE - Marine | SCG ¦ Marine | SCG | All | Electric & Gas | Com - Lodging ¦ CZ06 | Efficient | 0 | Emerging | WholeBlg | Com - Lodging | Com | NEW Only | 0 | 1000 sqft2 of floor space | 1000 sqft | 12 | DEER:HVAC_Duct_Sealing | 3341.3991 | 0.61429 | 139.861 | 0 | 9016.1445 | 2013 | 0 | 0 | 2013 | 0 | 0 | CBECC 2019 and 2016 Guidehouse Assumptions | Com Building Standards - Marine ¦ SCG ¦ Marine | Com Building Standards - Marine | 1 | 1 | 0.001 | Guidehouse 2021 Assumption | -1224.3583 | 2012 | 0.8
COM-WHOLEBLG-12.5 | Com ¦ Com ZNE - Marine ¦ SCG ¦ Marine | Com ¦ Com ZNE - Marine | SCG ¦ Marine | SCG | All | Electric & Gas | Com - Office (Large) ¦ CZ06 | Efficient | 0 | Emerging | WholeBlg | Com - Office (Large) | Com | NEW Only | 0 | 1000 sqft2 of floor space | 1000 sqft | 12 | DEER:HVAC_Duct_Sealing | 5169.26 | 1.2315 | 15.1004 | 0 | 8088.4662 | 2013 | 0 | 0 | 2013 | 0 | 0 | CBECC 2019 and 2016 Guidehouse Assumptions | Com Building Standards - Marine ¦ SCG ¦ Marine | Com Building Standards - Marine | 1 | 1 | 0.001 | Guidehouse 2021 Assumption | -208.9357 | 2012 | 0.8
COM-WHOLEBLG-12.6 | Com ¦ Com ZNE - Marine ¦ SCG ¦ Marine | Com ¦ Com ZNE - Marine | SCG ¦ Marine | SCG | All | Electric & Gas | Com - Office (Small) ¦ CZ06 | Efficient | 0 | Emerging | WholeBlg | Com - Office (Small) | Com | NEW Only | 0 | 1000 sqft2 of floor space | 1000 sqft | 12 | DEER:HVAC_Duct_Sealing | 7300.1944 | 2.6829 | 4.3021 | 0 | 9390.2103 | 2013 | 0 | 0 | 2013 | 0 | 0 | CBECC 2019 and 2016 Guidehouse Assumptions | Com Building Standards - Marine ¦ SCG ¦ Marine | Com Building Standards - Marine | 1 | 1 | 0.001 | Guidehouse 2021 Assumption | -304.6429 | 2012 | 0.8
COM-WHOLEBLG-12.7 | Com ¦ Com ZNE - Marine ¦ SCG ¦ Marine | Com ¦ Com ZNE - Marine | SCG ¦ Marine | SCG | All | Electric & Gas | Com - Restaurant ¦ CZ06 | Efficient | 0 | Emerging | WholeBlg | Com - Restaurant | Com | NEW Only | 0 | 1000 sqft2 of floor space | 1000 sqft | 12 | DEER:HVAC_Duct_Sealing | 18602.5074 | 3.4507 | 727.971 | 0 | 11173.1656 | 2013 | 0 | 0 | 2013 | 0 | 0 | CBECC 2019 and 2016 Guidehouse Assumptions | Com Building Standards - Marine ¦ SCG ¦ Marine | Com Building Standards - Marine | 1 | 1 | 0.001 | Guidehouse 2021 Assumption | -591.5536 | 2012 | 0.8
COM-WHOLEBLG-12.8 | Com ¦ Com ZNE - Marine ¦ SCG ¦ Marine | Com ¦ Com ZNE - Marine | SCG ¦ Marine | SCG | All | Electric & Gas | Com - Retail ¦ CZ06 | Efficient | 0 | Emerging | WholeBlg | Com - Retail | Com | NEW Only | 0 | 1000 sqft2 of floor space | 1000 sqft | 12 | DEER:HVAC_Duct_Sealing | 4703.2442 | 1.0955 | 16.6199 | 0 | 6032.1532 | 2013 | 0 | 0 | 2013 | 0 | 0 | CBECC 2019 and 2016 Guidehouse Assumptions | Com Building Standards - Marine ¦ SCG ¦ Marine | Com Building Standards - Marine | 1 | 1 | 0.001 | Guidehouse 2021 Assumption | -3467.706 | 2012 | 0.8
COM-WHOLEBLG-12.9 | Com ¦ Com ZNE - Marine ¦ SCG ¦ Marine | Com ¦ Com ZNE - Marine | SCG ¦ Marine | SCG | All | Electric & Gas | Com - School ¦ CZ06 | Efficient | 0 | Emerging | WholeBlg | Com - School | Com | NEW Only | 0 | 1000 sqft2 of floor space | 1000 sqft | 12 | DEER:HVAC_Duct_Sealing | 5202.0968 | 2.3463 | 58.8745 | 0 | 8466.3135 | 2013 | 0 | 0 | 2013 | 0 | 0 | CBECC 2019 and 2016 Guidehouse Assumptions | Com Building Standards - Marine ¦ SCG ¦ Marine | Com Building Standards - Marine | 1 | 1 | 0.001 | Guidehouse 2021 Assumption | -525.5789 | 2012 | 0.8
COM-WHOLEBLG-12.10 | Com ¦ Com ZNE - Marine ¦ SCG ¦ Marine | Com ¦ Com ZNE - Marine | SCG ¦ Marine | SCG | All | Electric & Gas | Com - Warehouse ¦ CZ06 | Efficient | 0 | Emerging | WholeBlg | Com - Warehouse | Com | NEW Only | 0 | 1000 sqft2 of floor space | 1000 sqft | 12 | DEER:HVAC_Duct_Sealing | 1453.8904 | 0.36598 | 26.9868 | 0 | 6126.5434 | 2013 | 0 | 0 | 2013 | 0 | 0 | CBECC 2019 and 2016 Guidehouse Assumptions | Com Building Standards - Marine ¦ SCG ¦ Marine | Com Building Standards - Marine | 1 | 1 | 0.001 | Guidehouse 2021 Assumption | -308.5976 | 2012 | 0.8
COM-WHOLEBLG-12.11 | Com ¦ Com ZNE - Hot-Dry ¦ SCG ¦ Hot-Dry | Com ¦ Com ZNE - Hot-Dry | SCG ¦ Hot-Dry | SCG | All | Electric & Gas | Com - College ¦ CZ08 | Efficient | 0 | Emerging | WholeBlg | Com - College | Com | NEW Only | 0 | 1000 sqft2 of floor space | 1000 sqft | 12 | DEER:HVAC_Duct_Sealing | 6789.4613 | 1.9651 | 135.3194 | 0 | 8209.82 | 2013 | 0 | 0 | 2013 | 0 | 0 | CBECC 2019 and 2016 Guidehouse Assumptions | Com Building Standards - Hot-Dry ¦ SCG ¦ Hot-Dry | Com Building Standards - Hot-Dry | 1 | 1 | 0.001 | Guidehouse 2021 Assumption | -484.5208 | 2012 | 0.8
COM-WHOLEBLG-12.12 | Com ¦ Com ZNE - Hot-Dry ¦ SCG ¦ Hot-Dry | Com ¦ Com ZNE - Hot-Dry | SCG ¦ Hot-Dry | SCG | All | Electric & Gas | Com - Grocery ¦ CZ08 | Efficient | 0 | Emerging | WholeBlg | Com - Grocery | Com | NEW Only | 0 | 1000 sqft2 of floor space | 1000 sqft | 12 | DEER:HVAC_Duct_Sealing | 12055.5289 | 2.3713 | 110.4895 | 0 | 6468.4041 | 2013 | 0 | 0 | 2013 | 0 | 0 | CBECC 2019 and 2016 Guidehouse Assumptions | Com Building Standards - Hot-Dry ¦ SCG ¦ Hot-Dry | Com Building Standards - Hot-Dry | 1 | 1 | 0.001 | Guidehouse 2021 Assumption | -650.2503 | 2012 | 0.8
COM-WHOLEBLG-12.13 | Com ¦ Com ZNE - Hot-Dry ¦ SCG ¦ Hot-Dry | Com ¦ Com ZNE - Hot-Dry | SCG ¦ Hot-Dry | SCG | All | Electric & Gas | Com - Health ¦ CZ08 | Efficient | 0 | Emerging | WholeBlg | Com - Health | Com | NEW Only | 0 | 1000 sqft2 of floor space | 1000 sqft | 12 | DEER:HVAC_Duct_Sealing | 6739.5818 | 1.2531 | 35.0228 | 0 | 9164.7366 | 2013 | 0 | 0 | 2013 | 0 | 0 | CBECC 2019 and 2016 Guidehouse Assumptions | Com Building Standards - Hot-Dry ¦ SCG ¦ Hot-Dry | Com Building Standards - Hot-Dry | 1 | 1 | 0.001 | Guidehouse 2021 Assumption | -250.6186 | 2012 | 0.8
COM-WHOLEBLG-12.14 | Com ¦ Com ZNE - Hot-Dry ¦ SCG ¦ Hot-Dry | Com ¦ Com ZNE - Hot-Dry | SCG ¦ Hot-Dry | SCG | All | Electric & Gas | Com - Lodging ¦ CZ08 | Efficient | 0 | Emerging | WholeBlg | Com - Lodging | Com | NEW Only | 0 | 1000 sqft2 of floor space | 1000 sqft | 12 | DEER:HVAC_Duct_Sealing | 3474.0113 | 0.63975 | 140.0911 | 0 | 9016.1445 | 2013 | 0 | 0 | 2013 | 0 | 0 | CBECC 2019 and 2016 Guidehouse Assumptions | Com Building Standards - Hot-Dry ¦ SCG ¦ Hot-Dry | Com Building Standards - Hot-Dry | 1 | 1 | 0.001 | Guidehouse 2021 Assumption | -1233.2222 | 2012 | 0.8
COM-WHOLEBLG-12.15 | Com ¦ Com ZNE - Hot-Dry ¦ SCG ¦ Hot-Dry | Com ¦ Com ZNE - Hot-Dry | SCG ¦ Hot-Dry | SCG | All | Electric & Gas | Com - Office (Large) ¦ CZ08 | Efficient | 0 | Emerging | WholeBlg | Com - Office (Large) | Com | NEW Only | 0 | 1000 sqft2 of floor space | 1000 sqft | 12 | DEER:HVAC_Duct_Sealing | 5351.8215 | 1.2782 | 17.2698 | 0 | 8088.4662 | 2013 | 0 | 0 | 2013 | 0 | 0 | CBECC 2019 and 2016 Guidehouse Assumptions | Com Building Standards - Hot-Dry ¦ SCG ¦ Hot-Dry | Com Building Standards - Hot-Dry | 1 | 1 | 0.001 | Guidehouse 2021 Assumption | -225.1949 | 2012 | 0.8
COM-WHOLEBLG-12.16 | Com ¦ Com ZNE - Hot-Dry ¦ SCG ¦ Hot-Dry | Com ¦ Com ZNE - Hot-Dry | SCG ¦ Hot-Dry | SCG | All | Electric & Gas | Com - Office (Small) ¦ CZ08 | Efficient | 0 | Emerging | WholeBlg | Com - Office (Small) | Com | NEW Only | 0 | 1000 sqft2 of floor space | 1000 sqft | 12 | DEER:HVAC_Duct_Sealing | 7478.1626 | 2.7565 | 5.7393 | 0 | 9390.2103 | 2013 | 0 | 0 | 2013 | 0 | 0 | CBECC 2019 and 2016 Guidehouse Assumptions | Com Building Standards - Hot-Dry ¦ SCG ¦ Hot-Dry | Com Building Standards - Hot-Dry | 1 | 1 | 0.001 | Guidehouse 2021 Assumption | -314.1157 | 2012 | 0.8
COM-WHOLEBLG-12.17 | Com ¦ Com ZNE - Hot-Dry ¦ SCG ¦ Hot-Dry | Com ¦ Com ZNE - Hot-Dry | SCG ¦ Hot-Dry | SCG | All | Electric & Gas | Com - Restaurant ¦ CZ08 | Efficient | 0 | Emerging | WholeBlg | Com - Restaurant | Com | NEW Only | 0 | 1000 sqft2 of floor space | 1000 sqft | 12 | DEER:HVAC_Duct_Sealing | 19135.7601 | 3.5471 | 736.597 | 0 | 11173.1656 | 2013 | 0 | 0 | 2013 | 0 | 0 | CBECC 2019 and 2016 Guidehouse Assumptions | Com Building Standards - Hot-Dry ¦ SCG ¦ Hot-Dry | Com Building Standards - Hot-Dry | 1 | 1 | 0.001 | Guidehouse 2021 Assumption | -605.2314 | 2012 | 0.8
COM-WHOLEBLG-12.18 | Com ¦ Com ZNE - Hot-Dry ¦ SCG ¦ Hot-Dry | Com ¦ Com ZNE - Hot-Dry | SCG ¦ Hot-Dry | SCG | All | Electric & Gas | Com - Retail ¦ CZ08 | Efficient | 0 | Emerging | WholeBlg | Com - Retail | Com | NEW Only | 0 | 1000 sqft2 of floor space | 1000 sqft | 12 | DEER:HVAC_Duct_Sealing | 4737.4017 | 1.1055 | 20.9901 | 0 | 6032.1532 | 2013 | 0 | 0 | 2013 | 0 | 0 | CBECC 2019 and 2016 Guidehouse Assumptions | Com Building Standards - Hot-Dry ¦ SCG ¦ Hot-Dry | Com Building Standards - Hot-Dry | 1 | 1 | 0.001 | Guidehouse 2021 Assumption | -4243.2939 | 2012 | 0.8
COM-WHOLEBLG-12.19 | Com ¦ Com ZNE - Hot-Dry ¦ SCG ¦ Hot-Dry | Com ¦ Com ZNE - Hot-Dry | SCG ¦ Hot-Dry | SCG | All | Electric & Gas | Com - School ¦ CZ08 | Efficient | 0 | Emerging | WholeBlg | Com - School | Com | NEW Only | 0 | 1000 sqft2 of floor space | 1000 sqft | 12 | DEER:HVAC_Duct_Sealing | 5437.9712 | 2.4597 | 60.3637 | 0 | 8466.3135 | 2013 | 0 | 0 | 2013 | 0 | 0 | CBECC 2019 and 2016 Guidehouse Assumptions | Com Building Standards - Hot-Dry ¦ SCG ¦ Hot-Dry | Com Building Standards - Hot-Dry | 1 | 1 | 0.001 | Guidehouse 2021 Assumption | -547.8594 | 2012 | 0.8
COM-WHOLEBLG-12.20 | Com ¦ Com ZNE - Hot-Dry ¦ SCG ¦ Hot-Dry | Com ¦ Com ZNE - Hot-Dry | SCG ¦ Hot-Dry | SCG | All | Electric & Gas | Com - Warehouse ¦ CZ08 | Efficient | 0 | Emerging | WholeBlg | Com - Warehouse | Com | NEW Only | 0 | 1000 sqft2 of floor space | 1000 sqft | 12 | DEER:HVAC_Duct_Sealing | 1491.2496 | 0.3727 | 28.3498 | 0 | 6126.5434 | 2013 | 0 | 0 | 2013 | 0 | 0 | CBECC 2019 and 2016 Guidehouse Assumptions | Com Building Standards - Hot-Dry ¦ SCG ¦ Hot-Dry | Com Building Standards - Hot-Dry | 1 | 1 | 0.001 | Guidehouse 2021 Assumption | -321.5545 | 2012 | 0.8
COM-WHOLEBLG-12.21 | Com ¦ Com ZNE - Cold ¦ SCG ¦ Cold | Com ¦ Com ZNE - Cold | SCG ¦ Cold | SCG | All | Electric & Gas | Com - College ¦ CZ16 | Efficient | 0 | Emerging | WholeBlg | Com - College | Com | NEW Only | 0 | 1000 sqft2 of floor space | 1000 sqft | 12 | DEER:HVAC_Duct_Sealing | 6875.0656 | 1.9899 | 332.4286 | 0 | 8209.82 | 2013 | 0 | 0 | 2013 | 0 | 0 | CBECC 2019 and 2016 Guidehouse Assumptions | Com Building Standards - Cold ¦ SCG ¦ Cold | Com Building Standards - Cold | 1 | 1 | 0.001 | Guidehouse 2021 Assumption | -667.5555 | 2012 | 0.8
COM-WHOLEBLG-12.22 | Com ¦ Com ZNE - Cold ¦ SCG ¦ Cold | Com ¦ Com ZNE - Cold | SCG ¦ Cold | SCG | All | Electric & Gas | Com - Grocery ¦ CZ16 | Efficient | 0 | Emerging | WholeBlg | Com - Grocery | Com | NEW Only | 0 | 1000 sqft2 of floor space | 1000 sqft | 12 | DEER:HVAC_Duct_Sealing | 12182.7041 | 2.3981 | 247.5623 | 0 | 6468.4041 | 2013 | 0 | 0 | 2013 | 0 | 0 | CBECC 2019 and 2016 Guidehouse Assumptions | Com Building Standards - Cold ¦ SCG ¦ Cold | Com Building Standards - Cold | 1 | 1 | 0.001 | Guidehouse 2021 Assumption | -1030.7775 | 2012 | 0.8
COM-WHOLEBLG-12.23 | Com ¦ Com ZNE - Cold ¦ SCG ¦ Cold | Com ¦ Com ZNE - Cold | SCG ¦ Cold | SCG | All | Electric & Gas | Com - Health ¦ CZ16 | Efficient | 0 | Emerging | WholeBlg | Com - Health | Com | NEW Only | 0 | 1000 sqft2 of floor space | 1000 sqft | 12 | DEER:HVAC_Duct_Sealing | 6797.8331 | 1.2651 | 71.2637 | 0 | 9164.7366 | 2013 | 0 | 0 | 2013 | 0 | 0 | CBECC 2019 and 2016 Guidehouse Assumptions | Com Building Standards - Cold ¦ SCG ¦ Cold | Com Building Standards - Cold | 1 | 1 | 0.001 | Guidehouse 2021 Assumption | -369.2645 | 2012 | 0.8
COM-WHOLEBLG-12.24 | Com ¦ Com ZNE - Cold ¦ SCG ¦ Cold | Com ¦ Com ZNE - Cold | SCG ¦ Cold | SCG | All | Electric & Gas | Com - Lodging ¦ CZ16 | Efficient | 0 | Emerging | WholeBlg | Com - Lodging | Com | NEW Only | 0 | 1000 sqft2 of floor space | 1000 sqft | 12 | DEER:HVAC_Duct_Sealing | 3504.0377 | 0.64584 | 285.0547 | 0 | 9016.1445 | 2013 | 0 | 0 | 2013 | 0 | 0 | CBECC 2019 and 2016 Guidehouse Assumptions | Com Building Standards - Cold ¦ SCG ¦ Cold | Com Building Standards - Cold | 1 | 1 | 0.001 | Guidehouse 2021 Assumption | -2317.2458 | 2012 | 0.8
COM-WHOLEBLG-12.25 | Com ¦ Com ZNE - Cold ¦ SCG ¦ Cold | Com ¦ Com ZNE - Cold | SCG ¦ Cold | SCG | All | Electric & Gas | Com - Office (Large) ¦ CZ16 | Efficient | 0 | Emerging | WholeBlg | Com - Office (Large) | Com | NEW Only | 0 | 1000 sqft2 of floor space | 1000 sqft | 12 | DEER:HVAC_Duct_Sealing | 5108.663 | 1.2217 | 90.8732 | 0 | 8088.4662 | 2013 | 0 | 0 | 2013 | 0 | 0 | CBECC 2019 and 2016 Guidehouse Assumptions | Com Building Standards - Cold ¦ SCG ¦ Cold | Com Building Standards - Cold | 1 | 1 | 0.001 | Guidehouse 2021 Assumption | -618.7209 | 2012 | 0.8
COM-WHOLEBLG-12.26 | Com ¦ Com ZNE - Cold ¦ SCG ¦ Cold | Com ¦ Com ZNE - Cold | SCG ¦ Cold | SCG | All | Electric & Gas | Com - Office (Small) ¦ CZ16 | Efficient | 0 | Emerging | WholeBlg | Com - Office (Small) | Com | NEW Only | 0 | 1000 sqft2 of floor space | 1000 sqft | 12 | DEER:HVAC_Duct_Sealing | 7468.0571 | 2.757 | 90.2199 | 0 | 9390.2103 | 2013 | 0 | 0 | 2013 | 0 | 0 | CBECC 2019 and 2016 Guidehouse Assumptions | Com Building Standards - Cold ¦ SCG ¦ Cold | Com Building Standards - Cold | 1 | 1 | 0.001 | Guidehouse 2021 Assumption | -443.4287 | 2012 | 0.8
COM-WHOLEBLG-12.27 | Com ¦ Com ZNE - Cold ¦ SCG ¦ Cold | Com ¦ Com ZNE - Cold | SCG ¦ Cold | SCG | All | Electric & Gas | Com - Restaurant ¦ CZ16 | Efficient | 0 | Emerging | WholeBlg | Com - Restaurant | Com | NEW Only | 0 | 1000 sqft2 of floor space | 1000 sqft | 12 | DEER:HVAC_Duct_Sealing | 19337.6255 | 3.5832 | 1650.4152 | 0 | 11173.1656 | 2013 | 0 | 0 | 2013 | 0 | 0 | CBECC 2019 and 2016 Guidehouse Assumptions | Com Building Standards - Cold ¦ SCG ¦ Cold | Com Building Standards - Cold | 1 | 1 | 0.001 | Guidehouse 2021 Assumption | -854.3412 | 2012 | 0.8
COM-WHOLEBLG-12.28 | Com ¦ Com ZNE - Cold ¦ SCG ¦ Cold | Com ¦ Com ZNE - Cold | SCG ¦ Cold | SCG | All | Electric & Gas | Com - Retail ¦ CZ16 | Efficient | 0 | Emerging | WholeBlg | Com - Retail | Com | NEW Only | 0 | 1000 sqft2 of floor space | 1000 sqft | 12 | DEER:HVAC_Duct_Sealing | 4993.9297 | 1.1665 | 127.1088 | 0 | 6032.1532 | 2013 | 0 | 0 | 2013 | 0 | 0 | CBECC 2019 and 2016 Guidehouse Assumptions | Com Building Standards - Cold ¦ SCG ¦ Cold | Com Building Standards - Cold | 1 | 1 | 0.001 | Guidehouse 2021 Assumption | -23011.237 | 2012 | 0.8
COM-WHOLEBLG-12.29 | Com ¦ Com ZNE - Cold ¦ SCG ¦ Cold | Com ¦ Com ZNE - Cold | SCG ¦ Cold | SCG | All | Electric & Gas | Com - School ¦ CZ16 | Efficient | 0 | Emerging | WholeBlg | Com - School | Com | NEW Only | 0 | 1000 sqft2 of floor space | 1000 sqft | 12 | DEER:HVAC_Duct_Sealing | 5619.9524 | 2.5457 | 209.2952 | 0 | 8466.3135 | 2013 | 0 | 0 | 2013 | 0 | 0 | CBECC 2019 and 2016 Guidehouse Assumptions | Com Building Standards - Cold ¦ SCG ¦ Cold | Com Building Standards - Cold | 1 | 1 | 0.001 | Guidehouse 2021 Assumption | -759.1714 | 2012 | 0.8
COM-WHOLEBLG-12.30 | Com ¦ Com ZNE - Cold ¦ SCG ¦ Cold | Com ¦ Com ZNE - Cold | SCG ¦ Cold | SCG | All | Electric & Gas | Com - Warehouse ¦ CZ16 | Efficient | 0 | Emerging | WholeBlg | Com - Warehouse | Com | NEW Only | 0 | 1000 sqft2 of floor space | 1000 sqft | 12 | DEER:HVAC_Duct_Sealing | 1788.8362 | 0.44545 | 133.524 | 0 | 6126.5434 | 2013 | 0 | 0 | 2013 | 0 | 0 | CBECC 2019 and 2016 Guidehouse Assumptions | Com Building Standards - Cold ¦ SCG ¦ Cold | Com Building Standards - Cold | 1 | 1 | 0.001 | Guidehouse 2021 Assumption | -1132.8596 | 2012 | 0.8
COM-WHOLEBLG-12.1 | Com ¦ Com ZNE - Marine ¦ SDG&E ¦ Marine | Com ¦ Com ZNE - Marine | SDG&E ¦ Marine | SDG&E | All | Electric & Gas | Com - College ¦ CZ06 | Efficient | 0 | Emerging | WholeBlg | Com - College | Com | NEW Only | 0 | 1000 sqft2 of floor space | 1000 sqft | 12 | DEER:HVAC_Duct_Sealing | 6565.4477 | 1.9002 | 133.6598 | CBECC 2019 Guidehouse 2016 Assumptions | 8209.82 | 2013 | 0 | 0 | 2013 | 0 | 0 | CBECC 2019 and 2016 Guidehouse Assumptions | Com Building Standards - Marine ¦ SDG&E ¦ Marine | Com Building Standards - Marine | 1 | 1 | 0.001 | Guidehouse 2021 Assumption | -471.0743 | 2012 | 0.8
COM-WHOLEBLG-12.2 | Com ¦ Com ZNE - Marine ¦ SDG&E ¦ Marine | Com ¦ Com ZNE - Marine | SDG&E ¦ Marine | SDG&E | All | Electric & Gas | Com - Grocery ¦ CZ06 | Efficient | 0 | Emerging | WholeBlg | Com - Grocery | Com | NEW Only | 0 | 1000 sqft2 of floor space | 1000 sqft | 12 | DEER:HVAC_Duct_Sealing | 11719.5796 | 2.3019 | 109.1957 | 0 | 6468.4041 | 2013 | 0 | 0 | 2013 | 0 | 0 | CBECC 2019 and 2016 Guidehouse Assumptions | Com Building Standards - Marine ¦ SDG&E ¦ Marine | Com Building Standards - Marine | 1 | 1 | 0.001 | Guidehouse 2021 Assumption | -637.0379 | 2012 | 0.8
COM-WHOLEBLG-12.3 | Com ¦ Com ZNE - Marine ¦ SDG&E ¦ Marine | Com ¦ Com ZNE - Marine | SDG&E ¦ Marine | SDG&E | All | Electric & Gas | Com - Health ¦ CZ06 | Efficient | 0 | Emerging | WholeBlg | Com - Health | Com | NEW Only | 0 | 1000 sqft2 of floor space | 1000 sqft | 12 | DEER:HVAC_Duct_Sealing | 6482.3144 | 1.203 | 34.9652 | 0 | 9164.7366 | 2013 | 0 | 0 | 2013 | 0 | 0 | CBECC 2019 and 2016 Guidehouse Assumptions | Com Building Standards - Marine ¦ SDG&E ¦ Marine | Com Building Standards - Marine | 1 | 1 | 0.001 | Guidehouse 2021 Assumption | -245.1984 | 2012 | 0.8
COM-WHOLEBLG-12.4 | Com ¦ Com ZNE - Marine ¦ SDG&E ¦ Marine | Com ¦ Com ZNE - Marine | SDG&E ¦ Marine | SDG&E | All | Electric & Gas | Com - Lodging ¦ CZ06 | Efficient | 0 | Emerging | WholeBlg | Com - Lodging | Com | NEW Only | 0 | 1000 sqft2 of floor space | 1000 sqft | 12 | DEER:HVAC_Duct_Sealing | 3341.3991 | 0.61429 | 139.861 | 0 | 9016.1445 | 2013 | 0 | 0 | 2013 | 0 | 0 | CBECC 2019 and 2016 Guidehouse Assumptions | Com Building Standards - Marine ¦ SDG&E ¦ Marine | Com Building Standards - Marine | 1 | 1 | 0.001 | Guidehouse 2021 Assumption | -1224.3583 | 2012 | 0.8
COM-WHOLEBLG-12.5 | Com ¦ Com ZNE - Marine ¦ SDG&E ¦ Marine | Com ¦ Com ZNE - Marine | SDG&E ¦ Marine | SDG&E | All | Electric & Gas | Com - Office (Large) ¦ CZ06 | Efficient | 0 | Emerging | WholeBlg | Com - Office (Large) | Com | NEW Only | 0 | 1000 sqft2 of floor space | 1000 sqft | 12 | DEER:HVAC_Duct_Sealing | 5169.26 | 1.2315 | 15.1004 | 0 | 8088.4662 | 2013 | 0 | 0 | 2013 | 0 | 0 | CBECC 2019 and 2016 Guidehouse Assumptions | Com Building Standards - Marine ¦ SDG&E ¦ Marine | Com Building Standards - Marine | 1 | 1 | 0.001 | Guidehouse 2021 Assumption | -208.9357 | 2012 | 0.8
COM-WHOLEBLG-12.6 | Com ¦ Com ZNE - Marine ¦ SDG&E ¦ Marine | Com ¦ Com ZNE - Marine | SDG&E ¦ Marine | SDG&E | All | Electric & Gas | Com - Office (Small) ¦ CZ06 | Efficient | 0 | Emerging | WholeBlg | Com - Office (Small) | Com | NEW Only | 0 | 1000 sqft2 of floor space | 1000 sqft | 12 | DEER:HVAC_Duct_Sealing | 7300.1944 | 2.6829 | 4.3021 | 0 | 9390.2103 | 2013 | 0 | 0 | 2013 | 0 | 0 | CBECC 2019 and 2016 Guidehouse Assumptions | Com Building Standards - Marine ¦ SDG&E ¦ Marine | Com Building Standards - Marine | 1 | 1 | 0.001 | Guidehouse 2021 Assumption | -304.6429 | 2012 | 0.8
COM-WHOLEBLG-12.7 | Com ¦ Com ZNE - Marine ¦ SDG&E ¦ Marine | Com ¦ Com ZNE - Marine | SDG&E ¦ Marine | SDG&E | All | Electric & Gas | Com - Restaurant ¦ CZ06 | Efficient | 0 | Emerging | WholeBlg | Com - Restaurant | Com | NEW Only | 0 | 1000 sqft2 of floor space | 1000 sqft | 12 | DEER:HVAC_Duct_Sealing | 18602.5074 | 3.4507 | 727.971 | 0 | 11173.1656 | 2013 | 0 | 0 | 2013 | 0 | 0 | CBECC 2019 and 2016 Guidehouse Assumptions | Com Building Standards - Marine ¦ SDG&E ¦ Marine | Com Building Standards - Marine | 1 | 1 | 0.001 | Guidehouse 2021 Assumption | -591.5536 | 2012 | 0.8
COM-WHOLEBLG-12.8 | Com ¦ Com ZNE - Marine ¦ SDG&E ¦ Marine | Com ¦ Com ZNE - Marine | SDG&E ¦ Marine | SDG&E | All | Electric & Gas | Com - Retail ¦ CZ06 | Efficient | 0 | Emerging | WholeBlg | Com - Retail | Com | NEW Only | 0 | 1000 sqft2 of floor space | 1000 sqft | 12 | DEER:HVAC_Duct_Sealing | 4703.2442 | 1.0955 | 16.6199 | 0 | 6032.1532 | 2013 | 0 | 0 | 2013 | 0 | 0 | CBECC 2019 and 2016 Guidehouse Assumptions | Com Building Standards - Marine ¦ SDG&E ¦ Marine | Com Building Standards - Marine | 1 | 1 | 0.001 | Guidehouse 2021 Assumption | -3467.706 | 2012 | 0.8
COM-WHOLEBLG-12.9 | Com ¦ Com ZNE - Marine ¦ SDG&E ¦ Marine | Com ¦ Com ZNE - Marine | SDG&E ¦ Marine | SDG&E | All | Electric & Gas | Com - School ¦ CZ06 | Efficient | 0 | Emerging | WholeBlg | Com - School | Com | NEW Only | 0 | 1000 sqft2 of floor space | 1000 sqft | 12 | DEER:HVAC_Duct_Sealing | 5202.0968 | 2.3463 | 58.8745 | 0 | 8466.3135 | 2013 | 0 | 0 | 2013 | 0 | 0 | CBECC 2019 and 2016 Guidehouse Assumptions | Com Building Standards - Marine ¦ SDG&E ¦ Marine | Com Building Standards - Marine | 1 | 1 | 0.001 | Guidehouse 2021 Assumption | -525.5789 | 2012 | 0.8
COM-WHOLEBLG-12.10 | Com ¦ Com ZNE - Marine ¦ SDG&E ¦ Marine | Com ¦ Com ZNE - Marine | SDG&E ¦ Marine | SDG&E | All | Electric & Gas | Com - Warehouse ¦ CZ06 | Efficient | 0 | Emerging | WholeBlg | Com - Warehouse | Com | NEW Only | 0 | 1000 sqft2 of floor space | 1000 sqft | 12 | DEER:HVAC_Duct_Sealing | 1453.8904 | 0.36598 | 26.9868 | 0 | 6126.5434 | 2013 | 0 | 0 | 2013 | 0 | 0 | CBECC 2019 and 2016 Guidehouse Assumptions | Com Building Standards - Marine ¦ SDG&E ¦ Marine | Com Building Standards - Marine | 1 | 1 | 0.001 | Guidehouse 2021 Assumption | -308.5976 | 2012 | 0.8
COM-WHOLEBLG-12.11 | Com ¦ Com ZNE - Hot-Dry ¦ SDG&E ¦ Hot-Dry | Com ¦ Com ZNE - Hot-Dry | SDG&E ¦ Hot-Dry | SDG&E | All | Electric & Gas | Com - College ¦ CZ07 | Efficient | 0 | Emerging | WholeBlg | Com - College | Com | NEW Only | 0 | 1000 sqft2 of floor space | 1000 sqft | 12 | DEER:HVAC_Duct_Sealing | 6633.1101 | 1.9168 | 123.6902 | 0 | 8209.82 | 2013 | 0 | 0 | 2013 | 0 | 0 | CBECC 2019 and 2016 Guidehouse Assumptions | Com Building Standards - Hot-Dry ¦ SDG&E ¦ Hot-Dry | Com Building Standards - Hot-Dry | 1 | 1 | 0.001 | Guidehouse 2021 Assumption | -465.655 | 2012 | 0.8
COM-WHOLEBLG-12.12 | Com ¦ Com ZNE - Hot-Dry ¦ SDG&E ¦ Hot-Dry | Com ¦ Com ZNE - Hot-Dry | SDG&E ¦ Hot-Dry | SDG&E | All | Electric & Gas | Com - Grocery ¦ CZ07 | Efficient | 0 | Emerging | WholeBlg | Com - Grocery | Com | NEW Only | 0 | 1000 sqft2 of floor space | 1000 sqft | 12 | DEER:HVAC_Duct_Sealing | 11743.9849 | 2.1963 | 100.286 | 0 | 6468.4041 | 2013 | 0 | 0 | 2013 | 0 | 0 | CBECC 2019 and 2016 Guidehouse Assumptions | Com Building Standards - Hot-Dry ¦ SDG&E ¦ Hot-Dry | Com Building Standards - Hot-Dry | 1 | 1 | 0.001 | Guidehouse 2021 Assumption | -613.2429 | 2012 | 0.8
COM-WHOLEBLG-12.13 | Com ¦ Com ZNE - Hot-Dry ¦ SDG&E ¦ Hot-Dry | Com ¦ Com ZNE - Hot-Dry | SDG&E ¦ Hot-Dry | SDG&E | All | Electric & Gas | Com - Health ¦ CZ07 | Efficient | 0 | Emerging | WholeBlg | Com - Health | Com | NEW Only | 0 | 1000 sqft2 of floor space | 1000 sqft | 12 | DEER:HVAC_Duct_Sealing | 6568.1058 | 1.1451 | 33.4313 | 0 | 9164.7366 | 2013 | 0 | 0 | 2013 | 0 | 0 | CBECC 2019 and 2016 Guidehouse Assumptions | Com Building Standards - Hot-Dry ¦ SDG&E ¦ Hot-Dry | Com Building Standards - Hot-Dry | 1 | 1 | 0.001 | Guidehouse 2021 Assumption | -241.9721 | 2012 | 0.8
COM-WHOLEBLG-12.14 | Com ¦ Com ZNE - Hot-Dry ¦ SDG&E ¦ Hot-Dry | Com ¦ Com ZNE - Hot-Dry | SDG&E ¦ Hot-Dry | SDG&E | All | Electric & Gas | Com - Lodging ¦ CZ07 | Efficient | 0 | Emerging | WholeBlg | Com - Lodging | Com | NEW Only | 0 | 1000 sqft2 of floor space | 1000 sqft | 12 | DEER:HVAC_Duct_Sealing | 3385.6216 | 0.58824 | 133.7253 | 0 | 9016.1445 | 2013 | 0 | 0 | 2013 | 0 | 0 | CBECC 2019 and 2016 Guidehouse Assumptions | Com Building Standards - Hot-Dry ¦ SDG&E ¦ Hot-Dry | Com Building Standards - Hot-Dry | 1 | 1 | 0.001 | Guidehouse 2021 Assumption | -1180.9276 | 2012 | 0.8
COM-WHOLEBLG-12.15 | Com ¦ Com ZNE - Hot-Dry ¦ SDG&E ¦ Hot-Dry | Com ¦ Com ZNE - Hot-Dry | SDG&E ¦ Hot-Dry | SDG&E | All | Electric & Gas | Com - Office (Large) ¦ CZ07 | Efficient | 0 | Emerging | WholeBlg | Com - Office (Large) | Com | NEW Only | 0 | 1000 sqft2 of floor space | 1000 sqft | 12 | DEER:HVAC_Duct_Sealing | 5246.4809 | 1.1468 | 11.3166 | 0 | 8088.4662 | 2013 | 0 | 0 | 2013 | 0 | 0 | CBECC 2019 and 2016 Guidehouse Assumptions | Com Building Standards - Hot-Dry ¦ SDG&E ¦ Hot-Dry | Com Building Standards - Hot-Dry | 1 | 1 | 0.001 | Guidehouse 2021 Assumption | -190.2954 | 2012 | 0.8
COM-WHOLEBLG-12.16 | Com ¦ Com ZNE - Hot-Dry ¦ SDG&E ¦ Hot-Dry | Com ¦ Com ZNE - Hot-Dry | SDG&E ¦ Hot-Dry | SDG&E | All | Electric & Gas | Com - Office (Small) ¦ CZ07 | Efficient | 0 | Emerging | WholeBlg | Com - Office (Small) | Com | NEW Only | 0 | 1000 sqft2 of floor space | 1000 sqft | 12 | DEER:HVAC_Duct_Sealing | 7423.2696 | 2.462 | 2.3566 | 0 | 9390.2103 | 2013 | 0 | 0 | 2013 | 0 | 0 | CBECC 2019 and 2016 Guidehouse Assumptions | Com Building Standards - Hot-Dry ¦ SDG&E ¦ Hot-Dry | Com Building Standards - Hot-Dry | 1 | 1 | 0.001 | Guidehouse 2021 Assumption | -306.6802 | 2012 | 0.8
COM-WHOLEBLG-12.17 | Com ¦ Com ZNE - Hot-Dry ¦ SDG&E ¦ Hot-Dry | Com ¦ Com ZNE - Hot-Dry | SDG&E ¦ Hot-Dry | SDG&E | All | Electric & Gas | Com - Restaurant ¦ CZ07 | Efficient | 0 | Emerging | WholeBlg | Com - Restaurant | Com | NEW Only | 0 | 1000 sqft2 of floor space | 1000 sqft | 12 | DEER:HVAC_Duct_Sealing | 18641.2459 | 3.5378 | 668.5735 | 0 | 11173.1656 | 2013 | 0 | 0 | 2013 | 0 | 0 | CBECC 2019 and 2016 Guidehouse Assumptions | Com Building Standards - Hot-Dry ¦ SDG&E ¦ Hot-Dry | Com Building Standards - Hot-Dry | 1 | 1 | 0.001 | Guidehouse 2021 Assumption | -576.4671 | 2012 | 0.8
COM-WHOLEBLG-12.18 | Com ¦ Com ZNE - Hot-Dry ¦ SDG&E ¦ Hot-Dry | Com ¦ Com ZNE - Hot-Dry | SDG&E ¦ Hot-Dry | SDG&E | All | Electric & Gas | Com - Retail ¦ CZ07 | Efficient | 0 | Emerging | WholeBlg | Com - Retail | Com | NEW Only | 0 | 1000 sqft2 of floor space | 1000 sqft | 12 | DEER:HVAC_Duct_Sealing | 4585.964 | 1.003 | 14.3598 | 0 | 6032.1532 | 2013 | 0 | 0 | 2013 | 0 | 0 | CBECC 2019 and 2016 Guidehouse Assumptions | Com Building Standards - Hot-Dry ¦ SDG&E ¦ Hot-Dry | Com Building Standards - Hot-Dry | 1 | 1 | 0.001 | Guidehouse 2021 Assumption | -3055.3262 | 2012 | 0.8
COM-WHOLEBLG-12.19 | Com ¦ Com ZNE - Hot-Dry ¦ SDG&E ¦ Hot-Dry | Com ¦ Com ZNE - Hot-Dry | SDG&E ¦ Hot-Dry | SDG&E | All | Electric & Gas | Com - School ¦ CZ07 | Efficient | 0 | Emerging | WholeBlg | Com - School | Com | NEW Only | 0 | 1000 sqft2 of floor space | 1000 sqft | 12 | DEER:HVAC_Duct_Sealing | 5256.0206 | 2.1489 | 52.6714 | 0 | 8466.3135 | 2013 | 0 | 0 | 2013 | 0 | 0 | CBECC 2019 and 2016 Guidehouse Assumptions | Com Building Standards - Hot-Dry ¦ SDG&E ¦ Hot-Dry | Com Building Standards - Hot-Dry | 1 | 1 | 0.001 | Guidehouse 2021 Assumption | -522.077 | 2012 | 0.8
COM-WHOLEBLG-12.20 | Com ¦ Com ZNE - Hot-Dry ¦ SDG&E ¦ Hot-Dry | Com ¦ Com ZNE - Hot-Dry | SDG&E ¦ Hot-Dry | SDG&E | All | Electric & Gas | Com - Warehouse ¦ CZ07 | Efficient | 0 | Emerging | WholeBlg | Com - Warehouse | Com | NEW Only | 0 | 1000 sqft2 of floor space | 1000 sqft | 12 | DEER:HVAC_Duct_Sealing | 1464.1324 | 0.45399 | 20.9557 | 0 | 6126.5434 | 2013 | 0 | 0 | 2013 | 0 | 0 | CBECC 2019 and 2016 Guidehouse Assumptions | Com Building Standards - Hot-Dry ¦ SDG&E ¦ Hot-Dry | Com Building Standards - Hot-Dry | 1 | 1 | 0.001 | Guidehouse 2021 Assumption | -264.065 | 2012 | 0.8
DNVGL 01- Base.1 | Ag ¦ Dairy- Heat Recovery-Motor Standard ¦ All | Ag ¦ Dairy- Heat Recovery-Motor Standard | All | All | All | Gas | No heat recovery | Average Existing | 0 | Conventional | ProcHeat | Ag - Dairies, fishing, hunting | Ag | RET Only | 0 | Building Type Consumption (Therms/year) | Consumption (therms) | 14 | DEER:Indoor_CFL_Ltg | 0 | 0 | 1 | DNVGL Study Industrial/AG sector 2020 | 0 | 2020 | 0 | 0 | 2020 | 0 | 0 | Cedars 2019 | Heat Recovery ¦ All | Heat Recovery | 1 | 0.81 | 0.758 | DNVGL Study Industrial/AG sector 2020 | 0 | 0 | 0.65 | 0
DNVGL 01- EE.1 | Ag ¦ Dairy- Heat Recovery-Motor Efficient ¦ All | Ag ¦ Dairy- Heat Recovery-Motor Efficient | All | All | All | Gas | No heat recovery | Efficient | 0 | Conventional | ProcHeat | Ag - Dairies, fishing, hunting | Ag | RET Only | 0 | Building Type Consumption (Therms/year) | Consumption (therms) | 14 | DEER:Indoor_CFL_Ltg | 0 | 0 | 0.9055 | DNVGL Study Industrial/AG sector 2020 | 0.17754 | 2020 | 0 | 0 | 2020 | 0 | 0 | Cedars 2019 | Heat Recovery ¦ All | Heat Recovery | 1 | 0.81 | 0.242 | DNVGL Study Industrial/AG sector 2020 | 0 | 0 | 0.65 | 0
DNVGL 02- Base.1 | Ag ¦ Dairy- VFD-Motor Standard ¦ All | Ag ¦ Dairy- VFD-Motor Standard | All | All | All | Electric | Pump with no drive | Average Existing | 0 | Conventional | MachDr | Ag - Dairies, fishing, hunting | Ag | RET Only | 0 | Building Type Consumption (kWh/year) | Consumption (kWh) | 15 | DEER:HVAC_Chillers | 1 | 0 | 0 | DNVGL Study Industrial/AG sector 2020 | 0 | 2020 | 0 | 0 | 2020 | 0 | 0 | Cedars 2019 | Motor VFD ¦ All | Motor VFD | 1 | 0.82 | 0.685 | DNVGL Study Industrial/AG sector 2020 | 0 | 0 | 0.65 | 0
DNVGL 02- EE.1 | Ag ¦ Dairy- VFD-Motor Efficient ¦ All | Ag ¦ Dairy- VFD-Motor Efficient | All | All | All | Electric | Pump with no drive | Efficient | 0 | Conventional | MachDr | Ag - Dairies, fishing, hunting | Ag | RET Only | 0 | Building Type Consumption (kWh/year) | Consumption (kWh) | 15 | DEER:HVAC_Chillers | 0.93695 | -3.6025e-05 | 0 | DNVGL Study Industrial/AG sector 2020 | 0.024436 | 2020 | 0 | 0 | 2020 | 0 | 0 | Cedars 2019 | Motor VFD ¦ All | Motor VFD | 1 | 0.82 | 0.315 | DNVGL Study Industrial/AG sector 2020 | 0 | 0 | 0.65 | 0
DNVGL 03- Base.1 | Ag ¦ Dairy- EE Fans and Vent-Motor Standard ¦ All | Ag ¦ Dairy- EE Fans and Vent-Motor Standard | All | All | All | Electric | Pump with no drive | Average Existing | 0 | Conventional | MachDr | Ag - Dairies, fishing, hunting | Ag | RET Only | 0 | Building Type Consumption (kWh/year) | Consumption (kWh) | 15 | DEER:Indoor_Non-CFL_Ltg | 1 | 0 | 0 | DNVGL Study Industrial/AG sector 2020 | 0 | 2020 | 0 | 0 | 2020 | 0 | 0 | Cedars 2019 | Dairy Ventilation Efficiency Upgrades ¦ All | Dairy Ventilation Efficiency Upgrades | 1 | 1 | 0.585 | DNVGL Study Industrial/AG sector 2020 | 0 | 0 | 0.65 | 0
DNVGL 03- EE.1 | Ag ¦ Dairy- EE Fans and Vent-Motor Efficient ¦ All | Ag ¦ Dairy- EE Fans and Vent-Motor Efficient | All | All | All | Electric | Pump with no drive | Efficient | 0 | Conventional | MachDr | Ag - Dairies, fishing, hunting | Ag | RET Only | 0 | Building Type Consumption (kWh/year) | Consumption (kWh) | 15 | DEER:Indoor_Non-CFL_Ltg | 0.9493 | -2.8969e-05 | 0 | DNVGL Study Industrial/AG sector 2020 | 0.015008 | 2020 | 0 | 0 | 2020 | 0 | 0 | Cedars 2019 | Dairy Ventilation Efficiency Upgrades ¦ All | Dairy Ventilation Efficiency Upgrades | 1 | 1 | 0.415 | DNVGL Study Industrial/AG sector 2020 | 0 | 0 | 0.65 | 0
DNVGL 04- Base.1 | Ag ¦ Water Pumping- EE Pump Motors Standard ¦ All | Ag ¦ Water Pumping- EE Pump Motors Standard | All | All | All | Electric | Pump with no drive | Average Existing | 0 | Conventional | MachDr | Ag - Water pumping | Ag | RET Only | 0 | Building Type Consumption (kWh/year) | Consumption (kWh) | 15 | DEER:Indoor_CFL_Ltg | 1 | 0 | 0 | DNVGL Study Industrial/AG sector 2020 | 0 | 2020 | 0 | 0 | 2020 | 0 | 0 | Cedars 2019 | Ag Pump Retrofit - Irrigation ¦ All | Ag Pump Retrofit - Irrigation | 1 | 0.82 | 0.475 | DNVGL Study Industrial/AG sector 2020 | 0 | 0 | 0.65 | 0
DNVGL 04- EE.1 | Ag ¦ Water Pumping- EE Pump Motors Efficient ¦ All | Ag ¦ Water Pumping- EE Pump Motors Efficient | All | All | All | Electric | Pump with no drive | Efficient | 0 | Conventional | MachDr | Ag - Water pumping | Ag | RET Only | 0 | Building Type Consumption (kWh/year) | Consumption (kWh) | 15 | DEER:Indoor_CFL_Ltg | 0.88675 | -6.4709e-05 | 0 | DNVGL Study Industrial/AG sector 2020 | 0.036171 | 2020 | 0 | 0 | 2020 | 0 | 0 | Cedars 2019 | Ag Pump Retrofit - Irrigation ¦ All | Ag Pump Retrofit - Irrigation | 1 | 0.82 | 0.525 | DNVGL Study Industrial/AG sector 2020 | 0 | 0 | 0.65 | 0
DNVGL 05- Base.1 | Ag ¦ Water Pumping- Sensors and Controls Standard ¦ PG&E ¦ All | Ag ¦ Water Pumping- Sensors and Controls Standard | PG&E ¦ All | PG&E | All | Electric | Pump with no drive | Average Existing | 0 | Conventional | MachDr | Ag - Water pumping | Ag | RET Only | 0 | Building Type Consumption (kWh/year) | Consumption (kWh) | 15 | DEER:Indoor_CFL_Ltg | 1 | 0 | 0 | DNVGL Study Industrial/AG sector 2020 | 0 | 2020 | 0 | 0 | 2020 | 0 | 0 | Cedars 2019 | Ag Pump Control - Irrigation ¦ PG&E ¦ All | Ag Pump Control - Irrigation | 1 | 0.8 | 0.4825 | DNVGL Study Industrial/AG sector 2020 | 0 | 0 | 0.65 | 0
DNVGL 05- Base.2 | Ag ¦ Water Pumping- Sensors and Controls Standard ¦ SCE ¦ All | Ag ¦ Water Pumping- Sensors and Controls Standard | SCE ¦ All | SCE | All | Electric | Pump with no drive | Average Existing | 0 | Conventional | MachDr | Ag - Water pumping | Ag | RET Only | 0 | Building Type Consumption (kWh/year) | Consumption (kWh) | 15 | DEER:Indoor_CFL_Ltg | 1 | 0 | 0 | DNVGL Study Industrial/AG sector 2020 | 0 | 2020 | 0 | 0 | 2020 | 0 | 0 | Cedars 2019 | Ag Pump Control - Irrigation ¦ SCE ¦ All | Ag Pump Control - Irrigation | 1 | 0.8 | 0.4825 | DNVGL Study Industrial/AG sector 2020 | 0 | 0 | 0.65 | 0
DNVGL 05- Base.3 | Ag ¦ Water Pumping- Sensors and Controls Standard ¦ SDG&E ¦ All | Ag ¦ Water Pumping- Sensors and Controls Standard | SDG&E ¦ All | SDG&E | All | Electric | Pump with no drive | Average Existing | 0 | Conventional | MachDr | Ag - Water pumping | Ag | RET Only | 0 | Building Type Consumption (kWh/year) | Consumption (kWh) | 15 | DEER:Indoor_CFL_Ltg | 1 | 0 | 0 | DNVGL Study Industrial/AG sector 2020 | 0 | 2020 | 0 | 0 | 2020 | 0 | 0 | Cedars 2019 | Ag Pump Control - Irrigation ¦ SDG&E ¦ All | Ag Pump Control - Irrigation | 1 | 0.8 | 0.4825 | DNVGL Study Industrial/AG sector 2020 | 0 | 0 | 0.65 | 0
DNVGL 05- EE.1 | Ag ¦ Water Pumping- Sensors and Controls Efficient ¦ PG&E ¦ All | Ag ¦ Water Pumping- Sensors and Controls Efficient | PG&E ¦ All | PG&E | All | Electric | Pump with no drive | Efficient | 0 | Conventional | MachDr | Ag - Water pumping | Ag | RET Only | 0 | Building Type Consumption (kWh/year) | Consumption (kWh) | 15 | DEER:Indoor_CFL_Ltg | 0.8943 | -6.0395e-05 | 0 | DNVGL Study Industrial/AG sector 2020 | 0.023827 | 2020 | 0 | 0 | 2020 | 0 | 0 | Cedars 2019 | Ag Pump Control - Irrigation ¦ PG&E ¦ All | Ag Pump Control - Irrigation | 1 | 0.8 | 0.5175 | DNVGL Study Industrial/AG sector 2020 | 0 | 0 | 0.65 | 0
DNVGL 05- EE.2 | Ag ¦ Water Pumping- Sensors and Controls Efficient ¦ SCE ¦ All | Ag ¦ Water Pumping- Sensors and Controls Efficient | SCE ¦ All | SCE | All | Electric | Pump with no drive | Efficient | 0 | Conventional | MachDr | Ag - Water pumping | Ag | RET Only | 0 | Building Type Consumption (kWh/year) | Consumption (kWh) | 15 | DEER:Indoor_CFL_Ltg | 0.8943 | -6.0395e-05 | 0 | DNVGL Study Industrial/AG sector 2020 | 0.023827 | 2020 | 0 | 0 | 2020 | 0 | 0 | Cedars 2019 | Ag Pump Control - Irrigation ¦ SCE ¦ All | Ag Pump Control - Irrigation | 1 | 0.8 | 0.5175 | DNVGL Study Industrial/AG sector 2020 | 0 | 0 | 0.65 | 0
DNVGL 05- EE.3 | Ag ¦ Water Pumping- Sensors and Controls Efficient ¦ SDG&E ¦ All | Ag ¦ Water Pumping- Sensors and Controls Efficient | SDG&E ¦ All | SDG&E | All | Electric | Pump with no drive | Efficient | 0 | Conventional | MachDr | Ag - Water pumping | Ag | RET Only | 0 | Building Type Consumption (kWh/year) | Consumption (kWh) | 15 | DEER:Indoor_CFL_Ltg | 0.8943 | -6.0395e-05 | 0 | DNVGL Study Industrial/AG sector 2020 | 0.023827 | 2020 | 0 | 0 | 2020 | 0 | 0 | Cedars 2019 | Ag Pump Control - Irrigation ¦ SDG&E ¦ All | Ag Pump Control - Irrigation | 1 | 0.8 | 0.5175 | DNVGL Study Industrial/AG sector 2020 | 0 | 0 | 0.65 | 0
DNVGL 06- Base.1 | Ag ¦ Water Pumping- Comprehensive Program Standard ¦ All | Ag ¦ Water Pumping- Comprehensive Program Standard | All | All | All | Electric | Pump with no drive | Average Existing | 0 | Conventional | MachDr | Ag - Water pumping | Ag | RET Only | 0 | Building Type Consumption (kWh/year) | Consumption (kWh) | 15 | DEER:Indoor_CFL_Ltg | 1 | 0 | 0 | DNVGL Study Industrial/AG sector 2020 | 0 | 2020 | 0 | 0 | 2020 | 0 | 0 | Cedars 2019 | Ag Pump Process optimization ¦ All | Ag Pump Process optimization | 1 | 1 | 1 | DNVGL Study Industrial/AG sector 2020 | 0 | 0 | 0.55012 | 0
DNVGL 06- EE.1 | Ag ¦ Water Pumping- Comprehensive Program Efficient ¦ All | Ag ¦ Water Pumping- Comprehensive Program Efficient | All | All | All | Electric | Pump with no drive | Efficient | 0 | Conventional | MachDr | Ag - Water pumping | Ag | RET Only | 0 | Building Type Consumption (kWh/year) | Consumption (kWh) | 15 | DEER:Indoor_CFL_Ltg | 0.97357 | -1.5099e-05 | 0 | DNVGL Study Industrial/AG sector 2020 | 0.017705 | 2020 | 0 | 0 | 2020 | 0 | 0 | Cedars 2019 | Ag Pump Process optimization ¦ All | Ag Pump Process optimization | 1 | 1 | 0 | DNVGL Study Industrial/AG sector 2020 | 0 | 0 | 0.55012 | 0
DNVGL 07- Base.1 | Ag ¦ Greenhouse- LED Growlights Standard ¦ All | Ag ¦ Greenhouse- LED Growlights Standard | All | All | All | Electric | No controls on lighting systems | Average Existing | 0 | Conventional | Lighting | Ag - Irrigated Agriculture, vineyards, forestry and greenhouses | Ag | RET Only | 0 | Building Type Consumption (kWh/year) | Consumption (kWh) | 10.15 | DEER:Indoor_Non-CFL_Ltg | 1 | 0 | 0 | DNVGL Study Industrial/AG sector 2020 | 0 | 2020 | 0 | 0 | 2020 | 0 | 0 | Cedars 2019 | EE Lighting ¦ All | EE Lighting | 0.1 | 0.86 | 0.605 | DNVGL Study Industrial/AG sector 2020 | 0 | 0 | 0.75 | 0
DNVGL 07- EE.1 | Ag ¦ Greenhouse- LED Growlights Efficient ¦ All | Ag ¦ Greenhouse- LED Growlights Efficient | All | All | All | Electric | No controls on lighting systems | Efficient | 0 | Conventional | Lighting | Ag - Irrigated Agriculture, vineyards, forestry and greenhouses | Ag | RET Only | 0 | Building Type Consumption (kWh/year) | Consumption (kWh) | 10.15 | DEER:Indoor_Non-CFL_Ltg | 0.7712 | -0.00013474 | 0 | DNVGL Study Industrial/AG sector 2020 | 0.041666 | 2020 | 0 | 0 | 2020 | 0 | 0 | Cedars 2019 | EE Lighting ¦ All | EE Lighting | 0.1 | 0.86 | 0.395 | DNVGL Study Industrial/AG sector 2020 | 0 | 0 | 0.75 | 0
DNVGL 08- Base.1 | Ag ¦ Greenhouse- High EE HVAC Standard ¦ All | Ag ¦ Greenhouse- High EE HVAC Standard | All | All | All | Gas | No controls on lighting systems | Average Existing | 0 | Conventional | HVAC | Ag - Irrigated Agriculture, vineyards, forestry and greenhouses | Ag | RET Only | 0 | Building Type Consumption (Therms/year) | Consumption (therms) | 15 | DEER:HVAC_Split-Package_HP | 0 | 0 | 1 | DNVGL Study Industrial/AG sector 2020 | 0 | 2020 | 0 | 0 | 2020 | 0 | 0 | Cedars 2019 | Greenhouse HVAC Efficiency Upgrades ¦ All | Greenhouse HVAC Efficiency Upgrades | 1 | 0.56 | 0.56 | DNVGL Study Industrial/AG sector 2020 | 0 | 0 | 0.56 | 0
DNVGL 08- EE.1 | Ag ¦ Greenhouse- High EE HVAC Efficient ¦ All | Ag ¦ Greenhouse- High EE HVAC Efficient | All | All | All | Gas | No controls on lighting systems | Efficient | 0 | Conventional | HVAC | Ag - Irrigated Agriculture, vineyards, forestry and greenhouses | Ag | RET Only | 0 | Building Type Consumption (Therms/year) | Consumption (therms) | 15 | DEER:HVAC_Split-Package_HP | 0 | 0 | 0.88835 | DNVGL Study Industrial/AG sector 2020 | 0.090685 | 2020 | 0 | 0 | 2020 | 0 | 0 | Cedars 2019 | Greenhouse HVAC Efficiency Upgrades ¦ All | Greenhouse HVAC Efficiency Upgrades | 1 | 0.56 | 0.44 | DNVGL Study Industrial/AG sector 2020 | 0 | 0 | 0.56 | 0
DNVGL 09- Base.1 | Ag ¦ Greenhouse- Energy Curtain Standard ¦ All | Ag ¦ Greenhouse- Energy Curtain Standard | All | All | All | Gas | No controls on lighting systems | Average Existing | 0 | Conventional | HVAC | Ag - Irrigated Agriculture, vineyards, forestry and greenhouses | Ag | RET Only | 0 | Building Type Consumption (Therms/year) | Consumption (therms) | 5 | DEER:HVAC_Split-Package_HP | 0 | 0 | 1 | DNVGL Study Industrial/AG sector 2020 | 0 | 2020 | 0 | 0 | 2020 | 0 | 0 | Cedars 2019 | Greenhouse Envelope ¦ All | Greenhouse Envelope | 1 | 0.65 | 0.49 | DNVGL Study Industrial/AG sector 2020 | 0 | 0 | 0.68 | 0
DNVGL 09- EE.1 | Ag ¦ Greenhouse- Energy Curtain Efficient ¦ All | Ag ¦ Greenhouse- Energy Curtain Efficient | All | All | All | Gas | No controls on lighting systems | Efficient | 0 | Conventional | HVAC | Ag - Irrigated Agriculture, vineyards, forestry and greenhouses | Ag | RET Only | 0 | Building Type Consumption (Therms/year) | Consumption (therms) | 5 | DEER:HVAC_Split-Package_HP | 0 | 0 | 0.8869 | DNVGL Study Industrial/AG sector 2020 | 0.068082 | 2020 | 0 | 0 | 2020 | 0 | 0 | Cedars 2019 | Greenhouse Envelope ¦ All | Greenhouse Envelope | 1 | 0.65 | 0.51 | DNVGL Study Industrial/AG sector 2020 | 0 | 0 | 0.68 | 0
AG-PUMPUPGR-1.1 | Ag ¦ Standard Ag Irrigation Pumps ¦ All | Ag ¦ Standard Ag Irrigation Pumps | All | All | All | Electric | All other pumps besides irrigation specific pumps | Average Existing | 0 | Conventional | MachDr | Ag - Dairies, fishing, hunting | Ag | RET Only | 0 | Building Type Consumption (kWh/year) | kWh Saved | 8.47 | DEER:Indoor_CFL_Ltg | 1 | 0 | 0 |  | 0 | 2016 | 0 | 0 | 0 | 0 | 0 | EEStats 2016-2017 | Ag Pump Retrofit - Irrigation ¦ All | Ag Pump Retrofit - Irrigation | 0.22 | 1 | 0.96 | 2011 Electric Distribution Across End-Uses; Aggregated for PGE, SCG, SDGE by NAICS Code | 0 | 0 | 0.7 | 0
AG-PUMPUPGR-2.2 | Ag ¦ Efficient Ag Irrigation Pumps ¦ All | Ag ¦ Efficient Ag Irrigation Pumps | All | All | All | Electric | All other pumps besides irrigation specific pumps | Efficient | 0 | Conventional | MachDr | Ag - Dairies, fishing, hunting | Ag | RET Only | 0 | Building Type Consumption (kWh/year) | kWh Saved | 8.47 | DEER:Indoor_CFL_Ltg | 0.85004 | -8.5682e-05 | 0 | DEER Workpapers - SCE13PR003.2 - Agricultural Pump System Overhaul_Final / PGECOAGR120 R0 Ag Pump Overhaul | 0.63 | 2016 | 0 | 0 | 0 | 0 | 0 | EEStats 2016-2017 | Ag Pump Retrofit - Irrigation ¦ All | Ag Pump Retrofit - Irrigation | 0.22 | 1 | 0.04 | 2011 Electric Distribution Across End-Uses; Aggregated for PGE, SCG, SDGE by NAICS Code | 0 | 0 | 0.7 | 0
AG-BOILER-1.1 | Ag ¦ Standard Post-Harvest Process Equipment ¦ All | Ag ¦ Standard Post-Harvest Process Equipment | All | All | All | Gas | Standard post-harvesting equipment and processes | Average Existing | 0 | Conventional | ProcHeat | Ag - Irrigated Agriculture, vineyards, forestry and greenhouses | Ag | RET Only | 0 | Building Type Consumption (Therms/year) | Therms saved | 16.8 | DEER:Indoor_CFL_Ltg | 0 | 0 | 1 |  | 0 | 2016 | 0 | 0 | 0 | 0 | 0 | EEStats 2016-2017 | Process Heating Upgrades ¦ All | Process Heating Upgrades | 0.25 | 1 | 0.95 | 2011 Electric Distribution Across End-Uses; Aggregated for PGE, SCG, SDGE by NAICS Code | 0 | 0 | 0.64 | 0
AG-BOILER-2.2 | Ag ¦ Post-Harvest Process Improvements ¦ All | Ag ¦ Post-Harvest Process Improvements | All | All | All | Gas | Gas improvements to post-harvesting such as more efficient heated grain drying, heat recovery, process controls | Efficient | 0 | Conventional | ProcHeat | Ag - Irrigated Agriculture, vineyards, forestry and greenhouses | Ag | RET Only | 0 | Building Type Consumption (Therms/year) | Therms saved | 16.8 | DEER:Indoor_CFL_Ltg | 0 | 0 | 0.72515 | Wisconsin TRM | 2.345 | 2016 | 0 | 0 | 0 | 0 | 0 | EEStats 2016-2017 | Process Heating Upgrades ¦ All | Process Heating Upgrades | 0.25 | 1 | 0.05 | 2011 Gas Distribution Across End-Uses; Aggregated for PGE, SCG, SDGE by NAICS Code | 0 | 0 | 0.64 | 0
AG-PIPEINSUL-1.1 | Ag ¦ Standard Pipe Insulation Hot Application ¦ All | Ag ¦ Standard Pipe Insulation Hot Application | All | All | All | Gas | Standard pipe insulation | Average Existing | 0 | Conventional | ProcHeat | Ag - Irrigated Agriculture, vineyards, forestry and greenhouses | Ag | RET Only | 0 | Building Type Consumption (Therms/year) | Therms saved | 11 | DEER:Indoor_CFL_Ltg | 0 | 0 | 1 |  | 0 | 2016 | 0 | 0 | 0 | 0 | 0 | EEStats 2016-2017 | Pipe Insulation ¦ All | Pipe Insulation | 0.25 | 1 | 0.977 | 2011 Electric Distribution Across End-Uses; Aggregated for PGE, SCG, SDGE by NAICS Code | 0 | 0 | 0.5 | 0
AG-PIPEINSUL-2.2 | Ag ¦ Efficient Pipe Insulation Hot Application ¦ All | Ag ¦ Efficient Pipe Insulation Hot Application | All | All | All | Gas | Efficient pipe insulation | Efficient | 0 | Conventional | ProcHeat | Ag - Irrigated Agriculture, vineyards, forestry and greenhouses | Ag | RET Only | 0 | Building Type Consumption (Therms/year) | Therms saved | 11 | DEER:Indoor_CFL_Ltg | 0 | 0 | 0.95 | PG&E/SCE Workpapers | 0.75 | 2016 | 0 | 0 | 0 | 0 | 0 | EEStats 2016-2017 | Pipe Insulation ¦ All | Pipe Insulation | 0.25 | 1 | 0.023 | 2011 Electric Distribution Across End-Uses; Aggregated for PGE, SCG, SDGE by NAICS Code | 0 | 0 | 0.5 | 0
AG-CHILLER-1.1 | Ag ¦ Standard HVAC Chiller Water Cooled ¦ All | Ag ¦ Standard HVAC Chiller Water Cooled | All | All | All | Electric | Standard chiller | Average Existing | 0 | Conventional | HVAC | Ag - Irrigated Agriculture, vineyards, forestry and greenhouses | Ag | RET Only | 0 | Building Type Consumption (kWh/year) | kWh Saved | 20 | DEER:HVAC_Chillers | 1 | 0 | 0 |  | 0 | 2016 | 0 | 0 | 0 | 0 | 0 | EEStats 2016-2017 | HVAC Chiller ¦ All | HVAC Chiller | 0.1 | 1 | 0.977 | 2011 Electric Distribution Across End-Uses; Aggregated for PGE, SCG, SDGE by NAICS Code | 0 | 0 | 0.71 | 0
AG-CHILLER-2.2 | Ag ¦ Efficient HVAC Chiller Water Cooled ¦ All | Ag ¦ Efficient HVAC Chiller Water Cooled | All | All | All | Electric | Chiller improvements and upgrades | Efficient | 0 | Conventional | HVAC | Ag - Irrigated Agriculture, vineyards, forestry and greenhouses | Ag | RET Only | 0 | Building Type Consumption (kWh/year) | kWh Saved | 20 | DEER:HVAC_Chillers | 0.9 | -5.7138e-05 | 0 | PG&E/SCE Workpapers | 0.86 | 2016 | 0 | 0 | 0 | 0 | 0 | EEStats 2016-2017 | HVAC Chiller ¦ All | HVAC Chiller | 0.1 | 1 | 0.023 | 2011 Electric Distribution Across End-Uses; Aggregated for PGE, SCG, SDGE by NAICS Code | 0 | 0 | 0.71 | 0
AG-EEAERAT-1.1 | Ag ¦ Process Wastewater Aerator ¦ All | Ag ¦ Process Wastewater Aerator | All | All | All | Electric | Standard Irrigation Pumps | Average Existing | 0 | Conventional | MachDr | Ag - Irrigated Agriculture, vineyards, forestry and greenhouses | Ag | RET Only | 1 | Building Type Consumption (kWh/year) | kWh Saved | 9.34 | DEER:Indoor_CFL_Ltg | 1 | 0 | 0 |  | 0 | 2016 | 0 | 0 | 0 | 0 | 0 | EEStats 2016-2017 | Wastewater Aerator ¦ All | Wastewater Aerator | 0.1 | 1 | 0.977 | 2011 Electric Distribution Across End-Uses; Aggregated for PGE, SCG, SDGE by NAICS Code | 0 | 0 | 0.55 | 0
AG-EEAERAT-2.2 | Ag ¦ Efficient Process Wastewater Aerator ¦ All | Ag ¦ Efficient Process Wastewater Aerator | All | All | All | Electric | Irrigation specific pump improvement, maintenance, and replacement designed to increase pump efficiency | Efficient | 0 | Conventional | MachDr | Ag - Irrigated Agriculture, vineyards, forestry and greenhouses | Ag | RET Only | 2 | Building Type Consumption (kWh/year) | kWh Saved | 9.34 | DEER:Indoor_CFL_Ltg | 0.85004 | -8.5682e-05 | 0 | PG&E/SCE Workpapers | 0.985 | 2016 | 0 | 0 | 0 | 0 | 0 | EEStats 2016-2017 | Wastewater Aerator ¦ All | Wastewater Aerator | 0.1 | 1 | 0.023 | 2011 Electric Distribution Across End-Uses; Aggregated for PGE, SCG, SDGE by NAICS Code | 0 | 0 | 0.55 | 0
AG-LIGHTING-1.1 | Ag ¦ Interior Lighting - Average Existing ¦ PG&E ¦ All | Ag ¦ Interior Lighting - Average Existing | PG&E ¦ All | PG&E | All | Electric | Average existing lighting equipment | Average Existing | 0 | Conventional | Lighting | Ag - Dairies, fishing, hunting | Ag | RET Only | 0 | Building Type Consumption (kWh/year) | kWh consumed | 5.0965 | DEER:Indoor_Non-CFL_Ltg | 1 | 0 | 0.0021212 | DEER/ Applied commercial characterization as a % of end use consumptoin | 0.12883 | 2012 | 0 | 0.11237 | 2012 | 0 | 0 | Itron MCS 2012 | Interior Lighting Upgrades ¦ PG&E ¦ All | Interior Lighting Upgrades | 0.08 | 0.5 | 0.451 | Navigant End Use analysis/CSS for saturations | 0 | 0 | 0.63 | 0
AG-LIGHTING-1.2 | Ag ¦ Interior Lighting - Average Existing ¦ SCE ¦ All | Ag ¦ Interior Lighting - Average Existing | SCE ¦ All | SCE | All | Electric | Average existing lighting equipment | Average Existing | 0 | Conventional | Lighting | Ag - Dairies, fishing, hunting | Ag | RET Only | 0 | Building Type Consumption (kWh/year) | kWh consumed | 5.0965 | DEER:Indoor_Non-CFL_Ltg | 1 | 0 | 0.0014402 | DEER/ Applied commercial characterization as a % of end use consumptoin | 0.12883 | 2012 | 0 | 0.11237 | 2012 | 0 | 0 | Itron MCS 2012 | Interior Lighting Upgrades ¦ SCE ¦ All | Interior Lighting Upgrades | 0.08 | 0.5 | 0.489 | Navigant End Use analysis/CSS for saturations | 0 | 0 | 0.63 | 0
AG-LIGHTING-1.3 | Ag ¦ Interior Lighting - Average Existing ¦ SDG&E ¦ All | Ag ¦ Interior Lighting - Average Existing | SDG&E ¦ All | SDG&E | All | Electric | Average existing lighting equipment | Average Existing | 0 | Conventional | Lighting | Ag - Dairies, fishing, hunting | Ag | RET Only | 0 | Building Type Consumption (kWh/year) | kWh consumed | 5.0965 | DEER:Indoor_Non-CFL_Ltg | 1 | 0 | 0.0013415 | DEER/ Applied commercial characterization as a % of end use consumptoin | 0.12883 | 2012 | 0 | 0.11237 | 2012 | 0 | 0 | Itron MCS 2012 | Interior Lighting Upgrades ¦ SDG&E ¦ All | Interior Lighting Upgrades | 0.08 | 0.5 | 0.463 | Navigant End Use analysis/CSS for saturations | 0 | 0 | 0.63 | 0
AG-LIGHTING-1.4 | Ag ¦ Interior Lighting - Average Existing ¦ PG&E ¦ All | Ag ¦ Interior Lighting - Average Existing | PG&E ¦ All | PG&E | All | Electric | Average existing lighting equipment | Average Existing | 0 | Conventional | Lighting | Ag - Irrigated Agriculture, vineyards, forestry and greenhouses | Ag | RET Only | 0 | Building Type Consumption (kWh/year) | kWh consumed | 5.0965 | DEER:Indoor_Non-CFL_Ltg | 1 | 0 | 0.0021212 | DEER/ Applied commercial characterization as a % of end use consumptoin | 0.12883 | 2012 | 0 | 0.11237 | 2012 | 0 | 0 | Itron MCS 2012 | Interior Lighting Upgrades ¦ PG&E ¦ All | Interior Lighting Upgrades | 0.136 | 0.5 | 0.451 | Navigant End Use analysis/CSS for saturations | 0 | 0 | 0.63 | 0
AG-LIGHTING-1.5 | Ag ¦ Interior Lighting - Average Existing ¦ SCE ¦ All | Ag ¦ Interior Lighting - Average Existing | SCE ¦ All | SCE | All | Electric | Average existing lighting equipment | Average Existing | 0 | Conventional | Lighting | Ag - Irrigated Agriculture, vineyards, forestry and greenhouses | Ag | RET Only | 0 | Building Type Consumption (kWh/year) | kWh consumed | 5.0965 | DEER:Indoor_Non-CFL_Ltg | 1 | 0 | 0.0014402 | DEER/ Applied commercial characterization as a % of end use consumptoin | 0.12883 | 2012 | 0 | 0.11237 | 2012 | 0 | 0 | Itron MCS 2012 | Interior Lighting Upgrades ¦ SCE ¦ All | Interior Lighting Upgrades | 0.136 | 0.5 | 0.489 | Navigant End Use analysis/CSS for saturations | 0 | 0 | 0.63 | 0
AG-LIGHTING-1.6 | Ag ¦ Interior Lighting - Average Existing ¦ SDG&E ¦ All | Ag ¦ Interior Lighting - Average Existing | SDG&E ¦ All | SDG&E | All | Electric | Average existing lighting equipment | Average Existing | 0 | Conventional | Lighting | Ag - Irrigated Agriculture, vineyards, forestry and greenhouses | Ag | RET Only | 0 | Building Type Consumption (kWh/year) | kWh consumed | 5.0965 | DEER:Indoor_Non-CFL_Ltg | 1 | 0 | 0.0013415 | DEER/ Applied commercial characterization as a % of end use consumptoin | 0.12883 | 2012 | 0 | 0.11237 | 2012 | 0 | 0 | Itron MCS 2012 | Interior Lighting Upgrades ¦ SDG&E ¦ All | Interior Lighting Upgrades | 0.136 | 0.5 | 0.463 | Navigant End Use analysis/CSS for saturations | 0 | 0 | 0.63 | 0
AG-LIGHTING-2.1 | Ag ¦ Interior Lighting Upgrades - LED ¦ PG&E ¦ All | Ag ¦ Interior Lighting Upgrades - LED | PG&E ¦ All | PG&E | All | Electric | LED lighting upgrades | Efficient | 2019 | Conventional | Lighting | Ag - Dairies, fishing, hunting | Ag | RET Only | 0 | Building Type Consumption (kWh/year) | kWh consumed | 5.0965 | DEER:Indoor_Non-CFL_Ltg | 0.3537 | -0.00017935 | 0.0032821 | DEER/ Applied commercial characterization as a % of end use consumptoin | 1.1132 | 2012 | 0 | 0.11361 | 2012 | 0 | 0 | Itron MCS 2012 | Interior Lighting Upgrades ¦ PG&E ¦ All | Interior Lighting Upgrades | 0.08 | 0.5 | 0.066 | Navigant End Use analysis/CSS for saturations | 0 | 0 | 0.63 | 0
AG-LIGHTING-2.2 | Ag ¦ Interior Lighting Upgrades - LED ¦ SCE ¦ All | Ag ¦ Interior Lighting Upgrades - LED | SCE ¦ All | SCE | All | Electric | LED lighting upgrades | Efficient | 2019 | Conventional | Lighting | Ag - Dairies, fishing, hunting | Ag | RET Only | 0 | Building Type Consumption (kWh/year) | kWh consumed | 5.0965 | DEER:Indoor_Non-CFL_Ltg | 0.32331 | -0.00018779 | 0.002238 | DEER/ Applied commercial characterization as a % of end use consumptoin | 1.1132 | 2012 | 0 | 0.11361 | 2012 | 0 | 0 | Itron MCS 2012 | Interior Lighting Upgrades ¦ SCE ¦ All | Interior Lighting Upgrades | 0.08 | 0.5 | 0.066 | Navigant End Use analysis/CSS for saturations | 0 | 0 | 0.63 | 0
AG-LIGHTING-2.3 | Ag ¦ Interior Lighting Upgrades - LED ¦ SDG&E ¦ All | Ag ¦ Interior Lighting Upgrades - LED | SDG&E ¦ All | SDG&E | All | Electric | LED lighting upgrades | Efficient | 2019 | Conventional | Lighting | Ag - Dairies, fishing, hunting | Ag | RET Only | 0 | Building Type Consumption (kWh/year) | kWh consumed | 5.0965 | DEER:Indoor_Non-CFL_Ltg | 0.32375 | -0.00018766 | 0.0020591 | DEER/ Applied commercial characterization as a % of end use consumptoin | 1.1132 | 2012 | 0 | 0.11361 | 2012 | 0 | 0 | Itron MCS 2012 | Interior Lighting Upgrades ¦ SDG&E ¦ All | Interior Lighting Upgrades | 0.08 | 0.5 | 0.062 | Navigant End Use analysis/CSS for saturations | 0 | 0 | 0.63 | 0
AG-LIGHTING-2.4 | Ag ¦ Interior Lighting Upgrades - LED ¦ PG&E ¦ All | Ag ¦ Interior Lighting Upgrades - LED | PG&E ¦ All | PG&E | All | Electric | LED lighting upgrades | Efficient | 2019 | Conventional | Lighting | Ag - Irrigated Agriculture, vineyards, forestry and greenhouses | Ag | RET Only | 0 | Building Type Consumption (kWh/year) | kWh consumed | 5.0965 | DEER:Indoor_Non-CFL_Ltg | 0.3537 | -0.00017935 | 0.0032821 | DEER/ Applied commercial characterization as a % of end use consumptoin | 1.1132 | 2012 | 0 | 0.11361 | 2012 | 0 | 0 | Itron MCS 2012 | Interior Lighting Upgrades ¦ PG&E ¦ All | Interior Lighting Upgrades | 0.136 | 0.5 | 0.066 | Navigant End Use analysis/CSS for saturations | 0 | 0 | 0.63 | 0
AG-LIGHTING-2.5 | Ag ¦ Interior Lighting Upgrades - LED ¦ SCE ¦ All | Ag ¦ Interior Lighting Upgrades - LED | SCE ¦ All | SCE | All | Electric | LED lighting upgrades | Efficient | 2019 | Conventional | Lighting | Ag - Irrigated Agriculture, vineyards, forestry and greenhouses | Ag | RET Only | 0 | Building Type Consumption (kWh/year) | kWh consumed | 5.0965 | DEER:Indoor_Non-CFL_Ltg | 0.32331 | -0.00018779 | 0.002238 | DEER/ Applied commercial characterization as a % of end use consumptoin | 1.1132 | 2012 | 0 | 0.11361 | 2012 | 0 | 0 | Itron MCS 2012 | Interior Lighting Upgrades ¦ SCE ¦ All | Interior Lighting Upgrades | 0.136 | 0.5 | 0.066 | Navigant End Use analysis/CSS for saturations | 0 | 0 | 0.63 | 0
AG-LIGHTING-2.6 | Ag ¦ Interior Lighting Upgrades - LED ¦ SDG&E ¦ All | Ag ¦ Interior Lighting Upgrades - LED | SDG&E ¦ All | SDG&E | All | Electric | LED lighting upgrades | Efficient | 2019 | Conventional | Lighting | Ag - Irrigated Agriculture, vineyards, forestry and greenhouses | Ag | RET Only | 0 | Building Type Consumption (kWh/year) | kWh consumed | 5.0965 | DEER:Indoor_Non-CFL_Ltg | 0.32375 | -0.00018766 | 0.0020591 | DEER/ Applied commercial characterization as a % of end use consumptoin | 1.1132 | 2012 | 0 | 0.11361 | 2012 | 0 | 0 | Itron MCS 2012 | Interior Lighting Upgrades ¦ SDG&E ¦ All | Interior Lighting Upgrades | 0.136 | 0.5 | 0.062 | Navigant End Use analysis/CSS for saturations | 0 | 0 | 0.63 | 0
AG-LIGHTING-3.1 | Ag ¦ Interior Lighting Upgrades - Non-LED ¦ PG&E ¦ All | Ag ¦ Interior Lighting Upgrades - Non-LED | PG&E ¦ All | PG&E | All | Electric | Non LED Lighting upgrades | Efficient | 0 | Conventional | Lighting | Ag - Dairies, fishing, hunting | Ag | RET Only | 0 | Building Type Consumption (kWh/year) | kWh consumed | 5.0965 | DEER:Indoor_Non-CFL_Ltg | 0.43908 | -0.00015566 | 0.0041644 | DEER/ Applied commercial characterization as a % of end use consumptoin | 0.16565 | 2012 | 0 | 0.11237 | 2012 | 0 | 0 | Itron MCS 2012 | Interior Lighting Upgrades ¦ PG&E ¦ All | Interior Lighting Upgrades | 0.08 | 0.5 | 0.483 | Navigant End Use analysis/CSS for saturations | 0 | 0 | 0.63 | 0
AG-LIGHTING-3.2 | Ag ¦ Interior Lighting Upgrades - Non-LED ¦ SCE ¦ All | Ag ¦ Interior Lighting Upgrades - Non-LED | SCE ¦ All | SCE | All | Electric | Non LED Lighting upgrades | Efficient | 0 | Conventional | Lighting | Ag - Dairies, fishing, hunting | Ag | RET Only | 0 | Building Type Consumption (kWh/year) | kWh consumed | 5.0965 | DEER:Indoor_Non-CFL_Ltg | 0.40776 | -0.00016435 | 0.0028389 | DEER/ Applied commercial characterization as a % of end use consumptoin | 0.16565 | 2012 | 0 | 0.11237 | 2012 | 0 | 0 | Itron MCS 2012 | Interior Lighting Upgrades ¦ SCE ¦ All | Interior Lighting Upgrades | 0.08 | 0.5 | 0.445 | Navigant End Use analysis/CSS for saturations | 0 | 0 | 0.63 | 0
AG-LIGHTING-3.3 | Ag ¦ Interior Lighting Upgrades - Non-LED ¦ SDG&E ¦ All | Ag ¦ Interior Lighting Upgrades - Non-LED | SDG&E ¦ All | SDG&E | All | Electric | Non LED Lighting upgrades | Efficient | 0 | Conventional | Lighting | Ag - Dairies, fishing, hunting | Ag | RET Only | 0 | Building Type Consumption (kWh/year) | kWh consumed | 5.0965 | DEER:Indoor_Non-CFL_Ltg | 0.40652 | -0.0001647 | 0.0025913 | DEER/ Applied commercial characterization as a % of end use consumptoin | 0.16565 | 2012 | 0 | 0.11237 | 2012 | 0 | 0 | Itron MCS 2012 | Interior Lighting Upgrades ¦ SDG&E ¦ All | Interior Lighting Upgrades | 0.08 | 0.5 | 0.475 | Navigant End Use analysis/CSS for saturations | 0 | 0 | 0.63 | 0
AG-LIGHTING-3.4 | Ag ¦ Interior Lighting Upgrades - Non-LED ¦ PG&E ¦ All | Ag ¦ Interior Lighting Upgrades - Non-LED | PG&E ¦ All | PG&E | All | Electric | Non LED Lighting upgrades | Efficient | 0 | Conventional | Lighting | Ag - Irrigated Agriculture, vineyards, forestry and greenhouses | Ag | RET Only | 0 | Building Type Consumption (kWh/year) | kWh consumed | 5.0965 | DEER:Indoor_Non-CFL_Ltg | 0.43908 | -0.00015566 | 0.0041644 | DEER/ Applied commercial characterization as a % of end use consumptoin | 0.16565 | 2012 | 0 | 0.11237 | 2012 | 0 | 0 | Itron MCS 2012 | Interior Lighting Upgrades ¦ PG&E ¦ All | Interior Lighting Upgrades | 0.136 | 0.5 | 0.483 | Navigant End Use analysis/CSS for saturations | 0 | 0 | 0.63 | 0
AG-LIGHTING-3.5 | Ag ¦ Interior Lighting Upgrades - Non-LED ¦ SCE ¦ All | Ag ¦ Interior Lighting Upgrades - Non-LED | SCE ¦ All | SCE | All | Electric | Non LED Lighting upgrades | Efficient | 0 | Conventional | Lighting | Ag - Irrigated Agriculture, vineyards, forestry and greenhouses | Ag | RET Only | 0 | Building Type Consumption (kWh/year) | kWh consumed | 5.0965 | DEER:Indoor_Non-CFL_Ltg | 0.40776 | -0.00016435 | 0.0028389 | DEER/ Applied commercial characterization as a % of end use consumptoin | 0.16565 | 2012 | 0 | 0.11237 | 2012 | 0 | 0 | Itron MCS 2012 | Interior Lighting Upgrades ¦ SCE ¦ All | Interior Lighting Upgrades | 0.136 | 0.5 | 0.445 | Navigant End Use analysis/CSS for saturations | 0 | 0 | 0.63 | 0
AG-LIGHTING-3.6 | Ag ¦ Interior Lighting Upgrades - Non-LED ¦ SDG&E ¦ All | Ag ¦ Interior Lighting Upgrades - Non-LED | SDG&E ¦ All | SDG&E | All | Electric | Non LED Lighting upgrades | Efficient | 0 | Conventional | Lighting | Ag - Irrigated Agriculture, vineyards, forestry and greenhouses | Ag | RET Only | 0 | Building Type Consumption (kWh/year) | kWh consumed | 5.0965 | DEER:Indoor_Non-CFL_Ltg | 0.40652 | -0.0001647 | 0.0025913 | DEER/ Applied commercial characterization as a % of end use consumptoin | 0.16565 | 2012 | 0 | 0.11237 | 2012 | 0 | 0 | Itron MCS 2012 | Interior Lighting Upgrades ¦ SDG&E ¦ All | Interior Lighting Upgrades | 0.136 | 0.5 | 0.475 | Navigant End Use analysis/CSS for saturations | 0 | 0 | 0.63 | 0
AG-LIGHTING-4.1 | Ag ¦ Exterior Lighting - Average Existing ¦ PG&E ¦ All | Ag ¦ Exterior Lighting - Average Existing | PG&E ¦ All | PG&E | All | Electric | Standard Exterior lighting | Average Existing | 0 | Conventional | Lighting | Ag - Dairies, fishing, hunting | Ag | RET Only | 0 | Building Type Consumption (kWh/year) | kWh consumed | 5.0965 | DEER:Indoor_Non-CFL_Ltg | 1 | 0 | 0 | DEER/ Applied commercial characterization as a % of end use consumptoin | 0.10828 | 2012 | 0 | 0.065559 | 2012 | 0 | 0 | Itron MCS 2012 | Exterior Lighting - Upgrades ¦ PG&E ¦ All | Exterior Lighting - Upgrades | 0.08 | 0.5 | 0.583 | Navigant End Use analysis/CSS for saturations | 0 | 0 | 0.75 | 0
AG-LIGHTING-4.2 | Ag ¦ Exterior Lighting - Average Existing ¦ SCE ¦ All | Ag ¦ Exterior Lighting - Average Existing | SCE ¦ All | SCE | All | Electric | Standard Exterior lighting | Average Existing | 0 | Conventional | Lighting | Ag - Dairies, fishing, hunting | Ag | RET Only | 0 | Building Type Consumption (kWh/year) | kWh consumed | 5.0965 | DEER:Indoor_Non-CFL_Ltg | 1 | 0 | 0 | DEER/ Applied commercial characterization as a % of end use consumptoin | 0.10828 | 2012 | 0 | 0.065559 | 2012 | 0 | 0 | Itron MCS 2012 | Exterior Lighting - Upgrades ¦ SCE ¦ All | Exterior Lighting - Upgrades | 0.08 | 0.5 | 0.596 | Navigant End Use analysis/CSS for saturations | 0 | 0 | 0.75 | 0
AG-LIGHTING-4.3 | Ag ¦ Exterior Lighting - Average Existing ¦ SDG&E ¦ All | Ag ¦ Exterior Lighting - Average Existing | SDG&E ¦ All | SDG&E | All | Electric | Standard Exterior lighting | Average Existing | 0 | Conventional | Lighting | Ag - Dairies, fishing, hunting | Ag | RET Only | 0 | Building Type Consumption (kWh/year) | kWh consumed | 5.0965 | DEER:Indoor_Non-CFL_Ltg | 1 | 0 | 0 | DEER/ Applied commercial characterization as a % of end use consumptoin | 0.10828 | 2012 | 0 | 0.065559 | 2012 | 0 | 0 | Itron MCS 2012 | Exterior Lighting - Upgrades ¦ SDG&E ¦ All | Exterior Lighting - Upgrades | 0.08 | 0.5 | 0.596 | Navigant End Use analysis/CSS for saturations | 0 | 0 | 0.75 | 0
AG-LIGHTING-4.4 | Ag ¦ Exterior Lighting - Average Existing ¦ PG&E ¦ All | Ag ¦ Exterior Lighting - Average Existing | PG&E ¦ All | PG&E | All | Electric | Standard Exterior lighting | Average Existing | 0 | Conventional | Lighting | Ag - Irrigated Agriculture, vineyards, forestry and greenhouses | Ag | RET Only | 0 | Building Type Consumption (kWh/year) | kWh consumed | 5.0965 | DEER:Indoor_Non-CFL_Ltg | 1 | 0 | 0 | DEER/ Applied commercial characterization as a % of end use consumptoin | 0.10828 | 2012 | 0 | 0.065559 | 2012 | 0 | 0 | Itron MCS 2012 | Exterior Lighting - Upgrades ¦ PG&E ¦ All | Exterior Lighting - Upgrades | 0.136 | 0.5 | 0.583 | Navigant End Use analysis/CSS for saturations | 0 | 0 | 0.75 | 0
AG-LIGHTING-4.5 | Ag ¦ Exterior Lighting - Average Existing ¦ SCE ¦ All | Ag ¦ Exterior Lighting - Average Existing | SCE ¦ All | SCE | All | Electric | Standard Exterior lighting | Average Existing | 0 | Conventional | Lighting | Ag - Irrigated Agriculture, vineyards, forestry and greenhouses | Ag | RET Only | 0 | Building Type Consumption (kWh/year) | kWh consumed | 5.0965 | DEER:Indoor_Non-CFL_Ltg | 1 | 0 | 0 | DEER/ Applied commercial characterization as a % of end use consumptoin | 0.10828 | 2012 | 0 | 0.065559 | 2012 | 0 | 0 | Itron MCS 2012 | Exterior Lighting - Upgrades ¦ SCE ¦ All | Exterior Lighting - Upgrades | 0.136 | 0.5 | 0.596 | Navigant End Use analysis/CSS for saturations | 0 | 0 | 0.75 | 0
AG-LIGHTING-4.6 | Ag ¦ Exterior Lighting - Average Existing ¦ SDG&E ¦ All | Ag ¦ Exterior Lighting - Average Existing | SDG&E ¦ All | SDG&E | All | Electric | Standard Exterior lighting | Average Existing | 0 | Conventional | Lighting | Ag - Irrigated Agriculture, vineyards, forestry and greenhouses | Ag | RET Only | 0 | Building Type Consumption (kWh/year) | kWh consumed | 5.0965 | DEER:Indoor_Non-CFL_Ltg | 1 | 0 | 0 | DEER/ Applied commercial characterization as a % of end use consumptoin | 0.10828 | 2012 | 0 | 0.065559 | 2012 | 0 | 0 | Itron MCS 2012 | Exterior Lighting - Upgrades ¦ SDG&E ¦ All | Exterior Lighting - Upgrades | 0.136 | 0.5 | 0.596 | Navigant End Use analysis/CSS for saturations | 0 | 0 | 0.75 | 0
AG-LIGHTING-5.1 | Ag ¦ Exterior Lighting - Upgrades ¦ PG&E ¦ All | Ag ¦ Exterior Lighting - Upgrades | PG&E ¦ All | PG&E | All | Electric | Exterior LED Lighitng | Efficient | 2019 | Conventional | Lighting | Ag - Dairies, fishing, hunting | Ag | RET Only | 0 | Building Type Consumption (kWh/year) | kWh consumed | 5.0965 | DEER:Indoor_Non-CFL_Ltg | 0.46983 | 0 | 0 | DEER/ Applied commercial characterization as a % of end use consumptoin | 1.0829 | 2012 | 0 | 0.065559 | 2012 | 0 | 0 | Itron MCS 2012 | Exterior Lighting - Upgrades ¦ PG&E ¦ All | Exterior Lighting - Upgrades | 0.08 | 0.5 | 0.417 | Navigant End Use analysis/CSS for saturations | 0 | 0 | 0.75 | 0
AG-LIGHTING-5.2 | Ag ¦ Exterior Lighting - Upgrades ¦ SCE ¦ All | Ag ¦ Exterior Lighting - Upgrades | SCE ¦ All | SCE | All | Electric | Exterior LED Lighitng | Efficient | 2019 | Conventional | Lighting | Ag - Dairies, fishing, hunting | Ag | RET Only | 0 | Building Type Consumption (kWh/year) | kWh consumed | 5.0965 | DEER:Indoor_Non-CFL_Ltg | 0.44707 | 0 | 0 | DEER/ Applied commercial characterization as a % of end use consumptoin | 1.0829 | 2012 | 0 | 0.065559 | 2012 | 0 | 0 | Itron MCS 2012 | Exterior Lighting - Upgrades ¦ SCE ¦ All | Exterior Lighting - Upgrades | 0.08 | 0.5 | 0.404 | Navigant End Use analysis/CSS for saturations | 0 | 0 | 0.75 | 0
AG-LIGHTING-5.3 | Ag ¦ Exterior Lighting - Upgrades ¦ SDG&E ¦ All | Ag ¦ Exterior Lighting - Upgrades | SDG&E ¦ All | SDG&E | All | Electric | Exterior LED Lighitng | Efficient | 2019 | Conventional | Lighting | Ag - Dairies, fishing, hunting | Ag | RET Only | 0 | Building Type Consumption (kWh/year) | kWh consumed | 5.0965 | DEER:Indoor_Non-CFL_Ltg | 0.46098 | 0 | 0 | DEER/ Applied commercial characterization as a % of end use consumptoin | 1.0829 | 2012 | 0 | 0.065559 | 2012 | 0 | 0 | Itron MCS 2012 | Exterior Lighting - Upgrades ¦ SDG&E ¦ All | Exterior Lighting - Upgrades | 0.08 | 0.5 | 0.404 | Navigant End Use analysis/CSS for saturations | 0 | 0 | 0.75 | 0
AG-LIGHTING-5.4 | Ag ¦ Exterior Lighting - Upgrades ¦ PG&E ¦ All | Ag ¦ Exterior Lighting - Upgrades | PG&E ¦ All | PG&E | All | Electric | Exterior LED Lighitng | Efficient | 2019 | Conventional | Lighting | Ag - Irrigated Agriculture, vineyards, forestry and greenhouses | Ag | RET Only | 0 | Building Type Consumption (kWh/year) | kWh consumed | 5.0965 | DEER:Indoor_Non-CFL_Ltg | 0.46983 | 0 | 0 | DEER/ Applied commercial characterization as a % of end use consumptoin | 1.0829 | 2012 | 0 | 0.065559 | 2012 | 0 | 0 | Itron MCS 2012 | Exterior Lighting - Upgrades ¦ PG&E ¦ All | Exterior Lighting - Upgrades | 0.136 | 0.5 | 0.417 | Navigant End Use analysis/CSS for saturations | 0 | 0 | 0.75 | 0
AG-LIGHTING-5.5 | Ag ¦ Exterior Lighting - Upgrades ¦ SCE ¦ All | Ag ¦ Exterior Lighting - Upgrades | SCE ¦ All | SCE | All | Electric | Exterior LED Lighitng | Efficient | 2019 | Conventional | Lighting | Ag - Irrigated Agriculture, vineyards, forestry and greenhouses | Ag | RET Only | 0 | Building Type Consumption (kWh/year) | kWh consumed | 5.0965 | DEER:Indoor_Non-CFL_Ltg | 0.44707 | 0 | 0 | DEER/ Applied commercial characterization as a % of end use consumptoin | 1.0829 | 2012 | 0 | 0.065559 | 2012 | 0 | 0 | Itron MCS 2012 | Exterior Lighting - Upgrades ¦ SCE ¦ All | Exterior Lighting - Upgrades | 0.136 | 0.5 | 0.404 | Navigant End Use analysis/CSS for saturations | 0 | 0 | 0.75 | 0
AG-LIGHTING-5.6 | Ag ¦ Exterior Lighting - Upgrades ¦ SDG&E ¦ All | Ag ¦ Exterior Lighting - Upgrades | SDG&E ¦ All | SDG&E | All | Electric | Exterior LED Lighitng | Efficient | 2019 | Conventional | Lighting | Ag - Irrigated Agriculture, vineyards, forestry and greenhouses | Ag | RET Only | 0 | Building Type Consumption (kWh/year) | kWh consumed | 5.0965 | DEER:Indoor_Non-CFL_Ltg | 0.46098 | 0 | 0 | DEER/ Applied commercial characterization as a % of end use consumptoin | 1.0829 | 2012 | 0 | 0.065559 | 2012 | 0 | 0 | Itron MCS 2012 | Exterior Lighting - Upgrades ¦ SDG&E ¦ All | Exterior Lighting - Upgrades | 0.136 | 0.5 | 0.404 | Navigant End Use analysis/CSS for saturations | 0 | 0 | 0.75 | 0
AG-LIGHTING-6.1 | Ag ¦ Lighting Controls - Average Existing ¦ PG&E ¦ All | Ag ¦ Lighting Controls - Average Existing | PG&E ¦ All | PG&E | All | Electric | Manual Lighting Controls/No Controls | Average Existing | 0 | Conventional | Lighting | Ag - Dairies, fishing, hunting | Ag | RET Only | 0 | Building Type Consumption (kWh/year) | kWh consumed | 5.0965 | DEER:Indoor_Non-CFL_Ltg | 1 | 0 | 0 | DEER/ Applied commercial characterization as a % of end use consumptoin | 0 | 2012 | 0 | 0 | 2012 | 0 | 0 | Itron MCS 2012 | Lighting Controls - Upgrades ¦ PG&E ¦ All | Lighting Controls - Upgrades | 0.08 | 0.5 | 0.879 | Navigant End Use analysis/CSS for saturations | 0 | 0 | 0.55 | 0
AG-LIGHTING-6.2 | Ag ¦ Lighting Controls - Average Existing ¦ SCE ¦ All | Ag ¦ Lighting Controls - Average Existing | SCE ¦ All | SCE | All | Electric | Manual Lighting Controls/No Controls | Average Existing | 0 | Conventional | Lighting | Ag - Dairies, fishing, hunting | Ag | RET Only | 0 | Building Type Consumption (kWh/year) | kWh consumed | 5.0965 | DEER:Indoor_Non-CFL_Ltg | 1 | 0 | 0 | DEER/ Applied commercial characterization as a % of end use consumptoin | 0 | 2012 | 0 | 0 | 2012 | 0 | 0 | Itron MCS 2012 | Lighting Controls - Upgrades ¦ SCE ¦ All | Lighting Controls - Upgrades | 0.08 | 0.5 | 0.798 | Navigant End Use analysis/CSS for saturations | 0 | 0 | 0.55 | 0
AG-LIGHTING-6.3 | Ag ¦ Lighting Controls - Average Existing ¦ SDG&E ¦ All | Ag ¦ Lighting Controls - Average Existing | SDG&E ¦ All | SDG&E | All | Electric | Manual Lighting Controls/No Controls | Average Existing | 0 | Conventional | Lighting | Ag - Dairies, fishing, hunting | Ag | RET Only | 0 | Building Type Consumption (kWh/year) | kWh consumed | 5.0965 | DEER:Indoor_Non-CFL_Ltg | 1 | 0 | 0 | DEER/ Applied commercial characterization as a % of end use consumptoin | 0 | 2012 | 0 | 0 | 2012 | 0 | 0 | Itron MCS 2012 | Lighting Controls - Upgrades ¦ SDG&E ¦ All | Lighting Controls - Upgrades | 0.08 | 0.5 | 0.832 | Navigant End Use analysis/CSS for saturations | 0 | 0 | 0.55 | 0
AG-LIGHTING-6.4 | Ag ¦ Lighting Controls - Average Existing ¦ PG&E ¦ All | Ag ¦ Lighting Controls - Average Existing | PG&E ¦ All | PG&E | All | Electric | Manual Lighting Controls/No Controls | Average Existing | 0 | Conventional | Lighting | Ag - Irrigated Agriculture, vineyards, forestry and greenhouses | Ag | RET Only | 0 | Building Type Consumption (kWh/year) | kWh consumed | 5.0965 | DEER:Indoor_Non-CFL_Ltg | 1 | 0 | 0 | DEER/ Applied commercial characterization as a % of end use consumptoin | 0 | 2012 | 0 | 0 | 2012 | 0 | 0 | Itron MCS 2012 | Lighting Controls - Upgrades ¦ PG&E ¦ All | Lighting Controls - Upgrades | 0.136 | 0.5 | 0.879 | Navigant End Use analysis/CSS for saturations | 0 | 0 | 0.55 | 0
AG-LIGHTING-6.5 | Ag ¦ Lighting Controls - Average Existing ¦ SCE ¦ All | Ag ¦ Lighting Controls - Average Existing | SCE ¦ All | SCE | All | Electric | Manual Lighting Controls/No Controls | Average Existing | 0 | Conventional | Lighting | Ag - Irrigated Agriculture, vineyards, forestry and greenhouses | Ag | RET Only | 0 | Building Type Consumption (kWh/year) | kWh consumed | 5.0965 | DEER:Indoor_Non-CFL_Ltg | 1 | 0 | 0 | DEER/ Applied commercial characterization as a % of end use consumptoin | 0 | 2012 | 0 | 0 | 2012 | 0 | 0 | Itron MCS 2012 | Lighting Controls - Upgrades ¦ SCE ¦ All | Lighting Controls - Upgrades | 0.136 | 0.5 | 0.798 | Navigant End Use analysis/CSS for saturations | 0 | 0 | 0.55 | 0
AG-LIGHTING-6.6 | Ag ¦ Lighting Controls - Average Existing ¦ SDG&E ¦ All | Ag ¦ Lighting Controls - Average Existing | SDG&E ¦ All | SDG&E | All | Electric | Manual Lighting Controls/No Controls | Average Existing | 0 | Conventional | Lighting | Ag - Irrigated Agriculture, vineyards, forestry and greenhouses | Ag | RET Only | 0 | Building Type Consumption (kWh/year) | kWh consumed | 5.0965 | DEER:Indoor_Non-CFL_Ltg | 1 | 0 | 0 | DEER/ Applied commercial characterization as a % of end use consumptoin | 0 | 2012 | 0 | 0 | 2012 | 0 | 0 | Itron MCS 2012 | Lighting Controls - Upgrades ¦ SDG&E ¦ All | Lighting Controls - Upgrades | 0.136 | 0.5 | 0.832 | Navigant End Use analysis/CSS for saturations | 0 | 0 | 0.55 | 0
AG-LIGHTING-7.1 | Ag ¦ Lighting Controls - Upgrades ¦ PG&E ¦ All | Ag ¦ Lighting Controls - Upgrades | PG&E ¦ All | PG&E | All | Electric | Occupancy Sensors/Advanced Daylighting controls | Efficient | 0 | Conventional | Lighting | Ag - Dairies, fishing, hunting | Ag | RET Only | 0 | Building Type Consumption (kWh/year) | kWh consumed | 5.0965 | DEER:Indoor_Non-CFL_Ltg | 0.98634 | -3.79e-06 | 0 | DEER/ Applied commercial characterization as a % of end use consumptoin | 0.21897 | 2012 | 0 | 0.14919 | 2012 | 0 | 0 | Itron MCS 2012 | Lighting Controls - Upgrades ¦ PG&E ¦ All | Lighting Controls - Upgrades | 0.08 | 0.5 | 0.121 | Navigant End Use analysis/CSS for saturations | 0 | 0 | 0.55 | 0
AG-LIGHTING-7.2 | Ag ¦ Lighting Controls - Upgrades ¦ SCE ¦ All | Ag ¦ Lighting Controls - Upgrades | SCE ¦ All | SCE | All | Electric | Occupancy Sensors/Advanced Daylighting controls | Efficient | 0 | Conventional | Lighting | Ag - Dairies, fishing, hunting | Ag | RET Only | 0 | Building Type Consumption (kWh/year) | kWh consumed | 5.0965 | DEER:Indoor_Non-CFL_Ltg | 0.98194 | -5.0107e-06 | 0 | DEER/ Applied commercial characterization as a % of end use consumptoin | 0.21897 | 2012 | 0 | 0.14919 | 2012 | 0 | 0 | Itron MCS 2012 | Lighting Controls - Upgrades ¦ SCE ¦ All | Lighting Controls - Upgrades | 0.08 | 0.5 | 0.202 | Navigant End Use analysis/CSS for saturations | 0 | 0 | 0.55 | 0
AG-LIGHTING-7.3 | Ag ¦ Lighting Controls - Upgrades ¦ SDG&E ¦ All | Ag ¦ Lighting Controls - Upgrades | SDG&E ¦ All | SDG&E | All | Electric | Occupancy Sensors/Advanced Daylighting controls | Efficient | 0 | Conventional | Lighting | Ag - Dairies, fishing, hunting | Ag | RET Only | 0 | Building Type Consumption (kWh/year) | kWh consumed | 5.0965 | DEER:Indoor_Non-CFL_Ltg | 0.98197 | -5.004e-06 | 0 | DEER/ Applied commercial characterization as a % of end use consumptoin | 0.21897 | 2012 | 0 | 0.14919 | 2012 | 0 | 0 | Itron MCS 2012 | Lighting Controls - Upgrades ¦ SDG&E ¦ All | Lighting Controls - Upgrades | 0.08 | 0.5 | 0.168 | Navigant End Use analysis/CSS for saturations | 0 | 0 | 0.55 | 0
AG-LIGHTING-7.4 | Ag ¦ Lighting Controls - Upgrades ¦ PG&E ¦ All | Ag ¦ Lighting Controls - Upgrades | PG&E ¦ All | PG&E | All | Electric | Occupancy Sensors/Advanced Daylighting controls | Efficient | 0 | Conventional | Lighting | Ag - Irrigated Agriculture, vineyards, forestry and greenhouses | Ag | RET Only | 0 | Building Type Consumption (kWh/year) | kWh consumed | 5.0965 | DEER:Indoor_Non-CFL_Ltg | 0.98634 | -3.79e-06 | 0 | DEER/ Applied commercial characterization as a % of end use consumptoin | 0.21897 | 2012 | 0 | 0.14919 | 2012 | 0 | 0 | Itron MCS 2012 | Lighting Controls - Upgrades ¦ PG&E ¦ All | Lighting Controls - Upgrades | 0.136 | 0.5 | 0.121 | Navigant End Use analysis/CSS for saturations | 0 | 0 | 0.55 | 0
AG-LIGHTING-7.5 | Ag ¦ Lighting Controls - Upgrades ¦ SCE ¦ All | Ag ¦ Lighting Controls - Upgrades | SCE ¦ All | SCE | All | Electric | Occupancy Sensors/Advanced Daylighting controls | Efficient | 0 | Conventional | Lighting | Ag - Irrigated Agriculture, vineyards, forestry and greenhouses | Ag | RET Only | 0 | Building Type Consumption (kWh/year) | kWh consumed | 5.0965 | DEER:Indoor_Non-CFL_Ltg | 0.98194 | -5.0107e-06 | 0 | DEER/ Applied commercial characterization as a % of end use consumptoin | 0.21897 | 2012 | 0 | 0.14919 | 2012 | 0 | 0 | Itron MCS 2012 | Lighting Controls - Upgrades ¦ SCE ¦ All | Lighting Controls - Upgrades | 0.136 | 0.5 | 0.202 | Navigant End Use analysis/CSS for saturations | 0 | 0 | 0.55 | 0
AG-LIGHTING-7.6 | Ag ¦ Lighting Controls - Upgrades ¦ SDG&E ¦ All | Ag ¦ Lighting Controls - Upgrades | SDG&E ¦ All | SDG&E | All | Electric | Occupancy Sensors/Advanced Daylighting controls | Efficient | 0 | Conventional | Lighting | Ag - Irrigated Agriculture, vineyards, forestry and greenhouses | Ag | RET Only | 0 | Building Type Consumption (kWh/year) | kWh consumed | 5.0965 | DEER:Indoor_Non-CFL_Ltg | 0.98197 | -5.004e-06 | 0 | DEER/ Applied commercial characterization as a % of end use consumptoin | 0.21897 | 2012 | 0 | 0.14919 | 2012 | 0 | 0 | Itron MCS 2012 | Lighting Controls - Upgrades ¦ SDG&E ¦ All | Lighting Controls - Upgrades | 0.136 | 0.5 | 0.168 | Navigant End Use analysis/CSS for saturations | 0 | 0 | 0.55 | 0
Ind1 - Average Existing and Code.1 | Ind ¦ Compressed Air - Average Existing and Code ¦ All | Ind ¦ Compressed Air - Average Existing and Code | All | All | All | Electric | Baseline Air Compressor systems with no controls | Average Existing and Code | 0 | Conventional | MachDr | Ind - Petroleum | Ind | RET Only | 0 | Building Type Consumption (kWh/year) | Consumption (kWh) | 13.3 | DEER:Indoor_Non-CFL_Ltg | 1 | 0 | 1.3816e-06 | IAC 2004-2015 | 0 | 2020 | 0 | 0 | 2020 | 0 | 0 | 2019 CEDARS | Compressed Air ¦ All | Compressed Air | 1 | 1 | 1 | IAC 2004-2015 | 0 | 0 | 0.65332 | 0
Ind1 - Average Existing and Code.2 | Ind ¦ Compressed Air - Average Existing and Code ¦ All | Ind ¦ Compressed Air - Average Existing and Code | All | All | All | Electric | Baseline Air Compressor systems with no controls | Average Existing and Code | 0 | Conventional | MachDr | Ind - Food | Ind | RET Only | 0 | Building Type Consumption (kWh/year) | Consumption (kWh) | 13.3 | DEER:Indoor_Non-CFL_Ltg | 1 | 0 | 6.6798e-08 | IAC 2004-2015 | 0 | 2020 | 0 | 0 | 2020 | 0 | 0 | 2019 CEDARS | Compressed Air ¦ All | Compressed Air | 1 | 1 | 1 | IAC 2004-2015 | 0 | 0 | 0.65332 | 0
Ind1 - Average Existing and Code.3 | Ind ¦ Compressed Air - Average Existing and Code ¦ All | Ind ¦ Compressed Air - Average Existing and Code | All | All | All | Electric | Baseline Air Compressor systems with no controls | Average Existing and Code | 0 | Conventional | MachDr | Ind - Electronics | Ind | RET Only | 0 | Building Type Consumption (kWh/year) | Consumption (kWh) | 13.3 | DEER:Indoor_Non-CFL_Ltg | 1 | 0 | 0 | IAC 2004-2015 | 0 | 2020 | 0 | 0 | 2020 | 0 | 0 | 2019 CEDARS | Compressed Air ¦ All | Compressed Air | 1 | 1 | 1 | IAC 2004-2015 | 0 | 0 | 0.65332 | 0
Ind1 - Average Existing and Code.4 | Ind ¦ Compressed Air - Average Existing and Code ¦ All | Ind ¦ Compressed Air - Average Existing and Code | All | All | All | Electric | Baseline Air Compressor systems with no controls | Average Existing and Code | 0 | Conventional | MachDr | Ind - Stone-Glass-Clay | Ind | RET Only | 0 | Building Type Consumption (kWh/year) | Consumption (kWh) | 13.3 | DEER:Indoor_Non-CFL_Ltg | 1 | 0 | 1.8352e-06 | IAC 2004-2015 | 0 | 2020 | 0 | 0 | 2020 | 0 | 0 | 2019 CEDARS | Compressed Air ¦ All | Compressed Air | 1 | 1 | 1 | IAC 2004-2015 | 0 | 0 | 0.65332 | 0
Ind1 - Average Existing and Code.5 | Ind ¦ Compressed Air - Average Existing and Code ¦ All | Ind ¦ Compressed Air - Average Existing and Code | All | All | All | Electric | Baseline Air Compressor systems with no controls | Average Existing and Code | 0 | Conventional | MachDr | Ind - Chemicals | Ind | RET Only | 0 | Building Type Consumption (kWh/year) | Consumption (kWh) | 13.3 | DEER:Indoor_Non-CFL_Ltg | 1 | 0 | 1.0222e-07 | IAC 2004-2015 | 0 | 2020 | 0 | 0 | 2020 | 0 | 0 | 2019 CEDARS | Compressed Air ¦ All | Compressed Air | 1 | 1 | 1 | IAC 2004-2015 | 0 | 0 | 0.65332 | 0
Ind1 - Average Existing and Code.6 | Ind ¦ Compressed Air - Average Existing and Code ¦ All | Ind ¦ Compressed Air - Average Existing and Code | All | All | All | Electric | Baseline Air Compressor systems with no controls | Average Existing and Code | 0 | Conventional | MachDr | Ind - Plastics | Ind | RET Only | 0 | Building Type Consumption (kWh/year) | Consumption (kWh) | 13.3 | DEER:Indoor_Non-CFL_Ltg | 1 | 0 | 6.2742e-07 | IAC 2004-2015 | 0 | 2020 | 0 | 0 | 2020 | 0 | 0 | 2019 CEDARS | Compressed Air ¦ All | Compressed Air | 1 | 1 | 1 | IAC 2004-2015 | 0 | 0 | 0.65332 | 0
Ind1 - Average Existing and Code.7 | Ind ¦ Compressed Air - Average Existing and Code ¦ All | Ind ¦ Compressed Air - Average Existing and Code | All | All | All | Electric | Baseline Air Compressor systems with no controls | Average Existing and Code | 0 | Conventional | MachDr | Ind - Fabricated Metals | Ind | RET Only | 0 | Building Type Consumption (kWh/year) | Consumption (kWh) | 13.3 | DEER:Indoor_Non-CFL_Ltg | 1 | 0 | 1.5451e-07 | IAC 2004-2015 | 0 | 2020 | 0 | 0 | 2020 | 0 | 0 | 2019 CEDARS | Compressed Air ¦ All | Compressed Air | 1 | 1 | 1 | IAC 2004-2015 | 0 | 0 | 0.65332 | 0
Ind1 - Average Existing and Code.8 | Ind ¦ Compressed Air - Average Existing and Code ¦ All | Ind ¦ Compressed Air - Average Existing and Code | All | All | All | Electric | Baseline Air Compressor systems with no controls | Average Existing and Code | 0 | Conventional | MachDr | Ind - Primary Metals | Ind | RET Only | 0 | Building Type Consumption (kWh/year) | Consumption (kWh) | 13.3 | DEER:Indoor_Non-CFL_Ltg | 1 | 0 | 1.3234e-07 | IAC 2004-2015 | 0 | 2020 | 0 | 0 | 2020 | 0 | 0 | 2019 CEDARS | Compressed Air ¦ All | Compressed Air | 1 | 1 | 1 | IAC 2004-2015 | 0 | 0 | 0.65332 | 0
Ind1 - Average Existing and Code.9 | Ind ¦ Compressed Air - Average Existing and Code ¦ All | Ind ¦ Compressed Air - Average Existing and Code | All | All | All | Electric | Baseline Air Compressor systems with no controls | Average Existing and Code | 0 | Conventional | MachDr | Ind - Industrial Machinery | Ind | RET Only | 0 | Building Type Consumption (kWh/year) | Consumption (kWh) | 13.3 | DEER:Indoor_Non-CFL_Ltg | 1 | 0 | 8.6568e-07 | IAC 2004-2015 | 0 | 2020 | 0 | 0 | 2020 | 0 | 0 | 2019 CEDARS | Compressed Air ¦ All | Compressed Air | 1 | 1 | 1 | IAC 2004-2015 | 0 | 0 | 0.65332 | 0
Ind1 - Average Existing and Code.10 | Ind ¦ Compressed Air - Average Existing and Code ¦ All | Ind ¦ Compressed Air - Average Existing and Code | All | All | All | Electric | Baseline Air Compressor systems with no controls | Average Existing and Code | 0 | Conventional | MachDr | Ind - Transportation Equipment | Ind | RET Only | 0 | Building Type Consumption (kWh/year) | Consumption (kWh) | 13.3 | DEER:Indoor_Non-CFL_Ltg | 1 | 0 | 5.1048e-07 | IAC 2004-2015 | 0 | 2020 | 0 | 0 | 2020 | 0 | 0 | 2019 CEDARS | Compressed Air ¦ All | Compressed Air | 1 | 1 | 1 | IAC 2004-2015 | 0 | 0 | 0.65332 | 0
Ind1 - Average Existing and Code.11 | Ind ¦ Compressed Air - Average Existing and Code ¦ All | Ind ¦ Compressed Air - Average Existing and Code | All | All | All | Electric | Baseline Air Compressor systems with no controls | Average Existing and Code | 0 | Conventional | MachDr | Ind - Paper | Ind | RET Only | 0 | Building Type Consumption (kWh/year) | Consumption (kWh) | 13.3 | DEER:Indoor_Non-CFL_Ltg | 1 | 0 | 3.9383e-07 | IAC 2004-2015 | 0 | 2020 | 0 | 0 | 2020 | 0 | 0 | 2019 CEDARS | Compressed Air ¦ All | Compressed Air | 1 | 1 | 1 | IAC 2004-2015 | 0 | 0 | 0.65332 | 0
Ind1 - Average Existing and Code.12 | Ind ¦ Compressed Air - Average Existing and Code ¦ All | Ind ¦ Compressed Air - Average Existing and Code | All | All | All | Electric | Baseline Air Compressor systems with no controls | Average Existing and Code | 0 | Conventional | MachDr | Ind - Printing & Publishing | Ind | RET Only | 0 | Building Type Consumption (kWh/year) | Consumption (kWh) | 13.3 | DEER:Indoor_Non-CFL_Ltg | 1 | 0 | 1.2885e-06 | IAC 2004-2015 | 0 | 2020 | 0 | 0 | 2020 | 0 | 0 | 2019 CEDARS | Compressed Air ¦ All | Compressed Air | 1 | 1 | 1 | IAC 2004-2015 | 0 | 0 | 0.65332 | 0
Ind1 - Average Existing and Code.13 | Ind ¦ Compressed Air - Average Existing and Code ¦ All | Ind ¦ Compressed Air - Average Existing and Code | All | All | All | Electric | Baseline Air Compressor systems with no controls | Average Existing and Code | 0 | Conventional | MachDr | Ind - Textiles | Ind | RET Only | 0 | Building Type Consumption (kWh/year) | Consumption (kWh) | 13.3 | DEER:Indoor_Non-CFL_Ltg | 1 | 0 | 1.2844e-07 | IAC 2004-2015 | 0 | 2020 | 0 | 0 | 2020 | 0 | 0 | 2019 CEDARS | Compressed Air ¦ All | Compressed Air | 1 | 1 | 1 | IAC 2004-2015 | 0 | 0 | 0.65332 | 0
Ind1 - Average Existing and Code.14 | Ind ¦ Compressed Air - Average Existing and Code ¦ All | Ind ¦ Compressed Air - Average Existing and Code | All | All | All | Electric | Baseline Air Compressor systems with no controls | Average Existing and Code | 0 | Conventional | MachDr | Ind - Lumber & Furniture | Ind | RET Only | 0 | Building Type Consumption (kWh/year) | Consumption (kWh) | 13.3 | DEER:Indoor_Non-CFL_Ltg | 1 | 0 | 0 | IAC 2004-2015 | 0 | 2020 | 0 | 0 | 2020 | 0 | 0 | 2019 CEDARS | Compressed Air ¦ All | Compressed Air | 1 | 1 | 1 | IAC 2004-2015 | 0 | 0 | 0.65332 | 0
Ind1 - Average Existing and Code.15 | Ind ¦ Compressed Air - Average Existing and Code ¦ All | Ind ¦ Compressed Air - Average Existing and Code | All | All | All | Electric | Baseline Air Compressor systems with no controls | Average Existing and Code | 0 | Conventional | MachDr | Ind - All Other Industrial | Ind | RET Only | 0 | Building Type Consumption (kWh/year) | Consumption (kWh) | 13.3 | DEER:Indoor_Non-CFL_Ltg | 1 | 0 | 0 | IAC 2004-2015 | 0 | 2020 | 0 | 0 | 2020 | 0 | 0 | 2019 CEDARS | Compressed Air ¦ All | Compressed Air | 1 | 1 | 1 | IAC 2004-2015 | 0 | 0 | 0.65332 | 0
Ind1 - Efficient.1 | Ind ¦ Compressed Air - Efficient ¦ All | Ind ¦ Compressed Air - Efficient | All | All | All | Electric | Optimizing Air Compressors with upgrades and controls | Efficient | 0 | Conventional | MachDr | Ind - Petroleum | Ind | RET Only | 0 | Building Type Consumption (kWh/year) | Consumption (kWh) | 13.3 | DEER:Indoor_Non-CFL_Ltg | 0.9973 | -1.0166e-06 | 1.3816e-06 | IAC 2004-2015 | 0.0016212 | 2020 | 0 | 0 | 2020 | 0 | 0 | 2019 CEDARS | Compressed Air ¦ All | Compressed Air | 1 | 1 | 0 | IAC 2004-2015 | 0 | 0 | 0.65 | 0
Ind1 - Efficient.2 | Ind ¦ Compressed Air - Efficient ¦ All | Ind ¦ Compressed Air - Efficient | All | All | All | Electric | Optimizing Air Compressors with upgrades and controls | Efficient | 0 | Conventional | MachDr | Ind - Food | Ind | RET Only | 0 | Building Type Consumption (kWh/year) | Consumption (kWh) | 13.3 | DEER:Indoor_Non-CFL_Ltg | 0.99195 | -3.0285e-06 | 6.6798e-08 | IAC 2004-2015 | 0.0048299 | 2020 | 0 | 0 | 2020 | 0 | 0 | 2019 CEDARS | Compressed Air ¦ All | Compressed Air | 1 | 1 | 0 | IAC 2004-2015 | 0 | 0 | 0.65 | 0
Ind1 - Efficient.3 | Ind ¦ Compressed Air - Efficient ¦ All | Ind ¦ Compressed Air - Efficient | All | All | All | Electric | Optimizing Air Compressors with upgrades and controls | Efficient | 0 | Conventional | MachDr | Ind - Electronics | Ind | RET Only | 0 | Building Type Consumption (kWh/year) | Consumption (kWh) | 13.3 | DEER:Indoor_Non-CFL_Ltg | 0.99415 | -2.2006e-06 | 0 | IAC 2004-2015 | 0.0035096 | 2020 | 0 | 0 | 2020 | 0 | 0 | 2019 CEDARS | Compressed Air ¦ All | Compressed Air | 1 | 1 | 0 | IAC 2004-2015 | 0 | 0 | 0.65 | 0
Ind1 - Efficient.4 | Ind ¦ Compressed Air - Efficient ¦ All | Ind ¦ Compressed Air - Efficient | All | All | All | Electric | Optimizing Air Compressors with upgrades and controls | Efficient | 0 | Conventional | MachDr | Ind - Stone-Glass-Clay | Ind | RET Only | 0 | Building Type Consumption (kWh/year) | Consumption (kWh) | 13.3 | DEER:Indoor_Non-CFL_Ltg | 0.99301 | -2.6304e-06 | 1.8352e-06 | IAC 2004-2015 | 0.0041951 | 2020 | 0 | 0 | 2020 | 0 | 0 | 2019 CEDARS | Compressed Air ¦ All | Compressed Air | 1 | 1 | 0 | IAC 2004-2015 | 0 | 0 | 0.65 | 0
Ind1 - Efficient.5 | Ind ¦ Compressed Air - Efficient ¦ All | Ind ¦ Compressed Air - Efficient | All | All | All | Electric | Optimizing Air Compressors with upgrades and controls | Efficient | 0 | Conventional | MachDr | Ind - Chemicals | Ind | RET Only | 0 | Building Type Consumption (kWh/year) | Consumption (kWh) | 13.3 | DEER:Indoor_Non-CFL_Ltg | 0.99507 | -1.856e-06 | 1.0222e-07 | IAC 2004-2015 | 0.00296 | 2020 | 0 | 0 | 2020 | 0 | 0 | 2019 CEDARS | Compressed Air ¦ All | Compressed Air | 1 | 1 | 0 | IAC 2004-2015 | 0 | 0 | 0.65 | 0
Ind1 - Efficient.6 | Ind ¦ Compressed Air - Efficient ¦ All | Ind ¦ Compressed Air - Efficient | All | All | All | Electric | Optimizing Air Compressors with upgrades and controls | Efficient | 0 | Conventional | MachDr | Ind - Plastics | Ind | RET Only | 0 | Building Type Consumption (kWh/year) | Consumption (kWh) | 13.3 | DEER:Indoor_Non-CFL_Ltg | 0.99067 | -3.5107e-06 | 6.2742e-07 | IAC 2004-2015 | 0.0055988 | 2020 | 0 | 0 | 2020 | 0 | 0 | 2019 CEDARS | Compressed Air ¦ All | Compressed Air | 1 | 1 | 0 | IAC 2004-2015 | 0 | 0 | 0.65 | 0
Ind1 - Efficient.7 | Ind ¦ Compressed Air - Efficient ¦ All | Ind ¦ Compressed Air - Efficient | All | All | All | Electric | Optimizing Air Compressors with upgrades and controls | Efficient | 0 | Conventional | MachDr | Ind - Fabricated Metals | Ind | RET Only | 0 | Building Type Consumption (kWh/year) | Consumption (kWh) | 13.3 | DEER:Indoor_Non-CFL_Ltg | 0.98695 | -4.9099e-06 | 1.5451e-07 | IAC 2004-2015 | 0.0078304 | 2020 | 0 | 0 | 2020 | 0 | 0 | 2019 CEDARS | Compressed Air ¦ All | Compressed Air | 1 | 1 | 0 | IAC 2004-2015 | 0 | 0 | 0.65 | 0
Ind1 - Efficient.8 | Ind ¦ Compressed Air - Efficient ¦ All | Ind ¦ Compressed Air - Efficient | All | All | All | Electric | Optimizing Air Compressors with upgrades and controls | Efficient | 0 | Conventional | MachDr | Ind - Primary Metals | Ind | RET Only | 0 | Building Type Consumption (kWh/year) | Consumption (kWh) | 13.3 | DEER:Indoor_Non-CFL_Ltg | 0.99278 | -2.7175e-06 | 1.3234e-07 | IAC 2004-2015 | 0.0043339 | 2020 | 0 | 0 | 2020 | 0 | 0 | 2019 CEDARS | Compressed Air ¦ All | Compressed Air | 1 | 1 | 0 | IAC 2004-2015 | 0 | 0 | 0.65 | 0
Ind1 - Efficient.9 | Ind ¦ Compressed Air - Efficient ¦ All | Ind ¦ Compressed Air - Efficient | All | All | All | Electric | Optimizing Air Compressors with upgrades and controls | Efficient | 0 | Conventional | MachDr | Ind - Industrial Machinery | Ind | RET Only | 0 | Building Type Consumption (kWh/year) | Consumption (kWh) | 13.3 | DEER:Indoor_Non-CFL_Ltg | 0.99061 | -3.531e-06 | 8.6568e-07 | IAC 2004-2015 | 0.0056312 | 2020 | 0 | 0 | 2020 | 0 | 0 | 2019 CEDARS | Compressed Air ¦ All | Compressed Air | 1 | 1 | 0 | IAC 2004-2015 | 0 | 0 | 0.65 | 0
Ind1 - Efficient.10 | Ind ¦ Compressed Air - Efficient ¦ All | Ind ¦ Compressed Air - Efficient | All | All | All | Electric | Optimizing Air Compressors with upgrades and controls | Efficient | 0 | Conventional | MachDr | Ind - Transportation Equipment | Ind | RET Only | 0 | Building Type Consumption (kWh/year) | Consumption (kWh) | 13.3 | DEER:Indoor_Non-CFL_Ltg | 0.98871 | -4.2492e-06 | 5.1048e-07 | IAC 2004-2015 | 0.0067766 | 2020 | 0 | 0 | 2020 | 0 | 0 | 2019 CEDARS | Compressed Air ¦ All | Compressed Air | 1 | 1 | 0 | IAC 2004-2015 | 0 | 0 | 0.65 | 0
Ind1 - Efficient.11 | Ind ¦ Compressed Air - Efficient ¦ All | Ind ¦ Compressed Air - Efficient | All | All | All | Electric | Optimizing Air Compressors with upgrades and controls | Efficient | 0 | Conventional | MachDr | Ind - Paper | Ind | RET Only | 0 | Building Type Consumption (kWh/year) | Consumption (kWh) | 13.3 | DEER:Indoor_Non-CFL_Ltg | 0.9954 | -1.7322e-06 | 3.9383e-07 | IAC 2004-2015 | 0.0027625 | 2020 | 0 | 0 | 2020 | 0 | 0 | 2019 CEDARS | Compressed Air ¦ All | Compressed Air | 1 | 1 | 0 | IAC 2004-2015 | 0 | 0 | 0.65 | 0
Ind1 - Efficient.12 | Ind ¦ Compressed Air - Efficient ¦ All | Ind ¦ Compressed Air - Efficient | All | All | All | Electric | Optimizing Air Compressors with upgrades and controls | Efficient | 0 | Conventional | MachDr | Ind - Printing & Publishing | Ind | RET Only | 0 | Building Type Consumption (kWh/year) | Consumption (kWh) | 13.3 | DEER:Indoor_Non-CFL_Ltg | 0.99168 | -3.1315e-06 | 1.2885e-06 | IAC 2004-2015 | 0.0049942 | 2020 | 0 | 0 | 2020 | 0 | 0 | 2019 CEDARS | Compressed Air ¦ All | Compressed Air | 1 | 1 | 0 | IAC 2004-2015 | 0 | 0 | 0.65 | 0
Ind1 - Efficient.13 | Ind ¦ Compressed Air - Efficient ¦ All | Ind ¦ Compressed Air - Efficient | All | All | All | Electric | Optimizing Air Compressors with upgrades and controls | Efficient | 0 | Conventional | MachDr | Ind - Textiles | Ind | RET Only | 0 | Building Type Consumption (kWh/year) | Consumption (kWh) | 13.3 | DEER:Indoor_Non-CFL_Ltg | 0.99364 | -2.3923e-06 | 1.2844e-07 | IAC 2004-2015 | 0.0038153 | 2020 | 0 | 0 | 2020 | 0 | 0 | 2019 CEDARS | Compressed Air ¦ All | Compressed Air | 1 | 1 | 0 | IAC 2004-2015 | 0 | 0 | 0.65 | 0
Ind1 - Efficient.14 | Ind ¦ Compressed Air - Efficient ¦ All | Ind ¦ Compressed Air - Efficient | All | All | All | Electric | Optimizing Air Compressors with upgrades and controls | Efficient | 0 | Conventional | MachDr | Ind - Lumber & Furniture | Ind | RET Only | 0 | Building Type Consumption (kWh/year) | Consumption (kWh) | 13.3 | DEER:Indoor_Non-CFL_Ltg | 0.98985 | -3.8196e-06 | 0 | IAC 2004-2015 | 0.0060915 | 2020 | 0 | 0 | 2020 | 0 | 0 | 2019 CEDARS | Compressed Air ¦ All | Compressed Air | 1 | 1 | 0 | IAC 2004-2015 | 0 | 0 | 0.65 | 0
Ind1 - Efficient.15 | Ind ¦ Compressed Air - Efficient ¦ All | Ind ¦ Compressed Air - Efficient | All | All | All | Electric | Optimizing Air Compressors with upgrades and controls | Efficient | 0 | Conventional | MachDr | Ind - All Other Industrial | Ind | RET Only | 0 | Building Type Consumption (kWh/year) | Consumption (kWh) | 13.3 | DEER:Indoor_Non-CFL_Ltg | 0.99167 | -3.1321e-06 | 0 | IAC 2004-2015 | 0.0049951 | 2020 | 0 | 0 | 2020 | 0 | 0 | 2019 CEDARS | Compressed Air ¦ All | Compressed Air | 1 | 1 | 0 | IAC 2004-2015 | 0 | 0 | 0.65 | 0
Ind2 - Average Existing and Code.1 | Ind ¦ Boiler Controls and Optimization - Average Existing and Code ¦ All | Ind ¦ Boiler Controls and Optimization - Average Existing and Code | All | All | All | Gas | Baseline Boiler with no controls | Average Existing and Code | 0 | Conventional | ProcHeat | Ind - Petroleum | Ind | RET Only | 0 | Building Type Consumption (Therms/year) | Consumption (therms) | 15 | DEER:Indoor_CFL_Ltg | 0 | 0 | 1 | IAC 2004-2015 | 0 | 2020 | 0 | 0 | 2020 | 0 | 0 | 2019 CEDARS | Boiler Controls and Optimization ¦ All | Boiler Controls and Optimization | 1 | 1 | 1 | IAC 2004-2015 | 0 | 0 | 0.55 | 0
Ind2 - Average Existing and Code.2 | Ind ¦ Boiler Controls and Optimization - Average Existing and Code ¦ All | Ind ¦ Boiler Controls and Optimization - Average Existing and Code | All | All | All | Gas | Baseline Boiler with no controls | Average Existing and Code | 0 | Conventional | ProcHeat | Ind - Food | Ind | RET Only | 0 | Building Type Consumption (Therms/year) | Consumption (therms) | 15 | DEER:Indoor_CFL_Ltg | 0 | 0 | 1 | IAC 2004-2015 | 0 | 2020 | 0 | 0 | 2020 | 0 | 0 | 2019 CEDARS | Boiler Controls and Optimization ¦ All | Boiler Controls and Optimization | 1 | 1 | 1 | IAC 2004-2015 | 0 | 0 | 0.55 | 0
Ind2 - Average Existing and Code.3 | Ind ¦ Boiler Controls and Optimization - Average Existing and Code ¦ All | Ind ¦ Boiler Controls and Optimization - Average Existing and Code | All | All | All | Gas | Baseline Boiler with no controls | Average Existing and Code | 0 | Conventional | ProcHeat | Ind - Electronics | Ind | RET Only | 0 | Building Type Consumption (Therms/year) | Consumption (therms) | 15 | DEER:Indoor_CFL_Ltg | 0 | 0 | 1 | IAC 2004-2015 | 0 | 2020 | 0 | 0 | 2020 | 0 | 0 | 2019 CEDARS | Boiler Controls and Optimization ¦ All | Boiler Controls and Optimization | 1 | 1 | 1 | IAC 2004-2015 | 0 | 0 | 0.55 | 0
Ind2 - Average Existing and Code.4 | Ind ¦ Boiler Controls and Optimization - Average Existing and Code ¦ All | Ind ¦ Boiler Controls and Optimization - Average Existing and Code | All | All | All | Gas | Baseline Boiler with no controls | Average Existing and Code | 0 | Conventional | ProcHeat | Ind - Stone-Glass-Clay | Ind | RET Only | 0 | Building Type Consumption (Therms/year) | Consumption (therms) | 15 | DEER:Indoor_CFL_Ltg | 0 | 0 | 1 | IAC 2004-2015 | 0 | 2020 | 0 | 0 | 2020 | 0 | 0 | 2019 CEDARS | Boiler Controls and Optimization ¦ All | Boiler Controls and Optimization | 1 | 1 | 1 | IAC 2004-2015 | 0 | 0 | 0.55 | 0
Ind2 - Average Existing and Code.5 | Ind ¦ Boiler Controls and Optimization - Average Existing and Code ¦ All | Ind ¦ Boiler Controls and Optimization - Average Existing and Code | All | All | All | Gas | Baseline Boiler with no controls | Average Existing and Code | 0 | Conventional | ProcHeat | Ind - Chemicals | Ind | RET Only | 0 | Building Type Consumption (Therms/year) | Consumption (therms) | 15 | DEER:Indoor_CFL_Ltg | 0 | 0 | 1 | IAC 2004-2015 | 0 | 2020 | 0 | 0 | 2020 | 0 | 0 | 2019 CEDARS | Boiler Controls and Optimization ¦ All | Boiler Controls and Optimization | 1 | 1 | 1 | IAC 2004-2015 | 0 | 0 | 0.55 | 0
Ind2 - Average Existing and Code.6 | Ind ¦ Boiler Controls and Optimization - Average Existing and Code ¦ All | Ind ¦ Boiler Controls and Optimization - Average Existing and Code | All | All | All | Gas | Baseline Boiler with no controls | Average Existing and Code | 0 | Conventional | ProcHeat | Ind - Plastics | Ind | RET Only | 0 | Building Type Consumption (Therms/year) | Consumption (therms) | 15 | DEER:Indoor_CFL_Ltg | 0 | 0 | 1 | IAC 2004-2015 | 0 | 2020 | 0 | 0 | 2020 | 0 | 0 | 2019 CEDARS | Boiler Controls and Optimization ¦ All | Boiler Controls and Optimization | 1 | 1 | 1 | IAC 2004-2015 | 0 | 0 | 0.55 | 0
Ind2 - Average Existing and Code.7 | Ind ¦ Boiler Controls and Optimization - Average Existing and Code ¦ All | Ind ¦ Boiler Controls and Optimization - Average Existing and Code | All | All | All | Gas | Baseline Boiler with no controls | Average Existing and Code | 0 | Conventional | ProcHeat | Ind - Fabricated Metals | Ind | RET Only | 0 | Building Type Consumption (Therms/year) | Consumption (therms) | 15 | DEER:Indoor_CFL_Ltg | 0 | 0 | 1 | IAC 2004-2015 | 0 | 2020 | 0 | 0 | 2020 | 0 | 0 | 2019 CEDARS | Boiler Controls and Optimization ¦ All | Boiler Controls and Optimization | 1 | 1 | 1 | IAC 2004-2015 | 0 | 0 | 0.55 | 0
Ind2 - Average Existing and Code.8 | Ind ¦ Boiler Controls and Optimization - Average Existing and Code ¦ All | Ind ¦ Boiler Controls and Optimization - Average Existing and Code | All | All | All | Gas | Baseline Boiler with no controls | Average Existing and Code | 0 | Conventional | ProcHeat | Ind - Primary Metals | Ind | RET Only | 0 | Building Type Consumption (Therms/year) | Consumption (therms) | 15 | DEER:Indoor_CFL_Ltg | 0 | 0 | 1 | IAC 2004-2015 | 0 | 2020 | 0 | 0 | 2020 | 0 | 0 | 2019 CEDARS | Boiler Controls and Optimization ¦ All | Boiler Controls and Optimization | 1 | 1 | 1 | IAC 2004-2015 | 0 | 0 | 0.55 | 0
Ind2 - Average Existing and Code.9 | Ind ¦ Boiler Controls and Optimization - Average Existing and Code ¦ All | Ind ¦ Boiler Controls and Optimization - Average Existing and Code | All | All | All | Gas | Baseline Boiler with no controls | Average Existing and Code | 0 | Conventional | ProcHeat | Ind - Industrial Machinery | Ind | RET Only | 0 | Building Type Consumption (Therms/year) | Consumption (therms) | 15 | DEER:Indoor_CFL_Ltg | 0 | 0 | 1 | IAC 2004-2015 | 0 | 2020 | 0 | 0 | 2020 | 0 | 0 | 2019 CEDARS | Boiler Controls and Optimization ¦ All | Boiler Controls and Optimization | 1 | 1 | 1 | IAC 2004-2015 | 0 | 0 | 0.55 | 0
Ind2 - Average Existing and Code.10 | Ind ¦ Boiler Controls and Optimization - Average Existing and Code ¦ All | Ind ¦ Boiler Controls and Optimization - Average Existing and Code | All | All | All | Gas | Baseline Boiler with no controls | Average Existing and Code | 0 | Conventional | ProcHeat | Ind - Transportation Equipment | Ind | RET Only | 0 | Building Type Consumption (Therms/year) | Consumption (therms) | 15 | DEER:Indoor_CFL_Ltg | 0 | 0 | 1 | IAC 2004-2015 | 0 | 2020 | 0 | 0 | 2020 | 0 | 0 | 2019 CEDARS | Boiler Controls and Optimization ¦ All | Boiler Controls and Optimization | 1 | 1 | 1 | IAC 2004-2015 | 0 | 0 | 0.55 | 0
Ind2 - Average Existing and Code.11 | Ind ¦ Boiler Controls and Optimization - Average Existing and Code ¦ All | Ind ¦ Boiler Controls and Optimization - Average Existing and Code | All | All | All | Gas | Baseline Boiler with no controls | Average Existing and Code | 0 | Conventional | ProcHeat | Ind - Paper | Ind | RET Only | 0 | Building Type Consumption (Therms/year) | Consumption (therms) | 15 | DEER:Indoor_CFL_Ltg | 0 | 0 | 1 | IAC 2004-2015 | 0 | 2020 | 0 | 0 | 2020 | 0 | 0 | 2019 CEDARS | Boiler Controls and Optimization ¦ All | Boiler Controls and Optimization | 1 | 1 | 1 | IAC 2004-2015 | 0 | 0 | 0.55 | 0
Ind2 - Average Existing and Code.12 | Ind ¦ Boiler Controls and Optimization - Average Existing and Code ¦ All | Ind ¦ Boiler Controls and Optimization - Average Existing and Code | All | All | All | Gas | Baseline Boiler with no controls | Average Existing and Code | 0 | Conventional | ProcHeat | Ind - Printing & Publishing | Ind | RET Only | 0 | Building Type Consumption (Therms/year) | Consumption (therms) | 15 | DEER:Indoor_CFL_Ltg | 0 | 0 | 1 | IAC 2004-2015 | 0 | 2020 | 0 | 0 | 2020 | 0 | 0 | 2019 CEDARS | Boiler Controls and Optimization ¦ All | Boiler Controls and Optimization | 1 | 1 | 1 | IAC 2004-2015 | 0 | 0 | 0.55 | 0
Ind2 - Average Existing and Code.13 | Ind ¦ Boiler Controls and Optimization - Average Existing and Code ¦ All | Ind ¦ Boiler Controls and Optimization - Average Existing and Code | All | All | All | Gas | Baseline Boiler with no controls | Average Existing and Code | 0 | Conventional | ProcHeat | Ind - Textiles | Ind | RET Only | 0 | Building Type Consumption (Therms/year) | Consumption (therms) | 15 | DEER:Indoor_CFL_Ltg | 0 | 0 | 1 | IAC 2004-2015 | 0 | 2020 | 0 | 0 | 2020 | 0 | 0 | 2019 CEDARS | Boiler Controls and Optimization ¦ All | Boiler Controls and Optimization | 1 | 1 | 1 | IAC 2004-2015 | 0 | 0 | 0.55 | 0
Ind2 - Average Existing and Code.14 | Ind ¦ Boiler Controls and Optimization - Average Existing and Code ¦ All | Ind ¦ Boiler Controls and Optimization - Average Existing and Code | All | All | All | Gas | Baseline Boiler with no controls | Average Existing and Code | 0 | Conventional | ProcHeat | Ind - Lumber & Furniture | Ind | RET Only | 0 | Building Type Consumption (Therms/year) | Consumption (therms) | 15 | DEER:Indoor_CFL_Ltg | 0 | 0 | 1 | IAC 2004-2015 | 0 | 2020 | 0 | 0 | 2020 | 0 | 0 | 2019 CEDARS | Boiler Controls and Optimization ¦ All | Boiler Controls and Optimization | 1 | 1 | 1 | IAC 2004-2015 | 0 | 0 | 0.55 | 0
Ind2 - Average Existing and Code.15 | Ind ¦ Boiler Controls and Optimization - Average Existing and Code ¦ All | Ind ¦ Boiler Controls and Optimization - Average Existing and Code | All | All | All | Gas | Baseline Boiler with no controls | Average Existing and Code | 0 | Conventional | ProcHeat | Ind - All Other Industrial | Ind | RET Only | 0 | Building Type Consumption (Therms/year) | Consumption (therms) | 15 | DEER:Indoor_CFL_Ltg | 0 | 0 | 1 | IAC 2004-2015 | 0 | 2020 | 0 | 0 | 2020 | 0 | 0 | 2019 CEDARS | Boiler Controls and Optimization ¦ All | Boiler Controls and Optimization | 1 | 1 | 1 | IAC 2004-2015 | 0 | 0 | 0.55 | 0
Ind2 - Efficient.1 | Ind ¦ Boiler Controls and Optimization - Efficient ¦ All | Ind ¦ Boiler Controls and Optimization - Efficient | All | All | All | Gas | Optimizing Boiler with upgrade and/or controls | Efficient | 0 | Conventional | ProcHeat | Ind - Petroleum | Ind | RET Only | 0 | Building Type Consumption (Therms/year) | Consumption (therms) | 15 | DEER:Indoor_CFL_Ltg | 0 | 0 | 0.9711 | IAC 2004-2015 | 0.07744 | 2020 | 0 | 0 | 2020 | 0 | 0 | 2019 CEDARS | Boiler Controls and Optimization ¦ All | Boiler Controls and Optimization | 1 | 1 | 0 | IAC 2004-2015 | 0 | 0 | 0.55 | 0
Ind2 - Efficient.2 | Ind ¦ Boiler Controls and Optimization - Efficient ¦ All | Ind ¦ Boiler Controls and Optimization - Efficient | All | All | All | Gas | Optimizing Boiler with upgrade and/or controls | Efficient | 0 | Conventional | ProcHeat | Ind - Food | Ind | RET Only | 0 | Building Type Consumption (Therms/year) | Consumption (therms) | 15 | DEER:Indoor_CFL_Ltg | 0 | 0 | 0.97707 | IAC 2004-2015 | 0.061443 | 2020 | 0 | 0 | 2020 | 0 | 0 | 2019 CEDARS | Boiler Controls and Optimization ¦ All | Boiler Controls and Optimization | 1 | 1 | 0 | IAC 2004-2015 | 0 | 0 | 0.55 | 0
Ind2 - Efficient.3 | Ind ¦ Boiler Controls and Optimization - Efficient ¦ All | Ind ¦ Boiler Controls and Optimization - Efficient | All | All | All | Gas | Optimizing Boiler with upgrade and/or controls | Efficient | 0 | Conventional | ProcHeat | Ind - Electronics | Ind | RET Only | 0 | Building Type Consumption (Therms/year) | Consumption (therms) | 15 | DEER:Indoor_CFL_Ltg | 0 | 0 | 0.96809 | IAC 2004-2015 | 0.085532 | 2020 | 0 | 0 | 2020 | 0 | 0 | 2019 CEDARS | Boiler Controls and Optimization ¦ All | Boiler Controls and Optimization | 1 | 1 | 0 | IAC 2004-2015 | 0 | 0 | 0.55 | 0
Ind2 - Efficient.4 | Ind ¦ Boiler Controls and Optimization - Efficient ¦ All | Ind ¦ Boiler Controls and Optimization - Efficient | All | All | All | Gas | Optimizing Boiler with upgrade and/or controls | Efficient | 0 | Conventional | ProcHeat | Ind - Stone-Glass-Clay | Ind | RET Only | 0 | Building Type Consumption (Therms/year) | Consumption (therms) | 15 | DEER:Indoor_CFL_Ltg | 0 | 0 | 0.98588 | IAC 2004-2015 | 0.037852 | 2020 | 0 | 0 | 2020 | 0 | 0 | 2019 CEDARS | Boiler Controls and Optimization ¦ All | Boiler Controls and Optimization | 1 | 1 | 0 | IAC 2004-2015 | 0 | 0 | 0.55 | 0
Ind2 - Efficient.5 | Ind ¦ Boiler Controls and Optimization - Efficient ¦ All | Ind ¦ Boiler Controls and Optimization - Efficient | All | All | All | Gas | Optimizing Boiler with upgrade and/or controls | Efficient | 0 | Conventional | ProcHeat | Ind - Chemicals | Ind | RET Only | 0 | Building Type Consumption (Therms/year) | Consumption (therms) | 15 | DEER:Indoor_CFL_Ltg | 0 | 0 | 0.98119 | IAC 2004-2015 | 0.050403 | 2020 | 0 | 0 | 2020 | 0 | 0 | 2019 CEDARS | Boiler Controls and Optimization ¦ All | Boiler Controls and Optimization | 1 | 1 | 0 | IAC 2004-2015 | 0 | 0 | 0.55 | 0
Ind2 - Efficient.6 | Ind ¦ Boiler Controls and Optimization - Efficient ¦ All | Ind ¦ Boiler Controls and Optimization - Efficient | All | All | All | Gas | Optimizing Boiler with upgrade and/or controls | Efficient | 0 | Conventional | ProcHeat | Ind - Plastics | Ind | RET Only | 0 | Building Type Consumption (Therms/year) | Consumption (therms) | 15 | DEER:Indoor_CFL_Ltg | 0 | 0 | 0.9743 | IAC 2004-2015 | 0.068873 | 2020 | 0 | 0 | 2020 | 0 | 0 | 2019 CEDARS | Boiler Controls and Optimization ¦ All | Boiler Controls and Optimization | 1 | 1 | 0 | IAC 2004-2015 | 0 | 0 | 0.55 | 0
Ind2 - Efficient.7 | Ind ¦ Boiler Controls and Optimization - Efficient ¦ All | Ind ¦ Boiler Controls and Optimization - Efficient | All | All | All | Gas | Optimizing Boiler with upgrade and/or controls | Efficient | 0 | Conventional | ProcHeat | Ind - Fabricated Metals | Ind | RET Only | 0 | Building Type Consumption (Therms/year) | Consumption (therms) | 15 | DEER:Indoor_CFL_Ltg | 0 | 0 | 0.97513 | IAC 2004-2015 | 0.066644 | 2020 | 0 | 0 | 2020 | 0 | 0 | 2019 CEDARS | Boiler Controls and Optimization ¦ All | Boiler Controls and Optimization | 1 | 1 | 0 | IAC 2004-2015 | 0 | 0 | 0.55 | 0
Ind2 - Efficient.8 | Ind ¦ Boiler Controls and Optimization - Efficient ¦ All | Ind ¦ Boiler Controls and Optimization - Efficient | All | All | All | Gas | Optimizing Boiler with upgrade and/or controls | Efficient | 0 | Conventional | ProcHeat | Ind - Primary Metals | Ind | RET Only | 0 | Building Type Consumption (Therms/year) | Consumption (therms) | 15 | DEER:Indoor_CFL_Ltg | 0 | 0 | 0.97855 | IAC 2004-2015 | 0.057493 | 2020 | 0 | 0 | 2020 | 0 | 0 | 2019 CEDARS | Boiler Controls and Optimization ¦ All | Boiler Controls and Optimization | 1 | 1 | 0 | IAC 2004-2015 | 0 | 0 | 0.55 | 0
Ind2 - Efficient.9 | Ind ¦ Boiler Controls and Optimization - Efficient ¦ All | Ind ¦ Boiler Controls and Optimization - Efficient | All | All | All | Gas | Optimizing Boiler with upgrade and/or controls | Efficient | 0 | Conventional | ProcHeat | Ind - Industrial Machinery | Ind | RET Only | 0 | Building Type Consumption (Therms/year) | Consumption (therms) | 15 | DEER:Indoor_CFL_Ltg | 0 | 0 | 0.98265 | IAC 2004-2015 | 0.046486 | 2020 | 0 | 0 | 2020 | 0 | 0 | 2019 CEDARS | Boiler Controls and Optimization ¦ All | Boiler Controls and Optimization | 1 | 1 | 0 | IAC 2004-2015 | 0 | 0 | 0.55 | 0
Ind2 - Efficient.10 | Ind ¦ Boiler Controls and Optimization - Efficient ¦ All | Ind ¦ Boiler Controls and Optimization - Efficient | All | All | All | Gas | Optimizing Boiler with upgrade and/or controls | Efficient | 0 | Conventional | ProcHeat | Ind - Transportation Equipment | Ind | RET Only | 0 | Building Type Consumption (Therms/year) | Consumption (therms) | 15 | DEER:Indoor_CFL_Ltg | 0 | 0 | 0.98899 | IAC 2004-2015 | 0.029515 | 2020 | 0 | 0 | 2020 | 0 | 0 | 2019 CEDARS | Boiler Controls and Optimization ¦ All | Boiler Controls and Optimization | 1 | 1 | 0 | IAC 2004-2015 | 0 | 0 | 0.55 | 0
Ind2 - Efficient.11 | Ind ¦ Boiler Controls and Optimization - Efficient ¦ All | Ind ¦ Boiler Controls and Optimization - Efficient | All | All | All | Gas | Optimizing Boiler with upgrade and/or controls | Efficient | 0 | Conventional | ProcHeat | Ind - Paper | Ind | RET Only | 0 | Building Type Consumption (Therms/year) | Consumption (therms) | 15 | DEER:Indoor_CFL_Ltg | 0 | 0 | 0.9776 | IAC 2004-2015 | 0.060019 | 2020 | 0 | 0 | 2020 | 0 | 0 | 2019 CEDARS | Boiler Controls and Optimization ¦ All | Boiler Controls and Optimization | 1 | 1 | 0 | IAC 2004-2015 | 0 | 0 | 0.55 | 0
Ind2 - Efficient.12 | Ind ¦ Boiler Controls and Optimization - Efficient ¦ All | Ind ¦ Boiler Controls and Optimization - Efficient | All | All | All | Gas | Optimizing Boiler with upgrade and/or controls | Efficient | 0 | Conventional | ProcHeat | Ind - Printing & Publishing | Ind | RET Only | 0 | Building Type Consumption (Therms/year) | Consumption (therms) | 15 | DEER:Indoor_CFL_Ltg | 0 | 0 | 0.96932 | IAC 2004-2015 | 0.082227 | 2020 | 0 | 0 | 2020 | 0 | 0 | 2019 CEDARS | Boiler Controls and Optimization ¦ All | Boiler Controls and Optimization | 1 | 1 | 0 | IAC 2004-2015 | 0 | 0 | 0.55 | 0
Ind2 - Efficient.13 | Ind ¦ Boiler Controls and Optimization - Efficient ¦ All | Ind ¦ Boiler Controls and Optimization - Efficient | All | All | All | Gas | Optimizing Boiler with upgrade and/or controls | Efficient | 0 | Conventional | ProcHeat | Ind - Textiles | Ind | RET Only | 0 | Building Type Consumption (Therms/year) | Consumption (therms) | 15 | DEER:Indoor_CFL_Ltg | 0 | 0 | 0.96826 | IAC 2004-2015 | 0.085057 | 2020 | 0 | 0 | 2020 | 0 | 0 | 2019 CEDARS | Boiler Controls and Optimization ¦ All | Boiler Controls and Optimization | 1 | 1 | 0 | IAC 2004-2015 | 0 | 0 | 0.55 | 0
Ind2 - Efficient.14 | Ind ¦ Boiler Controls and Optimization - Efficient ¦ All | Ind ¦ Boiler Controls and Optimization - Efficient | All | All | All | Gas | Optimizing Boiler with upgrade and/or controls | Efficient | 0 | Conventional | ProcHeat | Ind - Lumber & Furniture | Ind | RET Only | 0 | Building Type Consumption (Therms/year) | Consumption (therms) | 15 | DEER:Indoor_CFL_Ltg | 0 | 0 | 0.98172 | IAC 2004-2015 | 0.048989 | 2020 | 0 | 0 | 2020 | 0 | 0 | 2019 CEDARS | Boiler Controls and Optimization ¦ All | Boiler Controls and Optimization | 1 | 1 | 0 | IAC 2004-2015 | 0 | 0 | 0.55 | 0
Ind2 - Efficient.15 | Ind ¦ Boiler Controls and Optimization - Efficient ¦ All | Ind ¦ Boiler Controls and Optimization - Efficient | All | All | All | Gas | Optimizing Boiler with upgrade and/or controls | Efficient | 0 | Conventional | ProcHeat | Ind - All Other Industrial | Ind | RET Only | 0 | Building Type Consumption (Therms/year) | Consumption (therms) | 15 | DEER:Indoor_CFL_Ltg | 0 | 0 | 0.98736 | IAC 2004-2015 | 0.03387 | 2020 | 0 | 0 | 2020 | 0 | 0 | 2019 CEDARS | Boiler Controls and Optimization ¦ All | Boiler Controls and Optimization | 1 | 1 | 0 | IAC 2004-2015 | 0 | 0 | 0.55 | 0
Ind3 - Average Existing and Code.1 | Ind ¦ Fan VFD - Average Existing and Code ¦ All | Ind ¦ Fan VFD - Average Existing and Code | All | All | All | Electric | Existing fan | Average Existing and Code | 0 | Conventional | MachDr | Ind - Petroleum | Ind | RET Only | 0 | Building Type Consumption (kWh/year) | Consumption (kWh) | 5 | DEER:HVAC_Split-Package_AC | 1 | 0 | 0 | IAC 2004-2015 | 0 | 2020 | 0 | 0 | 2020 | 0 | 0 | 2019 CEDARS | Fan VFD ¦ All | Fan VFD | 1 | 1 | 1 | IAC 2004-2015 | 0 | 0 | 0.65 | 0
Ind3 - Average Existing and Code.2 | Ind ¦ Fan VFD - Average Existing and Code ¦ All | Ind ¦ Fan VFD - Average Existing and Code | All | All | All | Electric | Existing fan | Average Existing and Code | 0 | Conventional | MachDr | Ind - Food | Ind | RET Only | 0 | Building Type Consumption (kWh/year) | Consumption (kWh) | 5 | DEER:HVAC_Split-Package_AC | 1 | 0 | 0 | IAC 2004-2015 | 0 | 2020 | 0 | 0 | 2020 | 0 | 0 | 2019 CEDARS | Fan VFD ¦ All | Fan VFD | 1 | 1 | 1 | IAC 2004-2015 | 0 | 0 | 0.65 | 0
Ind3 - Average Existing and Code.3 | Ind ¦ Fan VFD - Average Existing and Code ¦ All | Ind ¦ Fan VFD - Average Existing and Code | All | All | All | Electric | Existing fan | Average Existing and Code | 0 | Conventional | MachDr | Ind - Electronics | Ind | RET Only | 0 | Building Type Consumption (kWh/year) | Consumption (kWh) | 5 | DEER:HVAC_Split-Package_AC | 1 | 0 | 0 | IAC 2004-2015 | 0 | 2020 | 0 | 0 | 2020 | 0 | 0 | 2019 CEDARS | Fan VFD ¦ All | Fan VFD | 1 | 1 | 1 | IAC 2004-2015 | 0 | 0 | 0.65 | 0
Ind3 - Average Existing and Code.4 | Ind ¦ Fan VFD - Average Existing and Code ¦ All | Ind ¦ Fan VFD - Average Existing and Code | All | All | All | Electric | Existing fan | Average Existing and Code | 0 | Conventional | MachDr | Ind - Stone-Glass-Clay | Ind | RET Only | 0 | Building Type Consumption (kWh/year) | Consumption (kWh) | 5 | DEER:HVAC_Split-Package_AC | 1 | 0 | 0 | IAC 2004-2015 | 0 | 2020 | 0 | 0 | 2020 | 0 | 0 | 2019 CEDARS | Fan VFD ¦ All | Fan VFD | 1 | 1 | 1 | IAC 2004-2015 | 0 | 0 | 0.65 | 0
Ind3 - Average Existing and Code.5 | Ind ¦ Fan VFD - Average Existing and Code ¦ All | Ind ¦ Fan VFD - Average Existing and Code | All | All | All | Electric | Existing fan | Average Existing and Code | 0 | Conventional | MachDr | Ind - Chemicals | Ind | RET Only | 0 | Building Type Consumption (kWh/year) | Consumption (kWh) | 5 | DEER:HVAC_Split-Package_AC | 1 | 0 | 0 | IAC 2004-2015 | 0 | 2020 | 0 | 0 | 2020 | 0 | 0 | 2019 CEDARS | Fan VFD ¦ All | Fan VFD | 1 | 1 | 1 | IAC 2004-2015 | 0 | 0 | 0.65 | 0
Ind3 - Average Existing and Code.6 | Ind ¦ Fan VFD - Average Existing and Code ¦ All | Ind ¦ Fan VFD - Average Existing and Code | All | All | All | Electric | Existing fan | Average Existing and Code | 0 | Conventional | MachDr | Ind - Plastics | Ind | RET Only | 0 | Building Type Consumption (kWh/year) | Consumption (kWh) | 5 | DEER:HVAC_Split-Package_AC | 1 | 0 | 0 | IAC 2004-2015 | 0 | 2020 | 0 | 0 | 2020 | 0 | 0 | 2019 CEDARS | Fan VFD ¦ All | Fan VFD | 1 | 1 | 1 | IAC 2004-2015 | 0 | 0 | 0.65 | 0
Ind3 - Average Existing and Code.7 | Ind ¦ Fan VFD - Average Existing and Code ¦ All | Ind ¦ Fan VFD - Average Existing and Code | All | All | All | Electric | Existing fan | Average Existing and Code | 0 | Conventional | MachDr | Ind - Fabricated Metals | Ind | RET Only | 0 | Building Type Consumption (kWh/year) | Consumption (kWh) | 5 | DEER:HVAC_Split-Package_AC | 1 | 0 | 0 | IAC 2004-2015 | 0 | 2020 | 0 | 0 | 2020 | 0 | 0 | 2019 CEDARS | Fan VFD ¦ All | Fan VFD | 1 | 1 | 1 | IAC 2004-2015 | 0 | 0 | 0.65 | 0
Ind3 - Average Existing and Code.8 | Ind ¦ Fan VFD - Average Existing and Code ¦ All | Ind ¦ Fan VFD - Average Existing and Code | All | All | All | Electric | Existing fan | Average Existing and Code | 0 | Conventional | MachDr | Ind - Primary Metals | Ind | RET Only | 0 | Building Type Consumption (kWh/year) | Consumption (kWh) | 5 | DEER:HVAC_Split-Package_AC | 1 | 0 | 0 | IAC 2004-2015 | 0 | 2020 | 0 | 0 | 2020 | 0 | 0 | 2019 CEDARS | Fan VFD ¦ All | Fan VFD | 1 | 1 | 1 | IAC 2004-2015 | 0 | 0 | 0.65 | 0
Ind3 - Average Existing and Code.9 | Ind ¦ Fan VFD - Average Existing and Code ¦ All | Ind ¦ Fan VFD - Average Existing and Code | All | All | All | Electric | Existing fan | Average Existing and Code | 0 | Conventional | MachDr | Ind - Industrial Machinery | Ind | RET Only | 0 | Building Type Consumption (kWh/year) | Consumption (kWh) | 5 | DEER:HVAC_Split-Package_AC | 1 | 0 | 0 | IAC 2004-2015 | 0 | 2020 | 0 | 0 | 2020 | 0 | 0 | 2019 CEDARS | Fan VFD ¦ All | Fan VFD | 1 | 1 | 1 | IAC 2004-2015 | 0 | 0 | 0.65 | 0
Ind3 - Average Existing and Code.10 | Ind ¦ Fan VFD - Average Existing and Code ¦ All | Ind ¦ Fan VFD - Average Existing and Code | All | All | All | Electric | Existing fan | Average Existing and Code | 0 | Conventional | MachDr | Ind - Transportation Equipment | Ind | RET Only | 0 | Building Type Consumption (kWh/year) | Consumption (kWh) | 5 | DEER:HVAC_Split-Package_AC | 1 | 0 | 0 | IAC 2004-2015 | 0 | 2020 | 0 | 0 | 2020 | 0 | 0 | 2019 CEDARS | Fan VFD ¦ All | Fan VFD | 1 | 1 | 1 | IAC 2004-2015 | 0 | 0 | 0.65 | 0
Ind3 - Average Existing and Code.11 | Ind ¦ Fan VFD - Average Existing and Code ¦ All | Ind ¦ Fan VFD - Average Existing and Code | All | All | All | Electric | Existing fan | Average Existing and Code | 0 | Conventional | MachDr | Ind - Paper | Ind | RET Only | 0 | Building Type Consumption (kWh/year) | Consumption (kWh) | 5 | DEER:HVAC_Split-Package_AC | 1 | 0 | 0 | IAC 2004-2015 | 0 | 2020 | 0 | 0 | 2020 | 0 | 0 | 2019 CEDARS | Fan VFD ¦ All | Fan VFD | 1 | 1 | 1 | IAC 2004-2015 | 0 | 0 | 0.65 | 0
Ind3 - Average Existing and Code.12 | Ind ¦ Fan VFD - Average Existing and Code ¦ All | Ind ¦ Fan VFD - Average Existing and Code | All | All | All | Electric | Existing fan | Average Existing and Code | 0 | Conventional | MachDr | Ind - Printing & Publishing | Ind | RET Only | 0 | Building Type Consumption (kWh/year) | Consumption (kWh) | 5 | DEER:HVAC_Split-Package_AC | 1 | 0 | 0 | IAC 2004-2015 | 0 | 2020 | 0 | 0 | 2020 | 0 | 0 | 2019 CEDARS | Fan VFD ¦ All | Fan VFD | 1 | 1 | 1 | IAC 2004-2015 | 0 | 0 | 0.65 | 0
Ind3 - Average Existing and Code.13 | Ind ¦ Fan VFD - Average Existing and Code ¦ All | Ind ¦ Fan VFD - Average Existing and Code | All | All | All | Electric | Existing fan | Average Existing and Code | 0 | Conventional | MachDr | Ind - Textiles | Ind | RET Only | 0 | Building Type Consumption (kWh/year) | Consumption (kWh) | 5 | DEER:HVAC_Split-Package_AC | 1 | 0 | 0 | IAC 2004-2015 | 0 | 2020 | 0 | 0 | 2020 | 0 | 0 | 2019 CEDARS | Fan VFD ¦ All | Fan VFD | 1 | 1 | 1 | IAC 2004-2015 | 0 | 0 | 0.65 | 0
Ind3 - Average Existing and Code.14 | Ind ¦ Fan VFD - Average Existing and Code ¦ All | Ind ¦ Fan VFD - Average Existing and Code | All | All | All | Electric | Existing fan | Average Existing and Code | 0 | Conventional | MachDr | Ind - Lumber & Furniture | Ind | RET Only | 0 | Building Type Consumption (kWh/year) | Consumption (kWh) | 5 | DEER:HVAC_Split-Package_AC | 1 | 0 | 0 | IAC 2004-2015 | 0 | 2020 | 0 | 0 | 2020 | 0 | 0 | 2019 CEDARS | Fan VFD ¦ All | Fan VFD | 1 | 1 | 1 | IAC 2004-2015 | 0 | 0 | 0.65 | 0
Ind3 - Average Existing and Code.15 | Ind ¦ Fan VFD - Average Existing and Code ¦ All | Ind ¦ Fan VFD - Average Existing and Code | All | All | All | Electric | Existing fan | Average Existing and Code | 0 | Conventional | MachDr | Ind - All Other Industrial | Ind | RET Only | 0 | Building Type Consumption (kWh/year) | Consumption (kWh) | 5 | DEER:HVAC_Split-Package_AC | 1 | 0 | 0 | IAC 2004-2015 | 0 | 2020 | 0 | 0 | 2020 | 0 | 0 | 2019 CEDARS | Fan VFD ¦ All | Fan VFD | 1 | 1 | 1 | IAC 2004-2015 | 0 | 0 | 0.65 | 0
Ind3 - Efficient.1 | Ind ¦ Fan VFD - Efficient ¦ All | Ind ¦ Fan VFD - Efficient | All | All | All | Electric | Fan optimization | Efficient | 0 | Conventional | MachDr | Ind - Petroleum | Ind | RET Only | 0 | Building Type Consumption (kWh/year) | Consumption (kWh) | 5 | DEER:HVAC_Split-Package_AC | 0.9998 | -7.4039e-08 | 0 | IAC 2004-2015 | 8.8559e-05 | 2020 | 0 | 0 | 2020 | 0 | 0 | 2019 CEDARS | Fan VFD ¦ All | Fan VFD | 1 | 1 | 0 | IAC 2004-2015 | 0 | 0 | 0.65 | 0
Ind3 - Efficient.2 | Ind ¦ Fan VFD - Efficient ¦ All | Ind ¦ Fan VFD - Efficient | All | All | All | Electric | Fan optimization | Efficient | 0 | Conventional | MachDr | Ind - Food | Ind | RET Only | 0 | Building Type Consumption (kWh/year) | Consumption (kWh) | 5 | DEER:HVAC_Split-Package_AC | 0.99832 | -6.3231e-07 | 0 | IAC 2004-2015 | 0.00075631 | 2020 | 0 | 0 | 2020 | 0 | 0 | 2019 CEDARS | Fan VFD ¦ All | Fan VFD | 1 | 1 | 0 | IAC 2004-2015 | 0 | 0 | 0.65 | 0
Ind3 - Efficient.3 | Ind ¦ Fan VFD - Efficient ¦ All | Ind ¦ Fan VFD - Efficient | All | All | All | Electric | Fan optimization | Efficient | 0 | Conventional | MachDr | Ind - Electronics | Ind | RET Only | 0 | Building Type Consumption (kWh/year) | Consumption (kWh) | 5 | DEER:HVAC_Split-Package_AC | 0.99982 | -6.6841e-08 | 0 | IAC 2004-2015 | 7.9949e-05 | 2020 | 0 | 0 | 2020 | 0 | 0 | 2019 CEDARS | Fan VFD ¦ All | Fan VFD | 1 | 1 | 0 | IAC 2004-2015 | 0 | 0 | 0.65 | 0
Ind3 - Efficient.4 | Ind ¦ Fan VFD - Efficient ¦ All | Ind ¦ Fan VFD - Efficient | All | All | All | Electric | Fan optimization | Efficient | 0 | Conventional | MachDr | Ind - Stone-Glass-Clay | Ind | RET Only | 0 | Building Type Consumption (kWh/year) | Consumption (kWh) | 5 | DEER:HVAC_Split-Package_AC | 0.99884 | -4.3687e-07 | 0 | IAC 2004-2015 | 0.00052255 | 2020 | 0 | 0 | 2020 | 0 | 0 | 2019 CEDARS | Fan VFD ¦ All | Fan VFD | 1 | 1 | 0 | IAC 2004-2015 | 0 | 0 | 0.65 | 0
Ind3 - Efficient.5 | Ind ¦ Fan VFD - Efficient ¦ All | Ind ¦ Fan VFD - Efficient | All | All | All | Electric | Fan optimization | Efficient | 0 | Conventional | MachDr | Ind - Chemicals | Ind | RET Only | 0 | Building Type Consumption (kWh/year) | Consumption (kWh) | 5 | DEER:HVAC_Split-Package_AC | 0.99731 | -1.0131e-06 | 0 | IAC 2004-2015 | 0.0012118 | 2020 | 0 | 0 | 2020 | 0 | 0 | 2019 CEDARS | Fan VFD ¦ All | Fan VFD | 1 | 1 | 0 | IAC 2004-2015 | 0 | 0 | 0.65 | 0
Ind3 - Efficient.6 | Ind ¦ Fan VFD - Efficient ¦ All | Ind ¦ Fan VFD - Efficient | All | All | All | Electric | Fan optimization | Efficient | 0 | Conventional | MachDr | Ind - Plastics | Ind | RET Only | 0 | Building Type Consumption (kWh/year) | Consumption (kWh) | 5 | DEER:HVAC_Split-Package_AC | 0.99718 | -1.0605e-06 | 0 | IAC 2004-2015 | 0.0012685 | 2020 | 0 | 0 | 2020 | 0 | 0 | 2019 CEDARS | Fan VFD ¦ All | Fan VFD | 1 | 1 | 0 | IAC 2004-2015 | 0 | 0 | 0.65 | 0
Ind3 - Efficient.7 | Ind ¦ Fan VFD - Efficient ¦ All | Ind ¦ Fan VFD - Efficient | All | All | All | Electric | Fan optimization | Efficient | 0 | Conventional | MachDr | Ind - Fabricated Metals | Ind | RET Only | 0 | Building Type Consumption (kWh/year) | Consumption (kWh) | 5 | DEER:HVAC_Split-Package_AC | 0.9986 | -5.2745e-07 | 0 | IAC 2004-2015 | 0.00063088 | 2020 | 0 | 0 | 2020 | 0 | 0 | 2019 CEDARS | Fan VFD ¦ All | Fan VFD | 1 | 1 | 0 | IAC 2004-2015 | 0 | 0 | 0.65 | 0
Ind3 - Efficient.8 | Ind ¦ Fan VFD - Efficient ¦ All | Ind ¦ Fan VFD - Efficient | All | All | All | Electric | Fan optimization | Efficient | 0 | Conventional | MachDr | Ind - Primary Metals | Ind | RET Only | 0 | Building Type Consumption (kWh/year) | Consumption (kWh) | 5 | DEER:HVAC_Split-Package_AC | 0.99936 | -2.4209e-07 | 0 | IAC 2004-2015 | 0.00028957 | 2020 | 0 | 0 | 2020 | 0 | 0 | 2019 CEDARS | Fan VFD ¦ All | Fan VFD | 1 | 1 | 0 | IAC 2004-2015 | 0 | 0 | 0.65 | 0
Ind3 - Efficient.9 | Ind ¦ Fan VFD - Efficient ¦ All | Ind ¦ Fan VFD - Efficient | All | All | All | Electric | Fan optimization | Efficient | 0 | Conventional | MachDr | Ind - Industrial Machinery | Ind | RET Only | 0 | Building Type Consumption (kWh/year) | Consumption (kWh) | 5 | DEER:HVAC_Split-Package_AC | 0.99952 | -1.7908e-07 | 0 | IAC 2004-2015 | 0.0002142 | 2020 | 0 | 0 | 2020 | 0 | 0 | 2019 CEDARS | Fan VFD ¦ All | Fan VFD | 1 | 1 | 0 | IAC 2004-2015 | 0 | 0 | 0.65 | 0
Ind3 - Efficient.10 | Ind ¦ Fan VFD - Efficient ¦ All | Ind ¦ Fan VFD - Efficient | All | All | All | Electric | Fan optimization | Efficient | 0 | Conventional | MachDr | Ind - Transportation Equipment | Ind | RET Only | 0 | Building Type Consumption (kWh/year) | Consumption (kWh) | 5 | DEER:HVAC_Split-Package_AC | 0.99953 | -1.7756e-07 | 0 | IAC 2004-2015 | 0.00021238 | 2020 | 0 | 0 | 2020 | 0 | 0 | 2019 CEDARS | Fan VFD ¦ All | Fan VFD | 1 | 1 | 0 | IAC 2004-2015 | 0 | 0 | 0.65 | 0
Ind3 - Efficient.11 | Ind ¦ Fan VFD - Efficient ¦ All | Ind ¦ Fan VFD - Efficient | All | All | All | Electric | Fan optimization | Efficient | 0 | Conventional | MachDr | Ind - Paper | Ind | RET Only | 0 | Building Type Consumption (kWh/year) | Consumption (kWh) | 5 | DEER:HVAC_Split-Package_AC | 0.99956 | -1.6389e-07 | 0 | IAC 2004-2015 | 0.00019603 | 2020 | 0 | 0 | 2020 | 0 | 0 | 2019 CEDARS | Fan VFD ¦ All | Fan VFD | 1 | 1 | 0 | IAC 2004-2015 | 0 | 0 | 0.65 | 0
Ind3 - Efficient.12 | Ind ¦ Fan VFD - Efficient ¦ All | Ind ¦ Fan VFD - Efficient | All | All | All | Electric | Fan optimization | Efficient | 0 | Conventional | MachDr | Ind - Printing & Publishing | Ind | RET Only | 0 | Building Type Consumption (kWh/year) | Consumption (kWh) | 5 | DEER:HVAC_Split-Package_AC | 0.99684 | -1.1881e-06 | 0 | IAC 2004-2015 | 0.0014211 | 2020 | 0 | 0 | 2020 | 0 | 0 | 2019 CEDARS | Fan VFD ¦ All | Fan VFD | 1 | 1 | 0 | IAC 2004-2015 | 0 | 0 | 0.65 | 0
Ind3 - Efficient.13 | Ind ¦ Fan VFD - Efficient ¦ All | Ind ¦ Fan VFD - Efficient | All | All | All | Electric | Fan optimization | Efficient | 0 | Conventional | MachDr | Ind - Textiles | Ind | RET Only | 0 | Building Type Consumption (kWh/year) | Consumption (kWh) | 5 | DEER:HVAC_Split-Package_AC | 0.99993 | -2.7179e-08 | 0 | IAC 2004-2015 | 3.2509e-05 | 2020 | 0 | 0 | 2020 | 0 | 0 | 2019 CEDARS | Fan VFD ¦ All | Fan VFD | 1 | 1 | 0 | IAC 2004-2015 | 0 | 0 | 0.65 | 0
Ind3 - Efficient.14 | Ind ¦ Fan VFD - Efficient ¦ All | Ind ¦ Fan VFD - Efficient | All | All | All | Electric | Fan optimization | Efficient | 0 | Conventional | MachDr | Ind - Lumber & Furniture | Ind | RET Only | 0 | Building Type Consumption (kWh/year) | Consumption (kWh) | 5 | DEER:HVAC_Split-Package_AC | 0.9992 | -2.9937e-07 | 0 | IAC 2004-2015 | 0.00035808 | 2020 | 0 | 0 | 2020 | 0 | 0 | 2019 CEDARS | Fan VFD ¦ All | Fan VFD | 1 | 1 | 0 | IAC 2004-2015 | 0 | 0 | 0.65 | 0
Ind3 - Efficient.15 | Ind ¦ Fan VFD - Efficient ¦ All | Ind ¦ Fan VFD - Efficient | All | All | All | Electric | Fan optimization | Efficient | 0 | Conventional | MachDr | Ind - All Other Industrial | Ind | RET Only | 0 | Building Type Consumption (kWh/year) | Consumption (kWh) | 5 | DEER:HVAC_Split-Package_AC | 0.99805 | -7.3372e-07 | 0 | IAC 2004-2015 | 0.00087761 | 2020 | 0 | 0 | 2020 | 0 | 0 | 2019 CEDARS | Fan VFD ¦ All | Fan VFD | 1 | 1 | 0 | IAC 2004-2015 | 0 | 0 | 0.65 | 0
Ind4 - Average Existing and Code.1 | Ind ¦ Process Heat - Average Existing and Code ¦ All | Ind ¦ Process Heat - Average Existing and Code | All | All | All | Gas | Existing condition | Average Existing and Code | 0 | Conventional | ProcHeat | Ind - Petroleum | Ind | RET Only | 0 | Building Type Consumption (Therms/year) | Consumption (therms) | 13.7864 | DEER:Indoor_CFL_Ltg | 0 | 0 | 1 | IAC 2004-2015 | 0 | 2020 | 0 | 0 | 2020 | 0 | 0 | 2019 CEDARS | Process Heat ¦ All | Process Heat | 1 | 1 | 1 | IAC 2004-2015 | 0 | 0 | 0.51 | 0
Ind4 - Average Existing and Code.2 | Ind ¦ Process Heat - Average Existing and Code ¦ All | Ind ¦ Process Heat - Average Existing and Code | All | All | All | Gas | Existing condition | Average Existing and Code | 0 | Conventional | ProcHeat | Ind - Food | Ind | RET Only | 0 | Building Type Consumption (Therms/year) | Consumption (therms) | 13.7864 | DEER:Indoor_CFL_Ltg | 0 | 0 | 1 | IAC 2004-2015 | 0 | 2020 | 0 | 0 | 2020 | 0 | 0 | 2019 CEDARS | Process Heat ¦ All | Process Heat | 1 | 1 | 1 | IAC 2004-2015 | 0 | 0 | 0.51 | 0
Ind4 - Average Existing and Code.3 | Ind ¦ Process Heat - Average Existing and Code ¦ All | Ind ¦ Process Heat - Average Existing and Code | All | All | All | Gas | Existing condition | Average Existing and Code | 0 | Conventional | ProcHeat | Ind - Electronics | Ind | RET Only | 0 | Building Type Consumption (Therms/year) | Consumption (therms) | 13.7864 | DEER:Indoor_CFL_Ltg | 0 | 0 | 1 | IAC 2004-2015 | 0 | 2020 | 0 | 0 | 2020 | 0 | 0 | 2019 CEDARS | Process Heat ¦ All | Process Heat | 1 | 1 | 1 | IAC 2004-2015 | 0 | 0 | 0.51 | 0
Ind4 - Average Existing and Code.4 | Ind ¦ Process Heat - Average Existing and Code ¦ All | Ind ¦ Process Heat - Average Existing and Code | All | All | All | Gas | Existing condition | Average Existing and Code | 0 | Conventional | ProcHeat | Ind - Stone-Glass-Clay | Ind | RET Only | 0 | Building Type Consumption (Therms/year) | Consumption (therms) | 13.7864 | DEER:Indoor_CFL_Ltg | 0 | 0 | 1 | IAC 2004-2015 | 0 | 2020 | 0 | 0 | 2020 | 0 | 0 | 2019 CEDARS | Process Heat ¦ All | Process Heat | 1 | 1 | 1 | IAC 2004-2015 | 0 | 0 | 0.51 | 0
Ind4 - Average Existing and Code.5 | Ind ¦ Process Heat - Average Existing and Code ¦ All | Ind ¦ Process Heat - Average Existing and Code | All | All | All | Gas | Existing condition | Average Existing and Code | 0 | Conventional | ProcHeat | Ind - Chemicals | Ind | RET Only | 0 | Building Type Consumption (Therms/year) | Consumption (therms) | 13.7864 | DEER:Indoor_CFL_Ltg | 0 | 0 | 1 | IAC 2004-2015 | 0 | 2020 | 0 | 0 | 2020 | 0 | 0 | 2019 CEDARS | Process Heat ¦ All | Process Heat | 1 | 1 | 1 | IAC 2004-2015 | 0 | 0 | 0.51 | 0
Ind4 - Average Existing and Code.6 | Ind ¦ Process Heat - Average Existing and Code ¦ All | Ind ¦ Process Heat - Average Existing and Code | All | All | All | Gas | Existing condition | Average Existing and Code | 0 | Conventional | ProcHeat | Ind - Plastics | Ind | RET Only | 0 | Building Type Consumption (Therms/year) | Consumption (therms) | 13.7864 | DEER:Indoor_CFL_Ltg | 0 | 0 | 1 | IAC 2004-2015 | 0 | 2020 | 0 | 0 | 2020 | 0 | 0 | 2019 CEDARS | Process Heat ¦ All | Process Heat | 1 | 1 | 1 | IAC 2004-2015 | 0 | 0 | 0.51 | 0
Ind4 - Average Existing and Code.7 | Ind ¦ Process Heat - Average Existing and Code ¦ All | Ind ¦ Process Heat - Average Existing and Code | All | All | All | Gas | Existing condition | Average Existing and Code | 0 | Conventional | ProcHeat | Ind - Fabricated Metals | Ind | RET Only | 0 | Building Type Consumption (Therms/year) | Consumption (therms) | 13.7864 | DEER:Indoor_CFL_Ltg | 0 | 0 | 1 | IAC 2004-2015 | 0 | 2020 | 0 | 0 | 2020 | 0 | 0 | 2019 CEDARS | Process Heat ¦ All | Process Heat | 1 | 1 | 1 | IAC 2004-2015 | 0 | 0 | 0.51 | 0
Ind4 - Average Existing and Code.8 | Ind ¦ Process Heat - Average Existing and Code ¦ All | Ind ¦ Process Heat - Average Existing and Code | All | All | All | Gas | Existing condition | Average Existing and Code | 0 | Conventional | ProcHeat | Ind - Primary Metals | Ind | RET Only | 0 | Building Type Consumption (Therms/year) | Consumption (therms) | 13.7864 | DEER:Indoor_CFL_Ltg | 0 | 0 | 1 | IAC 2004-2015 | 0 | 2020 | 0 | 0 | 2020 | 0 | 0 | 2019 CEDARS | Process Heat ¦ All | Process Heat | 1 | 1 | 1 | IAC 2004-2015 | 0 | 0 | 0.51 | 0
Ind4 - Average Existing and Code.9 | Ind ¦ Process Heat - Average Existing and Code ¦ All | Ind ¦ Process Heat - Average Existing and Code | All | All | All | Gas | Existing condition | Average Existing and Code | 0 | Conventional | ProcHeat | Ind - Industrial Machinery | Ind | RET Only | 0 | Building Type Consumption (Therms/year) | Consumption (therms) | 13.7864 | DEER:Indoor_CFL_Ltg | 0 | 0 | 1 | IAC 2004-2015 | 0 | 2020 | 0 | 0 | 2020 | 0 | 0 | 2019 CEDARS | Process Heat ¦ All | Process Heat | 1 | 1 | 1 | IAC 2004-2015 | 0 | 0 | 0.51 | 0
Ind4 - Average Existing and Code.10 | Ind ¦ Process Heat - Average Existing and Code ¦ All | Ind ¦ Process Heat - Average Existing and Code | All | All | All | Gas | Existing condition | Average Existing and Code | 0 | Conventional | ProcHeat | Ind - Transportation Equipment | Ind | RET Only | 0 | Building Type Consumption (Therms/year) | Consumption (therms) | 13.7864 | DEER:Indoor_CFL_Ltg | 0 | 0 | 1 | IAC 2004-2015 | 0 | 2020 | 0 | 0 | 2020 | 0 | 0 | 2019 CEDARS | Process Heat ¦ All | Process Heat | 1 | 1 | 1 | IAC 2004-2015 | 0 | 0 | 0.51 | 0
Ind4 - Average Existing and Code.11 | Ind ¦ Process Heat - Average Existing and Code ¦ All | Ind ¦ Process Heat - Average Existing and Code | All | All | All | Gas | Existing condition | Average Existing and Code | 0 | Conventional | ProcHeat | Ind - Paper | Ind | RET Only | 0 | Building Type Consumption (Therms/year) | Consumption (therms) | 13.7864 | DEER:Indoor_CFL_Ltg | 0 | 0 | 1 | IAC 2004-2015 | 0 | 2020 | 0 | 0 | 2020 | 0 | 0 | 2019 CEDARS | Process Heat ¦ All | Process Heat | 1 | 1 | 1 | IAC 2004-2015 | 0 | 0 | 0.51 | 0
Ind4 - Average Existing and Code.12 | Ind ¦ Process Heat - Average Existing and Code ¦ All | Ind ¦ Process Heat - Average Existing and Code | All | All | All | Gas | Existing condition | Average Existing and Code | 0 | Conventional | ProcHeat | Ind - Printing & Publishing | Ind | RET Only | 0 | Building Type Consumption (Therms/year) | Consumption (therms) | 13.7864 | DEER:Indoor_CFL_Ltg | 0 | 0 | 1 | IAC 2004-2015 | 0 | 2020 | 0 | 0 | 2020 | 0 | 0 | 2019 CEDARS | Process Heat ¦ All | Process Heat | 1 | 1 | 1 | IAC 2004-2015 | 0 | 0 | 0.51 | 0
Ind4 - Average Existing and Code.13 | Ind ¦ Process Heat - Average Existing and Code ¦ All | Ind ¦ Process Heat - Average Existing and Code | All | All | All | Gas | Existing condition | Average Existing and Code | 0 | Conventional | ProcHeat | Ind - Textiles | Ind | RET Only | 0 | Building Type Consumption (Therms/year) | Consumption (therms) | 13.7864 | DEER:Indoor_CFL_Ltg | 0 | 0 | 1 | IAC 2004-2015 | 0 | 2020 | 0 | 0 | 2020 | 0 | 0 | 2019 CEDARS | Process Heat ¦ All | Process Heat | 1 | 1 | 1 | IAC 2004-2015 | 0 | 0 | 0.51 | 0
Ind4 - Average Existing and Code.14 | Ind ¦ Process Heat - Average Existing and Code ¦ All | Ind ¦ Process Heat - Average Existing and Code | All | All | All | Gas | Existing condition | Average Existing and Code | 0 | Conventional | ProcHeat | Ind - Lumber & Furniture | Ind | RET Only | 0 | Building Type Consumption (Therms/year) | Consumption (therms) | 13.7864 | DEER:Indoor_CFL_Ltg | 0 | 0 | 1 | IAC 2004-2015 | 0 | 2020 | 0 | 0 | 2020 | 0 | 0 | 2019 CEDARS | Process Heat ¦ All | Process Heat | 1 | 1 | 1 | IAC 2004-2015 | 0 | 0 | 0.51 | 0
Ind4 - Average Existing and Code.15 | Ind ¦ Process Heat - Average Existing and Code ¦ All | Ind ¦ Process Heat - Average Existing and Code | All | All | All | Gas | Existing condition | Average Existing and Code | 0 | Conventional | ProcHeat | Ind - All Other Industrial | Ind | RET Only | 0 | Building Type Consumption (Therms/year) | Consumption (therms) | 13.7864 | DEER:Indoor_CFL_Ltg | 0 | 0 | 1 | IAC 2004-2015 | 0 | 2020 | 0 | 0 | 2020 | 0 | 0 | 2019 CEDARS | Process Heat ¦ All | Process Heat | 1 | 1 | 1 | IAC 2004-2015 | 0 | 0 | 0.51 | 0
Ind4 - Efficient.1 | Ind ¦ Process Heat - Efficient ¦ All | Ind ¦ Process Heat - Efficient | All | All | All | Gas | Efficient process heat | Efficient | 0 | Conventional | ProcHeat | Ind - Petroleum | Ind | RET Only | 0 | Building Type Consumption (Therms/year) | Consumption (therms) | 13.7864 | DEER:Indoor_CFL_Ltg | 0 | 0 | 0.99182 | IAC 2004-2015 | 0.032823 | 2020 | 0 | 0 | 2020 | 0 | 0 | 2019 CEDARS | Process Heat ¦ All | Process Heat | 1 | 1 | 0 | IAC 2004-2015 | 0 | 0 | 0.51 | 0
Ind4 - Efficient.2 | Ind ¦ Process Heat - Efficient ¦ All | Ind ¦ Process Heat - Efficient | All | All | All | Gas | Efficient process heat | Efficient | 0 | Conventional | ProcHeat | Ind - Food | Ind | RET Only | 0 | Building Type Consumption (Therms/year) | Consumption (therms) | 13.7864 | DEER:Indoor_CFL_Ltg | 0 | 0 | 0.99479 | IAC 2004-2015 | 0.020884 | 2020 | 0 | 0 | 2020 | 0 | 0 | 2019 CEDARS | Process Heat ¦ All | Process Heat | 1 | 1 | 0 | IAC 2004-2015 | 0 | 0 | 0.51 | 0
Ind4 - Efficient.3 | Ind ¦ Process Heat - Efficient ¦ All | Ind ¦ Process Heat - Efficient | All | All | All | Gas | Efficient process heat | Efficient | 0 | Conventional | ProcHeat | Ind - Electronics | Ind | RET Only | 0 | Building Type Consumption (Therms/year) | Consumption (therms) | 13.7864 | DEER:Indoor_CFL_Ltg | 0 | 0 | 0.98505 | IAC 2004-2015 | 0.059941 | 2020 | 0 | 0 | 2020 | 0 | 0 | 2019 CEDARS | Process Heat ¦ All | Process Heat | 1 | 1 | 0 | IAC 2004-2015 | 0 | 0 | 0.51 | 0
Ind4 - Efficient.4 | Ind ¦ Process Heat - Efficient ¦ All | Ind ¦ Process Heat - Efficient | All | All | All | Gas | Efficient process heat | Efficient | 0 | Conventional | ProcHeat | Ind - Stone-Glass-Clay | Ind | RET Only | 0 | Building Type Consumption (Therms/year) | Consumption (therms) | 13.7864 | DEER:Indoor_CFL_Ltg | 0 | 0 | 0.98739 | IAC 2004-2015 | 0.050567 | 2020 | 0 | 0 | 2020 | 0 | 0 | 2019 CEDARS | Process Heat ¦ All | Process Heat | 1 | 1 | 0 | IAC 2004-2015 | 0 | 0 | 0.51 | 0
Ind4 - Efficient.5 | Ind ¦ Process Heat - Efficient ¦ All | Ind ¦ Process Heat - Efficient | All | All | All | Gas | Efficient process heat | Efficient | 0 | Conventional | ProcHeat | Ind - Chemicals | Ind | RET Only | 0 | Building Type Consumption (Therms/year) | Consumption (therms) | 13.7864 | DEER:Indoor_CFL_Ltg | 0 | 0 | 0.99909 | IAC 2004-2015 | 0.0036535 | 2020 | 0 | 0 | 2020 | 0 | 0 | 2019 CEDARS | Process Heat ¦ All | Process Heat | 1 | 1 | 0 | IAC 2004-2015 | 0 | 0 | 0.51 | 0
Ind4 - Efficient.6 | Ind ¦ Process Heat - Efficient ¦ All | Ind ¦ Process Heat - Efficient | All | All | All | Gas | Efficient process heat | Efficient | 0 | Conventional | ProcHeat | Ind - Plastics | Ind | RET Only | 0 | Building Type Consumption (Therms/year) | Consumption (therms) | 13.7864 | DEER:Indoor_CFL_Ltg | 0 | 0 | 0.98392 | IAC 2004-2015 | 0.064467 | 2020 | 0 | 0 | 2020 | 0 | 0 | 2019 CEDARS | Process Heat ¦ All | Process Heat | 1 | 1 | 0 | IAC 2004-2015 | 0 | 0 | 0.51 | 0
Ind4 - Efficient.7 | Ind ¦ Process Heat - Efficient ¦ All | Ind ¦ Process Heat - Efficient | All | All | All | Gas | Efficient process heat | Efficient | 0 | Conventional | ProcHeat | Ind - Fabricated Metals | Ind | RET Only | 0 | Building Type Consumption (Therms/year) | Consumption (therms) | 13.7864 | DEER:Indoor_CFL_Ltg | 0 | 0 | 0.99512 | IAC 2004-2015 | 0.019552 | 2020 | 0 | 0 | 2020 | 0 | 0 | 2019 CEDARS | Process Heat ¦ All | Process Heat | 1 | 1 | 0 | IAC 2004-2015 | 0 | 0 | 0.51 | 0
Ind4 - Efficient.8 | Ind ¦ Process Heat - Efficient ¦ All | Ind ¦ Process Heat - Efficient | All | All | All | Gas | Efficient process heat | Efficient | 0 | Conventional | ProcHeat | Ind - Primary Metals | Ind | RET Only | 0 | Building Type Consumption (Therms/year) | Consumption (therms) | 13.7864 | DEER:Indoor_CFL_Ltg | 0 | 0 | 0.99652 | IAC 2004-2015 | 0.013938 | 2020 | 0 | 0 | 2020 | 0 | 0 | 2019 CEDARS | Process Heat ¦ All | Process Heat | 1 | 1 | 0 | IAC 2004-2015 | 0 | 0 | 0.51 | 0
Ind4 - Efficient.9 | Ind ¦ Process Heat - Efficient ¦ All | Ind ¦ Process Heat - Efficient | All | All | All | Gas | Efficient process heat | Efficient | 0 | Conventional | ProcHeat | Ind - Industrial Machinery | Ind | RET Only | 0 | Building Type Consumption (Therms/year) | Consumption (therms) | 13.7864 | DEER:Indoor_CFL_Ltg | 0 | 0 | 0.9931 | IAC 2004-2015 | 0.027653 | 2020 | 0 | 0 | 2020 | 0 | 0 | 2019 CEDARS | Process Heat ¦ All | Process Heat | 1 | 1 | 0 | IAC 2004-2015 | 0 | 0 | 0.51 | 0
Ind4 - Efficient.10 | Ind ¦ Process Heat - Efficient ¦ All | Ind ¦ Process Heat - Efficient | All | All | All | Gas | Efficient process heat | Efficient | 0 | Conventional | ProcHeat | Ind - Transportation Equipment | Ind | RET Only | 0 | Building Type Consumption (Therms/year) | Consumption (therms) | 13.7864 | DEER:Indoor_CFL_Ltg | 0 | 0 | 0.98664 | IAC 2004-2015 | 0.053563 | 2020 | 0 | 0 | 2020 | 0 | 0 | 2019 CEDARS | Process Heat ¦ All | Process Heat | 1 | 1 | 0 | IAC 2004-2015 | 0 | 0 | 0.51 | 0
Ind4 - Efficient.11 | Ind ¦ Process Heat - Efficient ¦ All | Ind ¦ Process Heat - Efficient | All | All | All | Gas | Efficient process heat | Efficient | 0 | Conventional | ProcHeat | Ind - Paper | Ind | RET Only | 0 | Building Type Consumption (Therms/year) | Consumption (therms) | 13.7864 | DEER:Indoor_CFL_Ltg | 0 | 0 | 0.99518 | IAC 2004-2015 | 0.019321 | 2020 | 0 | 0 | 2020 | 0 | 0 | 2019 CEDARS | Process Heat ¦ All | Process Heat | 1 | 1 | 0 | IAC 2004-2015 | 0 | 0 | 0.51 | 0
Ind4 - Efficient.12 | Ind ¦ Process Heat - Efficient ¦ All | Ind ¦ Process Heat - Efficient | All | All | All | Gas | Efficient process heat | Efficient | 0 | Conventional | ProcHeat | Ind - Printing & Publishing | Ind | RET Only | 0 | Building Type Consumption (Therms/year) | Consumption (therms) | 13.7864 | DEER:Indoor_CFL_Ltg | 0 | 0 | 0.99247 | IAC 2004-2015 | 0.030178 | 2020 | 0 | 0 | 2020 | 0 | 0 | 2019 CEDARS | Process Heat ¦ All | Process Heat | 1 | 1 | 0 | IAC 2004-2015 | 0 | 0 | 0.51 | 0
Ind4 - Efficient.13 | Ind ¦ Process Heat - Efficient ¦ All | Ind ¦ Process Heat - Efficient | All | All | All | Gas | Efficient process heat | Efficient | 0 | Conventional | ProcHeat | Ind - Textiles | Ind | RET Only | 0 | Building Type Consumption (Therms/year) | Consumption (therms) | 13.7864 | DEER:Indoor_CFL_Ltg | 0 | 0 | 0.99462 | IAC 2004-2015 | 0.021594 | 2020 | 0 | 0 | 2020 | 0 | 0 | 2019 CEDARS | Process Heat ¦ All | Process Heat | 1 | 1 | 0 | IAC 2004-2015 | 0 | 0 | 0.51 | 0
Ind4 - Efficient.14 | Ind ¦ Process Heat - Efficient ¦ All | Ind ¦ Process Heat - Efficient | All | All | All | Gas | Efficient process heat | Efficient | 0 | Conventional | ProcHeat | Ind - Lumber & Furniture | Ind | RET Only | 0 | Building Type Consumption (Therms/year) | Consumption (therms) | 13.7864 | DEER:Indoor_CFL_Ltg | 0 | 0 | 0.99451 | IAC 2004-2015 | 0.022015 | 2020 | 0 | 0 | 2020 | 0 | 0 | 2019 CEDARS | Process Heat ¦ All | Process Heat | 1 | 1 | 0 | IAC 2004-2015 | 0 | 0 | 0.51 | 0
Ind4 - Efficient.15 | Ind ¦ Process Heat - Efficient ¦ All | Ind ¦ Process Heat - Efficient | All | All | All | Gas | Efficient process heat | Efficient | 0 | Conventional | ProcHeat | Ind - All Other Industrial | Ind | RET Only | 0 | Building Type Consumption (Therms/year) | Consumption (therms) | 13.7864 | DEER:Indoor_CFL_Ltg | 0 | 0 | 0.98499 | IAC 2004-2015 | 0.060205 | 2020 | 0 | 0 | 2020 | 0 | 0 | 2019 CEDARS | Process Heat ¦ All | Process Heat | 1 | 1 | 0 | IAC 2004-2015 | 0 | 0 | 0.51 | 0
Ind5 - Average Existing and Code.1 | Ind ¦ HVAC Equipment Upgrade - Electric - Average Existing and Code ¦ All | Ind ¦ HVAC Equipment Upgrade - Electric - Average Existing and Code | All | All | All | Electric | Existing condition electric HVAC equipment | Average Existing and Code | 0 | Conventional | HVAC | Ind - Petroleum | Ind | RET Only | 0 | Building Type Consumption (kWh/year) | Consumption (kWh) | 3.9523 | DEER:HVAC_Split-Package_HP | 1 | 0 | 0 | IAC 2004-2015 | 0 | 2018 | 0 | 0 | 2018 | 0 | 0 | EE Stats 2016-2017 | HVAC Equipment Upgrade - Electric ¦ All | HVAC Equipment Upgrade - Electric | 1 | 1 | 1 | IAC 2004-2015 | 0 | 0 | 0.65 | 0
Ind5 - Average Existing and Code.2 | Ind ¦ HVAC Equipment Upgrade - Electric - Average Existing and Code ¦ All | Ind ¦ HVAC Equipment Upgrade - Electric - Average Existing and Code | All | All | All | Electric | Existing condition electric HVAC equipment | Average Existing and Code | 0 | Conventional | HVAC | Ind - Food | Ind | RET Only | 0 | Building Type Consumption (kWh/year) | Consumption (kWh) | 3.9523 | DEER:HVAC_Split-Package_HP | 1 | 0 | 0 | IAC 2004-2015 | 0 | 2018 | 0 | 0 | 2018 | 0 | 0 | EE Stats 2016-2017 | HVAC Equipment Upgrade - Electric ¦ All | HVAC Equipment Upgrade - Electric | 1 | 1 | 1 | IAC 2004-2015 | 0 | 0 | 0.65 | 0
Ind5 - Average Existing and Code.3 | Ind ¦ HVAC Equipment Upgrade - Electric - Average Existing and Code ¦ All | Ind ¦ HVAC Equipment Upgrade - Electric - Average Existing and Code | All | All | All | Electric | Existing condition electric HVAC equipment | Average Existing and Code | 0 | Conventional | HVAC | Ind - Stone-Glass-Clay | Ind | RET Only | 0 | Building Type Consumption (kWh/year) | Consumption (kWh) | 3.9523 | DEER:HVAC_Split-Package_HP | 1 | 0 | 0 | IAC 2004-2015 | 0 | 2018 | 0 | 0 | 2018 | 0 | 0 | EE Stats 2016-2017 | HVAC Equipment Upgrade - Electric ¦ All | HVAC Equipment Upgrade - Electric | 1 | 1 | 1 | IAC 2004-2015 | 0 | 0 | 0.65 | 0
Ind5 - Average Existing and Code.4 | Ind ¦ HVAC Equipment Upgrade - Electric - Average Existing and Code ¦ All | Ind ¦ HVAC Equipment Upgrade - Electric - Average Existing and Code | All | All | All | Electric | Existing condition electric HVAC equipment | Average Existing and Code | 0 | Conventional | HVAC | Ind - Chemicals | Ind | RET Only | 0 | Building Type Consumption (kWh/year) | Consumption (kWh) | 3.9523 | DEER:HVAC_Split-Package_HP | 1 | 0 | 0 | IAC 2004-2015 | 0 | 2018 | 0 | 0 | 2018 | 0 | 0 | EE Stats 2016-2017 | HVAC Equipment Upgrade - Electric ¦ All | HVAC Equipment Upgrade - Electric | 1 | 1 | 1 | IAC 2004-2015 | 0 | 0 | 0.65 | 0
Ind5 - Average Existing and Code.5 | Ind ¦ HVAC Equipment Upgrade - Electric - Average Existing and Code ¦ All | Ind ¦ HVAC Equipment Upgrade - Electric - Average Existing and Code | All | All | All | Electric | Existing condition electric HVAC equipment | Average Existing and Code | 0 | Conventional | HVAC | Ind - Plastics | Ind | RET Only | 0 | Building Type Consumption (kWh/year) | Consumption (kWh) | 3.9523 | DEER:HVAC_Split-Package_HP | 1 | 0 | 0 | IAC 2004-2015 | 0 | 2018 | 0 | 0 | 2018 | 0 | 0 | EE Stats 2016-2017 | HVAC Equipment Upgrade - Electric ¦ All | HVAC Equipment Upgrade - Electric | 1 | 1 | 1 | IAC 2004-2015 | 0 | 0 | 0.65 | 0
Ind5 - Average Existing and Code.6 | Ind ¦ HVAC Equipment Upgrade - Electric - Average Existing and Code ¦ All | Ind ¦ HVAC Equipment Upgrade - Electric - Average Existing and Code | All | All | All | Electric | Existing condition electric HVAC equipment | Average Existing and Code | 0 | Conventional | HVAC | Ind - Fabricated Metals | Ind | RET Only | 0 | Building Type Consumption (kWh/year) | Consumption (kWh) | 3.9523 | DEER:HVAC_Split-Package_HP | 1 | 0 | 0 | IAC 2004-2015 | 0 | 2018 | 0 | 0 | 2018 | 0 | 0 | EE Stats 2016-2017 | HVAC Equipment Upgrade - Electric ¦ All | HVAC Equipment Upgrade - Electric | 1 | 1 | 1 | IAC 2004-2015 | 0 | 0 | 0.65 | 0
Ind5 - Average Existing and Code.7 | Ind ¦ HVAC Equipment Upgrade - Electric - Average Existing and Code ¦ All | Ind ¦ HVAC Equipment Upgrade - Electric - Average Existing and Code | All | All | All | Electric | Existing condition electric HVAC equipment | Average Existing and Code | 0 | Conventional | HVAC | Ind - Primary Metals | Ind | RET Only | 0 | Building Type Consumption (kWh/year) | Consumption (kWh) | 3.9523 | DEER:HVAC_Split-Package_HP | 1 | 0 | 0 | IAC 2004-2015 | 0 | 2018 | 0 | 0 | 2018 | 0 | 0 | EE Stats 2016-2017 | HVAC Equipment Upgrade - Electric ¦ All | HVAC Equipment Upgrade - Electric | 1 | 1 | 1 | IAC 2004-2015 | 0 | 0 | 0.65 | 0
Ind5 - Average Existing and Code.8 | Ind ¦ HVAC Equipment Upgrade - Electric - Average Existing and Code ¦ All | Ind ¦ HVAC Equipment Upgrade - Electric - Average Existing and Code | All | All | All | Electric | Existing condition electric HVAC equipment | Average Existing and Code | 0 | Conventional | HVAC | Ind - Industrial Machinery | Ind | RET Only | 0 | Building Type Consumption (kWh/year) | Consumption (kWh) | 3.9523 | DEER:HVAC_Split-Package_HP | 1 | 0 | 0 | IAC 2004-2015 | 0 | 2018 | 0 | 0 | 2018 | 0 | 0 | EE Stats 2016-2017 | HVAC Equipment Upgrade - Electric ¦ All | HVAC Equipment Upgrade - Electric | 1 | 1 | 1 | IAC 2004-2015 | 0 | 0 | 0.65 | 0
Ind5 - Average Existing and Code.9 | Ind ¦ HVAC Equipment Upgrade - Electric - Average Existing and Code ¦ All | Ind ¦ HVAC Equipment Upgrade - Electric - Average Existing and Code | All | All | All | Electric | Existing condition electric HVAC equipment | Average Existing and Code | 0 | Conventional | HVAC | Ind - Transportation Equipment | Ind | RET Only | 0 | Building Type Consumption (kWh/year) | Consumption (kWh) | 3.9523 | DEER:HVAC_Split-Package_HP | 1 | 0 | 0 | IAC 2004-2015 | 0 | 2018 | 0 | 0 | 2018 | 0 | 0 | EE Stats 2016-2017 | HVAC Equipment Upgrade - Electric ¦ All | HVAC Equipment Upgrade - Electric | 1 | 1 | 1 | IAC 2004-2015 | 0 | 0 | 0.65 | 0
Ind5 - Average Existing and Code.10 | Ind ¦ HVAC Equipment Upgrade - Electric - Average Existing and Code ¦ All | Ind ¦ HVAC Equipment Upgrade - Electric - Average Existing and Code | All | All | All | Electric | Existing condition electric HVAC equipment | Average Existing and Code | 0 | Conventional | HVAC | Ind - Paper | Ind | RET Only | 0 | Building Type Consumption (kWh/year) | Consumption (kWh) | 3.9523 | DEER:HVAC_Split-Package_HP | 1 | 0 | 0 | IAC 2004-2015 | 0 | 2018 | 0 | 0 | 2018 | 0 | 0 | EE Stats 2016-2017 | HVAC Equipment Upgrade - Electric ¦ All | HVAC Equipment Upgrade - Electric | 1 | 1 | 1 | IAC 2004-2015 | 0 | 0 | 0.65 | 0
Ind5 - Average Existing and Code.11 | Ind ¦ HVAC Equipment Upgrade - Electric - Average Existing and Code ¦ All | Ind ¦ HVAC Equipment Upgrade - Electric - Average Existing and Code | All | All | All | Electric | Existing condition electric HVAC equipment | Average Existing and Code | 0 | Conventional | HVAC | Ind - Printing & Publishing | Ind | RET Only | 0 | Building Type Consumption (kWh/year) | Consumption (kWh) | 3.9523 | DEER:HVAC_Split-Package_HP | 1 | 0 | 0 | IAC 2004-2015 | 0 | 2018 | 0 | 0 | 2018 | 0 | 0 | EE Stats 2016-2017 | HVAC Equipment Upgrade - Electric ¦ All | HVAC Equipment Upgrade - Electric | 1 | 1 | 1 | IAC 2004-2015 | 0 | 0 | 0.65 | 0
Ind5 - Average Existing and Code.12 | Ind ¦ HVAC Equipment Upgrade - Electric - Average Existing and Code ¦ All | Ind ¦ HVAC Equipment Upgrade - Electric - Average Existing and Code | All | All | All | Electric | Existing condition electric HVAC equipment | Average Existing and Code | 0 | Conventional | HVAC | Ind - Textiles | Ind | RET Only | 0 | Building Type Consumption (kWh/year) | Consumption (kWh) | 3.9523 | DEER:HVAC_Split-Package_HP | 1 | 0 | 0 | IAC 2004-2015 | 0 | 2018 | 0 | 0 | 2018 | 0 | 0 | EE Stats 2016-2017 | HVAC Equipment Upgrade - Electric ¦ All | HVAC Equipment Upgrade - Electric | 1 | 1 | 1 | IAC 2004-2015 | 0 | 0 | 0.65 | 0
Ind5 - Average Existing and Code.13 | Ind ¦ HVAC Equipment Upgrade - Electric - Average Existing and Code ¦ All | Ind ¦ HVAC Equipment Upgrade - Electric - Average Existing and Code | All | All | All | Electric | Existing condition electric HVAC equipment | Average Existing and Code | 0 | Conventional | HVAC | Ind - Lumber & Furniture | Ind | RET Only | 0 | Building Type Consumption (kWh/year) | Consumption (kWh) | 3.9523 | DEER:HVAC_Split-Package_HP | 1 | 0 | 0 | IAC 2004-2015 | 0 | 2018 | 0 | 0 | 2018 | 0 | 0 | EE Stats 2016-2017 | HVAC Equipment Upgrade - Electric ¦ All | HVAC Equipment Upgrade - Electric | 1 | 1 | 1 | IAC 2004-2015 | 0 | 0 | 0.65 | 0
Ind5 - Average Existing and Code.14 | Ind ¦ HVAC Equipment Upgrade - Electric - Average Existing and Code ¦ All | Ind ¦ HVAC Equipment Upgrade - Electric - Average Existing and Code | All | All | All | Electric | Existing condition electric HVAC equipment | Average Existing and Code | 0 | Conventional | HVAC | Ind - All Other Industrial | Ind | RET Only | 0 | Building Type Consumption (kWh/year) | Consumption (kWh) | 3.9523 | DEER:HVAC_Split-Package_HP | 1 | 0 | 0 | IAC 2004-2015 | 0 | 2018 | 0 | 0 | 2018 | 0 | 0 | EE Stats 2016-2017 | HVAC Equipment Upgrade - Electric ¦ All | HVAC Equipment Upgrade - Electric | 1 | 1 | 1 | IAC 2004-2015 | 0 | 0 | 0.65 | 0
Ind5 - Efficient.1 | Ind ¦ HVAC Equipment Upgrade - Electric - Efficient ¦ All | Ind ¦ HVAC Equipment Upgrade - Electric - Efficient | All | All | All | Electric | High efficiency upgrade to electric HVAC equipment | Efficient | 0 | Conventional | HVAC | Ind - Petroleum | Ind | RET Only | 0 | Building Type Consumption (kWh/year) | Consumption (kWh) | 3.9523 | DEER:HVAC_Split-Package_HP | 0.99654 | -3.0695e-06 | 0 | IAC 2004-2015 | 0.0011773 | 2018 | 0 | 0 | 2018 | 0 | 0 | EE Stats 2016-2017 | HVAC Equipment Upgrade - Electric ¦ All | HVAC Equipment Upgrade - Electric | 1 | 1 | 0 | IAC 2004-2015 | 0 | 0 | 0.65 | 0
Ind5 - Efficient.2 | Ind ¦ HVAC Equipment Upgrade - Electric - Efficient ¦ All | Ind ¦ HVAC Equipment Upgrade - Electric - Efficient | All | All | All | Electric | High efficiency upgrade to electric HVAC equipment | Efficient | 0 | Conventional | HVAC | Ind - Food | Ind | RET Only | 0 | Building Type Consumption (kWh/year) | Consumption (kWh) | 3.9523 | DEER:HVAC_Split-Package_HP | 0.99574 | -3.7759e-06 | 0 | IAC 2004-2015 | 0.0014483 | 2018 | 0 | 0 | 2018 | 0 | 0 | EE Stats 2016-2017 | HVAC Equipment Upgrade - Electric ¦ All | HVAC Equipment Upgrade - Electric | 1 | 1 | 0 | IAC 2004-2015 | 0 | 0 | 0.65 | 0
Ind5 - Efficient.3 | Ind ¦ HVAC Equipment Upgrade - Electric - Efficient ¦ All | Ind ¦ HVAC Equipment Upgrade - Electric - Efficient | All | All | All | Electric | High efficiency upgrade to electric HVAC equipment | Efficient | 0 | Conventional | HVAC | Ind - Stone-Glass-Clay | Ind | RET Only | 0 | Building Type Consumption (kWh/year) | Consumption (kWh) | 3.9523 | DEER:HVAC_Split-Package_HP | 0.99814 | -1.6484e-06 | 0 | IAC 2004-2015 | 0.00063228 | 2018 | 0 | 0 | 2018 | 0 | 0 | EE Stats 2016-2017 | HVAC Equipment Upgrade - Electric ¦ All | HVAC Equipment Upgrade - Electric | 1 | 1 | 0 | IAC 2004-2015 | 0 | 0 | 0.65 | 0
Ind5 - Efficient.4 | Ind ¦ HVAC Equipment Upgrade - Electric - Efficient ¦ All | Ind ¦ HVAC Equipment Upgrade - Electric - Efficient | All | All | All | Electric | High efficiency upgrade to electric HVAC equipment | Efficient | 0 | Conventional | HVAC | Ind - Chemicals | Ind | RET Only | 0 | Building Type Consumption (kWh/year) | Consumption (kWh) | 3.9523 | DEER:HVAC_Split-Package_HP | 0.997 | -2.6574e-06 | 0 | IAC 2004-2015 | 0.0010193 | 2018 | 0 | 0 | 2018 | 0 | 0 | EE Stats 2016-2017 | HVAC Equipment Upgrade - Electric ¦ All | HVAC Equipment Upgrade - Electric | 1 | 1 | 0 | IAC 2004-2015 | 0 | 0 | 0.65 | 0
Ind5 - Efficient.5 | Ind ¦ HVAC Equipment Upgrade - Electric - Efficient ¦ All | Ind ¦ HVAC Equipment Upgrade - Electric - Efficient | All | All | All | Electric | High efficiency upgrade to electric HVAC equipment | Efficient | 0 | Conventional | HVAC | Ind - Plastics | Ind | RET Only | 0 | Building Type Consumption (kWh/year) | Consumption (kWh) | 3.9523 | DEER:HVAC_Split-Package_HP | 0.99228 | -6.839e-06 | 0 | IAC 2004-2015 | 0.0026232 | 2018 | 0 | 0 | 2018 | 0 | 0 | EE Stats 2016-2017 | HVAC Equipment Upgrade - Electric ¦ All | HVAC Equipment Upgrade - Electric | 1 | 1 | 0 | IAC 2004-2015 | 0 | 0 | 0.65 | 0
Ind5 - Efficient.6 | Ind ¦ HVAC Equipment Upgrade - Electric - Efficient ¦ All | Ind ¦ HVAC Equipment Upgrade - Electric - Efficient | All | All | All | Electric | High efficiency upgrade to electric HVAC equipment | Efficient | 0 | Conventional | HVAC | Ind - Fabricated Metals | Ind | RET Only | 0 | Building Type Consumption (kWh/year) | Consumption (kWh) | 3.9523 | DEER:HVAC_Split-Package_HP | 0.9928 | -6.3864e-06 | 0 | IAC 2004-2015 | 0.0024496 | 2018 | 0 | 0 | 2018 | 0 | 0 | EE Stats 2016-2017 | HVAC Equipment Upgrade - Electric ¦ All | HVAC Equipment Upgrade - Electric | 1 | 1 | 0 | IAC 2004-2015 | 0 | 0 | 0.65 | 0
Ind5 - Efficient.7 | Ind ¦ HVAC Equipment Upgrade - Electric - Efficient ¦ All | Ind ¦ HVAC Equipment Upgrade - Electric - Efficient | All | All | All | Electric | High efficiency upgrade to electric HVAC equipment | Efficient | 0 | Conventional | HVAC | Ind - Primary Metals | Ind | RET Only | 0 | Building Type Consumption (kWh/year) | Consumption (kWh) | 3.9523 | DEER:HVAC_Split-Package_HP | 0.99803 | -1.75e-06 | 0 | IAC 2004-2015 | 0.00067123 | 2018 | 0 | 0 | 2018 | 0 | 0 | EE Stats 2016-2017 | HVAC Equipment Upgrade - Electric ¦ All | HVAC Equipment Upgrade - Electric | 1 | 1 | 0 | IAC 2004-2015 | 0 | 0 | 0.65 | 0
Ind5 - Efficient.8 | Ind ¦ HVAC Equipment Upgrade - Electric - Efficient ¦ All | Ind ¦ HVAC Equipment Upgrade - Electric - Efficient | All | All | All | Electric | High efficiency upgrade to electric HVAC equipment | Efficient | 0 | Conventional | HVAC | Ind - Industrial Machinery | Ind | RET Only | 0 | Building Type Consumption (kWh/year) | Consumption (kWh) | 3.9523 | DEER:HVAC_Split-Package_HP | 0.98824 | -1.0429e-05 | 0 | IAC 2004-2015 | 0.004 | 2018 | 0 | 0 | 2018 | 0 | 0 | EE Stats 2016-2017 | HVAC Equipment Upgrade - Electric ¦ All | HVAC Equipment Upgrade - Electric | 1 | 1 | 0 | IAC 2004-2015 | 0 | 0 | 0.65 | 0
Ind5 - Efficient.9 | Ind ¦ HVAC Equipment Upgrade - Electric - Efficient ¦ All | Ind ¦ HVAC Equipment Upgrade - Electric - Efficient | All | All | All | Electric | High efficiency upgrade to electric HVAC equipment | Efficient | 0 | Conventional | HVAC | Ind - Transportation Equipment | Ind | RET Only | 0 | Building Type Consumption (kWh/year) | Consumption (kWh) | 3.9523 | DEER:HVAC_Split-Package_HP | 0.98254 | -1.548e-05 | 0 | IAC 2004-2015 | 0.0059377 | 2018 | 0 | 0 | 2018 | 0 | 0 | EE Stats 2016-2017 | HVAC Equipment Upgrade - Electric ¦ All | HVAC Equipment Upgrade - Electric | 1 | 1 | 0 | IAC 2004-2015 | 0 | 0 | 0.65 | 0
Ind5 - Efficient.10 | Ind ¦ HVAC Equipment Upgrade - Electric - Efficient ¦ All | Ind ¦ HVAC Equipment Upgrade - Electric - Efficient | All | All | All | Electric | High efficiency upgrade to electric HVAC equipment | Efficient | 0 | Conventional | HVAC | Ind - Paper | Ind | RET Only | 0 | Building Type Consumption (kWh/year) | Consumption (kWh) | 3.9523 | DEER:HVAC_Split-Package_HP | 0.99812 | -1.6703e-06 | 0 | IAC 2004-2015 | 0.00064067 | 2018 | 0 | 0 | 2018 | 0 | 0 | EE Stats 2016-2017 | HVAC Equipment Upgrade - Electric ¦ All | HVAC Equipment Upgrade - Electric | 1 | 1 | 0 | IAC 2004-2015 | 0 | 0 | 0.65 | 0
Ind5 - Efficient.11 | Ind ¦ HVAC Equipment Upgrade - Electric - Efficient ¦ All | Ind ¦ HVAC Equipment Upgrade - Electric - Efficient | All | All | All | Electric | High efficiency upgrade to electric HVAC equipment | Efficient | 0 | Conventional | HVAC | Ind - Printing & Publishing | Ind | RET Only | 0 | Building Type Consumption (kWh/year) | Consumption (kWh) | 3.9523 | DEER:HVAC_Split-Package_HP | 0.98373 | -1.4419e-05 | 0 | IAC 2004-2015 | 0.0055304 | 2018 | 0 | 0 | 2018 | 0 | 0 | EE Stats 2016-2017 | HVAC Equipment Upgrade - Electric ¦ All | HVAC Equipment Upgrade - Electric | 1 | 1 | 0 | IAC 2004-2015 | 0 | 0 | 0.65 | 0
Ind5 - Efficient.12 | Ind ¦ HVAC Equipment Upgrade - Electric - Efficient ¦ All | Ind ¦ HVAC Equipment Upgrade - Electric - Efficient | All | All | All | Electric | High efficiency upgrade to electric HVAC equipment | Efficient | 0 | Conventional | HVAC | Ind - Textiles | Ind | RET Only | 0 | Building Type Consumption (kWh/year) | Consumption (kWh) | 3.9523 | DEER:HVAC_Split-Package_HP | 0.99441 | -4.9573e-06 | 0 | IAC 2004-2015 | 0.0019014 | 2018 | 0 | 0 | 2018 | 0 | 0 | EE Stats 2016-2017 | HVAC Equipment Upgrade - Electric ¦ All | HVAC Equipment Upgrade - Electric | 1 | 1 | 0 | IAC 2004-2015 | 0 | 0 | 0.65 | 0
Ind5 - Efficient.13 | Ind ¦ HVAC Equipment Upgrade - Electric - Efficient ¦ All | Ind ¦ HVAC Equipment Upgrade - Electric - Efficient | All | All | All | Electric | High efficiency upgrade to electric HVAC equipment | Efficient | 0 | Conventional | HVAC | Ind - Lumber & Furniture | Ind | RET Only | 0 | Building Type Consumption (kWh/year) | Consumption (kWh) | 3.9523 | DEER:HVAC_Split-Package_HP | 0.9962 | -3.3663e-06 | 0 | IAC 2004-2015 | 0.0012912 | 2018 | 0 | 0 | 2018 | 0 | 0 | EE Stats 2016-2017 | HVAC Equipment Upgrade - Electric ¦ All | HVAC Equipment Upgrade - Electric | 1 | 1 | 0 | IAC 2004-2015 | 0 | 0 | 0.65 | 0
Ind5 - Efficient.14 | Ind ¦ HVAC Equipment Upgrade - Electric - Efficient ¦ All | Ind ¦ HVAC Equipment Upgrade - Electric - Efficient | All | All | All | Electric | High efficiency upgrade to electric HVAC equipment | Efficient | 0 | Conventional | HVAC | Ind - All Other Industrial | Ind | RET Only | 0 | Building Type Consumption (kWh/year) | Consumption (kWh) | 3.9523 | DEER:HVAC_Split-Package_HP | 0.98375 | -1.4408e-05 | 0 | IAC 2004-2015 | 0.0055265 | 2018 | 0 | 0 | 2018 | 0 | 0 | EE Stats 2016-2017 | HVAC Equipment Upgrade - Electric ¦ All | HVAC Equipment Upgrade - Electric | 1 | 1 | 0 | IAC 2004-2015 | 0 | 0 | 0.65 | 0
Ind6 - Average Existing and Code.1 | Ind ¦ HVAC Equipment Upgrade - Gas - Average Existing and Code ¦ All | Ind ¦ HVAC Equipment Upgrade - Gas - Average Existing and Code | All | All | All | Gas | Existing condition gas HVAC equipment | Average Existing and Code | 0 | Conventional | HVAC | Ind - Petroleum | Ind | RET Only | 0 | Building Type Consumption (Therms/year) | Consumption (therms) | 11.9836 | DEER:HVAC_Split-Package_HP | 0 | 0 | 1 | IAC 2004-2015 | 0 | 2020 | 0 | 0 | 2020 | 0 | 0 | 2019 CEDARS | HVAC Equipment Upgrade - Gas ¦ All | HVAC Equipment Upgrade - Gas | 1 | 1 | 1 | IAC 2004-2015 | 0 | 0 | 0.65 | 0
Ind6 - Average Existing and Code.2 | Ind ¦ HVAC Equipment Upgrade - Gas - Average Existing and Code ¦ All | Ind ¦ HVAC Equipment Upgrade - Gas - Average Existing and Code | All | All | All | Gas | Existing condition gas HVAC equipment | Average Existing and Code | 0 | Conventional | HVAC | Ind - Food | Ind | RET Only | 0 | Building Type Consumption (Therms/year) | Consumption (therms) | 11.9836 | DEER:HVAC_Split-Package_HP | 0 | 0 | 1 | IAC 2004-2015 | 0 | 2020 | 0 | 0 | 2020 | 0 | 0 | 2019 CEDARS | HVAC Equipment Upgrade - Gas ¦ All | HVAC Equipment Upgrade - Gas | 1 | 1 | 1 | IAC 2004-2015 | 0 | 0 | 0.65 | 0
Ind6 - Average Existing and Code.3 | Ind ¦ HVAC Equipment Upgrade - Gas - Average Existing and Code ¦ All | Ind ¦ HVAC Equipment Upgrade - Gas - Average Existing and Code | All | All | All | Gas | Existing condition gas HVAC equipment | Average Existing and Code | 0 | Conventional | HVAC | Ind - Electronics | Ind | RET Only | 0 | Building Type Consumption (Therms/year) | Consumption (therms) | 11.9836 | DEER:HVAC_Split-Package_HP | 0 | 0 | 1 | IAC 2004-2015 | 0 | 2020 | 0 | 0 | 2020 | 0 | 0 | 2019 CEDARS | HVAC Equipment Upgrade - Gas ¦ All | HVAC Equipment Upgrade - Gas | 1 | 1 | 1 | IAC 2004-2015 | 0 | 0 | 0.65 | 0
Ind6 - Average Existing and Code.4 | Ind ¦ HVAC Equipment Upgrade - Gas - Average Existing and Code ¦ All | Ind ¦ HVAC Equipment Upgrade - Gas - Average Existing and Code | All | All | All | Gas | Existing condition gas HVAC equipment | Average Existing and Code | 0 | Conventional | HVAC | Ind - Stone-Glass-Clay | Ind | RET Only | 0 | Building Type Consumption (Therms/year) | Consumption (therms) | 11.9836 | DEER:HVAC_Split-Package_HP | 0 | 0 | 1 | IAC 2004-2015 | 0 | 2020 | 0 | 0 | 2020 | 0 | 0 | 2019 CEDARS | HVAC Equipment Upgrade - Gas ¦ All | HVAC Equipment Upgrade - Gas | 1 | 1 | 1 | IAC 2004-2015 | 0 | 0 | 0.65 | 0
Ind6 - Average Existing and Code.5 | Ind ¦ HVAC Equipment Upgrade - Gas - Average Existing and Code ¦ All | Ind ¦ HVAC Equipment Upgrade - Gas - Average Existing and Code | All | All | All | Gas | Existing condition gas HVAC equipment | Average Existing and Code | 0 | Conventional | HVAC | Ind - Chemicals | Ind | RET Only | 0 | Building Type Consumption (Therms/year) | Consumption (therms) | 11.9836 | DEER:HVAC_Split-Package_HP | 0 | 0 | 1 | IAC 2004-2015 | 0 | 2020 | 0 | 0 | 2020 | 0 | 0 | 2019 CEDARS | HVAC Equipment Upgrade - Gas ¦ All | HVAC Equipment Upgrade - Gas | 1 | 1 | 1 | IAC 2004-2015 | 0 | 0 | 0.65 | 0
Ind6 - Average Existing and Code.6 | Ind ¦ HVAC Equipment Upgrade - Gas - Average Existing and Code ¦ All | Ind ¦ HVAC Equipment Upgrade - Gas - Average Existing and Code | All | All | All | Gas | Existing condition gas HVAC equipment | Average Existing and Code | 0 | Conventional | HVAC | Ind - Plastics | Ind | RET Only | 0 | Building Type Consumption (Therms/year) | Consumption (therms) | 11.9836 | DEER:HVAC_Split-Package_HP | 0 | 0 | 1 | IAC 2004-2015 | 0 | 2020 | 0 | 0 | 2020 | 0 | 0 | 2019 CEDARS | HVAC Equipment Upgrade - Gas ¦ All | HVAC Equipment Upgrade - Gas | 1 | 1 | 1 | IAC 2004-2015 | 0 | 0 | 0.65 | 0
Ind6 - Average Existing and Code.7 | Ind ¦ HVAC Equipment Upgrade - Gas - Average Existing and Code ¦ All | Ind ¦ HVAC Equipment Upgrade - Gas - Average Existing and Code | All | All | All | Gas | Existing condition gas HVAC equipment | Average Existing and Code | 0 | Conventional | HVAC | Ind - Fabricated Metals | Ind | RET Only | 0 | Building Type Consumption (Therms/year) | Consumption (therms) | 11.9836 | DEER:HVAC_Split-Package_HP | 0 | 0 | 1 | IAC 2004-2015 | 0 | 2020 | 0 | 0 | 2020 | 0 | 0 | 2019 CEDARS | HVAC Equipment Upgrade - Gas ¦ All | HVAC Equipment Upgrade - Gas | 1 | 1 | 1 | IAC 2004-2015 | 0 | 0 | 0.65 | 0
Ind6 - Average Existing and Code.8 | Ind ¦ HVAC Equipment Upgrade - Gas - Average Existing and Code ¦ All | Ind ¦ HVAC Equipment Upgrade - Gas - Average Existing and Code | All | All | All | Gas | Existing condition gas HVAC equipment | Average Existing and Code | 0 | Conventional | HVAC | Ind - Primary Metals | Ind | RET Only | 0 | Building Type Consumption (Therms/year) | Consumption (therms) | 11.9836 | DEER:HVAC_Split-Package_HP | 0 | 0 | 1 | IAC 2004-2015 | 0 | 2020 | 0 | 0 | 2020 | 0 | 0 | 2019 CEDARS | HVAC Equipment Upgrade - Gas ¦ All | HVAC Equipment Upgrade - Gas | 1 | 1 | 1 | IAC 2004-2015 | 0 | 0 | 0.65 | 0
Ind6 - Average Existing and Code.9 | Ind ¦ HVAC Equipment Upgrade - Gas - Average Existing and Code ¦ All | Ind ¦ HVAC Equipment Upgrade - Gas - Average Existing and Code | All | All | All | Gas | Existing condition gas HVAC equipment | Average Existing and Code | 0 | Conventional | HVAC | Ind - Industrial Machinery | Ind | RET Only | 0 | Building Type Consumption (Therms/year) | Consumption (therms) | 11.9836 | DEER:HVAC_Split-Package_HP | 0 | 0 | 1 | IAC 2004-2015 | 0 | 2020 | 0 | 0 | 2020 | 0 | 0 | 2019 CEDARS | HVAC Equipment Upgrade - Gas ¦ All | HVAC Equipment Upgrade - Gas | 1 | 1 | 1 | IAC 2004-2015 | 0 | 0 | 0.65 | 0
Ind6 - Average Existing and Code.10 | Ind ¦ HVAC Equipment Upgrade - Gas - Average Existing and Code ¦ All | Ind ¦ HVAC Equipment Upgrade - Gas - Average Existing and Code | All | All | All | Gas | Existing condition gas HVAC equipment | Average Existing and Code | 0 | Conventional | HVAC | Ind - Transportation Equipment | Ind | RET Only | 0 | Building Type Consumption (Therms/year) | Consumption (therms) | 11.9836 | DEER:HVAC_Split-Package_HP | 0 | 0 | 1 | IAC 2004-2015 | 0 | 2020 | 0 | 0 | 2020 | 0 | 0 | 2019 CEDARS | HVAC Equipment Upgrade - Gas ¦ All | HVAC Equipment Upgrade - Gas | 1 | 1 | 1 | IAC 2004-2015 | 0 | 0 | 0.65 | 0
Ind6 - Average Existing and Code.11 | Ind ¦ HVAC Equipment Upgrade - Gas - Average Existing and Code ¦ All | Ind ¦ HVAC Equipment Upgrade - Gas - Average Existing and Code | All | All | All | Gas | Existing condition gas HVAC equipment | Average Existing and Code | 0 | Conventional | HVAC | Ind - Paper | Ind | RET Only | 0 | Building Type Consumption (Therms/year) | Consumption (therms) | 11.9836 | DEER:HVAC_Split-Package_HP | 0 | 0 | 1 | IAC 2004-2015 | 0 | 2020 | 0 | 0 | 2020 | 0 | 0 | 2019 CEDARS | HVAC Equipment Upgrade - Gas ¦ All | HVAC Equipment Upgrade - Gas | 1 | 1 | 1 | IAC 2004-2015 | 0 | 0 | 0.65 | 0
Ind6 - Average Existing and Code.12 | Ind ¦ HVAC Equipment Upgrade - Gas - Average Existing and Code ¦ All | Ind ¦ HVAC Equipment Upgrade - Gas - Average Existing and Code | All | All | All | Gas | Existing condition gas HVAC equipment | Average Existing and Code | 0 | Conventional | HVAC | Ind - Printing & Publishing | Ind | RET Only | 0 | Building Type Consumption (Therms/year) | Consumption (therms) | 11.9836 | DEER:HVAC_Split-Package_HP | 0 | 0 | 1 | IAC 2004-2015 | 0 | 2020 | 0 | 0 | 2020 | 0 | 0 | 2019 CEDARS | HVAC Equipment Upgrade - Gas ¦ All | HVAC Equipment Upgrade - Gas | 1 | 1 | 1 | IAC 2004-2015 | 0 | 0 | 0.65 | 0
Ind6 - Average Existing and Code.13 | Ind ¦ HVAC Equipment Upgrade - Gas - Average Existing and Code ¦ All | Ind ¦ HVAC Equipment Upgrade - Gas - Average Existing and Code | All | All | All | Gas | Existing condition gas HVAC equipment | Average Existing and Code | 0 | Conventional | HVAC | Ind - Textiles | Ind | RET Only | 0 | Building Type Consumption (Therms/year) | Consumption (therms) | 11.9836 | DEER:HVAC_Split-Package_HP | 0 | 0 | 1 | IAC 2004-2015 | 0 | 2020 | 0 | 0 | 2020 | 0 | 0 | 2019 CEDARS | HVAC Equipment Upgrade - Gas ¦ All | HVAC Equipment Upgrade - Gas | 1 | 1 | 1 | IAC 2004-2015 | 0 | 0 | 0.65 | 0
Ind6 - Average Existing and Code.14 | Ind ¦ HVAC Equipment Upgrade - Gas - Average Existing and Code ¦ All | Ind ¦ HVAC Equipment Upgrade - Gas - Average Existing and Code | All | All | All | Gas | Existing condition gas HVAC equipment | Average Existing and Code | 0 | Conventional | HVAC | Ind - Lumber & Furniture | Ind | RET Only | 0 | Building Type Consumption (Therms/year) | Consumption (therms) | 11.9836 | DEER:HVAC_Split-Package_HP | 0 | 0 | 1 | IAC 2004-2015 | 0 | 2020 | 0 | 0 | 2020 | 0 | 0 | 2019 CEDARS | HVAC Equipment Upgrade - Gas ¦ All | HVAC Equipment Upgrade - Gas | 1 | 1 | 1 | IAC 2004-2015 | 0 | 0 | 0.65 | 0
Ind6 - Average Existing and Code.15 | Ind ¦ HVAC Equipment Upgrade - Gas - Average Existing and Code ¦ All | Ind ¦ HVAC Equipment Upgrade - Gas - Average Existing and Code | All | All | All | Gas | Existing condition gas HVAC equipment | Average Existing and Code | 0 | Conventional | HVAC | Ind - All Other Industrial | Ind | RET Only | 0 | Building Type Consumption (Therms/year) | Consumption (therms) | 11.9836 | DEER:HVAC_Split-Package_HP | 0 | 0 | 1 | IAC 2004-2015 | 0 | 2020 | 0 | 0 | 2020 | 0 | 0 | 2019 CEDARS | HVAC Equipment Upgrade - Gas ¦ All | HVAC Equipment Upgrade - Gas | 1 | 1 | 1 | IAC 2004-2015 | 0 | 0 | 0.65 | 0
Ind6 - Efficient.1 | Ind ¦ HVAC Equipment Upgrade - Gas - Efficient ¦ All | Ind ¦ HVAC Equipment Upgrade - Gas - Efficient | All | All | All | Gas | High efficiency upgrade to gas HVAC equipment | Efficient | 0 | Conventional | HVAC | Ind - Petroleum | Ind | RET Only | 0 | Building Type Consumption (Therms/year) | Consumption (therms) | 11.9836 | DEER:HVAC_Split-Package_HP | 0 | 0 | 0.99973 | IAC 2004-2015 | 0.001733 | 2020 | 0 | 0 | 2020 | 0 | 0 | 2019 CEDARS | HVAC Equipment Upgrade - Gas ¦ All | HVAC Equipment Upgrade - Gas | 1 | 1 | 0 | IAC 2004-2015 | 0 | 0 | 0.65 | 0
Ind6 - Efficient.2 | Ind ¦ HVAC Equipment Upgrade - Gas - Efficient ¦ All | Ind ¦ HVAC Equipment Upgrade - Gas - Efficient | All | All | All | Gas | High efficiency upgrade to gas HVAC equipment | Efficient | 0 | Conventional | HVAC | Ind - Food | Ind | RET Only | 0 | Building Type Consumption (Therms/year) | Consumption (therms) | 11.9836 | DEER:HVAC_Split-Package_HP | 0 | 0 | 0.99877 | IAC 2004-2015 | 0.0078545 | 2020 | 0 | 0 | 2020 | 0 | 0 | 2019 CEDARS | HVAC Equipment Upgrade - Gas ¦ All | HVAC Equipment Upgrade - Gas | 1 | 1 | 0 | IAC 2004-2015 | 0 | 0 | 0.65 | 0
Ind6 - Efficient.3 | Ind ¦ HVAC Equipment Upgrade - Gas - Efficient ¦ All | Ind ¦ HVAC Equipment Upgrade - Gas - Efficient | All | All | All | Gas | High efficiency upgrade to gas HVAC equipment | Efficient | 0 | Conventional | HVAC | Ind - Electronics | Ind | RET Only | 0 | Building Type Consumption (Therms/year) | Consumption (therms) | 11.9836 | DEER:HVAC_Split-Package_HP | 0 | 0 | 0.97271 | IAC 2004-2015 | 0.17491 | 2020 | 0 | 0 | 2020 | 0 | 0 | 2019 CEDARS | HVAC Equipment Upgrade - Gas ¦ All | HVAC Equipment Upgrade - Gas | 1 | 1 | 0 | IAC 2004-2015 | 0 | 0 | 0.65 | 0
Ind6 - Efficient.4 | Ind ¦ HVAC Equipment Upgrade - Gas - Efficient ¦ All | Ind ¦ HVAC Equipment Upgrade - Gas - Efficient | All | All | All | Gas | High efficiency upgrade to gas HVAC equipment | Efficient | 0 | Conventional | HVAC | Ind - Stone-Glass-Clay | Ind | RET Only | 0 | Building Type Consumption (Therms/year) | Consumption (therms) | 11.9836 | DEER:HVAC_Split-Package_HP | 0 | 0 | 0.99697 | IAC 2004-2015 | 0.01945 | 2020 | 0 | 0 | 2020 | 0 | 0 | 2019 CEDARS | HVAC Equipment Upgrade - Gas ¦ All | HVAC Equipment Upgrade - Gas | 1 | 1 | 0 | IAC 2004-2015 | 0 | 0 | 0.65 | 0
Ind6 - Efficient.5 | Ind ¦ HVAC Equipment Upgrade - Gas - Efficient ¦ All | Ind ¦ HVAC Equipment Upgrade - Gas - Efficient | All | All | All | Gas | High efficiency upgrade to gas HVAC equipment | Efficient | 0 | Conventional | HVAC | Ind - Chemicals | Ind | RET Only | 0 | Building Type Consumption (Therms/year) | Consumption (therms) | 11.9836 | DEER:HVAC_Split-Package_HP | 0 | 0 | 0.99855 | IAC 2004-2015 | 0.0093146 | 2020 | 0 | 0 | 2020 | 0 | 0 | 2019 CEDARS | HVAC Equipment Upgrade - Gas ¦ All | HVAC Equipment Upgrade - Gas | 1 | 1 | 0 | IAC 2004-2015 | 0 | 0 | 0.65 | 0
Ind6 - Efficient.6 | Ind ¦ HVAC Equipment Upgrade - Gas - Efficient ¦ All | Ind ¦ HVAC Equipment Upgrade - Gas - Efficient | All | All | All | Gas | High efficiency upgrade to gas HVAC equipment | Efficient | 0 | Conventional | HVAC | Ind - Plastics | Ind | RET Only | 0 | Building Type Consumption (Therms/year) | Consumption (therms) | 11.9836 | DEER:HVAC_Split-Package_HP | 0 | 0 | 0.97542 | IAC 2004-2015 | 0.15755 | 2020 | 0 | 0 | 2020 | 0 | 0 | 2019 CEDARS | HVAC Equipment Upgrade - Gas ¦ All | HVAC Equipment Upgrade - Gas | 1 | 1 | 0 | IAC 2004-2015 | 0 | 0 | 0.65 | 0
Ind6 - Efficient.7 | Ind ¦ HVAC Equipment Upgrade - Gas - Efficient ¦ All | Ind ¦ HVAC Equipment Upgrade - Gas - Efficient | All | All | All | Gas | High efficiency upgrade to gas HVAC equipment | Efficient | 0 | Conventional | HVAC | Ind - Fabricated Metals | Ind | RET Only | 0 | Building Type Consumption (Therms/year) | Consumption (therms) | 11.9836 | DEER:HVAC_Split-Package_HP | 0 | 0 | 0.98324 | IAC 2004-2015 | 0.10743 | 2020 | 0 | 0 | 2020 | 0 | 0 | 2019 CEDARS | HVAC Equipment Upgrade - Gas ¦ All | HVAC Equipment Upgrade - Gas | 1 | 1 | 0 | IAC 2004-2015 | 0 | 0 | 0.65 | 0
Ind6 - Efficient.8 | Ind ¦ HVAC Equipment Upgrade - Gas - Efficient ¦ All | Ind ¦ HVAC Equipment Upgrade - Gas - Efficient | All | All | All | Gas | High efficiency upgrade to gas HVAC equipment | Efficient | 0 | Conventional | HVAC | Ind - Primary Metals | Ind | RET Only | 0 | Building Type Consumption (Therms/year) | Consumption (therms) | 11.9836 | DEER:HVAC_Split-Package_HP | 0 | 0 | 0.99534 | IAC 2004-2015 | 0.029879 | 2020 | 0 | 0 | 2020 | 0 | 0 | 2019 CEDARS | HVAC Equipment Upgrade - Gas ¦ All | HVAC Equipment Upgrade - Gas | 1 | 1 | 0 | IAC 2004-2015 | 0 | 0 | 0.65 | 0
Ind6 - Efficient.9 | Ind ¦ HVAC Equipment Upgrade - Gas - Efficient ¦ All | Ind ¦ HVAC Equipment Upgrade - Gas - Efficient | All | All | All | Gas | High efficiency upgrade to gas HVAC equipment | Efficient | 0 | Conventional | HVAC | Ind - Industrial Machinery | Ind | RET Only | 0 | Building Type Consumption (Therms/year) | Consumption (therms) | 11.9836 | DEER:HVAC_Split-Package_HP | 0 | 0 | 0.96799 | IAC 2004-2015 | 0.20511 | 2020 | 0 | 0 | 2020 | 0 | 0 | 2019 CEDARS | HVAC Equipment Upgrade - Gas ¦ All | HVAC Equipment Upgrade - Gas | 1 | 1 | 0 | IAC 2004-2015 | 0 | 0 | 0.65 | 0
Ind6 - Efficient.10 | Ind ¦ HVAC Equipment Upgrade - Gas - Efficient ¦ All | Ind ¦ HVAC Equipment Upgrade - Gas - Efficient | All | All | All | Gas | High efficiency upgrade to gas HVAC equipment | Efficient | 0 | Conventional | HVAC | Ind - Transportation Equipment | Ind | RET Only | 0 | Building Type Consumption (Therms/year) | Consumption (therms) | 11.9836 | DEER:HVAC_Split-Package_HP | 0 | 0 | 0.98386 | IAC 2004-2015 | 0.10344 | 2020 | 0 | 0 | 2020 | 0 | 0 | 2019 CEDARS | HVAC Equipment Upgrade - Gas ¦ All | HVAC Equipment Upgrade - Gas | 1 | 1 | 0 | IAC 2004-2015 | 0 | 0 | 0.65 | 0
Ind6 - Efficient.11 | Ind ¦ HVAC Equipment Upgrade - Gas - Efficient ¦ All | Ind ¦ HVAC Equipment Upgrade - Gas - Efficient | All | All | All | Gas | High efficiency upgrade to gas HVAC equipment | Efficient | 0 | Conventional | HVAC | Ind - Paper | Ind | RET Only | 0 | Building Type Consumption (Therms/year) | Consumption (therms) | 11.9836 | DEER:HVAC_Split-Package_HP | 0 | 0 | 0.99668 | IAC 2004-2015 | 0.021264 | 2020 | 0 | 0 | 2020 | 0 | 0 | 2019 CEDARS | HVAC Equipment Upgrade - Gas ¦ All | HVAC Equipment Upgrade - Gas | 1 | 1 | 0 | IAC 2004-2015 | 0 | 0 | 0.65 | 0
Ind6 - Efficient.12 | Ind ¦ HVAC Equipment Upgrade - Gas - Efficient ¦ All | Ind ¦ HVAC Equipment Upgrade - Gas - Efficient | All | All | All | Gas | High efficiency upgrade to gas HVAC equipment | Efficient | 0 | Conventional | HVAC | Ind - Printing & Publishing | Ind | RET Only | 0 | Building Type Consumption (Therms/year) | Consumption (therms) | 11.9836 | DEER:HVAC_Split-Package_HP | 0 | 0 | 0.9862 | IAC 2004-2015 | 0.088439 | 2020 | 0 | 0 | 2020 | 0 | 0 | 2019 CEDARS | HVAC Equipment Upgrade - Gas ¦ All | HVAC Equipment Upgrade - Gas | 1 | 1 | 0 | IAC 2004-2015 | 0 | 0 | 0.65 | 0
Ind6 - Efficient.13 | Ind ¦ HVAC Equipment Upgrade - Gas - Efficient ¦ All | Ind ¦ HVAC Equipment Upgrade - Gas - Efficient | All | All | All | Gas | High efficiency upgrade to gas HVAC equipment | Efficient | 0 | Conventional | HVAC | Ind - Textiles | Ind | RET Only | 0 | Building Type Consumption (Therms/year) | Consumption (therms) | 11.9836 | DEER:HVAC_Split-Package_HP | 0 | 0 | 0.99724 | IAC 2004-2015 | 0.017718 | 2020 | 0 | 0 | 2020 | 0 | 0 | 2019 CEDARS | HVAC Equipment Upgrade - Gas ¦ All | HVAC Equipment Upgrade - Gas | 1 | 1 | 0 | IAC 2004-2015 | 0 | 0 | 0.65 | 0
Ind6 - Efficient.14 | Ind ¦ HVAC Equipment Upgrade - Gas - Efficient ¦ All | Ind ¦ HVAC Equipment Upgrade - Gas - Efficient | All | All | All | Gas | High efficiency upgrade to gas HVAC equipment | Efficient | 0 | Conventional | HVAC | Ind - Lumber & Furniture | Ind | RET Only | 0 | Building Type Consumption (Therms/year) | Consumption (therms) | 11.9836 | DEER:HVAC_Split-Package_HP | 0 | 0 | 0.9955 | IAC 2004-2015 | 0.028857 | 2020 | 0 | 0 | 2020 | 0 | 0 | 2019 CEDARS | HVAC Equipment Upgrade - Gas ¦ All | HVAC Equipment Upgrade - Gas | 1 | 1 | 0 | IAC 2004-2015 | 0 | 0 | 0.65 | 0
Ind6 - Efficient.15 | Ind ¦ HVAC Equipment Upgrade - Gas - Efficient ¦ All | Ind ¦ HVAC Equipment Upgrade - Gas - Efficient | All | All | All | Gas | High efficiency upgrade to gas HVAC equipment | Efficient | 0 | Conventional | HVAC | Ind - All Other Industrial | Ind | RET Only | 0 | Building Type Consumption (Therms/year) | Consumption (therms) | 11.9836 | DEER:HVAC_Split-Package_HP | 0 | 0 | 0.96321 | IAC 2004-2015 | 0.23578 | 2020 | 0 | 0 | 2020 | 0 | 0 | 2019 CEDARS | HVAC Equipment Upgrade - Gas ¦ All | HVAC Equipment Upgrade - Gas | 1 | 1 | 0 | IAC 2004-2015 | 0 | 0 | 0.65 | 0
Ind7 - Average Existing and Code.1 | Ind ¦ Chiller - Average Existing and Code ¦ All | Ind ¦ Chiller - Average Existing and Code | All | All | All | Electric | Existing Chiller | Average Existing and Code | 0 | Conventional | ProcRefrig | Ind - Petroleum | Ind | RET Only | 0 | Building Type Consumption (kWh/year) | Consumption (kWh) | 10.0211 | DEER:HVAC_Chillers | 1 | 0 | 0 | IAC 2004-2015 | 0 | 2018 | 0 | 0 | 2018 | 0 | 0 | EE Stats 2016-2017 | Chiller ¦ All | Chiller | 1 | 1 | 1 | IAC 2004-2015 | 0 | 0 | 0.83 | 0
Ind7 - Average Existing and Code.2 | Ind ¦ Chiller - Average Existing and Code ¦ All | Ind ¦ Chiller - Average Existing and Code | All | All | All | Electric | Existing Chiller | Average Existing and Code | 0 | Conventional | ProcRefrig | Ind - Food | Ind | RET Only | 0 | Building Type Consumption (kWh/year) | Consumption (kWh) | 10.0211 | DEER:HVAC_Chillers | 1 | 0 | 0 | IAC 2004-2015 | 0 | 2018 | 0 | 0 | 2018 | 0 | 0 | EE Stats 2016-2017 | Chiller ¦ All | Chiller | 1 | 1 | 1 | IAC 2004-2015 | 0 | 0 | 0.83 | 0
Ind7 - Average Existing and Code.3 | Ind ¦ Chiller - Average Existing and Code ¦ All | Ind ¦ Chiller - Average Existing and Code | All | All | All | Electric | Existing Chiller | Average Existing and Code | 0 | Conventional | ProcRefrig | Ind - Electronics | Ind | RET Only | 0 | Building Type Consumption (kWh/year) | Consumption (kWh) | 10.0211 | DEER:HVAC_Chillers | 1 | 0 | 0 | IAC 2004-2015 | 0 | 2018 | 0 | 0 | 2018 | 0 | 0 | EE Stats 2016-2017 | Chiller ¦ All | Chiller | 1 | 1 | 1 | IAC 2004-2015 | 0 | 0 | 0.83 | 0
Ind7 - Average Existing and Code.4 | Ind ¦ Chiller - Average Existing and Code ¦ All | Ind ¦ Chiller - Average Existing and Code | All | All | All | Electric | Existing Chiller | Average Existing and Code | 0 | Conventional | ProcRefrig | Ind - Stone-Glass-Clay | Ind | RET Only | 0 | Building Type Consumption (kWh/year) | Consumption (kWh) | 10.0211 | DEER:HVAC_Chillers | 1 | 0 | 0 | IAC 2004-2015 | 0 | 2018 | 0 | 0 | 2018 | 0 | 0 | EE Stats 2016-2017 | Chiller ¦ All | Chiller | 1 | 1 | 1 | IAC 2004-2015 | 0 | 0 | 0.83 | 0
Ind7 - Average Existing and Code.5 | Ind ¦ Chiller - Average Existing and Code ¦ All | Ind ¦ Chiller - Average Existing and Code | All | All | All | Electric | Existing Chiller | Average Existing and Code | 0 | Conventional | ProcRefrig | Ind - Chemicals | Ind | RET Only | 0 | Building Type Consumption (kWh/year) | Consumption (kWh) | 10.0211 | DEER:HVAC_Chillers | 1 | 0 | 0 | IAC 2004-2015 | 0 | 2018 | 0 | 0 | 2018 | 0 | 0 | EE Stats 2016-2017 | Chiller ¦ All | Chiller | 1 | 1 | 1 | IAC 2004-2015 | 0 | 0 | 0.83 | 0
Ind7 - Average Existing and Code.6 | Ind ¦ Chiller - Average Existing and Code ¦ All | Ind ¦ Chiller - Average Existing and Code | All | All | All | Electric | Existing Chiller | Average Existing and Code | 0 | Conventional | ProcRefrig | Ind - Plastics | Ind | RET Only | 0 | Building Type Consumption (kWh/year) | Consumption (kWh) | 10.0211 | DEER:HVAC_Chillers | 1 | 0 | 0 | IAC 2004-2015 | 0 | 2018 | 0 | 0 | 2018 | 0 | 0 | EE Stats 2016-2017 | Chiller ¦ All | Chiller | 1 | 1 | 1 | IAC 2004-2015 | 0 | 0 | 0.83 | 0
Ind7 - Average Existing and Code.7 | Ind ¦ Chiller - Average Existing and Code ¦ All | Ind ¦ Chiller - Average Existing and Code | All | All | All | Electric | Existing Chiller | Average Existing and Code | 0 | Conventional | ProcRefrig | Ind - Fabricated Metals | Ind | RET Only | 0 | Building Type Consumption (kWh/year) | Consumption (kWh) | 10.0211 | DEER:HVAC_Chillers | 1 | 0 | 0 | IAC 2004-2015 | 0 | 2018 | 0 | 0 | 2018 | 0 | 0 | EE Stats 2016-2017 | Chiller ¦ All | Chiller | 1 | 1 | 1 | IAC 2004-2015 | 0 | 0 | 0.83 | 0
Ind7 - Average Existing and Code.8 | Ind ¦ Chiller - Average Existing and Code ¦ All | Ind ¦ Chiller - Average Existing and Code | All | All | All | Electric | Existing Chiller | Average Existing and Code | 0 | Conventional | ProcRefrig | Ind - Primary Metals | Ind | RET Only | 0 | Building Type Consumption (kWh/year) | Consumption (kWh) | 10.0211 | DEER:HVAC_Chillers | 1 | 0 | 0 | IAC 2004-2015 | 0 | 2018 | 0 | 0 | 2018 | 0 | 0 | EE Stats 2016-2017 | Chiller ¦ All | Chiller | 1 | 1 | 1 | IAC 2004-2015 | 0 | 0 | 0.83 | 0
Ind7 - Average Existing and Code.9 | Ind ¦ Chiller - Average Existing and Code ¦ All | Ind ¦ Chiller - Average Existing and Code | All | All | All | Electric | Existing Chiller | Average Existing and Code | 0 | Conventional | ProcRefrig | Ind - Industrial Machinery | Ind | RET Only | 0 | Building Type Consumption (kWh/year) | Consumption (kWh) | 10.0211 | DEER:HVAC_Chillers | 1 | 0 | 0 | IAC 2004-2015 | 0 | 2018 | 0 | 0 | 2018 | 0 | 0 | EE Stats 2016-2017 | Chiller ¦ All | Chiller | 1 | 1 | 1 | IAC 2004-2015 | 0 | 0 | 0.83 | 0
Ind7 - Average Existing and Code.10 | Ind ¦ Chiller - Average Existing and Code ¦ All | Ind ¦ Chiller - Average Existing and Code | All | All | All | Electric | Existing Chiller | Average Existing and Code | 0 | Conventional | ProcRefrig | Ind - Transportation Equipment | Ind | RET Only | 0 | Building Type Consumption (kWh/year) | Consumption (kWh) | 10.0211 | DEER:HVAC_Chillers | 1 | 0 | 0 | IAC 2004-2015 | 0 | 2018 | 0 | 0 | 2018 | 0 | 0 | EE Stats 2016-2017 | Chiller ¦ All | Chiller | 1 | 1 | 1 | IAC 2004-2015 | 0 | 0 | 0.83 | 0
Ind7 - Average Existing and Code.11 | Ind ¦ Chiller - Average Existing and Code ¦ All | Ind ¦ Chiller - Average Existing and Code | All | All | All | Electric | Existing Chiller | Average Existing and Code | 0 | Conventional | ProcRefrig | Ind - Paper | Ind | RET Only | 0 | Building Type Consumption (kWh/year) | Consumption (kWh) | 10.0211 | DEER:HVAC_Chillers | 1 | 0 | 0 | IAC 2004-2015 | 0 | 2018 | 0 | 0 | 2018 | 0 | 0 | EE Stats 2016-2017 | Chiller ¦ All | Chiller | 1 | 1 | 1 | IAC 2004-2015 | 0 | 0 | 0.83 | 0
Ind7 - Average Existing and Code.12 | Ind ¦ Chiller - Average Existing and Code ¦ All | Ind ¦ Chiller - Average Existing and Code | All | All | All | Electric | Existing Chiller | Average Existing and Code | 0 | Conventional | ProcRefrig | Ind - Printing & Publishing | Ind | RET Only | 0 | Building Type Consumption (kWh/year) | Consumption (kWh) | 10.0211 | DEER:HVAC_Chillers | 1 | 0 | 0 | IAC 2004-2015 | 0 | 2018 | 0 | 0 | 2018 | 0 | 0 | EE Stats 2016-2017 | Chiller ¦ All | Chiller | 1 | 1 | 1 | IAC 2004-2015 | 0 | 0 | 0.83 | 0
Ind7 - Average Existing and Code.13 | Ind ¦ Chiller - Average Existing and Code ¦ All | Ind ¦ Chiller - Average Existing and Code | All | All | All | Electric | Existing Chiller | Average Existing and Code | 0 | Conventional | ProcRefrig | Ind - Textiles | Ind | RET Only | 0 | Building Type Consumption (kWh/year) | Consumption (kWh) | 10.0211 | DEER:HVAC_Chillers | 1 | 0 | 0 | IAC 2004-2015 | 0 | 2018 | 0 | 0 | 2018 | 0 | 0 | EE Stats 2016-2017 | Chiller ¦ All | Chiller | 1 | 1 | 1 | IAC 2004-2015 | 0 | 0 | 0.83 | 0
Ind7 - Average Existing and Code.14 | Ind ¦ Chiller - Average Existing and Code ¦ All | Ind ¦ Chiller - Average Existing and Code | All | All | All | Electric | Existing Chiller | Average Existing and Code | 0 | Conventional | ProcRefrig | Ind - Lumber & Furniture | Ind | RET Only | 0 | Building Type Consumption (kWh/year) | Consumption (kWh) | 10.0211 | DEER:HVAC_Chillers | 1 | 0 | 0 | IAC 2004-2015 | 0 | 2018 | 0 | 0 | 2018 | 0 | 0 | EE Stats 2016-2017 | Chiller ¦ All | Chiller | 1 | 1 | 1 | IAC 2004-2015 | 0 | 0 | 0.83 | 0
Ind7 - Average Existing and Code.15 | Ind ¦ Chiller - Average Existing and Code ¦ All | Ind ¦ Chiller - Average Existing and Code | All | All | All | Electric | Existing Chiller | Average Existing and Code | 0 | Conventional | ProcRefrig | Ind - All Other Industrial | Ind | RET Only | 0 | Building Type Consumption (kWh/year) | Consumption (kWh) | 10.0211 | DEER:HVAC_Chillers | 1 | 0 | 0 | IAC 2004-2015 | 0 | 2018 | 0 | 0 | 2018 | 0 | 0 | EE Stats 2016-2017 | Chiller ¦ All | Chiller | 1 | 1 | 1 | IAC 2004-2015 | 0 | 0 | 0.83 | 0
Ind7 - Efficient.1 | Ind ¦ Chiller - Efficient ¦ All | Ind ¦ Chiller - Efficient | All | All | All | Electric | Improved processed cooling | Efficient | 0 | Conventional | ProcRefrig | Ind - Petroleum | Ind | RET Only | 0 | Building Type Consumption (kWh/year) | Consumption (kWh) | 14 | DEER:HVAC_Chillers | 1 | 0 | 0 | IAC 2004-2015 | 0 | 2018 | 0 | 0 | 2018 | 0 | 0 | EE Stats 2016-2017 | Chiller ¦ All | Chiller | 1 | 1 | 0 | IAC 2004-2015 | 0 | 0 | 0.83 | 0
Ind7 - Efficient.2 | Ind ¦ Chiller - Efficient ¦ All | Ind ¦ Chiller - Efficient | All | All | All | Electric | Improved processed cooling | Efficient | 0 | Conventional | ProcRefrig | Ind - Food | Ind | RET Only | 0 | Building Type Consumption (kWh/year) | Consumption (kWh) | 14 | DEER:HVAC_Chillers | 0.9984 | -1.4172e-06 | 0 | IAC 2004-2015 | 0.00091583 | 2018 | 0 | 0 | 2018 | 0 | 0 | EE Stats 2016-2017 | Chiller ¦ All | Chiller | 1 | 1 | 0 | IAC 2004-2015 | 0 | 0 | 0.83 | 0
Ind7 - Efficient.3 | Ind ¦ Chiller - Efficient ¦ All | Ind ¦ Chiller - Efficient | All | All | All | Electric | Improved processed cooling | Efficient | 0 | Conventional | ProcRefrig | Ind - Electronics | Ind | RET Only | 0 | Building Type Consumption (kWh/year) | Consumption (kWh) | 14 | DEER:HVAC_Chillers | 0.99442 | -4.9469e-06 | 0 | IAC 2004-2015 | 0.0031967 | 2018 | 0 | 0 | 2018 | 0 | 0 | EE Stats 2016-2017 | Chiller ¦ All | Chiller | 1 | 1 | 0 | IAC 2004-2015 | 0 | 0 | 0.83 | 0
Ind7 - Efficient.4 | Ind ¦ Chiller - Efficient ¦ All | Ind ¦ Chiller - Efficient | All | All | All | Electric | Improved processed cooling | Efficient | 0 | Conventional | ProcRefrig | Ind - Stone-Glass-Clay | Ind | RET Only | 0 | Building Type Consumption (kWh/year) | Consumption (kWh) | 14 | DEER:HVAC_Chillers | 0.99996 | -3.3444e-08 | 0 | IAC 2004-2015 | 2.1612e-05 | 2018 | 0 | 0 | 2018 | 0 | 0 | EE Stats 2016-2017 | Chiller ¦ All | Chiller | 1 | 1 | 0 | IAC 2004-2015 | 0 | 0 | 0.83 | 0
Ind7 - Efficient.5 | Ind ¦ Chiller - Efficient ¦ All | Ind ¦ Chiller - Efficient | All | All | All | Electric | Improved processed cooling | Efficient | 0 | Conventional | ProcRefrig | Ind - Chemicals | Ind | RET Only | 0 | Building Type Consumption (kWh/year) | Consumption (kWh) | 14 | DEER:HVAC_Chillers | 0.99873 | -1.1298e-06 | 0 | IAC 2004-2015 | 0.00073008 | 2018 | 0 | 0 | 2018 | 0 | 0 | EE Stats 2016-2017 | Chiller ¦ All | Chiller | 1 | 1 | 0 | IAC 2004-2015 | 0 | 0 | 0.83 | 0
Ind7 - Efficient.6 | Ind ¦ Chiller - Efficient ¦ All | Ind ¦ Chiller - Efficient | All | All | All | Electric | Improved processed cooling | Efficient | 0 | Conventional | ProcRefrig | Ind - Plastics | Ind | RET Only | 0 | Building Type Consumption (kWh/year) | Consumption (kWh) | 14 | DEER:HVAC_Chillers | 0.99569 | -3.8172e-06 | 0 | IAC 2004-2015 | 0.0024667 | 2018 | 0 | 0 | 2018 | 0 | 0 | EE Stats 2016-2017 | Chiller ¦ All | Chiller | 1 | 1 | 0 | IAC 2004-2015 | 0 | 0 | 0.83 | 0
Ind7 - Efficient.7 | Ind ¦ Chiller - Efficient ¦ All | Ind ¦ Chiller - Efficient | All | All | All | Electric | Improved processed cooling | Efficient | 0 | Conventional | ProcRefrig | Ind - Fabricated Metals | Ind | RET Only | 0 | Building Type Consumption (kWh/year) | Consumption (kWh) | 14 | DEER:HVAC_Chillers | 0.99918 | -7.2682e-07 | 0 | IAC 2004-2015 | 0.00046968 | 2018 | 0 | 0 | 2018 | 0 | 0 | EE Stats 2016-2017 | Chiller ¦ All | Chiller | 1 | 1 | 0 | IAC 2004-2015 | 0 | 0 | 0.83 | 0
Ind7 - Efficient.8 | Ind ¦ Chiller - Efficient ¦ All | Ind ¦ Chiller - Efficient | All | All | All | Electric | Improved processed cooling | Efficient | 0 | Conventional | ProcRefrig | Ind - Primary Metals | Ind | RET Only | 0 | Building Type Consumption (kWh/year) | Consumption (kWh) | 14 | DEER:HVAC_Chillers | 0.99962 | -3.3273e-07 | 0 | IAC 2004-2015 | 0.00021501 | 2018 | 0 | 0 | 2018 | 0 | 0 | EE Stats 2016-2017 | Chiller ¦ All | Chiller | 1 | 1 | 0 | IAC 2004-2015 | 0 | 0 | 0.83 | 0
Ind7 - Efficient.9 | Ind ¦ Chiller - Efficient ¦ All | Ind ¦ Chiller - Efficient | All | All | All | Electric | Improved processed cooling | Efficient | 0 | Conventional | ProcRefrig | Ind - Industrial Machinery | Ind | RET Only | 0 | Building Type Consumption (kWh/year) | Consumption (kWh) | 14 | DEER:HVAC_Chillers | 0.99876 | -1.0954e-06 | 0 | IAC 2004-2015 | 0.00070787 | 2018 | 0 | 0 | 2018 | 0 | 0 | EE Stats 2016-2017 | Chiller ¦ All | Chiller | 1 | 1 | 0 | IAC 2004-2015 | 0 | 0 | 0.83 | 0
Ind7 - Efficient.10 | Ind ¦ Chiller - Efficient ¦ All | Ind ¦ Chiller - Efficient | All | All | All | Electric | Improved processed cooling | Efficient | 0 | Conventional | ProcRefrig | Ind - Transportation Equipment | Ind | RET Only | 0 | Building Type Consumption (kWh/year) | Consumption (kWh) | 14 | DEER:HVAC_Chillers | 0.99806 | -1.7172e-06 | 0 | IAC 2004-2015 | 0.0011096 | 2018 | 0 | 0 | 2018 | 0 | 0 | EE Stats 2016-2017 | Chiller ¦ All | Chiller | 1 | 1 | 0 | IAC 2004-2015 | 0 | 0 | 0.83 | 0
Ind7 - Efficient.11 | Ind ¦ Chiller - Efficient ¦ All | Ind ¦ Chiller - Efficient | All | All | All | Electric | Improved processed cooling | Efficient | 0 | Conventional | ProcRefrig | Ind - Paper | Ind | RET Only | 0 | Building Type Consumption (kWh/year) | Consumption (kWh) | 14 | DEER:HVAC_Chillers | 0.99959 | -3.6142e-07 | 0 | IAC 2004-2015 | 0.00023355 | 2018 | 0 | 0 | 2018 | 0 | 0 | EE Stats 2016-2017 | Chiller ¦ All | Chiller | 1 | 1 | 0 | IAC 2004-2015 | 0 | 0 | 0.83 | 0
Ind7 - Efficient.12 | Ind ¦ Chiller - Efficient ¦ All | Ind ¦ Chiller - Efficient | All | All | All | Electric | Improved processed cooling | Efficient | 0 | Conventional | ProcRefrig | Ind - Printing & Publishing | Ind | RET Only | 0 | Building Type Consumption (kWh/year) | Consumption (kWh) | 14 | DEER:HVAC_Chillers | 0.99133 | -7.6842e-06 | 0 | IAC 2004-2015 | 0.0049656 | 2018 | 0 | 0 | 2018 | 0 | 0 | EE Stats 2016-2017 | Chiller ¦ All | Chiller | 1 | 1 | 0 | IAC 2004-2015 | 0 | 0 | 0.83 | 0
Ind7 - Efficient.13 | Ind ¦ Chiller - Efficient ¦ All | Ind ¦ Chiller - Efficient | All | All | All | Electric | Improved processed cooling | Efficient | 0 | Conventional | ProcRefrig | Ind - Textiles | Ind | RET Only | 0 | Building Type Consumption (kWh/year) | Consumption (kWh) | 14 | DEER:HVAC_Chillers | 0.99944 | -4.9666e-07 | 0 | IAC 2004-2015 | 0.00032095 | 2018 | 0 | 0 | 2018 | 0 | 0 | EE Stats 2016-2017 | Chiller ¦ All | Chiller | 1 | 1 | 0 | IAC 2004-2015 | 0 | 0 | 0.83 | 0
Ind7 - Efficient.14 | Ind ¦ Chiller - Efficient ¦ All | Ind ¦ Chiller - Efficient | All | All | All | Electric | Improved processed cooling | Efficient | 0 | Conventional | ProcRefrig | Ind - Lumber & Furniture | Ind | RET Only | 0 | Building Type Consumption (kWh/year) | Consumption (kWh) | 14 | DEER:HVAC_Chillers | 0.99984 | -1.4526e-07 | 0 | IAC 2004-2015 | 9.3871e-05 | 2018 | 0 | 0 | 2018 | 0 | 0 | EE Stats 2016-2017 | Chiller ¦ All | Chiller | 1 | 1 | 0 | IAC 2004-2015 | 0 | 0 | 0.83 | 0
Ind7 - Efficient.15 | Ind ¦ Chiller - Efficient ¦ All | Ind ¦ Chiller - Efficient | All | All | All | Electric | Improved processed cooling | Efficient | 0 | Conventional | ProcRefrig | Ind - All Other Industrial | Ind | RET Only | 0 | Building Type Consumption (kWh/year) | Consumption (kWh) | 14 | DEER:HVAC_Chillers | 0.99824 | -1.563e-06 | 0 | IAC 2004-2015 | 0.00101 | 2018 | 0 | 0 | 2018 | 0 | 0 | EE Stats 2016-2017 | Chiller ¦ All | Chiller | 1 | 1 | 0 | IAC 2004-2015 | 0 | 0 | 0.83 | 0
Ind8 - Average Existing and Code.1 | Ind ¦ Heat Recovery - Average Existing and Code ¦ All | Ind ¦ Heat Recovery - Average Existing and Code | All | All | All | Gas | No heat recovery | Average Existing and Code | 0 | Conventional | ProcHeat | Ind - Petroleum | Ind | RET Only | 0 | Building Type Consumption (Therms/year) | Consumption (therms) | 13.5858 | DEER:HVAC_Split-Package_HP | 0 | 0 | 1 | IAC 2004-2015 | 0 | 2020 | 0 | 0 | 2020 | 0 | 0 | 2019 CEDARS | Heat Recovery ¦ All | Heat Recovery | 1 | 1 | 1 | IAC 2004-2015 | 0 | 0 | 0.67 | 0
Ind8 - Average Existing and Code.2 | Ind ¦ Heat Recovery - Average Existing and Code ¦ All | Ind ¦ Heat Recovery - Average Existing and Code | All | All | All | Gas | No heat recovery | Average Existing and Code | 0 | Conventional | ProcHeat | Ind - Electronics | Ind | RET Only | 0 | Building Type Consumption (Therms/year) | Consumption (therms) | 13.5858 | DEER:HVAC_Split-Package_HP | 0 | 0 | 1 | IAC 2004-2015 | 0 | 2020 | 0 | 0 | 2020 | 0 | 0 | 2019 CEDARS | Heat Recovery ¦ All | Heat Recovery | 1 | 1 | 1 | IAC 2004-2015 | 0 | 0 | 0.67 | 0
Ind8 - Average Existing and Code.3 | Ind ¦ Heat Recovery - Average Existing and Code ¦ All | Ind ¦ Heat Recovery - Average Existing and Code | All | All | All | Gas | No heat recovery | Average Existing and Code | 0 | Conventional | ProcHeat | Ind - Stone-Glass-Clay | Ind | RET Only | 0 | Building Type Consumption (Therms/year) | Consumption (therms) | 13.5858 | DEER:HVAC_Split-Package_HP | 0 | 0 | 1 | IAC 2004-2015 | 0 | 2020 | 0 | 0 | 2020 | 0 | 0 | 2019 CEDARS | Heat Recovery ¦ All | Heat Recovery | 1 | 1 | 1 | IAC 2004-2015 | 0 | 0 | 0.67 | 0
Ind8 - Average Existing and Code.4 | Ind ¦ Heat Recovery - Average Existing and Code ¦ All | Ind ¦ Heat Recovery - Average Existing and Code | All | All | All | Gas | No heat recovery | Average Existing and Code | 0 | Conventional | ProcHeat | Ind - Plastics | Ind | RET Only | 0 | Building Type Consumption (Therms/year) | Consumption (therms) | 13.5858 | DEER:HVAC_Split-Package_HP | 0 | 0 | 1 | IAC 2004-2015 | 0 | 2020 | 0 | 0 | 2020 | 0 | 0 | 2019 CEDARS | Heat Recovery ¦ All | Heat Recovery | 1 | 1 | 1 | IAC 2004-2015 | 0 | 0 | 0.67 | 0
Ind8 - Average Existing and Code.5 | Ind ¦ Heat Recovery - Average Existing and Code ¦ All | Ind ¦ Heat Recovery - Average Existing and Code | All | All | All | Gas | No heat recovery | Average Existing and Code | 0 | Conventional | ProcHeat | Ind - Fabricated Metals | Ind | RET Only | 0 | Building Type Consumption (Therms/year) | Consumption (therms) | 13.5858 | DEER:HVAC_Split-Package_HP | 0 | 0 | 1 | IAC 2004-2015 | 0 | 2020 | 0 | 0 | 2020 | 0 | 0 | 2019 CEDARS | Heat Recovery ¦ All | Heat Recovery | 1 | 1 | 1 | IAC 2004-2015 | 0 | 0 | 0.67 | 0
Ind8 - Average Existing and Code.6 | Ind ¦ Heat Recovery - Average Existing and Code ¦ All | Ind ¦ Heat Recovery - Average Existing and Code | All | All | All | Gas | No heat recovery | Average Existing and Code | 0 | Conventional | ProcHeat | Ind - Primary Metals | Ind | RET Only | 0 | Building Type Consumption (Therms/year) | Consumption (therms) | 13.5858 | DEER:HVAC_Split-Package_HP | 0 | 0 | 1 | IAC 2004-2015 | 0 | 2020 | 0 | 0 | 2020 | 0 | 0 | 2019 CEDARS | Heat Recovery ¦ All | Heat Recovery | 1 | 1 | 1 | IAC 2004-2015 | 0 | 0 | 0.67 | 0
Ind8 - Average Existing and Code.7 | Ind ¦ Heat Recovery - Average Existing and Code ¦ All | Ind ¦ Heat Recovery - Average Existing and Code | All | All | All | Gas | No heat recovery | Average Existing and Code | 0 | Conventional | ProcHeat | Ind - Industrial Machinery | Ind | RET Only | 0 | Building Type Consumption (Therms/year) | Consumption (therms) | 13.5858 | DEER:HVAC_Split-Package_HP | 0 | 0 | 1 | IAC 2004-2015 | 0 | 2020 | 0 | 0 | 2020 | 0 | 0 | 2019 CEDARS | Heat Recovery ¦ All | Heat Recovery | 1 | 1 | 1 | IAC 2004-2015 | 0 | 0 | 0.67 | 0
Ind8 - Average Existing and Code.8 | Ind ¦ Heat Recovery - Average Existing and Code ¦ All | Ind ¦ Heat Recovery - Average Existing and Code | All | All | All | Gas | No heat recovery | Average Existing and Code | 0 | Conventional | ProcHeat | Ind - Transportation Equipment | Ind | RET Only | 0 | Building Type Consumption (Therms/year) | Consumption (therms) | 13.5858 | DEER:HVAC_Split-Package_HP | 0 | 0 | 1 | IAC 2004-2015 | 0 | 2020 | 0 | 0 | 2020 | 0 | 0 | 2019 CEDARS | Heat Recovery ¦ All | Heat Recovery | 1 | 1 | 1 | IAC 2004-2015 | 0 | 0 | 0.67 | 0
Ind8 - Average Existing and Code.9 | Ind ¦ Heat Recovery - Average Existing and Code ¦ All | Ind ¦ Heat Recovery - Average Existing and Code | All | All | All | Gas | No heat recovery | Average Existing and Code | 0 | Conventional | ProcHeat | Ind - Paper | Ind | RET Only | 0 | Building Type Consumption (Therms/year) | Consumption (therms) | 13.5858 | DEER:HVAC_Split-Package_HP | 0 | 0 | 1 | IAC 2004-2015 | 0 | 2020 | 0 | 0 | 2020 | 0 | 0 | 2019 CEDARS | Heat Recovery ¦ All | Heat Recovery | 1 | 1 | 1 | IAC 2004-2015 | 0 | 0 | 0.67 | 0
Ind8 - Average Existing and Code.10 | Ind ¦ Heat Recovery - Average Existing and Code ¦ All | Ind ¦ Heat Recovery - Average Existing and Code | All | All | All | Gas | No heat recovery | Average Existing and Code | 0 | Conventional | ProcHeat | Ind - Printing & Publishing | Ind | RET Only | 0 | Building Type Consumption (Therms/year) | Consumption (therms) | 13.5858 | DEER:HVAC_Split-Package_HP | 0 | 0 | 1 | IAC 2004-2015 | 0 | 2020 | 0 | 0 | 2020 | 0 | 0 | 2019 CEDARS | Heat Recovery ¦ All | Heat Recovery | 1 | 1 | 1 | IAC 2004-2015 | 0 | 0 | 0.67 | 0
Ind8 - Average Existing and Code.11 | Ind ¦ Heat Recovery - Average Existing and Code ¦ All | Ind ¦ Heat Recovery - Average Existing and Code | All | All | All | Gas | No heat recovery | Average Existing and Code | 0 | Conventional | ProcHeat | Ind - Textiles | Ind | RET Only | 0 | Building Type Consumption (Therms/year) | Consumption (therms) | 13.5858 | DEER:HVAC_Split-Package_HP | 0 | 0 | 1 | IAC 2004-2015 | 0 | 2020 | 0 | 0 | 2020 | 0 | 0 | 2019 CEDARS | Heat Recovery ¦ All | Heat Recovery | 1 | 1 | 1 | IAC 2004-2015 | 0 | 0 | 0.67 | 0
Ind8 - Average Existing and Code.12 | Ind ¦ Heat Recovery - Average Existing and Code ¦ All | Ind ¦ Heat Recovery - Average Existing and Code | All | All | All | Gas | No heat recovery | Average Existing and Code | 0 | Conventional | ProcHeat | Ind - Lumber & Furniture | Ind | RET Only | 0 | Building Type Consumption (Therms/year) | Consumption (therms) | 13.5858 | DEER:HVAC_Split-Package_HP | 0 | 0 | 1 | IAC 2004-2015 | 0 | 2020 | 0 | 0 | 2020 | 0 | 0 | 2019 CEDARS | Heat Recovery ¦ All | Heat Recovery | 1 | 1 | 1 | IAC 2004-2015 | 0 | 0 | 0.67 | 0
Ind8 - Average Existing and Code.13 | Ind ¦ Heat Recovery - Average Existing and Code ¦ All | Ind ¦ Heat Recovery - Average Existing and Code | All | All | All | Gas | No heat recovery | Average Existing and Code | 0 | Conventional | ProcHeat | Ind - All Other Industrial | Ind | RET Only | 0 | Building Type Consumption (Therms/year) | Consumption (therms) | 13.5858 | DEER:HVAC_Split-Package_HP | 0 | 0 | 1 | IAC 2004-2015 | 0 | 2020 | 0 | 0 | 2020 | 0 | 0 | 2019 CEDARS | Heat Recovery ¦ All | Heat Recovery | 1 | 1 | 1 | IAC 2004-2015 | 0 | 0 | 0.67 | 0
Ind8 - Efficient.1 | Ind ¦ Heat Recovery - Efficient ¦ All | Ind ¦ Heat Recovery - Efficient | All | All | All | Gas | Heating processes with heat recovery | Efficient | 0 | Conventional | ProcHeat | Ind - Petroleum | Ind | RET Only | 0 | Building Type Consumption (Therms/year) | Consumption (therms) | 13.5858 | DEER:HVAC_Split-Package_HP | 0 | 0 | 0.97363 | IAC 2004-2015 | 0.077525 | 2020 | 0 | 0 | 2020 | 0 | 0 | 2019 CEDARS | Heat Recovery ¦ All | Heat Recovery | 1 | 1 | 0 | IAC 2004-2015 | 0 | 0 | 0.67 | 0
Ind8 - Efficient.2 | Ind ¦ Heat Recovery - Efficient ¦ All | Ind ¦ Heat Recovery - Efficient | All | All | All | Gas | Heating processes with heat recovery | Efficient | 0 | Conventional | ProcHeat | Ind - Electronics | Ind | RET Only | 0 | Building Type Consumption (Therms/year) | Consumption (therms) | 13.5858 | DEER:HVAC_Split-Package_HP | 0 | 0 | 0.9576 | IAC 2004-2015 | 0.12467 | 2020 | 0 | 0 | 2020 | 0 | 0 | 2019 CEDARS | Heat Recovery ¦ All | Heat Recovery | 1 | 1 | 0 | IAC 2004-2015 | 0 | 0 | 0.67 | 0
Ind8 - Efficient.3 | Ind ¦ Heat Recovery - Efficient ¦ All | Ind ¦ Heat Recovery - Efficient | All | All | All | Gas | Heating processes with heat recovery | Efficient | 0 | Conventional | ProcHeat | Ind - Stone-Glass-Clay | Ind | RET Only | 0 | Building Type Consumption (Therms/year) | Consumption (therms) | 13.5858 | DEER:HVAC_Split-Package_HP | 0 | 0 | 0.94877 | IAC 2004-2015 | 0.15063 | 2020 | 0 | 0 | 2020 | 0 | 0 | 2019 CEDARS | Heat Recovery ¦ All | Heat Recovery | 1 | 1 | 0 | IAC 2004-2015 | 0 | 0 | 0.67 | 0
Ind8 - Efficient.4 | Ind ¦ Heat Recovery - Efficient ¦ All | Ind ¦ Heat Recovery - Efficient | All | All | All | Gas | Heating processes with heat recovery | Efficient | 0 | Conventional | ProcHeat | Ind - Plastics | Ind | RET Only | 0 | Building Type Consumption (Therms/year) | Consumption (therms) | 13.5858 | DEER:HVAC_Split-Package_HP | 0 | 0 | 0.96622 | IAC 2004-2015 | 0.099323 | 2020 | 0 | 0 | 2020 | 0 | 0 | 2019 CEDARS | Heat Recovery ¦ All | Heat Recovery | 1 | 1 | 0 | IAC 2004-2015 | 0 | 0 | 0.67 | 0
Ind8 - Efficient.5 | Ind ¦ Heat Recovery - Efficient ¦ All | Ind ¦ Heat Recovery - Efficient | All | All | All | Gas | Heating processes with heat recovery | Efficient | 0 | Conventional | ProcHeat | Ind - Fabricated Metals | Ind | RET Only | 0 | Building Type Consumption (Therms/year) | Consumption (therms) | 13.5858 | DEER:HVAC_Split-Package_HP | 0 | 0 | 0.95889 | IAC 2004-2015 | 0.12087 | 2020 | 0 | 0 | 2020 | 0 | 0 | 2019 CEDARS | Heat Recovery ¦ All | Heat Recovery | 1 | 1 | 0 | IAC 2004-2015 | 0 | 0 | 0.67 | 0
Ind8 - Efficient.6 | Ind ¦ Heat Recovery - Efficient ¦ All | Ind ¦ Heat Recovery - Efficient | All | All | All | Gas | Heating processes with heat recovery | Efficient | 0 | Conventional | ProcHeat | Ind - Primary Metals | Ind | RET Only | 0 | Building Type Consumption (Therms/year) | Consumption (therms) | 13.5858 | DEER:HVAC_Split-Package_HP | 0 | 0 | 0.93176 | IAC 2004-2015 | 0.20063 | 2020 | 0 | 0 | 2020 | 0 | 0 | 2019 CEDARS | Heat Recovery ¦ All | Heat Recovery | 1 | 1 | 0 | IAC 2004-2015 | 0 | 0 | 0.67 | 0
Ind8 - Efficient.7 | Ind ¦ Heat Recovery - Efficient ¦ All | Ind ¦ Heat Recovery - Efficient | All | All | All | Gas | Heating processes with heat recovery | Efficient | 0 | Conventional | ProcHeat | Ind - Industrial Machinery | Ind | RET Only | 0 | Building Type Consumption (Therms/year) | Consumption (therms) | 13.5858 | DEER:HVAC_Split-Package_HP | 0 | 0 | 0.96401 | IAC 2004-2015 | 0.1058 | 2020 | 0 | 0 | 2020 | 0 | 0 | 2019 CEDARS | Heat Recovery ¦ All | Heat Recovery | 1 | 1 | 0 | IAC 2004-2015 | 0 | 0 | 0.67 | 0
Ind8 - Efficient.8 | Ind ¦ Heat Recovery - Efficient ¦ All | Ind ¦ Heat Recovery - Efficient | All | All | All | Gas | Heating processes with heat recovery | Efficient | 0 | Conventional | ProcHeat | Ind - Transportation Equipment | Ind | RET Only | 0 | Building Type Consumption (Therms/year) | Consumption (therms) | 13.5858 | DEER:HVAC_Split-Package_HP | 0 | 0 | 0.95316 | IAC 2004-2015 | 0.13772 | 2020 | 0 | 0 | 2020 | 0 | 0 | 2019 CEDARS | Heat Recovery ¦ All | Heat Recovery | 1 | 1 | 0 | IAC 2004-2015 | 0 | 0 | 0.67 | 0
Ind8 - Efficient.9 | Ind ¦ Heat Recovery - Efficient ¦ All | Ind ¦ Heat Recovery - Efficient | All | All | All | Gas | Heating processes with heat recovery | Efficient | 0 | Conventional | ProcHeat | Ind - Paper | Ind | RET Only | 0 | Building Type Consumption (Therms/year) | Consumption (therms) | 13.5858 | DEER:HVAC_Split-Package_HP | 0 | 0 | 0.95145 | IAC 2004-2015 | 0.14272 | 2020 | 0 | 0 | 2020 | 0 | 0 | 2019 CEDARS | Heat Recovery ¦ All | Heat Recovery | 1 | 1 | 0 | IAC 2004-2015 | 0 | 0 | 0.67 | 0
Ind8 - Efficient.10 | Ind ¦ Heat Recovery - Efficient ¦ All | Ind ¦ Heat Recovery - Efficient | All | All | All | Gas | Heating processes with heat recovery | Efficient | 0 | Conventional | ProcHeat | Ind - Printing & Publishing | Ind | RET Only | 0 | Building Type Consumption (Therms/year) | Consumption (therms) | 13.5858 | DEER:HVAC_Split-Package_HP | 0 | 0 | 0.95004 | IAC 2004-2015 | 0.14687 | 2020 | 0 | 0 | 2020 | 0 | 0 | 2019 CEDARS | Heat Recovery ¦ All | Heat Recovery | 1 | 1 | 0 | IAC 2004-2015 | 0 | 0 | 0.67 | 0
Ind8 - Efficient.11 | Ind ¦ Heat Recovery - Efficient ¦ All | Ind ¦ Heat Recovery - Efficient | All | All | All | Gas | Heating processes with heat recovery | Efficient | 0 | Conventional | ProcHeat | Ind - Textiles | Ind | RET Only | 0 | Building Type Consumption (Therms/year) | Consumption (therms) | 13.5858 | DEER:HVAC_Split-Package_HP | 0 | 0 | 0.9256 | IAC 2004-2015 | 0.21873 | 2020 | 0 | 0 | 2020 | 0 | 0 | 2019 CEDARS | Heat Recovery ¦ All | Heat Recovery | 1 | 1 | 0 | IAC 2004-2015 | 0 | 0 | 0.67 | 0
Ind8 - Efficient.12 | Ind ¦ Heat Recovery - Efficient ¦ All | Ind ¦ Heat Recovery - Efficient | All | All | All | Gas | Heating processes with heat recovery | Efficient | 0 | Conventional | ProcHeat | Ind - Lumber & Furniture | Ind | RET Only | 0 | Building Type Consumption (Therms/year) | Consumption (therms) | 13.5858 | DEER:HVAC_Split-Package_HP | 0 | 0 | 0.98851 | IAC 2004-2015 | 0.033767 | 2020 | 0 | 0 | 2020 | 0 | 0 | 2019 CEDARS | Heat Recovery ¦ All | Heat Recovery | 1 | 1 | 0 | IAC 2004-2015 | 0 | 0 | 0.67 | 0
Ind8 - Efficient.13 | Ind ¦ Heat Recovery - Efficient ¦ All | Ind ¦ Heat Recovery - Efficient | All | All | All | Gas | Heating processes with heat recovery | Efficient | 0 | Conventional | ProcHeat | Ind - All Other Industrial | Ind | RET Only | 0 | Building Type Consumption (Therms/year) | Consumption (therms) | 13.5858 | DEER:HVAC_Split-Package_HP | 0 | 0 | 0.96612 | IAC 2004-2015 | 0.099598 | 2020 | 0 | 0 | 2020 | 0 | 0 | 2019 CEDARS | Heat Recovery ¦ All | Heat Recovery | 1 | 1 | 0 | IAC 2004-2015 | 0 | 0 | 0.67 | 0
Ind9 - Average Existing and Code.1 | Ind ¦ Insulation - Average Existing and Code ¦ All | Ind ¦ Insulation - Average Existing and Code | All | All | All | Gas | No insulation on process equipment | Average Existing and Code | 0 | Conventional | ProcHeat | Ind - Petroleum | Ind | RET Only | 0 | Building Type Consumption (Therms/year) | Consumption (therms) | 11 | DEER:HVAC_Split-Package_HP | 0 | 0 | 1 | IAC 2004-2015 | 0 | 2020 | 0 | 0 | 2020 | 0 | 0 | 2019 CEDARS | Insulation ¦ All | Insulation | 1 | 1 | 1 | IAC 2004-2015 | 0 | 0 | 0.64759 | 0
Ind9 - Average Existing and Code.2 | Ind ¦ Insulation - Average Existing and Code ¦ All | Ind ¦ Insulation - Average Existing and Code | All | All | All | Gas | No insulation on process equipment | Average Existing and Code | 0 | Conventional | ProcHeat | Ind - Food | Ind | RET Only | 0 | Building Type Consumption (Therms/year) | Consumption (therms) | 11 | DEER:HVAC_Split-Package_HP | 0 | 0 | 1 | IAC 2004-2015 | 0 | 2020 | 0 | 0 | 2020 | 0 | 0 | 2019 CEDARS | Insulation ¦ All | Insulation | 1 | 1 | 1 | IAC 2004-2015 | 0 | 0 | 0.64759 | 0
Ind9 - Average Existing and Code.3 | Ind ¦ Insulation - Average Existing and Code ¦ All | Ind ¦ Insulation - Average Existing and Code | All | All | All | Gas | No insulation on process equipment | Average Existing and Code | 0 | Conventional | ProcHeat | Ind - Electronics | Ind | RET Only | 0 | Building Type Consumption (Therms/year) | Consumption (therms) | 11 | DEER:HVAC_Split-Package_HP | 0 | 0 | 1 | IAC 2004-2015 | 0 | 2020 | 0 | 0 | 2020 | 0 | 0 | 2019 CEDARS | Insulation ¦ All | Insulation | 1 | 1 | 1 | IAC 2004-2015 | 0 | 0 | 0.64759 | 0
Ind9 - Average Existing and Code.4 | Ind ¦ Insulation - Average Existing and Code ¦ All | Ind ¦ Insulation - Average Existing and Code | All | All | All | Gas | No insulation on process equipment | Average Existing and Code | 0 | Conventional | ProcHeat | Ind - Stone-Glass-Clay | Ind | RET Only | 0 | Building Type Consumption (Therms/year) | Consumption (therms) | 11 | DEER:HVAC_Split-Package_HP | 0 | 0 | 1 | IAC 2004-2015 | 0 | 2020 | 0 | 0 | 2020 | 0 | 0 | 2019 CEDARS | Insulation ¦ All | Insulation | 1 | 1 | 1 | IAC 2004-2015 | 0 | 0 | 0.64759 | 0
Ind9 - Average Existing and Code.5 | Ind ¦ Insulation - Average Existing and Code ¦ All | Ind ¦ Insulation - Average Existing and Code | All | All | All | Gas | No insulation on process equipment | Average Existing and Code | 0 | Conventional | ProcHeat | Ind - Chemicals | Ind | RET Only | 0 | Building Type Consumption (Therms/year) | Consumption (therms) | 11 | DEER:HVAC_Split-Package_HP | 0 | 0 | 1 | IAC 2004-2015 | 0 | 2020 | 0 | 0 | 2020 | 0 | 0 | 2019 CEDARS | Insulation ¦ All | Insulation | 1 | 1 | 1 | IAC 2004-2015 | 0 | 0 | 0.64759 | 0
Ind9 - Average Existing and Code.6 | Ind ¦ Insulation - Average Existing and Code ¦ All | Ind ¦ Insulation - Average Existing and Code | All | All | All | Gas | No insulation on process equipment | Average Existing and Code | 0 | Conventional | ProcHeat | Ind - Plastics | Ind | RET Only | 0 | Building Type Consumption (Therms/year) | Consumption (therms) | 11 | DEER:HVAC_Split-Package_HP | 0 | 0 | 1 | IAC 2004-2015 | 0 | 2020 | 0 | 0 | 2020 | 0 | 0 | 2019 CEDARS | Insulation ¦ All | Insulation | 1 | 1 | 1 | IAC 2004-2015 | 0 | 0 | 0.64759 | 0
Ind9 - Average Existing and Code.7 | Ind ¦ Insulation - Average Existing and Code ¦ All | Ind ¦ Insulation - Average Existing and Code | All | All | All | Gas | No insulation on process equipment | Average Existing and Code | 0 | Conventional | ProcHeat | Ind - Fabricated Metals | Ind | RET Only | 0 | Building Type Consumption (Therms/year) | Consumption (therms) | 11 | DEER:HVAC_Split-Package_HP | 0 | 0 | 1 | IAC 2004-2015 | 0 | 2020 | 0 | 0 | 2020 | 0 | 0 | 2019 CEDARS | Insulation ¦ All | Insulation | 1 | 1 | 1 | IAC 2004-2015 | 0 | 0 | 0.64759 | 0
Ind9 - Average Existing and Code.8 | Ind ¦ Insulation - Average Existing and Code ¦ All | Ind ¦ Insulation - Average Existing and Code | All | All | All | Gas | No insulation on process equipment | Average Existing and Code | 0 | Conventional | ProcHeat | Ind - Primary Metals | Ind | RET Only | 0 | Building Type Consumption (Therms/year) | Consumption (therms) | 11 | DEER:HVAC_Split-Package_HP | 0 | 0 | 1 | IAC 2004-2015 | 0 | 2020 | 0 | 0 | 2020 | 0 | 0 | 2019 CEDARS | Insulation ¦ All | Insulation | 1 | 1 | 1 | IAC 2004-2015 | 0 | 0 | 0.64759 | 0
Ind9 - Average Existing and Code.9 | Ind ¦ Insulation - Average Existing and Code ¦ All | Ind ¦ Insulation - Average Existing and Code | All | All | All | Gas | No insulation on process equipment | Average Existing and Code | 0 | Conventional | ProcHeat | Ind - Industrial Machinery | Ind | RET Only | 0 | Building Type Consumption (Therms/year) | Consumption (therms) | 11 | DEER:HVAC_Split-Package_HP | 0 | 0 | 1 | IAC 2004-2015 | 0 | 2020 | 0 | 0 | 2020 | 0 | 0 | 2019 CEDARS | Insulation ¦ All | Insulation | 1 | 1 | 1 | IAC 2004-2015 | 0 | 0 | 0.64759 | 0
Ind9 - Average Existing and Code.10 | Ind ¦ Insulation - Average Existing and Code ¦ All | Ind ¦ Insulation - Average Existing and Code | All | All | All | Gas | No insulation on process equipment | Average Existing and Code | 0 | Conventional | ProcHeat | Ind - Transportation Equipment | Ind | RET Only | 0 | Building Type Consumption (Therms/year) | Consumption (therms) | 11 | DEER:HVAC_Split-Package_HP | 0 | 0 | 1 | IAC 2004-2015 | 0 | 2020 | 0 | 0 | 2020 | 0 | 0 | 2019 CEDARS | Insulation ¦ All | Insulation | 1 | 1 | 1 | IAC 2004-2015 | 0 | 0 | 0.64759 | 0
Ind9 - Average Existing and Code.11 | Ind ¦ Insulation - Average Existing and Code ¦ All | Ind ¦ Insulation - Average Existing and Code | All | All | All | Gas | No insulation on process equipment | Average Existing and Code | 0 | Conventional | ProcHeat | Ind - Paper | Ind | RET Only | 0 | Building Type Consumption (Therms/year) | Consumption (therms) | 11 | DEER:HVAC_Split-Package_HP | 0 | 0 | 1 | IAC 2004-2015 | 0 | 2020 | 0 | 0 | 2020 | 0 | 0 | 2019 CEDARS | Insulation ¦ All | Insulation | 1 | 1 | 1 | IAC 2004-2015 | 0 | 0 | 0.64759 | 0
Ind9 - Average Existing and Code.12 | Ind ¦ Insulation - Average Existing and Code ¦ All | Ind ¦ Insulation - Average Existing and Code | All | All | All | Gas | No insulation on process equipment | Average Existing and Code | 0 | Conventional | ProcHeat | Ind - Printing & Publishing | Ind | RET Only | 0 | Building Type Consumption (Therms/year) | Consumption (therms) | 11 | DEER:HVAC_Split-Package_HP | 0 | 0 | 1 | IAC 2004-2015 | 0 | 2020 | 0 | 0 | 2020 | 0 | 0 | 2019 CEDARS | Insulation ¦ All | Insulation | 1 | 1 | 1 | IAC 2004-2015 | 0 | 0 | 0.64759 | 0
Ind9 - Average Existing and Code.13 | Ind ¦ Insulation - Average Existing and Code ¦ All | Ind ¦ Insulation - Average Existing and Code | All | All | All | Gas | No insulation on process equipment | Average Existing and Code | 0 | Conventional | ProcHeat | Ind - Textiles | Ind | RET Only | 0 | Building Type Consumption (Therms/year) | Consumption (therms) | 11 | DEER:HVAC_Split-Package_HP | 0 | 0 | 1 | IAC 2004-2015 | 0 | 2020 | 0 | 0 | 2020 | 0 | 0 | 2019 CEDARS | Insulation ¦ All | Insulation | 1 | 1 | 1 | IAC 2004-2015 | 0 | 0 | 0.64759 | 0
Ind9 - Average Existing and Code.14 | Ind ¦ Insulation - Average Existing and Code ¦ All | Ind ¦ Insulation - Average Existing and Code | All | All | All | Gas | No insulation on process equipment | Average Existing and Code | 0 | Conventional | ProcHeat | Ind - Lumber & Furniture | Ind | RET Only | 0 | Building Type Consumption (Therms/year) | Consumption (therms) | 11 | DEER:HVAC_Split-Package_HP | 0 | 0 | 1 | IAC 2004-2015 | 0 | 2020 | 0 | 0 | 2020 | 0 | 0 | 2019 CEDARS | Insulation ¦ All | Insulation | 1 | 1 | 1 | IAC 2004-2015 | 0 | 0 | 0.64759 | 0
Ind9 - Average Existing and Code.15 | Ind ¦ Insulation - Average Existing and Code ¦ All | Ind ¦ Insulation - Average Existing and Code | All | All | All | Gas | No insulation on process equipment | Average Existing and Code | 0 | Conventional | ProcHeat | Ind - All Other Industrial | Ind | RET Only | 0 | Building Type Consumption (Therms/year) | Consumption (therms) | 11 | DEER:HVAC_Split-Package_HP | 0 | 0 | 1 | IAC 2004-2015 | 0 | 2020 | 0 | 0 | 2020 | 0 | 0 | 2019 CEDARS | Insulation ¦ All | Insulation | 1 | 1 | 1 | IAC 2004-2015 | 0 | 0 | 0.64759 | 0
Ind9 - Efficient.1 | Ind ¦ Insulation - Efficient ¦ All | Ind ¦ Insulation - Efficient | All | All | All | Gas | Insulation on process equipment | Efficient | 0 | Conventional | ProcHeat | Ind - Petroleum | Ind | RET Only | 0 | Building Type Consumption (Therms/year) | Consumption (therms) | 11 | DEER:HVAC_Split-Package_HP | 0 | 0 | 0.99687 | IAC 2004-2015 | 0.0024106 | 2020 | 0 | 0 | 2020 | 0 | 0 | 2019 CEDARS | Insulation ¦ All | Insulation | 1 | 1 | 0 | IAC 2004-2015 | 0 | 0 | 0.64759 | 0
Ind9 - Efficient.2 | Ind ¦ Insulation - Efficient ¦ All | Ind ¦ Insulation - Efficient | All | All | All | Gas | Insulation on process equipment | Efficient | 0 | Conventional | ProcHeat | Ind - Food | Ind | RET Only | 0 | Building Type Consumption (Therms/year) | Consumption (therms) | 11 | DEER:HVAC_Split-Package_HP | 0 | 0 | 0.99351 | IAC 2004-2015 | 0.0049994 | 2020 | 0 | 0 | 2020 | 0 | 0 | 2019 CEDARS | Insulation ¦ All | Insulation | 1 | 1 | 0 | IAC 2004-2015 | 0 | 0 | 0.64759 | 0
Ind9 - Efficient.3 | Ind ¦ Insulation - Efficient ¦ All | Ind ¦ Insulation - Efficient | All | All | All | Gas | Insulation on process equipment | Efficient | 0 | Conventional | ProcHeat | Ind - Electronics | Ind | RET Only | 0 | Building Type Consumption (Therms/year) | Consumption (therms) | 11 | DEER:HVAC_Split-Package_HP | 0 | 0 | 0.98747 | IAC 2004-2015 | 0.009651 | 2020 | 0 | 0 | 2020 | 0 | 0 | 2019 CEDARS | Insulation ¦ All | Insulation | 1 | 1 | 0 | IAC 2004-2015 | 0 | 0 | 0.64759 | 0
Ind9 - Efficient.4 | Ind ¦ Insulation - Efficient ¦ All | Ind ¦ Insulation - Efficient | All | All | All | Gas | Insulation on process equipment | Efficient | 0 | Conventional | ProcHeat | Ind - Stone-Glass-Clay | Ind | RET Only | 0 | Building Type Consumption (Therms/year) | Consumption (therms) | 11 | DEER:HVAC_Split-Package_HP | 0 | 0 | 0.99474 | IAC 2004-2015 | 0.0040485 | 2020 | 0 | 0 | 2020 | 0 | 0 | 2019 CEDARS | Insulation ¦ All | Insulation | 1 | 1 | 0 | IAC 2004-2015 | 0 | 0 | 0.64759 | 0
Ind9 - Efficient.5 | Ind ¦ Insulation - Efficient ¦ All | Ind ¦ Insulation - Efficient | All | All | All | Gas | Insulation on process equipment | Efficient | 0 | Conventional | ProcHeat | Ind - Chemicals | Ind | RET Only | 0 | Building Type Consumption (Therms/year) | Consumption (therms) | 11 | DEER:HVAC_Split-Package_HP | 0 | 0 | 0.99756 | IAC 2004-2015 | 0.0018801 | 2020 | 0 | 0 | 2020 | 0 | 0 | 2019 CEDARS | Insulation ¦ All | Insulation | 1 | 1 | 0 | IAC 2004-2015 | 0 | 0 | 0.64759 | 0
Ind9 - Efficient.6 | Ind ¦ Insulation - Efficient ¦ All | Ind ¦ Insulation - Efficient | All | All | All | Gas | Insulation on process equipment | Efficient | 0 | Conventional | ProcHeat | Ind - Plastics | Ind | RET Only | 0 | Building Type Consumption (Therms/year) | Consumption (therms) | 11 | DEER:HVAC_Split-Package_HP | 0 | 0 | 0.98129 | IAC 2004-2015 | 0.014404 | 2020 | 0 | 0 | 2020 | 0 | 0 | 2019 CEDARS | Insulation ¦ All | Insulation | 1 | 1 | 0 | IAC 2004-2015 | 0 | 0 | 0.64759 | 0
Ind9 - Efficient.7 | Ind ¦ Insulation - Efficient ¦ All | Ind ¦ Insulation - Efficient | All | All | All | Gas | Insulation on process equipment | Efficient | 0 | Conventional | ProcHeat | Ind - Fabricated Metals | Ind | RET Only | 0 | Building Type Consumption (Therms/year) | Consumption (therms) | 11 | DEER:HVAC_Split-Package_HP | 0 | 0 | 0.98889 | IAC 2004-2015 | 0.008558 | 2020 | 0 | 0 | 2020 | 0 | 0 | 2019 CEDARS | Insulation ¦ All | Insulation | 1 | 1 | 0 | IAC 2004-2015 | 0 | 0 | 0.64759 | 0
Ind9 - Efficient.8 | Ind ¦ Insulation - Efficient ¦ All | Ind ¦ Insulation - Efficient | All | All | All | Gas | Insulation on process equipment | Efficient | 0 | Conventional | ProcHeat | Ind - Primary Metals | Ind | RET Only | 0 | Building Type Consumption (Therms/year) | Consumption (therms) | 11 | DEER:HVAC_Split-Package_HP | 0 | 0 | 0.99238 | IAC 2004-2015 | 0.005865 | 2020 | 0 | 0 | 2020 | 0 | 0 | 2019 CEDARS | Insulation ¦ All | Insulation | 1 | 1 | 0 | IAC 2004-2015 | 0 | 0 | 0.64759 | 0
Ind9 - Efficient.9 | Ind ¦ Insulation - Efficient ¦ All | Ind ¦ Insulation - Efficient | All | All | All | Gas | Insulation on process equipment | Efficient | 0 | Conventional | ProcHeat | Ind - Industrial Machinery | Ind | RET Only | 0 | Building Type Consumption (Therms/year) | Consumption (therms) | 11 | DEER:HVAC_Split-Package_HP | 0 | 0 | 0.9869 | IAC 2004-2015 | 0.010091 | 2020 | 0 | 0 | 2020 | 0 | 0 | 2019 CEDARS | Insulation ¦ All | Insulation | 1 | 1 | 0 | IAC 2004-2015 | 0 | 0 | 0.64759 | 0
Ind9 - Efficient.10 | Ind ¦ Insulation - Efficient ¦ All | Ind ¦ Insulation - Efficient | All | All | All | Gas | Insulation on process equipment | Efficient | 0 | Conventional | ProcHeat | Ind - Transportation Equipment | Ind | RET Only | 0 | Building Type Consumption (Therms/year) | Consumption (therms) | 11 | DEER:HVAC_Split-Package_HP | 0 | 0 | 0.99294 | IAC 2004-2015 | 0.0054366 | 2020 | 0 | 0 | 2020 | 0 | 0 | 2019 CEDARS | Insulation ¦ All | Insulation | 1 | 1 | 0 | IAC 2004-2015 | 0 | 0 | 0.64759 | 0
Ind9 - Efficient.11 | Ind ¦ Insulation - Efficient ¦ All | Ind ¦ Insulation - Efficient | All | All | All | Gas | Insulation on process equipment | Efficient | 0 | Conventional | ProcHeat | Ind - Paper | Ind | RET Only | 0 | Building Type Consumption (Therms/year) | Consumption (therms) | 11 | DEER:HVAC_Split-Package_HP | 0 | 0 | 0.99666 | IAC 2004-2015 | 0.0025681 | 2020 | 0 | 0 | 2020 | 0 | 0 | 2019 CEDARS | Insulation ¦ All | Insulation | 1 | 1 | 0 | IAC 2004-2015 | 0 | 0 | 0.64759 | 0
Ind9 - Efficient.12 | Ind ¦ Insulation - Efficient ¦ All | Ind ¦ Insulation - Efficient | All | All | All | Gas | Insulation on process equipment | Efficient | 0 | Conventional | ProcHeat | Ind - Printing & Publishing | Ind | RET Only | 0 | Building Type Consumption (Therms/year) | Consumption (therms) | 11 | DEER:HVAC_Split-Package_HP | 0 | 0 | 0.99847 | IAC 2004-2015 | 0.0011766 | 2020 | 0 | 0 | 2020 | 0 | 0 | 2019 CEDARS | Insulation ¦ All | Insulation | 1 | 1 | 0 | IAC 2004-2015 | 0 | 0 | 0.64759 | 0
Ind9 - Efficient.13 | Ind ¦ Insulation - Efficient ¦ All | Ind ¦ Insulation - Efficient | All | All | All | Gas | Insulation on process equipment | Efficient | 0 | Conventional | ProcHeat | Ind - Textiles | Ind | RET Only | 0 | Building Type Consumption (Therms/year) | Consumption (therms) | 11 | DEER:HVAC_Split-Package_HP | 0 | 0 | 0.98925 | IAC 2004-2015 | 0.0082806 | 2020 | 0 | 0 | 2020 | 0 | 0 | 2019 CEDARS | Insulation ¦ All | Insulation | 1 | 1 | 0 | IAC 2004-2015 | 0 | 0 | 0.64759 | 0
Ind9 - Efficient.14 | Ind ¦ Insulation - Efficient ¦ All | Ind ¦ Insulation - Efficient | All | All | All | Gas | Insulation on process equipment | Efficient | 0 | Conventional | ProcHeat | Ind - Lumber & Furniture | Ind | RET Only | 0 | Building Type Consumption (Therms/year) | Consumption (therms) | 11 | DEER:HVAC_Split-Package_HP | 0 | 0 | 0.99395 | IAC 2004-2015 | 0.0046589 | 2020 | 0 | 0 | 2020 | 0 | 0 | 2019 CEDARS | Insulation ¦ All | Insulation | 1 | 1 | 0 | IAC 2004-2015 | 0 | 0 | 0.64759 | 0
Ind9 - Efficient.15 | Ind ¦ Insulation - Efficient ¦ All | Ind ¦ Insulation - Efficient | All | All | All | Gas | Insulation on process equipment | Efficient | 0 | Conventional | ProcHeat | Ind - All Other Industrial | Ind | RET Only | 0 | Building Type Consumption (Therms/year) | Consumption (therms) | 11 | DEER:HVAC_Split-Package_HP | 0 | 0 | 0.98303 | IAC 2004-2015 | 0.013067 | 2020 | 0 | 0 | 2020 | 0 | 0 | 2019 CEDARS | Insulation ¦ All | Insulation | 1 | 1 | 0 | IAC 2004-2015 | 0 | 0 | 0.64759 | 0
Ind10 - Average Existing and Code.1 | Ind ¦ EE Lighting - Average Existing and Code ¦ All | Ind ¦ EE Lighting - Average Existing and Code | All | All | All | Electric | No controls on lighting systems | Average Existing and Code | 0 | Conventional | Lighting | Ind - Petroleum | Ind | RET Only | 0 | Building Type Consumption (kWh/year) | Consumption (kWh) | 10.1498 | DEER:Indoor_Non-CFL_Ltg | 1 | 0 | 0 | DEER/Com characterization as a % of lighting consumption | 0 | 2020 | 0 | 0 | 2020 | 0 | 0 | 2019 CEDARS | EE Lighting ¦ All | EE Lighting | 0.021898 | 0.5 | 0.8965 | Navigant End Use analysis/CSS for saturations | 0 | 0 | 0.68239 | 0
Ind10 - Average Existing and Code.2 | Ind ¦ EE Lighting - Average Existing and Code ¦ All | Ind ¦ EE Lighting - Average Existing and Code | All | All | All | Electric | No controls on lighting systems | Average Existing and Code | 0 | Conventional | Lighting | Ind - Food | Ind | RET Only | 0 | Building Type Consumption (kWh/year) | Consumption (kWh) | 10.1498 | DEER:Indoor_Non-CFL_Ltg | 1 | 0 | 0 | DEER/Com characterization as a % of lighting consumption | 0 | 2020 | 0 | 0 | 2020 | 0 | 0 | 2019 CEDARS | EE Lighting ¦ All | EE Lighting | 0.069291 | 0.5 | 0.8965 | Navigant End Use analysis/CSS for saturations | 0 | 0 | 0.68239 | 0
Ind10 - Average Existing and Code.3 | Ind ¦ EE Lighting - Average Existing and Code ¦ All | Ind ¦ EE Lighting - Average Existing and Code | All | All | All | Electric | No controls on lighting systems | Average Existing and Code | 0 | Conventional | Lighting | Ind - Electronics | Ind | RET Only | 0 | Building Type Consumption (kWh/year) | Consumption (kWh) | 10.1498 | DEER:Indoor_Non-CFL_Ltg | 1 | 0 | 0 | DEER/Com characterization as a % of lighting consumption | 0 | 2020 | 0 | 0 | 2020 | 0 | 0 | 2019 CEDARS | EE Lighting ¦ All | EE Lighting | 0.10185 | 0.5 | 0.8965 | Navigant End Use analysis/CSS for saturations | 0 | 0 | 0.68239 | 0
Ind10 - Average Existing and Code.4 | Ind ¦ EE Lighting - Average Existing and Code ¦ All | Ind ¦ EE Lighting - Average Existing and Code | All | All | All | Electric | No controls on lighting systems | Average Existing and Code | 0 | Conventional | Lighting | Ind - Stone-Glass-Clay | Ind | RET Only | 0 | Building Type Consumption (kWh/year) | Consumption (kWh) | 10.1498 | DEER:Indoor_Non-CFL_Ltg | 1 | 0 | 0 | DEER/Com characterization as a % of lighting consumption | 0 | 2020 | 0 | 0 | 2020 | 0 | 0 | 2019 CEDARS | EE Lighting ¦ All | EE Lighting | 0.060712 | 0.5 | 0.8965 | Navigant End Use analysis/CSS for saturations | 0 | 0 | 0.68239 | 0
Ind10 - Average Existing and Code.5 | Ind ¦ EE Lighting - Average Existing and Code ¦ All | Ind ¦ EE Lighting - Average Existing and Code | All | All | All | Electric | No controls on lighting systems | Average Existing and Code | 0 | Conventional | Lighting | Ind - Chemicals | Ind | RET Only | 0 | Building Type Consumption (kWh/year) | Consumption (kWh) | 10.1498 | DEER:Indoor_Non-CFL_Ltg | 1 | 0 | 0 | DEER/Com characterization as a % of lighting consumption | 0 | 2020 | 0 | 0 | 2020 | 0 | 0 | 2019 CEDARS | EE Lighting ¦ All | EE Lighting | 0.038685 | 0.5 | 0.8965 | Navigant End Use analysis/CSS for saturations | 0 | 0 | 0.68239 | 0
Ind10 - Average Existing and Code.6 | Ind ¦ EE Lighting - Average Existing and Code ¦ All | Ind ¦ EE Lighting - Average Existing and Code | All | All | All | Electric | No controls on lighting systems | Average Existing and Code | 0 | Conventional | Lighting | Ind - Plastics | Ind | RET Only | 0 | Building Type Consumption (kWh/year) | Consumption (kWh) | 10.1498 | DEER:Indoor_Non-CFL_Ltg | 1 | 0 | 0 | DEER/Com characterization as a % of lighting consumption | 0 | 2020 | 0 | 0 | 2020 | 0 | 0 | 2019 CEDARS | EE Lighting ¦ All | EE Lighting | 0.087912 | 0.5 | 0.8965 | Navigant End Use analysis/CSS for saturations | 0 | 0 | 0.68239 | 0
Ind10 - Average Existing and Code.7 | Ind ¦ EE Lighting - Average Existing and Code ¦ All | Ind ¦ EE Lighting - Average Existing and Code | All | All | All | Electric | No controls on lighting systems | Average Existing and Code | 0 | Conventional | Lighting | Ind - Fabricated Metals | Ind | RET Only | 0 | Building Type Consumption (kWh/year) | Consumption (kWh) | 10.1498 | DEER:Indoor_Non-CFL_Ltg | 1 | 0 | 0 | DEER/Com characterization as a % of lighting consumption | 0 | 2020 | 0 | 0 | 2020 | 0 | 0 | 2019 CEDARS | EE Lighting ¦ All | EE Lighting | 0.090909 | 0.5 | 0.8965 | Navigant End Use analysis/CSS for saturations | 0 | 0 | 0.68239 | 0
Ind10 - Average Existing and Code.8 | Ind ¦ EE Lighting - Average Existing and Code ¦ All | Ind ¦ EE Lighting - Average Existing and Code | All | All | All | Electric | No controls on lighting systems | Average Existing and Code | 0 | Conventional | Lighting | Ind - Primary Metals | Ind | RET Only | 0 | Building Type Consumption (kWh/year) | Consumption (kWh) | 10.1498 | DEER:Indoor_Non-CFL_Ltg | 1 | 0 | 0 | DEER/Com characterization as a % of lighting consumption | 0 | 2020 | 0 | 0 | 2020 | 0 | 0 | 2019 CEDARS | EE Lighting ¦ All | EE Lighting | 0.032751 | 0.5 | 0.8965 | Navigant End Use analysis/CSS for saturations | 0 | 0 | 0.68239 | 0
Ind10 - Average Existing and Code.9 | Ind ¦ EE Lighting - Average Existing and Code ¦ All | Ind ¦ EE Lighting - Average Existing and Code | All | All | All | Electric | No controls on lighting systems | Average Existing and Code | 0 | Conventional | Lighting | Ind - Industrial Machinery | Ind | RET Only | 0 | Building Type Consumption (kWh/year) | Consumption (kWh) | 10.1498 | DEER:Indoor_Non-CFL_Ltg | 1 | 0 | 0 | DEER/Com characterization as a % of lighting consumption | 0 | 2020 | 0 | 0 | 2020 | 0 | 0 | 2019 CEDARS | EE Lighting ¦ All | EE Lighting | 0.18182 | 0.5 | 0.8965 | Navigant End Use analysis/CSS for saturations | 0 | 0 | 0.68239 | 0
Ind10 - Average Existing and Code.10 | Ind ¦ EE Lighting - Average Existing and Code ¦ All | Ind ¦ EE Lighting - Average Existing and Code | All | All | All | Electric | No controls on lighting systems | Average Existing and Code | 0 | Conventional | Lighting | Ind - Transportation Equipment | Ind | RET Only | 0 | Building Type Consumption (kWh/year) | Consumption (kWh) | 10.1498 | DEER:Indoor_Non-CFL_Ltg | 1 | 0 | 0 | DEER/Com characterization as a % of lighting consumption | 0 | 2020 | 0 | 0 | 2020 | 0 | 0 | 2019 CEDARS | EE Lighting ¦ All | EE Lighting | 0.14359 | 0.5 | 0.8965 | Navigant End Use analysis/CSS for saturations | 0 | 0 | 0.68239 | 0
Ind10 - Average Existing and Code.11 | Ind ¦ EE Lighting - Average Existing and Code ¦ All | Ind ¦ EE Lighting - Average Existing and Code | All | All | All | Electric | No controls on lighting systems | Average Existing and Code | 0 | Conventional | Lighting | Ind - Paper | Ind | RET Only | 0 | Building Type Consumption (kWh/year) | Consumption (kWh) | 10.1498 | DEER:Indoor_Non-CFL_Ltg | 1 | 0 | 0 | DEER/Com characterization as a % of lighting consumption | 0 | 2020 | 0 | 0 | 2020 | 0 | 0 | 2019 CEDARS | EE Lighting ¦ All | EE Lighting | 0.044534 | 0.5 | 0.8965 | Navigant End Use analysis/CSS for saturations | 0 | 0 | 0.68239 | 0
Ind10 - Average Existing and Code.12 | Ind ¦ EE Lighting - Average Existing and Code ¦ All | Ind ¦ EE Lighting - Average Existing and Code | All | All | All | Electric | No controls on lighting systems | Average Existing and Code | 0 | Conventional | Lighting | Ind - Printing & Publishing | Ind | RET Only | 0 | Building Type Consumption (kWh/year) | Consumption (kWh) | 10.1498 | DEER:Indoor_Non-CFL_Ltg | 1 | 0 | 0 | DEER/Com characterization as a % of lighting consumption | 0 | 2020 | 0 | 0 | 2020 | 0 | 0 | 2019 CEDARS | EE Lighting ¦ All | EE Lighting | 0.11364 | 0.5 | 0.8965 | Navigant End Use analysis/CSS for saturations | 0 | 0 | 0.68239 | 0
Ind10 - Average Existing and Code.13 | Ind ¦ EE Lighting - Average Existing and Code ¦ All | Ind ¦ EE Lighting - Average Existing and Code | All | All | All | Electric | No controls on lighting systems | Average Existing and Code | 0 | Conventional | Lighting | Ind - Textiles | Ind | RET Only | 0 | Building Type Consumption (kWh/year) | Consumption (kWh) | 10.1498 | DEER:Indoor_Non-CFL_Ltg | 1 | 0 | 0 | DEER/Com characterization as a % of lighting consumption | 0 | 2020 | 0 | 0 | 2020 | 0 | 0 | 2019 CEDARS | EE Lighting ¦ All | EE Lighting | 0.16234 | 0.5 | 0.8965 | Navigant End Use analysis/CSS for saturations | 0 | 0 | 0.68239 | 0
Ind10 - Average Existing and Code.14 | Ind ¦ EE Lighting - Average Existing and Code ¦ All | Ind ¦ EE Lighting - Average Existing and Code | All | All | All | Electric | No controls on lighting systems | Average Existing and Code | 0 | Conventional | Lighting | Ind - Lumber & Furniture | Ind | RET Only | 0 | Building Type Consumption (kWh/year) | Consumption (kWh) | 10.1498 | DEER:Indoor_Non-CFL_Ltg | 1 | 0 | 0 | DEER/Com characterization as a % of lighting consumption | 0 | 2020 | 0 | 0 | 2020 | 0 | 0 | 2019 CEDARS | EE Lighting ¦ All | EE Lighting | 0.16473 | 0.5 | 0.8965 | Navigant End Use analysis/CSS for saturations | 0 | 0 | 0.68239 | 0
Ind10 - Average Existing and Code.15 | Ind ¦ EE Lighting - Average Existing and Code ¦ All | Ind ¦ EE Lighting - Average Existing and Code | All | All | All | Electric | No controls on lighting systems | Average Existing and Code | 0 | Conventional | Lighting | Ind - All Other Industrial | Ind | RET Only | 0 | Building Type Consumption (kWh/year) | Consumption (kWh) | 10.1498 | DEER:Indoor_Non-CFL_Ltg | 1 | 0 | 0 | DEER/Com characterization as a % of lighting consumption | 0 | 2020 | 0 | 0 | 2020 | 0 | 0 | 2019 CEDARS | EE Lighting ¦ All | EE Lighting | 0.18182 | 0.5 | 0.8965 | Navigant End Use analysis/CSS for saturations | 0 | 0 | 0.68239 | 0
Ind10 - Efficient.1 | Ind ¦ EE Lighting - Efficient ¦ All | Ind ¦ EE Lighting - Efficient | All | All | All | Electric | Controls on lighting systems | Efficient | 0 | Conventional | Lighting | Ind - Petroleum | Ind | RET Only | 0 | Building Type Consumption (kWh/year) | Consumption (kWh) | 10.1498 | DEER:Indoor_Non-CFL_Ltg | 0.99949 | -1.4264e-07 | 0 | DEER/Com characterization as a % of lighting consumption | 0.00082241 | 2020 | 0 | 0 | 2020 | 0 | 0 | 2019 CEDARS | EE Lighting ¦ All | EE Lighting | 0.021898 | 0.5 | 0.1035 | Navigant End Use analysis/CSS for saturations | 0 | 0 | 0.68239 | 0
Ind10 - Efficient.2 | Ind ¦ EE Lighting - Efficient ¦ All | Ind ¦ EE Lighting - Efficient | All | All | All | Electric | Controls on lighting systems | Efficient | 0 | Conventional | Lighting | Ind - Food | Ind | RET Only | 0 | Building Type Consumption (kWh/year) | Consumption (kWh) | 10.1498 | DEER:Indoor_Non-CFL_Ltg | 0.99837 | -4.5136e-07 | 0 | DEER/Com characterization as a % of lighting consumption | 0.0026023 | 2020 | 0 | 0 | 2020 | 0 | 0 | 2019 CEDARS | EE Lighting ¦ All | EE Lighting | 0.069291 | 0.5 | 0.1035 | Navigant End Use analysis/CSS for saturations | 0 | 0 | 0.68239 | 0
Ind10 - Efficient.3 | Ind ¦ EE Lighting - Efficient ¦ All | Ind ¦ EE Lighting - Efficient | All | All | All | Electric | Controls on lighting systems | Efficient | 0 | Conventional | Lighting | Ind - Electronics | Ind | RET Only | 0 | Building Type Consumption (kWh/year) | Consumption (kWh) | 10.1498 | DEER:Indoor_Non-CFL_Ltg | 0.99761 | -6.6342e-07 | 0 | DEER/Com characterization as a % of lighting consumption | 0.003825 | 2020 | 0 | 0 | 2020 | 0 | 0 | 2019 CEDARS | EE Lighting ¦ All | EE Lighting | 0.10185 | 0.5 | 0.1035 | Navigant End Use analysis/CSS for saturations | 0 | 0 | 0.68239 | 0
Ind10 - Efficient.4 | Ind ¦ EE Lighting - Efficient ¦ All | Ind ¦ EE Lighting - Efficient | All | All | All | Electric | Controls on lighting systems | Efficient | 0 | Conventional | Lighting | Ind - Stone-Glass-Clay | Ind | RET Only | 0 | Building Type Consumption (kWh/year) | Consumption (kWh) | 10.1498 | DEER:Indoor_Non-CFL_Ltg | 0.99857 | -3.9547e-07 | 0 | DEER/Com characterization as a % of lighting consumption | 0.0022801 | 2020 | 0 | 0 | 2020 | 0 | 0 | 2019 CEDARS | EE Lighting ¦ All | EE Lighting | 0.060712 | 0.5 | 0.1035 | Navigant End Use analysis/CSS for saturations | 0 | 0 | 0.68239 | 0
Ind10 - Efficient.5 | Ind ¦ EE Lighting - Efficient ¦ All | Ind ¦ EE Lighting - Efficient | All | All | All | Electric | Controls on lighting systems | Efficient | 0 | Conventional | Lighting | Ind - Chemicals | Ind | RET Only | 0 | Building Type Consumption (kWh/year) | Consumption (kWh) | 10.1498 | DEER:Indoor_Non-CFL_Ltg | 0.99909 | -2.5199e-07 | 0 | DEER/Com characterization as a % of lighting consumption | 0.0014529 | 2020 | 0 | 0 | 2020 | 0 | 0 | 2019 CEDARS | EE Lighting ¦ All | EE Lighting | 0.038685 | 0.5 | 0.1035 | Navigant End Use analysis/CSS for saturations | 0 | 0 | 0.68239 | 0
Ind10 - Efficient.6 | Ind ¦ EE Lighting - Efficient ¦ All | Ind ¦ EE Lighting - Efficient | All | All | All | Electric | Controls on lighting systems | Efficient | 0 | Conventional | Lighting | Ind - Plastics | Ind | RET Only | 0 | Building Type Consumption (kWh/year) | Consumption (kWh) | 10.1498 | DEER:Indoor_Non-CFL_Ltg | 0.99794 | -5.7265e-07 | 0 | DEER/Com characterization as a % of lighting consumption | 0.0033017 | 2020 | 0 | 0 | 2020 | 0 | 0 | 2019 CEDARS | EE Lighting ¦ All | EE Lighting | 0.087912 | 0.5 | 0.1035 | Navigant End Use analysis/CSS for saturations | 0 | 0 | 0.68239 | 0
Ind10 - Efficient.7 | Ind ¦ EE Lighting - Efficient ¦ All | Ind ¦ EE Lighting - Efficient | All | All | All | Electric | Controls on lighting systems | Efficient | 0 | Conventional | Lighting | Ind - Fabricated Metals | Ind | RET Only | 0 | Building Type Consumption (kWh/year) | Consumption (kWh) | 10.1498 | DEER:Indoor_Non-CFL_Ltg | 0.99787 | -5.9218e-07 | 0 | DEER/Com characterization as a % of lighting consumption | 0.0034142 | 2020 | 0 | 0 | 2020 | 0 | 0 | 2019 CEDARS | EE Lighting ¦ All | EE Lighting | 0.090909 | 0.5 | 0.1035 | Navigant End Use analysis/CSS for saturations | 0 | 0 | 0.68239 | 0
Ind10 - Efficient.8 | Ind ¦ EE Lighting - Efficient ¦ All | Ind ¦ EE Lighting - Efficient | All | All | All | Electric | Controls on lighting systems | Efficient | 0 | Conventional | Lighting | Ind - Primary Metals | Ind | RET Only | 0 | Building Type Consumption (kWh/year) | Consumption (kWh) | 10.1498 | DEER:Indoor_Non-CFL_Ltg | 0.99923 | -2.1334e-07 | 0 | DEER/Com characterization as a % of lighting consumption | 0.00123 | 2020 | 0 | 0 | 2020 | 0 | 0 | 2019 CEDARS | EE Lighting ¦ All | EE Lighting | 0.032751 | 0.5 | 0.1035 | Navigant End Use analysis/CSS for saturations | 0 | 0 | 0.68239 | 0
Ind10 - Efficient.9 | Ind ¦ EE Lighting - Efficient ¦ All | Ind ¦ EE Lighting - Efficient | All | All | All | Electric | Controls on lighting systems | Efficient | 0 | Conventional | Lighting | Ind - Industrial Machinery | Ind | RET Only | 0 | Building Type Consumption (kWh/year) | Consumption (kWh) | 10.1498 | DEER:Indoor_Non-CFL_Ltg | 0.99573 | -1.1844e-06 | 0 | DEER/Com characterization as a % of lighting consumption | 0.0068285 | 2020 | 0 | 0 | 2020 | 0 | 0 | 2019 CEDARS | EE Lighting ¦ All | EE Lighting | 0.18182 | 0.5 | 0.1035 | Navigant End Use analysis/CSS for saturations | 0 | 0 | 0.68239 | 0
Ind10 - Efficient.10 | Ind ¦ EE Lighting - Efficient ¦ All | Ind ¦ EE Lighting - Efficient | All | All | All | Electric | Controls on lighting systems | Efficient | 0 | Conventional | Lighting | Ind - Transportation Equipment | Ind | RET Only | 0 | Building Type Consumption (kWh/year) | Consumption (kWh) | 10.1498 | DEER:Indoor_Non-CFL_Ltg | 0.99663 | -9.3533e-07 | 0 | DEER/Com characterization as a % of lighting consumption | 0.0053927 | 2020 | 0 | 0 | 2020 | 0 | 0 | 2019 CEDARS | EE Lighting ¦ All | EE Lighting | 0.14359 | 0.5 | 0.1035 | Navigant End Use analysis/CSS for saturations | 0 | 0 | 0.68239 | 0
Ind10 - Efficient.11 | Ind ¦ EE Lighting - Efficient ¦ All | Ind ¦ EE Lighting - Efficient | All | All | All | Electric | Controls on lighting systems | Efficient | 0 | Conventional | Lighting | Ind - Paper | Ind | RET Only | 0 | Building Type Consumption (kWh/year) | Consumption (kWh) | 10.1498 | DEER:Indoor_Non-CFL_Ltg | 0.99895 | -2.9009e-07 | 0 | DEER/Com characterization as a % of lighting consumption | 0.0016726 | 2020 | 0 | 0 | 2020 | 0 | 0 | 2019 CEDARS | EE Lighting ¦ All | EE Lighting | 0.044534 | 0.5 | 0.1035 | Navigant End Use analysis/CSS for saturations | 0 | 0 | 0.68239 | 0
Ind10 - Efficient.12 | Ind ¦ EE Lighting - Efficient ¦ All | Ind ¦ EE Lighting - Efficient | All | All | All | Electric | Controls on lighting systems | Efficient | 0 | Conventional | Lighting | Ind - Printing & Publishing | Ind | RET Only | 0 | Building Type Consumption (kWh/year) | Consumption (kWh) | 10.1498 | DEER:Indoor_Non-CFL_Ltg | 0.99733 | -7.4022e-07 | 0 | DEER/Com characterization as a % of lighting consumption | 0.0042678 | 2020 | 0 | 0 | 2020 | 0 | 0 | 2019 CEDARS | EE Lighting ¦ All | EE Lighting | 0.11364 | 0.5 | 0.1035 | Navigant End Use analysis/CSS for saturations | 0 | 0 | 0.68239 | 0
Ind10 - Efficient.13 | Ind ¦ EE Lighting - Efficient ¦ All | Ind ¦ EE Lighting - Efficient | All | All | All | Electric | Controls on lighting systems | Efficient | 0 | Conventional | Lighting | Ind - Textiles | Ind | RET Only | 0 | Building Type Consumption (kWh/year) | Consumption (kWh) | 10.1498 | DEER:Indoor_Non-CFL_Ltg | 0.99619 | -1.0574e-06 | 0 | DEER/Com characterization as a % of lighting consumption | 0.0060968 | 2020 | 0 | 0 | 2020 | 0 | 0 | 2019 CEDARS | EE Lighting ¦ All | EE Lighting | 0.16234 | 0.5 | 0.1035 | Navigant End Use analysis/CSS for saturations | 0 | 0 | 0.68239 | 0
Ind10 - Efficient.14 | Ind ¦ EE Lighting - Efficient ¦ All | Ind ¦ EE Lighting - Efficient | All | All | All | Electric | Controls on lighting systems | Efficient | 0 | Conventional | Lighting | Ind - Lumber & Furniture | Ind | RET Only | 0 | Building Type Consumption (kWh/year) | Consumption (kWh) | 10.1498 | DEER:Indoor_Non-CFL_Ltg | 0.99613 | -1.0731e-06 | 0 | DEER/Com characterization as a % of lighting consumption | 0.0061869 | 2020 | 0 | 0 | 2020 | 0 | 0 | 2019 CEDARS | EE Lighting ¦ All | EE Lighting | 0.16473 | 0.5 | 0.1035 | Navigant End Use analysis/CSS for saturations | 0 | 0 | 0.68239 | 0
Ind10 - Efficient.15 | Ind ¦ EE Lighting - Efficient ¦ All | Ind ¦ EE Lighting - Efficient | All | All | All | Electric | Controls on lighting systems | Efficient | 0 | Conventional | Lighting | Ind - All Other Industrial | Ind | RET Only | 0 | Building Type Consumption (kWh/year) | Consumption (kWh) | 10.1498 | DEER:Indoor_Non-CFL_Ltg | 0.99573 | -1.1844e-06 | 0 | DEER/Com characterization as a % of lighting consumption | 0.0068285 | 2020 | 0 | 0 | 2020 | 0 | 0 | 2019 CEDARS | EE Lighting ¦ All | EE Lighting | 0.18182 | 0.5 | 0.1035 | Navigant End Use analysis/CSS for saturations | 0 | 0 | 0.68239 | 0
Ind11 - Average Existing and Code.1 | Ind ¦ Pump Upgrades - Average Existing and Code ¦ All | Ind ¦ Pump Upgrades - Average Existing and Code | All | All | All | Electric | Existing pump | Average Existing and Code | 0 | Conventional | MachDr | Ind - Petroleum | Ind | RET Only | 0 | Building Type Consumption (kWh/year) | Consumption (kWh) | 7.6272 | DEER:Indoor_CFL_Ltg | 1 | 0 | 0 | IAC 2004-2015 | 0 | 2020 | 0 | 0 | 2020 | 0 | 0 | 2019 CEDARS | Pump Upgrades ¦ All | Pump Upgrades | 1 | 1 | 1 | IAC 2004-2015 | 0 | 0 | 0.83 | 0
Ind11 - Average Existing and Code.2 | Ind ¦ Pump Upgrades - Average Existing and Code ¦ All | Ind ¦ Pump Upgrades - Average Existing and Code | All | All | All | Electric | Existing pump | Average Existing and Code | 0 | Conventional | MachDr | Ind - Food | Ind | RET Only | 0 | Building Type Consumption (kWh/year) | Consumption (kWh) | 7.6272 | DEER:Indoor_CFL_Ltg | 1 | 0 | 0 | IAC 2004-2015 | 0 | 2020 | 0 | 0 | 2020 | 0 | 0 | 2019 CEDARS | Pump Upgrades ¦ All | Pump Upgrades | 1 | 1 | 1 | IAC 2004-2015 | 0 | 0 | 0.83 | 0
Ind11 - Average Existing and Code.3 | Ind ¦ Pump Upgrades - Average Existing and Code ¦ All | Ind ¦ Pump Upgrades - Average Existing and Code | All | All | All | Electric | Existing pump | Average Existing and Code | 0 | Conventional | MachDr | Ind - Electronics | Ind | RET Only | 0 | Building Type Consumption (kWh/year) | Consumption (kWh) | 7.6272 | DEER:Indoor_CFL_Ltg | 1 | 0 | 0 | IAC 2004-2015 | 0 | 2020 | 0 | 0 | 2020 | 0 | 0 | 2019 CEDARS | Pump Upgrades ¦ All | Pump Upgrades | 1 | 1 | 1 | IAC 2004-2015 | 0 | 0 | 0.83 | 0
Ind11 - Average Existing and Code.4 | Ind ¦ Pump Upgrades - Average Existing and Code ¦ All | Ind ¦ Pump Upgrades - Average Existing and Code | All | All | All | Electric | Existing pump | Average Existing and Code | 0 | Conventional | MachDr | Ind - Stone-Glass-Clay | Ind | RET Only | 0 | Building Type Consumption (kWh/year) | Consumption (kWh) | 7.6272 | DEER:Indoor_CFL_Ltg | 1 | 0 | 0 | IAC 2004-2015 | 0 | 2020 | 0 | 0 | 2020 | 0 | 0 | 2019 CEDARS | Pump Upgrades ¦ All | Pump Upgrades | 1 | 1 | 1 | IAC 2004-2015 | 0 | 0 | 0.83 | 0
Ind11 - Average Existing and Code.5 | Ind ¦ Pump Upgrades - Average Existing and Code ¦ All | Ind ¦ Pump Upgrades - Average Existing and Code | All | All | All | Electric | Existing pump | Average Existing and Code | 0 | Conventional | MachDr | Ind - Chemicals | Ind | RET Only | 0 | Building Type Consumption (kWh/year) | Consumption (kWh) | 7.6272 | DEER:Indoor_CFL_Ltg | 1 | 0 | 0 | IAC 2004-2015 | 0 | 2020 | 0 | 0 | 2020 | 0 | 0 | 2019 CEDARS | Pump Upgrades ¦ All | Pump Upgrades | 1 | 1 | 1 | IAC 2004-2015 | 0 | 0 | 0.83 | 0
Ind11 - Average Existing and Code.6 | Ind ¦ Pump Upgrades - Average Existing and Code ¦ All | Ind ¦ Pump Upgrades - Average Existing and Code | All | All | All | Electric | Existing pump | Average Existing and Code | 0 | Conventional | MachDr | Ind - Plastics | Ind | RET Only | 0 | Building Type Consumption (kWh/year) | Consumption (kWh) | 7.6272 | DEER:Indoor_CFL_Ltg | 1 | 0 | 0 | IAC 2004-2015 | 0 | 2020 | 0 | 0 | 2020 | 0 | 0 | 2019 CEDARS | Pump Upgrades ¦ All | Pump Upgrades | 1 | 1 | 1 | IAC 2004-2015 | 0 | 0 | 0.83 | 0
Ind11 - Average Existing and Code.7 | Ind ¦ Pump Upgrades - Average Existing and Code ¦ All | Ind ¦ Pump Upgrades - Average Existing and Code | All | All | All | Electric | Existing pump | Average Existing and Code | 0 | Conventional | MachDr | Ind - Fabricated Metals | Ind | RET Only | 0 | Building Type Consumption (kWh/year) | Consumption (kWh) | 7.6272 | DEER:Indoor_CFL_Ltg | 1 | 0 | 0 | IAC 2004-2015 | 0 | 2020 | 0 | 0 | 2020 | 0 | 0 | 2019 CEDARS | Pump Upgrades ¦ All | Pump Upgrades | 1 | 1 | 1 | IAC 2004-2015 | 0 | 0 | 0.83 | 0
Ind11 - Average Existing and Code.8 | Ind ¦ Pump Upgrades - Average Existing and Code ¦ All | Ind ¦ Pump Upgrades - Average Existing and Code | All | All | All | Electric | Existing pump | Average Existing and Code | 0 | Conventional | MachDr | Ind - Primary Metals | Ind | RET Only | 0 | Building Type Consumption (kWh/year) | Consumption (kWh) | 7.6272 | DEER:Indoor_CFL_Ltg | 1 | 0 | 0 | IAC 2004-2015 | 0 | 2020 | 0 | 0 | 2020 | 0 | 0 | 2019 CEDARS | Pump Upgrades ¦ All | Pump Upgrades | 1 | 1 | 1 | IAC 2004-2015 | 0 | 0 | 0.83 | 0
Ind11 - Average Existing and Code.9 | Ind ¦ Pump Upgrades - Average Existing and Code ¦ All | Ind ¦ Pump Upgrades - Average Existing and Code | All | All | All | Electric | Existing pump | Average Existing and Code | 0 | Conventional | MachDr | Ind - Industrial Machinery | Ind | RET Only | 0 | Building Type Consumption (kWh/year) | Consumption (kWh) | 7.6272 | DEER:Indoor_CFL_Ltg | 1 | 0 | 0 | IAC 2004-2015 | 0 | 2020 | 0 | 0 | 2020 | 0 | 0 | 2019 CEDARS | Pump Upgrades ¦ All | Pump Upgrades | 1 | 1 | 1 | IAC 2004-2015 | 0 | 0 | 0.83 | 0
Ind11 - Average Existing and Code.10 | Ind ¦ Pump Upgrades - Average Existing and Code ¦ All | Ind ¦ Pump Upgrades - Average Existing and Code | All | All | All | Electric | Existing pump | Average Existing and Code | 0 | Conventional | MachDr | Ind - Transportation Equipment | Ind | RET Only | 0 | Building Type Consumption (kWh/year) | Consumption (kWh) | 7.6272 | DEER:Indoor_CFL_Ltg | 1 | 0 | 0 | IAC 2004-2015 | 0 | 2020 | 0 | 0 | 2020 | 0 | 0 | 2019 CEDARS | Pump Upgrades ¦ All | Pump Upgrades | 1 | 1 | 1 | IAC 2004-2015 | 0 | 0 | 0.83 | 0
Ind11 - Average Existing and Code.11 | Ind ¦ Pump Upgrades - Average Existing and Code ¦ All | Ind ¦ Pump Upgrades - Average Existing and Code | All | All | All | Electric | Existing pump | Average Existing and Code | 0 | Conventional | MachDr | Ind - Paper | Ind | RET Only | 0 | Building Type Consumption (kWh/year) | Consumption (kWh) | 7.6272 | DEER:Indoor_CFL_Ltg | 1 | 0 | 0 | IAC 2004-2015 | 0 | 2020 | 0 | 0 | 2020 | 0 | 0 | 2019 CEDARS | Pump Upgrades ¦ All | Pump Upgrades | 1 | 1 | 1 | IAC 2004-2015 | 0 | 0 | 0.83 | 0
Ind11 - Average Existing and Code.12 | Ind ¦ Pump Upgrades - Average Existing and Code ¦ All | Ind ¦ Pump Upgrades - Average Existing and Code | All | All | All | Electric | Existing pump | Average Existing and Code | 0 | Conventional | MachDr | Ind - Printing & Publishing | Ind | RET Only | 0 | Building Type Consumption (kWh/year) | Consumption (kWh) | 7.6272 | DEER:Indoor_CFL_Ltg | 1 | 0 | 0 | IAC 2004-2015 | 0 | 2020 | 0 | 0 | 2020 | 0 | 0 | 2019 CEDARS | Pump Upgrades ¦ All | Pump Upgrades | 1 | 1 | 1 | IAC 2004-2015 | 0 | 0 | 0.83 | 0
Ind11 - Average Existing and Code.13 | Ind ¦ Pump Upgrades - Average Existing and Code ¦ All | Ind ¦ Pump Upgrades - Average Existing and Code | All | All | All | Electric | Existing pump | Average Existing and Code | 0 | Conventional | MachDr | Ind - Textiles | Ind | RET Only | 0 | Building Type Consumption (kWh/year) | Consumption (kWh) | 7.6272 | DEER:Indoor_CFL_Ltg | 1 | 0 | 0 | IAC 2004-2015 | 0 | 2020 | 0 | 0 | 2020 | 0 | 0 | 2019 CEDARS | Pump Upgrades ¦ All | Pump Upgrades | 1 | 1 | 1 | IAC 2004-2015 | 0 | 0 | 0.83 | 0
Ind11 - Average Existing and Code.14 | Ind ¦ Pump Upgrades - Average Existing and Code ¦ All | Ind ¦ Pump Upgrades - Average Existing and Code | All | All | All | Electric | Existing pump | Average Existing and Code | 0 | Conventional | MachDr | Ind - Lumber & Furniture | Ind | RET Only | 0 | Building Type Consumption (kWh/year) | Consumption (kWh) | 7.6272 | DEER:Indoor_CFL_Ltg | 1 | 0 | 0 | IAC 2004-2015 | 0 | 2020 | 0 | 0 | 2020 | 0 | 0 | 2019 CEDARS | Pump Upgrades ¦ All | Pump Upgrades | 1 | 1 | 1 | IAC 2004-2015 | 0 | 0 | 0.83 | 0
Ind11 - Average Existing and Code.15 | Ind ¦ Pump Upgrades - Average Existing and Code ¦ All | Ind ¦ Pump Upgrades - Average Existing and Code | All | All | All | Electric | Existing pump | Average Existing and Code | 0 | Conventional | MachDr | Ind - All Other Industrial | Ind | RET Only | 0 | Building Type Consumption (kWh/year) | Consumption (kWh) | 7.6272 | DEER:Indoor_CFL_Ltg | 1 | 0 | 0 | IAC 2004-2015 | 0 | 2020 | 0 | 0 | 2020 | 0 | 0 | 2019 CEDARS | Pump Upgrades ¦ All | Pump Upgrades | 1 | 1 | 1 | IAC 2004-2015 | 0 | 0 | 0.83 | 0
Ind11 - Efficient.1 | Ind ¦ Pump Upgrades - Efficient ¦ All | Ind ¦ Pump Upgrades - Efficient | All | All | All | Electric | Efficient pump upgrades | Efficient | 0 | Conventional | MachDr | Ind - Petroleum | Ind | RET Only | 0 | Building Type Consumption (kWh/year) | Consumption (kWh) | 7.6272 | DEER:Indoor_CFL_Ltg | 0.99998 | -7.2349e-09 | 0 | IAC 2004-2015 | 1.6346e-05 | 2020 | 0 | 0 | 2020 | 0 | 0 | 2019 CEDARS | Pump Upgrades ¦ All | Pump Upgrades | 1 | 1 | 0 | IAC 2004-2015 | 0 | 0 | 0.83 | 0
Ind11 - Efficient.2 | Ind ¦ Pump Upgrades - Efficient ¦ All | Ind ¦ Pump Upgrades - Efficient | All | All | All | Electric | Efficient pump upgrades | Efficient | 0 | Conventional | MachDr | Ind - Food | Ind | RET Only | 0 | Building Type Consumption (kWh/year) | Consumption (kWh) | 7.6272 | DEER:Indoor_CFL_Ltg | 0.99917 | -3.1275e-07 | 0 | IAC 2004-2015 | 0.0007066 | 2020 | 0 | 0 | 2020 | 0 | 0 | 2019 CEDARS | Pump Upgrades ¦ All | Pump Upgrades | 1 | 1 | 0 | IAC 2004-2015 | 0 | 0 | 0.83 | 0
Ind11 - Efficient.3 | Ind ¦ Pump Upgrades - Efficient ¦ All | Ind ¦ Pump Upgrades - Efficient | All | All | All | Electric | Efficient pump upgrades | Efficient | 0 | Conventional | MachDr | Ind - Electronics | Ind | RET Only | 0 | Building Type Consumption (kWh/year) | Consumption (kWh) | 7.6272 | DEER:Indoor_CFL_Ltg | 0.99911 | -3.3507e-07 | 0 | IAC 2004-2015 | 0.00075704 | 2020 | 0 | 0 | 2020 | 0 | 0 | 2019 CEDARS | Pump Upgrades ¦ All | Pump Upgrades | 1 | 1 | 0 | IAC 2004-2015 | 0 | 0 | 0.83 | 0
Ind11 - Efficient.4 | Ind ¦ Pump Upgrades - Efficient ¦ All | Ind ¦ Pump Upgrades - Efficient | All | All | All | Electric | Efficient pump upgrades | Efficient | 0 | Conventional | MachDr | Ind - Stone-Glass-Clay | Ind | RET Only | 0 | Building Type Consumption (kWh/year) | Consumption (kWh) | 7.6272 | DEER:Indoor_CFL_Ltg | 0.99822 | -6.6866e-07 | 0 | IAC 2004-2015 | 0.0015107 | 2020 | 0 | 0 | 2020 | 0 | 0 | 2019 CEDARS | Pump Upgrades ¦ All | Pump Upgrades | 1 | 1 | 0 | IAC 2004-2015 | 0 | 0 | 0.83 | 0
Ind11 - Efficient.5 | Ind ¦ Pump Upgrades - Efficient ¦ All | Ind ¦ Pump Upgrades - Efficient | All | All | All | Electric | Efficient pump upgrades | Efficient | 0 | Conventional | MachDr | Ind - Chemicals | Ind | RET Only | 0 | Building Type Consumption (kWh/year) | Consumption (kWh) | 7.6272 | DEER:Indoor_CFL_Ltg | 0.99914 | -3.2196e-07 | 0 | IAC 2004-2015 | 0.00072741 | 2020 | 0 | 0 | 2020 | 0 | 0 | 2019 CEDARS | Pump Upgrades ¦ All | Pump Upgrades | 1 | 1 | 0 | IAC 2004-2015 | 0 | 0 | 0.83 | 0
Ind11 - Efficient.6 | Ind ¦ Pump Upgrades - Efficient ¦ All | Ind ¦ Pump Upgrades - Efficient | All | All | All | Electric | Efficient pump upgrades | Efficient | 0 | Conventional | MachDr | Ind - Plastics | Ind | RET Only | 0 | Building Type Consumption (kWh/year) | Consumption (kWh) | 7.6272 | DEER:Indoor_CFL_Ltg | 0.99924 | -2.8603e-07 | 0 | IAC 2004-2015 | 0.00064622 | 2020 | 0 | 0 | 2020 | 0 | 0 | 2019 CEDARS | Pump Upgrades ¦ All | Pump Upgrades | 1 | 1 | 0 | IAC 2004-2015 | 0 | 0 | 0.83 | 0
Ind11 - Efficient.7 | Ind ¦ Pump Upgrades - Efficient ¦ All | Ind ¦ Pump Upgrades - Efficient | All | All | All | Electric | Efficient pump upgrades | Efficient | 0 | Conventional | MachDr | Ind - Fabricated Metals | Ind | RET Only | 0 | Building Type Consumption (kWh/year) | Consumption (kWh) | 7.6272 | DEER:Indoor_CFL_Ltg | 0.99864 | -5.1134e-07 | 0 | IAC 2004-2015 | 0.0011553 | 2020 | 0 | 0 | 2020 | 0 | 0 | 2019 CEDARS | Pump Upgrades ¦ All | Pump Upgrades | 1 | 1 | 0 | IAC 2004-2015 | 0 | 0 | 0.83 | 0
Ind11 - Efficient.8 | Ind ¦ Pump Upgrades - Efficient ¦ All | Ind ¦ Pump Upgrades - Efficient | All | All | All | Electric | Efficient pump upgrades | Efficient | 0 | Conventional | MachDr | Ind - Primary Metals | Ind | RET Only | 0 | Building Type Consumption (kWh/year) | Consumption (kWh) | 7.6272 | DEER:Indoor_CFL_Ltg | 0.99965 | -1.3172e-07 | 0 | IAC 2004-2015 | 0.0002976 | 2020 | 0 | 0 | 2020 | 0 | 0 | 2019 CEDARS | Pump Upgrades ¦ All | Pump Upgrades | 1 | 1 | 0 | IAC 2004-2015 | 0 | 0 | 0.83 | 0
Ind11 - Efficient.9 | Ind ¦ Pump Upgrades - Efficient ¦ All | Ind ¦ Pump Upgrades - Efficient | All | All | All | Electric | Efficient pump upgrades | Efficient | 0 | Conventional | MachDr | Ind - Industrial Machinery | Ind | RET Only | 0 | Building Type Consumption (kWh/year) | Consumption (kWh) | 7.6272 | DEER:Indoor_CFL_Ltg | 0.99881 | -4.4621e-07 | 0 | IAC 2004-2015 | 0.0010081 | 2020 | 0 | 0 | 2020 | 0 | 0 | 2019 CEDARS | Pump Upgrades ¦ All | Pump Upgrades | 1 | 1 | 0 | IAC 2004-2015 | 0 | 0 | 0.83 | 0
Ind11 - Efficient.10 | Ind ¦ Pump Upgrades - Efficient ¦ All | Ind ¦ Pump Upgrades - Efficient | All | All | All | Electric | Efficient pump upgrades | Efficient | 0 | Conventional | MachDr | Ind - Transportation Equipment | Ind | RET Only | 0 | Building Type Consumption (kWh/year) | Consumption (kWh) | 7.6272 | DEER:Indoor_CFL_Ltg | 0.99963 | -1.3877e-07 | 0 | IAC 2004-2015 | 0.00031354 | 2020 | 0 | 0 | 2020 | 0 | 0 | 2019 CEDARS | Pump Upgrades ¦ All | Pump Upgrades | 1 | 1 | 0 | IAC 2004-2015 | 0 | 0 | 0.83 | 0
Ind11 - Efficient.11 | Ind ¦ Pump Upgrades - Efficient ¦ All | Ind ¦ Pump Upgrades - Efficient | All | All | All | Electric | Efficient pump upgrades | Efficient | 0 | Conventional | MachDr | Ind - Paper | Ind | RET Only | 0 | Building Type Consumption (kWh/year) | Consumption (kWh) | 7.6272 | DEER:Indoor_CFL_Ltg | 0.99788 | -7.9604e-07 | 0 | IAC 2004-2015 | 0.0017985 | 2020 | 0 | 0 | 2020 | 0 | 0 | 2019 CEDARS | Pump Upgrades ¦ All | Pump Upgrades | 1 | 1 | 0 | IAC 2004-2015 | 0 | 0 | 0.83 | 0
Ind11 - Efficient.12 | Ind ¦ Pump Upgrades - Efficient ¦ All | Ind ¦ Pump Upgrades - Efficient | All | All | All | Electric | Efficient pump upgrades | Efficient | 0 | Conventional | MachDr | Ind - Printing & Publishing | Ind | RET Only | 0 | Building Type Consumption (kWh/year) | Consumption (kWh) | 7.6272 | DEER:Indoor_CFL_Ltg | 0.99963 | -1.3845e-07 | 0 | IAC 2004-2015 | 0.00031281 | 2020 | 0 | 0 | 2020 | 0 | 0 | 2019 CEDARS | Pump Upgrades ¦ All | Pump Upgrades | 1 | 1 | 0 | IAC 2004-2015 | 0 | 0 | 0.83 | 0
Ind11 - Efficient.13 | Ind ¦ Pump Upgrades - Efficient ¦ All | Ind ¦ Pump Upgrades - Efficient | All | All | All | Electric | Efficient pump upgrades | Efficient | 0 | Conventional | MachDr | Ind - Textiles | Ind | RET Only | 0 | Building Type Consumption (kWh/year) | Consumption (kWh) | 7.6272 | DEER:Indoor_CFL_Ltg | 0.99992 | -2.8884e-08 | 0 | IAC 2004-2015 | 6.5258e-05 | 2020 | 0 | 0 | 2020 | 0 | 0 | 2019 CEDARS | Pump Upgrades ¦ All | Pump Upgrades | 1 | 1 | 0 | IAC 2004-2015 | 0 | 0 | 0.83 | 0
Ind11 - Efficient.14 | Ind ¦ Pump Upgrades - Efficient ¦ All | Ind ¦ Pump Upgrades - Efficient | All | All | All | Electric | Efficient pump upgrades | Efficient | 0 | Conventional | MachDr | Ind - Lumber & Furniture | Ind | RET Only | 0 | Building Type Consumption (kWh/year) | Consumption (kWh) | 7.6272 | DEER:Indoor_CFL_Ltg | 0.9989 | -4.1563e-07 | 0 | IAC 2004-2015 | 0.00093904 | 2020 | 0 | 0 | 2020 | 0 | 0 | 2019 CEDARS | Pump Upgrades ¦ All | Pump Upgrades | 1 | 1 | 0 | IAC 2004-2015 | 0 | 0 | 0.83 | 0
Ind11 - Efficient.15 | Ind ¦ Pump Upgrades - Efficient ¦ All | Ind ¦ Pump Upgrades - Efficient | All | All | All | Electric | Efficient pump upgrades | Efficient | 0 | Conventional | MachDr | Ind - All Other Industrial | Ind | RET Only | 0 | Building Type Consumption (kWh/year) | Consumption (kWh) | 7.6272 | DEER:Indoor_CFL_Ltg | 0.99863 | -5.1381e-07 | 0 | IAC 2004-2015 | 0.0011609 | 2020 | 0 | 0 | 2020 | 0 | 0 | 2019 CEDARS | Pump Upgrades ¦ All | Pump Upgrades | 1 | 1 | 0 | IAC 2004-2015 | 0 | 0 | 0.83 | 0
Ind12 - Average Existing and Code.1 | Ind ¦ Refrigeration - Average Existing and Code ¦ All | Ind ¦ Refrigeration - Average Existing and Code | All | All | All | Electric | Processes with no controls | Average Existing and Code | 0 | Conventional | ProcRefrig | Ind - Petroleum | Ind | RET Only | 0 | Building Type Consumption (kWh/year) | Consumption (kWh) | 11.9189 | DEER:Indoor_CFL_Ltg | 1 | 0 | 0 | IAC 2004-2015 | 0 | 2020 | 0 | 0 | 2020 | 0 | 0 | 2019 CEDARS | Refrigeration ¦ All | Refrigeration | 1 | 1 | 1 | IAC 2004-2015 | 0 | 0 | 0.65 | 0
Ind12 - Average Existing and Code.2 | Ind ¦ Refrigeration - Average Existing and Code ¦ All | Ind ¦ Refrigeration - Average Existing and Code | All | All | All | Electric | Processes with no controls | Average Existing and Code | 0 | Conventional | ProcRefrig | Ind - Electronics | Ind | RET Only | 0 | Building Type Consumption (kWh/year) | Consumption (kWh) | 11.9189 | DEER:Indoor_CFL_Ltg | 1 | 0 | 0 | IAC 2004-2015 | 0 | 2020 | 0 | 0 | 2020 | 0 | 0 | 2019 CEDARS | Refrigeration ¦ All | Refrigeration | 1 | 1 | 1 | IAC 2004-2015 | 0 | 0 | 0.65 | 0
Ind12 - Average Existing and Code.3 | Ind ¦ Refrigeration - Average Existing and Code ¦ All | Ind ¦ Refrigeration - Average Existing and Code | All | All | All | Electric | Processes with no controls | Average Existing and Code | 0 | Conventional | ProcRefrig | Ind - Stone-Glass-Clay | Ind | RET Only | 0 | Building Type Consumption (kWh/year) | Consumption (kWh) | 11.9189 | DEER:Indoor_CFL_Ltg | 1 | 0 | 0 | IAC 2004-2015 | 0 | 2020 | 0 | 0 | 2020 | 0 | 0 | 2019 CEDARS | Refrigeration ¦ All | Refrigeration | 1 | 1 | 1 | IAC 2004-2015 | 0 | 0 | 0.65 | 0
Ind12 - Average Existing and Code.4 | Ind ¦ Refrigeration - Average Existing and Code ¦ All | Ind ¦ Refrigeration - Average Existing and Code | All | All | All | Electric | Processes with no controls | Average Existing and Code | 0 | Conventional | ProcRefrig | Ind - Chemicals | Ind | RET Only | 0 | Building Type Consumption (kWh/year) | Consumption (kWh) | 11.9189 | DEER:Indoor_CFL_Ltg | 1 | 0 | 0 | IAC 2004-2015 | 0 | 2020 | 0 | 0 | 2020 | 0 | 0 | 2019 CEDARS | Refrigeration ¦ All | Refrigeration | 1 | 1 | 1 | IAC 2004-2015 | 0 | 0 | 0.65 | 0
Ind12 - Average Existing and Code.5 | Ind ¦ Refrigeration - Average Existing and Code ¦ All | Ind ¦ Refrigeration - Average Existing and Code | All | All | All | Electric | Processes with no controls | Average Existing and Code | 0 | Conventional | ProcRefrig | Ind - Plastics | Ind | RET Only | 0 | Building Type Consumption (kWh/year) | Consumption (kWh) | 11.9189 | DEER:Indoor_CFL_Ltg | 1 | 0 | 0 | IAC 2004-2015 | 0 | 2020 | 0 | 0 | 2020 | 0 | 0 | 2019 CEDARS | Refrigeration ¦ All | Refrigeration | 1 | 1 | 1 | IAC 2004-2015 | 0 | 0 | 0.65 | 0
Ind12 - Average Existing and Code.6 | Ind ¦ Refrigeration - Average Existing and Code ¦ All | Ind ¦ Refrigeration - Average Existing and Code | All | All | All | Electric | Processes with no controls | Average Existing and Code | 0 | Conventional | ProcRefrig | Ind - Fabricated Metals | Ind | RET Only | 0 | Building Type Consumption (kWh/year) | Consumption (kWh) | 11.9189 | DEER:Indoor_CFL_Ltg | 1 | 0 | 0 | IAC 2004-2015 | 0 | 2020 | 0 | 0 | 2020 | 0 | 0 | 2019 CEDARS | Refrigeration ¦ All | Refrigeration | 1 | 1 | 1 | IAC 2004-2015 | 0 | 0 | 0.65 | 0
Ind12 - Average Existing and Code.7 | Ind ¦ Refrigeration - Average Existing and Code ¦ All | Ind ¦ Refrigeration - Average Existing and Code | All | All | All | Electric | Processes with no controls | Average Existing and Code | 0 | Conventional | ProcRefrig | Ind - Primary Metals | Ind | RET Only | 0 | Building Type Consumption (kWh/year) | Consumption (kWh) | 11.9189 | DEER:Indoor_CFL_Ltg | 1 | 0 | 0 | IAC 2004-2015 | 0 | 2020 | 0 | 0 | 2020 | 0 | 0 | 2019 CEDARS | Refrigeration ¦ All | Refrigeration | 1 | 1 | 1 | IAC 2004-2015 | 0 | 0 | 0.65 | 0
Ind12 - Average Existing and Code.8 | Ind ¦ Refrigeration - Average Existing and Code ¦ All | Ind ¦ Refrigeration - Average Existing and Code | All | All | All | Electric | Processes with no controls | Average Existing and Code | 0 | Conventional | ProcRefrig | Ind - Industrial Machinery | Ind | RET Only | 0 | Building Type Consumption (kWh/year) | Consumption (kWh) | 11.9189 | DEER:Indoor_CFL_Ltg | 1 | 0 | 0 | IAC 2004-2015 | 0 | 2020 | 0 | 0 | 2020 | 0 | 0 | 2019 CEDARS | Refrigeration ¦ All | Refrigeration | 1 | 1 | 1 | IAC 2004-2015 | 0 | 0 | 0.65 | 0
Ind12 - Average Existing and Code.9 | Ind ¦ Refrigeration - Average Existing and Code ¦ All | Ind ¦ Refrigeration - Average Existing and Code | All | All | All | Electric | Processes with no controls | Average Existing and Code | 0 | Conventional | ProcRefrig | Ind - Transportation Equipment | Ind | RET Only | 0 | Building Type Consumption (kWh/year) | Consumption (kWh) | 11.9189 | DEER:Indoor_CFL_Ltg | 1 | 0 | 0 | IAC 2004-2015 | 0 | 2020 | 0 | 0 | 2020 | 0 | 0 | 2019 CEDARS | Refrigeration ¦ All | Refrigeration | 1 | 1 | 1 | IAC 2004-2015 | 0 | 0 | 0.65 | 0
Ind12 - Average Existing and Code.10 | Ind ¦ Refrigeration - Average Existing and Code ¦ All | Ind ¦ Refrigeration - Average Existing and Code | All | All | All | Electric | Processes with no controls | Average Existing and Code | 0 | Conventional | ProcRefrig | Ind - Paper | Ind | RET Only | 0 | Building Type Consumption (kWh/year) | Consumption (kWh) | 11.9189 | DEER:Indoor_CFL_Ltg | 1 | 0 | 0 | IAC 2004-2015 | 0 | 2020 | 0 | 0 | 2020 | 0 | 0 | 2019 CEDARS | Refrigeration ¦ All | Refrigeration | 1 | 1 | 1 | IAC 2004-2015 | 0 | 0 | 0.65 | 0
Ind12 - Average Existing and Code.11 | Ind ¦ Refrigeration - Average Existing and Code ¦ All | Ind ¦ Refrigeration - Average Existing and Code | All | All | All | Electric | Processes with no controls | Average Existing and Code | 0 | Conventional | ProcRefrig | Ind - Printing & Publishing | Ind | RET Only | 0 | Building Type Consumption (kWh/year) | Consumption (kWh) | 11.9189 | DEER:Indoor_CFL_Ltg | 1 | 0 | 0 | IAC 2004-2015 | 0 | 2020 | 0 | 0 | 2020 | 0 | 0 | 2019 CEDARS | Refrigeration ¦ All | Refrigeration | 1 | 1 | 1 | IAC 2004-2015 | 0 | 0 | 0.65 | 0
Ind12 - Average Existing and Code.12 | Ind ¦ Refrigeration - Average Existing and Code ¦ All | Ind ¦ Refrigeration - Average Existing and Code | All | All | All | Electric | Processes with no controls | Average Existing and Code | 0 | Conventional | ProcRefrig | Ind - Textiles | Ind | RET Only | 0 | Building Type Consumption (kWh/year) | Consumption (kWh) | 11.9189 | DEER:Indoor_CFL_Ltg | 1 | 0 | 0 | IAC 2004-2015 | 0 | 2020 | 0 | 0 | 2020 | 0 | 0 | 2019 CEDARS | Refrigeration ¦ All | Refrigeration | 1 | 1 | 1 | IAC 2004-2015 | 0 | 0 | 0.65 | 0
Ind12 - Average Existing and Code.13 | Ind ¦ Refrigeration - Average Existing and Code ¦ All | Ind ¦ Refrigeration - Average Existing and Code | All | All | All | Electric | Processes with no controls | Average Existing and Code | 0 | Conventional | ProcRefrig | Ind - Lumber & Furniture | Ind | RET Only | 0 | Building Type Consumption (kWh/year) | Consumption (kWh) | 11.9189 | DEER:Indoor_CFL_Ltg | 1 | 0 | 0 | IAC 2004-2015 | 0 | 2020 | 0 | 0 | 2020 | 0 | 0 | 2019 CEDARS | Refrigeration ¦ All | Refrigeration | 1 | 1 | 1 | IAC 2004-2015 | 0 | 0 | 0.65 | 0
Ind12 - Average Existing and Code.14 | Ind ¦ Refrigeration - Average Existing and Code ¦ All | Ind ¦ Refrigeration - Average Existing and Code | All | All | All | Electric | Processes with no controls | Average Existing and Code | 0 | Conventional | ProcRefrig | Ind - All Other Industrial | Ind | RET Only | 0 | Building Type Consumption (kWh/year) | Consumption (kWh) | 11.9189 | DEER:Indoor_CFL_Ltg | 1 | 0 | 0 | IAC 2004-2015 | 0 | 2020 | 0 | 0 | 2020 | 0 | 0 | 2019 CEDARS | Refrigeration ¦ All | Refrigeration | 1 | 1 | 1 | IAC 2004-2015 | 0 | 0 | 0.65 | 0
Ind12 - Efficient.1 | Ind ¦ Refrigeration - Efficient ¦ All | Ind ¦ Refrigeration - Efficient | All | All | All | Electric | Processes with optimization controls | Efficient | 0 | Conventional | ProcRefrig | Ind - Petroleum | Ind | RET Only | 0 | Building Type Consumption (kWh/year) | Consumption (kWh) | 11.9189 | DEER:Indoor_CFL_Ltg | 1 | 0 | 0 | IAC 2004-2015 | 0 | 2020 | 0 | 0 | 2020 | 0 | 0 | 2019 CEDARS | Refrigeration ¦ All | Refrigeration | 1 | 1 | 0 | IAC 2004-2015 | 0 | 0 | 0.65 | 0
Ind12 - Efficient.2 | Ind ¦ Refrigeration - Efficient ¦ All | Ind ¦ Refrigeration - Efficient | All | All | All | Electric | Processes with optimization controls | Efficient | 0 | Conventional | ProcRefrig | Ind - Electronics | Ind | RET Only | 0 | Building Type Consumption (kWh/year) | Consumption (kWh) | 11.9189 | DEER:Indoor_CFL_Ltg | 0.99961 | -3.4828e-07 | 0 | IAC 2004-2015 | 0.00036147 | 2020 | 0 | 0 | 2020 | 0 | 0 | 2019 CEDARS | Refrigeration ¦ All | Refrigeration | 1 | 1 | 0 | IAC 2004-2015 | 0 | 0 | 0.65 | 0
Ind12 - Efficient.3 | Ind ¦ Refrigeration - Efficient ¦ All | Ind ¦ Refrigeration - Efficient | All | All | All | Electric | Processes with optimization controls | Efficient | 0 | Conventional | ProcRefrig | Ind - Stone-Glass-Clay | Ind | RET Only | 0 | Building Type Consumption (kWh/year) | Consumption (kWh) | 11.9189 | DEER:Indoor_CFL_Ltg | 0.99994 | -5.4545e-08 | 0 | IAC 2004-2015 | 5.6611e-05 | 2020 | 0 | 0 | 2020 | 0 | 0 | 2019 CEDARS | Refrigeration ¦ All | Refrigeration | 1 | 1 | 0 | IAC 2004-2015 | 0 | 0 | 0.65 | 0
Ind12 - Efficient.4 | Ind ¦ Refrigeration - Efficient ¦ All | Ind ¦ Refrigeration - Efficient | All | All | All | Electric | Processes with optimization controls | Efficient | 0 | Conventional | ProcRefrig | Ind - Chemicals | Ind | RET Only | 0 | Building Type Consumption (kWh/year) | Consumption (kWh) | 11.9189 | DEER:Indoor_CFL_Ltg | 0.99967 | -2.8985e-07 | 0 | IAC 2004-2015 | 0.00030082 | 2020 | 0 | 0 | 2020 | 0 | 0 | 2019 CEDARS | Refrigeration ¦ All | Refrigeration | 1 | 1 | 0 | IAC 2004-2015 | 0 | 0 | 0.65 | 0
Ind12 - Efficient.5 | Ind ¦ Refrigeration - Efficient ¦ All | Ind ¦ Refrigeration - Efficient | All | All | All | Electric | Processes with optimization controls | Efficient | 0 | Conventional | ProcRefrig | Ind - Plastics | Ind | RET Only | 0 | Building Type Consumption (kWh/year) | Consumption (kWh) | 11.9189 | DEER:Indoor_CFL_Ltg | 0.99961 | -3.495e-07 | 0 | IAC 2004-2015 | 0.00036273 | 2020 | 0 | 0 | 2020 | 0 | 0 | 2019 CEDARS | Refrigeration ¦ All | Refrigeration | 1 | 1 | 0 | IAC 2004-2015 | 0 | 0 | 0.65 | 0
Ind12 - Efficient.6 | Ind ¦ Refrigeration - Efficient ¦ All | Ind ¦ Refrigeration - Efficient | All | All | All | Electric | Processes with optimization controls | Efficient | 0 | Conventional | ProcRefrig | Ind - Fabricated Metals | Ind | RET Only | 0 | Building Type Consumption (kWh/year) | Consumption (kWh) | 11.9189 | DEER:Indoor_CFL_Ltg | 0.99909 | -8.0584e-07 | 0 | IAC 2004-2015 | 0.00083636 | 2020 | 0 | 0 | 2020 | 0 | 0 | 2019 CEDARS | Refrigeration ¦ All | Refrigeration | 1 | 1 | 0 | IAC 2004-2015 | 0 | 0 | 0.65 | 0
Ind12 - Efficient.7 | Ind ¦ Refrigeration - Efficient ¦ All | Ind ¦ Refrigeration - Efficient | All | All | All | Electric | Processes with optimization controls | Efficient | 0 | Conventional | ProcRefrig | Ind - Primary Metals | Ind | RET Only | 0 | Building Type Consumption (kWh/year) | Consumption (kWh) | 11.9189 | DEER:Indoor_CFL_Ltg | 0.99962 | -3.3749e-07 | 0 | IAC 2004-2015 | 0.00035027 | 2020 | 0 | 0 | 2020 | 0 | 0 | 2019 CEDARS | Refrigeration ¦ All | Refrigeration | 1 | 1 | 0 | IAC 2004-2015 | 0 | 0 | 0.65 | 0
Ind12 - Efficient.8 | Ind ¦ Refrigeration - Efficient ¦ All | Ind ¦ Refrigeration - Efficient | All | All | All | Electric | Processes with optimization controls | Efficient | 0 | Conventional | ProcRefrig | Ind - Industrial Machinery | Ind | RET Only | 0 | Building Type Consumption (kWh/year) | Consumption (kWh) | 11.9189 | DEER:Indoor_CFL_Ltg | 0.99909 | -8.0462e-07 | 0 | IAC 2004-2015 | 0.0008351 | 2020 | 0 | 0 | 2020 | 0 | 0 | 2019 CEDARS | Refrigeration ¦ All | Refrigeration | 1 | 1 | 0 | IAC 2004-2015 | 0 | 0 | 0.65 | 0
Ind12 - Efficient.9 | Ind ¦ Refrigeration - Efficient ¦ All | Ind ¦ Refrigeration - Efficient | All | All | All | Electric | Processes with optimization controls | Efficient | 0 | Conventional | ProcRefrig | Ind - Transportation Equipment | Ind | RET Only | 0 | Building Type Consumption (kWh/year) | Consumption (kWh) | 11.9189 | DEER:Indoor_CFL_Ltg | 0.99946 | -4.7858e-07 | 0 | IAC 2004-2015 | 0.00049671 | 2020 | 0 | 0 | 2020 | 0 | 0 | 2019 CEDARS | Refrigeration ¦ All | Refrigeration | 1 | 1 | 0 | IAC 2004-2015 | 0 | 0 | 0.65 | 0
Ind12 - Efficient.10 | Ind ¦ Refrigeration - Efficient ¦ All | Ind ¦ Refrigeration - Efficient | All | All | All | Electric | Processes with optimization controls | Efficient | 0 | Conventional | ProcRefrig | Ind - Paper | Ind | RET Only | 0 | Building Type Consumption (kWh/year) | Consumption (kWh) | 11.9189 | DEER:Indoor_CFL_Ltg | 0.99999 | -7.3031e-09 | 0 | IAC 2004-2015 | 7.5797e-06 | 2020 | 0 | 0 | 2020 | 0 | 0 | 2019 CEDARS | Refrigeration ¦ All | Refrigeration | 1 | 1 | 0 | IAC 2004-2015 | 0 | 0 | 0.65 | 0
Ind12 - Efficient.11 | Ind ¦ Refrigeration - Efficient ¦ All | Ind ¦ Refrigeration - Efficient | All | All | All | Electric | Processes with optimization controls | Efficient | 0 | Conventional | ProcRefrig | Ind - Printing & Publishing | Ind | RET Only | 0 | Building Type Consumption (kWh/year) | Consumption (kWh) | 11.9189 | DEER:Indoor_CFL_Ltg | 0.9991 | -7.9658e-07 | 0 | IAC 2004-2015 | 0.00082675 | 2020 | 0 | 0 | 2020 | 0 | 0 | 2019 CEDARS | Refrigeration ¦ All | Refrigeration | 1 | 1 | 0 | IAC 2004-2015 | 0 | 0 | 0.65 | 0
Ind12 - Efficient.12 | Ind ¦ Refrigeration - Efficient ¦ All | Ind ¦ Refrigeration - Efficient | All | All | All | Electric | Processes with optimization controls | Efficient | 0 | Conventional | ProcRefrig | Ind - Textiles | Ind | RET Only | 0 | Building Type Consumption (kWh/year) | Consumption (kWh) | 11.9189 | DEER:Indoor_CFL_Ltg | 0.99993 | -6.5157e-08 | 0 | IAC 2004-2015 | 6.7625e-05 | 2020 | 0 | 0 | 2020 | 0 | 0 | 2019 CEDARS | Refrigeration ¦ All | Refrigeration | 1 | 1 | 0 | IAC 2004-2015 | 0 | 0 | 0.65 | 0
Ind12 - Efficient.13 | Ind ¦ Refrigeration - Efficient ¦ All | Ind ¦ Refrigeration - Efficient | All | All | All | Electric | Processes with optimization controls | Efficient | 0 | Conventional | ProcRefrig | Ind - Lumber & Furniture | Ind | RET Only | 0 | Building Type Consumption (kWh/year) | Consumption (kWh) | 11.9189 | DEER:Indoor_CFL_Ltg | 0.99992 | -7.2489e-08 | 0 | IAC 2004-2015 | 7.5234e-05 | 2020 | 0 | 0 | 2020 | 0 | 0 | 2019 CEDARS | Refrigeration ¦ All | Refrigeration | 1 | 1 | 0 | IAC 2004-2015 | 0 | 0 | 0.65 | 0
Ind12 - Efficient.14 | Ind ¦ Refrigeration - Efficient ¦ All | Ind ¦ Refrigeration - Efficient | All | All | All | Electric | Processes with optimization controls | Efficient | 0 | Conventional | ProcRefrig | Ind - All Other Industrial | Ind | RET Only | 0 | Building Type Consumption (kWh/year) | Consumption (kWh) | 11.9189 | DEER:Indoor_CFL_Ltg | 0.99956 | -3.9188e-07 | 0 | IAC 2004-2015 | 0.00040672 | 2020 | 0 | 0 | 2020 | 0 | 0 | 2019 CEDARS | Refrigeration ¦ All | Refrigeration | 1 | 1 | 0 | IAC 2004-2015 | 0 | 0 | 0.65 | 0
Ind13 - Average Existing and Code.1 | Ind ¦ Energy Efficient Aerator - Average Existing and Code ¦ All | Ind ¦ Energy Efficient Aerator - Average Existing and Code | All | All | All | Electric | Wrong size pumps and/or no optimization controls | Average Existing and Code | 0 | Conventional | MachDr | Ind - Petroleum | Ind | RET Only | 0 | Building Type Consumption (kWh/year) | Consumption (kWh) | 14 | DEER:Indoor_CFL_Ltg | 1 | 0 | 0 | IAC 2004-2015 | 0 | 2020 | 0 | 0 | 2020 | 0 | 0 | 2019 CEDARS | Energy Efficient Aerator ¦ All | Energy Efficient Aerator | 1 | 1 | 1 | IAC 2004-2015 | 0 | 0 | 0.79 | 0
Ind13 - Average Existing and Code.2 | Ind ¦ Energy Efficient Aerator - Average Existing and Code ¦ All | Ind ¦ Energy Efficient Aerator - Average Existing and Code | All | All | All | Electric | Wrong size pumps and/or no optimization controls | Average Existing and Code | 0 | Conventional | MachDr | Ind - Food | Ind | RET Only | 0 | Building Type Consumption (kWh/year) | Consumption (kWh) | 14 | DEER:Indoor_CFL_Ltg | 1 | 0 | 0 | IAC 2004-2015 | 0 | 2020 | 0 | 0 | 2020 | 0 | 0 | 2019 CEDARS | Energy Efficient Aerator ¦ All | Energy Efficient Aerator | 1 | 1 | 1 | IAC 2004-2015 | 0 | 0 | 0.79 | 0
Ind13 - Average Existing and Code.3 | Ind ¦ Energy Efficient Aerator - Average Existing and Code ¦ All | Ind ¦ Energy Efficient Aerator - Average Existing and Code | All | All | All | Electric | Wrong size pumps and/or no optimization controls | Average Existing and Code | 0 | Conventional | MachDr | Ind - Electronics | Ind | RET Only | 0 | Building Type Consumption (kWh/year) | Consumption (kWh) | 14 | DEER:Indoor_CFL_Ltg | 1 | 0 | 0 | IAC 2004-2015 | 0 | 2020 | 0 | 0 | 2020 | 0 | 0 | 2019 CEDARS | Energy Efficient Aerator ¦ All | Energy Efficient Aerator | 1 | 1 | 1 | IAC 2004-2015 | 0 | 0 | 0.79 | 0
Ind13 - Average Existing and Code.4 | Ind ¦ Energy Efficient Aerator - Average Existing and Code ¦ All | Ind ¦ Energy Efficient Aerator - Average Existing and Code | All | All | All | Electric | Wrong size pumps and/or no optimization controls | Average Existing and Code | 0 | Conventional | MachDr | Ind - Stone-Glass-Clay | Ind | RET Only | 0 | Building Type Consumption (kWh/year) | Consumption (kWh) | 14 | DEER:Indoor_CFL_Ltg | 1 | 0 | 0 | IAC 2004-2015 | 0 | 2020 | 0 | 0 | 2020 | 0 | 0 | 2019 CEDARS | Energy Efficient Aerator ¦ All | Energy Efficient Aerator | 1 | 1 | 1 | IAC 2004-2015 | 0 | 0 | 0.79 | 0
Ind13 - Average Existing and Code.5 | Ind ¦ Energy Efficient Aerator - Average Existing and Code ¦ All | Ind ¦ Energy Efficient Aerator - Average Existing and Code | All | All | All | Electric | Wrong size pumps and/or no optimization controls | Average Existing and Code | 0 | Conventional | MachDr | Ind - Chemicals | Ind | RET Only | 0 | Building Type Consumption (kWh/year) | Consumption (kWh) | 14 | DEER:Indoor_CFL_Ltg | 1 | 0 | 0 | IAC 2004-2015 | 0 | 2020 | 0 | 0 | 2020 | 0 | 0 | 2019 CEDARS | Energy Efficient Aerator ¦ All | Energy Efficient Aerator | 1 | 1 | 1 | IAC 2004-2015 | 0 | 0 | 0.79 | 0
Ind13 - Average Existing and Code.6 | Ind ¦ Energy Efficient Aerator - Average Existing and Code ¦ All | Ind ¦ Energy Efficient Aerator - Average Existing and Code | All | All | All | Electric | Wrong size pumps and/or no optimization controls | Average Existing and Code | 0 | Conventional | MachDr | Ind - Plastics | Ind | RET Only | 0 | Building Type Consumption (kWh/year) | Consumption (kWh) | 14 | DEER:Indoor_CFL_Ltg | 1 | 0 | 0 | IAC 2004-2015 | 0 | 2020 | 0 | 0 | 2020 | 0 | 0 | 2019 CEDARS | Energy Efficient Aerator ¦ All | Energy Efficient Aerator | 1 | 1 | 1 | IAC 2004-2015 | 0 | 0 | 0.79 | 0
Ind13 - Average Existing and Code.7 | Ind ¦ Energy Efficient Aerator - Average Existing and Code ¦ All | Ind ¦ Energy Efficient Aerator - Average Existing and Code | All | All | All | Electric | Wrong size pumps and/or no optimization controls | Average Existing and Code | 0 | Conventional | MachDr | Ind - Fabricated Metals | Ind | RET Only | 0 | Building Type Consumption (kWh/year) | Consumption (kWh) | 14 | DEER:Indoor_CFL_Ltg | 1 | 0 | 0 | IAC 2004-2015 | 0 | 2020 | 0 | 0 | 2020 | 0 | 0 | 2019 CEDARS | Energy Efficient Aerator ¦ All | Energy Efficient Aerator | 1 | 1 | 1 | IAC 2004-2015 | 0 | 0 | 0.79 | 0
Ind13 - Average Existing and Code.8 | Ind ¦ Energy Efficient Aerator - Average Existing and Code ¦ All | Ind ¦ Energy Efficient Aerator - Average Existing and Code | All | All | All | Electric | Wrong size pumps and/or no optimization controls | Average Existing and Code | 0 | Conventional | MachDr | Ind - Primary Metals | Ind | RET Only | 0 | Building Type Consumption (kWh/year) | Consumption (kWh) | 14 | DEER:Indoor_CFL_Ltg | 1 | 0 | 0 | IAC 2004-2015 | 0 | 2020 | 0 | 0 | 2020 | 0 | 0 | 2019 CEDARS | Energy Efficient Aerator ¦ All | Energy Efficient Aerator | 1 | 1 | 1 | IAC 2004-2015 | 0 | 0 | 0.79 | 0
Ind13 - Average Existing and Code.9 | Ind ¦ Energy Efficient Aerator - Average Existing and Code ¦ All | Ind ¦ Energy Efficient Aerator - Average Existing and Code | All | All | All | Electric | Wrong size pumps and/or no optimization controls | Average Existing and Code | 0 | Conventional | MachDr | Ind - Industrial Machinery | Ind | RET Only | 0 | Building Type Consumption (kWh/year) | Consumption (kWh) | 14 | DEER:Indoor_CFL_Ltg | 1 | 0 | 0 | IAC 2004-2015 | 0 | 2020 | 0 | 0 | 2020 | 0 | 0 | 2019 CEDARS | Energy Efficient Aerator ¦ All | Energy Efficient Aerator | 1 | 1 | 1 | IAC 2004-2015 | 0 | 0 | 0.79 | 0
Ind13 - Average Existing and Code.10 | Ind ¦ Energy Efficient Aerator - Average Existing and Code ¦ All | Ind ¦ Energy Efficient Aerator - Average Existing and Code | All | All | All | Electric | Wrong size pumps and/or no optimization controls | Average Existing and Code | 0 | Conventional | MachDr | Ind - Transportation Equipment | Ind | RET Only | 0 | Building Type Consumption (kWh/year) | Consumption (kWh) | 14 | DEER:Indoor_CFL_Ltg | 1 | 0 | 0 | IAC 2004-2015 | 0 | 2020 | 0 | 0 | 2020 | 0 | 0 | 2019 CEDARS | Energy Efficient Aerator ¦ All | Energy Efficient Aerator | 1 | 1 | 1 | IAC 2004-2015 | 0 | 0 | 0.79 | 0
Ind13 - Average Existing and Code.11 | Ind ¦ Energy Efficient Aerator - Average Existing and Code ¦ All | Ind ¦ Energy Efficient Aerator - Average Existing and Code | All | All | All | Electric | Wrong size pumps and/or no optimization controls | Average Existing and Code | 0 | Conventional | MachDr | Ind - Paper | Ind | RET Only | 0 | Building Type Consumption (kWh/year) | Consumption (kWh) | 14 | DEER:Indoor_CFL_Ltg | 1 | 0 | 0 | IAC 2004-2015 | 0 | 2020 | 0 | 0 | 2020 | 0 | 0 | 2019 CEDARS | Energy Efficient Aerator ¦ All | Energy Efficient Aerator | 1 | 1 | 1 | IAC 2004-2015 | 0 | 0 | 0.79 | 0
Ind13 - Average Existing and Code.12 | Ind ¦ Energy Efficient Aerator - Average Existing and Code ¦ All | Ind ¦ Energy Efficient Aerator - Average Existing and Code | All | All | All | Electric | Wrong size pumps and/or no optimization controls | Average Existing and Code | 0 | Conventional | MachDr | Ind - Printing & Publishing | Ind | RET Only | 0 | Building Type Consumption (kWh/year) | Consumption (kWh) | 14 | DEER:Indoor_CFL_Ltg | 1 | 0 | 0 | IAC 2004-2015 | 0 | 2020 | 0 | 0 | 2020 | 0 | 0 | 2019 CEDARS | Energy Efficient Aerator ¦ All | Energy Efficient Aerator | 1 | 1 | 1 | IAC 2004-2015 | 0 | 0 | 0.79 | 0
Ind13 - Average Existing and Code.13 | Ind ¦ Energy Efficient Aerator - Average Existing and Code ¦ All | Ind ¦ Energy Efficient Aerator - Average Existing and Code | All | All | All | Electric | Wrong size pumps and/or no optimization controls | Average Existing and Code | 0 | Conventional | MachDr | Ind - Textiles | Ind | RET Only | 0 | Building Type Consumption (kWh/year) | Consumption (kWh) | 14 | DEER:Indoor_CFL_Ltg | 1 | 0 | 0 | IAC 2004-2015 | 0 | 2020 | 0 | 0 | 2020 | 0 | 0 | 2019 CEDARS | Energy Efficient Aerator ¦ All | Energy Efficient Aerator | 1 | 1 | 1 | IAC 2004-2015 | 0 | 0 | 0.79 | 0
Ind13 - Average Existing and Code.14 | Ind ¦ Energy Efficient Aerator - Average Existing and Code ¦ All | Ind ¦ Energy Efficient Aerator - Average Existing and Code | All | All | All | Electric | Wrong size pumps and/or no optimization controls | Average Existing and Code | 0 | Conventional | MachDr | Ind - Lumber & Furniture | Ind | RET Only | 0 | Building Type Consumption (kWh/year) | Consumption (kWh) | 14 | DEER:Indoor_CFL_Ltg | 1 | 0 | 0 | IAC 2004-2015 | 0 | 2020 | 0 | 0 | 2020 | 0 | 0 | 2019 CEDARS | Energy Efficient Aerator ¦ All | Energy Efficient Aerator | 1 | 1 | 1 | IAC 2004-2015 | 0 | 0 | 0.79 | 0
Ind13 - Average Existing and Code.15 | Ind ¦ Energy Efficient Aerator - Average Existing and Code ¦ All | Ind ¦ Energy Efficient Aerator - Average Existing and Code | All | All | All | Electric | Wrong size pumps and/or no optimization controls | Average Existing and Code | 0 | Conventional | MachDr | Ind - All Other Industrial | Ind | RET Only | 0 | Building Type Consumption (kWh/year) | Consumption (kWh) | 14 | DEER:Indoor_CFL_Ltg | 1 | 0 | 0 | IAC 2004-2015 | 0 | 2020 | 0 | 0 | 2020 | 0 | 0 | 2019 CEDARS | Energy Efficient Aerator ¦ All | Energy Efficient Aerator | 1 | 1 | 1 | IAC 2004-2015 | 0 | 0 | 0.79 | 0
Ind13 - Efficient.1 | Ind ¦ Energy Efficient Aerator - Efficient ¦ All | Ind ¦ Energy Efficient Aerator - Efficient | All | All | All | Electric | Correct size pumps and/or optimization controls | Efficient | 0 | Conventional | MachDr | Ind - Petroleum | Ind | RET Only | 0 | Building Type Consumption (kWh/year) | Consumption (kWh) | 14 | DEER:Indoor_CFL_Ltg | 1 | 0 | 0 | IAC 2004-2015 | 0 | 2020 | 0 | 0 | 2020 | 0 | 0 | 2019 CEDARS | Energy Efficient Aerator ¦ All | Energy Efficient Aerator | 1 | 1 | 0 | IAC 2004-2015 | 0 | 0 | 0.79 | 0
Ind13 - Efficient.2 | Ind ¦ Energy Efficient Aerator - Efficient ¦ All | Ind ¦ Energy Efficient Aerator - Efficient | All | All | All | Electric | Correct size pumps and/or optimization controls | Efficient | 0 | Conventional | MachDr | Ind - Food | Ind | RET Only | 0 | Building Type Consumption (kWh/year) | Consumption (kWh) | 14 | DEER:Indoor_CFL_Ltg | 0.98398 | -6.027e-06 | 0 | IAC 2004-2015 | 0.014098 | 2020 | 0 | 0 | 2020 | 0 | 0 | 2019 CEDARS | Energy Efficient Aerator ¦ All | Energy Efficient Aerator | 1 | 1 | 0 | IAC 2004-2015 | 0 | 0 | 0.79 | 0
Ind13 - Efficient.3 | Ind ¦ Energy Efficient Aerator - Efficient ¦ All | Ind ¦ Energy Efficient Aerator - Efficient | All | All | All | Electric | Correct size pumps and/or optimization controls | Efficient | 0 | Conventional | MachDr | Ind - Electronics | Ind | RET Only | 0 | Building Type Consumption (kWh/year) | Consumption (kWh) | 14 | DEER:Indoor_CFL_Ltg | 1 | 0 | 0 | IAC 2004-2015 | 0 | 2020 | 0 | 0 | 2020 | 0 | 0 | 2019 CEDARS | Energy Efficient Aerator ¦ All | Energy Efficient Aerator | 1 | 1 | 0 | IAC 2004-2015 | 0 | 0 | 0.79 | 0
Ind13 - Efficient.4 | Ind ¦ Energy Efficient Aerator - Efficient ¦ All | Ind ¦ Energy Efficient Aerator - Efficient | All | All | All | Electric | Correct size pumps and/or optimization controls | Efficient | 0 | Conventional | MachDr | Ind - Stone-Glass-Clay | Ind | RET Only | 0 | Building Type Consumption (kWh/year) | Consumption (kWh) | 14 | DEER:Indoor_CFL_Ltg | 1 | 0 | 0 | IAC 2004-2015 | 0 | 2020 | 0 | 0 | 2020 | 0 | 0 | 2019 CEDARS | Energy Efficient Aerator ¦ All | Energy Efficient Aerator | 1 | 1 | 0 | IAC 2004-2015 | 0 | 0 | 0.79 | 0
Ind13 - Efficient.5 | Ind ¦ Energy Efficient Aerator - Efficient ¦ All | Ind ¦ Energy Efficient Aerator - Efficient | All | All | All | Electric | Correct size pumps and/or optimization controls | Efficient | 0 | Conventional | MachDr | Ind - Chemicals | Ind | RET Only | 0 | Building Type Consumption (kWh/year) | Consumption (kWh) | 14 | DEER:Indoor_CFL_Ltg | 1 | 0 | 0 | IAC 2004-2015 | 0 | 2020 | 0 | 0 | 2020 | 0 | 0 | 2019 CEDARS | Energy Efficient Aerator ¦ All | Energy Efficient Aerator | 1 | 1 | 0 | IAC 2004-2015 | 0 | 0 | 0.79 | 0
Ind13 - Efficient.6 | Ind ¦ Energy Efficient Aerator - Efficient ¦ All | Ind ¦ Energy Efficient Aerator - Efficient | All | All | All | Electric | Correct size pumps and/or optimization controls | Efficient | 0 | Conventional | MachDr | Ind - Plastics | Ind | RET Only | 0 | Building Type Consumption (kWh/year) | Consumption (kWh) | 14 | DEER:Indoor_CFL_Ltg | 1 | 0 | 0 | IAC 2004-2015 | 0 | 2020 | 0 | 0 | 2020 | 0 | 0 | 2019 CEDARS | Energy Efficient Aerator ¦ All | Energy Efficient Aerator | 1 | 1 | 0 | IAC 2004-2015 | 0 | 0 | 0.79 | 0
Ind13 - Efficient.7 | Ind ¦ Energy Efficient Aerator - Efficient ¦ All | Ind ¦ Energy Efficient Aerator - Efficient | All | All | All | Electric | Correct size pumps and/or optimization controls | Efficient | 0 | Conventional | MachDr | Ind - Fabricated Metals | Ind | RET Only | 0 | Building Type Consumption (kWh/year) | Consumption (kWh) | 14 | DEER:Indoor_CFL_Ltg | 1 | 0 | 0 | IAC 2004-2015 | 0 | 2020 | 0 | 0 | 2020 | 0 | 0 | 2019 CEDARS | Energy Efficient Aerator ¦ All | Energy Efficient Aerator | 1 | 1 | 0 | IAC 2004-2015 | 0 | 0 | 0.79 | 0
Ind13 - Efficient.8 | Ind ¦ Energy Efficient Aerator - Efficient ¦ All | Ind ¦ Energy Efficient Aerator - Efficient | All | All | All | Electric | Correct size pumps and/or optimization controls | Efficient | 0 | Conventional | MachDr | Ind - Primary Metals | Ind | RET Only | 0 | Building Type Consumption (kWh/year) | Consumption (kWh) | 14 | DEER:Indoor_CFL_Ltg | 1 | 0 | 0 | IAC 2004-2015 | 0 | 2020 | 0 | 0 | 2020 | 0 | 0 | 2019 CEDARS | Energy Efficient Aerator ¦ All | Energy Efficient Aerator | 1 | 1 | 0 | IAC 2004-2015 | 0 | 0 | 0.79 | 0
Ind13 - Efficient.9 | Ind ¦ Energy Efficient Aerator - Efficient ¦ All | Ind ¦ Energy Efficient Aerator - Efficient | All | All | All | Electric | Correct size pumps and/or optimization controls | Efficient | 0 | Conventional | MachDr | Ind - Industrial Machinery | Ind | RET Only | 0 | Building Type Consumption (kWh/year) | Consumption (kWh) | 14 | DEER:Indoor_CFL_Ltg | 1 | 0 | 0 | IAC 2004-2015 | 0 | 2020 | 0 | 0 | 2020 | 0 | 0 | 2019 CEDARS | Energy Efficient Aerator ¦ All | Energy Efficient Aerator | 1 | 1 | 0 | IAC 2004-2015 | 0 | 0 | 0.79 | 0
Ind13 - Efficient.10 | Ind ¦ Energy Efficient Aerator - Efficient ¦ All | Ind ¦ Energy Efficient Aerator - Efficient | All | All | All | Electric | Correct size pumps and/or optimization controls | Efficient | 0 | Conventional | MachDr | Ind - Transportation Equipment | Ind | RET Only | 0 | Building Type Consumption (kWh/year) | Consumption (kWh) | 14 | DEER:Indoor_CFL_Ltg | 1 | 0 | 0 | IAC 2004-2015 | 0 | 2020 | 0 | 0 | 2020 | 0 | 0 | 2019 CEDARS | Energy Efficient Aerator ¦ All | Energy Efficient Aerator | 1 | 1 | 0 | IAC 2004-2015 | 0 | 0 | 0.79 | 0
Ind13 - Efficient.11 | Ind ¦ Energy Efficient Aerator - Efficient ¦ All | Ind ¦ Energy Efficient Aerator - Efficient | All | All | All | Electric | Correct size pumps and/or optimization controls | Efficient | 0 | Conventional | MachDr | Ind - Paper | Ind | RET Only | 0 | Building Type Consumption (kWh/year) | Consumption (kWh) | 14 | DEER:Indoor_CFL_Ltg | 0.96796 | -1.2054e-05 | 0 | IAC 2004-2015 | 0.028195 | 2020 | 0 | 0 | 2020 | 0 | 0 | 2019 CEDARS | Energy Efficient Aerator ¦ All | Energy Efficient Aerator | 1 | 1 | 0 | IAC 2004-2015 | 0 | 0 | 0.79 | 0
Ind13 - Efficient.12 | Ind ¦ Energy Efficient Aerator - Efficient ¦ All | Ind ¦ Energy Efficient Aerator - Efficient | All | All | All | Electric | Correct size pumps and/or optimization controls | Efficient | 0 | Conventional | MachDr | Ind - Printing & Publishing | Ind | RET Only | 0 | Building Type Consumption (kWh/year) | Consumption (kWh) | 14 | DEER:Indoor_CFL_Ltg | 1 | 0 | 0 | IAC 2004-2015 | 0 | 2020 | 0 | 0 | 2020 | 0 | 0 | 2019 CEDARS | Energy Efficient Aerator ¦ All | Energy Efficient Aerator | 1 | 1 | 0 | IAC 2004-2015 | 0 | 0 | 0.79 | 0
Ind13 - Efficient.13 | Ind ¦ Energy Efficient Aerator - Efficient ¦ All | Ind ¦ Energy Efficient Aerator - Efficient | All | All | All | Electric | Correct size pumps and/or optimization controls | Efficient | 0 | Conventional | MachDr | Ind - Textiles | Ind | RET Only | 0 | Building Type Consumption (kWh/year) | Consumption (kWh) | 14 | DEER:Indoor_CFL_Ltg | 1 | 0 | 0 | IAC 2004-2015 | 0 | 2020 | 0 | 0 | 2020 | 0 | 0 | 2019 CEDARS | Energy Efficient Aerator ¦ All | Energy Efficient Aerator | 1 | 1 | 0 | IAC 2004-2015 | 0 | 0 | 0.79 | 0
Ind13 - Efficient.14 | Ind ¦ Energy Efficient Aerator - Efficient ¦ All | Ind ¦ Energy Efficient Aerator - Efficient | All | All | All | Electric | Correct size pumps and/or optimization controls | Efficient | 0 | Conventional | MachDr | Ind - Lumber & Furniture | Ind | RET Only | 0 | Building Type Consumption (kWh/year) | Consumption (kWh) | 14 | DEER:Indoor_CFL_Ltg | 0.98398 | -6.027e-06 | 0 | IAC 2004-2015 | 0.014098 | 2020 | 0 | 0 | 2020 | 0 | 0 | 2019 CEDARS | Energy Efficient Aerator ¦ All | Energy Efficient Aerator | 1 | 1 | 0 | IAC 2004-2015 | 0 | 0 | 0.79 | 0
Ind13 - Efficient.15 | Ind ¦ Energy Efficient Aerator - Efficient ¦ All | Ind ¦ Energy Efficient Aerator - Efficient | All | All | All | Electric | Correct size pumps and/or optimization controls | Efficient | 0 | Conventional | MachDr | Ind - All Other Industrial | Ind | RET Only | 0 | Building Type Consumption (kWh/year) | Consumption (kWh) | 14 | DEER:Indoor_CFL_Ltg | 1 | 0 | 0 | IAC 2004-2015 | 0 | 2020 | 0 | 0 | 2020 | 0 | 0 | 2019 CEDARS | Energy Efficient Aerator ¦ All | Energy Efficient Aerator | 1 | 1 | 0 | IAC 2004-2015 | 0 | 0 | 0.79 | 0
Ind14 - Average Existing and Code.1 | Ind ¦ Motor VFD - Average Existing and Code ¦ All | Ind ¦ Motor VFD - Average Existing and Code | All | All | All | Electric | Motor with no drive | Average Existing and Code | 0 | Conventional | MachDr | Ind - Petroleum | Ind | RET Only | 0 | Building Type Consumption (kWh/year) | Consumption (kWh) | 5 | DEER:Indoor_CFL_Ltg | 1 | 0 | 0 | IAC 2004-2015 | 0 | 2020 | 0 | 0 | 2020 | 0 | 0 | 2019 CEDARS | Motor VFD ¦ All | Motor VFD | 1 | 1 | 1 | IAC 2004-2015 | 0 | 0 | 0.65 | 0
Ind14 - Average Existing and Code.2 | Ind ¦ Motor VFD - Average Existing and Code ¦ All | Ind ¦ Motor VFD - Average Existing and Code | All | All | All | Electric | Motor with no drive | Average Existing and Code | 0 | Conventional | MachDr | Ind - Electronics | Ind | RET Only | 0 | Building Type Consumption (kWh/year) | Consumption (kWh) | 5 | DEER:Indoor_CFL_Ltg | 1 | 0 | 0 | IAC 2004-2015 | 0 | 2020 | 0 | 0 | 2020 | 0 | 0 | 2019 CEDARS | Motor VFD ¦ All | Motor VFD | 1 | 1 | 1 | IAC 2004-2015 | 0 | 0 | 0.65 | 0
Ind14 - Average Existing and Code.3 | Ind ¦ Motor VFD - Average Existing and Code ¦ All | Ind ¦ Motor VFD - Average Existing and Code | All | All | All | Electric | Motor with no drive | Average Existing and Code | 0 | Conventional | MachDr | Ind - Stone-Glass-Clay | Ind | RET Only | 0 | Building Type Consumption (kWh/year) | Consumption (kWh) | 5 | DEER:Indoor_CFL_Ltg | 1 | 0 | 0 | IAC 2004-2015 | 0 | 2020 | 0 | 0 | 2020 | 0 | 0 | 2019 CEDARS | Motor VFD ¦ All | Motor VFD | 1 | 1 | 1 | IAC 2004-2015 | 0 | 0 | 0.65 | 0
Ind14 - Average Existing and Code.4 | Ind ¦ Motor VFD - Average Existing and Code ¦ All | Ind ¦ Motor VFD - Average Existing and Code | All | All | All | Electric | Motor with no drive | Average Existing and Code | 0 | Conventional | MachDr | Ind - Plastics | Ind | RET Only | 0 | Building Type Consumption (kWh/year) | Consumption (kWh) | 5 | DEER:Indoor_CFL_Ltg | 1 | 0 | 0 | IAC 2004-2015 | 0 | 2020 | 0 | 0 | 2020 | 0 | 0 | 2019 CEDARS | Motor VFD ¦ All | Motor VFD | 1 | 1 | 1 | IAC 2004-2015 | 0 | 0 | 0.65 | 0
Ind14 - Average Existing and Code.5 | Ind ¦ Motor VFD - Average Existing and Code ¦ All | Ind ¦ Motor VFD - Average Existing and Code | All | All | All | Electric | Motor with no drive | Average Existing and Code | 0 | Conventional | MachDr | Ind - Fabricated Metals | Ind | RET Only | 0 | Building Type Consumption (kWh/year) | Consumption (kWh) | 5 | DEER:Indoor_CFL_Ltg | 1 | 0 | 0 | IAC 2004-2015 | 0 | 2020 | 0 | 0 | 2020 | 0 | 0 | 2019 CEDARS | Motor VFD ¦ All | Motor VFD | 1 | 1 | 1 | IAC 2004-2015 | 0 | 0 | 0.65 | 0
Ind14 - Average Existing and Code.6 | Ind ¦ Motor VFD - Average Existing and Code ¦ All | Ind ¦ Motor VFD - Average Existing and Code | All | All | All | Electric | Motor with no drive | Average Existing and Code | 0 | Conventional | MachDr | Ind - Primary Metals | Ind | RET Only | 0 | Building Type Consumption (kWh/year) | Consumption (kWh) | 5 | DEER:Indoor_CFL_Ltg | 1 | 0 | 0 | IAC 2004-2015 | 0 | 2020 | 0 | 0 | 2020 | 0 | 0 | 2019 CEDARS | Motor VFD ¦ All | Motor VFD | 1 | 1 | 1 | IAC 2004-2015 | 0 | 0 | 0.65 | 0
Ind14 - Average Existing and Code.7 | Ind ¦ Motor VFD - Average Existing and Code ¦ All | Ind ¦ Motor VFD - Average Existing and Code | All | All | All | Electric | Motor with no drive | Average Existing and Code | 0 | Conventional | MachDr | Ind - Industrial Machinery | Ind | RET Only | 0 | Building Type Consumption (kWh/year) | Consumption (kWh) | 5 | DEER:Indoor_CFL_Ltg | 1 | 0 | 0 | IAC 2004-2015 | 0 | 2020 | 0 | 0 | 2020 | 0 | 0 | 2019 CEDARS | Motor VFD ¦ All | Motor VFD | 1 | 1 | 1 | IAC 2004-2015 | 0 | 0 | 0.65 | 0
Ind14 - Average Existing and Code.8 | Ind ¦ Motor VFD - Average Existing and Code ¦ All | Ind ¦ Motor VFD - Average Existing and Code | All | All | All | Electric | Motor with no drive | Average Existing and Code | 0 | Conventional | MachDr | Ind - Transportation Equipment | Ind | RET Only | 0 | Building Type Consumption (kWh/year) | Consumption (kWh) | 5 | DEER:Indoor_CFL_Ltg | 1 | 0 | 0 | IAC 2004-2015 | 0 | 2020 | 0 | 0 | 2020 | 0 | 0 | 2019 CEDARS | Motor VFD ¦ All | Motor VFD | 1 | 1 | 1 | IAC 2004-2015 | 0 | 0 | 0.65 | 0
Ind14 - Average Existing and Code.9 | Ind ¦ Motor VFD - Average Existing and Code ¦ All | Ind ¦ Motor VFD - Average Existing and Code | All | All | All | Electric | Motor with no drive | Average Existing and Code | 0 | Conventional | MachDr | Ind - Paper | Ind | RET Only | 0 | Building Type Consumption (kWh/year) | Consumption (kWh) | 5 | DEER:Indoor_CFL_Ltg | 1 | 0 | 0 | IAC 2004-2015 | 0 | 2020 | 0 | 0 | 2020 | 0 | 0 | 2019 CEDARS | Motor VFD ¦ All | Motor VFD | 1 | 1 | 1 | IAC 2004-2015 | 0 | 0 | 0.65 | 0
Ind14 - Average Existing and Code.10 | Ind ¦ Motor VFD - Average Existing and Code ¦ All | Ind ¦ Motor VFD - Average Existing and Code | All | All | All | Electric | Motor with no drive | Average Existing and Code | 0 | Conventional | MachDr | Ind - Printing & Publishing | Ind | RET Only | 0 | Building Type Consumption (kWh/year) | Consumption (kWh) | 5 | DEER:Indoor_CFL_Ltg | 1 | 0 | 0 | IAC 2004-2015 | 0 | 2020 | 0 | 0 | 2020 | 0 | 0 | 2019 CEDARS | Motor VFD ¦ All | Motor VFD | 1 | 1 | 1 | IAC 2004-2015 | 0 | 0 | 0.65 | 0
Ind14 - Average Existing and Code.11 | Ind ¦ Motor VFD - Average Existing and Code ¦ All | Ind ¦ Motor VFD - Average Existing and Code | All | All | All | Electric | Motor with no drive | Average Existing and Code | 0 | Conventional | MachDr | Ind - Textiles | Ind | RET Only | 0 | Building Type Consumption (kWh/year) | Consumption (kWh) | 5 | DEER:Indoor_CFL_Ltg | 1 | 0 | 0 | IAC 2004-2015 | 0 | 2020 | 0 | 0 | 2020 | 0 | 0 | 2019 CEDARS | Motor VFD ¦ All | Motor VFD | 1 | 1 | 1 | IAC 2004-2015 | 0 | 0 | 0.65 | 0
Ind14 - Average Existing and Code.12 | Ind ¦ Motor VFD - Average Existing and Code ¦ All | Ind ¦ Motor VFD - Average Existing and Code | All | All | All | Electric | Motor with no drive | Average Existing and Code | 0 | Conventional | MachDr | Ind - Lumber & Furniture | Ind | RET Only | 0 | Building Type Consumption (kWh/year) | Consumption (kWh) | 5 | DEER:Indoor_CFL_Ltg | 1 | 0 | 0 | IAC 2004-2015 | 0 | 2020 | 0 | 0 | 2020 | 0 | 0 | 2019 CEDARS | Motor VFD ¦ All | Motor VFD | 1 | 1 | 1 | IAC 2004-2015 | 0 | 0 | 0.65 | 0
Ind14 - Average Existing and Code.13 | Ind ¦ Motor VFD - Average Existing and Code ¦ All | Ind ¦ Motor VFD - Average Existing and Code | All | All | All | Electric | Motor with no drive | Average Existing and Code | 0 | Conventional | MachDr | Ind - All Other Industrial | Ind | RET Only | 0 | Building Type Consumption (kWh/year) | Consumption (kWh) | 5 | DEER:Indoor_CFL_Ltg | 1 | 0 | 0 | IAC 2004-2015 | 0 | 2020 | 0 | 0 | 2020 | 0 | 0 | 2019 CEDARS | Motor VFD ¦ All | Motor VFD | 1 | 1 | 1 | IAC 2004-2015 | 0 | 0 | 0.65 | 0
Ind14 - Efficient.1 | Ind ¦ Motor VFD - Efficient ¦ All | Ind ¦ Motor VFD - Efficient | All | All | All | Electric | Motor VFD | Efficient | 0 | Conventional | MachDr | Ind - Petroleum | Ind | RET Only | 0 | Building Type Consumption (kWh/year) | Consumption (kWh) | 5 | DEER:Indoor_CFL_Ltg | 0.99958 | -1.574e-07 | 0 | IAC 2004-2015 | 0.00012405 | 2020 | 0 | 0 | 2020 | 0 | 0 | 2019 CEDARS | Motor VFD ¦ All | Motor VFD | 1 | 1 | 0 | IAC 2004-2015 | 0 | 0 | 0.65 | 0
Ind14 - Efficient.2 | Ind ¦ Motor VFD - Efficient ¦ All | Ind ¦ Motor VFD - Efficient | All | All | All | Electric | Motor VFD | Efficient | 0 | Conventional | MachDr | Ind - Electronics | Ind | RET Only | 0 | Building Type Consumption (kWh/year) | Consumption (kWh) | 5 | DEER:Indoor_CFL_Ltg | 0.99884 | -4.3793e-07 | 0 | IAC 2004-2015 | 0.00034513 | 2020 | 0 | 0 | 2020 | 0 | 0 | 2019 CEDARS | Motor VFD ¦ All | Motor VFD | 1 | 1 | 0 | IAC 2004-2015 | 0 | 0 | 0.65 | 0
Ind14 - Efficient.3 | Ind ¦ Motor VFD - Efficient ¦ All | Ind ¦ Motor VFD - Efficient | All | All | All | Electric | Motor VFD | Efficient | 0 | Conventional | MachDr | Ind - Stone-Glass-Clay | Ind | RET Only | 0 | Building Type Consumption (kWh/year) | Consumption (kWh) | 5 | DEER:Indoor_CFL_Ltg | 0.99906 | -3.5464e-07 | 0 | IAC 2004-2015 | 0.00027949 | 2020 | 0 | 0 | 2020 | 0 | 0 | 2019 CEDARS | Motor VFD ¦ All | Motor VFD | 1 | 1 | 0 | IAC 2004-2015 | 0 | 0 | 0.65 | 0
Ind14 - Efficient.4 | Ind ¦ Motor VFD - Efficient ¦ All | Ind ¦ Motor VFD - Efficient | All | All | All | Electric | Motor VFD | Efficient | 0 | Conventional | MachDr | Ind - Plastics | Ind | RET Only | 0 | Building Type Consumption (kWh/year) | Consumption (kWh) | 5 | DEER:Indoor_CFL_Ltg | 0.99721 | -1.0498e-06 | 0 | IAC 2004-2015 | 0.00082733 | 2020 | 0 | 0 | 2020 | 0 | 0 | 2019 CEDARS | Motor VFD ¦ All | Motor VFD | 1 | 1 | 0 | IAC 2004-2015 | 0 | 0 | 0.65 | 0
Ind14 - Efficient.5 | Ind ¦ Motor VFD - Efficient ¦ All | Ind ¦ Motor VFD - Efficient | All | All | All | Electric | Motor VFD | Efficient | 0 | Conventional | MachDr | Ind - Fabricated Metals | Ind | RET Only | 0 | Building Type Consumption (kWh/year) | Consumption (kWh) | 5 | DEER:Indoor_CFL_Ltg | 0.9968 | -1.2035e-06 | 0 | IAC 2004-2015 | 0.00094849 | 2020 | 0 | 0 | 2020 | 0 | 0 | 2019 CEDARS | Motor VFD ¦ All | Motor VFD | 1 | 1 | 0 | IAC 2004-2015 | 0 | 0 | 0.65 | 0
Ind14 - Efficient.6 | Ind ¦ Motor VFD - Efficient ¦ All | Ind ¦ Motor VFD - Efficient | All | All | All | Electric | Motor VFD | Efficient | 0 | Conventional | MachDr | Ind - Primary Metals | Ind | RET Only | 0 | Building Type Consumption (kWh/year) | Consumption (kWh) | 5 | DEER:Indoor_CFL_Ltg | 0.99661 | -1.2738e-06 | 0 | IAC 2004-2015 | 0.0010039 | 2020 | 0 | 0 | 2020 | 0 | 0 | 2019 CEDARS | Motor VFD ¦ All | Motor VFD | 1 | 1 | 0 | IAC 2004-2015 | 0 | 0 | 0.65 | 0
Ind14 - Efficient.7 | Ind ¦ Motor VFD - Efficient ¦ All | Ind ¦ Motor VFD - Efficient | All | All | All | Electric | Motor VFD | Efficient | 0 | Conventional | MachDr | Ind - Industrial Machinery | Ind | RET Only | 0 | Building Type Consumption (kWh/year) | Consumption (kWh) | 5 | DEER:Indoor_CFL_Ltg | 0.99824 | -6.6117e-07 | 0 | IAC 2004-2015 | 0.00052107 | 2020 | 0 | 0 | 2020 | 0 | 0 | 2019 CEDARS | Motor VFD ¦ All | Motor VFD | 1 | 1 | 0 | IAC 2004-2015 | 0 | 0 | 0.65 | 0
Ind14 - Efficient.8 | Ind ¦ Motor VFD - Efficient ¦ All | Ind ¦ Motor VFD - Efficient | All | All | All | Electric | Motor VFD | Efficient | 0 | Conventional | MachDr | Ind - Transportation Equipment | Ind | RET Only | 0 | Building Type Consumption (kWh/year) | Consumption (kWh) | 5 | DEER:Indoor_CFL_Ltg | 0.99649 | -1.3194e-06 | 0 | IAC 2004-2015 | 0.0010398 | 2020 | 0 | 0 | 2020 | 0 | 0 | 2019 CEDARS | Motor VFD ¦ All | Motor VFD | 1 | 1 | 0 | IAC 2004-2015 | 0 | 0 | 0.65 | 0
Ind14 - Efficient.9 | Ind ¦ Motor VFD - Efficient ¦ All | Ind ¦ Motor VFD - Efficient | All | All | All | Electric | Motor VFD | Efficient | 0 | Conventional | MachDr | Ind - Paper | Ind | RET Only | 0 | Building Type Consumption (kWh/year) | Consumption (kWh) | 5 | DEER:Indoor_CFL_Ltg | 0.99788 | -7.9637e-07 | 0 | IAC 2004-2015 | 0.00062762 | 2020 | 0 | 0 | 2020 | 0 | 0 | 2019 CEDARS | Motor VFD ¦ All | Motor VFD | 1 | 1 | 0 | IAC 2004-2015 | 0 | 0 | 0.65 | 0
Ind14 - Efficient.10 | Ind ¦ Motor VFD - Efficient ¦ All | Ind ¦ Motor VFD - Efficient | All | All | All | Electric | Motor VFD | Efficient | 0 | Conventional | MachDr | Ind - Printing & Publishing | Ind | RET Only | 0 | Building Type Consumption (kWh/year) | Consumption (kWh) | 5 | DEER:Indoor_CFL_Ltg | 0.99768 | -8.72e-07 | 0 | IAC 2004-2015 | 0.00068722 | 2020 | 0 | 0 | 2020 | 0 | 0 | 2019 CEDARS | Motor VFD ¦ All | Motor VFD | 1 | 1 | 0 | IAC 2004-2015 | 0 | 0 | 0.65 | 0
Ind14 - Efficient.11 | Ind ¦ Motor VFD - Efficient ¦ All | Ind ¦ Motor VFD - Efficient | All | All | All | Electric | Motor VFD | Efficient | 0 | Conventional | MachDr | Ind - Textiles | Ind | RET Only | 0 | Building Type Consumption (kWh/year) | Consumption (kWh) | 5 | DEER:Indoor_CFL_Ltg | 0.99872 | -4.8226e-07 | 0 | IAC 2004-2015 | 0.00038007 | 2020 | 0 | 0 | 2020 | 0 | 0 | 2019 CEDARS | Motor VFD ¦ All | Motor VFD | 1 | 1 | 0 | IAC 2004-2015 | 0 | 0 | 0.65 | 0
Ind14 - Efficient.12 | Ind ¦ Motor VFD - Efficient ¦ All | Ind ¦ Motor VFD - Efficient | All | All | All | Electric | Motor VFD | Efficient | 0 | Conventional | MachDr | Ind - Lumber & Furniture | Ind | RET Only | 0 | Building Type Consumption (kWh/year) | Consumption (kWh) | 5 | DEER:Indoor_CFL_Ltg | 0.99491 | -1.9157e-06 | 0 | IAC 2004-2015 | 0.0015098 | 2020 | 0 | 0 | 2020 | 0 | 0 | 2019 CEDARS | Motor VFD ¦ All | Motor VFD | 1 | 1 | 0 | IAC 2004-2015 | 0 | 0 | 0.65 | 0
Ind14 - Efficient.13 | Ind ¦ Motor VFD - Efficient ¦ All | Ind ¦ Motor VFD - Efficient | All | All | All | Electric | Motor VFD | Efficient | 0 | Conventional | MachDr | Ind - All Other Industrial | Ind | RET Only | 0 | Building Type Consumption (kWh/year) | Consumption (kWh) | 5 | DEER:Indoor_CFL_Ltg | 0.99491 | -1.916e-06 | 0 | IAC 2004-2015 | 0.00151 | 2020 | 0 | 0 | 2020 | 0 | 0 | 2019 CEDARS | Motor VFD ¦ All | Motor VFD | 1 | 1 | 0 | IAC 2004-2015 | 0 | 0 | 0.65 | 0
Ind15 - Average Existing and Code.1 | Ind ¦ Pump VFD - Average Existing and Code ¦ All | Ind ¦ Pump VFD - Average Existing and Code | All | All | All | Electric | Pump with no drive | Average Existing and Code | 0 | Conventional | MachDr | Ind - Petroleum | Ind | RET Only | 0 | Building Type Consumption (kWh/year) | Consumption (kWh) | 5 | DEER:Indoor_CFL_Ltg | 1 | 0 | 0 | IAC 2004-2015 | 0 | 2020 | 0 | 0 | 2020 | 0 | 0 | 2019 CEDARS | Pump VFD ¦ All | Pump VFD | 1 | 1 | 1 | IAC 2004-2015 | 0 | 0 | 0.65 | 0
Ind15 - Average Existing and Code.2 | Ind ¦ Pump VFD - Average Existing and Code ¦ All | Ind ¦ Pump VFD - Average Existing and Code | All | All | All | Electric | Pump with no drive | Average Existing and Code | 0 | Conventional | MachDr | Ind - Electronics | Ind | RET Only | 0 | Building Type Consumption (kWh/year) | Consumption (kWh) | 5 | DEER:Indoor_CFL_Ltg | 1 | 0 | 0 | IAC 2004-2015 | 0 | 2020 | 0 | 0 | 2020 | 0 | 0 | 2019 CEDARS | Pump VFD ¦ All | Pump VFD | 1 | 1 | 1 | IAC 2004-2015 | 0 | 0 | 0.65 | 0
Ind15 - Average Existing and Code.3 | Ind ¦ Pump VFD - Average Existing and Code ¦ All | Ind ¦ Pump VFD - Average Existing and Code | All | All | All | Electric | Pump with no drive | Average Existing and Code | 0 | Conventional | MachDr | Ind - Stone-Glass-Clay | Ind | RET Only | 0 | Building Type Consumption (kWh/year) | Consumption (kWh) | 5 | DEER:Indoor_CFL_Ltg | 1 | 0 | 0 | IAC 2004-2015 | 0 | 2020 | 0 | 0 | 2020 | 0 | 0 | 2019 CEDARS | Pump VFD ¦ All | Pump VFD | 1 | 1 | 1 | IAC 2004-2015 | 0 | 0 | 0.65 | 0
Ind15 - Average Existing and Code.4 | Ind ¦ Pump VFD - Average Existing and Code ¦ All | Ind ¦ Pump VFD - Average Existing and Code | All | All | All | Electric | Pump with no drive | Average Existing and Code | 0 | Conventional | MachDr | Ind - Plastics | Ind | RET Only | 0 | Building Type Consumption (kWh/year) | Consumption (kWh) | 5 | DEER:Indoor_CFL_Ltg | 1 | 0 | 0 | IAC 2004-2015 | 0 | 2020 | 0 | 0 | 2020 | 0 | 0 | 2019 CEDARS | Pump VFD ¦ All | Pump VFD | 1 | 1 | 1 | IAC 2004-2015 | 0 | 0 | 0.65 | 0
Ind15 - Average Existing and Code.5 | Ind ¦ Pump VFD - Average Existing and Code ¦ All | Ind ¦ Pump VFD - Average Existing and Code | All | All | All | Electric | Pump with no drive | Average Existing and Code | 0 | Conventional | MachDr | Ind - Fabricated Metals | Ind | RET Only | 0 | Building Type Consumption (kWh/year) | Consumption (kWh) | 5 | DEER:Indoor_CFL_Ltg | 1 | 0 | 0 | IAC 2004-2015 | 0 | 2020 | 0 | 0 | 2020 | 0 | 0 | 2019 CEDARS | Pump VFD ¦ All | Pump VFD | 1 | 1 | 1 | IAC 2004-2015 | 0 | 0 | 0.65 | 0
Ind15 - Average Existing and Code.6 | Ind ¦ Pump VFD - Average Existing and Code ¦ All | Ind ¦ Pump VFD - Average Existing and Code | All | All | All | Electric | Pump with no drive | Average Existing and Code | 0 | Conventional | MachDr | Ind - Primary Metals | Ind | RET Only | 0 | Building Type Consumption (kWh/year) | Consumption (kWh) | 5 | DEER:Indoor_CFL_Ltg | 1 | 0 | 0 | IAC 2004-2015 | 0 | 2020 | 0 | 0 | 2020 | 0 | 0 | 2019 CEDARS | Pump VFD ¦ All | Pump VFD | 1 | 1 | 1 | IAC 2004-2015 | 0 | 0 | 0.65 | 0
Ind15 - Average Existing and Code.7 | Ind ¦ Pump VFD - Average Existing and Code ¦ All | Ind ¦ Pump VFD - Average Existing and Code | All | All | All | Electric | Pump with no drive | Average Existing and Code | 0 | Conventional | MachDr | Ind - Industrial Machinery | Ind | RET Only | 0 | Building Type Consumption (kWh/year) | Consumption (kWh) | 5 | DEER:Indoor_CFL_Ltg | 1 | 0 | 0 | IAC 2004-2015 | 0 | 2020 | 0 | 0 | 2020 | 0 | 0 | 2019 CEDARS | Pump VFD ¦ All | Pump VFD | 1 | 1 | 1 | IAC 2004-2015 | 0 | 0 | 0.65 | 0
Ind15 - Average Existing and Code.8 | Ind ¦ Pump VFD - Average Existing and Code ¦ All | Ind ¦ Pump VFD - Average Existing and Code | All | All | All | Electric | Pump with no drive | Average Existing and Code | 0 | Conventional | MachDr | Ind - Transportation Equipment | Ind | RET Only | 0 | Building Type Consumption (kWh/year) | Consumption (kWh) | 5 | DEER:Indoor_CFL_Ltg | 1 | 0 | 0 | IAC 2004-2015 | 0 | 2020 | 0 | 0 | 2020 | 0 | 0 | 2019 CEDARS | Pump VFD ¦ All | Pump VFD | 1 | 1 | 1 | IAC 2004-2015 | 0 | 0 | 0.65 | 0
Ind15 - Average Existing and Code.9 | Ind ¦ Pump VFD - Average Existing and Code ¦ All | Ind ¦ Pump VFD - Average Existing and Code | All | All | All | Electric | Pump with no drive | Average Existing and Code | 0 | Conventional | MachDr | Ind - Paper | Ind | RET Only | 0 | Building Type Consumption (kWh/year) | Consumption (kWh) | 5 | DEER:Indoor_CFL_Ltg | 1 | 0 | 0 | IAC 2004-2015 | 0 | 2020 | 0 | 0 | 2020 | 0 | 0 | 2019 CEDARS | Pump VFD ¦ All | Pump VFD | 1 | 1 | 1 | IAC 2004-2015 | 0 | 0 | 0.65 | 0
Ind15 - Average Existing and Code.10 | Ind ¦ Pump VFD - Average Existing and Code ¦ All | Ind ¦ Pump VFD - Average Existing and Code | All | All | All | Electric | Pump with no drive | Average Existing and Code | 0 | Conventional | MachDr | Ind - Printing & Publishing | Ind | RET Only | 0 | Building Type Consumption (kWh/year) | Consumption (kWh) | 5 | DEER:Indoor_CFL_Ltg | 1 | 0 | 0 | IAC 2004-2015 | 0 | 2020 | 0 | 0 | 2020 | 0 | 0 | 2019 CEDARS | Pump VFD ¦ All | Pump VFD | 1 | 1 | 1 | IAC 2004-2015 | 0 | 0 | 0.65 | 0
Ind15 - Average Existing and Code.11 | Ind ¦ Pump VFD - Average Existing and Code ¦ All | Ind ¦ Pump VFD - Average Existing and Code | All | All | All | Electric | Pump with no drive | Average Existing and Code | 0 | Conventional | MachDr | Ind - Textiles | Ind | RET Only | 0 | Building Type Consumption (kWh/year) | Consumption (kWh) | 5 | DEER:Indoor_CFL_Ltg | 1 | 0 | 0 | IAC 2004-2015 | 0 | 2020 | 0 | 0 | 2020 | 0 | 0 | 2019 CEDARS | Pump VFD ¦ All | Pump VFD | 1 | 1 | 1 | IAC 2004-2015 | 0 | 0 | 0.65 | 0
Ind15 - Average Existing and Code.12 | Ind ¦ Pump VFD - Average Existing and Code ¦ All | Ind ¦ Pump VFD - Average Existing and Code | All | All | All | Electric | Pump with no drive | Average Existing and Code | 0 | Conventional | MachDr | Ind - Lumber & Furniture | Ind | RET Only | 0 | Building Type Consumption (kWh/year) | Consumption (kWh) | 5 | DEER:Indoor_CFL_Ltg | 1 | 0 | 0 | IAC 2004-2015 | 0 | 2020 | 0 | 0 | 2020 | 0 | 0 | 2019 CEDARS | Pump VFD ¦ All | Pump VFD | 1 | 1 | 1 | IAC 2004-2015 | 0 | 0 | 0.65 | 0
Ind15 - Average Existing and Code.13 | Ind ¦ Pump VFD - Average Existing and Code ¦ All | Ind ¦ Pump VFD - Average Existing and Code | All | All | All | Electric | Pump with no drive | Average Existing and Code | 0 | Conventional | MachDr | Ind - All Other Industrial | Ind | RET Only | 0 | Building Type Consumption (kWh/year) | Consumption (kWh) | 5 | DEER:Indoor_CFL_Ltg | 1 | 0 | 0 | IAC 2004-2015 | 0 | 2020 | 0 | 0 | 2020 | 0 | 0 | 2019 CEDARS | Pump VFD ¦ All | Pump VFD | 1 | 1 | 1 | IAC 2004-2015 | 0 | 0 | 0.65 | 0
Ind15 - Efficient.1 | Ind ¦ Pump VFD - Efficient ¦ All | Ind ¦ Pump VFD - Efficient | All | All | All | Electric | Pump with VFD | Efficient | 0 | Conventional | MachDr | Ind - Petroleum | Ind | RET Only | 0 | Building Type Consumption (kWh/year) | Consumption (kWh) | 5 | DEER:Indoor_CFL_Ltg | 0.9991 | -3.3983e-07 | 0 | IAC 2004-2015 | 0.00056002 | 2020 | 0 | 0 | 2020 | 0 | 0 | 2019 CEDARS | Pump VFD ¦ All | Pump VFD | 1 | 1 | 0 | IAC 2004-2015 | 0 | 0 | 0.65 | 0
Ind15 - Efficient.2 | Ind ¦ Pump VFD - Efficient ¦ All | Ind ¦ Pump VFD - Efficient | All | All | All | Electric | Pump with VFD | Efficient | 0 | Conventional | MachDr | Ind - Electronics | Ind | RET Only | 0 | Building Type Consumption (kWh/year) | Consumption (kWh) | 5 | DEER:Indoor_CFL_Ltg | 0.99736 | -9.9461e-07 | 0 | IAC 2004-2015 | 0.0016391 | 2020 | 0 | 0 | 2020 | 0 | 0 | 2019 CEDARS | Pump VFD ¦ All | Pump VFD | 1 | 1 | 0 | IAC 2004-2015 | 0 | 0 | 0.65 | 0
Ind15 - Efficient.3 | Ind ¦ Pump VFD - Efficient ¦ All | Ind ¦ Pump VFD - Efficient | All | All | All | Electric | Pump with VFD | Efficient | 0 | Conventional | MachDr | Ind - Stone-Glass-Clay | Ind | RET Only | 0 | Building Type Consumption (kWh/year) | Consumption (kWh) | 5 | DEER:Indoor_CFL_Ltg | 0.99343 | -2.4732e-06 | 0 | IAC 2004-2015 | 0.0040758 | 2020 | 0 | 0 | 2020 | 0 | 0 | 2019 CEDARS | Pump VFD ¦ All | Pump VFD | 1 | 1 | 0 | IAC 2004-2015 | 0 | 0 | 0.65 | 0
Ind15 - Efficient.4 | Ind ¦ Pump VFD - Efficient ¦ All | Ind ¦ Pump VFD - Efficient | All | All | All | Electric | Pump with VFD | Efficient | 0 | Conventional | MachDr | Ind - Plastics | Ind | RET Only | 0 | Building Type Consumption (kWh/year) | Consumption (kWh) | 5 | DEER:Indoor_CFL_Ltg | 0.99282 | -2.6997e-06 | 0 | IAC 2004-2015 | 0.0044491 | 2020 | 0 | 0 | 2020 | 0 | 0 | 2019 CEDARS | Pump VFD ¦ All | Pump VFD | 1 | 1 | 0 | IAC 2004-2015 | 0 | 0 | 0.65 | 0
Ind15 - Efficient.5 | Ind ¦ Pump VFD - Efficient ¦ All | Ind ¦ Pump VFD - Efficient | All | All | All | Electric | Pump with VFD | Efficient | 0 | Conventional | MachDr | Ind - Fabricated Metals | Ind | RET Only | 0 | Building Type Consumption (kWh/year) | Consumption (kWh) | 5 | DEER:Indoor_CFL_Ltg | 0.99366 | -2.3859e-06 | 0 | IAC 2004-2015 | 0.0039319 | 2020 | 0 | 0 | 2020 | 0 | 0 | 2019 CEDARS | Pump VFD ¦ All | Pump VFD | 1 | 1 | 0 | IAC 2004-2015 | 0 | 0 | 0.65 | 0
Ind15 - Efficient.6 | Ind ¦ Pump VFD - Efficient ¦ All | Ind ¦ Pump VFD - Efficient | All | All | All | Electric | Pump with VFD | Efficient | 0 | Conventional | MachDr | Ind - Primary Metals | Ind | RET Only | 0 | Building Type Consumption (kWh/year) | Consumption (kWh) | 5 | DEER:Indoor_CFL_Ltg | 0.99522 | -1.7979e-06 | 0 | IAC 2004-2015 | 0.0029629 | 2020 | 0 | 0 | 2020 | 0 | 0 | 2019 CEDARS | Pump VFD ¦ All | Pump VFD | 1 | 1 | 0 | IAC 2004-2015 | 0 | 0 | 0.65 | 0
Ind15 - Efficient.7 | Ind ¦ Pump VFD - Efficient ¦ All | Ind ¦ Pump VFD - Efficient | All | All | All | Electric | Pump with VFD | Efficient | 0 | Conventional | MachDr | Ind - Industrial Machinery | Ind | RET Only | 0 | Building Type Consumption (kWh/year) | Consumption (kWh) | 5 | DEER:Indoor_CFL_Ltg | 0.99629 | -1.3951e-06 | 0 | IAC 2004-2015 | 0.0022991 | 2020 | 0 | 0 | 2020 | 0 | 0 | 2019 CEDARS | Pump VFD ¦ All | Pump VFD | 1 | 1 | 0 | IAC 2004-2015 | 0 | 0 | 0.65 | 0
Ind15 - Efficient.8 | Ind ¦ Pump VFD - Efficient ¦ All | Ind ¦ Pump VFD - Efficient | All | All | All | Electric | Pump with VFD | Efficient | 0 | Conventional | MachDr | Ind - Transportation Equipment | Ind | RET Only | 0 | Building Type Consumption (kWh/year) | Consumption (kWh) | 5 | DEER:Indoor_CFL_Ltg | 0.9947 | -1.9947e-06 | 0 | IAC 2004-2015 | 0.0032872 | 2020 | 0 | 0 | 2020 | 0 | 0 | 2019 CEDARS | Pump VFD ¦ All | Pump VFD | 1 | 1 | 0 | IAC 2004-2015 | 0 | 0 | 0.65 | 0
Ind15 - Efficient.9 | Ind ¦ Pump VFD - Efficient ¦ All | Ind ¦ Pump VFD - Efficient | All | All | All | Electric | Pump with VFD | Efficient | 0 | Conventional | MachDr | Ind - Paper | Ind | RET Only | 0 | Building Type Consumption (kWh/year) | Consumption (kWh) | 5 | DEER:Indoor_CFL_Ltg | 0.99657 | -1.2918e-06 | 0 | IAC 2004-2015 | 0.0021289 | 2020 | 0 | 0 | 2020 | 0 | 0 | 2019 CEDARS | Pump VFD ¦ All | Pump VFD | 1 | 1 | 0 | IAC 2004-2015 | 0 | 0 | 0.65 | 0
Ind15 - Efficient.10 | Ind ¦ Pump VFD - Efficient ¦ All | Ind ¦ Pump VFD - Efficient | All | All | All | Electric | Pump with VFD | Efficient | 0 | Conventional | MachDr | Ind - Printing & Publishing | Ind | RET Only | 0 | Building Type Consumption (kWh/year) | Consumption (kWh) | 5 | DEER:Indoor_CFL_Ltg | 0.99744 | -9.6308e-07 | 0 | IAC 2004-2015 | 0.0015871 | 2020 | 0 | 0 | 2020 | 0 | 0 | 2019 CEDARS | Pump VFD ¦ All | Pump VFD | 1 | 1 | 0 | IAC 2004-2015 | 0 | 0 | 0.65 | 0
Ind15 - Efficient.11 | Ind ¦ Pump VFD - Efficient ¦ All | Ind ¦ Pump VFD - Efficient | All | All | All | Electric | Pump with VFD | Efficient | 0 | Conventional | MachDr | Ind - Textiles | Ind | RET Only | 0 | Building Type Consumption (kWh/year) | Consumption (kWh) | 5 | DEER:Indoor_CFL_Ltg | 0.99378 | -2.3406e-06 | 0 | IAC 2004-2015 | 0.0038573 | 2020 | 0 | 0 | 2020 | 0 | 0 | 2019 CEDARS | Pump VFD ¦ All | Pump VFD | 1 | 1 | 0 | IAC 2004-2015 | 0 | 0 | 0.65 | 0
Ind15 - Efficient.12 | Ind ¦ Pump VFD - Efficient ¦ All | Ind ¦ Pump VFD - Efficient | All | All | All | Electric | Pump with VFD | Efficient | 0 | Conventional | MachDr | Ind - Lumber & Furniture | Ind | RET Only | 0 | Building Type Consumption (kWh/year) | Consumption (kWh) | 5 | DEER:Indoor_CFL_Ltg | 0.99424 | -2.1668e-06 | 0 | IAC 2004-2015 | 0.0035709 | 2020 | 0 | 0 | 2020 | 0 | 0 | 2019 CEDARS | Pump VFD ¦ All | Pump VFD | 1 | 1 | 0 | IAC 2004-2015 | 0 | 0 | 0.65 | 0
Ind15 - Efficient.13 | Ind ¦ Pump VFD - Efficient ¦ All | Ind ¦ Pump VFD - Efficient | All | All | All | Electric | Pump with VFD | Efficient | 0 | Conventional | MachDr | Ind - All Other Industrial | Ind | RET Only | 0 | Building Type Consumption (kWh/year) | Consumption (kWh) | 5 | DEER:Indoor_CFL_Ltg | 0.98895 | -4.1589e-06 | 0 | IAC 2004-2015 | 0.0068538 | 2020 | 0 | 0 | 2020 | 0 | 0 | 2019 CEDARS | Pump VFD ¦ All | Pump VFD | 1 | 1 | 0 | IAC 2004-2015 | 0 | 0 | 0.65 | 0
Ind16 - Average Existing and Code.1 | Ind ¦ Food Processing Heat Recovery - Average Existing and Code ¦ All | Ind ¦ Food Processing Heat Recovery - Average Existing and Code | All | All | All | Gas | No heat recovery | Average Existing and Code | 0 | Conventional | ProcHeat | Ind - Food | Ind | RET Only | 0 | Building Type Consumption (Therms/year) | Consumption (therms) | 14 | DEER:HVAC_Split-Package_HP | 0 | 0 | 1 | DNVGL Study Industrial/AG sector 2020 | 0 | 2020 | 0 | 0 | 2020 | 0 | 0 | Cedars 2019 | Heat Recovery ¦ All | Heat Recovery | 1 | 0.8 | 0.85 | DNVGL Study Industrial/AG sector 2020 | 0 | 0 | 0.65 | 0
Ind16 - Efficient.1 | Ind ¦ Food Processing Heat Recovery - Efficient ¦ All | Ind ¦ Food Processing Heat Recovery - Efficient | All | All | All | Gas | Heating processes with heat recovery | Efficient | 0 | Conventional | ProcHeat | Ind - Food | Ind | RET Only | 0 | Building Type Consumption (Therms/year) | Consumption (therms) | 14 | DEER:HVAC_Split-Package_HP | 0 | 0 | 0.9721 | DNVGL Study Industrial/AG sector 2020 | 0.058054 | 2020 | 0 | 0 | 2020 | 0 | 0 | Cedars 2019 | Heat Recovery ¦ All | Heat Recovery | 1 | 0.8 | 0.15 | DNVGL Study Industrial/AG sector 2020 | 0 | 0 | 0.65 | 0
Ind17 - Average Existing and Code.1 | Ind ¦ Food Processing Refrigeration Optimization - Average Existing and Code ¦ All | Ind ¦ Food Processing Refrigeration Optimization - Average Existing and Code | All | All | All | Electric | Processes with no controls | Average Existing and Code | 0 | Conventional | ProcRefrig | Ind - Food | Ind | RET Only | 0 | Building Type Consumption (kWh/year) | Consumption (kWh) | 15 | DEER:Indoor_CFL_Ltg | 1 | 0 | 0 | DNVGL Study Industrial/AG sector 2020 | 0 | 2020 | 0 | 0 | 2020 | 0 | 0 | Cedars 2019 | Process Refrigeration ¦ All | Process Refrigeration | 0.90909 | 0.79 | 0.57 | DNVGL Study Industrial/AG sector 2020 | 0 | 0 | 0.65 | 0
Ind17 - Efficient.1 | Ind ¦ Food Processing Refrigeration Optimization - Effcient ¦ All | Ind ¦ Food Processing Refrigeration Optimization - Effcient | All | All | All | Electric | Processes with optimization controls | Efficient | 0 | Conventional | ProcRefrig | Ind - Food | Ind | RET Only | 0 | Building Type Consumption (kWh/year) | Consumption (kWh) | 15 | DEER:Indoor_CFL_Ltg | 0.8898 | -9.7684e-05 | 0 | DNVGL Study Industrial/AG sector 2020 | 0.0203 | 2020 | 0 | 0 | 2020 | 0 | 0 | Cedars 2019 | Process Refrigeration ¦ All | Process Refrigeration | 0.90909 | 0.79 | 0.43 | DNVGL Study Industrial/AG sector 2020 | 0 | 0 | 0.65 | 0
Ind18 - Average Existing and Code.1 | Ind ¦ Food Processing VFDs - Average Existing and Code ¦ All | Ind ¦ Food Processing VFDs - Average Existing and Code | All | All | All | Electric | Pump with no drive | Average Existing and Code | 0 | Conventional | MachDr | Ind - Food | Ind | RET Only | 0 | Building Type Consumption (kWh/year) | Consumption (kWh) | 15 | DEER:Indoor_CFL_Ltg | 1 | 0 | 0 | DNVGL Study Industrial/AG sector 2020 | 0 | 2020 | 0 | 0 | 2020 | 0 | 0 | Cedars 2019 | Motor VFD ¦ All | Motor VFD | 1 | 0.95 | 0.32 | DNVGL Study Industrial/AG sector 2020 | 0 | 0 | 0.65 | 0
Ind18 - Efficient.1 | Ind ¦ Food Processing VFDs - Efficient ¦ All | Ind ¦ Food Processing VFDs - Efficient | All | All | All | Electric | Pump with no drive | Efficient | 0 | Conventional | MachDr | Ind - Food | Ind | RET Only | 0 | Building Type Consumption (kWh/year) | Consumption (kWh) | 15 | DEER:Indoor_CFL_Ltg | 0.8647 | -5.0903e-05 | 0 | DNVGL Study Industrial/AG sector 2020 | 0.028381 | 2020 | 0 | 0 | 2020 | 0 | 0 | Cedars 2019 | Motor VFD ¦ All | Motor VFD | 1 | 0.95 | 0.68 | DNVGL Study Industrial/AG sector 2020 | 0 | 0 | 0.65 | 0
Ind19 - Average Existing and Code.1 | Ind ¦ Electronics Retro-commissioning - Average Existing and Code ¦ All | Ind ¦ Electronics Retro-commissioning - Average Existing and Code | All | All | All | Electric | Existing condition electric HVAC equipment | Average Existing and Code | 0 | Conventional | HVAC | Ind - Electronics | Ind | RET Only | 0 | Building Type Consumption (kWh/year) | Consumption (kWh) | 10 | DEER:Indoor_Non-CFL_Ltg | 1 | 0 | 0 | DNVGL Study Industrial/AG sector 2020 | 0 | 2020 | 0 | 0 | 2020 | 0 | 0 | Cedars 2019 | Retro-commissioning - Electric ¦ All | Retro-commissioning - Electric | 1 | 0.96 | 0.56 | DNVGL Study Industrial/AG sector 2020 | 0 | 0 | 0.65 | 0
Ind19 - Efficient.1 | Ind ¦ Electronics Retro-commissioning - Efficient ¦ All | Ind ¦ Electronics Retro-commissioning - Efficient | All | All | All | Electric | Existing condition electric HVAC equipment | Efficient | 0 | Conventional | HVAC | Ind - Electronics | Ind | RET Only | 0 | Building Type Consumption (kWh/year) | Consumption (kWh) | 10 | DEER:Indoor_Non-CFL_Ltg | 0.9241 | -6.728e-05 | 0 | DNVGL Study Industrial/AG sector 2020 | 0.012241 | 2020 | 0 | 0 | 2020 | 0 | 0 | Cedars 2019 | Retro-commissioning - Electric ¦ All | Retro-commissioning - Electric | 1 | 0.96 | 0.44 | DNVGL Study Industrial/AG sector 2020 | 0 | 0 | 0.65 | 0
Ind20 - Average Existing and Code.1 | Ind ¦ Electronics Chiller Plant Optimization - Average Existing and Code ¦ All | Ind ¦ Electronics Chiller Plant Optimization - Average Existing and Code | All | All | All | Electric | Existing condition electric HVAC equipment | Average Existing and Code | 0 | Conventional | HVAC | Ind - Electronics | Ind | RET Only | 0 | Building Type Consumption (kWh/year) | Consumption (kWh) | 20 | DEER:HVAC_Chillers | 1 | 0 | 0 | DNVGL Study Industrial/AG sector 2020 | 0 | 2020 | 0 | 0 | 2020 | 0 | 0 | Cedars 2019 | Chiller Optimization - Electric ¦ All | Chiller Optimization - Electric | 1 | 1 | 0.85 | DNVGL Study Industrial/AG sector 2020 | 0 | 0 | 0.65324 | 0
Ind20 - Efficient.1 | Ind ¦ Electronics Chiller Plant Optimization - Efficient ¦ PG&E ¦ All | Ind ¦ Electronics Chiller Plant Optimization - Efficient | PG&E ¦ All | PG&E | All | Electric | Existing condition electric HVAC equipment | Efficient | 0 | Conventional | HVAC | Ind - Electronics | Ind | RET Only | 0 | Building Type Consumption (kWh/year) | Consumption (kWh) | 20 | DEER:HVAC_Chillers | 0.95725 | -3.7895e-05 | 0 | DNVGL Study Industrial/AG sector 2020 | 0.011628 | 2020 | 0 | 0 | 2020 | 0 | 0 | Cedars 2019 | Chiller Optimization - Electric ¦ PG&E ¦ All | Chiller Optimization - Electric | 1 | 1 | 0.15 | DNVGL Study Industrial/AG sector 2020 | 0 | 0 | 0.65324 | 0
Ind20 - Efficient.2 | Ind ¦ Electronics Chiller Plant Optimization - Efficient ¦ SCE ¦ All | Ind ¦ Electronics Chiller Plant Optimization - Efficient | SCE ¦ All | SCE | All | Electric | Existing condition electric HVAC equipment | Efficient | 0 | Conventional | HVAC | Ind - Electronics | Ind | RET Only | 0 | Building Type Consumption (kWh/year) | Consumption (kWh) | 20 | DEER:HVAC_Chillers | 0.95725 | -3.7895e-05 | 0 | DNVGL Study Industrial/AG sector 2020 | 0.011628 | 2020 | 0 | 0 | 2020 | 0 | 0 | Cedars 2019 | Chiller Optimization - Electric ¦ SCE ¦ All | Chiller Optimization - Electric | 1 | 1 | 0.15 | DNVGL Study Industrial/AG sector 2020 | 0 | 0 | 0.65324 | 0
Ind20 - Efficient.3 | Ind ¦ Electronics Chiller Plant Optimization - Efficient ¦ SDG&E ¦ All | Ind ¦ Electronics Chiller Plant Optimization - Efficient | SDG&E ¦ All | SDG&E | All | Electric | Existing condition electric HVAC equipment | Efficient | 0 | Conventional | HVAC | Ind - Electronics | Ind | RET Only | 0 | Building Type Consumption (kWh/year) | Consumption (kWh) | 20 | DEER:HVAC_Chillers | 0.95725 | -3.7895e-05 | 0 | DNVGL Study Industrial/AG sector 2020 | 0.011628 | 2020 | 0 | 0 | 2020 | 0 | 0 | Cedars 2019 | Chiller Optimization - Electric ¦ SDG&E ¦ All | Chiller Optimization - Electric | 1 | 1 | 0.15 | DNVGL Study Industrial/AG sector 2020 | 0 | 0 | 0.65324 | 0
Ind21 - Average Existing and Code.1 | Ind ¦ Electronics Low Pressure Drop HEPA/ULPA Filters - Average Existing and Code ¦ All | Ind ¦ Electronics Low Pressure Drop HEPA/ULPA Filters - Average Existing and Code | All | All | All | Electric | Existing condition electric HVAC equipment | Average Existing and Code | 0 | Conventional | HVAC | Ind - Electronics | Ind | RET Only | 0 | Building Type Consumption (kWh/year) | Consumption (kWh) | 6.5 | DEER:HVAC_Split-Package_HP | 1 | 0 | 0 | DNVGL Study Industrial/AG sector 2020 | 0 | 2020 | 0 | 0 | 2020 | 0 | 0 | https://www.filtsep.com/filter%20media/features/high-efficiency-air-filtration-the-growing-impact | Electronics Low Pressure Drop - Electric ¦ All | Electronics Low Pressure Drop - Electric | 0.8 | 0.95 | 0.625 | DNVGL Study Industrial/AG sector 2020 | 0 | 0 | 0.65324 | 0
Ind21 - Efficient.1 | Ind ¦ Electronics Low Pressure Drop HEPA/ULPA Filters - Efficient ¦ All | Ind ¦ Electronics Low Pressure Drop HEPA/ULPA Filters - Efficient | All | All | All | Electric | Existing condition electric HVAC equipment | Efficient | 0 | Conventional | HVAC | Ind - Electronics | Ind | RET Only | 0 | Building Type Consumption (kWh/year) | Consumption (kWh) | 6.5 | DEER:HVAC_Split-Package_HP | 0.95737 | -3.7784e-05 | 0 | DNVGL Study Industrial/AG sector 2020 | 0.0060741 | 2020 | 0 | 0 | 2020 | 0 | 0 | https://www.filtsep.com/filter%20media/features/high-efficiency-air-filtration-the-growing-impact | Electronics Low Pressure Drop - Electric ¦ All | Electronics Low Pressure Drop - Electric | 0.8 | 0.95 | 0.375 | DNVGL Study Industrial/AG sector 2020 | 0 | 0 | 0.65324 | 0
Ind22 - Average Existing and Code.1 | Ind ¦ Chem Manf Heat Recovery - Average Existing and Code ¦ All | Ind ¦ Chem Manf Heat Recovery - Average Existing and Code | All | All | All | Gas | No heat recovery | Average Existing and Code | 0 | Conventional | ProcHeat | Ind - Chemicals | Ind | RET Only | 0 | Building Type Consumption (Therms/year) | Consumption (therms) | 14 | DEER:HVAC_Split-Package_HP | 0 | 0 | 1 | DNVGL Study Industrial/AG sector 2020 | 0 | 2020 | 0 | 0 | 2020 | 0 | 0 | Cedars 2019 | Heat Recovery ¦ All | Heat Recovery | 1 | 1 | 0.795 | DNVGL Study Industrial/AG sector 2020 | 0 | 0 | 0.65 | 0
Ind22 - Efficient.1 | Ind ¦ Chem Manf Heat Recovery - Efficient ¦ All | Ind ¦ Chem Manf Heat Recovery - Efficient | All | All | All | Gas | No heat recovery | Efficient | 0 | Conventional | ProcHeat | Ind - Chemicals | Ind | RET Only | 0 | Building Type Consumption (Therms/year) | Consumption (therms) | 14 | DEER:HVAC_Split-Package_HP | 0 | 0 | 0.924 | DNVGL Study Industrial/AG sector 2020 | 0.18489 | 2020 | 0 | 0 | 2020 | 0 | 0 | Cedars 2019 | Heat Recovery ¦ All | Heat Recovery | 1 | 1 | 0.205 | DNVGL Study Industrial/AG sector 2020 | 0 | 0 | 0.65 | 0
Ind23 - Average Existing and Code.1 | Ind ¦ Chem Manf Advance Automation - Average Existing and Code ¦ All | Ind ¦ Chem Manf Advance Automation - Average Existing and Code | All | All | All | Electric | Existing condition without Automation | Average Existing and Code | 0 | Conventional | MachDr | Ind - Chemicals | Ind | RET Only | 0 | Building Type Consumption (kWh/year) | Consumption (kWh) | 15 | DEER:Indoor_Non-CFL_Ltg | 1 | 0 | 0 | DNVGL Study Industrial/AG sector 2020 | 0 | 2020 | 0 | 0 | 2020 | 0 | 0 | Cedars 2019 | Chem Manf Advance Automation- Electric ¦ All | Chem Manf Advance Automation- Electric | 0.8 | 1 | 0.691 | DNVGL Study Industrial/AG sector 2020 | 0 | 0 | 0.65 | 0
Ind23 - Efficient.1 | Ind ¦ Chem Manf Advance Automation - Efficient ¦ PG&E ¦ All | Ind ¦ Chem Manf Advance Automation - Efficient | PG&E ¦ All | PG&E | All | Electric | Efficient equipment with Chem Manf Advance Automation | Efficient | 0 | Conventional | MachDr | Ind - Chemicals | Ind | RET Only | 0 | Building Type Consumption (kWh/year) | Consumption (kWh) | 15 | DEER:Indoor_Non-CFL_Ltg | 0.8625 | -0.00012188 | 0 | DNVGL Study Industrial/AG sector 2020 | 0.049406 | 2020 | 0 | 0 | 2020 | 0 | 0 | Cedars 2019 | Chem Manf Advance Automation- Electric ¦ PG&E ¦ All | Chem Manf Advance Automation- Electric | 0.8 | 1 | 0.309 | DNVGL Study Industrial/AG sector 2020 | 0 | 0 | 0.65 | 0
Ind23 - Efficient.2 | Ind ¦ Chem Manf Advance Automation - Efficient ¦ SCE ¦ All | Ind ¦ Chem Manf Advance Automation - Efficient | SCE ¦ All | SCE | All | Electric | Efficient equipment with Chem Manf Advance Automation | Efficient | 0 | Conventional | MachDr | Ind - Chemicals | Ind | RET Only | 0 | Building Type Consumption (kWh/year) | Consumption (kWh) | 15 | DEER:Indoor_Non-CFL_Ltg | 0.8625 | -0.00012188 | 0 | DNVGL Study Industrial/AG sector 2020 | 0.049406 | 2020 | 0 | 0 | 2020 | 0 | 0 | Cedars 2019 | Chem Manf Advance Automation- Electric ¦ SCE ¦ All | Chem Manf Advance Automation- Electric | 0.8 | 1 | 0.309 | DNVGL Study Industrial/AG sector 2020 | 0 | 0 | 0.65 | 0
Ind23 - Efficient.3 | Ind ¦ Chem Manf Advance Automation - Efficient ¦ SDG&E ¦ All | Ind ¦ Chem Manf Advance Automation - Efficient | SDG&E ¦ All | SDG&E | All | Electric | Efficient equipment with Chem Manf Advance Automation | Efficient | 0 | Conventional | MachDr | Ind - Chemicals | Ind | RET Only | 0 | Building Type Consumption (kWh/year) | Consumption (kWh) | 15 | DEER:Indoor_Non-CFL_Ltg | 0.8625 | -0.00012188 | 0 | DNVGL Study Industrial/AG sector 2020 | 0.049406 | 2020 | 0 | 0 | 2020 | 0 | 0 | Cedars 2019 | Chem Manf Advance Automation- Electric ¦ SDG&E ¦ All | Chem Manf Advance Automation- Electric | 0.8 | 1 | 0.309 | DNVGL Study Industrial/AG sector 2020 | 0 | 0 | 0.65 | 0
Ind24 - Average Existing and Code.1 | Ind ¦ Chem Manf VFDs - Average Existing and Code ¦ All | Ind ¦ Chem Manf VFDs - Average Existing and Code | All | All | All | Electric | Pump with no drive | Average Existing and Code | 0 | Conventional | MachDr | Ind - Chemicals | Ind | RET Only | 0 | Building Type Consumption (kWh/year) | Consumption (kWh) | 15 | DEER:Indoor_CFL_Ltg | 1 | 0 | 0 | DNVGL Study Industrial/AG sector 2020 | 0 | 2020 | 0 | 0 | 2020 | 0 | 0 | Cedars 2019 | Motor VFD ¦ All | Motor VFD | 1 | 1 | 0.545 | DNVGL Study Industrial/AG sector 2020 | 0 | 0 | 0.65 | 0
Ind24 - Efficient.1 | Ind ¦ Chem Manf VFDs - Efficient ¦ All | Ind ¦ Chem Manf VFDs - Efficient | All | All | All | Electric | Pump with no drive | Efficient | 0 | Conventional | MachDr | Ind - Chemicals | Ind | RET Only | 0 | Building Type Consumption (kWh/year) | Consumption (kWh) | 15 | DEER:Indoor_CFL_Ltg | 0.9159 | -3.164e-05 | 0 | DNVGL Study Industrial/AG sector 2020 | 0.031626 | 2020 | 0 | 0 | 2020 | 0 | 0 | Cedars 2019 | Motor VFD ¦ All | Motor VFD | 1 | 1 | 0.455 | DNVGL Study Industrial/AG sector 2020 | 0 | 0 | 0.65 | 0