Scenario 1: Reference | SCE | Com | WaterHeat | Com - Warehouse | Gas Energy (MMTherm/year) | Fuel Substitution | 0.0083318 | 0.016687 | 0.025055 | 0.033436 | 0.041831 | 0.041831 | 0.041831 | 0.041831 | 0.041831 | 0.041831 | 0.041831 | 0.041831 | 0.041831
Scenario 1: Reference | SCE | Com | WholeBlg | Com - College | Electric Demand (MW) | Energy Efficiency | 0.10183 | 0.20593 | 0.31252 | 0.42213 | 0.53518 | 0.65086 | 0.77061 | 0.8941 | 1.0097 | 1.0462 | 1.0778 | 1.11 | 1.1422
Scenario 1: Reference | SCE | Com | WholeBlg | Com - College | Electric Energy (GWh/year) | Energy Efficiency | 0.92799 | 1.8767 | 2.8481 | 3.847 | 4.8772 | 5.9319 | 7.0238 | 8.1499 | 9.2034 | 9.5364 | 9.8243 | 10.1179 | 10.4108
Scenario 1: Reference | SCE | Com | WholeBlg | Com - Grocery | Electric Demand (MW) | Energy Efficiency | 0.34915 | 0.7064 | 1.0729 | 1.4501 | 1.8395 | 2.2384 | 2.6499 | 3.0737 | 3.4701 | 3.5943 | 3.7011 | 3.8091 | 3.9036
Scenario 1: Reference | SCE | Com | WholeBlg | Com - Grocery | Electric Energy (GWh/year) | Energy Efficiency | 3.1819 | 6.4376 | 9.7778 | 13.2146 | 16.764 | 20.4007 | 24.153 | 28.0174 | 31.6309 | 32.7622 | 33.7356 | 34.7204 | 35.582
Scenario 1: Reference | SCE | Com | WholeBlg | Com - Health | Electric Demand (MW) | Energy Efficiency | 0.33291 | 0.67482 | 1.0265 | 1.3893 | 1.765 | 2.1506 | 2.5505 | 2.9637 | 3.352 | 3.4826 | 3.5969 | 3.7126 | 3.8273
Scenario 1: Reference | SCE | Com | WholeBlg | Com - Health | Electric Energy (GWh/year) | Energy Efficiency | 3.0339 | 6.1498 | 9.3543 | 12.6613 | 16.0849 | 19.6006 | 23.2469 | 27.0141 | 30.5546 | 31.7444 | 32.7857 | 33.8406 | 34.8864
Scenario 1: Reference | SCE | Com | WholeBlg | Com - Lodging | Electric Demand (MW) | Energy Efficiency | 0.15748 | 0.31872 | 0.48387 | 0.65388 | 0.82945 | 1.0092 | 1.1953 | 1.3872 | 1.5669 | 1.6244 | 1.6741 | 1.7247 | 1.7739
Scenario 1: Reference | SCE | Com | WholeBlg | Com - Lodging | Electric Energy (GWh/year) | Energy Efficiency | 1.4351 | 2.9045 | 4.4096 | 5.9589 | 7.5589 | 9.198 | 10.8946 | 12.6445 | 14.2828 | 14.8062 | 15.2596 | 15.7209 | 16.1693
Scenario 1: Reference | SCE | Com | WholeBlg | Com - Office (Large) | Electric Demand (MW) | Energy Efficiency | 0.66256 | 1.3354 | 2.0196 | 2.7173 | 3.4314 | 4.1557 | 4.8989 | 5.6586 | 6.3585 | 6.5355 | 6.6757 | 6.816 | 6.9629
Scenario 1: Reference | SCE | Com | WholeBlg | Com - Office (Large) | Electric Energy (GWh/year) | Energy Efficiency | 6.0381 | 12.1698 | 18.4047 | 24.7638 | 31.271 | 37.8751 | 44.6521 | 51.5792 | 57.9596 | 59.5714 | 60.8501 | 62.1288 | 63.4674
Scenario 1: Reference | SCE | Com | WholeBlg | Com - Office (Small) | Electric Demand (MW) | Energy Efficiency | 0.11632 | 0.23475 | 0.35558 | 0.47925 | 0.60626 | 0.73554 | 0.8685 | 1.0048 | 1.1311 | 1.1661 | 1.1949 | 1.2238 | 1.2521
Scenario 1: Reference | SCE | Com | WholeBlg | Com - Office (Small) | Electric Energy (GWh/year) | Energy Efficiency | 1.06 | 2.1393 | 3.2405 | 4.3675 | 5.5249 | 6.7038 | 7.9161 | 9.1588 | 10.31 | 10.629 | 10.8915 | 11.1552 | 11.4129
Scenario 1: Reference | SCE | Com | WholeBlg | Com - Other | Electric Demand (MW) | Energy Efficiency | 0.50609 | 1.0221 | 1.5486 | 2.0884 | 2.6436 | 3.2097 | 3.7939 | 4.3943 | 4.9529 | 5.1159 | 5.2532 | 5.3926 | 5.5375
Scenario 1: Reference | SCE | Com | WholeBlg | Com - Other | Electric Energy (GWh/year) | Energy Efficiency | 4.6121 | 9.3143 | 14.1126 | 19.032 | 24.0916 | 29.2535 | 34.5799 | 40.0547 | 45.1469 | 46.6317 | 47.8837 | 49.1544 | 50.4748
Scenario 1: Reference | SCE | Com | WholeBlg | Com - Refrig. Warehouse | Electric Demand (MW) | Energy Efficiency | 0.038941 | 0.07932 | 0.12124 | 0.165 | 0.21078 | 0.25818 | 0.30752 | 0.35881 | 0.40767 | 0.4267 | 0.44397 | 0.46151 | 0.47662
Scenario 1: Reference | SCE | Com | WholeBlg | Com - Refrig. Warehouse | Electric Energy (GWh/year) | Energy Efficiency | 0.35487 | 0.72286 | 1.1049 | 1.5037 | 1.9209 | 2.3531 | 2.8029 | 3.2706 | 3.716 | 3.8894 | 4.0468 | 4.2066 | 4.3444
Scenario 1: Reference | SCE | Com | WholeBlg | Com - Restaurant | Electric Demand (MW) | Energy Efficiency | 0.2939 | 0.59677 | 0.90943 | 1.2338 | 1.5715 | 1.9201 | 2.2827 | 2.6593 | 3.0174 | 3.1567 | 3.2852 | 3.4183 | 3.5444
Scenario 1: Reference | SCE | Com | WholeBlg | Com - Restaurant | Electric Energy (GWh/year) | Energy Efficiency | 2.7838 | 5.6668 | 8.6587 | 11.7794 | 15.0467 | 18.4396 | 21.9858 | 25.6881 | 29.2527 | 30.8544 | 32.3939 | 34.0128 | 35.6084
Scenario 1: Reference | SCE | Com | WholeBlg | Com - Restaurant | Gas Energy (MMTherm/year) | Energy Efficiency | -0.0011657 | -0.0025236 | -0.0040992 | -0.0059193 | -0.0080161 | -0.010386 | -0.013038 | -0.016011 | -0.019327 | -0.023002 | -0.02707 | -0.031553 | -0.036489
Scenario 1: Reference | SCE | Com | WholeBlg | Com - Retail | Electric Demand (MW) | Energy Efficiency | 0.39802 | 0.80203 | 1.2129 | 1.6319 | 2.0606 | 2.4952 | 2.9414 | 3.3975 | 3.8171 | 3.9195 | 3.9987 | 4.0765 | 4.1546
Scenario 1: Reference | SCE | Com | WholeBlg | Com - Retail | Electric Energy (GWh/year) | Energy Efficiency | 4.2142 | 8.5793 | 13.1083 | 17.8293 | 22.7758 | 27.9258 | 33.3358 | 39.0149 | 44.549 | 47.3897 | 50.2413 | 53.3147 | 56.6461
Scenario 1: Reference | SCE | Com | WholeBlg | Com - Retail | Gas Energy (MMTherm/year) | Energy Efficiency | 0.0040287 | 0.0087173 | 0.014101 | 0.020294 | 0.027433 | 0.035578 | 0.044785 | 0.05522 | 0.066946 | 0.080042 | 0.094659 | 0.11088 | 0.12886
Scenario 1: Reference | SCE | Com | WholeBlg | Com - School | Electric Demand (MW) | Energy Efficiency | 0.12234 | 0.24687 | 0.37374 | 0.5036 | 0.63691 | 0.7726 | 0.91232 | 1.0557 | 1.1885 | 1.2254 | 1.2557 | 1.2862 | 1.3172
Scenario 1: Reference | SCE | Com | WholeBlg | Com - School | Electric Energy (GWh/year) | Energy Efficiency | 1.1149 | 2.2498 | 3.406 | 4.5894 | 5.8043 | 7.0415 | 8.3155 | 9.6225 | 10.8336 | 11.1692 | 11.4456 | 11.7236 | 12.0062
Scenario 1: Reference | SCE | Com | WholeBlg | Com - Warehouse | Electric Demand (MW) | Energy Efficiency | 0.20517 | 0.41494 | 0.62962 | 0.85048 | 1.0785 | 1.3119 | 1.5533 | 1.8021 | 2.0351 | 2.1098 | 2.175 | 2.2417 | 2.31
Scenario 1: Reference | SCE | Com | WholeBlg | Com - Warehouse | Electric Energy (GWh/year) | Energy Efficiency | 1.981 | 4.0248 | 6.1361 | 8.3317 | 10.6274 | 13.009 | 15.5004 | 18.1023 | 20.6028 | 21.7075 | 22.7778 | 23.9167 | 25.1302
Scenario 1: Reference | SCE | Com | WholeBlg | Com - Warehouse | Gas Energy (MMTherm/year) | Energy Efficiency | -0.0012158 | -0.0026606 | -0.0043527 | -0.0063514 | -0.0087311 | -0.0115 | -0.014674 | -0.018315 | -0.022433 | -0.02707 | -0.032275 | -0.03807 | -0.044535
Scenario 1: Reference | SCE | Ind | WholeBlg | Ind - All Other Industrial | Electric Demand (MW) | Energy Efficiency | 0.13253 | 0.26489 | 0.3974 | 0.53029 | 0.66344 | 0.68751 | 0.71186 | 0.7362 | 0.76031 | 0.78427 | 0.80804 | 0.82666 | 0.82688
Scenario 1: Reference | SCE | Ind | WholeBlg | Ind - All Other Industrial | Electric Energy (GWh/year) | Energy Efficiency | 0.97146 | 1.9416 | 2.9129 | 3.8869 | 4.8628 | 5.0648 | 5.2688 | 5.4726 | 5.6749 | 5.8761 | 6.0759 | 6.2325 | 6.2341
Scenario 1: Reference | SCE | Ind | WholeBlg | Ind - Chemicals | Electric Demand (MW) | Energy Efficiency | 0.40129 | 0.80545 | 1.2134 | 1.6257 | 2.0418 | 2.1303 | 2.2191 | 2.3071 | 2.3938 | 2.4795 | 2.5643 | 2.6332 | 2.6461
Scenario 1: Reference | SCE | Ind | WholeBlg | Ind - Chemicals | Electric Energy (GWh/year) | Energy Efficiency | 2.9415 | 5.9039 | 8.8943 | 11.916 | 14.9658 | 15.6917 | 16.4208 | 17.144 | 17.8589 | 18.5669 | 19.2684 | 19.8377 | 19.9362
Scenario 1: Reference | SCE | Ind | WholeBlg | Ind - Electronics | Electric Demand (MW) | Energy Efficiency | 0.19729 | 0.39473 | 0.59293 | 0.79224 | 0.99252 | 1.031 | 1.0703 | 1.1097 | 1.149 | 1.1882 | 1.2271 | 1.2584 | 1.2622
Scenario 1: Reference | SCE | Ind | WholeBlg | Ind - Electronics | Electric Energy (GWh/year) | Energy Efficiency | 1.4461 | 2.8933 | 4.3461 | 5.807 | 7.2749 | 7.5952 | 7.9208 | 8.2479 | 8.5742 | 8.8998 | 9.2239 | 9.4836 | 9.5122
Scenario 1: Reference | SCE | Ind | WholeBlg | Ind - Fabricated Metals | Electric Demand (MW) | Energy Efficiency | 0.27261 | 0.54702 | 0.82422 | 1.1038 | 1.3853 | 1.4433 | 1.5009 | 1.557 | 1.6119 | 1.6659 | 1.7191 | 1.7614 | 1.7654
Scenario 1: Reference | SCE | Ind | WholeBlg | Ind - Fabricated Metals | Electric Energy (GWh/year) | Energy Efficiency | 1.9982 | 4.0097 | 6.0414 | 8.0909 | 10.1538 | 10.6316 | 11.1063 | 11.5709 | 12.027 | 12.4769 | 12.9215 | 13.2746 | 13.3052
Scenario 1: Reference | SCE | Ind | WholeBlg | Ind - Food | Electric Demand (MW) | Energy Efficiency | 0.56746 | 1.1326 | 1.6971 | 2.262 | 2.8267 | 2.9233 | 3.0216 | 3.1199 | 3.2173 | 3.314 | 3.4097 | 3.4829 | 3.4769
Scenario 1: Reference | SCE | Ind | WholeBlg | Ind - Food | Electric Energy (GWh/year) | Energy Efficiency | 4.1595 | 8.302 | 12.4396 | 16.5797 | 20.719 | 21.5366 | 22.3655 | 23.1945 | 24.0172 | 24.8346 | 25.6444 | 26.2655 | 26.22
Scenario 1: Reference | SCE | Ind | WholeBlg | Ind - Industrial Machinery | Electric Demand (MW) | Energy Efficiency | 0.085271 | 0.17117 | 0.25802 | 0.34566 | 0.43379 | 0.45198 | 0.46999 | 0.4875 | 0.50465 | 0.52165 | 0.53851 | 0.55197 | 0.55342
Scenario 1: Reference | SCE | Ind | WholeBlg | Ind - Industrial Machinery | Electric Energy (GWh/year) | Energy Efficiency | 0.62504 | 1.2546 | 1.8913 | 2.5336 | 3.1796 | 3.3293 | 3.4778 | 3.6229 | 3.7655 | 3.907 | 4.0476 | 4.1596 | 4.1709
Scenario 1: Reference | SCE | Ind | WholeBlg | Ind - Lumber & Furniture | Electric Demand (MW) | Energy Efficiency | 0.046975 | 0.093863 | 0.14081 | 0.18789 | 0.23509 | 0.2436 | 0.2522 | 0.26075 | 0.26917 | 0.27748 | 0.28568 | 0.29204 | 0.29185
Scenario 1: Reference | SCE | Ind | WholeBlg | Ind - Lumber & Furniture | Electric Energy (GWh/year) | Energy Efficiency | 0.34433 | 0.68801 | 1.0321 | 1.3772 | 1.7231 | 1.7946 | 1.8666 | 1.9383 | 2.0091 | 2.0791 | 2.1483 | 2.202 | 2.2005
Scenario 1: Reference | SCE | Ind | WholeBlg | Ind - Paper | Electric Demand (MW) | Energy Efficiency | 0.18393 | 0.36432 | 0.54215 | 0.71825 | 0.8927 | 0.91376 | 0.93625 | 0.95959 | 0.98335 | 1.0077 | 1.0328 | 1.0515 | 1.0455
Scenario 1: Reference | SCE | Ind | WholeBlg | Ind - Paper | Electric Energy (GWh/year) | Energy Efficiency | 1.3483 | 2.6705 | 3.9739 | 5.2647 | 6.5432 | 6.733 | 6.9326 | 7.1379 | 7.3459 | 7.5578 | 7.7747 | 7.9372 | 7.8905
Scenario 1: Reference | SCE | Ind | WholeBlg | Ind - Petroleum | Electric Demand (MW) | Energy Efficiency | 0.70429 | 1.4055 | 2.1059 | 2.8069 | 3.508 | 3.6283 | 3.7508 | 3.8735 | 3.9952 | 4.116 | 4.2353 | 4.3268 | 4.32
Scenario 1: Reference | SCE | Ind | WholeBlg | Ind - Petroleum | Electric Energy (GWh/year) | Energy Efficiency | 5.1625 | 10.3024 | 15.4362 | 20.5743 | 25.7127 | 26.7301 | 27.763 | 28.7973 | 29.8239 | 30.8436 | 31.8529 | 32.6284 | 32.5767
Scenario 1: Reference | SCE | Ind | WholeBlg | Ind - Plastics | Electric Demand (MW) | Energy Efficiency | 0.32338 | 0.64639 | 0.96998 | 1.2947 | 1.6203 | 1.6799 | 1.7403 | 1.8004 | 1.8599 | 1.9187 | 1.9767 | 2.0218 | 2.0218
Scenario 1: Reference | SCE | Ind | WholeBlg | Ind - Plastics | Electric Energy (GWh/year) | Energy Efficiency | 2.3704 | 4.738 | 7.1099 | 9.4899 | 11.8762 | 12.3756 | 12.8803 | 13.3834 | 13.8815 | 14.3749 | 14.8626 | 15.2427 | 15.2429
Scenario 1: Reference | SCE | Ind | WholeBlg | Ind - Primary Metals | Electric Demand (MW) | Energy Efficiency | 0.15345 | 0.3086 | 0.46618 | 0.62623 | 0.78838 | 0.8259 | 0.86393 | 0.90183 | 0.93953 | 0.97725 | 1.015 | 1.0467 | 1.057
Scenario 1: Reference | SCE | Ind | WholeBlg | Ind - Primary Metals | Electric Energy (GWh/year) | Energy Efficiency | 1.1248 | 2.262 | 3.417 | 4.5901 | 5.7786 | 6.0831 | 6.3918 | 6.6999 | 7.0069 | 7.3146 | 7.6224 | 7.8805 | 7.9584
Scenario 1: Reference | SCE | Ind | WholeBlg | Ind - Printing & Publishing | Electric Demand (MW) | Energy Efficiency | 0.054327 | 0.10843 | 0.1625 | 0.21663 | 0.27076 | 0.28006 | 0.28949 | 0.29891 | 0.30823 | 0.3175 | 0.32671 | 0.33379 | 0.33331
Scenario 1: Reference | SCE | Ind | WholeBlg | Ind - Printing & Publishing | Electric Energy (GWh/year) | Energy Efficiency | 0.39822 | 0.79482 | 1.1911 | 1.5878 | 1.9846 | 2.0632 | 2.1428 | 2.2222 | 2.3009 | 2.3793 | 2.4571 | 2.5172 | 2.5135
Scenario 1: Reference | SCE | Ind | WholeBlg | Ind - Stone-Glass-Clay | Electric Demand (MW) | Energy Efficiency | 0.2751 | 0.55347 | 0.83537 | 1.1209 | 1.4095 | 1.4741 | 1.5384 | 1.602 | 1.6648 | 1.7269 | 1.7886 | 1.8397 | 1.8526
Scenario 1: Reference | SCE | Ind | WholeBlg | Ind - Stone-Glass-Clay | Electric Energy (GWh/year) | Energy Efficiency | 2.0165 | 4.0569 | 6.1232 | 8.2158 | 10.3315 | 10.858 | 11.3826 | 11.903 | 12.4179 | 12.9288 | 13.4368 | 13.8564 | 13.9541
Scenario 1: Reference | SCE | Ind | WholeBlg | Ind - Textiles | Electric Demand (MW) | Energy Efficiency | 0.038505 | 0.076918 | 0.11535 | 0.15379 | 0.19221 | 0.19882 | 0.20543 | 0.21194 | 0.21833 | 0.22465 | 0.23091 | 0.23564 | 0.23503
Scenario 1: Reference | SCE | Ind | WholeBlg | Ind - Textiles | Electric Energy (GWh/year) | Energy Efficiency | 0.28224 | 0.56381 | 0.84547 | 1.1273 | 1.4089 | 1.4647 | 1.5206 | 1.5756 | 1.6299 | 1.6836 | 1.7368 | 1.7773 | 1.7727
Scenario 1: Reference | SCE | Ind | WholeBlg | Ind - Transportation Equipment | Electric Demand (MW) | Energy Efficiency | 0.32431 | 0.64951 | 0.97853 | 1.3102 | 1.6433 | 1.7097 | 1.7768 | 1.842 | 1.9066 | 1.9717 | 2.0372 | 2.0901 | 2.0975
Scenario 1: Reference | SCE | Ind | WholeBlg | Ind - Transportation Equipment | Electric Energy (GWh/year) | Energy Efficiency | 2.3772 | 4.7609 | 7.1725 | 9.6034 | 12.0448 | 12.5943 | 13.1485 | 13.6897 | 14.227 | 14.7679 | 15.3125 | 15.7511 | 15.8067
Scenario 1: Reference | SCE | Res | AppPlug | Res - Multi Family | Electric Energy (GWh/year) | Fuel Substitution | -0.013968 | -0.029239 | -0.045839 | -0.063797 | -0.083141 | -0.083141 | -0.083141 | -0.083141 | -0.083141 | -0.083141 | -0.083141 | -0.083141 | -0.083141
Scenario 1: Reference | SCE | Res | AppPlug | Res - Multi Family | Gas Energy (MMTherm/year) | Fuel Substitution | 0.0028449 | 0.005955 | 0.009336 | 0.012994 | 0.016933 | 0.016933 | 0.016933 | 0.016933 | 0.016933 | 0.016933 | 0.016933 | 0.016933 | 0.016933
Scenario 1: Reference | SCE | Res | AppPlug | Res - Single Family | Electric Energy (GWh/year) | Fuel Substitution | -0.095046 | -0.19869 | -0.31101 | -0.43212 | -0.56215 | -0.56215 | -0.56215 | -0.56215 | -0.56215 | -0.56215 | -0.56215 | -0.56215 | -0.56215
Scenario 1: Reference | SCE | Res | AppPlug | Res - Single Family | Gas Energy (MMTherm/year) | Fuel Substitution | 0.019293 | 0.040331 | 0.06313 | 0.087714 | 0.11411 | 0.11411 | 0.11411 | 0.11411 | 0.11411 | 0.11411 | 0.11411 | 0.11411 | 0.11411
Scenario 1: Reference | SCE | Res | BROs | Income Qualified - Multi Family IQ | Electric Demand (MW) | Energy Efficiency | 2.6492 | 2.7675 | 2.8929 | 3.0048 | 3.0809 | 3.1625 | 3.2358 | 3.3198 | 3.4 | 3.4841 | 3.5569 | 3.6463 | 3.7381
Scenario 1: Reference | SCE | Res | BROs | Income Qualified - Multi Family IQ | Electric Energy (GWh/year) | Energy Efficiency | 11.846 | 12.4085 | 13.0114 | 13.5709 | 13.9959 | 14.4595 | 14.8998 | 15.4065 | 15.9147 | 16.4624 | 16.9806 | 17.605 | 18.2718
Scenario 1: Reference | SCE | Res | BROs | Income Qualified - Single Family IQ | Electric Demand (MW) | Energy Efficiency | 9.0294 | 9.3687 | 9.7261 | 10.067 | 10.2865 | 10.5247 | 10.7392 | 10.9854 | 11.2183 | 11.4547 | 11.6538 | 11.9071 | 12.1677
Scenario 1: Reference | SCE | Res | BROs | Income Qualified - Single Family IQ | Electric Energy (GWh/year) | Energy Efficiency | 40.3774 | 42.0082 | 43.7462 | 45.4696 | 46.7327 | 48.1237 | 49.4539 | 50.9844 | 52.5144 | 54.1291 | 55.6414 | 57.4964 | 59.4833
Scenario 1: Reference | SCE | Res | BROs | Res - Multi Family | Electric Demand (MW) | Energy Efficiency | 19.6664 | 20.4106 | 21.195 | 21.9413 | 22.4232 | 22.9459 | 23.4166 | 23.9569 | 24.4684 | 24.9885 | 25.4271 | 25.9842 | 26.5574
Scenario 1: Reference | SCE | Res | BROs | Res - Multi Family | Electric Energy (GWh/year) | Energy Efficiency | 87.9402 | 91.5157 | 95.3273 | 99.0972 | 101.8653 | 104.9126 | 107.8264 | 111.1788 | 114.5307 | 118.0714 | 121.3894 | 125.4558 | 129.8108
Scenario 1: Reference | SCE | Res | BROs | Res - Single Family | Electric Demand (MW) | Energy Efficiency | 4.7019 | 4.913 | 5.1369 | 5.336 | 5.4716 | 5.6171 | 5.7476 | 5.8972 | 6.0401 | 6.19 | 6.3198 | 6.4792 | 6.6427
Scenario 1: Reference | SCE | Res | BROs | Res - Single Family | Electric Energy (GWh/year) | Energy Efficiency | 21.0259 | 22.0293 | 23.1049 | 24.101 | 24.8581 | 25.6837 | 26.4676 | 27.3698 | 28.2747 | 29.2506 | 30.174 | 31.2862 | 32.4738
Scenario 1: Reference | SCE | Res | BldgEnv | Res - Single Family | Electric Demand (MW) | Energy Efficiency | 0.08821 | 0.17751 | 0.26612 | 0.35268 | 0.43768 | 0.52041 | 0.60058 | 0.67442 | 0.68756 | 0.68412 | 0.68081 | 0.605 | 0.53133
Scenario 1: Reference | SCE | Res | BldgEnv | Res - Single Family | Electric Energy (GWh/year) | Energy Efficiency | 0.19196 | 0.37965 | 0.56283 | 0.74128 | 0.91525 | 1.0847 | 1.2496 | 1.4243 | 1.4315 | 1.4445 | 1.457 | 1.2664 | 1.0809
Scenario 1: Reference | SCE | Res | BldgEnv | Res - Single Family | Gas Energy (MMTherm/year) | Energy Efficiency | 0.033814 | 0.067445 | 0.10054 | 0.13281 | 0.16438 | 0.1951 | 0.22493 | 0.25304 | 0.2559 | 0.25514 | 0.25441 | 0.2233 | 0.19307
Scenario 1: Reference | SCE | Res | HVAC | Res - Multi Family | Electric Demand (MW) | Energy Efficiency | 2.0793 | 3.8271 | 3.1896 | 2.6109 | 2.1069 | 1.6812 | 1.3308 | 1.0478 | 0.82284 | 0.64614 | 0.50889 | 0.40338 | 0.32317
Scenario 1: Reference | SCE | Res | HVAC | Res - Multi Family | Electric Demand (MW) | Fuel Substitution | 0 | 0 | 0 | 0 | 0 | 2.7985e-07 | 5.7992e-07 | 8.9594e-07 | 1.1793e-06 | 1.4692e-06 | 1.7633e-06 | 2.0602e-06 | 2.3588e-06
Scenario 1: Reference | SCE | Res | HVAC | Res - Multi Family | Electric Energy (GWh/year) | Energy Efficiency | 2.3159 | 4.2978 | 3.6711 | 3.1135 | 2.642 | 2.2562 | 1.9561 | 1.7327 | 1.5754 | 1.4732 | 1.4162 | 1.3957 | 1.4044
Scenario 1: Reference | SCE | Res | HVAC | Res - Multi Family | Electric Energy (GWh/year) | Fuel Substitution | 7.3303e-06 | 1.49e-05 | 2.2613e-05 | 2.9786e-05 | 4.2573e-05 | 4.5279e-05 | 4.8182e-05 | 5.1239e-05 | 5.3958e-05 | 5.6739e-05 | 5.9562e-05 | 6.2411e-05 | 6.5277e-05
Scenario 1: Reference | SCE | Res | HVAC | Res - Multi Family | Gas Energy (MMTherm/year) | Fuel Substitution | 1.0829e-05 | 2.1985e-05 | 3.3335e-05 | 4.526e-05 | 5.9565e-05 | 5.9565e-05 | 5.9565e-05 | 5.9565e-05 | 5.9565e-05 | 5.9565e-05 | 5.9565e-05 | 5.9565e-05 | 5.9565e-05
Scenario 1: Reference | SCE | Res | HVAC | Res - Single Family | Electric Demand (MW) | Energy Efficiency | 25.3583 | 47.0623 | 42.0669 | 37.6206 | 33.9101 | 30.9859 | 27.6576 | 25.147 | 22.126 | 19.5122 | 17.4054 | 15.718 | 14.3728
Scenario 1: Reference | SCE | Res | HVAC | Res - Single Family | Electric Demand (MW) | Fuel Substitution | 0 | 0 | 0 | 0 | 0 | 1.1419e-05 | 2.3573e-05 | 3.6082e-05 | 4.0354e-05 | 4.4731e-05 | 4.9176e-05 | 5.3667e-05 | 5.8187e-05
Scenario 1: Reference | SCE | Res | HVAC | Res - Single Family | Electric Energy (GWh/year) | Energy Efficiency | 36.7954 | 69.1724 | 83.4693 | 95.681 | 106.0623 | 114.859 | 100.0181 | 86.4344 | 73.2942 | 61.6803 | 51.7655 | 43.4419 | 36.5456
Scenario 1: Reference | SCE | Res | HVAC | Res - Single Family | Electric Energy (GWh/year) | Fuel Substitution | -0.00086254 | -0.0017633 | -0.0026853 | -0.0036487 | -0.0046248 | -0.0045485 | -0.0044675 | -0.0043846 | -0.0043555 | -0.0043258 | -0.0042955 | -0.004265 | -0.0042342
Scenario 1: Reference | SCE | Res | HVAC | Res - Single Family | Gas Energy (MMTherm/year) | Energy Efficiency | -0.060804 | -0.11561 | -0.16398 | -0.20595 | -0.2419 | -0.27241 | -0.23969 | -0.20916 | -0.17871 | -0.15143 | -0.12796 | -0.10812 | -0.091607
Scenario 1: Reference | SCE | Res | HVAC | Res - Single Family | Gas Energy (MMTherm/year) | Fuel Substitution | 0.00026825 | 0.00054841 | 0.00083492 | 0.0011456 | 0.0014604 | 0.0014604 | 0.0014604 | 0.0014604 | 0.0014604 | 0.0014604 | 0.0014604 | 0.0014604 | 0.0014604
Scenario 1: Reference | SCE | Res | WaterHeat | Res - Multi Family | Electric Demand (MW) | Energy Efficiency | 0.051524 | 0.10559 | 0.16263 | 0.22238 | 0.28485 | 0.34965 | 0.41692 | 0.48661 | 0.55867 | 0.63307 | 0.70984 | 0.78908 | 0.87228
Scenario 1: Reference | SCE | Res | WaterHeat | Res - Multi Family | Electric Demand (MW) | Fuel Substitution | 0 | 0 | 0 | 0 | 0 | 0.24247 | 0.53057 | 0.86663 | 1.24 | 1.6399 | 2.0576 | 2.487 | 2.9242
Scenario 1: Reference | SCE | Res | WaterHeat | Res - Multi Family | Electric Energy (GWh/year) | Energy Efficiency | 0.27344 | 0.56013 | 0.86231 | 1.1787 | 1.5092 | 1.8519 | 2.2076 | 2.5758 | 2.9564 | 3.3493 | 3.7545 | 4.1711 | 4.6087
Scenario 1: Reference | SCE | Res | WaterHeat | Res - Multi Family | Electric Energy (GWh/year) | Fuel Substitution | -63.633 | -127.7786 | -192.3701 | -257.4349 | -323.0092 | -321.6918 | -320.1256 | -318.2987 | -316.2688 | -314.0949 | -311.8242 | -309.4895 | -307.1129
Scenario 1: Reference | SCE | Res | WaterHeat | Res - Multi Family | Gas Energy (MMTherm/year) | Fuel Substitution | 4.5144 | 9.0628 | 13.6401 | 18.249 | 22.8926 | 22.8926 | 22.8926 | 22.8926 | 22.8926 | 22.8926 | 22.8926 | 22.8926 | 22.8926
Scenario 1: Reference | SCE | Res | WaterHeat | Res - Single Family | Electric Demand (MW) | Energy Efficiency | 0.038622 | 0.081598 | 0.12819 | 0.17778 | 0.23061 | 0.28638 | 0.34492 | 0.40612 | 0.46997 | 0.53647 | 0.60578 | 0.67804 | 0.75348
Scenario 1: Reference | SCE | Res | WaterHeat | Res - Single Family | Electric Demand (MW) | Fuel Substitution | 0 | 0 | 0 | 0 | 0 | 1.7498 | 3.8146 | 6.2178 | 8.883 | 11.7337 | 14.7095 | 17.7683 | 20.8823
Scenario 1: Reference | SCE | Res | WaterHeat | Res - Single Family | Electric Energy (GWh/year) | Energy Efficiency | 0.1983 | 0.41881 | 0.65784 | 0.91228 | 1.1834 | 1.4695 | 1.7699 | 2.0838 | 2.4114 | 2.7525 | 3.108 | 3.4783 | 3.8648
Scenario 1: Reference | SCE | Res | WaterHeat | Res - Single Family | Electric Energy (GWh/year) | Fuel Substitution | -8.6547 | -17.168 | -25.4872 | -33.6669 | -41.7751 | -32.3699 | -21.2713 | -8.3539 | 5.9725 | 21.2955 | 37.2911 | 53.7327 | 70.4716
Scenario 1: Reference | SCE | Res | WaterHeat | Res - Single Family | Gas Energy (MMTherm/year) | Fuel Substitution | 1.2048 | 2.3898 | 3.5477 | 4.6861 | 5.8145 | 5.8145 | 5.8145 | 5.8145 | 5.8145 | 5.8145 | 5.8145 | 5.8145 | 5.8145
Scenario 1: Reference | SCE | Res | WholeBlg | Res - Multi Family | Electric Demand (MW) | Energy Efficiency | 0 | 0 | 0 | 0 | 0.012356 | 0.023791 | 0.034392 | 0.044157 | 0.053106 | 0.061266 | 0.068763 | 0.075728 | 0.082193
Scenario 1: Reference | SCE | Res | WholeBlg | Res - Multi Family | Electric Energy (GWh/year) | Energy Efficiency | 0 | 0 | 0 | 0 | 0.11936 | 0.22982 | 0.33223 | 0.42657 | 0.513 | 0.59183 | 0.66425 | 0.73154 | 0.79399
Scenario 1: Reference | SCE | Res | WholeBlg | Res - Multi Family | Gas Energy (MMTherm/year) | Energy Efficiency | 0 | 0 | 0 | 0 | 0.0008868 | 0.0017074 | 0.0024683 | 0.0031691 | 0.0038113 | 0.004397 | 0.004935 | 0.0054349 | 0.0058989
Scenario 1: Reference | SCE | Res | WholeBlg | Res - Single Family | Electric Demand (MW) | Energy Efficiency | 0 | 0 | 0.091141 | 0.18255 | 0.27117 | 0.35402 | 0.43002 | 0.499 | 0.56155 | 0.61815 | 0.66957 | 0.71669 | 0.75986
Scenario 1: Reference | SCE | Res | WholeBlg | Res - Single Family | Electric Energy (GWh/year) | Energy Efficiency | 0 | 0 | 0.40802 | 0.81723 | 1.214 | 1.5849 | 1.9251 | 2.2339 | 2.514 | 2.7674 | 2.9975 | 3.2085 | 3.4018
Scenario 1: Reference | SCE | Res | WholeBlg | Res - Single Family | Gas Energy (MMTherm/year) | Energy Efficiency | 0 | 0 | 0.0023526 | 0.0047121 | 0.0069997 | 0.0091383 | 0.0111 | 0.012881 | 0.014495 | 0.015957 | 0.017284 | 0.0185 | 0.019615
Scenario 1: Reference | SCG | Ag | WholeBlg | Ag - Dairies, fishing, hunting | Gas Energy (MMTherm/year) | Energy Efficiency | 0.010787 | 0.021574 | 0.032361 | 0.043148 | 0.053935 | 0.064722 | 0.075509 | 0.086296 | 0.091794 | 0.091794 | 0.091794 | 0.091794 | 0.091794
Scenario 1: Reference | SCG | Ag | WholeBlg | Ag - Irrigated Agriculture, vineyards, forestry and greenhouses | Gas Energy (MMTherm/year) | Energy Efficiency | 0.046276 | 0.092552 | 0.13883 | 0.1851 | 0.23138 | 0.27766 | 0.32393 | 0.37021 | 0.39379 | 0.39379 | 0.39379 | 0.39379 | 0.39379
Scenario 1: Reference | SCG | Ag | WholeBlg | Ag - Water pumping | Gas Energy (MMTherm/year) | Energy Efficiency | 0.015198 | 0.030397 | 0.045595 | 0.060794 | 0.075992 | 0.091191 | 0.10639 | 0.12159 | 0.12933 | 0.12933 | 0.12933 | 0.12933 | 0.12933
Scenario 1: Reference | SCG | Com | AppPlug | Com - College | Gas Energy (MMTherm/year) | Energy Efficiency | 0 | 0 | 0 | 0 | 0 | 0 | 0 | 0 | 0 | 0 | 0 | 0 | 0.0034642
Scenario 1: Reference | SCG | Com | AppPlug | Com - Health | Gas Energy (MMTherm/year) | Energy Efficiency | 0.90838 | 1.9148 | 3.0144 | 4.1792 | 4.6421 | 5.0804 | 5.487 | 5.8455 | 6.1457 | 6.3762 | 6.5321 | 6.4793 | 6.3436
Scenario 1: Reference | SCG | Com | AppPlug | Com - Lodging | Gas Energy (MMTherm/year) | Energy Efficiency | 0.64293 | 1.3494 | 2.1044 | 2.8942 | 3.2648 | 3.6246 | 3.9668 | 4.2866 | 4.5773 | 4.8339 | 5.0542 | 5.0595 | 5.0033
Scenario 1: Reference | SCG | Com | AppPlug | Com - Other | Gas Energy (MMTherm/year) | Energy Efficiency | 0.035181 | 0.071597 | 0.075434 | 0.0777 | 0.074705 | 0.078008 | 0.074081 | 0.069341 | 0.06425 | 0.059276 | 0.058422 | 0.050522 | 0.0473
Scenario 1: Reference | SCG | Com | BldgEnv | Com - College | Electric Demand (MW) | Energy Efficiency | 0.0042323 | 0.0084492 | 0.012563 | 0.016385 | 0.019802 | 0.022754 | 0.025216 | 0.023211 | 0.020793 | 0.018105 | 0.015402 | 0.012866 | 0.010784
Scenario 1: Reference | SCG | Com | BldgEnv | Com - College | Electric Energy (GWh/year) | Energy Efficiency | 0.0014401 | 0.0028749 | 0.0042701 | 0.0055668 | 0.0067257 | 0.0077274 | 0.008563 | 0.0078796 | 0.007056 | 0.0061459 | 0.0052303 | 0.0043717 | 0.0036669
Scenario 1: Reference | SCG | Com | BldgEnv | Com - College | Gas Energy (MMTherm/year) | Energy Efficiency | 0.0038406 | 0.0076553 | 0.011313 | 0.014679 | 0.01765 | 0.020165 | 0.022201 | 0.019997 | 0.017392 | 0.01457 | 0.011727 | 0.009026 | 0.0067524
Scenario 1: Reference | SCG | Com | BldgEnv | Com - Grocery | Electric Demand (MW) | Energy Efficiency | 0.0042695 | 0.0072377 | 0.0089445 | 0.0098332 | 0.010742 | 0.011639 | 0.012568 | 0.0098465 | 0.0085027 | 0.008483 | 0.0093482 | 0.010256 | 0.011238
Scenario 1: Reference | SCG | Com | BldgEnv | Com - Grocery | Electric Energy (GWh/year) | Energy Efficiency | 0.0014531 | 0.0024636 | 0.0030441 | 0.0033473 | 0.0036574 | 0.0039633 | 0.0042802 | 0.0033553 | 0.002899 | 0.0028942 | 0.0031894 | 0.0034991 | 0.0038341
Scenario 1: Reference | SCG | Com | BldgEnv | Com - Grocery | Gas Energy (MMTherm/year) | Energy Efficiency | 0.0029256 | 0.0047939 | 0.0056338 | 0.0058132 | 0.0059987 | 0.0061879 | 0.0063833 | 0.0037798 | 0.002249 | 0.0017593 | 0.0019435 | 0.0021343 | 0.002334
Scenario 1: Reference | SCG | Com | BldgEnv | Com - Health | Electric Demand (MW) | Energy Efficiency | 0.0061214 | 0.011652 | 0.01642 | 0.020305 | 0.023314 | 0.025494 | 0.026965 | 0.022501 | 0.018648 | 0.015581 | 0.013416 | 0.012206 | 0.0119
Scenario 1: Reference | SCG | Com | BldgEnv | Com - Health | Electric Energy (GWh/year) | Energy Efficiency | 0.0029185 | 0.005556 | 0.00783 | 0.0096837 | 0.01112 | 0.012162 | 0.012866 | 0.010743 | 0.0089107 | 0.0074523 | 0.0064238 | 0.0058504 | 0.0057071
Scenario 1: Reference | SCG | Com | BldgEnv | Com - Health | Gas Energy (MMTherm/year) | Energy Efficiency | 0.0037474 | 0.0070768 | 0.0098685 | 0.012054 | 0.013631 | 0.014638 | 0.015145 | 0.011764 | 0.008809 | 0.006399 | 0.0045991 | 0.0034247 | 0.0028376
Scenario 1: Reference | SCG | Com | BldgEnv | Com - Lodging | Electric Demand (MW) | Energy Efficiency | 0.00016451 | 0.00036355 | 0.00060387 | 0.0011098 | 0.0017181 | 0.0024475 | 0.0033192 | 0.004195 | 0.0052282 | 0.0064392 | 0.0076311 | 0.0089931 | 0.010528
Scenario 1: Reference | SCG | Com | BldgEnv | Com - Lodging | Electric Energy (GWh/year) | Energy Efficiency | 0.00010577 | 0.00023373 | 0.00038822 | 0.00071572 | 0.0011095 | 0.0015817 | 0.002146 | 0.0027137 | 0.0033835 | 0.0041685 | 0.0049401 | 0.0058217 | 0.0068156
Scenario 1: Reference | SCG | Com | BldgEnv | Com - Lodging | Gas Energy (MMTherm/year) | Energy Efficiency | 6.203e-05 | 0.00013718 | 0.00022803 | 0.00041807 | 0.00064672 | 0.00092102 | 0.001249 | 0.0015778 | 0.0019658 | 0.0024207 | 0.0028693 | 0.003382 | 0.00396
Scenario 1: Reference | SCG | Com | BldgEnv | Com - Office (Large) | Electric Demand (MW) | Energy Efficiency | 0.0049679 | 0.010084 | 0.015306 | 0.020629 | 0.026067 | 0.031612 | 0.037221 | 0.042303 | 0.047411 | 0.05252 | 0.05764 | 0.062743 | 0.067831
Scenario 1: Reference | SCG | Com | BldgEnv | Com - Office (Large) | Electric Energy (GWh/year) | Energy Efficiency | 0.0016949 | 0.0034403 | 0.0052218 | 0.0070379 | 0.0088932 | 0.010785 | 0.012699 | 0.014433 | 0.016175 | 0.017918 | 0.019665 | 0.021407 | 0.023143
Scenario 1: Reference | SCG | Com | BldgEnv | Com - Office (Large) | Gas Energy (MMTherm/year) | Energy Efficiency | 0.00064552 | 0.0013095 | 0.0019866 | 0.0026763 | 0.0033802 | 0.0040975 | 0.0048226 | 0.00547 | 0.0061208 | 0.006772 | 0.0074248 | 0.0080755 | 0.0087245
Scenario 1: Reference | SCG | Com | BldgEnv | Com - Office (Small) | Electric Demand (MW) | Energy Efficiency | 0.0026111 | 0.0045231 | 0.0057743 | 0.0065992 | 0.0067186 | 0.014321 | 0.015162 | 0.014037 | 0.013669 | 0.014013 | 0.014832 | 0.015628 | 0.016475
Scenario 1: Reference | SCG | Com | BldgEnv | Com - Office (Small) | Electric Energy (GWh/year) | Energy Efficiency | 0.0008869 | 0.0015369 | 0.0019622 | 0.0022436 | 0.0022844 | 0.0048783 | 0.0051649 | 0.0047851 | 0.004662 | 0.004781 | 0.0050604 | 0.0053318 | 0.0056209
Scenario 1: Reference | SCG | Com | BldgEnv | Com - Office (Small) | Gas Energy (MMTherm/year) | Energy Efficiency | 0.00074245 | 0.0012308 | 0.0014776 | 0.0015848 | 0.0016 | 0.0025727 | 0.0026816 | 0.0021305 | 0.0018409 | 0.0017992 | 0.0019033 | 0.0020062 | 0.002114
Scenario 1: Reference | SCG | Com | BldgEnv | Com - Other | Electric Demand (MW) | Energy Efficiency | 0.011886 | 0.022592 | 0.031865 | 0.058415 | 0.07624 | 0.090028 | 0.096095 | 0.087309 | 0.079766 | 0.073811 | 0.050728 | 0.035072 | 0.026514
Scenario 1: Reference | SCG | Com | BldgEnv | Com - Other | Electric Energy (GWh/year) | Energy Efficiency | 0.0040466 | 0.0076919 | 0.01084 | 0.0199 | 0.025982 | 0.030688 | 0.032759 | 0.02977 | 0.027205 | 0.025189 | 0.017314 | 0.011972 | 0.0090519
Scenario 1: Reference | SCG | Com | BldgEnv | Com - Other | Gas Energy (MMTherm/year) | Energy Efficiency | 0.0087463 | 0.016512 | 0.023025 | 0.032111 | 0.038167 | 0.042637 | 0.044468 | 0.036652 | 0.029843 | 0.024333 | 0.016295 | 0.010896 | 0.008002
Scenario 1: Reference | SCG | Com | BldgEnv | Com - Refrig. Warehouse | Electric Demand (MW) | Energy Efficiency | 0.0010285 | 0.0011247 | 0.0013205 | 0.0026221 | 0.0031937 | 0.0038396 | 0.0045623 | 0.0051759 | 0.0060427 | 0.0067772 | 0.0073497 | 0.007886 | 0.0083596
Scenario 1: Reference | SCG | Com | BldgEnv | Com - Refrig. Warehouse | Electric Energy (GWh/year) | Energy Efficiency | 0.0003532 | 0.0003861 | 0.00045438 | 0.00090121 | 0.0010984 | 0.0013213 | 0.0015707 | 0.0017819 | 0.002081 | 0.0023339 | 0.0025313 | 0.0027162 | 0.0028794
Scenario 1: Reference | SCG | Com | BldgEnv | Com - Refrig. Warehouse | Gas Energy (MMTherm/year) | Energy Efficiency | 0.00022962 | 0.00024808 | 0.00032016 | 0.00063943 | 0.00083039 | 0.0010477 | 0.0012923 | 0.0014959 | 0.0017918 | 0.0020378 | 0.0022248 | 0.0023977 | 0.0025468
Scenario 1: Reference | SCG | Com | BldgEnv | Com - Restaurant | Electric Demand (MW) | Energy Efficiency | 0.00080985 | 0.0016653 | 0.0025657 | 0.0035116 | 0.0045047 | 0.0055355 | 0.0065982 | 0.0075305 | 0.0085014 | 0.0095058 | 0.010543 | 0.011608 | 0.012702
Scenario 1: Reference | SCG | Com | BldgEnv | Com - Restaurant | Electric Energy (GWh/year) | Energy Efficiency | 0.00027632 | 0.00056819 | 0.00087543 | 0.0011982 | 0.0015371 | 0.0018888 | 0.0022514 | 0.0025695 | 0.0029009 | 0.0032436 | 0.0035976 | 0.0039612 | 0.0043342
Scenario 1: Reference | SCG | Com | BldgEnv | Com - Restaurant | Gas Energy (MMTherm/year) | Energy Efficiency | 0.00022114 | 0.00045407 | 0.00069866 | 0.00095503 | 0.0012237 | 0.0015021 | 0.0017887 | 0.0020344 | 0.0022904 | 0.0025553 | 0.002829 | 0.0031103 | 0.0033991
Scenario 1: Reference | SCG | Com | BldgEnv | Com - Retail | Electric Demand (MW) | Energy Efficiency | 0.02142 | 0.039919 | 0.055096 | 0.058343 | 0.06493 | 0.074533 | 0.078187 | 0.062734 | 0.050353 | 0.041549 | 0.044938 | 0.042325 | 0.04325
Scenario 1: Reference | SCG | Com | BldgEnv | Com - Retail | Electric Energy (GWh/year) | Energy Efficiency | 0.0072894 | 0.013585 | 0.018737 | 0.019845 | 0.022078 | 0.025349 | 0.026596 | 0.021343 | 0.017135 | 0.014158 | 0.015314 | 0.014437 | 0.014759
Scenario 1: Reference | SCG | Com | BldgEnv | Com - Retail | Gas Energy (MMTherm/year) | Energy Efficiency | 0.028941 | 0.053297 | 0.072279 | 0.073445 | 0.08263 | 0.089052 | 0.090363 | 0.063581 | 0.041466 | 0.024812 | 0.026068 | 0.018339 | 0.015741
Scenario 1: Reference | SCG | Com | BldgEnv | Com - School | Electric Demand (MW) | Energy Efficiency | 0.001097 | 0.0022341 | 0.0034112 | 0.0046224 | 0.0058488 | 0.0071009 | 0.0083653 | 0.0094947 | 0.010643 | 0.011811 | 0.012993 | 0.014193 | 0.015403
Scenario 1: Reference | SCG | Com | BldgEnv | Com - School | Electric Energy (GWh/year) | Energy Efficiency | 0.00037425 | 0.00076218 | 0.0011638 | 0.001577 | 0.0019954 | 0.0024226 | 0.002854 | 0.0032393 | 0.0036311 | 0.0040296 | 0.0044328 | 0.0048423 | 0.0052551
Scenario 1: Reference | SCG | Com | BldgEnv | Com - School | Gas Energy (MMTherm/year) | Energy Efficiency | 0.00014288 | 0.00029078 | 0.00044368 | 0.00060082 | 0.00075981 | 0.000922 | 0.0010857 | 0.0012294 | 0.0013757 | 0.0015245 | 0.0016751 | 0.0018281 | 0.0019824
Scenario 1: Reference | SCG | Com | BldgEnv | Com - Warehouse | Electric Demand (MW) | Energy Efficiency | 0.0072285 | 0.015455 | 0.024647 | 0.041341 | 0.059354 | 0.078344 | 0.097867 | 0.11105 | 0.12283 | 0.13273 | 0.13382 | 0.13199 | 0.12743
Scenario 1: Reference | SCG | Com | BldgEnv | Com - Warehouse | Electric Energy (GWh/year) | Energy Efficiency | 0.0046166 | 0.0098696 | 0.015738 | 0.026496 | 0.038103 | 0.05034 | 0.062921 | 0.071466 | 0.079115 | 0.08556 | 0.086275 | 0.085115 | 0.082196
Scenario 1: Reference | SCG | Com | BldgEnv | Com - Warehouse | Gas Energy (MMTherm/year) | Energy Efficiency | 0.0039466 | 0.0084589 | 0.013523 | 0.023074 | 0.033377 | 0.044231 | 0.055372 | 0.062741 | 0.069238 | 0.074578 | 0.074584 | 0.072817 | 0.069383
Scenario 1: Reference | SCG | Com | FoodServ | Com - College | Electric Demand (MW) | Energy Efficiency | 0.0035735 | 0.0073855 | 0.011474 | 0.015853 | 0.020459 | 0.025358 | 0.030549 | 0.035978 | 0.041638 | 0.047496 | 0.053565 | 0.059973 | 0.066586
Scenario 1: Reference | SCG | Com | FoodServ | Com - College | Electric Energy (GWh/year) | Energy Efficiency | 0.017584 | 0.036334 | 0.056437 | 0.077963 | 0.1006 | 0.12468 | 0.15018 | 0.17686 | 0.20466 | 0.23344 | 0.26324 | 0.29472 | 0.32719
Scenario 1: Reference | SCG | Com | FoodServ | Com - College | Gas Energy (MMTherm/year) | Energy Efficiency | 0.02503 | 0.05116 | 0.078406 | 0.10674 | 0.13602 | 0.16629 | 0.19823 | 0.23117 | 0.26486 | 0.29923 | 0.33422 | 0.37001 | 0.40422
Scenario 1: Reference | SCG | Com | FoodServ | Com - Grocery | Electric Demand (MW) | Energy Efficiency | 0.02297 | 0.047558 | 0.073615 | 0.10116 | 0.13022 | 0.16078 | 0.19275 | 0.22621 | 0.26105 | 0.29719 | 0.33466 | 0.37338 | 0.41335
Scenario 1: Reference | SCG | Com | FoodServ | Com - Grocery | Electric Energy (GWh/year) | Energy Efficiency | 0.11314 | 0.23417 | 0.36239 | 0.49791 | 0.64082 | 0.79109 | 0.94828 | 1.1127 | 1.284 | 1.4616 | 1.6457 | 1.8359 | 2.0323
Scenario 1: Reference | SCG | Com | FoodServ | Com - Grocery | Gas Energy (MMTherm/year) | Energy Efficiency | 0.1766 | 0.36207 | 0.5558 | 0.75769 | 0.96758 | 1.1851 | 1.4274 | 1.6839 | 1.9487 | 2.2213 | 2.5016 | 2.789 | 3.0307
Scenario 1: Reference | SCG | Com | FoodServ | Com - Health | Electric Demand (MW) | Energy Efficiency | 0.008794 | 0.01834 | 0.028699 | 0.039644 | 0.051314 | 0.06363 | 0.076767 | 0.090529 | 0.10489 | 0.11965 | 0.13473 | 0.15061 | 0.16735
Scenario 1: Reference | SCG | Com | FoodServ | Com - Health | Electric Energy (GWh/year) | Energy Efficiency | 0.042931 | 0.089525 | 0.14008 | 0.19348 | 0.25044 | 0.31053 | 0.37465 | 0.44181 | 0.5119 | 0.58394 | 0.65755 | 0.73501 | 0.81673
Scenario 1: Reference | SCG | Com | FoodServ | Com - Health | Gas Energy (MMTherm/year) | Energy Efficiency | 0.063735 | 0.1308 | 0.20121 | 0.27444 | 0.35063 | 0.42946 | 0.51491 | 0.60415 | 0.69601 | 0.79003 | 0.88599 | 0.98448 | 1.0743
Scenario 1: Reference | SCG | Com | FoodServ | Com - Lodging | Electric Demand (MW) | Energy Efficiency | 0.011653 | 0.024093 | 0.037304 | 0.05122 | 0.065884 | 0.081306 | 0.097478 | 0.11438 | 0.13196 | 0.15014 | 0.16896 | 0.18837 | 0.20836
Scenario 1: Reference | SCG | Com | FoodServ | Com - Lodging | Electric Energy (GWh/year) | Energy Efficiency | 0.057255 | 0.11835 | 0.18322 | 0.25155 | 0.32354 | 0.39924 | 0.47861 | 0.56158 | 0.6478 | 0.73705 | 0.82935 | 0.92457 | 1.0226
Scenario 1: Reference | SCG | Com | FoodServ | Com - Lodging | Gas Energy (MMTherm/year) | Energy Efficiency | 0.051737 | 0.10624 | 0.16345 | 0.22321 | 0.28552 | 0.35028 | 0.42194 | 0.49783 | 0.57631 | 0.65723 | 0.74052 | 0.82602 | 0.90124
Scenario 1: Reference | SCG | Com | FoodServ | Com - Other | Electric Demand (MW) | Energy Efficiency | 0.079593 | 0.16425 | 0.2537 | 0.34766 | 0.42235 | 0.54815 | 0.65462 | 0.76497 | 0.87891 | 0.99649 | 1.1177 | 1.2424 | 1.3707
Scenario 1: Reference | SCG | Com | FoodServ | Com - Other | Electric Energy (GWh/year) | Energy Efficiency | 0.38952 | 0.80359 | 1.2409 | 1.7002 | 2.0657 | 2.6798 | 3.2 | 3.7391 | 4.2957 | 4.87 | 5.462 | 6.0711 | 6.6973
Scenario 1: Reference | SCG | Com | FoodServ | Com - Other | Gas Energy (MMTherm/year) | Energy Efficiency | 0.27365 | 0.56259 | 0.86645 | 1.1847 | 1.4626 | 1.86 | 2.2242 | 2.6032 | 2.9946 | 3.3983 | 3.8141 | 4.2412 | 4.6635
Scenario 1: Reference | SCG | Com | FoodServ | Com - Restaurant | Electric Demand (MW) | Energy Efficiency | 0.20427 | 0.42147 | 0.65068 | 0.89199 | 1.1456 | 1.4107 | 1.6866 | 1.9736 | 2.2713 | 2.579 | 2.8966 | 3.2236 | 3.5601
Scenario 1: Reference | SCG | Com | FoodServ | Com - Restaurant | Electric Energy (GWh/year) | Energy Efficiency | 1.018 | 2.0999 | 3.2413 | 4.4426 | 5.705 | 7.0239 | 8.3964 | 9.8235 | 11.3039 | 12.8335 | 14.4119 | 16.0369 | 17.7086
Scenario 1: Reference | SCG | Com | FoodServ | Com - Restaurant | Gas Energy (MMTherm/year) | Energy Efficiency | 0.80517 | 1.6562 | 2.552 | 3.4922 | 4.4767 | 5.5026 | 6.6384 | 7.8437 | 9.095 | 10.3898 | 11.7277 | 13.1062 | 14.3379
Scenario 1: Reference | SCG | Com | FoodServ | Com - Retail | Electric Demand (MW) | Energy Efficiency | 0.0018986 | 0.0040043 | 0.0063053 | 0.0088212 | 0.0088212 | 0.015128 | 0.018336 | 0.021794 | 0.025484 | 0.029401 | 0.033552 | 0.037924 | 0.042521
Scenario 1: Reference | SCG | Com | FoodServ | Com - Retail | Electric Energy (GWh/year) | Energy Efficiency | 0.0093001 | 0.019614 | 0.030885 | 0.043209 | 0.043209 | 0.0741 | 0.089817 | 0.10676 | 0.12483 | 0.14401 | 0.16435 | 0.18576 | 0.20828
Scenario 1: Reference | SCG | Com | FoodServ | Com - Retail | Gas Energy (MMTherm/year) | Energy Efficiency | 0.00020595 | 0.00043436 | 0.00068397 | 0.00095688 | 0.00095688 | 0.001641 | 0.001989 | 0.0023641 | 0.0027644 | 0.0031892 | 0.0036395 | 0.0041138 | 0.0046124
Scenario 1: Reference | SCG | Com | FoodServ | Com - School | Electric Demand (MW) | Energy Efficiency | 0.021325 | 0.04376 | 0.067317 | 0.091952 | 0.11748 | 0.14402 | 0.17145 | 0.19972 | 0.22888 | 0.25893 | 0.28981 | 0.32157 | 0.35412
Scenario 1: Reference | SCG | Com | FoodServ | Com - School | Electric Energy (GWh/year) | Energy Efficiency | 0.10191 | 0.20915 | 0.32178 | 0.43958 | 0.56168 | 0.68864 | 0.81981 | 0.9551 | 1.0946 | 1.2384 | 1.3861 | 1.5381 | 1.6939
Scenario 1: Reference | SCG | Com | FoodServ | Com - School | Gas Energy (MMTherm/year) | Energy Efficiency | 0.061202 | 0.12501 | 0.19136 | 0.26009 | 0.33084 | 0.4036 | 0.4797 | 0.55812 | 0.63824 | 0.72001 | 0.80326 | 0.888 | 0.96962
Scenario 1: Reference | SCG | Com | HVAC | Com - College | Electric Demand (MW) | Energy Efficiency | 0.04653 | 0.093183 | 0.14109 | 0.19059 | 0.24033 | 0.28974 | 0.34065 | 0.39204 | 0.44383 | 0.49554 | 0.54744 | 0.60148 | 0.65564
Scenario 1: Reference | SCG | Com | HVAC | Com - College | Electric Energy (GWh/year) | Energy Efficiency | 0.061919 | 0.12403 | 0.18769 | 0.25328 | 0.3192 | 0.37744 | 0.43734 | 0.49782 | 0.55877 | 0.61962 | 0.6807 | 0.74431 | 0.80805
Scenario 1: Reference | SCG | Com | HVAC | Com - College | Gas Energy (MMTherm/year) | Energy Efficiency | 0.0085031 | 0.017054 | 0.025742 | 0.034593 | 0.045418 | 0.050652 | 0.056384 | 0.062174 | 0.068009 | 0.073481 | 0.079332 | 0.085427 | 0.091537
Scenario 1: Reference | SCG | Com | HVAC | Com - Grocery | Gas Energy (MMTherm/year) | Energy Efficiency | 0.0046181 | 0.0093483 | 0.014133 | 0.018993 | 0.02394 | 0.028975 | 0.033927 | 0.038958 | 0.04404 | 0.049151 | 0.054311 | 0.059504 | 0.064738
Scenario 1: Reference | SCG | Com | HVAC | Com - Health | Electric Demand (MW) | Energy Efficiency | 0.0019458 | 0.0039197 | 0.0059236 | 0.0079411 | 0.0099809 | 0.0099809 | 0.0099809 | 0.0099809 | 0.0099809 | 0.0099809 | 0.0099809 | 0.0099809 | 0.0099809
Scenario 1: Reference | SCG | Com | HVAC | Com - Health | Electric Energy (GWh/year) | Energy Efficiency | 0.0097179 | 0.019577 | 0.029585 | 0.039661 | 0.049849 | 0.049849 | 0.049849 | 0.049849 | 0.049849 | 0.049849 | 0.049849 | 0.049849 | 0.049849
Scenario 1: Reference | SCG | Com | HVAC | Com - Health | Gas Energy (MMTherm/year) | Energy Efficiency | 0.14266 | 0.28881 | 0.43589 | 0.5804 | 0.71999 | 0.84582 | 0.84085 | 0.82196 | 0.79121 | 0.75106 | 0.70466 | 0.65612 | 0.60853
Scenario 1: Reference | SCG | Com | HVAC | Com - Lodging | Electric Demand (MW) | Energy Efficiency | 0.00081197 | 0.0016331 | 0.0024632 | 0.0033004 | 0.0041462 | 0.0041462 | 0.0041462 | 0.0041462 | 0.0041462 | 0.0041462 | 0.0041462 | 0.0041462 | 0.0041462
Scenario 1: Reference | SCG | Com | HVAC | Com - Lodging | Electric Energy (GWh/year) | Energy Efficiency | 0.0040552 | 0.0081561 | 0.012302 | 0.016483 | 0.020708 | 0.020708 | 0.020708 | 0.020708 | 0.020708 | 0.020708 | 0.020708 | 0.020708 | 0.020708
Scenario 1: Reference | SCG | Com | HVAC | Com - Lodging | Gas Energy (MMTherm/year) | Energy Efficiency | 0.070983 | 0.14308 | 0.2148 | 0.28453 | 0.35089 | 0.4101 | 0.40303 | 0.38893 | 0.33616 | 0.28542 | 0.23818 | 0.19564 | 0.16877
Scenario 1: Reference | SCG | Com | HVAC | Com - Office (Large) | Electric Demand (MW) | Energy Efficiency | 0.014092 | 0.028174 | 0.042213 | 0.056221 | 0.070232 | 0.070232 | 0.070232 | 0.070232 | 0.070232 | 0.070232 | 0.070232 | 0.070232 | 0.070232
Scenario 1: Reference | SCG | Com | HVAC | Com - Office (Large) | Electric Energy (GWh/year) | Energy Efficiency | 0.070379 | 0.14071 | 0.21082 | 0.28078 | 0.35076 | 0.35076 | 0.35076 | 0.35076 | 0.35076 | 0.35076 | 0.35076 | 0.35076 | 0.35076
Scenario 1: Reference | SCG | Com | HVAC | Com - Office (Large) | Gas Energy (MMTherm/year) | Energy Efficiency | 0.042497 | 0.084964 | 0.1273 | 0.16954 | 0.21179 | 0.21185 | 0.21191 | 0.21198 | 0.21204 | 0.2121 | 0.21216 | 0.21221 | 0.21227
Scenario 1: Reference | SCG | Com | HVAC | Com - Office (Small) | Electric Demand (MW) | Energy Efficiency | 0.052627 | 0.10541 | 0.15825 | 0.21121 | 0.21529 | 0.65702 | 0.70061 | 0.74428 | 0.78798 | 0.83161 | 0.87525 | 0.91882 | 0.96237
Scenario 1: Reference | SCG | Com | HVAC | Com - Office (Small) | Electric Energy (GWh/year) | Energy Efficiency | 0.096147 | 0.1927 | 0.28947 | 0.38655 | 0.407 | 1.0372 | 1.0994 | 1.1617 | 1.224 | 1.2863 | 1.3485 | 1.4107 | 1.4728
Scenario 1: Reference | SCG | Com | HVAC | Com - Office (Small) | Gas Energy (MMTherm/year) | Energy Efficiency | 0.020427 | 0.041017 | 0.06173 | 0.082563 | 0.094868 | 0.12032 | 0.12283 | 0.12534 | 0.12785 | 0.13037 | 0.13288 | 0.13539 | 0.13789
Scenario 1: Reference | SCG | Com | HVAC | Com - Other | Electric Demand (MW) | Energy Efficiency | 1.118 | 2.2575 | 3.4198 | 4.6029 | 4.6755 | 7.0269 | 8.2451 | 9.4839 | 10.7177 | 11.97 | 13.2422 | 14.5307 | 15.8385
Scenario 1: Reference | SCG | Com | HVAC | Com - Other | Electric Energy (GWh/year) | Energy Efficiency | 1.5516 | 3.1341 | 4.7492 | 6.394 | 6.4865 | 9.7665 | 11.4741 | 13.2103 | 14.947 | 16.7089 | 18.4978 | 20.3089 | 22.1463
Scenario 1: Reference | SCG | Com | HVAC | Com - Other | Gas Energy (MMTherm/year) | Energy Efficiency | 0.085433 | 0.17246 | 0.26118 | 0.3514 | 0.35775 | 0.53603 | 0.62758 | 0.72067 | 0.8131 | 0.90695 | 1.0023 | 1.099 | 1.1972
Scenario 1: Reference | SCG | Com | HVAC | Com - Restaurant | Electric Demand (MW) | Energy Efficiency | 0.081 | 0.16354 | 0.24768 | 0.3336 | 0.4216 | 0.51083 | 0.60091 | 0.69214 | 0.78438 | 0.87738 | 0.97125 | 1.0658 | 1.1611
Scenario 1: Reference | SCG | Com | HVAC | Com - Restaurant | Electric Energy (GWh/year) | Energy Efficiency | 0.052023 | 0.10502 | 0.15904 | 0.21418 | 0.27065 | 0.3279 | 0.38554 | 0.44391 | 0.50294 | 0.56246 | 0.62254 | 0.68304 | 0.74405
Scenario 1: Reference | SCG | Com | HVAC | Com - Restaurant | Gas Energy (MMTherm/year) | Energy Efficiency | 0.39891 | 0.81182 | 1.2353 | 1.6671 | 2.1063 | 2.5512 | 3.0009 | 3.4556 | 3.9152 | 4.3795 | 4.8487 | 5.3226 | 5.8016
Scenario 1: Reference | SCG | Com | HVAC | Com - Retail | Electric Demand (MW) | Energy Efficiency | 0.19428 | 0.39158 | 0.59024 | 0.79143 | 0.79341 | 1.2268 | 1.4341 | 1.6447 | 1.8572 | 2.0713 | 2.2874 | 2.5048 | 2.7239
Scenario 1: Reference | SCG | Com | HVAC | Com - Retail | Electric Energy (GWh/year) | Energy Efficiency | 0.17552 | 0.35374 | 0.53318 | 0.71487 | 0.72493 | 1.0931 | 1.269 | 1.4477 | 1.6281 | 1.8099 | 1.9933 | 2.1779 | 2.3639
Scenario 1: Reference | SCG | Com | HVAC | Com - Retail | Gas Energy (MMTherm/year) | Energy Efficiency | 0.012142 | 0.02445 | 0.036857 | 0.049397 | 0.055397 | 0.065786 | 0.070742 | 0.075775 | 0.080856 | 0.085975 | 0.091143 | 0.096344 | 0.10158
Scenario 1: Reference | SCG | Com | HVAC | Com - School | Electric Demand (MW) | Energy Efficiency | 0.17913 | 0.35608 | 0.53171 | 0.70583 | 0.87629 | 1.0399 | 1.2009 | 1.3594 | 1.5162 | 1.672 | 1.8262 | 1.9799 | 2.1322
Scenario 1: Reference | SCG | Com | HVAC | Com - School | Electric Energy (GWh/year) | Energy Efficiency | 0.1609 | 0.32018 | 0.47851 | 0.63572 | 0.79008 | 0.91607 | 1.0399 | 1.1619 | 1.2826 | 1.4024 | 1.5211 | 1.6393 | 1.7565
Scenario 1: Reference | SCG | Com | HVAC | Com - School | Gas Energy (MMTherm/year) | Energy Efficiency | 0.044607 | 0.088918 | 0.13309 | 0.17707 | 0.22043 | 0.24712 | 0.27331 | 0.29914 | 0.32471 | 0.35011 | 0.37527 | 0.40034 | 0.42522
Scenario 1: Reference | SCG | Com | HVAC | Com - Warehouse | Gas Energy (MMTherm/year) | Energy Efficiency | 2.0083e-06 | 4.132e-06 | 6.3303e-06 | 8.6297e-06 | 1.1061e-05 | 1.3605e-05 | 1.6236e-05 | 1.8962e-05 | 2.1756e-05 | 2.4615e-05 | 2.7542e-05 | 3.0519e-05 | 3.3561e-05
Scenario 1: Reference | SCG | Com | WaterHeat | Com - College | Electric Demand (MW) | Energy Efficiency | -0.00040968 | -0.00081846 | -0.0012289 | -0.001642 | -0.0020547 | -0.0020547 | -0.0020547 | -0.0020547 | -0.0020547 | -0.0020547 | -0.0020547 | -0.0020547 | -0.0020547
Scenario 1: Reference | SCG | Com | WaterHeat | Com - College | Electric Energy (GWh/year) | Energy Efficiency | -0.0016094 | -0.0032152 | -0.0048272 | -0.0064499 | -0.0080709 | -0.0080709 | -0.0080709 | -0.0080709 | -0.0080709 | -0.0080709 | -0.0080709 | -0.0080709 | -0.0080709
Scenario 1: Reference | SCG | Com | WaterHeat | Com - College | Gas Energy (MMTherm/year) | Energy Efficiency | 0.051916 | 0.10166 | 0.15068 | 0.1989 | 0.23506 | 0.23206 | 0.22917 | 0.22664 | 0.22388 | 0.22101 | 0.21854 | 0.21688 | 0.21556
Scenario 1: Reference | SCG | Com | WaterHeat | Com - Grocery | Electric Demand (MW) | Energy Efficiency | 1.8566e-05 | 3.729e-05 | 5.6133e-05 | 7.5121e-05 | 9.4273e-05 | 9.4273e-05 | 9.4273e-05 | 9.4273e-05 | 9.4273e-05 | 9.4273e-05 | 9.4273e-05 | 9.4273e-05 | 9.4273e-05
Scenario 1: Reference | SCG | Com | WaterHeat | Com - Grocery | Electric Energy (GWh/year) | Energy Efficiency | 0.00010095 | 0.00020277 | 0.00030522 | 0.00040847 | 0.00051261 | 0.00051261 | 0.00051261 | 0.00051261 | 0.00051261 | 0.00051261 | 0.00051261 | 0.00051261 | 0.00051261
Scenario 1: Reference | SCG | Com | WaterHeat | Com - Grocery | Gas Energy (MMTherm/year) | Energy Efficiency | 0.060175 | 0.095183 | 0.11582 | 0.13512 | 0.10532 | 0.095515 | 0.092654 | 0.090463 | 0.088513 | 0.086779 | 0.08524 | 0.083876 | 0.082674
Scenario 1: Reference | SCG | Com | WaterHeat | Com - Health | Electric Demand (MW) | Energy Efficiency | -0.00044161 | -0.00088618 | -0.0013354 | -0.001785 | -0.0022385 | -0.0022385 | -0.0022385 | -0.0022385 | -0.0022385 | -0.0022385 | -0.0022385 | -0.0022385 | -0.0022385
Scenario 1: Reference | SCG | Com | WaterHeat | Com - Health | Electric Energy (GWh/year) | Energy Efficiency | -0.0038953 | -0.0078171 | -0.01178 | -0.015747 | -0.019748 | -0.019748 | -0.019748 | -0.019748 | -0.019748 | -0.019748 | -0.019748 | -0.019748 | -0.019748
Scenario 1: Reference | SCG | Com | WaterHeat | Com - Health | Gas Energy (MMTherm/year) | Energy Efficiency | 0.86663 | 1.5379 | 2.0381 | 2.4079 | 2.6661 | 2.7705 | 2.0975 | 1.581 | 1.1941 | 0.93657 | 0.76672 | 0.6564 | 0.58666
Scenario 1: Reference | SCG | Com | WaterHeat | Com - Lodging | Electric Demand (MW) | Energy Efficiency | 0.00042141 | 0.00084845 | 0.0012811 | 0.001728 | 0.0021895 | 0.0021895 | 0.0021895 | 0.0021895 | 0.0021895 | 0.0021895 | 0.0021895 | 0.0021895 | 0.0021895
Scenario 1: Reference | SCG | Com | WaterHeat | Com - Lodging | Electric Energy (GWh/year) | Energy Efficiency | 0.0034673 | 0.0069809 | 0.010541 | 0.014218 | 0.018015 | 0.018015 | 0.018015 | 0.018015 | 0.018015 | 0.018015 | 0.018015 | 0.018015 | 0.018015
Scenario 1: Reference | SCG | Com | WaterHeat | Com - Lodging | Gas Energy (MMTherm/year) | Energy Efficiency | 0.63948 | 1.2414 | 1.8094 | 2.3374 | 2.8166 | 2.8024 | 2.6698 | 2.5752 | 2.5098 | 2.4691 | 2.4452 | 2.4326 | 2.4264
Scenario 1: Reference | SCG | Com | WaterHeat | Com - Office (Large) | Electric Demand (MW) | Energy Efficiency | -3.8606e-05 | -7.58e-05 | -0.00011107 | -0.00014466 | -0.00017689 | -0.00017689 | -0.00017689 | -0.00017689 | -0.00017689 | -0.00017689 | -0.00017689 | -0.00017689 | -0.00017689
Scenario 1: Reference | SCG | Com | WaterHeat | Com - Office (Large) | Electric Energy (GWh/year) | Energy Efficiency | -0.00078823 | -0.0015476 | -0.0022675 | -0.0029533 | -0.0036109 | -0.0036109 | -0.0036109 | -0.0036109 | -0.0036109 | -0.0036109 | -0.0036109 | -0.0036109 | -0.0036109
Scenario 1: Reference | SCG | Com | WaterHeat | Com - Office (Large) | Gas Energy (MMTherm/year) | Energy Efficiency | 0.11468 | 0.2263 | 0.33491 | 0.43958 | 0.51628 | 0.50842 | 0.5013 | 0.49484 | 0.48878 | 0.4833 | 0.47834 | 0.47404 | 0.47015
Scenario 1: Reference | SCG | Com | WaterHeat | Com - Office (Small) | Electric Demand (MW) | Energy Efficiency | -3.309e-06 | -6.6299e-06 | -9.9619e-06 | -1.3308e-05 | -1.5388e-05 | -1.5388e-05 | -1.5388e-05 | -1.5388e-05 | -1.5388e-05 | -1.5388e-05 | -1.5388e-05 | -1.5388e-05 | -1.5388e-05
Scenario 1: Reference | SCG | Com | WaterHeat | Com - Office (Small) | Electric Energy (GWh/year) | Energy Efficiency | -0.00040283 | -0.00080711 | -0.0012127 | -0.0016201 | -0.0018734 | -0.0018734 | -0.0018734 | -0.0018734 | -0.0018734 | -0.0018734 | -0.0018734 | -0.0018734 | -0.0018734
Scenario 1: Reference | SCG | Com | WaterHeat | Com - Office (Small) | Gas Energy (MMTherm/year) | Energy Efficiency | 0.0136 | 0.026326 | 0.038258 | 0.049283 | 0.048689 | 0.045906 | 0.043378 | 0.041083 | 0.038997 | 0.037103 | 0.035383 | 0.03382 | 0.032401
Scenario 1: Reference | SCG | Com | WaterHeat | Com - Other | Electric Demand (MW) | Energy Efficiency | -0.0038914 | -0.007816 | -0.011778 | -0.015778 | -0.018679 | -0.018679 | -0.018679 | -0.018679 | -0.018679 | -0.018679 | -0.018679 | -0.018679 | -0.018679
Scenario 1: Reference | SCG | Com | WaterHeat | Com - Other | Electric Energy (GWh/year) | Energy Efficiency | -0.02585 | -0.05192 | -0.078237 | -0.10481 | -0.12408 | -0.12408 | -0.12408 | -0.12408 | -0.12408 | -0.12408 | -0.12408 | -0.12408 | -0.12408
Scenario 1: Reference | SCG | Com | WaterHeat | Com - Other | Gas Energy (MMTherm/year) | Energy Efficiency | 0.3861 | 0.75817 | 1.1262 | 1.4756 | 1.6892 | 1.6946 | 1.6804 | 1.6688 | 1.6584 | 1.6491 | 1.6427 | 1.6346 | 1.6288
Scenario 1: Reference | SCG | Com | WaterHeat | Com - Refrig. Warehouse | Electric Demand (MW) | Energy Efficiency | -6.9048e-06 | -9.1124e-06 | -1.0613e-05 | -1.695e-05 | -1.906e-05 | -1.906e-05 | -1.906e-05 | -1.906e-05 | -1.906e-05 | -1.906e-05 | -1.906e-05 | -1.906e-05 | -1.906e-05
Scenario 1: Reference | SCG | Com | WaterHeat | Com - Refrig. Warehouse | Electric Energy (GWh/year) | Energy Efficiency | -8.4243e-05 | -0.00011117 | -0.00012948 | -0.0002068 | -0.00023253 | -0.00023253 | -0.00023253 | -0.00023253 | -0.00023253 | -0.00023253 | -0.00023253 | -0.00023253 | -0.00023253
Scenario 1: Reference | SCG | Com | WaterHeat | Com - Refrig. Warehouse | Gas Energy (MMTherm/year) | Energy Efficiency | 0.0066757 | 0.0086239 | 0.01047 | 0.012981 | 0.0094283 | 0.0089812 | 0.0083924 | 0.0080233 | 0.0076885 | 0.0073848 | 0.0071092 | 0.0068592 | 0.0066323
Scenario 1: Reference | SCG | Com | WaterHeat | Com - Restaurant | Electric Demand (MW) | Energy Efficiency | -0.0046233 | -0.0092933 | -0.013955 | -0.018605 | -0.023252 | -0.023252 | -0.023252 | -0.023252 | -0.023252 | -0.023252 | -0.023252 | -0.023252 | -0.023252
Scenario 1: Reference | SCG | Com | WaterHeat | Com - Restaurant | Electric Energy (GWh/year) | Energy Efficiency | -0.024394 | -0.049033 | -0.073629 | -0.098165 | -0.12268 | -0.12268 | -0.12268 | -0.12268 | -0.12268 | -0.12268 | -0.12268 | -0.12268 | -0.12268
Scenario 1: Reference | SCG | Com | WaterHeat | Com - Restaurant | Gas Energy (MMTherm/year) | Energy Efficiency | 0.29124 | 0.58483 | 0.87809 | 1.1708 | 1.4577 | 1.4945 | 1.4952 | 1.4962 | 1.4973 | 1.4985 | 1.4999 | 1.5014 | 1.503
Scenario 1: Reference | SCG | Com | WaterHeat | Com - Retail | Electric Demand (MW) | Energy Efficiency | -0.00014034 | -0.00028174 | -0.0004239 | -0.00056717 | -0.00066786 | -0.00066786 | -0.00066786 | -0.00066786 | -0.00066786 | -0.00066786 | -0.00066786 | -0.00066786 | -0.00066786
Scenario 1: Reference | SCG | Com | WaterHeat | Com - Retail | Electric Energy (GWh/year) | Energy Efficiency | -0.00091591 | -0.0018387 | -0.0027665 | -0.0037016 | -0.0043587 | -0.0043587 | -0.0043587 | -0.0043587 | -0.0043587 | -0.0043587 | -0.0043587 | -0.0043587 | -0.0043587
Scenario 1: Reference | SCG | Com | WaterHeat | Com - Retail | Gas Energy (MMTherm/year) | Energy Efficiency | 0.076598 | 0.12639 | 0.17136 | 0.20214 | 0.17072 | 0.1566 | 0.14614 | 0.13519 | 0.12547 | 0.11721 | 0.1098 | 0.10356 | 0.097886
Scenario 1: Reference | SCG | Com | WaterHeat | Com - School | Electric Demand (MW) | Energy Efficiency | -0.00029212 | -0.0005801 | -0.00086314 | -0.0011418 | -0.0014152 | -0.0014152 | -0.0014152 | -0.0014152 | -0.0014152 | -0.0014152 | -0.0014152 | -0.0014152 | -0.0014152
Scenario 1: Reference | SCG | Com | WaterHeat | Com - School | Electric Energy (GWh/year) | Energy Efficiency | -0.0045387 | -0.0090134 | -0.013411 | -0.017741 | -0.021989 | -0.021989 | -0.021989 | -0.021989 | -0.021989 | -0.021989 | -0.021989 | -0.021989 | -0.021989
Scenario 1: Reference | SCG | Com | WaterHeat | Com - School | Gas Energy (MMTherm/year) | Energy Efficiency | 0.097645 | 0.19361 | 0.2879 | 0.38027 | 0.45992 | 0.46127 | 0.45839 | 0.4558 | 0.45345 | 0.45133 | 0.44942 | 0.4477 | 0.44617
Scenario 1: Reference | SCG | Com | WaterHeat | Com - Warehouse | Electric Demand (MW) | Energy Efficiency | 1.0531e-07 | 2.2228e-07 | 3.503e-07 | 4.8617e-07 | 6.2633e-07 | 6.2633e-07 | 6.2633e-07 | 6.2633e-07 | 6.2633e-07 | 6.2633e-07 | 6.2633e-07 | 6.2633e-07 | 6.2633e-07
Scenario 1: Reference | SCG | Com | WaterHeat | Com - Warehouse | Electric Energy (GWh/year) | Energy Efficiency | 3.4248e-06 | 7.2087e-06 | 1.1333e-05 | 1.5699e-05 | 2.02e-05 | 2.02e-05 | 2.02e-05 | 2.02e-05 | 2.02e-05 | 2.02e-05 | 2.02e-05 | 2.02e-05 | 2.02e-05
Scenario 1: Reference | SCG | Com | WaterHeat | Com - Warehouse | Gas Energy (MMTherm/year) | Energy Efficiency | 0.10598 | 0.16306 | 0.20856 | 0.23475 | 0.17121 | 0.14883 | 0.13435 | 0.12185 | 0.11051 | 0.10084 | 0.092497 | 0.085717 | 0.079565
Scenario 1: Reference | SCG | Com | WholeBlg | Com - College | Gas Energy (MMTherm/year) | Energy Efficiency | 0.01122 | 0.022437 | 0.03362 | 0.044437 | 0.05385 | 0.053823 | 0.05383 | 0.053867 | 0.05391 | 0.053966 | 0.053981 | 0.053923 | 0.053854
Scenario 1: Reference | SCG | Com | WholeBlg | Com - Grocery | Gas Energy (MMTherm/year) | Energy Efficiency | 0.00422 | 0.0084941 | 0.012812 | 0.01705 | 0.020818 | 0.021062 | 0.021296 | 0.021525 | 0.02174 | 0.021928 | 0.022102 | 0.022248 | 0.022365
Scenario 1: Reference | SCG | Com | WholeBlg | Com - Health | Gas Energy (MMTherm/year) | Energy Efficiency | 0.015493 | 0.031237 | 0.047194 | 0.062907 | 0.076943 | 0.078103 | 0.079246 | 0.08038 | 0.081472 | 0.082472 | 0.083411 | 0.08423 | 0.084865
Scenario 1: Reference | SCG | Com | WholeBlg | Com - Lodging | Gas Energy (MMTherm/year) | Energy Efficiency | 0.0075833 | 0.015275 | 0.023057 | 0.030704 | 0.037517 | 0.038014 | 0.0385 | 0.038984 | 0.03945 | 0.039881 | 0.040287 | 0.040644 | 0.040928
Scenario 1: Reference | SCG | Com | WholeBlg | Com - Office (Large) | Gas Energy (MMTherm/year) | Energy Efficiency | 0.02428 | 0.048681 | 0.07313 | 0.096899 | 0.11775 | 0.11822 | 0.11873 | 0.11929 | 0.11983 | 0.12045 | 0.12097 | 0.12132 | 0.12153
Scenario 1: Reference | SCG | Com | WholeBlg | Com - Office (Small) | Gas Energy (MMTherm/year) | Energy Efficiency | 0.0028911 | 0.0058131 | 0.0087595 | 0.011645 | 0.014203 | 0.01434 | 0.014469 | 0.014592 | 0.014704 | 0.014803 | 0.014893 | 0.014964 | 0.015022
Scenario 1: Reference | SCG | Com | WholeBlg | Com - Other | Gas Energy (MMTherm/year) | Energy Efficiency | 0.050505 | 0.10173 | 0.15356 | 0.20453 | 0.24995 | 0.25332 | 0.25662 | 0.25991 | 0.26306 | 0.26594 | 0.26867 | 0.27107 | 0.27296
Scenario 1: Reference | SCG | Com | WholeBlg | Com - Refrig. Warehouse | Gas Energy (MMTherm/year) | Energy Efficiency | 0.0009793 | 0.0019766 | 0.00299 | 0.0039908 | 0.0048884 | 0.0049721 | 0.0050524 | 0.0051302 | 0.0052038 | 0.0052689 | 0.0053306 | 0.0053858 | 0.0054304
Scenario 1: Reference | SCG | Com | WholeBlg | Com - Restaurant | Gas Energy (MMTherm/year) | Energy Efficiency | 0.02148 | 0.04336 | 0.065598 | 0.087564 | 0.10727 | 0.10914 | 0.11095 | 0.11272 | 0.11441 | 0.11593 | 0.11737 | 0.11868 | 0.11973
Scenario 1: Reference | SCG | Com | WholeBlg | Com - Retail | Electric Demand (MW) | Energy Efficiency | 0 | 0 | 0 | 0 | 0 | 0 | 0 | 0 | 0 | 0 | 0 | 0 | -0.0054537
Scenario 1: Reference | SCG | Com | WholeBlg | Com - Retail | Electric Energy (GWh/year) | Energy Efficiency | 0 | 0 | 0 | 0 | 0 | 0 | 0 | 0 | 0 | 0 | 0 | 0 | 0.87409
Scenario 1: Reference | SCG | Com | WholeBlg | Com - Retail | Gas Energy (MMTherm/year) | Energy Efficiency | 0.00582 | 0.011725 | 0.017701 | 0.023579 | 0.028819 | 0.029209 | 0.029583 | 0.02995 | 0.030296 | 0.030607 | 0.030898 | 0.031151 | 0.037695
Scenario 1: Reference | SCG | Com | WholeBlg | Com - School | Gas Energy (MMTherm/year) | Energy Efficiency | 0.0093335 | 0.018703 | 0.028087 | 0.037208 | 0.045202 | 0.045352 | 0.045495 | 0.045636 | 0.045754 | 0.045848 | 0.045905 | 0.045901 | 0.045896
Scenario 1: Reference | SCG | Com | WholeBlg | Com - Warehouse | Gas Energy (MMTherm/year) | Energy Efficiency | 0.019112 | 0.038505 | 0.058141 | 0.077461 | 0.0947 | 0.096005 | 0.097254 | 0.098469 | 0.099612 | 0.10061 | 0.10155 | 0.10237 | 0.10304
Scenario 1: Reference | SCG | Ind | WholeBlg | Ind - All Other Industrial | Gas Energy (MMTherm/year) | Energy Efficiency | 0.079331 | 0.15903 | 0.23898 | 0.31913 | 0.39945 | 0.46086 | 0.52219 | 0.58349 | 0.64478 | 0.70609 | 0.76749 | 0.81602 | 0.81728
Scenario 1: Reference | SCG | Ind | WholeBlg | Ind - Chemicals | Gas Energy (MMTherm/year) | Energy Efficiency | 0.95915 | 1.9235 | 2.8927 | 3.8659 | 4.8428 | 5.5928 | 6.343 | 7.0928 | 7.8424 | 8.5921 | 9.3418 | 9.9344 | 9.9537
Scenario 1: Reference | SCG | Ind | WholeBlg | Ind - Electronics | Gas Energy (MMTherm/year) | Energy Efficiency | 0.04582 | 0.091901 | 0.13824 | 0.18481 | 0.23161 | 0.26765 | 0.30381 | 0.3401 | 0.37651 | 0.41305 | 0.44971 | 0.47899 | 0.481
Scenario 1: Reference | SCG | Ind | WholeBlg | Ind - Fabricated Metals | Gas Energy (MMTherm/year) | Energy Efficiency | 0.27502 | 0.55297 | 0.83394 | 1.1169 | 1.4013 | 1.6207 | 1.8398 | 2.0584 | 2.2767 | 2.4949 | 2.713 | 2.8858 | 2.8938
Scenario 1: Reference | SCG | Ind | WholeBlg | Ind - Food | Gas Energy (MMTherm/year) | Energy Efficiency | 1.3185 | 2.634 | 3.9461 | 5.2548 | 6.5598 | 7.5449 | 8.5262 | 9.5033 | 10.4765 | 11.4458 | 12.4112 | 13.1568 | 13.112
Scenario 1: Reference | SCG | Ind | WholeBlg | Ind - Industrial Machinery | Gas Energy (MMTherm/year) | Energy Efficiency | 0.028598 | 0.057649 | 0.087186 | 0.11703 | 0.14708 | 0.1704 | 0.19372 | 0.21702 | 0.24035 | 0.26373 | 0.28717 | 0.30596 | 0.30762
Scenario 1: Reference | SCG | Ind | WholeBlg | Ind - Lumber & Furniture | Gas Energy (MMTherm/year) | Energy Efficiency | 0.012864 | 0.025801 | 0.038804 | 0.051867 | 0.064991 | 0.075055 | 0.085085 | 0.095086 | 0.10506 | 0.11502 | 0.12497 | 0.13281 | 0.13295
Scenario 1: Reference | SCG | Ind | WholeBlg | Ind - Paper | Gas Energy (MMTherm/year) | Energy Efficiency | 0.20099 | 0.40192 | 0.60283 | 0.80405 | 1.0057 | 1.1593 | 1.3132 | 1.4674 | 1.6222 | 1.7777 | 1.9339 | 2.0581 | 2.0631
Scenario 1: Reference | SCG | Ind | WholeBlg | Ind - Petroleum | Gas Energy (MMTherm/year) | Energy Efficiency | 3.9121 | 7.828 | 11.7476 | 15.6702 | 19.5935 | 22.5759 | 25.5493 | 28.5123 | 31.4661 | 34.4116 | 37.348 | 39.6343 | 39.5753
Scenario 1: Reference | SCG | Ind | WholeBlg | Ind - Plastics | Gas Energy (MMTherm/year) | Energy Efficiency | 0.04497 | 0.092043 | 0.14114 | 0.19211 | 0.24493 | 0.28858 | 0.33296 | 0.37779 | 0.42317 | 0.46914 | 0.51575 | 0.55564 | 0.56902
Scenario 1: Reference | SCG | Ind | WholeBlg | Ind - Primary Metals | Gas Energy (MMTherm/year) | Energy Efficiency | 0.29429 | 0.58947 | 0.88569 | 1.1827 | 1.4804 | 1.708 | 1.9357 | 2.1635 | 2.3913 | 2.6192 | 2.8471 | 3.0267 | 3.0305
Scenario 1: Reference | SCG | Ind | WholeBlg | Ind - Printing & Publishing | Gas Energy (MMTherm/year) | Energy Efficiency | 0.016289 | 0.032615 | 0.048977 | 0.065371 | 0.081772 | 0.094238 | 0.10665 | 0.11902 | 0.13137 | 0.14371 | 0.15607 | 0.16575 | 0.16569
Scenario 1: Reference | SCG | Ind | WholeBlg | Ind - Stone-Glass-Clay | Gas Energy (MMTherm/year) | Energy Efficiency | 0.31118 | 0.62419 | 0.93858 | 1.254 | 1.5704 | 1.8128 | 2.0549 | 2.2967 | 2.5383 | 2.7798 | 3.0211 | 3.2114 | 3.2157
Scenario 1: Reference | SCG | Ind | WholeBlg | Ind - Textiles | Gas Energy (MMTherm/year) | Energy Efficiency | 0.14869 | 0.29731 | 0.44588 | 0.59428 | 0.74245 | 0.85471 | 0.96659 | 1.0781 | 1.1892 | 1.2999 | 1.4103 | 1.496 | 1.4926
Scenario 1: Reference | SCG | Ind | WholeBlg | Ind - Transportation Equipment | Gas Energy (MMTherm/year) | Energy Efficiency | 0.11064 | 0.22103 | 0.33119 | 0.44109 | 0.55072 | 0.63358 | 0.71615 | 0.79845 | 0.88046 | 0.9622 | 1.0436 | 1.1067 | 1.1034
Scenario 1: Reference | SCG | Res | BROs | Income Qualified - Multi Family IQ | Gas Energy (MMTherm/year) | Energy Efficiency | 0.23348 | 0.2365 | 0.24016 | 0.24449 | 0.24945 | 0.25506 | 0.26114 | 0.26853 | 0.27677 | 0.2863 | 0.29665 | 0.30796 | 0.32045
Scenario 1: Reference | SCG | Res | BROs | Income Qualified - Single Family IQ | Gas Energy (MMTherm/year) | Energy Efficiency | 0.72066 | 0.72917 | 0.73953 | 0.75176 | 0.76591 | 0.78207 | 0.80011 | 0.82174 | 0.84593 | 0.87291 | 0.90228 | 0.93442 | 0.96995
Scenario 1: Reference | SCG | Res | BROs | Res - Multi Family | Gas Energy (MMTherm/year) | Energy Efficiency | 2.4695 | 2.4988 | 2.5345 | 2.5767 | 2.6254 | 2.681 | 2.743 | 2.8174 | 2.9005 | 2.9935 | 3.0946 | 3.2053 | 3.3277
Scenario 1: Reference | SCG | Res | BROs | Res - Single Family | Gas Energy (MMTherm/year) | Energy Efficiency | 0.70639 | 0.71555 | 0.7267 | 0.73985 | 0.75495 | 0.77198 | 0.79043 | 0.81285 | 0.83786 | 0.86681 | 0.89829 | 0.93269 | 0.97065
Scenario 1: Reference | SCG | Res | BldgEnv | Res - Multi Family | Electric Demand (MW) | Energy Efficiency | 0 | 0 | 0 | 0 | 0 | 0 | 0 | 0 | 0.00028811 | 0.00056956 | 0.00084453 | 0.0011132 | 0.0013758
Scenario 1: Reference | SCG | Res | BldgEnv | Res - Multi Family | Electric Energy (GWh/year) | Energy Efficiency | 0 | 0 | 0 | 0 | 0 | 0 | 0 | 0 | 0.00044233 | 0.00087443 | 0.0012966 | 0.0017091 | 0.0021122
Scenario 1: Reference | SCG | Res | BldgEnv | Res - Multi Family | Gas Energy (MMTherm/year) | Energy Efficiency | 0 | 0 | 0 | 0 | 0 | 0 | 0 | 0 | 0.00013853 | 0.00027385 | 0.00040606 | 0.00053524 | 0.00066148
Scenario 1: Reference | SCG | Res | BldgEnv | Res - Single Family | Electric Demand (MW) | Energy Efficiency | 0.017752 | 0.038242 | 0.059866 | 0.081594 | 0.1033 | 0.12441 | 0.14765 | 0.16398 | 0.17657 | 0.17122 | 0.16609 | 0.16115 | 0.15642
Scenario 1: Reference | SCG | Res | BldgEnv | Res - Single Family | Electric Energy (GWh/year) | Energy Efficiency | -0.01577 | -0.030807 | -0.045164 | -0.058934 | -0.072144 | -0.084848 | -0.093641 | -0.08538 | -0.080682 | -0.065274 | -0.050476 | -0.036269 | -0.022631
Scenario 1: Reference | SCG | Res | BldgEnv | Res - Single Family | Gas Energy (MMTherm/year) | Energy Efficiency | 0.0037928 | 0.0082048 | 0.012878 | 0.017584 | 0.022293 | 0.026875 | 0.032114 | 0.035977 | 0.038834 | 0.037794 | 0.036796 | 0.035837 | 0.034918
Scenario 1: Reference | SCG | Res | HVAC | Res - Multi Family | Electric Demand (MW) | Energy Efficiency | -9.6786e-05 | -0.00019557 | -0.00029522 | -0.0003952 | -0.00049536 | -0.00049536 | -0.00049536 | -0.00049536 | -0.00049536 | -0.00049536 | -0.00049536 | -0.00049536 | -0.00049536
Scenario 1: Reference | SCG | Res | HVAC | Res - Multi Family | Electric Energy (GWh/year) | Energy Efficiency | -9.131e-09 | -1.845e-08 | -2.7852e-08 | -3.7284e-08 | -4.6733e-08 | -4.6733e-08 | -4.6733e-08 | -4.6733e-08 | -4.6733e-08 | -4.6733e-08 | -4.6733e-08 | -4.6733e-08 | 0.00053278
Scenario 1: Reference | SCG | Res | HVAC | Res - Multi Family | Gas Energy (MMTherm/year) | Energy Efficiency | 2.285e-05 | 4.6171e-05 | 6.9697e-05 | 9.3301e-05 | 0.00011695 | 0.00011695 | 0.00011695 | 0.00011695 | 0.00011695 | 0.00011695 | 0.00011695 | 0.00011695 | 0.00015123
Scenario 1: Reference | SCG | Res | HVAC | Res - Single Family | Electric Demand (MW) | Energy Efficiency | 1.0052 | 1.083 | 1.1673 | 1.2553 | 1.3075 | 1.3075 | 1.3075 | 1.3075 | 1.3075 | 1.3075 | 1.3075 | 1.3075 | 1.3075
Scenario 1: Reference | SCG | Res | HVAC | Res - Single Family | Electric Energy (GWh/year) | Energy Efficiency | 1.1754 | 1.3937 | 1.6266 | 1.8668 | 2.0634 | 2.0634 | 2.0634 | 2.0634 | 2.0634 | 2.0634 | 2.0634 | 2.0634 | 2.0745
Scenario 1: Reference | SCG | Res | HVAC | Res - Single Family | Gas Energy (MMTherm/year) | Energy Efficiency | 0.029461 | 0.046266 | 0.06398 | 0.082114 | 0.099791 | 0.099791 | 0.099791 | 0.099791 | 0.099791 | 0.099791 | 0.099791 | 0.099791 | 0.10039
Scenario 1: Reference | SCG | Res | WaterHeat | Res - Multi Family | Electric Demand (MW) | Energy Efficiency | -0.0039814 | -0.0080543 | -0.012258 | -0.016539 | -0.020866 | -0.020866 | -0.020866 | -0.020866 | -0.020866 | -0.020866 | -0.020866 | -0.020866 | -0.020866
Scenario 1: Reference | SCG | Res | WaterHeat | Res - Multi Family | Electric Energy (GWh/year) | Energy Efficiency | -0.020522 | -0.041517 | -0.063184 | -0.085251 | -0.10756 | -0.10756 | -0.10756 | -0.10756 | -0.10756 | -0.10756 | -0.10756 | -0.10756 | -0.10756
Scenario 1: Reference | SCG | Res | WaterHeat | Res - Multi Family | Gas Energy (MMTherm/year) | Energy Efficiency | 0.37662 | 0.71396 | 1.0295 | 1.3187 | 1.5964 | 1.6597 | 1.7186 | 1.7565 | 1.7913 | 1.8224 | 1.8509 | 1.7152 | 1.6195
Scenario 1: Reference | SCG | Res | WaterHeat | Res - Single Family | Electric Demand (MW) | Energy Efficiency | -0.02519 | -0.052008 | -0.079999 | -0.10866 | -0.1378 | -0.1378 | -0.1378 | -0.1378 | -0.1378 | -0.1378 | -0.1378 | -0.1378 | -0.1378
Scenario 1: Reference | SCG | Res | WaterHeat | Res - Single Family | Electric Energy (GWh/year) | Energy Efficiency | -0.14319 | -0.2957 | -0.45488 | -0.61786 | -0.78356 | -0.78356 | -0.78356 | -0.78356 | -0.78356 | -0.78356 | -0.78356 | -0.78356 | -0.78356
Scenario 1: Reference | SCG | Res | WaterHeat | Res - Single Family | Gas Energy (MMTherm/year) | Energy Efficiency | 2.1924 | 4.3234 | 6.4161 | 8.4694 | 10.4981 | 10.7849 | 11.0365 | 11.1996 | 11.333 | 11.4459 | 11.5449 | 10.9594 | 10.5385
Scenario 1: Reference | SDG&E | Ag | WholeBlg | Ag - Dairies, fishing, hunting | Electric Demand (MW) | Energy Efficiency | 0.0032232 | 0.0064691 | 0.0097365 | 0.013024 | 0.016331 | 0.019655 | 0.022994 | 0.02635 | 0.028141 | 0.028294 | 0.02844 | 0.02858 | 0.028715
Scenario 1: Reference | SDG&E | Ag | WholeBlg | Ag - Dairies, fishing, hunting | Electric Energy (GWh/year) | Energy Efficiency | 0.013731 | 0.027558 | 0.041477 | 0.055483 | 0.069569 | 0.083728 | 0.097955 | 0.11225 | 0.11988 | 0.12053 | 0.12115 | 0.12175 | 0.12233
Scenario 1: Reference | SDG&E | Ag | WholeBlg | Ag - Dairies, fishing, hunting | Gas Energy (MMTherm/year) | Energy Efficiency | 3.6951e-05 | 7.3901e-05 | 0.00011085 | 0.0001478 | 0.00018475 | 0.0002217 | 0.00025865 | 0.0002956 | 0.00031444 | 0.00031444 | 0.00031444 | 0.00031444 | 0.00031444
Scenario 1: Reference | SDG&E | Ag | WholeBlg | Ag - Irrigated Agriculture, vineyards, forestry and greenhouses | Electric Demand (MW) | Energy Efficiency | 0.022666 | 0.046131 | 0.07035 | 0.095304 | 0.12095 | 0.14722 | 0.17409 | 0.20157 | 0.21855 | 0.22419 | 0.22965 | 0.23497 | 0.24015
Scenario 1: Reference | SDG&E | Ag | WholeBlg | Ag - Irrigated Agriculture, vineyards, forestry and greenhouses | Electric Energy (GWh/year) | Energy Efficiency | 0.096557 | 0.19652 | 0.29969 | 0.40599 | 0.51524 | 0.62716 | 0.74164 | 0.85869 | 0.931 | 0.95503 | 0.9783 | 1.0009 | 1.023
Scenario 1: Reference | SDG&E | Ag | WholeBlg | Ag - Irrigated Agriculture, vineyards, forestry and greenhouses | Gas Energy (MMTherm/year) | Energy Efficiency | 0.002672 | 0.005344 | 0.008016 | 0.010688 | 0.01336 | 0.016032 | 0.018704 | 0.021376 | 0.022738 | 0.022738 | 0.022738 | 0.022738 | 0.022738
Scenario 1: Reference | SDG&E | Ag | WholeBlg | Ag - Water pumping | Electric Demand (MW) | Energy Efficiency | 0.070902 | 0.14167 | 0.21229 | 0.28278 | 0.35313 | 0.42334 | 0.49342 | 0.56336 | 0.59838 | 0.59717 | 0.59595 | 0.5947 | 0.59343
Scenario 1: Reference | SDG&E | Ag | WholeBlg | Ag - Water pumping | Electric Energy (GWh/year) | Energy Efficiency | 0.30204 | 0.60349 | 0.90437 | 1.2047 | 1.5043 | 1.8034 | 2.102 | 2.3999 | 2.5491 | 2.5439 | 2.5387 | 2.5334 | 2.528
Scenario 1: Reference | SDG&E | Ag | WholeBlg | Ag - Water pumping | Gas Energy (MMTherm/year) | Energy Efficiency | 0.00076531 | 0.0015306 | 0.0022959 | 0.0030613 | 0.0038266 | 0.0045919 | 0.0053572 | 0.0061225 | 0.0065126 | 0.0065126 | 0.0065126 | 0.0065126 | 0.0065126
Scenario 1: Reference | SDG&E | Com | AppPlug | Com - Health | Gas Energy (MMTherm/year) | Energy Efficiency | 0.048843 | 0.10321 | 0.22622 | 0.36291 | 0.4898 | 0.62723 | 0.7074 | 0.7924 | 0.88379 | 0.98229 | 1.0866 | 1.1558 | 1.215
Scenario 1: Reference | SDG&E | Com | AppPlug | Com - Lodging | Gas Energy (MMTherm/year) | Energy Efficiency | 0.023976 | 0.050106 | 0.15067 | 0.26051 | 0.37835 | 0.50555 | 0.56935 | 0.63613 | 0.70609 | 0.77855 | 0.85136 | 0.89758 | 0.93895
Scenario 1: Reference | SDG&E | Com | AppPlug | Com - Other | Gas Energy (MMTherm/year) | Energy Efficiency | 0.00021041 | 0.0004553 | 0.00073801 | 0.0010621 | 0.0014265 | 0.0018383 | 0.0020898 | 0.0023581 | 0.0026409 | 0.0029371 | 0.0032474 | 0.0035662 | 0.0038931
Scenario 1: Reference | SDG&E | Com | BROs | Com - Lodging | Electric Energy (GWh/year) | Energy Efficiency | 0.0087675 | 0.026709 | 0.045497 | 0.065382 | 0.086586 | 0.10905 | 0.13298 | 0.15831 | 0.18486 | 0.21282 | 0.24187 | 0.27116 | 0.30058
Scenario 1: Reference | SDG&E | Com | BROs | Com - Other | Electric Energy (GWh/year) | Energy Efficiency | 0.0079453 | 0.02424 | 0.041373 | 0.059562 | 0.079028 | 0.09974 | 0.12201 | 0.14578 | 0.1708 | 0.1973 | 0.22498 | 0.25314 | 0.28261
Scenario 1: Reference | SDG&E | Com | BROs | Com - Retail | Electric Demand (MW) | Energy Efficiency | 0.0016338 | 0.0049596 | 0.0084061 | 0.012008 | 0.015803 | 0.01978 | 0.023999 | 0.028447 | 0.033057 | 0.037867 | 0.042807 | 0.047746 | 0.0531
Scenario 1: Reference | SDG&E | Com | BROs | Com - Retail | Electric Energy (GWh/year) | Energy Efficiency | 0.017664 | 0.05362 | 0.090882 | 0.12982 | 0.17085 | 0.21385 | 0.25947 | 0.30755 | 0.35739 | 0.40939 | 0.46281 | 0.5162 | 0.57409
Scenario 1: Reference | SDG&E | Com | BldgEnv | Com - College | Electric Demand (MW) | Energy Efficiency | 1.5303e-06 | 3.0565e-06 | 4.5787e-06 | 6.1012e-06 | 7.6185e-06 | 9.1362e-06 | 1.0655e-05 | 1.0772e-05 | 1.0904e-05 | 1.1051e-05 | 1.1212e-05 | 1.1403e-05 | 1.1612e-05
Scenario 1: Reference | SDG&E | Com | BldgEnv | Com - College | Electric Energy (GWh/year) | Energy Efficiency | 5.2284e-07 | 1.0443e-06 | 1.5644e-06 | 2.0846e-06 | 2.603e-06 | 3.1215e-06 | 3.6405e-06 | 3.6805e-06 | 3.7254e-06 | 3.7756e-06 | 3.8307e-06 | 3.8962e-06 | 3.9673e-06
Scenario 1: Reference | SDG&E | Com | BldgEnv | Com - College | Gas Energy (MMTherm/year) | Energy Efficiency | 1.1194e-06 | 2.2321e-06 | 3.3379e-06 | 4.4381e-06 | 5.531e-06 | 6.6182e-06 | 7.6999e-06 | 7.6955e-06 | 7.695e-06 | 7.6993e-06 | 7.7079e-06 | 7.726e-06 | 7.7494e-06
Scenario 1: Reference | SDG&E | Com | BldgEnv | Com - Grocery | Electric Demand (MW) | Energy Efficiency | 3.2639e-05 | 6.3724e-05 | 9.3332e-05 | 0.00012157 | 0.0001485 | 0.00017423 | 0.00019884 | 0.00019063 | 0.00018302 | 0.00017599 | 0.00016949 | 0.00016348 | 0.0001579
Scenario 1: Reference | SDG&E | Com | BldgEnv | Com - Grocery | Electric Energy (GWh/year) | Energy Efficiency | 1.1152e-05 | 2.1772e-05 | 3.1888e-05 | 4.1535e-05 | 5.0737e-05 | 5.9529e-05 | 6.7937e-05 | 6.5131e-05 | 6.2531e-05 | 6.0131e-05 | 5.791e-05 | 5.5854e-05 | 5.3948e-05
Scenario 1: Reference | SDG&E | Com | BldgEnv | Com - Grocery | Gas Energy (MMTherm/year) | Energy Efficiency | 1.02e-05 | 1.991e-05 | 2.9157e-05 | 3.7968e-05 | 4.6366e-05 | 5.4379e-05 | 6.2029e-05 | 5.9369e-05 | 5.6885e-05 | 5.4572e-05 | 5.2416e-05 | 5.0405e-05 | 4.8532e-05
Scenario 1: Reference | SDG&E | Com | BldgEnv | Com - Health | Electric Demand (MW) | Energy Efficiency | 3.0881e-05 | 6.017e-05 | 8.7911e-05 | 0.00011419 | 0.00013899 | 0.00016232 | 0.00018422 | 0.0001755 | 0.00016749 | 0.00016026 | 0.00015389 | 0.00014803 | 0.00014276
Scenario 1: Reference | SDG&E | Com | BldgEnv | Com - Health | Electric Energy (GWh/year) | Energy Efficiency | 1.4834e-05 | 2.8903e-05 | 4.2229e-05 | 5.4852e-05 | 6.6764e-05 | 7.7972e-05 | 8.8494e-05 | 8.4306e-05 | 8.0455e-05 | 7.6984e-05 | 7.3922e-05 | 7.1108e-05 | 6.8579e-05
Scenario 1: Reference | SDG&E | Com | BldgEnv | Com - Health | Gas Energy (MMTherm/year) | Energy Efficiency | 1.616e-05 | 3.1448e-05 | 4.5881e-05 | 5.9493e-05 | 7.2277e-05 | 8.4241e-05 | 9.5444e-05 | 9.0479e-05 | 8.5914e-05 | 8.1792e-05 | 7.8143e-05 | 7.4835e-05 | 7.1904e-05
Scenario 1: Reference | SDG&E | Com | BldgEnv | Com - Lodging | Electric Demand (MW) | Energy Efficiency | 1.4944e-06 | 2.9747e-06 | 4.4412e-06 | 5.9029e-06 | 7.3465e-06 | 8.7821e-06 | 1.0205e-05 | 1.0366e-05 | 9.5339e-06 | 9.7186e-06 | 1.0683e-05 | 1.1644e-05 | 1.2606e-05
Scenario 1: Reference | SDG&E | Com | BldgEnv | Com - Lodging | Electric Energy (GWh/year) | Energy Efficiency | 9.7653e-07 | 1.9438e-06 | 2.9021e-06 | 3.8572e-06 | 4.8006e-06 | 5.7386e-06 | 6.6687e-06 | 6.7737e-06 | 6.2299e-06 | 6.3506e-06 | 6.981e-06 | 7.6091e-06 | 8.2371e-06
Scenario 1: Reference | SDG&E | Com | BldgEnv | Com - Lodging | Gas Energy (MMTherm/year) | Energy Efficiency | 4.9173e-07 | 9.7768e-07 | 1.4579e-06 | 1.9342e-06 | 2.404e-06 | 2.8693e-06 | 3.3293e-06 | 3.3393e-06 | 2.9778e-06 | 2.9926e-06 | 3.2965e-06 | 3.598e-06 | 3.8978e-06
Scenario 1: Reference | SDG&E | Com | BldgEnv | Com - Office (Large) | Electric Demand (MW) | Energy Efficiency | 8.0313e-05 | 0.00015694 | 0.00023005 | 0.00029983 | 0.0003664 | 0.00043 | 0.00049081 | 0.00047319 | 0.00045174 | 0.00043637 | 0.00042205 | 0.00040876 | 0.00039645
Scenario 1: Reference | SDG&E | Com | BldgEnv | Com - Office (Large) | Electric Energy (GWh/year) | Energy Efficiency | 2.744e-05 | 5.362e-05 | 7.86e-05 | 0.00010244 | 0.00012519 | 0.00014692 | 0.00016769 | 0.00016167 | 0.00015434 | 0.00014909 | 0.0001442 | 0.00013966 | 0.00013545
Scenario 1: Reference | SDG&E | Com | BldgEnv | Com - Office (Large) | Gas Energy (MMTherm/year) | Energy Efficiency | 1.173e-05 | 2.2917e-05 | 3.3586e-05 | 4.3763e-05 | 5.3468e-05 | 6.2735e-05 | 7.159e-05 | 6.891e-05 | 6.4613e-05 | 6.2264e-05 | 6.0069e-05 | 5.8024e-05 | 5.6122e-05
Scenario 1: Reference | SDG&E | Com | BldgEnv | Com - Office (Small) | Electric Demand (MW) | Energy Efficiency | 3.483e-05 | 6.801e-05 | 9.9628e-05 | 0.00012976 | 0.00016152 | 0.00019179 | 0.00022064 | 0.00021433 | 0.00020597 | 0.00020047 | 0.00019534 | 0.00018755 | 0.00018025
Scenario 1: Reference | SDG&E | Com | BldgEnv | Com - Office (Small) | Electric Energy (GWh/year) | Energy Efficiency | 1.19e-05 | 2.3237e-05 | 3.404e-05 | 4.4335e-05 | 5.5185e-05 | 6.5527e-05 | 7.5386e-05 | 7.3229e-05 | 7.0373e-05 | 6.8493e-05 | 6.6742e-05 | 6.4078e-05 | 6.1586e-05
Scenario 1: Reference | SDG&E | Com | BldgEnv | Com - Office (Small) | Gas Energy (MMTherm/year) | Energy Efficiency | 4.3106e-06 | 8.4175e-06 | 1.2332e-05 | 1.6062e-05 | 2.0711e-05 | 2.5141e-05 | 2.9362e-05 | 2.9206e-05 | 2.8185e-05 | 2.807e-05 | 2.7974e-05 | 2.6804e-05 | 2.5707e-05
Scenario 1: Reference | SDG&E | Com | BldgEnv | Com - Other | Electric Demand (MW) | Energy Efficiency | 1.9862e-05 | 3.8932e-05 | 5.7241e-05 | 7.4816e-05 | 9.1664e-05 | 0.00010782 | 0.00012332 | 0.00011936 | 0.0001138 | 0.00011028 | 0.00010715 | 0.0001042 | 0.00010142
Scenario 1: Reference | SDG&E | Com | BldgEnv | Com - Other | Electric Energy (GWh/year) | Energy Efficiency | 6.7895e-06 | 1.3308e-05 | 1.9567e-05 | 2.5574e-05 | 3.1334e-05 | 3.6858e-05 | 4.2155e-05 | 4.0802e-05 | 3.8901e-05 | 3.7698e-05 | 3.6628e-05 | 3.5619e-05 | 3.4669e-05
Scenario 1: Reference | SDG&E | Com | BldgEnv | Com - Other | Gas Energy (MMTherm/year) | Energy Efficiency | 3.1116e-06 | 6.1018e-06 | 8.9739e-06 | 1.1731e-05 | 1.4373e-05 | 1.6906e-05 | 1.933e-05 | 1.8674e-05 | 1.7386e-05 | 1.6779e-05 | 1.626e-05 | 1.5755e-05 | 1.5262e-05
Scenario 1: Reference | SDG&E | Com | BldgEnv | Com - Refrig. Warehouse | Electric Demand (MW) | Energy Efficiency | 2.2844e-07 | 4.4866e-07 | 6.6109e-07 | 8.6547e-07 | 1.0625e-06 | 1.2527e-06 | 1.4367e-06 | 1.4395e-06 | 1.4003e-06 | 1.4095e-06 | 1.4396e-06 | 1.4733e-06 | 1.5105e-06
Scenario 1: Reference | SDG&E | Com | BldgEnv | Com - Refrig. Warehouse | Electric Energy (GWh/year) | Energy Efficiency | 7.8051e-08 | 1.5329e-07 | 2.2587e-07 | 2.957e-07 | 3.6303e-07 | 4.2802e-07 | 4.9087e-07 | 4.9183e-07 | 4.7843e-07 | 4.8157e-07 | 4.9186e-07 | 5.0337e-07 | 5.1607e-07
Scenario 1: Reference | SDG&E | Com | BldgEnv | Com - Refrig. Warehouse | Gas Energy (MMTherm/year) | Energy Efficiency | 2.8663e-08 | 5.6305e-08 | 8.2982e-08 | 1.0866e-07 | 1.3342e-07 | 1.5734e-07 | 1.8048e-07 | 1.917e-07 | 1.869e-07 | 1.9864e-07 | 2.17e-07 | 2.3573e-07 | 2.5482e-07
Scenario 1: Reference | SDG&E | Com | BldgEnv | Com - Restaurant | Electric Demand (MW) | Energy Efficiency | 1.1567e-05 | 2.2546e-05 | 3.2968e-05 | 4.2856e-05 | 5.2597e-05 | 6.1897e-05 | 7.0783e-05 | 6.8758e-05 | 6.6056e-05 | 6.4327e-05 | 6.274e-05 | 6.1289e-05 | 5.997e-05
Scenario 1: Reference | SDG&E | Com | BldgEnv | Com - Restaurant | Electric Energy (GWh/year) | Energy Efficiency | 3.9521e-06 | 7.7031e-06 | 1.1264e-05 | 1.4643e-05 | 1.7971e-05 | 2.1148e-05 | 2.4184e-05 | 2.3492e-05 | 2.2569e-05 | 2.1978e-05 | 2.1436e-05 | 2.094e-05 | 2.049e-05
Scenario 1: Reference | SDG&E | Com | BldgEnv | Com - Restaurant | Gas Energy (MMTherm/year) | Energy Efficiency | 1.4217e-06 | 2.7714e-06 | 4.0532e-06 | 5.2697e-06 | 6.4759e-06 | 7.6279e-06 | 8.7288e-06 | 8.6876e-06 | 8.3575e-06 | 8.3334e-06 | 8.3176e-06 | 8.31e-06 | 8.3103e-06
Scenario 1: Reference | SDG&E | Com | BldgEnv | Com - Retail | Electric Demand (MW) | Energy Efficiency | 5.7184e-05 | 0.00011071 | 0.00016079 | 0.00020724 | 0.00024997 | 0.00028957 | 0.00032685 | 0.00030565 | 0.00028599 | 0.00026785 | 0.00025152 | 0.00023719 | 0.00022445
Scenario 1: Reference | SDG&E | Com | BldgEnv | Com - Retail | Electric Energy (GWh/year) | Energy Efficiency | 1.9538e-05 | 3.7827e-05 | 5.4936e-05 | 7.0807e-05 | 8.5406e-05 | 9.8936e-05 | 0.00011168 | 0.00010443 | 9.7714e-05 | 9.1517e-05 | 8.5936e-05 | 8.104e-05 | 7.6686e-05
Scenario 1: Reference | SDG&E | Com | BldgEnv | Com - Retail | Gas Energy (MMTherm/year) | Energy Efficiency | 1.6867e-05 | 3.2585e-05 | 4.7177e-05 | 6.0618e-05 | 7.29e-05 | 8.4248e-05 | 9.4983e-05 | 8.8389e-05 | 8.239e-05 | 7.6998e-05 | 7.2267e-05 | 6.8231e-05 | 6.4699e-05
Scenario 1: Reference | SDG&E | Com | BldgEnv | Com - School | Electric Demand (MW) | Energy Efficiency | 9.4924e-06 | 1.8624e-05 | 2.7415e-05 | 3.6658e-05 | 4.5564e-05 | 5.4145e-05 | 6.2418e-05 | 6.2199e-05 | 6.1526e-05 | 6.1585e-05 | 6.1003e-05 | 6.0591e-05 | 6.0342e-05
Scenario 1: Reference | SDG&E | Com | BldgEnv | Com - School | Electric Energy (GWh/year) | Energy Efficiency | 3.2432e-06 | 6.3632e-06 | 9.3668e-06 | 1.2525e-05 | 1.5568e-05 | 1.85e-05 | 2.1326e-05 | 2.1251e-05 | 2.1021e-05 | 2.1041e-05 | 2.0843e-05 | 2.0702e-05 | 2.0617e-05
Scenario 1: Reference | SDG&E | Com | BldgEnv | Com - School | Gas Energy (MMTherm/year) | Energy Efficiency | 1.1811e-06 | 2.3179e-06 | 3.4129e-06 | 4.7466e-06 | 6.03e-06 | 7.2649e-06 | 8.454e-06 | 8.5858e-06 | 8.5139e-06 | 8.6663e-06 | 8.5506e-06 | 8.4587e-06 | 8.3897e-06
Scenario 1: Reference | SDG&E | Com | BldgEnv | Com - Warehouse | Electric Demand (MW) | Energy Efficiency | 2.1552e-05 | 4.2278e-05 | 6.222e-05 | 8.1425e-05 | 9.9906e-05 | 0.00011771 | 0.00013486 | 0.00013057 | 0.00012419 | 0.00012045 | 0.0001174 | 0.00011461 | 0.00011208
Scenario 1: Reference | SDG&E | Com | BldgEnv | Com - Warehouse | Electric Energy (GWh/year) | Energy Efficiency | 1.4083e-05 | 2.7627e-05 | 4.0658e-05 | 5.3207e-05 | 6.5283e-05 | 7.6917e-05 | 8.8122e-05 | 8.5323e-05 | 8.1151e-05 | 7.8705e-05 | 7.6717e-05 | 7.4895e-05 | 7.3238e-05
Scenario 1: Reference | SDG&E | Com | BldgEnv | Com - Warehouse | Gas Energy (MMTherm/year) | Energy Efficiency | 5.6816e-06 | 1.1161e-05 | 1.6447e-05 | 2.1551e-05 | 2.6475e-05 | 3.1231e-05 | 3.5823e-05 | 3.4739e-05 | 3.2284e-05 | 3.1319e-05 | 3.0682e-05 | 3.0103e-05 | 2.9581e-05
Scenario 1: Reference | SDG&E | Com | ComRefrig | Com - College | Electric Demand (MW) | Energy Efficiency | 8.7483e-05 | 0.0001479 | 0.00018528 | 0.00020607 | 0.00021615 | 0.00022207 | 0.00022584 | 0.00022858 | 0.00023115 | 0.00023355 | 0.00023579 | 0.0002379 | 0.00023987
Scenario 1: Reference | SDG&E | Com | ComRefrig | Com - College | Electric Energy (GWh/year) | Energy Efficiency | 0.0006413 | 0.0010911 | 0.0013745 | 0.0015354 | 0.0016158 | 0.0016625 | 0.001691 | 0.0017108 | 0.0017294 | 0.0017468 | 0.0017631 | 0.0017783 | 0.0017926
Scenario 1: Reference | SDG&E | Com | ComRefrig | Com - Grocery | Electric Demand (MW) | Energy Efficiency | 0.082548 | 0.12794 | 0.14784 | 0.15863 | 0.16455 | 0.16879 | 0.17276 | 0.17647 | 0.17995 | 0.1832 | 0.18625 | 0.18911 | 0.19178
Scenario 1: Reference | SDG&E | Com | ComRefrig | Com - Grocery | Electric Energy (GWh/year) | Energy Efficiency | 0.61873 | 0.96838 | 1.129 | 1.2151 | 1.2599 | 1.2906 | 1.3193 | 1.3462 | 1.3714 | 1.3949 | 1.417 | 1.4376 | 1.457
Scenario 1: Reference | SDG&E | Com | ComRefrig | Com - Refrig. Warehouse | Electric Demand (MW) | Energy Efficiency | 2.6911e-05 | 4.4747e-05 | 5.5286e-05 | 6.0808e-05 | 6.3385e-05 | 6.5007e-05 | 6.603e-05 | 6.6921e-05 | 6.7756e-05 | 6.8537e-05 | 6.9268e-05 | 6.9953e-05 | 7.0595e-05
Scenario 1: Reference | SDG&E | Com | ComRefrig | Com - Refrig. Warehouse | Electric Energy (GWh/year) | Energy Efficiency | 0.00019791 | 0.00033121 | 0.00041144 | 0.00045446 | 0.00047513 | 0.00048769 | 0.00049519 | 0.00050165 | 0.0005077 | 0.00051335 | 0.00051865 | 0.00052361 | 0.00052825
Scenario 1: Reference | SDG&E | Com | ComRefrig | Com - Restaurant | Electric Demand (MW) | Energy Efficiency | 0.0031726 | 0.0049481 | 0.0057565 | 0.0061895 | 0.0064332 | 0.0065945 | 0.0067455 | 0.0068869 | 0.0070193 | 0.0071433 | 0.0072593 | 0.007368 | 0.0074698
Scenario 1: Reference | SDG&E | Com | ComRefrig | Com - Restaurant | Electric Energy (GWh/year) | Energy Efficiency | 0.02377 | 0.037436 | 0.043936 | 0.047406 | 0.049266 | 0.050434 | 0.051528 | 0.052551 | 0.053509 | 0.054406 | 0.055246 | 0.056032 | 0.056768
Scenario 1: Reference | SDG&E | Com | ComRefrig | Com - Retail | Electric Demand (MW) | Energy Efficiency | 0.035616 | 0.055617 | 0.064827 | 0.069503 | 0.072133 | 0.073885 | 0.075526 | 0.077062 | 0.078501 | 0.079848 | 0.081109 | 0.08229 | 0.083395
Scenario 1: Reference | SDG&E | Com | ComRefrig | Com - Retail | Electric Energy (GWh/year) | Energy Efficiency | 0.26639 | 0.41984 | 0.49334 | 0.53078 | 0.55085 | 0.56354 | 0.57542 | 0.58654 | 0.59696 | 0.6067 | 0.61583 | 0.62437 | 0.63236
Scenario 1: Reference | SDG&E | Com | ComRefrig | Com - School | Electric Demand (MW) | Energy Efficiency | 8.2176e-06 | 1.275e-05 | 1.6994e-05 | 2.0968e-05 | 2.4689e-05 | 2.8173e-05 | 3.1436e-05 | 3.4491e-05 | 3.7352e-05 | 4.0031e-05 | 4.254e-05 | 4.4888e-05 | 4.7088e-05
Scenario 1: Reference | SDG&E | Com | ComRefrig | Com - School | Electric Energy (GWh/year) | Energy Efficiency | 6.3932e-05 | 9.6664e-05 | 0.00012731 | 0.00015599 | 0.00018285 | 0.00020799 | 0.00023153 | 0.00025356 | 0.00027419 | 0.0002935 | 0.00031158 | 0.0003285 | 0.00034435
Scenario 1: Reference | SDG&E | Com | FoodServ | Com - College | Electric Demand (MW) | Energy Efficiency | 0.0029749 | 0.0061089 | 0.0093815 | 0.012817 | 0.016382 | 0.020106 | 0.023991 | 0.028025 | 0.032211 | 0.036552 | 0.041038 | 0.045617 | 0.050348
Scenario 1: Reference | SDG&E | Com | FoodServ | Com - College | Electric Demand (MW) | Fuel Substitution | -0.00018423 | -0.00040186 | -0.00065363 | -0.00094042 | -0.001263 | -0.0016221 | -0.0020185 | -0.0024527 | -0.0029254 | -0.003437 | -0.0039877 | -0.0045779 | -0.0052074
Scenario 1: Reference | SDG&E | Com | FoodServ | Com - College | Electric Energy (GWh/year) | Energy Efficiency | 0.014267 | 0.029293 | 0.044989 | 0.061472 | 0.078582 | 0.096463 | 0.11512 | 0.13451 | 0.15462 | 0.1755 | 0.19708 | 0.21859 | 0.24082
Scenario 1: Reference | SDG&E | Com | FoodServ | Com - College | Electric Energy (GWh/year) | Fuel Substitution | -0.0020235 | -0.0044056 | -0.0071562 | -0.010287 | -0.013811 | -0.01774 | -0.022087 | -0.026866 | -0.032088 | -0.037767 | -0.043914 | -0.050579 | -0.057784
Scenario 1: Reference | SDG&E | Com | FoodServ | Com - College | Gas Energy (MMTherm/year) | Energy Efficiency | 0.0068631 | 0.013989 | 0.021371 | 0.029035 | 0.036932 | 0.045095 | 0.053521 | 0.062191 | 0.071103 | 0.08026 | 0.089643 | 0.099334 | 0.10882
Scenario 1: Reference | SDG&E | Com | FoodServ | Com - College | Gas Energy (MMTherm/year) | Fuel Substitution | 0.00020924 | 0.00045566 | 0.00074027 | 0.0010643 | 0.001429 | 0.0018356 | 0.0022854 | 0.0027798 | 0.0033199 | 0.0039071 | 0.0045425 | 0.005231 | 0.005975
Scenario 1: Reference | SDG&E | Com | FoodServ | Com - Grocery | Electric Demand (MW) | Energy Efficiency | 0.019742 | 0.040619 | 0.06245 | 0.085265 | 0.10898 | 0.13369 | 0.15939 | 0.18606 | 0.21365 | 0.24219 | 0.27165 | 0.30108 | 0.33144
Scenario 1: Reference | SDG&E | Com | FoodServ | Com - Grocery | Electric Demand (MW) | Fuel Substitution | -0.0010859 | -0.0023639 | -0.0038372 | -0.0055102 | -0.0073863 | -0.009469 | -0.011762 | -0.014268 | -0.01699 | -0.019929 | -0.023087 | -0.026464 | -0.03006
Scenario 1: Reference | SDG&E | Com | FoodServ | Com - Grocery | Electric Energy (GWh/year) | Energy Efficiency | 0.094541 | 0.19449 | 0.29904 | 0.40834 | 0.522 | 0.64045 | 0.76369 | 0.89164 | 1.024 | 1.1611 | 1.3026 | 1.4401 | 1.5821
Scenario 1: Reference | SDG&E | Com | FoodServ | Com - Grocery | Electric Energy (GWh/year) | Fuel Substitution | -0.021372 | -0.046128 | -0.074316 | -0.10601 | -0.14127 | -0.18017 | -0.22278 | -0.26918 | -0.31943 | -0.37358 | -0.43168 | -0.49381 | -0.5601
Scenario 1: Reference | SDG&E | Com | FoodServ | Com - Grocery | Gas Energy (MMTherm/year) | Energy Efficiency | 0.041183 | 0.084167 | 0.12888 | 0.17534 | 0.22341 | 0.27319 | 0.32468 | 0.37782 | 0.43252 | 0.48881 | 0.54664 | 0.60598 | 0.6569
Scenario 1: Reference | SDG&E | Com | FoodServ | Com - Grocery | Gas Energy (MMTherm/year) | Fuel Substitution | 0.0022181 | 0.0047873 | 0.0077124 | 0.011001 | 0.014659 | 0.018694 | 0.023114 | 0.027926 | 0.033135 | 0.038748 | 0.044769 | 0.051205 | 0.058071
Scenario 1: Reference | SDG&E | Com | FoodServ | Com - Health | Electric Demand (MW) | Energy Efficiency | 0.0063675 | 0.013073 | 0.020076 | 0.027458 | 0.035106 | 0.042977 | 0.050773 | 0.058819 | 0.067217 | 0.076138 | 0.085709 | 0.094865 | 0.10409
Scenario 1: Reference | SDG&E | Com | FoodServ | Com - Health | Electric Demand (MW) | Fuel Substitution | -0.00047777 | -0.0010449 | -0.0017041 | -0.0024581 | -0.0033097 | -0.0042612 | -0.005315 | -0.0064728 | -0.0077364 | -0.0091072 | -0.010586 | -0.012174 | -0.013871
Scenario 1: Reference | SDG&E | Com | FoodServ | Com - Health | Electric Energy (GWh/year) | Energy Efficiency | 0.031269 | 0.064184 | 0.098569 | 0.13482 | 0.17239 | 0.21107 | 0.2494 | 0.28897 | 0.33029 | 0.37419 | 0.42129 | 0.465 | 0.50903
Scenario 1: Reference | SDG&E | Com | FoodServ | Com - Health | Electric Energy (GWh/year) | Fuel Substitution | -0.0063987 | -0.013888 | -0.0225 | -0.032275 | -0.043252 | -0.055471 | -0.068976 | -0.083805 | -0.099988 | -0.11756 | -0.13654 | -0.15697 | -0.17894
Scenario 1: Reference | SDG&E | Com | FoodServ | Com - Health | Gas Energy (MMTherm/year) | Energy Efficiency | 0.018077 | 0.036897 | 0.056444 | 0.076827 | 0.097868 | 0.11949 | 0.14126 | 0.16362 | 0.1867 | 0.21072 | 0.23584 | 0.26112 | 0.28422
Scenario 1: Reference | SDG&E | Com | FoodServ | Com - Health | Gas Energy (MMTherm/year) | Fuel Substitution | 0.00067849 | 0.0014731 | 0.0023874 | 0.0034254 | 0.0045913 | 0.0058892 | 0.0073237 | 0.0088985 | 0.010617 | 0.012482 | 0.014496 | 0.016664 | 0.018993
Scenario 1: Reference | SDG&E | Com | FoodServ | Com - Lodging | Electric Demand (MW) | Energy Efficiency | 0.010944 | 0.02233 | 0.034138 | 0.046447 | 0.059125 | 0.072256 | 0.085791 | 0.099726 | 0.11409 | 0.12885 | 0.14398 | 0.15589 | 0.16809
Scenario 1: Reference | SDG&E | Com | FoodServ | Com - Lodging | Electric Demand (MW) | Fuel Substitution | -0.00066681 | -0.0014502 | -0.0023524 | -0.0033761 | -0.0045234 | -0.0057965 | -0.0071972 | -0.0087272 | -0.010388 | -0.012179 | -0.014102 | -0.016157 | -0.018342
Scenario 1: Reference | SDG&E | Com | FoodServ | Com - Lodging | Electric Energy (GWh/year) | Energy Efficiency | 0.067522 | 0.13762 | 0.21019 | 0.28568 | 0.36335 | 0.44365 | 0.52632 | 0.61132 | 0.69879 | 0.78862 | 0.88056 | 0.9432 | 1.0073
Scenario 1: Reference | SDG&E | Com | FoodServ | Com - Lodging | Electric Energy (GWh/year) | Fuel Substitution | -0.0085256 | -0.018432 | -0.029744 | -0.042493 | -0.05671 | -0.072421 | -0.089657 | -0.10844 | -0.1288 | -0.15075 | -0.1743 | -0.19945 | -0.22623
Scenario 1: Reference | SDG&E | Com | FoodServ | Com - Lodging | Gas Energy (MMTherm/year) | Energy Efficiency | 0.01632 | 0.033186 | 0.050583 | 0.068589 | 0.087047 | 0.10604 | 0.1255 | 0.14542 | 0.16582 | 0.18665 | 0.20788 | 0.22949 | 0.24819
Scenario 1: Reference | SDG&E | Com | FoodServ | Com - Lodging | Gas Energy (MMTherm/year) | Fuel Substitution | 0.00088139 | 0.0019057 | 0.0030755 | 0.0043939 | 0.0058641 | 0.0074888 | 0.009271 | 0.011213 | 0.013318 | 0.015586 | 0.01802 | 0.020619 | 0.023385
Scenario 1: Reference | SDG&E | Com | FoodServ | Com - Office (Large) | Electric Demand (MW) | Energy Efficiency | 0.00055854 | 0.0011312 | 0.0017173 | 0.0023164 | 0.0029269 | 0.0035506 | 0.004188 | 0.0048375 | 0.0054965 | 0.0061656 | 0.0068439 | 0.0069728 | 0.0070967
Scenario 1: Reference | SDG&E | Com | FoodServ | Com - Office (Large) | Electric Energy (GWh/year) | Energy Efficiency | 0.004899 | 0.0099223 | 0.015063 | 0.020317 | 0.025672 | 0.031143 | 0.036734 | 0.042431 | 0.048211 | 0.054079 | 0.060029 | 0.06116 | 0.062247
Scenario 1: Reference | SDG&E | Com | FoodServ | Com - Office (Small) | Electric Demand (MW) | Energy Efficiency | 0.00022954 | 0.00046551 | 0.00070762 | 0.00095563 | 0.0012093 | 0.0014684 | 0.0017327 | 0.0020021 | 0.0022763 | 0.0025551 | 0.0028383 | 0.0028963 | 0.0029519
Scenario 1: Reference | SDG&E | Com | FoodServ | Com - Office (Small) | Electric Energy (GWh/year) | Energy Efficiency | 0.0020134 | 0.004083 | 0.0062066 | 0.008382 | 0.010607 | 0.012879 | 0.015198 | 0.017561 | 0.019966 | 0.022411 | 0.024896 | 0.025404 | 0.025892
Scenario 1: Reference | SDG&E | Com | FoodServ | Com - Other | Electric Demand (MW) | Energy Efficiency | 0.028197 | 0.058222 | 0.089952 | 0.12339 | 0.15846 | 0.19523 | 0.23372 | 0.2739 | 0.31576 | 0.35934 | 0.40461 | 0.45159 | 0.50033
Scenario 1: Reference | SDG&E | Com | FoodServ | Com - Other | Electric Demand (MW) | Fuel Substitution | -0.0033969 | -0.0073935 | -0.012004 | -0.017247 | -0.023136 | -0.029688 | -0.036918 | -0.044841 | -0.053469 | -0.062814 | -0.072884 | -0.083686 | -0.095224
Scenario 1: Reference | SDG&E | Com | FoodServ | Com - Other | Electric Energy (GWh/year) | Energy Efficiency | 0.13508 | 0.27908 | 0.43148 | 0.59234 | 0.76124 | 0.93864 | 1.1246 | 1.319 | 1.5218 | 1.7332 | 1.9531 | 2.1817 | 2.4191
Scenario 1: Reference | SDG&E | Com | FoodServ | Com - Other | Electric Energy (GWh/year) | Fuel Substitution | -0.020001 | -0.043493 | -0.070562 | -0.10131 | -0.13585 | -0.17427 | -0.21668 | -0.26318 | -0.31386 | -0.3688 | -0.42814 | -0.49201 | -0.56049
Scenario 1: Reference | SDG&E | Com | FoodServ | Com - Other | Gas Energy (MMTherm/year) | Energy Efficiency | 0.045399 | 0.093031 | 0.14287 | 0.1949 | 0.24898 | 0.3052 | 0.36355 | 0.42399 | 0.48647 | 0.55099 | 0.6175 | 0.68597 | 0.75414
Scenario 1: Reference | SDG&E | Com | FoodServ | Com - Other | Gas Energy (MMTherm/year) | Fuel Substitution | 0.0019175 | 0.0041699 | 0.0067654 | 0.0097141 | 0.013026 | 0.016709 | 0.020776 | 0.025234 | 0.030093 | 0.035362 | 0.04105 | 0.047174 | 0.053741
Scenario 1: Reference | SDG&E | Com | FoodServ | Com - Restaurant | Electric Demand (MW) | Energy Efficiency | 0.052131 | 0.10581 | 0.16096 | 0.21731 | 0.28398 | 0.35342 | 0.42569 | 0.50077 | 0.57854 | 0.65901 | 0.7422 | 0.82276 | 0.90595
Scenario 1: Reference | SDG&E | Com | FoodServ | Com - Restaurant | Electric Demand (MW) | Fuel Substitution | -0.0068386 | -0.014845 | -0.02403 | -0.034407 | -0.045997 | -0.058818 | -0.072891 | -0.088232 | -0.10485 | -0.12277 | -0.14198 | -0.16249 | -0.1843
Scenario 1: Reference | SDG&E | Com | FoodServ | Com - Restaurant | Electric Energy (GWh/year) | Energy Efficiency | 0.27413 | 0.55633 | 0.84631 | 1.1426 | 1.4917 | 1.8552 | 2.2335 | 2.6265 | 3.0336 | 3.4549 | 3.8904 | 4.2935 | 4.71
Scenario 1: Reference | SDG&E | Com | FoodServ | Com - Restaurant | Electric Energy (GWh/year) | Fuel Substitution | -0.069068 | -0.14916 | -0.24035 | -0.3428 | -0.45648 | -0.58158 | -0.7183 | -0.86679 | -1.0272 | -1.1996 | -1.3841 | -1.5808 | -1.7897
Scenario 1: Reference | SDG&E | Com | FoodServ | Com - Restaurant | Gas Energy (MMTherm/year) | Energy Efficiency | 0.1045 | 0.21177 | 0.32181 | 0.43416 | 0.56086 | 0.69206 | 0.8278 | 0.96803 | 1.1125 | 1.2613 | 1.4143 | 1.5715 | 1.7108
Scenario 1: Reference | SDG&E | Com | FoodServ | Com - Restaurant | Gas Energy (MMTherm/year) | Fuel Substitution | 0.0069398 | 0.014985 | 0.024144 | 0.03443 | 0.045842 | 0.058397 | 0.072114 | 0.087009 | 0.10309 | 0.12038 | 0.13888 | 0.15858 | 0.17951
Scenario 1: Reference | SDG&E | Com | FoodServ | Com - Retail | Electric Demand (MW) | Energy Efficiency | 0.00059119 | 0.0011845 | 0.00178 | 0.0023728 | 0.0029539 | 0.0035321 | 0.004103 | 0.004666 | 0.0052227 | 0.0057772 | 0.0063296 | 0.0064609 | 0.0065894
Scenario 1: Reference | SDG&E | Com | FoodServ | Com - Retail | Electric Energy (GWh/year) | Energy Efficiency | 0.0045352 | 0.0091094 | 0.01372 | 0.018339 | 0.022916 | 0.027496 | 0.032053 | 0.036582 | 0.041091 | 0.0456 | 0.050107 | 0.050923 | 0.051706
Scenario 1: Reference | SDG&E | Com | FoodServ | Com - Retail | Gas Energy (MMTherm/year) | Energy Efficiency | 1.4513e-05 | 2.8581e-05 | 4.224e-05 | 5.5192e-05 | 6.6807e-05 | 7.7792e-05 | 8.7841e-05 | 9.696e-05 | 0.00010532 | 0.00011324 | 0.00012076 | 0.00012827 | 0.00013594
Scenario 1: Reference | SDG&E | Com | FoodServ | Com - School | Electric Demand (MW) | Energy Efficiency | 0.012271 | 0.025228 | 0.038832 | 0.053079 | 0.067976 | 0.083504 | 0.099659 | 0.11645 | 0.13389 | 0.15198 | 0.17072 | 0.18906 | 0.20802
Scenario 1: Reference | SDG&E | Com | FoodServ | Com - School | Electric Demand (MW) | Fuel Substitution | -0.00023431 | -0.00050864 | -0.00082351 | -0.0011796 | -0.0015775 | -0.0020177 | -0.0025009 | -0.0030276 | -0.003598 | -0.0042125 | -0.0048712 | -0.005574 | -0.0063207
Scenario 1: Reference | SDG&E | Com | FoodServ | Com - School | Electric Energy (GWh/year) | Energy Efficiency | 0.061629 | 0.12667 | 0.19494 | 0.26644 | 0.3412 | 0.41913 | 0.50021 | 0.58451 | 0.67207 | 0.76289 | 0.85701 | 0.94524 | 1.0364
Scenario 1: Reference | SDG&E | Com | FoodServ | Com - School | Electric Energy (GWh/year) | Fuel Substitution | -0.0029723 | -0.0064406 | -0.010415 | -0.01491 | -0.019941 | -0.025522 | -0.031673 | -0.038412 | -0.045759 | -0.05377 | -0.062484 | -0.071932 | -0.082147
Scenario 1: Reference | SDG&E | Com | FoodServ | Com - School | Gas Energy (MMTherm/year) | Energy Efficiency | 0.014979 | 0.030529 | 0.046629 | 0.063261 | 0.080425 | 0.098088 | 0.11624 | 0.13488 | 0.154 | 0.17358 | 0.19362 | 0.2141 | 0.2342
Scenario 1: Reference | SDG&E | Com | FoodServ | Com - School | Gas Energy (MMTherm/year) | Fuel Substitution | 0.0003105 | 0.00067294 | 0.0010883 | 0.0015581 | 0.0020838 | 0.0026669 | 0.0033094 | 0.004013 | 0.0047797 | 0.0056152 | 0.0065232 | 0.007507 | 0.0085696
Scenario 1: Reference | SDG&E | Com | HVAC | Com - College | Electric Demand (MW) | Energy Efficiency | 0.0082184 | 0.017087 | 0.026558 | 0.03672 | 0.04741 | 0.058609 | 0.066156 | 0.073935 | 0.07571 | 0.077583 | 0.079512 | 0.081929 | 0.084494
Scenario 1: Reference | SDG&E | Com | HVAC | Com - College | Electric Energy (GWh/year) | Energy Efficiency | 0.022364 | 0.046879 | 0.073157 | 0.10109 | 0.13051 | 0.16039 | 0.17321 | 0.18583 | 0.17726 | 0.16199 | 0.14586 | 0.12925 | 0.11912
Scenario 1: Reference | SDG&E | Com | HVAC | Com - College | Electric Energy (GWh/year) | Fuel Substitution | 2.3944e-07 | 5.0391e-07 | 7.943e-07 | 1.3051e-06 | 1.8615e-06 | 1.8615e-06 | 1.8615e-06 | 1.8615e-06 | 1.8615e-06 | 1.8615e-06 | 1.8615e-06 | 1.8615e-06 | 1.8615e-06
Scenario 1: Reference | SDG&E | Com | HVAC | Com - College | Gas Energy (MMTherm/year) | Energy Efficiency | 0.00032127 | 0.0009814 | 0.0017799 | 0.0026516 | 0.0035796 | 0.0040337 | 0.0045357 | 0.0050687 | 0.0060545 | 0.0066729 | 0.0073206 | 0.0080368 | 0.0092758
Scenario 1: Reference | SDG&E | Com | HVAC | Com - College | Gas Energy (MMTherm/year) | Fuel Substitution | 5.7976e-08 | 1.2201e-07 | 1.9232e-07 | 2.839e-07 | 3.8354e-07 | 3.8354e-07 | 3.8354e-07 | 3.8354e-07 | 3.8354e-07 | 3.8354e-07 | 3.8354e-07 | 3.8354e-07 | 3.8354e-07
Scenario 1: Reference | SDG&E | Com | HVAC | Com - Grocery | Electric Demand (MW) | Energy Efficiency | 0.0054132 | 0.01143 | 0.018077 | 0.025398 | 0.03341 | 0.042173 | 0.051729 | 0.062113 | 0.0659 | 0.068156 | 0.070576 | 0.073165 | 0.073938
Scenario 1: Reference | SDG&E | Com | HVAC | Com - Grocery | Electric Energy (GWh/year) | Energy Efficiency | 0.028236 | 0.059582 | 0.094168 | 0.13224 | 0.17384 | 0.21931 | 0.26888 | 0.32272 | 0.3433 | 0.35624 | 0.37007 | 0.38483 | 0.39145
Scenario 1: Reference | SDG&E | Com | HVAC | Com - Grocery | Electric Energy (GWh/year) | Fuel Substitution | -0.00010449 | -0.00022013 | -0.00034732 | -0.00048661 | -0.00063858 | -0.00063858 | -0.00063858 | -0.00063858 | -0.00063858 | -0.00063858 | -0.00063858 | -0.00063858 | -0.00063858
Scenario 1: Reference | SDG&E | Com | HVAC | Com - Grocery | Gas Energy (MMTherm/year) | Energy Efficiency | 0.0002687 | 0.00055671 | 0.00086277 | 0.0011903 | 0.0015339 | 0.0019013 | 0.002293 | 0.0027084 | 0.003248 | 0.0038452 | 0.0044745 | 0.0051375 | 0.0058436
Scenario 1: Reference | SDG&E | Com | HVAC | Com - Grocery | Gas Energy (MMTherm/year) | Fuel Substitution | 1.5412e-05 | 3.2442e-05 | 5.1145e-05 | 7.1593e-05 | 9.3862e-05 | 9.3862e-05 | 9.3862e-05 | 9.3862e-05 | 9.3862e-05 | 9.3862e-05 | 9.3862e-05 | 9.3862e-05 | 9.3862e-05
Scenario 1: Reference | SDG&E | Com | HVAC | Com - Health | Electric Demand (MW) | Energy Efficiency | 0.0085414 | 0.017844 | 0.027944 | 0.039046 | 0.051043 | 0.063665 | 0.072625 | 0.082098 | 0.091519 | 0.10135 | 0.11179 | 0.12247 | 0.13344
Scenario 1: Reference | SDG&E | Com | HVAC | Com - Health | Electric Energy (GWh/year) | Energy Efficiency | 0.083209 | 0.1718 | 0.26605 | 0.36773 | 0.47567 | 0.58779 | 0.65603 | 0.72767 | 0.78204 | 0.85575 | 0.93486 | 1.0173 | 1.1009
Scenario 1: Reference | SDG&E | Com | HVAC | Com - Health | Electric Energy (GWh/year) | Fuel Substitution | 3.4046e-06 | 7.1444e-06 | 1.1231e-05 | 1.5674e-05 | 2.0482e-05 | 2.0482e-05 | 2.0482e-05 | 2.0482e-05 | 2.0482e-05 | 2.0482e-05 | 2.0482e-05 | 2.0482e-05 | 2.0482e-05
Scenario 1: Reference | SDG&E | Com | HVAC | Com - Health | Gas Energy (MMTherm/year) | Energy Efficiency | 0.0057655 | 0.011636 | 0.017622 | 0.024354 | 0.031427 | 0.03779 | 0.040514 | 0.043328 | 0.042381 | 0.045088 | 0.048216 | 0.051732 | 0.055179
Scenario 1: Reference | SDG&E | Com | HVAC | Com - Health | Gas Energy (MMTherm/year) | Fuel Substitution | 8.0637e-07 | 1.7027e-06 | 2.693e-06 | 3.7812e-06 | 4.9719e-06 | 4.9719e-06 | 4.9719e-06 | 4.9719e-06 | 4.9719e-06 | 4.9719e-06 | 4.9719e-06 | 4.9719e-06 | 4.9719e-06
Scenario 1: Reference | SDG&E | Com | HVAC | Com - Lodging | Electric Demand (MW) | Energy Efficiency | 0.0064879 | 0.013634 | 0.021462 | 0.030028 | 0.039279 | 0.049162 | 0.058185 | 0.067836 | 0.071218 | 0.073835 | 0.078436 | 0.081514 | 0.084866
Scenario 1: Reference | SDG&E | Com | HVAC | Com - Lodging | Electric Energy (GWh/year) | Energy Efficiency | 0.052957 | 0.10973 | 0.17042 | 0.23543 | 0.30424 | 0.37648 | 0.42797 | 0.4823 | 0.4867 | 0.48736 | 0.50201 | 0.50416 | 0.50741
Scenario 1: Reference | SDG&E | Com | HVAC | Com - Lodging | Electric Energy (GWh/year) | Fuel Substitution | -1.5119e-05 | -3.1919e-05 | -5.0477e-05 | -7.0888e-05 | -9.3246e-05 | -9.3246e-05 | -9.3246e-05 | -9.3246e-05 | -9.3246e-05 | -9.3246e-05 | -9.3246e-05 | -9.3246e-05 | -9.3246e-05
Scenario 1: Reference | SDG&E | Com | HVAC | Com - Lodging | Gas Energy (MMTherm/year) | Energy Efficiency | 0.0026017 | 0.0053042 | 0.0081126 | 0.011054 | 0.014096 | 0.016859 | 0.018149 | 0.019488 | 0.018721 | 0.017901 | 0.017016 | 0.016144 | 0.015253
Scenario 1: Reference | SDG&E | Com | HVAC | Com - Lodging | Gas Energy (MMTherm/year) | Fuel Substitution | 3.4817e-06 | 7.335e-06 | 1.1575e-05 | 1.6218e-05 | 2.1282e-05 | 2.1282e-05 | 2.1282e-05 | 2.1282e-05 | 2.1282e-05 | 2.1282e-05 | 2.1282e-05 | 2.1282e-05 | 2.1282e-05
Scenario 1: Reference | SDG&E | Com | HVAC | Com - Office (Large) | Electric Demand (MW) | Energy Efficiency | 0.010422 | 0.01883 | 0.025074 | 0.029126 | 0.03041 | 0.032042 | 0.023956 | 0.017875 | 0.012892 | 0.010175 | 0.010297 | 0.0093986 | 0.0085993
Scenario 1: Reference | SDG&E | Com | HVAC | Com - Office (Large) | Electric Energy (GWh/year) | Energy Efficiency | 0.092386 | 0.16623 | 0.22017 | 0.25393 | 0.26185 | 0.2746 | 0.19864 | 0.14086 | 0.093004 | 0.065726 | 0.064679 | 0.053807 | 0.043761
Scenario 1: Reference | SDG&E | Com | HVAC | Com - Office (Large) | Gas Energy (MMTherm/year) | Energy Efficiency | 0.002026 | 0.0042197 | 0.0065841 | 0.0091248 | 0.011839 | 0.011839 | 0.011838 | 0.011837 | 0.011837 | 0.011837 | 0.011837 | 0.011837 | 0.011836
Scenario 1: Reference | SDG&E | Com | HVAC | Com - Office (Small) | Electric Demand (MW) | Energy Efficiency | 0.0041222 | 0.008558 | 0.01331 | 0.018379 | 0.02376 | 0.029463 | 0.035487 | 0.041819 | 0.048452 | 0.055373 | 0.062573 | 0.070047 | 0.077787
Scenario 1: Reference | SDG&E | Com | HVAC | Com - Office (Small) | Electric Energy (GWh/year) | Energy Efficiency | 0.0035245 | 0.0073037 | 0.011339 | 0.015631 | 0.020174 | 0.024975 | 0.030034 | 0.035339 | 0.040885 | 0.046664 | 0.052668 | 0.058893 | 0.065332
Scenario 1: Reference | SDG&E | Com | HVAC | Com - Office (Small) | Gas Energy (MMTherm/year) | Energy Efficiency | 0.00022801 | 0.00047392 | 0.00073787 | 0.0010201 | 0.00132 | 0.0016385 | 0.0019756 | 0.0023303 | 0.0027023 | 0.0030907 | 0.0034952 | 0.0039154 | 0.0043508
Scenario 1: Reference | SDG&E | Com | HVAC | Com - Other | Electric Demand (MW) | Energy Efficiency | 0.049762 | 0.10472 | 0.16499 | 0.23072 | 0.30128 | 0.37759 | 0.45969 | 0.54745 | 0.63616 | 0.72895 | 0.83122 | 0.93999 | 1.0544
Scenario 1: Reference | SDG&E | Com | HVAC | Com - Other | Electric Energy (GWh/year) | Energy Efficiency | 0.051681 | 0.10916 | 0.17238 | 0.24142 | 0.31572 | 0.3962 | 0.48295 | 0.57591 | 0.66008 | 0.74543 | 0.85086 | 0.96612 | 1.0878
Scenario 1: Reference | SDG&E | Com | HVAC | Com - Other | Electric Energy (GWh/year) | Fuel Substitution | -5.936e-05 | -0.00012543 | -0.00019849 | -0.00027763 | -0.00036433 | -0.00036433 | -0.00036433 | -0.00036433 | -0.00036433 | -0.00036433 | -0.00036433 | -0.00036433 | -0.00036433
Scenario 1: Reference | SDG&E | Com | HVAC | Com - Other | Gas Energy (MMTherm/year) | Energy Efficiency | 0.0067549 | 0.014185 | 0.022315 | 0.031173 | 0.04067 | 0.050931 | 0.061963 | 0.073743 | 0.085941 | 0.098781 | 0.11262 | 0.12727 | 0.14266
Scenario 1: Reference | SDG&E | Com | HVAC | Com - Other | Gas Energy (MMTherm/year) | Fuel Substitution | 9.4656e-06 | 1.9979e-05 | 3.1583e-05 | 4.4508e-05 | 5.8638e-05 | 5.8638e-05 | 5.8638e-05 | 5.8638e-05 | 5.8638e-05 | 5.8638e-05 | 5.8638e-05 | 5.8638e-05 | 5.8638e-05
Scenario 1: Reference | SDG&E | Com | HVAC | Com - Restaurant | Electric Demand (MW) | Energy Efficiency | 0.0011772 | 0.0022744 | 0.0033073 | 0.0042321 | 0.0078158 | 0.011669 | 0.015823 | 0.020282 | 0.025027 | 0.030062 | 0.035397 | 0.041032 | 0.046961
Scenario 1: Reference | SDG&E | Com | HVAC | Com - Restaurant | Electric Energy (GWh/year) | Energy Efficiency | -5.047e-05 | -5.5419e-05 | -2.1105e-05 | 6.2935e-05 | 0.00026804 | 0.000499 | 0.00075945 | 0.0010535 | 0.0013856 | 0.0017599 | 0.0021809 | 0.0026536 | 0.0031832
Scenario 1: Reference | SDG&E | Com | HVAC | Com - Restaurant | Electric Energy (GWh/year) | Fuel Substitution | 4.2397e-08 | 8.9059e-08 | 4.6017e-07 | 8.647e-07 | 1.3035e-06 | 1.3035e-06 | 1.3035e-06 | 1.3035e-06 | 1.3035e-06 | 1.3035e-06 | 1.3035e-06 | 1.3035e-06 | 1.3035e-06
Scenario 1: Reference | SDG&E | Com | HVAC | Com - Restaurant | Gas Energy (MMTherm/year) | Energy Efficiency | 0.003983 | 0.0084066 | 0.013305 | 0.018693 | 0.025367 | 0.032783 | 0.041007 | 0.050098 | 0.06011 | 0.07111 | 0.083167 | 0.096354 | 0.11074
Scenario 1: Reference | SDG&E | Com | HVAC | Com - Restaurant | Gas Energy (MMTherm/year) | Fuel Substitution | 9.7505e-09 | 2.0482e-08 | 7.4846e-08 | 1.341e-07 | 1.9836e-07 | 1.9836e-07 | 1.9836e-07 | 1.9836e-07 | 1.9836e-07 | 1.9836e-07 | 1.9836e-07 | 1.9836e-07 | 1.9836e-07
Scenario 1: Reference | SDG&E | Com | HVAC | Com - Retail | Electric Demand (MW) | Energy Efficiency | 0.013065 | 0.026914 | 0.041573 | 0.05691 | 0.07266 | 0.088978 | 0.10526 | 0.12206 | 0.12258 | 0.12255 | 0.12221 | 0.12172 | 0.12113
Scenario 1: Reference | SDG&E | Com | HVAC | Com - Retail | Electric Energy (GWh/year) | Energy Efficiency | 0.037534 | 0.07832 | 0.1178 | 0.16046 | 0.2054 | 0.25262 | 0.29969 | 0.34959 | 0.34161 | 0.33239 | 0.32887 | 0.3253 | 0.32172
Scenario 1: Reference | SDG&E | Com | HVAC | Com - Retail | Electric Energy (GWh/year) | Fuel Substitution | 4.0198e-06 | 8.4483e-06 | 1.3298e-05 | 1.858e-05 | 2.4309e-05 | 2.4309e-05 | 2.4309e-05 | 2.4309e-05 | 2.4309e-05 | 2.4309e-05 | 2.4309e-05 | 2.4309e-05 | 2.4309e-05
Scenario 1: Reference | SDG&E | Com | HVAC | Com - Retail | Gas Energy (MMTherm/year) | Energy Efficiency | 0.00064052 | 0.0013255 | 0.002055 | 0.0028273 | 0.0036354 | 0.0039762 | 0.004332 | 0.0047019 | 0.0047219 | 0.0047317 | 0.0047377 | 0.004741 | 0.0047428
Scenario 1: Reference | SDG&E | Com | HVAC | Com - Retail | Gas Energy (MMTherm/year) | Fuel Substitution | 2.9766e-07 | 6.2547e-07 | 9.8433e-07 | 1.3752e-06 | 1.799e-06 | 1.799e-06 | 1.799e-06 | 1.799e-06 | 1.799e-06 | 1.799e-06 | 1.799e-06 | 1.799e-06 | 1.799e-06
Scenario 1: Reference | SDG&E | Com | HVAC | Com - School | Electric Demand (MW) | Energy Efficiency | 0.015214 | 0.030687 | 0.046302 | 0.061966 | 0.077663 | 0.093303 | 0.10353 | 0.1142 | 0.12554 | 0.13824 | 0.15237 | 0.16792 | 0.18487
Scenario 1: Reference | SDG&E | Com | HVAC | Com - School | Electric Energy (GWh/year) | Energy Efficiency | 0.049896 | 0.098119 | 0.14398 | 0.18693 | 0.22671 | 0.26304 | 0.26483 | 0.26609 | 0.26814 | 0.27514 | 0.28747 | 0.30526 | 0.32845
Scenario 1: Reference | SDG&E | Com | HVAC | Com - School | Electric Energy (GWh/year) | Fuel Substitution | 2.7371e-08 | 5.7055e-08 | 8.9048e-08 | 1.2335e-07 | 1.5994e-07 | 1.5994e-07 | 1.5994e-07 | 1.5994e-07 | 1.5994e-07 | 1.5994e-07 | 1.5994e-07 | 1.5994e-07 | 1.5994e-07
Scenario 1: Reference | SDG&E | Com | HVAC | Com - School | Gas Energy (MMTherm/year) | Energy Efficiency | 0.0027814 | 0.0057147 | 0.0087996 | 0.012036 | 0.015436 | 0.018986 | 0.022714 | 0.02659 | 0.030618 | 0.03479 | 0.039108 | 0.043569 | 0.048166
Scenario 1: Reference | SDG&E | Com | HVAC | Com - School | Gas Energy (MMTherm/year) | Fuel Substitution | 1.0455e-07 | 2.1792e-07 | 3.4009e-07 | 4.7106e-07 | 6.1082e-07 | 6.1082e-07 | 6.1082e-07 | 6.1082e-07 | 6.1082e-07 | 6.1082e-07 | 6.1082e-07 | 6.1082e-07 | 6.1082e-07
Scenario 1: Reference | SDG&E | Com | HVAC | Com - Warehouse | Electric Demand (MW) | Energy Efficiency | 2.2177e-05 | 4.5897e-05 | 7.1176e-05 | 9.8079e-05 | 0.00012653 | 0.0001566 | 0.00018826 | 0.00022149 | 0.0002563 | 0.00029269 | 0.00033061 | 0.00037004 | 0.0003762
Scenario 1: Reference | SDG&E | Com | HVAC | Com - Warehouse | Electric Energy (GWh/year) | Energy Efficiency | 6.7904e-05 | 0.00014053 | 0.00021794 | 0.00030031 | 0.00038743 | 0.00047951 | 0.00057643 | 0.0006782 | 0.00078478 | 0.00089619 | 0.0010123 | 0.001133 | 0.0011519
Scenario 1: Reference | SDG&E | Com | HVAC | Com - Warehouse | Electric Energy (GWh/year) | Fuel Substitution | -1.0112e-05 | -2.1373e-05 | -3.3783e-05 | -4.7456e-05 | -6.2075e-05 | -6.2075e-05 | -6.2075e-05 | -6.2075e-05 | -6.2075e-05 | -6.2075e-05 | -6.2075e-05 | -6.2075e-05 | -6.2075e-05
Scenario 1: Reference | SDG&E | Com | HVAC | Com - Warehouse | Gas Energy (MMTherm/year) | Fuel Substitution | 1.6387e-06 | 3.4612e-06 | 5.4976e-06 | 7.7379e-06 | 1.0321e-05 | 1.0321e-05 | 1.0321e-05 | 1.0321e-05 | 1.0321e-05 | 1.0321e-05 | 1.0321e-05 | 1.0321e-05 | 1.0321e-05
Scenario 1: Reference | SDG&E | Com | Lighting | Com - College | Electric Demand (MW) | Energy Efficiency | 0 | 0.0083577 | 0.019223 | 0.030398 | 0.041783 | 0.053441 | 0.065364 | 0.07752 | 0.079907 | 0.079907 | 0.079907 | 0.079907 | 0.079907
Scenario 1: Reference | SDG&E | Com | Lighting | Com - College | Electric Energy (GWh/year) | Energy Efficiency | 0 | 0.03258 | 0.074937 | 0.1185 | 0.16288 | 0.20832 | 0.2548 | 0.30219 | 0.31149 | 0.31149 | 0.31149 | 0.31149 | 0.31149
Scenario 1: Reference | SDG&E | Com | Lighting | Com - College | Gas Energy (MMTherm/year) | Energy Efficiency | 0 | -0.00014631 | -0.00033653 | -0.00053215 | -0.00073147 | -0.00093556 | -0.0011443 | -0.0013571 | -0.0013989 | -0.0013989 | -0.0013989 | -0.0013989 | -0.0013989
Scenario 1: Reference | SDG&E | Com | Lighting | Com - Grocery | Electric Demand (MW) | Energy Efficiency | 0.013669 | 0.027448 | 0.041333 | 0.055349 | 0.069463 | 0.083724 | 0.098139 | 0.1127 | 0.12739 | 0.13633 | 0.14423 | 0.15228 | 0.16048
Scenario 1: Reference | SDG&E | Com | Lighting | Com - Grocery | Electric Energy (GWh/year) | Energy Efficiency | 0.078297 | 0.15723 | 0.23677 | 0.31707 | 0.39793 | 0.47963 | 0.56222 | 0.64566 | 0.72984 | 0.78114 | 0.82653 | 0.87277 | 0.91986
Scenario 1: Reference | SDG&E | Com | Lighting | Com - Grocery | Gas Energy (MMTherm/year) | Energy Efficiency | -0.00093757 | -0.0018827 | -0.0028351 | -0.0037965 | -0.0047645 | -0.0057426 | -0.0067313 | -0.0077302 | -0.0087377 | -0.0093503 | -0.0098917 | -0.010443 | -0.011005
Scenario 1: Reference | SDG&E | Com | Lighting | Com - Health | Electric Demand (MW) | Energy Efficiency | 0.031343 | 0.062857 | 0.09457 | 0.12672 | 0.15902 | 0.19139 | 0.22316 | 0.2551 | 0.28746 | 0.32057 | 0.35468 | 0.38843 | 0.42209
Scenario 1: Reference | SDG&E | Com | Lighting | Com - Health | Electric Energy (GWh/year) | Energy Efficiency | 0.19205 | 0.38515 | 0.57947 | 0.77644 | 0.97436 | 1.1727 | 1.3674 | 1.5631 | 1.7614 | 1.9643 | 2.1733 | 2.3801 | 2.5864
Scenario 1: Reference | SDG&E | Com | Lighting | Com - Health | Gas Energy (MMTherm/year) | Energy Efficiency | -0.0010607 | -0.0021272 | -0.0032004 | -0.0042883 | -0.0053814 | -0.0064769 | -0.0075521 | -0.0086333 | -0.0097282 | -0.010849 | -0.012003 | -0.013145 | -0.014285
Scenario 1: Reference | SDG&E | Com | Lighting | Com - Office (Large) | Electric Demand (MW) | Energy Efficiency | 0.024004 | 0.048258 | 0.072736 | 0.097445 | 0.12231 | 0.14746 | 0.17294 | 0.19867 | 0.22451 | 0.25051 | 0.27666 | 0.30295 | 0.32941
Scenario 1: Reference | SDG&E | Com | Lighting | Com - Office (Large) | Electric Energy (GWh/year) | Energy Efficiency | 0.1766 | 0.35504 | 0.53513 | 0.71692 | 0.89986 | 1.0849 | 1.2723 | 1.4616 | 1.6518 | 1.8431 | 2.0354 | 2.2289 | 2.4235
Scenario 1: Reference | SDG&E | Com | Lighting | Com - Office (Large) | Gas Energy (MMTherm/year) | Energy Efficiency | -0.0001751 | -0.00035202 | -0.00053059 | -0.00071083 | -0.00089221 | -0.0010757 | -0.0012615 | -0.0014492 | -0.0016377 | -0.0018274 | -0.0020181 | -0.0022099 | -0.0024029
Scenario 1: Reference | SDG&E | Com | Lighting | Com - Refrig. Warehouse | Electric Demand (MW) | Energy Efficiency | 3.435e-05 | 6.8973e-05 | 0.00010389 | 0.00013888 | 0.00017409 | 0.00020957 | 0.00024539 | 0.00028155 | 0.00031815 | 0.00035513 | 0.00039258 | 0.00043052 | 0.00046897
Scenario 1: Reference | SDG&E | Com | Lighting | Com - Refrig. Warehouse | Electric Energy (GWh/year) | Energy Efficiency | 0.00030573 | 0.00061387 | 0.0009246 | 0.001236 | 0.0015494 | 0.0018651 | 0.0021838 | 0.0025056 | 0.0028313 | 0.0031604 | 0.0034936 | 0.0038312 | 0.0041732
Scenario 1: Reference | SDG&E | Com | Lighting | Com - Restaurant | Electric Demand (MW) | Energy Efficiency | 0.008696 | 0.017277 | 0.025769 | 0.034157 | 0.043484 | 0.052887 | 0.062378 | 0.071958 | 0.081617 | 0.091359 | 0.10119 | 0.11111 | 0.12112
Scenario 1: Reference | SDG&E | Com | Lighting | Com - Restaurant | Electric Energy (GWh/year) | Energy Efficiency | 0.054414 | 0.10811 | 0.16125 | 0.21373 | 0.27209 | 0.33093 | 0.39031 | 0.45025 | 0.51068 | 0.57164 | 0.63314 | 0.6952 | 0.75782
Scenario 1: Reference | SDG&E | Com | Lighting | Com - Restaurant | Gas Energy (MMTherm/year) | Energy Efficiency | -0.00016638 | -0.00033056 | -0.00049304 | -0.00065352 | -0.00083198 | -0.0010119 | -0.0011935 | -0.0013768 | -0.0015616 | -0.001748 | -0.0019361 | -0.0021258 | -0.0023174
Scenario 1: Reference | SDG&E | Com | Lighting | Com - Retail | Electric Demand (MW) | Energy Efficiency | 0.058115 | 0.11559 | 0.17251 | 0.2288 | 0.28426 | 0.33919 | 0.39351 | 0.44725 | 0.50047 | 0.5533 | 0.60575 | 0.65794 | 0.70991
Scenario 1: Reference | SDG&E | Com | Lighting | Com - Retail | Electric Energy (GWh/year) | Energy Efficiency | 0.36207 | 0.72017 | 1.0748 | 1.4254 | 1.771 | 2.1132 | 2.4516 | 2.7864 | 3.118 | 3.4471 | 3.7739 | 4.099 | 4.4228
Scenario 1: Reference | SDG&E | Com | Lighting | Com - Retail | Gas Energy (MMTherm/year) | Energy Efficiency | -0.00054337 | -0.0010808 | -0.001613 | -0.0021392 | -0.0026578 | -0.0031714 | -0.0036793 | -0.0041817 | -0.0046794 | -0.0051733 | -0.0056637 | -0.0061516 | -0.0066376
Scenario 1: Reference | SDG&E | Com | Lighting | Com - Warehouse | Electric Demand (MW) | Energy Efficiency | 0.00062192 | 0.0012597 | 0.0019134 | 0.0025845 | 0.0032704 | 0.0039727 | 0.0046903 | 0.005423 | 0.0055588 | 0.0055588 | 0.0055588 | 0.0055588 | 0.0055588
Scenario 1: Reference | SDG&E | Com | Lighting | Com - Warehouse | Electric Energy (GWh/year) | Energy Efficiency | 0.0051613 | 0.010454 | 0.015879 | 0.021449 | 0.027141 | 0.032969 | 0.038924 | 0.045005 | 0.046132 | 0.046132 | 0.046132 | 0.046132 | 0.046132
Scenario 1: Reference | SDG&E | Com | Lighting | Com - Warehouse | Gas Energy (MMTherm/year) | Energy Efficiency | -1.7241e-05 | -3.4923e-05 | -5.3043e-05 | -7.1649e-05 | -9.0662e-05 | -0.00011013 | -0.00013003 | -0.00015034 | -0.0001541 | -0.0001541 | -0.0001541 | -0.0001541 | -0.0001541
Scenario 1: Reference | SDG&E | Com | WaterHeat | Com - College | Electric Demand (MW) | Energy Efficiency | 0.0079341 | 0.016614 | 0.026057 | 0.036319 | 0.047362 | 0.059269 | 0.072047 | 0.085693 | 0.10023 | 0.11568 | 0.13205 | 0.14951 | 0.16794
Scenario 1: Reference | SDG&E | Com | WaterHeat | Com - College | Electric Demand (MW) | Fuel Substitution | 0 | 0 | 0 | 0 | 0 | 0.39534 | 0.85275 | 1.3695 | 1.9384 | 2.5799 | 3.3034 | 4.0914 | 4.9289
Scenario 1: Reference | SDG&E | Com | WaterHeat | Com - College | Electric Energy (GWh/year) | Energy Efficiency | 0.030092 | 0.063014 | 0.098829 | 0.13775 | 0.17963 | 0.22479 | 0.27325 | 0.32501 | 0.38014 | 0.43875 | 0.50082 | 0.56703 | 0.63696
Scenario 1: Reference | SDG&E | Com | WaterHeat | Com - College | Electric Energy (GWh/year) | Fuel Substitution | -0.69946 | -1.4763 | -2.3308 | -3.264 | -4.2764 | -2.7133 | -0.90485 | 1.1381 | 3.3877 | 5.9238 | 8.7845 | 11.9001 | 15.2115
Scenario 1: Reference | SDG&E | Com | WaterHeat | Com - College | Gas Energy (MMTherm/year) | Energy Efficiency | 0.0078067 | 0.015739 | 0.023797 | 0.031853 | 0.03628 | 0.036313 | 0.036282 | 0.036246 | 0.032393 | 0.028551 | 0.028487 | 0.028487 | 0.032255
Scenario 1: Reference | SDG&E | Com | WaterHeat | Com - College | Gas Energy (MMTherm/year) | Fuel Substitution | 0.079813 | 0.1684 | 0.26581 | 0.37214 | 0.48747 | 0.48747 | 0.48747 | 0.48747 | 0.48747 | 0.48747 | 0.48747 | 0.48747 | 0.48747
Scenario 1: Reference | SDG&E | Com | WaterHeat | Com - Grocery | Electric Demand (MW) | Energy Efficiency | 0.020357 | 0.042673 | 0.066973 | 0.093333 | 0.12173 | 0.15229 | 0.18505 | 0.22006 | 0.25731 | 0.29688 | 0.33879 | 0.38309 | 0.42987
Scenario 1: Reference | SDG&E | Com | WaterHeat | Com - Grocery | Electric Energy (GWh/year) | Energy Efficiency | 0.10691 | 0.2241 | 0.35172 | 0.49015 | 0.63929 | 0.79975 | 0.97183 | 1.1557 | 1.3513 | 1.5591 | 1.7792 | 2.0119 | 2.2575
Scenario 1: Reference | SDG&E | Com | WaterHeat | Com - Grocery | Electric Energy (GWh/year) | Fuel Substitution | -0.029577 | -0.061849 | -0.096827 | -0.13457 | -0.17514 | -0.17514 | -0.17514 | -0.17514 | -0.17514 | -0.17514 | -0.17514 | -0.17514 | -0.17514
Scenario 1: Reference | SDG&E | Com | WaterHeat | Com - Grocery | Gas Energy (MMTherm/year) | Energy Efficiency | 0.0049153 | 0.0098397 | 0.01477 | 0.019664 | 0.021684 | 0.023053 | 0.023039 | 0.023024 | 0.020296 | 0.017596 | 0.017555 | 0.01757 | 0.020267
Scenario 1: Reference | SDG&E | Com | WaterHeat | Com - Grocery | Gas Energy (MMTherm/year) | Fuel Substitution | 0.0040071 | 0.0083796 | 0.013118 | 0.018232 | 0.023728 | 0.023728 | 0.023728 | 0.023728 | 0.023728 | 0.023728 | 0.023728 | 0.023728 | 0.023728
Scenario 1: Reference | SDG&E | Com | WaterHeat | Com - Health | Electric Demand (MW) | Energy Efficiency | 0.025392 | 0.053218 | 0.083534 | 0.11658 | 0.15217 | 0.19026 | 0.23017 | 0.27266 | 0.31804 | 0.36681 | 0.41939 | 0.47405 | 0.53114
Scenario 1: Reference | SDG&E | Com | WaterHeat | Com - Health | Electric Demand (MW) | Fuel Substitution | 0 | 0 | 0 | 0 | 0 | 0.49726 | 1.0759 | 1.7327 | 2.4589 | 3.2779 | 4.2079 | 5.2252 | 6.3096
Scenario 1: Reference | SDG&E | Com | WaterHeat | Com - Health | Electric Energy (GWh/year) | Energy Efficiency | 0.21094 | 0.4421 | 0.69395 | 0.96847 | 1.2641 | 1.5806 | 1.9121 | 2.2652 | 2.6422 | 3.0473 | 3.4842 | 3.9383 | 4.4126
Scenario 1: Reference | SDG&E | Com | WaterHeat | Com - Health | Electric Energy (GWh/year) | Fuel Substitution | -1.9137 | -4.0437 | -6.3927 | -8.9645 | -11.7624 | -7.4633 | -2.4607 | 3.2179 | 9.4959 | 16.5763 | 24.6171 | 33.4117 | 42.7869
Scenario 1: Reference | SDG&E | Com | WaterHeat | Com - Health | Gas Energy (MMTherm/year) | Energy Efficiency | 0.01732 | 0.035046 | 0.05318 | 0.071624 | 0.08563 | 0.085914 | 0.085952 | 0.085986 | 0.08097 | 0.075951 | 0.075914 | 0.076017 | 0.081071
Scenario 1: Reference | SDG&E | Com | WaterHeat | Com - Health | Gas Energy (MMTherm/year) | Fuel Substitution | 0.22144 | 0.46776 | 0.73927 | 1.0364 | 1.3596 | 1.3596 | 1.3596 | 1.3596 | 1.3596 | 1.3596 | 1.3596 | 1.3596 | 1.3596
Scenario 1: Reference | SDG&E | Com | WaterHeat | Com - Lodging | Electric Demand (MW) | Energy Efficiency | 0.006048 | 0.012598 | 0.019656 | 0.027264 | 0.035359 | 0.04382 | 0.052811 | 0.062336 | 0.072401 | 0.083015 | 0.094163 | 0.10585 | 0.1181
Scenario 1: Reference | SDG&E | Com | WaterHeat | Com - Lodging | Electric Demand (MW) | Fuel Substitution | 0 | 0 | 0 | 0 | 0 | 0.63663 | 1.373 | 2.2043 | 3.1188 | 4.1414 | 5.2929 | 6.5436 | 7.8692
Scenario 1: Reference | SDG&E | Com | WaterHeat | Com - Lodging | Electric Energy (GWh/year) | Energy Efficiency | 0.049005 | 0.10208 | 0.15927 | 0.22093 | 0.28653 | 0.35513 | 0.42802 | 0.50523 | 0.58684 | 0.67289 | 0.76326 | 0.85799 | 0.95729
Scenario 1: Reference | SDG&E | Com | WaterHeat | Com - Lodging | Electric Energy (GWh/year) | Fuel Substitution | -2.6258 | -5.531 | -8.7157 | -12.1815 | -15.9289 | -10.5611 | -4.3526 | 2.6567 | 10.367 | 18.9889 | 28.6977 | 39.2435 | 50.4201
Scenario 1: Reference | SDG&E | Com | WaterHeat | Com - Lodging | Gas Energy (MMTherm/year) | Energy Efficiency | 0.090691 | 0.1825 | 0.27551 | 0.36945 | 0.45832 | 0.46101 | 0.46055 | 0.46012 | 0.45078 | 0.44155 | 0.43738 | 0.43384 | 0.4365
Scenario 1: Reference | SDG&E | Com | WaterHeat | Com - Lodging | Gas Energy (MMTherm/year) | Fuel Substitution | 0.29854 | 0.62862 | 0.99023 | 1.3836 | 1.8087 | 1.8087 | 1.8087 | 1.8087 | 1.8087 | 1.8087 | 1.8087 | 1.8087 | 1.8087
Scenario 1: Reference | SDG&E | Com | WaterHeat | Com - Office (Large) | Electric Demand (MW) | Energy Efficiency | 0.0053099 | 0.011086 | 0.01733 | 0.024048 | 0.03123 | 0.038907 | 0.047101 | 0.0558 | 0.064975 | 0.074641 | 0.084796 | 0.095448 | 0.1066
Scenario 1: Reference | SDG&E | Com | WaterHeat | Com - Office (Large) | Electric Demand (MW) | Fuel Substitution | 0 | 0 | 0 | 0 | 0 | 0.052695 | 0.11302 | 0.18055 | 0.25428 | 0.33881 | 0.43374 | 0.53655 | 0.64512
Scenario 1: Reference | SDG&E | Com | WaterHeat | Com - Office (Large) | Electric Energy (GWh/year) | Energy Efficiency | 0.095847 | 0.20011 | 0.31281 | 0.43408 | 0.56371 | 0.70227 | 0.85015 | 1.0072 | 1.1728 | 1.3472 | 1.5305 | 1.7228 | 1.9241
Scenario 1: Reference | SDG&E | Com | WaterHeat | Com - Office (Large) | Electric Energy (GWh/year) | Fuel Substitution | -0.40106 | -0.8429 | -1.3253 | -1.8482 | -2.4115 | -1.4198 | -0.28449 | 0.98629 | 2.374 | 3.9647 | 5.7512 | 7.686 | 9.7292
Scenario 1: Reference | SDG&E | Com | WaterHeat | Com - Office (Large) | Gas Energy (MMTherm/year) | Energy Efficiency | 0.01651 | 0.032803 | 0.048876 | 0.064635 | 0.071915 | 0.070429 | 0.068977 | 0.06756 | 0.060727 | 0.054255 | 0.052917 | 0.051664 | 0.055857
Scenario 1: Reference | SDG&E | Com | WaterHeat | Com - Office (Large) | Gas Energy (MMTherm/year) | Fuel Substitution | 0.044894 | 0.094344 | 0.14833 | 0.20684 | 0.26986 | 0.26986 | 0.26986 | 0.26986 | 0.26986 | 0.26986 | 0.26986 | 0.26986 | 0.26986
Scenario 1: Reference | SDG&E | Com | WaterHeat | Com - Office (Small) | Electric Demand (MW) | Energy Efficiency | 0.00031857 | 0.00066598 | 0.0010426 | 0.0014488 | 0.0018848 | 0.0023513 | 0.0028485 | 0.0033765 | 0.0039356 | 0.0045259 | 0.0051479 | 0.0058017 | 0.0064877
Scenario 1: Reference | SDG&E | Com | WaterHeat | Com - Office (Small) | Electric Demand (MW) | Fuel Substitution | 0 | 0 | 0 | 0 | 0 | 0.0037738 | 0.0081124 | 0.012985 | 0.01832 | 0.0243 | 0.031001 | 0.038251 | 0.04591
Scenario 1: Reference | SDG&E | Com | WaterHeat | Com - Office (Small) | Electric Energy (GWh/year) | Energy Efficiency | 0.034011 | 0.071101 | 0.11131 | 0.15468 | 0.20122 | 0.25104 | 0.30412 | 0.3605 | 0.42019 | 0.48322 | 0.54963 | 0.61943 | 0.69268
Scenario 1: Reference | SDG&E | Com | WaterHeat | Com - Office (Small) | Electric Energy (GWh/year) | Fuel Substitution | -0.17706 | -0.37288 | -0.58739 | -0.82056 | -1.0724 | -0.65273 | -0.17026 | 0.37156 | 0.96487 | 1.6299 | 2.3751 | 3.1814 | 4.033
Scenario 1: Reference | SDG&E | Com | WaterHeat | Com - Office (Small) | Gas Energy (MMTherm/year) | Energy Efficiency | 0.0068446 | 0.013655 | 0.020427 | 0.02706 | 0.027162 | 0.026925 | 0.026674 | 0.026411 | 0.020058 | 0.01377 | 0.01342 | 0.013174 | 0.018932
Scenario 1: Reference | SDG&E | Com | WaterHeat | Com - Office (Small) | Gas Energy (MMTherm/year) | Fuel Substitution | 0.019643 | 0.041361 | 0.065147 | 0.090999 | 0.11892 | 0.11892 | 0.11892 | 0.11892 | 0.11892 | 0.11892 | 0.11892 | 0.11892 | 0.11892
Scenario 1: Reference | SDG&E | Com | WaterHeat | Com - Other | Electric Demand (MW) | Energy Efficiency | 0.15453 | 0.32448 | 0.5103 | 0.71249 | 0.93101 | 1.1669 | 1.4204 | 1.6919 | 1.9816 | 2.2901 | 2.6176 | 2.9647 | 3.3318
Scenario 1: Reference | SDG&E | Com | WaterHeat | Com - Other | Electric Demand (MW) | Fuel Substitution | 0 | 0 | 0 | 0 | 0 | 2.0798 | 4.4842 | 7.2003 | 10.1919 | 13.5857 | 17.4197 | 21.5983 | 26.0408
Scenario 1: Reference | SDG&E | Com | WaterHeat | Com - Other | Electric Energy (GWh/year) | Energy Efficiency | 0.99726 | 2.094 | 3.2933 | 4.5981 | 6.0084 | 7.5308 | 9.167 | 10.9189 | 12.7887 | 14.7795 | 16.8932 | 19.1328 | 21.5022
Scenario 1: Reference | SDG&E | Com | WaterHeat | Com - Other | Electric Energy (GWh/year) | Fuel Substitution | -6.6541 | -14.0352 | -22.1494 | -31.0058 | -40.6128 | -26.6176 | -10.4374 | 7.8399 | 27.9716 | 50.8095 | 76.6098 | 104.729 | 134.6246
Scenario 1: Reference | SDG&E | Com | WaterHeat | Com - Other | Gas Energy (MMTherm/year) | Energy Efficiency | 0.030639 | 0.062046 | 0.094227 | 0.12643 | 0.14654 | 0.14985 | 0.14988 | 0.1499 | 0.13683 | 0.12383 | 0.12329 | 0.12382 | 0.13683
Scenario 1: Reference | SDG&E | Com | WaterHeat | Com - Other | Gas Energy (MMTherm/year) | Fuel Substitution | 0.7435 | 1.5678 | 2.4735 | 3.4618 | 4.5336 | 4.5336 | 4.5336 | 4.5336 | 4.5336 | 4.5336 | 4.5336 | 4.5336 | 4.5336
Scenario 1: Reference | SDG&E | Com | WaterHeat | Com - Refrig. Warehouse | Electric Demand (MW) | Energy Efficiency | 0.00010258 | 0.00021475 | 0.0003367 | 0.00046797 | 0.00060903 | 0.0007602 | 0.00092189 | 0.0010943 | 0.0012779 | 0.0014729 | 0.0016796 | 0.0018985 | 0.0021299
Scenario 1: Reference | SDG&E | Com | WaterHeat | Com - Refrig. Warehouse | Electric Demand (MW) | Fuel Substitution | 0 | 0 | 0 | 0 | 0 | 0.00034618 | 0.00074587 | 0.0011966 | 0.0016921 | 0.0022409 | 0.0028583 | 0.0035286 | 0.0042391
Scenario 1: Reference | SDG&E | Com | WaterHeat | Com - Refrig. Warehouse | Electric Energy (GWh/year) | Energy Efficiency | 0.0011794 | 0.0024689 | 0.003871 | 0.0053801 | 0.007002 | 0.0087399 | 0.010599 | 0.012581 | 0.014692 | 0.016933 | 0.01931 | 0.021827 | 0.024487
Scenario 1: Reference | SDG&E | Com | WaterHeat | Com - Refrig. Warehouse | Electric Energy (GWh/year) | Fuel Substitution | -0.0020193 | -0.0042434 | -0.0066717 | -0.009304 | -0.012141 | -0.0079959 | -0.0032108 | 0.0021856 | 0.0081175 | 0.014688 | 0.022079 | 0.030104 | 0.03861
Scenario 1: Reference | SDG&E | Com | WaterHeat | Com - Refrig. Warehouse | Gas Energy (MMTherm/year) | Energy Efficiency | 7.5198e-06 | 1.5342e-05 | 2.3466e-05 | 3.1827e-05 | 4.0461e-05 | 4.0461e-05 | 4.0461e-05 | 0.00016376 | 0.00016376 | 0.00016376 | 0.00028002 | 0.00028169 | 0.00040309
Scenario 1: Reference | SDG&E | Com | WaterHeat | Com - Refrig. Warehouse | Gas Energy (MMTherm/year) | Fuel Substitution | 0.00023782 | 0.00049953 | 0.00078504 | 0.0010944 | 0.0014275 | 0.0014275 | 0.0014275 | 0.0014275 | 0.0014275 | 0.0014275 | 0.0014275 | 0.0014275 | 0.0014275
Scenario 1: Reference | SDG&E | Com | WaterHeat | Com - Restaurant | Electric Demand (MW) | Energy Efficiency | 0.045671 | 0.094671 | 0.14701 | 0.2025 | 0.26882 | 0.34016 | 0.41652 | 0.498 | 0.5846 | 0.67644 | 0.77362 | 0.87624 | 0.98438
Scenario 1: Reference | SDG&E | Com | WaterHeat | Com - Restaurant | Electric Demand (MW) | Fuel Substitution | 0 | 0 | 0 | 0 | 0 | 1.9865 | 4.2689 | 6.8314 | 9.638 | 12.7821 | 16.3129 | 20.1423 | 24.197
Scenario 1: Reference | SDG&E | Com | WaterHeat | Com - Restaurant | Electric Energy (GWh/year) | Energy Efficiency | 0.23434 | 0.48576 | 0.7543 | 1.039 | 1.3794 | 1.7454 | 2.1373 | 2.5554 | 2.9999 | 3.4711 | 3.9698 | 4.4964 | 5.0514
Scenario 1: Reference | SDG&E | Com | WaterHeat | Com - Restaurant | Electric Energy (GWh/year) | Fuel Substitution | -4.1217 | -8.666 | -13.6264 | -18.9973 | -24.7914 | -14.1764 | -1.9807 | 11.7119 | 26.7095 | 43.5101 | 62.3774 | 82.8403 | 104.5072
Scenario 1: Reference | SDG&E | Com | WaterHeat | Com - Restaurant | Gas Energy (MMTherm/year) | Energy Efficiency | 0.011267 | 0.022731 | 0.034392 | 0.046211 | 0.059991 | 0.064972 | 0.065234 | 0.067496 | 0.067857 | 0.068271 | 0.070393 | 0.070619 | 0.072752
Scenario 1: Reference | SDG&E | Com | WaterHeat | Com - Restaurant | Gas Energy (MMTherm/year) | Fuel Substitution | 0.47822 | 1.0053 | 1.5806 | 2.2034 | 2.8752 | 2.8752 | 2.8752 | 2.8752 | 2.8752 | 2.8752 | 2.8752 | 2.8752 | 2.8752
Scenario 1: Reference | SDG&E | Com | WaterHeat | Com - Retail | Electric Demand (MW) | Energy Efficiency | 0.010251 | 0.021231 | 0.032932 | 0.045071 | 0.057867 | 0.07135 | 0.085477 | 0.10023 | 0.11545 | 0.1313 | 0.14777 | 0.16504 | 0.18293
Scenario 1: Reference | SDG&E | Com | WaterHeat | Com - Retail | Electric Demand (MW) | Fuel Substitution | 0 | 0 | 0 | 0 | 0 | 0.07498 | 0.16101 | 0.25737 | 0.36255 | 0.477 | 0.60419 | 0.7408 | 0.88421
Scenario 1: Reference | SDG&E | Com | WaterHeat | Com - Retail | Electric Energy (GWh/year) | Energy Efficiency | 0.063286 | 0.13118 | 0.20363 | 0.27965 | 0.35975 | 0.44413 | 0.53253 | 0.62484 | 0.72052 | 0.82013 | 0.92361 | 1.0315 | 1.1434
Scenario 1: Reference | SDG&E | Com | WaterHeat | Com - Retail | Electric Energy (GWh/year) | Fuel Substitution | -0.2029 | -0.42677 | -0.67132 | -0.93628 | -1.2214 | -0.7332 | -0.1731 | 0.45427 | 1.139 | 1.8841 | 2.7122 | 3.6016 | 4.5353
Scenario 1: Reference | SDG&E | Com | WaterHeat | Com - Retail | Gas Energy (MMTherm/year) | Energy Efficiency | 0.012304 | 0.02457 | 0.036788 | 0.048928 | 0.048983 | 0.048714 | 0.048423 | 0.048113 | 0.036314 | 0.02459 | 0.024218 | 0.023858 | 0.034939
Scenario 1: Reference | SDG&E | Com | WaterHeat | Com - Retail | Gas Energy (MMTherm/year) | Fuel Substitution | 0.02209 | 0.046462 | 0.073084 | 0.10193 | 0.13296 | 0.13296 | 0.13296 | 0.13296 | 0.13296 | 0.13296 | 0.13296 | 0.13296 | 0.13296
Scenario 1: Reference | SDG&E | Com | WaterHeat | Com - School | Electric Demand (MW) | Energy Efficiency | 0.0063053 | 0.013205 | 0.020711 | 0.028834 | 0.037594 | 0.047005 | 0.057066 | 0.067792 | 0.079198 | 0.091297 | 0.1041 | 0.11763 | 0.13188
Scenario 1: Reference | SDG&E | Com | WaterHeat | Com - School | Electric Demand (MW) | Fuel Substitution | 0 | 0 | 0 | 0 | 0 | 0.19886 | 0.42702 | 0.68282 | 0.96261 | 1.2839 | 1.6454 | 2.0377 | 2.4532
Scenario 1: Reference | SDG&E | Com | WaterHeat | Com - School | Electric Energy (GWh/year) | Energy Efficiency | 0.085603 | 0.17928 | 0.28118 | 0.39146 | 0.51038 | 0.63817 | 0.77479 | 0.92042 | 1.0753 | 1.2396 | 1.4135 | 1.5971 | 1.7907
Scenario 1: Reference | SDG&E | Com | WaterHeat | Com - School | Electric Energy (GWh/year) | Fuel Substitution | -1.1273 | -2.3736 | -3.7389 | -5.2235 | -6.8282 | -4.0137 | -0.78446 | 2.836 | 6.796 | 11.3442 | 16.4602 | 22.0133 | 27.8932
Scenario 1: Reference | SDG&E | Com | WaterHeat | Com - School | Gas Energy (MMTherm/year) | Energy Efficiency | 0.011 | 0.0221 | 0.033302 | 0.044522 | 0.051583 | 0.051942 | 0.051434 | 0.050934 | 0.047215 | 0.043639 | 0.043144 | 0.042697 | 0.045455
Scenario 1: Reference | SDG&E | Com | WaterHeat | Com - School | Gas Energy (MMTherm/year) | Fuel Substitution | 0.12921 | 0.27203 | 0.42847 | 0.59858 | 0.78243 | 0.78243 | 0.78243 | 0.78243 | 0.78243 | 0.78243 | 0.78243 | 0.78243 | 0.78243
Scenario 1: Reference | SDG&E | Com | WaterHeat | Com - Warehouse | Electric Demand (MW) | Energy Efficiency | 0.00064377 | 0.0013086 | 0.001998 | 0.00246 | 0.0029681 | 0.0035229 | 0.0041242 | 0.0047722 | 0.0052921 | 0.0058646 | 0.006489 | 0.0073405 | 0.0082401
Scenario 1: Reference | SDG&E | Com | WaterHeat | Com - Warehouse | Electric Demand (MW) | Fuel Substitution | 0 | 0 | 0 | 0 | 0 | 0.0010713 | 0.00231 | 0.0037092 | 0.0052501 | 0.0069814 | 0.0089324 | 0.011054 | 0.013307
Scenario 1: Reference | SDG&E | Com | WaterHeat | Com - Warehouse | Electric Energy (GWh/year) | Energy Efficiency | 0.01108 | 0.023099 | 0.036089 | 0.049297 | 0.063578 | 0.078978 | 0.095505 | 0.11318 | 0.13148 | 0.151 | 0.17173 | 0.19427 | 0.21808
Scenario 1: Reference | SDG&E | Com | WaterHeat | Com - Warehouse | Electric Energy (GWh/year) | Fuel Substitution | -0.015975 | -0.033648 | -0.053029 | -0.074137 | -0.096989 | -0.067431 | -0.033253 | 0.0053545 | 0.047872 | 0.095642 | 0.14947 | 0.20803 | 0.27019
Scenario 1: Reference | SDG&E | Com | WaterHeat | Com - Warehouse | Gas Energy (MMTherm/year) | Energy Efficiency | 0.009849 | 0.019724 | 0.029621 | 0.039226 | 0.039586 | 0.039632 | 0.039668 | 0.039694 | 0.030069 | 0.020437 | 0.020202 | 0.02043 | 0.030043
Scenario 1: Reference | SDG&E | Com | WaterHeat | Com - Warehouse | Gas Energy (MMTherm/year) | Fuel Substitution | 0.0018255 | 0.0038435 | 0.0060552 | 0.0084628 | 0.011068 | 0.011068 | 0.011068 | 0.011068 | 0.011068 | 0.011068 | 0.011068 | 0.011068 | 0.011068
Scenario 1: Reference | SDG&E | Com | WholeBlg | Com - College | Electric Demand (MW) | Energy Efficiency | 0.040077 | 0.081432 | 0.12414 | 0.16847 | 0.21461 | 0.26226 | 0.31201 | 0.36385 | 0.41322 | 0.43212 | 0.44946 | 0.46736 | 0.48468
Scenario 1: Reference | SDG&E | Com | WholeBlg | Com - College | Electric Energy (GWh/year) | Energy Efficiency | 0.36523 | 0.7421 | 1.1313 | 1.5353 | 1.9558 | 2.3902 | 2.8439 | 3.3166 | 3.7667 | 3.9388 | 4.0968 | 4.26 | 4.4179
Scenario 1: Reference | SDG&E | Com | WholeBlg | Com - College | Gas Energy (MMTherm/year) | Energy Efficiency | 0.0026244 | 0.0052422 | 0.0078474 | 0.010359 | 0.01253 | 0.012469 | 0.012394 | 0.012306 | 0.012202 | 0.01209 | 0.011975 | 0.011853 | 0.011758
Scenario 1: Reference | SDG&E | Com | WholeBlg | Com - Grocery | Electric Demand (MW) | Energy Efficiency | 0.096551 | 0.19598 | 0.2985 | 0.40471 | 0.51502 | 0.62868 | 0.74676 | 0.86929 | 0.98536 | 1.0273 | 1.065 | 1.1036 | 1.1386
Scenario 1: Reference | SDG&E | Com | WholeBlg | Com - Grocery | Electric Energy (GWh/year) | Energy Efficiency | 0.87989 | 1.786 | 2.7203 | 3.6882 | 4.6935 | 5.7299 | 6.8064 | 7.9236 | 8.9818 | 9.3636 | 9.7072 | 10.0595 | 10.3781
Scenario 1: Reference | SDG&E | Com | WholeBlg | Com - Grocery | Gas Energy (MMTherm/year) | Energy Efficiency | 0.00090904 | 0.0018289 | 0.0027581 | 0.0036692 | 0.0044764 | 0.0045217 | 0.0045621 | 0.0045975 | 0.0046275 | 0.0046524 | 0.0046764 | 0.0046991 | 0.0047183
Scenario 1: Reference | SDG&E | Com | WholeBlg | Com - Health | Electric Demand (MW) | Energy Efficiency | 0.11162 | 0.2265 | 0.34478 | 0.46705 | 0.59369 | 0.72367 | 0.85842 | 0.9977 | 1.1288 | 1.1738 | 1.2135 | 1.2539 | 1.2939
Scenario 1: Reference | SDG&E | Com | WholeBlg | Com - Health | Electric Energy (GWh/year) | Energy Efficiency | 1.0172 | 2.0641 | 3.142 | 4.2564 | 5.4104 | 6.5956 | 7.8242 | 9.0942 | 10.2894 | 10.6993 | 11.0613 | 11.4293 | 11.7939
Scenario 1: Reference | SDG&E | Com | WholeBlg | Com - Health | Gas Energy (MMTherm/year) | Energy Efficiency | 0.0044007 | 0.0088946 | 0.013473 | 0.018 | 0.022057 | 0.022446 | 0.022783 | 0.02307 | 0.02331 | 0.023503 | 0.023692 | 0.02388 | 0.024042
Scenario 1: Reference | SDG&E | Com | WholeBlg | Com - Lodging | Electric Demand (MW) | Energy Efficiency | 0.056059 | 0.11344 | 0.1722 | 0.23272 | 0.29515 | 0.35898 | 0.42498 | 0.49303 | 0.5567 | 0.5768 | 0.59408 | 0.6115 | 0.62864
Scenario 1: Reference | SDG&E | Com | WholeBlg | Com - Lodging | Electric Energy (GWh/year) | Energy Efficiency | 0.51088 | 1.0338 | 1.5693 | 2.1208 | 2.6897 | 3.2718 | 3.8736 | 4.494 | 5.0745 | 5.2576 | 5.415 | 5.5739 | 5.7301
Scenario 1: Reference | SDG&E | Com | WholeBlg | Com - Lodging | Gas Energy (MMTherm/year) | Energy Efficiency | 0.0032279 | 0.0064785 | 0.009746 | 0.012932 | 0.015731 | 0.01581 | 0.01587 | 0.01591 | 0.015928 | 0.015932 | 0.015931 | 0.015922 | 0.015917
Scenario 1: Reference | SDG&E | Com | WholeBlg | Com - Office (Large) | Electric Demand (MW) | Energy Efficiency | 0.19212 | 0.38867 | 0.58979 | 0.79641 | 1.0091 | 1.2261 | 1.4502 | 1.681 | 1.8965 | 1.9621 | 2.0177 | 2.0737 | 2.1315
Scenario 1: Reference | SDG&E | Com | WholeBlg | Com - Office (Large) | Electric Energy (GWh/year) | Energy Efficiency | 1.7509 | 3.542 | 5.3749 | 7.2579 | 9.196 | 11.1747 | 13.2185 | 15.323 | 17.2868 | 17.8847 | 18.3912 | 18.902 | 19.4284
Scenario 1: Reference | SDG&E | Com | WholeBlg | Com - Office (Large) | Gas Energy (MMTherm/year) | Energy Efficiency | 0.0055626 | 0.011151 | 0.016751 | 0.022193 | 0.026949 | 0.027006 | 0.027041 | 0.027052 | 0.027035 | 0.027016 | 0.026996 | 0.026965 | 0.026942
Scenario 1: Reference | SDG&E | Com | WholeBlg | Com - Office (Small) | Electric Demand (MW) | Energy Efficiency | 0.057577 | 0.11625 | 0.1761 | 0.23747 | 0.30057 | 0.36488 | 0.43118 | 0.49939 | 0.56292 | 0.58175 | 0.59776 | 0.61411 | 0.63021
Scenario 1: Reference | SDG&E | Com | WholeBlg | Com - Office (Small) | Electric Energy (GWh/year) | Energy Efficiency | 0.52471 | 1.0594 | 1.6049 | 2.1642 | 2.7391 | 3.3256 | 3.9301 | 4.552 | 5.1312 | 5.3027 | 5.4486 | 5.5977 | 5.7444
Scenario 1: Reference | SDG&E | Com | WholeBlg | Com - Office (Small) | Gas Energy (MMTherm/year) | Energy Efficiency | 0.00048878 | 0.00098389 | 0.0014846 | 0.0019762 | 0.0024125 | 0.0024393 | 0.0024624 | 0.0024822 | 0.0024983 | 0.0025106 | 0.0025219 | 0.0025326 | 0.0025417
Scenario 1: Reference | SDG&E | Com | WholeBlg | Com - Other | Electric Demand (MW) | Energy Efficiency | 0.1016 | 0.20582 | 0.31279 | 0.42313 | 0.53719 | 0.65409 | 0.77543 | 0.90096 | 1.0191 | 1.0587 | 1.0936 | 1.1291 | 1.1655
Scenario 1: Reference | SDG&E | Com | WholeBlg | Com - Other | Electric Energy (GWh/year) | Energy Efficiency | 0.92594 | 1.8757 | 2.8505 | 3.8561 | 4.8955 | 5.9614 | 7.0678 | 8.2124 | 9.2891 | 9.6502 | 9.968 | 10.2919 | 10.6235
Scenario 1: Reference | SDG&E | Com | WholeBlg | Com - Other | Gas Energy (MMTherm/year) | Energy Efficiency | 0.0072321 | 0.014558 | 0.021967 | 0.02924 | 0.035695 | 0.036096 | 0.036462 | 0.036791 | 0.037078 | 0.037331 | 0.037578 | 0.037813 | 0.038008
Scenario 1: Reference | SDG&E | Com | WholeBlg | Com - Refrig. Warehouse | Electric Demand (MW) | Energy Efficiency | 0.0021094 | 0.0043239 | 0.0066526 | 0.0091156 | 0.011717 | 0.014424 | 0.017258 | 0.020224 | 0.023088 | 0.024371 | 0.02557 | 0.026793 | 0.027901
Scenario 1: Reference | SDG&E | Com | WholeBlg | Com - Refrig. Warehouse | Electric Energy (GWh/year) | Energy Efficiency | 0.019223 | 0.039404 | 0.060627 | 0.083072 | 0.10678 | 0.13146 | 0.1573 | 0.18434 | 0.21046 | 0.22214 | 0.23307 | 0.24422 | 0.25432
Scenario 1: Reference | SDG&E | Com | WholeBlg | Com - Refrig. Warehouse | Gas Energy (MMTherm/year) | Energy Efficiency | 3.0758e-05 | 6.1818e-05 | 9.3143e-05 | 0.00012382 | 0.00015095 | 0.00015224 | 0.00015332 | 0.00015419 | 0.00015485 | 0.00015524 | 0.00015559 | 0.00015593 | 0.00015628
Scenario 1: Reference | SDG&E | Com | WholeBlg | Com - Restaurant | Electric Demand (MW) | Energy Efficiency | 0.085148 | 0.17671 | 0.27535 | 0.33822 | 0.40338 | 0.47038 | 0.53991 | 0.61198 | 0.68006 | 0.70382 | 0.72509 | 0.74695 | 0.76696
Scenario 1: Reference | SDG&E | Com | WholeBlg | Com - Restaurant | Electric Energy (GWh/year) | Energy Efficiency | 1.1384 | 2.3995 | 3.7963 | 4.3692 | 4.963 | 5.5739 | 6.2079 | 6.865 | 7.4857 | 7.7021 | 7.896 | 8.0952 | 8.2776
Scenario 1: Reference | SDG&E | Com | WholeBlg | Com - Restaurant | Gas Energy (MMTherm/year) | Energy Efficiency | -0.0010315 | -0.0027362 | -0.005198 | -0.0022149 | 0.00042982 | 0.00057982 | 0.00070741 | 0.00081528 | 0.00090186 | 0.00095974 | 0.0010132 | 0.0010644 | 0.0011105
Scenario 1: Reference | SDG&E | Com | WholeBlg | Com - Retail | Electric Demand (MW) | Energy Efficiency | 0.076453 | 0.15189 | 0.22623 | 0.29987 | 0.37358 | 0.44636 | 0.51987 | 0.59427 | 0.65958 | 0.65335 | 0.64137 | 0.62865 | 0.6164
Scenario 1: Reference | SDG&E | Com | WholeBlg | Com - Retail | Electric Energy (GWh/year) | Energy Efficiency | 2.9299 | 6.2971 | 10.1301 | 14.4362 | 19.1372 | 24.2519 | 29.7464 | 35.5528 | 41.5183 | 47.0372 | 52.6582 | 58.4144 | 64.3156
Scenario 1: Reference | SDG&E | Com | WholeBlg | Com - Retail | Gas Energy (MMTherm/year) | Energy Efficiency | 0.016045 | 0.03516 | 0.057544 | 0.083199 | 0.11147 | 0.14203 | 0.17515 | 0.21035 | 0.2472 | 0.28546 | 0.32479 | 0.36508 | 0.40634
Scenario 1: Reference | SDG&E | Com | WholeBlg | Com - School | Electric Demand (MW) | Energy Efficiency | 0.034981 | 0.070773 | 0.10743 | 0.14516 | 0.18412 | 0.22398 | 0.26533 | 0.30809 | 0.34825 | 0.36137 | 0.37289 | 0.38468 | 0.39661
Scenario 1: Reference | SDG&E | Com | WholeBlg | Com - School | Electric Energy (GWh/year) | Energy Efficiency | 0.31879 | 0.64497 | 0.97899 | 1.3229 | 1.6779 | 2.0414 | 2.4184 | 2.8083 | 3.1744 | 3.2939 | 3.3989 | 3.5064 | 3.6151
Scenario 1: Reference | SDG&E | Com | WholeBlg | Com - School | Gas Energy (MMTherm/year) | Energy Efficiency | 0.0012693 | 0.0025479 | 0.0038339 | 0.0050892 | 0.0061947 | 0.0062326 | 0.0062648 | 0.0062914 | 0.0063113 | 0.0063264 | 0.006341 | 0.0063548 | 0.0063684
Scenario 1: Reference | SDG&E | Com | WholeBlg | Com - Warehouse | Electric Demand (MW) | Energy Efficiency | 0.032639 | 0.066199 | 0.10074 | 0.13649 | 0.17354 | 0.21162 | 0.25118 | 0.29217 | 0.33087 | 0.34446 | 0.35655 | 0.36889 | 0.38145
Scenario 1: Reference | SDG&E | Com | WholeBlg | Com - Warehouse | Electric Energy (GWh/year) | Energy Efficiency | 0.29744 | 0.60329 | 0.91809 | 1.2438 | 1.5815 | 1.9287 | 2.2894 | 2.6631 | 3.0159 | 3.1397 | 3.25 | 3.3625 | 3.4769
Scenario 1: Reference | SDG&E | Com | WholeBlg | Com - Warehouse | Gas Energy (MMTherm/year) | Energy Efficiency | 0.0018257 | 0.0036789 | 0.0055572 | 0.0074061 | 0.009053 | 0.0091736 | 0.0092798 | 0.0093732 | 0.0094526 | 0.0095153 | 0.0095745 | 0.009632 | 0.0096815
Scenario 1: Reference | SDG&E | Ind | WholeBlg | Ind - All Other Industrial | Electric Demand (MW) | Energy Efficiency | 0.035261 | 0.070504 | 0.10575 | 0.14111 | 0.17652 | 0.18291 | 0.1894 | 0.19594 | 0.2024 | 0.20885 | 0.21524 | 0.22021 | 0.22026
Scenario 1: Reference | SDG&E | Ind | WholeBlg | Ind - All Other Industrial | Electric Energy (GWh/year) | Energy Efficiency | 0.25846 | 0.51679 | 0.7751 | 1.0343 | 1.2938 | 1.3475 | 1.4018 | 1.4565 | 1.5107 | 1.5648 | 1.6184 | 1.6602 | 1.6606
Scenario 1: Reference | SDG&E | Ind | WholeBlg | Ind - All Other Industrial | Gas Energy (MMTherm/year) | Energy Efficiency | 0.012219 | 0.024474 | 0.036747 | 0.049035 | 0.06133 | 0.070687 | 0.08001 | 0.08931 | 0.098592 | 0.10786 | 0.11714 | 0.12442 | 0.1244
Scenario 1: Reference | SDG&E | Ind | WholeBlg | Ind - Chemicals | Electric Demand (MW) | Energy Efficiency | 0.038865 | 0.078043 | 0.11753 | 0.15743 | 0.19766 | 0.20613 | 0.21463 | 0.22306 | 0.23134 | 0.23952 | 0.24758 | 0.25402 | 0.255
Scenario 1: Reference | SDG&E | Ind | WholeBlg | Ind - Chemicals | Electric Energy (GWh/year) | Energy Efficiency | 0.28488 | 0.57205 | 0.86148 | 1.154 | 1.4488 | 1.5184 | 1.5882 | 1.6576 | 1.7259 | 1.7937 | 1.8605 | 1.9139 | 1.9214
Scenario 1: Reference | SDG&E | Ind | WholeBlg | Ind - Chemicals | Gas Energy (MMTherm/year) | Energy Efficiency | 0.015043 | 0.030156 | 0.045325 | 0.060541 | 0.075795 | 0.087468 | 0.099121 | 0.11075 | 0.12236 | 0.13395 | 0.14553 | 0.15462 | 0.1547
Scenario 1: Reference | SDG&E | Ind | WholeBlg | Ind - Electronics | Electric Demand (MW) | Energy Efficiency | 0.12251 | 0.2465 | 0.37202 | 0.49945 | 0.62853 | 0.65824 | 0.68853 | 0.71917 | 0.74979 | 0.7806 | 0.81135 | 0.83728 | 0.84613
Scenario 1: Reference | SDG&E | Ind | WholeBlg | Ind - Electronics | Electric Energy (GWh/year) | Energy Efficiency | 0.89804 | 1.8068 | 2.7269 | 3.6609 | 4.607 | 4.8483 | 5.0942 | 5.3429 | 5.5918 | 5.8424 | 6.0929 | 6.3033 | 6.3701
Scenario 1: Reference | SDG&E | Ind | WholeBlg | Ind - Electronics | Gas Energy (MMTherm/year) | Energy Efficiency | 0.016572 | 0.033382 | 0.050428 | 0.067699 | 0.085191 | 0.098925 | 0.1128 | 0.12683 | 0.14102 | 0.15537 | 0.16989 | 0.18185 | 0.18405
Scenario 1: Reference | SDG&E | Ind | WholeBlg | Ind - Fabricated Metals | Electric Demand (MW) | Energy Efficiency | 0.020212 | 0.040561 | 0.061062 | 0.081722 | 0.10247 | 0.10662 | 0.11072 | 0.11471 | 0.11859 | 0.1224 | 0.12614 | 0.12904 | 0.12906
Scenario 1: Reference | SDG&E | Ind | WholeBlg | Ind - Fabricated Metals | Electric Energy (GWh/year) | Energy Efficiency | 0.14816 | 0.29731 | 0.44757 | 0.59901 | 0.7511 | 0.7854 | 0.81933 | 0.85256 | 0.88495 | 0.9169 | 0.9483 | 0.97266 | 0.97297
Scenario 1: Reference | SDG&E | Ind | WholeBlg | Ind - Fabricated Metals | Gas Energy (MMTherm/year) | Energy Efficiency | 0.0044971 | 0.0090334 | 0.013607 | 0.0182 | 0.022803 | 0.026327 | 0.029831 | 0.033314 | 0.036779 | 0.04023 | 0.043668 | 0.046355 | 0.046334
Scenario 1: Reference | SDG&E | Ind | WholeBlg | Ind - Food | Electric Demand (MW) | Energy Efficiency | 0.055068 | 0.10996 | 0.1647 | 0.21949 | 0.27423 | 0.28352 | 0.29297 | 0.30248 | 0.31187 | 0.32121 | 0.33042 | 0.33736 | 0.33657
Scenario 1: Reference | SDG&E | Ind | WholeBlg | Ind - Food | Electric Energy (GWh/year) | Energy Efficiency | 0.40365 | 0.80599 | 1.2073 | 1.6088 | 2.01 | 2.0887 | 2.1686 | 2.2488 | 2.3281 | 2.4071 | 2.4851 | 2.5442 | 2.5383
Scenario 1: Reference | SDG&E | Ind | WholeBlg | Ind - Food | Gas Energy (MMTherm/year) | Energy Efficiency | 0.024321 | 0.04849 | 0.072489 | 0.096319 | 0.11997 | 0.13761 | 0.15507 | 0.17236 | 0.18949 | 0.20648 | 0.22333 | 0.23606 | 0.23416
Scenario 1: Reference | SDG&E | Ind | WholeBlg | Ind - Industrial Machinery | Electric Demand (MW) | Energy Efficiency | 0.037666 | 0.075629 | 0.11393 | 0.15255 | 0.19132 | 0.19913 | 0.20682 | 0.21431 | 0.22158 | 0.2288 | 0.23591 | 0.24145 | 0.24166
Scenario 1: Reference | SDG&E | Ind | WholeBlg | Ind - Industrial Machinery | Electric Energy (GWh/year) | Energy Efficiency | 0.27609 | 0.55436 | 0.8351 | 1.1182 | 1.4023 | 1.4668 | 1.5305 | 1.5927 | 1.6535 | 1.7138 | 1.7734 | 1.8199 | 1.8217
Scenario 1: Reference | SDG&E | Ind | WholeBlg | Ind - Industrial Machinery | Gas Energy (MMTherm/year) | Energy Efficiency | 0.030988 | 0.06239 | 0.094208 | 0.12624 | 0.15836 | 0.18305 | 0.2076 | 0.23199 | 0.25629 | 0.28053 | 0.30471 | 0.32375 | 0.32413
Scenario 1: Reference | SDG&E | Ind | WholeBlg | Ind - Lumber & Furniture | Electric Demand (MW) | Energy Efficiency | 0.0026862 | 0.0053703 | 0.0080543 | 0.010747 | 0.013445 | 0.01393 | 0.014422 | 0.014914 | 0.015399 | 0.015879 | 0.016351 | 0.016713 | 0.016699
Scenario 1: Reference | SDG&E | Ind | WholeBlg | Ind - Lumber & Furniture | Electric Energy (GWh/year) | Energy Efficiency | 0.01969 | 0.039364 | 0.059037 | 0.078775 | 0.098545 | 0.10262 | 0.10674 | 0.11087 | 0.11494 | 0.11897 | 0.12295 | 0.12602 | 0.12591
Scenario 1: Reference | SDG&E | Ind | WholeBlg | Ind - Lumber & Furniture | Gas Energy (MMTherm/year) | Energy Efficiency | 0.00015599 | 0.00031279 | 0.00047019 | 0.00062806 | 0.00078636 | 0.00090712 | 0.0010269 | 0.0011458 | 0.0012638 | 0.0013812 | 0.001498 | 0.0015888 | 0.0015857
Scenario 1: Reference | SDG&E | Ind | WholeBlg | Ind - Paper | Electric Demand (MW) | Energy Efficiency | 0.0034704 | 0.006916 | 0.010338 | 0.013757 | 0.017165 | 0.017699 | 0.018244 | 0.018797 | 0.019344 | 0.019894 | 0.020444 | 0.02086 | 0.020796
Scenario 1: Reference | SDG&E | Ind | WholeBlg | Ind - Paper | Electric Energy (GWh/year) | Energy Efficiency | 0.025438 | 0.050694 | 0.075779 | 0.10083 | 0.12581 | 0.1304 | 0.13505 | 0.13977 | 0.14444 | 0.14912 | 0.1538 | 0.15736 | 0.15686
Scenario 1: Reference | SDG&E | Ind | WholeBlg | Ind - Paper | Gas Energy (MMTherm/year) | Energy Efficiency | 8.7731e-06 | 1.748e-05 | 2.6115e-05 | 3.4696e-05 | 4.3224e-05 | 4.9582e-05 | 5.5882e-05 | 6.2136e-05 | 6.8348e-05 | 7.4528e-05 | 8.0682e-05 | 8.5373e-05 | 8.4809e-05
Scenario 1: Reference | SDG&E | Ind | WholeBlg | Ind - Petroleum | Electric Demand (MW) | Energy Efficiency | 0.0020329 | 0.0040607 | 0.0060854 | 0.0081144 | 0.010144 | 0.010499 | 0.010863 | 0.011229 | 0.011593 | 0.011955 | 0.012312 | 0.012585 | 0.012573
Scenario 1: Reference | SDG&E | Ind | WholeBlg | Ind - Petroleum | Electric Energy (GWh/year) | Energy Efficiency | 0.014901 | 0.029765 | 0.044605 | 0.059477 | 0.074354 | 0.077349 | 0.080402 | 0.083479 | 0.086531 | 0.089576 | 0.092583 | 0.094893 | 0.094804
Scenario 1: Reference | SDG&E | Ind | WholeBlg | Ind - Petroleum | Gas Energy (MMTherm/year) | Energy Efficiency | 1.1219e-05 | 2.2443e-05 | 3.367e-05 | 4.4897e-05 | 5.6118e-05 | 6.463e-05 | 7.3106e-05 | 8.1543e-05 | 8.9946e-05 | 9.8318e-05 | 0.00010665 | 0.00011312 | 0.00011285
Scenario 1: Reference | SDG&E | Ind | WholeBlg | Ind - Plastics | Electric Demand (MW) | Energy Efficiency | 0.013994 | 0.027992 | 0.042002 | 0.05607 | 0.070171 | 0.072769 | 0.075405 | 0.078049 | 0.080657 | 0.083246 | 0.085793 | 0.08776 | 0.087763
Scenario 1: Reference | SDG&E | Ind | WholeBlg | Ind - Plastics | Electric Energy (GWh/year) | Energy Efficiency | 0.10258 | 0.20518 | 0.30787 | 0.41099 | 0.51434 | 0.53607 | 0.55809 | 0.58016 | 0.60198 | 0.62367 | 0.64505 | 0.6616 | 0.66164
Scenario 1: Reference | SDG&E | Ind | WholeBlg | Ind - Plastics | Gas Energy (MMTherm/year) | Energy Efficiency | 0.0031663 | 0.0064638 | 0.0098788 | 0.013399 | 0.017018 | 0.019957 | 0.022916 | 0.025874 | 0.02884 | 0.031817 | 0.034807 | 0.037294 | 0.037885
Scenario 1: Reference | SDG&E | Ind | WholeBlg | Ind - Primary Metals | Electric Demand (MW) | Energy Efficiency | 0.0046907 | 0.0094241 | 0.014207 | 0.01905 | 0.023935 | 0.024989 | 0.026051 | 0.027107 | 0.028148 | 0.029187 | 0.030218 | 0.031056 | 0.031233
Scenario 1: Reference | SDG&E | Ind | WholeBlg | Ind - Primary Metals | Electric Energy (GWh/year) | Energy Efficiency | 0.034383 | 0.069078 | 0.10414 | 0.13963 | 0.17543 | 0.18407 | 0.19276 | 0.20142 | 0.20998 | 0.21853 | 0.22703 | 0.23394 | 0.23529
Scenario 1: Reference | SDG&E | Ind | WholeBlg | Ind - Primary Metals | Gas Energy (MMTherm/year) | Energy Efficiency | 0.016125 | 0.032275 | 0.048451 | 0.064641 | 0.080834 | 0.093156 | 0.10545 | 0.11772 | 0.12997 | 0.1422 | 0.1544 | 0.16394 | 0.16382
Scenario 1: Reference | SDG&E | Ind | WholeBlg | Ind - Printing & Publishing | Electric Demand (MW) | Energy Efficiency | 0.017813 | 0.035596 | 0.053365 | 0.071183 | 0.089016 | 0.092178 | 0.095399 | 0.098643 | 0.10185 | 0.10505 | 0.1082 | 0.11063 | 0.11055
Scenario 1: Reference | SDG&E | Ind | WholeBlg | Ind - Printing & Publishing | Electric Energy (GWh/year) | Energy Efficiency | 0.13057 | 0.26092 | 0.39116 | 0.52176 | 0.65246 | 0.67907 | 0.7061 | 0.73329 | 0.76022 | 0.78708 | 0.81363 | 0.8341 | 0.83354
Scenario 1: Reference | SDG&E | Ind | WholeBlg | Ind - Printing & Publishing | Gas Energy (MMTherm/year) | Energy Efficiency | 0.001058 | 0.0021284 | 0.0032101 | 0.0043025 | 0.0054039 | 0.0062578 | 0.0071131 | 0.0079704 | 0.0088301 | 0.0096928 | 0.010559 | 0.011254 | 0.011317
Scenario 1: Reference | SDG&E | Ind | WholeBlg | Ind - Stone-Glass-Clay | Electric Demand (MW) | Energy Efficiency | 0.0048645 | 0.0097669 | 0.014699 | 0.019673 | 0.024677 | 0.025694 | 0.026704 | 0.027705 | 0.028684 | 0.029651 | 0.030602 | 0.031353 | 0.031422
Scenario 1: Reference | SDG&E | Ind | WholeBlg | Ind - Stone-Glass-Clay | Electric Energy (GWh/year) | Energy Efficiency | 0.035657 | 0.071591 | 0.10774 | 0.1442 | 0.18087 | 0.18927 | 0.19761 | 0.2059 | 0.21403 | 0.22208 | 0.23001 | 0.23629 | 0.23682
Scenario 1: Reference | SDG&E | Ind | WholeBlg | Ind - Stone-Glass-Clay | Gas Energy (MMTherm/year) | Energy Efficiency | 0.01316 | 0.026534 | 0.040067 | 0.053726 | 0.067494 | 0.078183 | 0.088853 | 0.099512 | 0.11016 | 0.12081 | 0.13147 | 0.13998 | 0.14061
Scenario 1: Reference | SDG&E | Ind | WholeBlg | Ind - Textiles | Electric Demand (MW) | Energy Efficiency | 0.002083 | 0.0041597 | 0.006231 | 0.0083004 | 0.010362 | 0.010696 | 0.011026 | 0.011349 | 0.011661 | 0.011969 | 0.01227 | 0.012486 | 0.01241
Scenario 1: Reference | SDG&E | Ind | WholeBlg | Ind - Textiles | Electric Energy (GWh/year) | Energy Efficiency | 0.015268 | 0.03049 | 0.045672 | 0.060841 | 0.075949 | 0.078798 | 0.08162 | 0.084386 | 0.087072 | 0.089722 | 0.092323 | 0.094209 | 0.09364
Scenario 1: Reference | SDG&E | Ind | WholeBlg | Ind - Textiles | Gas Energy (MMTherm/year) | Energy Efficiency | 0.00017054 | 0.00034123 | 0.00051206 | 0.00068279 | 0.00085323 | 0.00098237 | 0.0011108 | 0.0012386 | 0.0013658 | 0.0014924 | 0.0016183 | 0.0017159 | 0.001711
Scenario 1: Reference | SDG&E | Ind | WholeBlg | Ind - Transportation Equipment | Electric Demand (MW) | Energy Efficiency | 0.076761 | 0.15386 | 0.2318 | 0.31041 | 0.38929 | 0.40502 | 0.4208 | 0.43615 | 0.45124 | 0.46646 | 0.48172 | 0.49386 | 0.49514
Scenario 1: Reference | SDG&E | Ind | WholeBlg | Ind - Transportation Equipment | Electric Energy (GWh/year) | Energy Efficiency | 0.56266 | 1.1278 | 1.6991 | 2.2752 | 2.8534 | 2.9835 | 3.1139 | 3.2414 | 3.3672 | 3.4939 | 3.6209 | 3.7219 | 3.7317
Scenario 1: Reference | SDG&E | Ind | WholeBlg | Ind - Transportation Equipment | Gas Energy (MMTherm/year) | Energy Efficiency | 0.0099145 | 0.019803 | 0.029667 | 0.039505 | 0.049314 | 0.05672 | 0.064096 | 0.071444 | 0.078764 | 0.086056 | 0.093319 | 0.098931 | 0.098598
Scenario 1: Reference | SDG&E | Res | AppPlug | Res - Multi Family | Electric Demand (MW) | Energy Efficiency | 3.2238e-05 | 6.4961e-05 | 9.8106e-05 | 0.00071171 | 0.0014045 | 0.0021033 | 0.0028073 | 0.0035153 | 0.0042265 | 0.0049403 | 0.0056566 | 0.0063759 | 0.0070657
Scenario 1: Reference | SDG&E | Res | AppPlug | Res - Multi Family | Electric Energy (GWh/year) | Energy Efficiency | 0.00022892 | 0.00046129 | 0.00069666 | 0.0050539 | 0.0099735 | 0.014936 | 0.019935 | 0.024962 | 0.030012 | 0.035081 | 0.040168 | 0.045275 | 0.050174
Scenario 1: Reference | SDG&E | Res | AppPlug | Res - Multi Family | Electric Energy (GWh/year) | Fuel Substitution | -3.8633e-06 | -8.0968e-06 | -1.2706e-05 | -1.7699e-05 | -2.3077e-05 | -2.3077e-05 | -2.3077e-05 | -2.3077e-05 | -2.3077e-05 | -2.3077e-05 | -2.3077e-05 | -2.3077e-05 | -2.3077e-05
Scenario 1: Reference | SDG&E | Res | AppPlug | Res - Multi Family | Gas Energy (MMTherm/year) | Energy Efficiency | 2.1995e-05 | 4.4321e-05 | 6.6935e-05 | 0.00048558 | 0.00095826 | 0.001435 | 0.0019153 | 0.0023984 | 0.0028836 | 0.0033706 | 0.0038593 | 0.00435 | 0.0048207
Scenario 1: Reference | SDG&E | Res | AppPlug | Res - Multi Family | Gas Energy (MMTherm/year) | Fuel Substitution | 8.1882e-07 | 1.7161e-06 | 2.6931e-06 | 3.7512e-06 | 4.8911e-06 | 4.8911e-06 | 4.8911e-06 | 4.8911e-06 | 4.8911e-06 | 4.8911e-06 | 4.8911e-06 | 4.8911e-06 | 4.8911e-06
Scenario 1: Reference | SDG&E | Res | AppPlug | Res - Single Family | Electric Demand (MW) | Energy Efficiency | 0 | 0 | 0 | 0 | 0 | 1.4201e-05 | 2.953e-05 | 4.4927e-05 | 6.0381e-05 | 7.5886e-05 | 9.1441e-05 | 0.00010705 | 0.00012271
Scenario 1: Reference | SDG&E | Res | AppPlug | Res - Single Family | Electric Energy (GWh/year) | Energy Efficiency | 0 | 0 | 0 | 0 | 0 | 9.0418e-05 | 0.00018802 | 0.00028605 | 0.00038445 | 0.00048317 | 0.00058221 | 0.00068159 | 0.00078131
Scenario 1: Reference | SDG&E | Res | AppPlug | Res - Single Family | Electric Energy (GWh/year) | Fuel Substitution | -3.5824e-06 | -7.4758e-06 | -1.1682e-05 | -1.6204e-05 | -2.1044e-05 | -2.1044e-05 | -2.1044e-05 | -2.1044e-05 | -2.1044e-05 | -2.1044e-05 | -2.1044e-05 | -2.1044e-05 | -2.1044e-05
Scenario 1: Reference | SDG&E | Res | AppPlug | Res - Single Family | Gas Energy (MMTherm/year) | Energy Efficiency | 2.9044e-09 | 6.28e-09 | 1.0082e-08 | 1.4255e-08 | 1.8688e-08 | 1.7053e-05 | 3.5441e-05 | 5.3909e-05 | 7.2446e-05 | 9.1044e-05 | 0.0001097 | 0.00012842 | 0.0001472
Scenario 1: Reference | SDG&E | Res | AppPlug | Res - Single Family | Gas Energy (MMTherm/year) | Fuel Substitution | 7.6002e-07 | 1.586e-06 | 2.4784e-06 | 3.4378e-06 | 4.4645e-06 | 4.4645e-06 | 4.4645e-06 | 4.4645e-06 | 4.4645e-06 | 4.4645e-06 | 4.4645e-06 | 4.4645e-06 | 4.4645e-06
Scenario 1: Reference | SDG&E | Res | BROs | Income Qualified - Multi Family IQ | Electric Demand (MW) | Energy Efficiency | 0.75079 | 0.77168 | 0.79386 | 0.81959 | 0.84639 | 0.87536 | 0.90326 | 0.933 | 0.96101 | 0.98825 | 1.0114 | 0.96908 | 0.99268
Scenario 1: Reference | SDG&E | Res | BROs | Income Qualified - Multi Family IQ | Electric Energy (GWh/year) | Energy Efficiency | 3.3676 | 3.4808 | 3.6031 | 3.7455 | 3.8972 | 4.0641 | 4.232 | 4.4151 | 4.5975 | 4.7843 | 4.9603 | 4.8829 | 5.0881
Scenario 1: Reference | SDG&E | Res | BROs | Income Qualified - Multi Family IQ | Gas Energy (MMTherm/year) | Energy Efficiency | 0.061453 | 0.062715 | 0.064211 | 0.06593 | 0.067803 | 0.06974 | 0.071817 | 0.074003 | 0.07638 | 0.078911 | 0.081736 | 0.084893 | 0.088418
Scenario 1: Reference | SDG&E | Res | BROs | Income Qualified - Single Family IQ | Electric Demand (MW) | Energy Efficiency | 1.4012 | 1.4302 | 1.4612 | 1.5036 | 1.5477 | 1.5954 | 1.6408 | 1.6894 | 1.7347 | 1.7782 | 1.8142 | 1.744 | 1.7817
Scenario 1: Reference | SDG&E | Res | BROs | Income Qualified - Single Family IQ | Electric Energy (GWh/year) | Energy Efficiency | 6.2891 | 6.4562 | 6.6377 | 6.8781 | 7.1344 | 7.4168 | 7.6991 | 8.0082 | 8.3148 | 8.6278 | 8.9201 | 8.8036 | 9.1517
Scenario 1: Reference | SDG&E | Res | BROs | Income Qualified - Single Family IQ | Gas Energy (MMTherm/year) | Energy Efficiency | 0.20572 | 0.20904 | 0.21307 | 0.21779 | 0.22296 | 0.22831 | 0.23399 | 0.23999 | 0.24653 | 0.25359 | 0.26152 | 0.27042 | 0.28043
Scenario 1: Reference | SDG&E | Res | BROs | Res - Multi Family | Electric Demand (MW) | Energy Efficiency | 4.9533 | 5.0618 | 5.1776 | 5.3325 | 5.494 | 5.6688 | 5.8359 | 6.0149 | 6.1825 | 6.3446 | 6.4804 | 6.6558 | 6.8371
Scenario 1: Reference | SDG&E | Res | BROs | Res - Multi Family | Electric Energy (GWh/year) | Energy Efficiency | 22.2177 | 22.8324 | 23.5 | 24.3693 | 25.297 | 26.319 | 27.3427 | 28.4633 | 29.577 | 30.7156 | 31.7824 | 33.106 | 34.5312
Scenario 1: Reference | SDG&E | Res | BROs | Res - Multi Family | Gas Energy (MMTherm/year) | Energy Efficiency | 0.69719 | 0.70875 | 0.72277 | 0.73911 | 0.75704 | 0.77558 | 0.79528 | 0.81607 | 0.83874 | 0.86316 | 0.89058 | 0.92135 | 0.95587
Scenario 1: Reference | SDG&E | Res | BROs | Res - Single Family | Electric Demand (MW) | Energy Efficiency | 2.0795 | 2.1375 | 2.1989 | 2.2694 | 2.3426 | 2.4218 | 2.4977 | 2.5785 | 2.6544 | 2.7278 | 2.7898 | 2.8686 | 2.9496
Scenario 1: Reference | SDG&E | Res | BROs | Res - Single Family | Electric Energy (GWh/year) | Energy Efficiency | 9.3337 | 9.649 | 9.9894 | 10.3814 | 10.7991 | 11.2584 | 11.7198 | 12.2226 | 12.723 | 13.2352 | 13.7166 | 14.3092 | 14.9459
Scenario 1: Reference | SDG&E | Res | BROs | Res - Single Family | Gas Energy (MMTherm/year) | Energy Efficiency | 0.19225 | 0.19619 | 0.20086 | 0.20622 | 0.21207 | 0.21811 | 0.22459 | 0.23141 | 0.23883 | 0.24673 | 0.25555 | 0.2654 | 0.27641
Scenario 1: Reference | SDG&E | Res | BldgEnv | Res - Multi Family | Electric Demand (MW) | Energy Efficiency | 0 | 0 | 0 | 5.1947e-05 | 0.00010276 | 0.0005048 | 0.0008983 | 0.0012835 | 0.0016608 | 0.0020303 | 0.0023924 | 0.0027473 | 0.0030951
Scenario 1: Reference | SDG&E | Res | BldgEnv | Res - Multi Family | Electric Energy (GWh/year) | Energy Efficiency | 0 | 0 | 0 | 0.00024371 | 0.00048211 | 0.0012648 | 0.0020309 | 0.0027809 | 0.0035153 | 0.0042348 | 0.0049397 | 0.0056305 | 0.0063078
Scenario 1: Reference | SDG&E | Res | BldgEnv | Res - Multi Family | Gas Energy (MMTherm/year) | Energy Efficiency | 0 | 0 | 0 | 8.7761e-05 | 0.00017361 | 0.00059739 | 0.0010122 | 0.0014182 | 0.0018159 | 0.0022054 | 0.002587 | 0.0029611 | 0.0033278
Scenario 1: Reference | SDG&E | Res | BldgEnv | Res - Single Family | Electric Demand (MW) | Energy Efficiency | 0.007352 | 0.014735 | 0.022083 | 0.029323 | 0.036346 | 0.043195 | 0.049863 | 0.055531 | 0.056535 | 0.056188 | 0.055862 | 0.049698 | 0.043668
Scenario 1: Reference | SDG&E | Res | BldgEnv | Res - Single Family | Electric Energy (GWh/year) | Energy Efficiency | 0.014568 | 0.028703 | 0.042478 | 0.055942 | 0.069155 | 0.082086 | 0.094742 | 0.10847 | 0.11155 | 0.11591 | 0.12014 | 0.10777 | 0.09568
Scenario 1: Reference | SDG&E | Res | BldgEnv | Res - Single Family | Gas Energy (MMTherm/year) | Energy Efficiency | 0.0044099 | 0.0087625 | 0.013046 | 0.017245 | 0.021332 | 0.025319 | 0.029207 | 0.032909 | 0.0337 | 0.034222 | 0.034733 | 0.031059 | 0.027476
Scenario 1: Reference | SDG&E | Res | HVAC | Res - Multi Family | Electric Demand (MW) | Energy Efficiency | 0.051358 | 0.092445 | 0.073956 | 0.059165 | 0.047332 | 0.037865 | 0.030292 | 0.024234 | 0.019387 | 0.01551 | 0.012408 | 0.0099262 | 0.007941
Scenario 1: Reference | SDG&E | Res | HVAC | Res - Multi Family | Electric Energy (GWh/year) | Energy Efficiency | 0.0399 | 0.07182 | 0.057456 | 0.045965 | 0.036772 | 0.033782 | 0.032089 | 0.031354 | 0.031319 | 0.0318 | 0.032667 | 0.033846 | 0.035259
Scenario 1: Reference | SDG&E | Res | HVAC | Res - Multi Family | Electric Energy (GWh/year) | Fuel Substitution | -0.00090897 | -0.0018462 | -0.0029068 | -0.0039826 | -0.0050747 | -0.0050747 | -0.0050747 | -0.0050747 | -0.0050747 | -0.0050747 | -0.0050747 | -0.0050747 | -0.0050747
Scenario 1: Reference | SDG&E | Res | HVAC | Res - Multi Family | Gas Energy (MMTherm/year) | Energy Efficiency | 0 | 0 | 0 | 0 | 0 | 0.0005666 | 0.0011106 | 0.0016262 | 0.0021105 | 0.0025639 | 0.0029893 | 0.0033926 | 0.0037762
Scenario 1: Reference | SDG&E | Res | HVAC | Res - Multi Family | Gas Energy (MMTherm/year) | Fuel Substitution | 0.00055688 | 0.0011312 | 0.0017894 | 0.0024572 | 0.0031352 | 0.0031352 | 0.0031352 | 0.0031352 | 0.0031352 | 0.0031352 | 0.0031352 | 0.0031352 | 0.0031352
Scenario 1: Reference | SDG&E | Res | HVAC | Res - Single Family | Electric Demand (MW) | Energy Efficiency | 0.79066 | 1.5275 | 1.8338 | 2.2017 | 2.5881 | 2.7554 | 2.9372 | 3.1302 | 3.1202 | 3.0916 | 3.0688 | 3.0505 | 3.0359
Scenario 1: Reference | SDG&E | Res | HVAC | Res - Single Family | Electric Demand (MW) | Fuel Substitution | 0 | 0 | 0 | 0 | 0 | 7.2514e-05 | 0.00015349 | 0.00023915 | 0.00023915 | 0.00023915 | 0.00023915 | 0.00023915 | 0.00023915
Scenario 1: Reference | SDG&E | Res | HVAC | Res - Single Family | Electric Energy (GWh/year) | Energy Efficiency | 0.50734 | 1.0164 | 1.3746 | 1.7638 | 2.1544 | 2.295 | 2.4407 | 2.5901 | 2.6006 | 2.5961 | 2.5934 | 2.5921 | 2.5918
Scenario 1: Reference | SDG&E | Res | HVAC | Res - Single Family | Electric Energy (GWh/year) | Fuel Substitution | -0.083021 | -0.16899 | -0.25706 | -0.34668 | -0.43749 | -0.43731 | -0.43712 | -0.43691 | -0.43691 | -0.43691 | -0.43691 | -0.43691 | -0.43691
Scenario 1: Reference | SDG&E | Res | HVAC | Res - Single Family | Gas Energy (MMTherm/year) | Energy Efficiency | 0.0059424 | 0.012588 | 0.019677 | 0.026955 | 0.033803 | 0.034055 | 0.03423 | 0.034328 | 0.035145 | 0.035991 | 0.036777 | 0.037515 | 0.038208
Scenario 1: Reference | SDG&E | Res | HVAC | Res - Single Family | Gas Energy (MMTherm/year) | Fuel Substitution | 0.019914 | 0.04052 | 0.061626 | 0.083144 | 0.10493 | 0.10493 | 0.10493 | 0.10493 | 0.10493 | 0.10493 | 0.10493 | 0.10493 | 0.10493
Scenario 1: Reference | SDG&E | Res | WaterHeat | Res - Multi Family | Electric Demand (MW) | Energy Efficiency | 0.78963 | 1.5734 | 2.3472 | 3.1121 | 3.8607 | 4.5977 | 5.3224 | 6.0345 | 6.7337 | 7.4214 | 8.0988 | 8.7631 | 9.4201
Scenario 1: Reference | SDG&E | Res | WaterHeat | Res - Multi Family | Electric Demand (MW) | Fuel Substitution | 0 | 0 | 0 | 0 | 0 | 0.00061762 | 0.0013357 | 0.002153 | 0.0030483 | 0.0040001 | 0.0049909 | 0.0060079 | 0.0070425
Scenario 1: Reference | SDG&E | Res | WaterHeat | Res - Multi Family | Electric Energy (GWh/year) | Energy Efficiency | 3.8765 | 7.7248 | 11.5232 | 15.2773 | 18.9508 | 22.5667 | 26.1213 | 29.6133 | 33.041 | 36.4114 | 39.7306 | 42.975 | 46.1843
Scenario 1: Reference | SDG&E | Res | WaterHeat | Res - Multi Family | Electric Energy (GWh/year) | Fuel Substitution | -0.18826 | -0.38337 | -0.58377 | -0.7887 | -0.99755 | -0.99442 | -0.99078 | -0.98664 | -0.9821 | -0.97728 | -0.97226 | -0.9671 | -0.96186
Scenario 1: Reference | SDG&E | Res | WaterHeat | Res - Multi Family | Gas Energy (MMTherm/year) | Energy Efficiency | 0.13431 | 0.26149 | 0.3809 | 0.48156 | 0.57593 | 0.62048 | 0.6603 | 0.68914 | 0.71392 | 0.73506 | 0.75278 | 0.69636 | 0.6424
Scenario 1: Reference | SDG&E | Res | WaterHeat | Res - Multi Family | Gas Energy (MMTherm/year) | Fuel Substitution | 0.013676 | 0.02785 | 0.042409 | 0.057297 | 0.072471 | 0.072471 | 0.072471 | 0.072471 | 0.072471 | 0.072471 | 0.072471 | 0.072471 | 0.072471
Scenario 1: Reference | SDG&E | Res | WaterHeat | Res - Single Family | Electric Demand (MW) | Energy Efficiency | 0.44871 | 0.90001 | 1.3486 | 1.7903 | 2.2203 | 2.6454 | 3.0615 | 3.4687 | 3.8679 | 4.2599 | 4.6455 | 5.0205 | 5.3909
Scenario 1: Reference | SDG&E | Res | WaterHeat | Res - Single Family | Electric Demand (MW) | Fuel Substitution | 0 | 0 | 0 | 0 | 0 | 0.0031072 | 0.0065961 | 0.0105 | 0.014756 | 0.019265 | 0.023947 | 0.028746 | 0.033624
Scenario 1: Reference | SDG&E | Res | WaterHeat | Res - Single Family | Electric Energy (GWh/year) | Energy Efficiency | 2.2988 | 4.61 | 6.9062 | 9.1663 | 11.3653 | 13.5398 | 15.6672 | 17.7479 | 19.7868 | 21.7881 | 23.7559 | 25.656 | 27.5331
Scenario 1: Reference | SDG&E | Res | WaterHeat | Res - Single Family | Electric Energy (GWh/year) | Fuel Substitution | -0.012348 | -0.025066 | -0.038075 | -0.051359 | -0.064918 | -0.048418 | -0.029892 | -0.009164 | 0.013437 | 0.037377 | 0.062235 | 0.087714 | 0.11362
Scenario 1: Reference | SDG&E | Res | WaterHeat | Res - Single Family | Gas Energy (MMTherm/year) | Energy Efficiency | 0.47485 | 0.9485 | 1.4106 | 1.852 | 2.2626 | 2.4146 | 2.5454 | 2.6454 | 2.7264 | 2.7919 | 2.8453 | 2.6458 | 2.455
Scenario 1: Reference | SDG&E | Res | WaterHeat | Res - Single Family | Gas Energy (MMTherm/year) | Fuel Substitution | 0.001779 | 0.0036115 | 0.0054861 | 0.0074004 | 0.0093544 | 0.0093544 | 0.0093544 | 0.0093544 | 0.0093544 | 0.0093544 | 0.0093544 | 0.0093544 | 0.0093544
Scenario 2: High TRC | PG&E | Ag | WholeBlg | Ag - Dairies, fishing, hunting | Electric Demand (MW) | Energy Efficiency | 0.1733 | 0.34846 | 0.52588 | 0.7055 | 0.8876 | 1.0717 | 1.2578 | 1.4457 | 1.5507 | 1.5682 | 1.5855 | 1.6023 | 1.6184
Scenario 2: High TRC | PG&E | Ag | WholeBlg | Ag - Dairies, fishing, hunting | Electric Energy (GWh/year) | Energy Efficiency | 0.73826 | 1.4844 | 2.2402 | 3.0054 | 3.7812 | 4.5654 | 5.3581 | 6.1585 | 6.6057 | 6.6804 | 6.7542 | 6.8257 | 6.8944
Scenario 2: High TRC | PG&E | Ag | WholeBlg | Ag - Dairies, fishing, hunting | Gas Energy (MMTherm/year) | Energy Efficiency | 0.0037985 | 0.0075969 | 0.011395 | 0.015194 | 0.018992 | 0.022791 | 0.026589 | 0.030388 | 0.032324 | 0.032324 | 0.032324 | 0.032324 | 0.032324
Scenario 2: High TRC | PG&E | Ag | WholeBlg | Ag - Irrigated Agriculture, vineyards, forestry and greenhouses | Electric Demand (MW) | Energy Efficiency | 1.4155 | 2.8718 | 4.3694 | 5.9072 | 7.4847 | 9.0978 | 10.7467 | 12.4307 | 13.4571 | 13.7763 | 14.0881 | 14.3918 | 14.6878
Scenario 2: High TRC | PG&E | Ag | WholeBlg | Ag - Irrigated Agriculture, vineyards, forestry and greenhouses | Electric Energy (GWh/year) | Energy Efficiency | 6.0301 | 12.2339 | 18.6134 | 25.1647 | 31.8845 | 38.7565 | 45.7807 | 52.9544 | 57.327 | 58.6866 | 60.015 | 61.3088 | 62.5695
Scenario 2: High TRC | PG&E | Ag | WholeBlg | Ag - Irrigated Agriculture, vineyards, forestry and greenhouses | Gas Energy (MMTherm/year) | Energy Efficiency | 0.031117 | 0.062234 | 0.093351 | 0.12447 | 0.15558 | 0.1867 | 0.21782 | 0.24894 | 0.2648 | 0.2648 | 0.2648 | 0.2648 | 0.2648
Scenario 2: High TRC | PG&E | Ag | WholeBlg | Ag - Water pumping | Electric Demand (MW) | Energy Efficiency | 0.93665 | 1.8621 | 2.7758 | 3.6775 | 4.5668 | 5.4453 | 6.3138 | 7.1723 | 7.5602 | 7.4639 | 7.366 | 7.2668 | 7.1662
Scenario 2: High TRC | PG&E | Ag | WholeBlg | Ag - Water pumping | Electric Energy (GWh/year) | Energy Efficiency | 3.9901 | 7.9324 | 11.8246 | 15.6659 | 19.4545 | 23.197 | 26.8968 | 30.5537 | 32.2062 | 31.7959 | 31.379 | 30.9564 | 30.5277
Scenario 2: High TRC | PG&E | Ag | WholeBlg | Ag - Water pumping | Gas Energy (MMTherm/year) | Energy Efficiency | 0.0015981 | 0.0031962 | 0.0047944 | 0.0063925 | 0.0079906 | 0.0095887 | 0.011187 | 0.012785 | 0.0136 | 0.0136 | 0.0136 | 0.0136 | 0.0136
Scenario 2: High TRC | PG&E | Com | AppPlug | Com - Health | Gas Energy (MMTherm/year) | Energy Efficiency | 0.74397 | 1.5342 | 2.362 | 3.211 | 3.3176 | 3.3848 | 4.1339 | 4.3717 | 4.7776 | 4.9984 | 5.1927 | 5.2065 | 5.1853
Scenario 2: High TRC | PG&E | Com | AppPlug | Com - Lodging | Gas Energy (MMTherm/year) | Energy Efficiency | 0.50267 | 1.1076 | 1.7307 | 2.3665 | 2.7061 | 2.9756 | 3.2368 | 3.4891 | 3.7315 | 3.9638 | 3.7757 | 3.5246 | 4.597
Scenario 2: High TRC | PG&E | Com | AppPlug | Com - Other | Gas Energy (MMTherm/year) | Energy Efficiency | 0.0016137 | 0.0034209 | 0.005438 | 0.0076578 | 0.010057 | 0.012676 | 0.013905 | 0.01514 | 0.016318 | 0.017458 | 0.01858 | 0.019633 | 0.020607
Scenario 2: High TRC | PG&E | Com | BROs | Com - Lodging | Electric Energy (GWh/year) | Energy Efficiency | 0.0092629 | 0.028303 | 0.048333 | 0.069439 | 0.091887 | 0.11582 | 0.1415 | 0.16859 | 0.19725 | 0.23009 | 0.26451 | 0.29744 | 0.3298
Scenario 2: High TRC | PG&E | Com | BROs | Com - Other | Electric Energy (GWh/year) | Energy Efficiency | 0.035729 | 0.11297 | 0.20124 | 0.29925 | 0.40928 | 0.53746 | 0.68187 | 0.82265 | 0.96827 | 1.1441 | 1.3315 | 1.5157 | 1.6951
Scenario 2: High TRC | PG&E | Com | BROs | Com - Retail | Electric Demand (MW) | Energy Efficiency | 0.0042778 | 0.01298 | 0.021951 | 0.03122 | 0.040884 | 0.051 | 0.061733 | 0.073691 | 0.086155 | 0.099434 | 0.1131 | 0.12583 | 0.13947
Scenario 2: High TRC | PG&E | Com | BROs | Com - Retail | Electric Energy (GWh/year) | Energy Efficiency | 0.046249 | 0.14033 | 0.23733 | 0.33754 | 0.44201 | 0.55139 | 0.66742 | 0.79671 | 0.93146 | 1.075 | 1.2228 | 1.3604 | 1.5079
Scenario 2: High TRC | PG&E | Com | BldgEnv | Com - College | Electric Demand (MW) | Energy Efficiency | 0.00064239 | 0.0013062 | 0.0020151 | 0.0027588 | 0.0035278 | 0.0043151 | 0.0051327 | 0.0059028 | 0.0067505 | 0.0076058 | 0.0084748 | 0.0093259 | 0.010182
Scenario 2: High TRC | PG&E | Com | BldgEnv | Com - College | Electric Energy (GWh/year) | Energy Efficiency | 0.00018475 | 0.0003763 | 0.00058024 | 0.00079418 | 0.0010154 | 0.0012418 | 0.0014769 | 0.0016991 | 0.0019421 | 0.002188 | 0.0024381 | 0.0026829 | 0.0029293
Scenario 2: High TRC | PG&E | Com | BldgEnv | Com - College | Gas Energy (MMTherm/year) | Energy Efficiency | 4.2839e-05 | 8.574e-05 | 0.00013301 | 0.00018274 | 0.00023431 | 0.00028726 | 0.00034233 | 0.00039311 | 0.00045226 | 0.00051044 | 0.00056914 | 0.00062612 | 0.00068283
Scenario 2: High TRC | PG&E | Com | BldgEnv | Com - Grocery | Electric Demand (MW) | Energy Efficiency | 0.0011848 | 0.0024061 | 0.0035822 | 0.0047721 | 0.0060119 | 0.0073154 | 0.0086769 | 0.0097275 | 0.010851 | 0.012136 | 0.01352 | 0.014949 | 0.016424
Scenario 2: High TRC | PG&E | Com | BldgEnv | Com - Grocery | Electric Energy (GWh/year) | Energy Efficiency | 0.00033988 | 0.00069052 | 0.001022 | 0.0013652 | 0.0017228 | 0.0020988 | 0.0024915 | 0.0027968 | 0.0031229 | 0.0035016 | 0.0039015 | 0.0043143 | 0.0047403
Scenario 2: High TRC | PG&E | Com | BldgEnv | Com - Grocery | Gas Energy (MMTherm/year) | Energy Efficiency | 7.787e-05 | 0.00015742 | 0.00023385 | 0.00031077 | 0.00039092 | 0.00047518 | 0.00056318 | 0.00062979 | 0.00070178 | 0.00078439 | 0.00087384 | 0.00096616 | 0.0010615
Scenario 2: High TRC | PG&E | Com | BldgEnv | Com - Health | Electric Demand (MW) | Energy Efficiency | 0.039854 | 0.081146 | 0.14024 | 0.19693 | 0.2491 | 0.30716 | 0.35621 | 0.35689 | 0.34674 | 0.31011 | 0.26811 | 0.22414 | 0.16965
Scenario 2: High TRC | PG&E | Com | BldgEnv | Com - Health | Electric Energy (GWh/year) | Energy Efficiency | 0.015452 | 0.031445 | 0.057332 | 0.082122 | 0.10488 | 0.12706 | 0.14572 | 0.14563 | 0.14137 | 0.12389 | 0.10453 | 0.084732 | 0.063888
Scenario 2: High TRC | PG&E | Com | BldgEnv | Com - Health | Gas Energy (MMTherm/year) | Energy Efficiency | 0.0066833 | 0.013609 | 0.023195 | 0.032396 | 0.040855 | 0.050618 | 0.058875 | 0.059022 | 0.05735 | 0.051561 | 0.04485 | 0.037787 | 0.028628
Scenario 2: High TRC | PG&E | Com | BldgEnv | Com - Lodging | Electric Demand (MW) | Energy Efficiency | 0.055052 | 0.10717 | 0.15423 | 0.19458 | 0.2273 | 0.25208 | 0.26927 | 0.22562 | 0.17912 | 0.13499 | 0.097647 | 0.068065 | 0.046498
Scenario 2: High TRC | PG&E | Com | BldgEnv | Com - Lodging | Electric Energy (GWh/year) | Energy Efficiency | 0.027732 | 0.05394 | 0.077548 | 0.097734 | 0.11403 | 0.12632 | 0.13478 | 0.11262 | 0.089087 | 0.066969 | 0.048322 | 0.033617 | 0.022968
Scenario 2: High TRC | PG&E | Com | BldgEnv | Com - Lodging | Gas Energy (MMTherm/year) | Energy Efficiency | 0.016088 | 0.031325 | 0.04509 | 0.056902 | 0.066486 | 0.073755 | 0.078805 | 0.066076 | 0.052502 | 0.039588 | 0.028655 | 0.019983 | 0.013651
Scenario 2: High TRC | PG&E | Com | BldgEnv | Com - Office (Large) | Electric Demand (MW) | Energy Efficiency | 0.0088532 | 0.018033 | 0.027592 | 0.037416 | 0.047533 | 0.057867 | 0.068442 | 0.078424 | 0.088429 | 0.098527 | 0.10866 | 0.11883 | 0.12902
Scenario 2: High TRC | PG&E | Com | BldgEnv | Com - Office (Large) | Electric Energy (GWh/year) | Energy Efficiency | 0.0025542 | 0.0052028 | 0.0079611 | 0.010796 | 0.013716 | 0.016698 | 0.01975 | 0.022633 | 0.025523 | 0.028439 | 0.031367 | 0.034303 | 0.037246
Scenario 2: High TRC | PG&E | Com | BldgEnv | Com - Office (Large) | Gas Energy (MMTherm/year) | Energy Efficiency | 0.00057222 | 0.0011655 | 0.0017833 | 0.0024183 | 0.0030721 | 0.00374 | 0.0044234 | 0.0050683 | 0.0057148 | 0.0063672 | 0.0070222 | 0.007679 | 0.0083373
Scenario 2: High TRC | PG&E | Com | BldgEnv | Com - Office (Small) | Electric Demand (MW) | Energy Efficiency | 0.0016574 | 0.0033985 | 0.0052273 | 0.0054647 | 0.024682 | 0.026561 | 0.028502 | 0.030223 | 0.032002 | 0.033837 | 0.035726 | 0.037663 | 0.039648
Scenario 2: High TRC | PG&E | Com | BldgEnv | Com - Office (Small) | Electric Energy (GWh/year) | Energy Efficiency | 0.00047772 | 0.00097969 | 0.001507 | 0.0015748 | 0.0071233 | 0.0076653 | 0.0082253 | 0.0087224 | 0.0092363 | 0.0097665 | 0.010312 | 0.010872 | 0.011445
Scenario 2: High TRC | PG&E | Com | BldgEnv | Com - Office (Small) | Gas Energy (MMTherm/year) | Energy Efficiency | 0.00010714 | 0.00021972 | 0.00033795 | 0.00035335 | 0.0015949 | 0.0017164 | 0.0018419 | 0.0019531 | 0.002068 | 0.0021866 | 0.0023086 | 0.0024338 | 0.0025621
Scenario 2: High TRC | PG&E | Com | BldgEnv | Com - Other | Electric Demand (MW) | Energy Efficiency | 0.0015574 | 0.0031835 | 0.0048859 | 0.0066542 | 0.0084724 | 0.010363 | 0.01233 | 0.013944 | 0.015605 | 0.017327 | 0.019107 | 0.02094 | 0.022827
Scenario 2: High TRC | PG&E | Com | BldgEnv | Com - Other | Electric Energy (GWh/year) | Energy Efficiency | 0.00045112 | 0.00092227 | 0.0014156 | 0.0019282 | 0.0024553 | 0.0030036 | 0.003574 | 0.0040429 | 0.0045257 | 0.005026 | 0.0055435 | 0.0060761 | 0.0066242
Scenario 2: High TRC | PG&E | Com | BldgEnv | Com - Other | Gas Energy (MMTherm/year) | Energy Efficiency | 0.00010072 | 0.00020588 | 0.00031596 | 0.0004303 | 0.00054785 | 0.00067011 | 0.00079728 | 0.00090149 | 0.0010088 | 0.00112 | 0.0012351 | 0.0013535 | 0.0014754
Scenario 2: High TRC | PG&E | Com | BldgEnv | Com - Refrig. Warehouse | Electric Demand (MW) | Energy Efficiency | 0.00041775 | 0.00085666 | 0.0013158 | 0.0017944 | 0.0022916 | 0.002807 | 0.003336 | 0.0038081 | 0.0042874 | 0.0047746 | 0.0052684 | 0.0057697 | 0.0062793
Scenario 2: High TRC | PG&E | Com | BldgEnv | Com - Refrig. Warehouse | Electric Energy (GWh/year) | Energy Efficiency | 0.0001243 | 0.00025497 | 0.00039159 | 0.00053382 | 0.00068125 | 0.00083366 | 0.00098958 | 0.001125 | 0.0012618 | 0.0014002 | 0.0015401 | 0.0016819 | 0.001826
Scenario 2: High TRC | PG&E | Com | BldgEnv | Com - Refrig. Warehouse | Gas Energy (MMTherm/year) | Energy Efficiency | 3.7769e-05 | 7.7542e-05 | 0.00011892 | 0.00016147 | 0.00020472 | 0.0002483 | 0.0002916 | 0.00031927 | 0.00034536 | 0.00037027 | 0.0003944 | 0.00041834 | 0.0004427
Scenario 2: High TRC | PG&E | Com | BldgEnv | Com - Restaurant | Electric Demand (MW) | Energy Efficiency | 0.00057912 | 0.0010836 | 0.0016104 | 0.0021576 | 0.0027233 | 0.0033053 | 0.0039061 | 0.0043284 | 0.0048602 | 0.0054106 | 0.0059775 | 0.0059523 | 0.01273
Scenario 2: High TRC | PG&E | Com | BldgEnv | Com - Restaurant | Electric Energy (GWh/year) | Energy Efficiency | 0.00016595 | 0.00031129 | 0.00046307 | 0.00062074 | 0.00078377 | 0.00095151 | 0.0011247 | 0.0012475 | 0.0014011 | 0.00156 | 0.0017237 | 0.0017165 | 0.0036737
Scenario 2: High TRC | PG&E | Com | BldgEnv | Com - Restaurant | Gas Energy (MMTherm/year) | Energy Efficiency | 3.7452e-05 | 7.0033e-05 | 0.00010405 | 0.00013938 | 0.00017591 | 0.00021349 | 0.00025229 | 0.00027948 | 0.00031381 | 0.00034932 | 0.00038591 | 0.00038428 | 0.00082214
Scenario 2: High TRC | PG&E | Com | BldgEnv | Com - Retail | Electric Demand (MW) | Energy Efficiency | 0.0027649 | 0.0057063 | 0.008484 | 0.0090394 | 0.036332 | 0.039445 | 0.043005 | 0.075889 | 0.079116 | 0.082793 | 0.086238 | 0.089775 | 0.093365
Scenario 2: High TRC | PG&E | Com | BldgEnv | Com - Retail | Electric Energy (GWh/year) | Energy Efficiency | 0.00079152 | 0.0016341 | 0.0024354 | 0.0025901 | 0.010466 | 0.011355 | 0.012378 | 0.025463 | 0.026396 | 0.027455 | 0.028452 | 0.029476 | 0.030509
Scenario 2: High TRC | PG&E | Com | BldgEnv | Com - Retail | Gas Energy (MMTherm/year) | Energy Efficiency | 0.00018975 | 0.00039099 | 0.0005703 | 0.00061611 | 0.0023885 | 0.0025977 | 0.0028341 | 0.004761 | 0.0049647 | 0.0052065 | 0.0054214 | 0.0056413 | 0.0058654
Scenario 2: High TRC | PG&E | Com | BldgEnv | Com - School | Electric Demand (MW) | Energy Efficiency | 0.0024736 | 0.0050613 | 0.0077541 | 0.010533 | 0.013367 | 0.016262 | 0.019203 | 0.021957 | 0.02476 | 0.027611 | 0.030504 | 0.033448 | 0.036426
Scenario 2: High TRC | PG&E | Com | BldgEnv | Com - School | Electric Energy (GWh/year) | Energy Efficiency | 0.0007135 | 0.00146 | 0.0022369 | 0.0030388 | 0.0038564 | 0.0046919 | 0.0055404 | 0.0063359 | 0.0071456 | 0.0079689 | 0.0088046 | 0.0096549 | 0.010515
Scenario 2: High TRC | PG&E | Com | BldgEnv | Com - School | Gas Energy (MMTherm/year) | Energy Efficiency | 0.00015989 | 0.00032716 | 0.00050121 | 0.00068085 | 0.00086398 | 0.0010511 | 0.0012412 | 0.0014191 | 0.0016002 | 0.0017844 | 0.0019714 | 0.0021616 | 0.002354
Scenario 2: High TRC | PG&E | Com | BldgEnv | Com - Warehouse | Electric Demand (MW) | Energy Efficiency | 0.14531 | 0.288 | 0.42219 | 0.54273 | 0.64582 | 0.72935 | 0.7928 | 0.69513 | 0.58295 | 0.46461 | 0.35371 | 0.26054 | 0.18722
Scenario 2: High TRC | PG&E | Com | BldgEnv | Com - Warehouse | Electric Energy (GWh/year) | Energy Efficiency | 0.073265 | 0.14513 | 0.21258 | 0.27305 | 0.32461 | 0.36625 | 0.39773 | 0.348 | 0.29109 | 0.23125 | 0.1757 | 0.12919 | 0.092752
Scenario 2: High TRC | PG&E | Com | BldgEnv | Com - Warehouse | Gas Energy (MMTherm/year) | Energy Efficiency | 0.042456 | 0.084162 | 0.1234 | 0.15866 | 0.18884 | 0.21331 | 0.23193 | 0.20345 | 0.17073 | 0.13617 | 0.10372 | 0.07643 | 0.05493
Scenario 2: High TRC | PG&E | Com | ComRefrig | Com - College | Electric Demand (MW) | Energy Efficiency | 0.0001902 | 0.00031074 | 0.00038013 | 0.00041556 | 0.00043522 | 0.000448 | 0.00045697 | 0.00046537 | 0.00047323 | 0.0004806 | 0.00048749 | 0.00049394 | 0.00049999
Scenario 2: High TRC | PG&E | Com | ComRefrig | Com - College | Electric Energy (GWh/year) | Energy Efficiency | 0.0013661 | 0.0022408 | 0.0027504 | 0.003015 | 0.003162 | 0.003255 | 0.0033184 | 0.0033778 | 0.0034334 | 0.0034854 | 0.0035341 | 0.0035797 | 0.0036224
Scenario 2: High TRC | PG&E | Com | ComRefrig | Com - Grocery | Electric Demand (MW) | Energy Efficiency | 0.14027 | 0.20863 | 0.24141 | 0.26018 | 0.2719 | 0.28287 | 0.29315 | 0.30277 | 0.31178 | 0.32021 | 0.32811 | 0.3355 | 0.34243
Scenario 2: High TRC | PG&E | Com | ComRefrig | Com - Grocery | Electric Energy (GWh/year) | Energy Efficiency | 1.0242 | 1.5349 | 1.783 | 1.9209 | 2.0038 | 2.0813 | 2.1539 | 2.2219 | 2.2855 | 2.3451 | 2.4008 | 2.453 | 2.5019
Scenario 2: High TRC | PG&E | Com | ComRefrig | Com - Refrig. Warehouse | Electric Demand (MW) | Energy Efficiency | 0.00040922 | 0.00065768 | 0.00079314 | 0.00085628 | 0.00089565 | 0.00092086 | 0.00094202 | 0.00096182 | 0.00098037 | 0.00099773 | 0.001014 | 0.0010292 | 0.0010435
Scenario 2: High TRC | PG&E | Com | ComRefrig | Com - Refrig. Warehouse | Electric Energy (GWh/year) | Energy Efficiency | 0.0029456 | 0.004753 | 0.0057513 | 0.006227 | 0.0065182 | 0.0066987 | 0.0068482 | 0.0069882 | 0.0071193 | 0.007242 | 0.0073568 | 0.0074643 | 0.007565
Scenario 2: High TRC | PG&E | Com | ComRefrig | Com - Restaurant | Electric Demand (MW) | Energy Efficiency | 0.004957 | 0.0074423 | 0.0086291 | 0.009324 | 0.0097306 | 0.010111 | 0.010468 | 0.010802 | 0.011114 | 0.011407 | 0.011681 | 0.011937 | 0.012177
Scenario 2: High TRC | PG&E | Com | ComRefrig | Com - Restaurant | Electric Energy (GWh/year) | Energy Efficiency | 0.036176 | 0.054713 | 0.063711 | 0.068843 | 0.071717 | 0.074407 | 0.076925 | 0.079283 | 0.08149 | 0.083556 | 0.085491 | 0.087302 | 0.088997
Scenario 2: High TRC | PG&E | Com | ComRefrig | Com - Retail | Electric Demand (MW) | Energy Efficiency | 0.064774 | 0.097323 | 0.10319 | 0.11496 | 0.12182 | 0.12667 | 0.13121 | 0.13546 | 0.13944 | 0.14316 | 0.14665 | 0.14992 | 0.15298
Scenario 2: High TRC | PG&E | Com | ComRefrig | Com - Retail | Electric Energy (GWh/year) | Energy Efficiency | 0.47217 | 0.71427 | 0.75571 | 0.84418 | 0.89404 | 0.92829 | 0.96035 | 0.99037 | 1.0185 | 1.0448 | 1.0694 | 1.0925 | 1.114
Scenario 2: High TRC | PG&E | Com | ComRefrig | Com - School | Electric Demand (MW) | Energy Efficiency | 1.6961e-05 | 3.2335e-05 | 4.6729e-05 | 6.0208e-05 | 7.2828e-05 | 8.4645e-05 | 9.571e-05 | 0.00010607 | 0.00011577 | 0.00012485 | 0.00013336 | 0.00014132 | 0.00014878
Scenario 2: High TRC | PG&E | Com | ComRefrig | Com - School | Electric Energy (GWh/year) | Energy Efficiency | 0.00012012 | 0.00022857 | 0.00033009 | 0.00042514 | 0.00051412 | 0.00059742 | 0.00067541 | 0.00074842 | 0.00081678 | 0.00088078 | 0.00094069 | 0.00099678 | 0.0010493
Scenario 2: High TRC | PG&E | Com | FoodServ | Com - College | Electric Demand (MW) | Energy Efficiency | 0.013632 | 0.027728 | 0.042201 | 0.05708 | 0.072301 | 0.087818 | 0.1037 | 0.11986 | 0.13642 | 0.15332 | 0.17052 | 0.18733 | 0.20439
Scenario 2: High TRC | PG&E | Com | FoodServ | Com - College | Electric Demand (MW) | Fuel Substitution | -0.0001577 | -0.00033686 | -0.00054154 | -0.00076936 | -0.0010207 | -0.0012961 | -0.0015958 | -0.0019201 | -0.0022693 | -0.0026438 | -0.0030438 | -0.0034698 | -0.0039222
Scenario 2: High TRC | PG&E | Com | FoodServ | Com - College | Electric Energy (GWh/year) | Energy Efficiency | 0.06473 | 0.13173 | 0.20062 | 0.27152 | 0.34417 | 0.41834 | 0.49437 | 0.57189 | 0.65143 | 0.73276 | 0.81565 | 0.89465 | 0.97494
Scenario 2: High TRC | PG&E | Com | FoodServ | Com - College | Electric Energy (GWh/year) | Fuel Substitution | -0.0014672 | -0.0031136 | -0.0049563 | -0.0069836 | -0.0091953 | -0.011591 | -0.014174 | -0.017012 | -0.020125 | -0.023561 | -0.027367 | -0.031584 | -0.036261
Scenario 2: High TRC | PG&E | Com | FoodServ | Com - College | Gas Energy (MMTherm/year) | Energy Efficiency | 0.031297 | 0.063084 | 0.09485 | 0.12897 | 0.16182 | 0.19492 | 0.22835 | 0.26198 | 0.29593 | 0.33014 | 0.36457 | 0.39909 | 0.4312
Scenario 2: High TRC | PG&E | Com | FoodServ | Com - College | Gas Energy (MMTherm/year) | Fuel Substitution | 0.00015163 | 0.00032159 | 0.00051118 | 0.00071956 | 0.00094668 | 0.0011925 | 0.0014573 | 0.0017479 | 0.0020663 | 0.0024173 | 0.0028056 | 0.0032353 | 0.0037115
Scenario 2: High TRC | PG&E | Com | FoodServ | Com - Grocery | Electric Demand (MW) | Energy Efficiency | 0.0739 | 0.14995 | 0.2282 | 0.30858 | 0.39086 | 0.47525 | 0.56167 | 0.65009 | 0.74028 | 0.83225 | 0.92598 | 1.0181 | 1.1119
Scenario 2: High TRC | PG&E | Com | FoodServ | Com - Grocery | Electric Demand (MW) | Fuel Substitution | -0.00080719 | -0.0017216 | -0.0027649 | -0.0039227 | -0.0051964 | -0.006587 | -0.0080953 | -0.0097219 | -0.011467 | -0.013331 | -0.015313 | -0.017415 | -0.019637
Scenario 2: High TRC | PG&E | Com | FoodServ | Com - Grocery | Electric Energy (GWh/year) | Energy Efficiency | 0.34985 | 0.71025 | 1.0815 | 1.4635 | 1.8551 | 2.2574 | 2.6702 | 3.0932 | 3.5256 | 3.9673 | 4.4182 | 4.8492 | 5.2888
Scenario 2: High TRC | PG&E | Com | FoodServ | Com - Grocery | Electric Energy (GWh/year) | Fuel Substitution | -0.014065 | -0.02984 | -0.047423 | -0.066746 | -0.087793 | -0.11055 | -0.135 | -0.16136 | -0.18969 | -0.22014 | -0.25283 | -0.28792 | -0.32558
Scenario 2: High TRC | PG&E | Com | FoodServ | Com - Grocery | Gas Energy (MMTherm/year) | Energy Efficiency | 0.16886 | 0.34093 | 0.5161 | 0.69407 | 0.8743 | 1.057 | 1.2419 | 1.4288 | 1.6173 | 1.8074 | 1.9991 | 2.1923 | 2.3367
Scenario 2: High TRC | PG&E | Com | FoodServ | Com - Grocery | Gas Energy (MMTherm/year) | Fuel Substitution | 0.0014587 | 0.0030938 | 0.004913 | 0.0069112 | 0.0090867 | 0.011438 | 0.013963 | 0.016684 | 0.019606 | 0.022744 | 0.026111 | 0.029723 | 0.033596
Scenario 2: High TRC | PG&E | Com | FoodServ | Com - Health | Electric Demand (MW) | Energy Efficiency | 0.025435 | 0.051824 | 0.079661 | 0.10825 | 0.13783 | 0.1684 | 0.19988 | 0.23222 | 0.26526 | 0.29875 | 0.33248 | 0.36557 | 0.39937
Scenario 2: High TRC | PG&E | Com | FoodServ | Com - Health | Electric Demand (MW) | Fuel Substitution | -0.00035602 | -0.00076241 | -0.0012274 | -0.0017463 | -0.0023199 | -0.0029492 | -0.0036348 | -0.0043777 | -0.0051785 | -0.0060383 | -0.0069578 | -0.0079385 | -0.0089816
Scenario 2: High TRC | PG&E | Com | FoodServ | Com - Health | Electric Energy (GWh/year) | Energy Efficiency | 0.1235 | 0.25177 | 0.38725 | 0.52658 | 0.671 | 0.82047 | 0.97468 | 1.1334 | 1.2958 | 1.4607 | 1.6271 | 1.7854 | 1.9474
Scenario 2: High TRC | PG&E | Com | FoodServ | Com - Health | Electric Energy (GWh/year) | Fuel Substitution | -0.0039826 | -0.0085051 | -0.013603 | -0.019264 | -0.025547 | -0.032476 | -0.040092 | -0.048447 | -0.057588 | -0.067572 | -0.078466 | -0.090351 | -0.10332
Scenario 2: High TRC | PG&E | Com | FoodServ | Com - Health | Gas Energy (MMTherm/year) | Energy Efficiency | 0.079874 | 0.16117 | 0.24451 | 0.32884 | 0.41438 | 0.50029 | 0.58963 | 0.67828 | 0.76767 | 0.85755 | 0.94764 | 1.0386 | 1.116
Scenario 2: High TRC | PG&E | Com | FoodServ | Com - Health | Gas Energy (MMTherm/year) | Fuel Substitution | 0.00042202 | 0.00090069 | 0.0014387 | 0.0020354 | 0.0026969 | 0.0034253 | 0.0042248 | 0.0051006 | 0.0060573 | 0.0071009 | 0.0082381 | 0.0094771 | 0.010828
Scenario 2: High TRC | PG&E | Com | FoodServ | Com - Lodging | Electric Demand (MW) | Energy Efficiency | 0.03623 | 0.073997 | 0.11336 | 0.15427 | 0.19697 | 0.24129 | 0.28729 | 0.33494 | 0.3842 | 0.43511 | 0.48761 | 0.5309 | 0.57557
Scenario 2: High TRC | PG&E | Com | FoodServ | Com - Lodging | Electric Demand (MW) | Fuel Substitution | -0.00037999 | -0.00081298 | -0.0013025 | -0.0018481 | -0.0024504 | -0.0031103 | -0.0038282 | -0.0046045 | -0.0054395 | -0.0063337 | -0.0072873 | -0.008301 | -0.0093772
Scenario 2: High TRC | PG&E | Com | FoodServ | Com - Lodging | Electric Energy (GWh/year) | Energy Efficiency | 0.21781 | 0.44413 | 0.67935 | 0.92325 | 1.1772 | 1.4404 | 1.713 | 1.9952 | 2.2866 | 2.5875 | 2.8976 | 3.1222 | 3.3544
Scenario 2: High TRC | PG&E | Com | FoodServ | Com - Lodging | Electric Energy (GWh/year) | Fuel Substitution | -0.004228 | -0.0089979 | -0.014323 | -0.020201 | -0.026671 | -0.033745 | -0.041457 | -0.049831 | -0.058888 | -0.068659 | -0.079181 | -0.090505 | -0.10269
Scenario 2: High TRC | PG&E | Com | FoodServ | Com - Lodging | Gas Energy (MMTherm/year) | Energy Efficiency | 0.060485 | 0.12243 | 0.18577 | 0.25028 | 0.31607 | 0.38286 | 0.4506 | 0.51924 | 0.58868 | 0.65899 | 0.7301 | 0.8017 | 0.8603
Scenario 2: High TRC | PG&E | Com | FoodServ | Com - Lodging | Gas Energy (MMTherm/year) | Fuel Substitution | 0.00043469 | 0.00092462 | 0.0014709 | 0.0020732 | 0.0027356 | 0.0034591 | 0.0042471 | 0.0051018 | 0.0060254 | 0.007021 | 0.0080923 | 0.0092442 | 0.010484
Scenario 2: High TRC | PG&E | Com | FoodServ | Com - Office (Large) | Electric Demand (MW) | Energy Efficiency | 0.0024136 | 0.0048393 | 0.0072824 | 0.0097385 | 0.012211 | 0.014699 | 0.017204 | 0.019723 | 0.022251 | 0.024792 | 0.027347 | 0.027501 | 0.027657
Scenario 2: High TRC | PG&E | Com | FoodServ | Com - Office (Large) | Electric Energy (GWh/year) | Energy Efficiency | 0.02117 | 0.042446 | 0.063876 | 0.085418 | 0.10711 | 0.12893 | 0.1509 | 0.173 | 0.19517 | 0.21746 | 0.23986 | 0.24121 | 0.24259
Scenario 2: High TRC | PG&E | Com | FoodServ | Com - Office (Small) | Electric Demand (MW) | Energy Efficiency | 0.00061793 | 0.0012418 | 0.0018718 | 0.002327 | 0.0038638 | 0.0045027 | 0.0051475 | 0.0057982 | 0.0064545 | 0.0071164 | 0.0077841 | 0.0078398 | 0.0078955
Scenario 2: High TRC | PG&E | Com | FoodServ | Com - Office (Small) | Electric Energy (GWh/year) | Energy Efficiency | 0.0054199 | 0.010892 | 0.016418 | 0.020411 | 0.03389 | 0.039494 | 0.04515 | 0.050857 | 0.056613 | 0.062419 | 0.068276 | 0.068764 | 0.069253
Scenario 2: High TRC | PG&E | Com | FoodServ | Com - Other | Electric Demand (MW) | Energy Efficiency | 0.12405 | 0.25237 | 0.38512 | 0.52225 | 0.66365 | 0.80977 | 0.96078 | 1.1166 | 1.2768 | 1.4415 | 1.6108 | 1.7846 | 1.9626
Scenario 2: High TRC | PG&E | Com | FoodServ | Com - Other | Electric Demand (MW) | Fuel Substitution | -0.0032376 | -0.006927 | -0.011139 | -0.015839 | -0.021036 | -0.026741 | -0.032958 | -0.039697 | -0.04696 | -0.054755 | -0.063085 | -0.071958 | -0.08138
Scenario 2: High TRC | PG&E | Com | FoodServ | Com - Other | Electric Energy (GWh/year) | Energy Efficiency | 0.58692 | 1.1961 | 1.8287 | 2.4847 | 3.1639 | 3.8687 | 4.6002 | 5.3579 | 6.1401 | 6.9478 | 7.7807 | 8.6382 | 9.5195
Scenario 2: High TRC | PG&E | Com | FoodServ | Com - Other | Electric Energy (GWh/year) | Fuel Substitution | -0.017925 | -0.038262 | -0.061316 | -0.086937 | -0.11516 | -0.14602 | -0.17953 | -0.21586 | -0.25516 | -0.29756 | -0.34325 | -0.39241 | -0.4452
Scenario 2: High TRC | PG&E | Com | FoodServ | Com - Other | Gas Energy (MMTherm/year) | Energy Efficiency | 0.22844 | 0.46113 | 0.69782 | 0.93797 | 1.181 | 1.427 | 1.6761 | 1.9278 | 2.1811 | 2.4365 | 2.6937 | 2.9528 | 3.1995
Scenario 2: High TRC | PG&E | Com | FoodServ | Com - Other | Gas Energy (MMTherm/year) | Fuel Substitution | 0.0017114 | 0.0036514 | 0.0058436 | 0.0082783 | 0.010958 | 0.013887 | 0.017066 | 0.02051 | 0.024235 | 0.028255 | 0.032589 | 0.037253 | 0.042264
Scenario 2: High TRC | PG&E | Com | FoodServ | Com - Restaurant | Electric Demand (MW) | Energy Efficiency | 0.18934 | 0.38356 | 0.58318 | 0.78814 | 0.99844 | 1.214 | 1.4353 | 1.662 | 1.8942 | 2.1318 | 2.3747 | 2.5382 | 3.242
Scenario 2: High TRC | PG&E | Com | FoodServ | Com - Restaurant | Electric Demand (MW) | Fuel Substitution | -0.0047996 | -0.010254 | -0.01644 | -0.023323 | -0.030915 | -0.039223 | -0.048255 | -0.058016 | -0.068509 | -0.079736 | -0.091702 | -0.10304 | -0.11492
Scenario 2: High TRC | PG&E | Com | FoodServ | Com - Restaurant | Electric Energy (GWh/year) | Energy Efficiency | 0.9805 | 1.9871 | 3.0226 | 4.0873 | 5.1812 | 6.3045 | 7.4592 | 8.6448 | 9.8607 | 11.1073 | 12.3839 | 13.1902 | 16.7459
Scenario 2: High TRC | PG&E | Com | FoodServ | Com - Restaurant | Electric Energy (GWh/year) | Fuel Substitution | -0.04406 | -0.093765 | -0.14947 | -0.21104 | -0.27848 | -0.35181 | -0.43101 | -0.51636 | -0.60804 | -0.70625 | -0.81125 | -0.91114 | -1.0149
Scenario 2: High TRC | PG&E | Com | FoodServ | Com - Restaurant | Gas Energy (MMTherm/year) | Energy Efficiency | 0.44213 | 0.89178 | 1.3487 | 1.8119 | 2.2805 | 2.7536 | 3.2312 | 3.7125 | 4.197 | 4.6845 | 5.1749 | 5.5626 | 6.5585
Scenario 2: High TRC | PG&E | Com | FoodServ | Com - Restaurant | Gas Energy (MMTherm/year) | Fuel Substitution | 0.0044059 | 0.0093726 | 0.014929 | 0.021065 | 0.027782 | 0.035082 | 0.042962 | 0.051449 | 0.060561 | 0.070319 | 0.080748 | 0.090665 | 0.10094
Scenario 2: High TRC | PG&E | Com | FoodServ | Com - Retail | Electric Demand (MW) | Energy Efficiency | 0.0028876 | 0.0059072 | 0.0090738 | 0.010472 | 0.029363 | 0.032722 | 0.036318 | 0.040047 | 0.04388 | 0.047812 | 0.051842 | 0.05429 | 0.056814
Scenario 2: High TRC | PG&E | Com | FoodServ | Com - Retail | Electric Energy (GWh/year) | Energy Efficiency | 0.020605 | 0.041898 | 0.063958 | 0.076223 | 0.18072 | 0.20378 | 0.22808 | 0.25307 | 0.27861 | 0.30469 | 0.33128 | 0.34372 | 0.35653
Scenario 2: High TRC | PG&E | Com | FoodServ | Com - Retail | Gas Energy (MMTherm/year) | Energy Efficiency | 0.0002873 | 0.00060314 | 0.00095079 | 0.00095079 | 0.0046734 | 0.0050631 | 0.0055038 | 0.0059731 | 0.0064643 | 0.0069763 | 0.0075084 | 0.0080583 | 0.0086257
Scenario 2: High TRC | PG&E | Com | FoodServ | Com - School | Electric Demand (MW) | Energy Efficiency | 0.063148 | 0.12849 | 0.19599 | 0.26549 | 0.33677 | 0.40994 | 0.48488 | 0.56167 | 0.64022 | 0.72054 | 0.80259 | 0.88174 | 0.96246
Scenario 2: High TRC | PG&E | Com | FoodServ | Com - School | Electric Demand (MW) | Fuel Substitution | -0.00018657 | -0.00039562 | -0.00063799 | -0.00090384 | -0.0011928 | -0.0015045 | -0.0018384 | -0.002194 | -0.0025707 | -0.0029682 | -0.0033858 | -0.0038248 | -0.0042937
Scenario 2: High TRC | PG&E | Com | FoodServ | Com - School | Electric Energy (GWh/year) | Energy Efficiency | 0.311 | 0.63318 | 0.96642 | 1.3102 | 1.6634 | 2.0268 | 2.3999 | 2.783 | 3.1758 | 3.5783 | 3.9904 | 4.3712 | 4.7605
Scenario 2: High TRC | PG&E | Com | FoodServ | Com - School | Electric Energy (GWh/year) | Fuel Substitution | -0.0018484 | -0.0038668 | -0.0061092 | -0.0085975 | -0.011381 | -0.01449 | -0.017951 | -0.021808 | -0.026107 | -0.030897 | -0.036232 | -0.042184 | -0.049047
Scenario 2: High TRC | PG&E | Com | FoodServ | Com - School | Gas Energy (MMTherm/year) | Energy Efficiency | 0.076183 | 0.1533 | 0.23124 | 0.30978 | 0.38867 | 0.46802 | 0.54774 | 0.62791 | 0.70851 | 0.78957 | 0.87111 | 0.95321 | 1.03
Scenario 2: High TRC | PG&E | Com | FoodServ | Com - School | Gas Energy (MMTherm/year) | Fuel Substitution | 0.00019421 | 0.0004061 | 0.00063968 | 0.00089827 | 0.0011867 | 0.001508 | 0.0018647 | 0.0022613 | 0.0027021 | 0.0031922 | 0.0037369 | 0.0043436 | 0.0050449
Scenario 2: High TRC | PG&E | Com | HVAC | Com - College | Electric Demand (MW) | Energy Efficiency | 0.14263 | 0.27961 | 0.38743 | 0.49504 | 0.58876 | 0.68544 | 0.7274 | 0.77767 | 0.85497 | 0.93721 | 1.0317 | 1.1185 | 1.2077
Scenario 2: High TRC | PG&E | Com | HVAC | Com - College | Electric Energy (GWh/year) | Energy Efficiency | 0.38941 | 0.7464 | 0.97546 | 1.1969 | 1.3569 | 1.5352 | 1.4673 | 1.4376 | 1.5206 | 1.6236 | 1.7821 | 1.9129 | 2.0542
Scenario 2: High TRC | PG&E | Com | HVAC | Com - College | Electric Energy (GWh/year) | Fuel Substitution | -0.083233 | -0.17264 | -0.26834 | -0.36966 | -0.47334 | -0.47334 | -0.47334 | -0.47334 | -0.47334 | -0.47334 | -0.47334 | -0.47334 | -0.47334
Scenario 2: High TRC | PG&E | Com | HVAC | Com - College | Gas Energy (MMTherm/year) | Energy Efficiency | 0.011677 | 0.023919 | 0.035626 | 0.054866 | 0.068464 | 0.076348 | 0.085247 | 0.093976 | 0.10245 | 0.11095 | 0.11926 | 0.12742 | 0.13555
Scenario 2: High TRC | PG&E | Com | HVAC | Com - College | Gas Energy (MMTherm/year) | Fuel Substitution | 0.013883 | 0.029557 | 0.046328 | 0.06408 | 0.083285 | 0.083285 | 0.083285 | 0.083285 | 0.083285 | 0.083285 | 0.083285 | 0.083285 | 0.083285
Scenario 2: High TRC | PG&E | Com | HVAC | Com - Grocery | Electric Demand (MW) | Energy Efficiency | 0.19183 | 0.40059 | 0.62547 | 0.86522 | 1.1181 | 1.3833 | 1.6598 | 1.9474 | 2.2446 | 2.5501 | 2.8629 | 3.1819 | 3.5065
Scenario 2: High TRC | PG&E | Com | HVAC | Com - Grocery | Electric Demand (MW) | Fuel Substitution | 0 | 0 | 0 | 0 | 0 | 0.0041367 | 0.0084517 | 0.01287 | 0.017347 | 0.021854 | 0.026371 | 0.030884 | 0.035383
Scenario 2: High TRC | PG&E | Com | HVAC | Com - Grocery | Electric Energy (GWh/year) | Energy Efficiency | 0.72521 | 1.515 | 2.3664 | 3.2746 | 4.2328 | 5.2381 | 6.2868 | 7.3787 | 8.5071 | 9.6675 | 10.856 | 12.0683 | 13.3022
Scenario 2: High TRC | PG&E | Com | HVAC | Com - Grocery | Electric Energy (GWh/year) | Fuel Substitution | -0.68827 | -1.4314 | -2.225 | -3.0635 | -3.9402 | -3.9028 | -3.8637 | -3.8238 | -3.7833 | -3.7426 | -3.7018 | -3.661 | -3.6203
Scenario 2: High TRC | PG&E | Com | HVAC | Com - Grocery | Gas Energy (MMTherm/year) | Energy Efficiency | 0.01329 | 0.027754 | 0.04335 | 0.05999 | 0.077534 | 0.095957 | 0.11519 | 0.13523 | 0.15594 | 0.17724 | 0.19907 | 0.22134 | 0.24401
Scenario 2: High TRC | PG&E | Com | HVAC | Com - Grocery | Gas Energy (MMTherm/year) | Fuel Substitution | 0.10158 | 0.2112 | 0.32819 | 0.45175 | 0.58094 | 0.58094 | 0.58094 | 0.58094 | 0.58094 | 0.58094 | 0.58094 | 0.58094 | 0.58094
Scenario 2: High TRC | PG&E | Com | HVAC | Com - Health | Electric Demand (MW) | Energy Efficiency | 0.26982 | 0.55356 | 0.84919 | 1.1507 | 1.4572 | 1.7656 | 2.016 | 2.2746 | 2.5443 | 2.8258 | 3.1189 | 3.4259 | 3.7461
Scenario 2: High TRC | PG&E | Com | HVAC | Com - Health | Electric Demand (MW) | Fuel Substitution | 0 | 0 | 0 | 0 | 0 | 4.178e-06 | 8.5572e-06 | 1.3063e-05 | 1.3063e-05 | 1.7707e-05 | 2.2386e-05 | 2.7087e-05 | 3.1799e-05
Scenario 2: High TRC | PG&E | Com | HVAC | Com - Health | Electric Energy (GWh/year) | Energy Efficiency | 1.5307 | 3.1198 | 4.754 | 6.3984 | 8.0485 | 9.6929 | 10.759 | 11.848 | 12.9807 | 14.1664 | 15.4059 | 16.7139 | 18.0865
Scenario 2: High TRC | PG&E | Com | HVAC | Com - Health | Electric Energy (GWh/year) | Fuel Substitution | -0.16498 | -0.34423 | -0.53659 | -0.74064 | -0.95478 | -0.95474 | -0.95468 | -0.95463 | -0.95463 | -0.95458 | -0.95452 | -0.95447 | -0.95441
Scenario 2: High TRC | PG&E | Com | HVAC | Com - Health | Gas Energy (MMTherm/year) | Energy Efficiency | 0.060795 | 0.12572 | 0.19499 | 0.26728 | 0.34263 | 0.4143 | 0.45708 | 0.49974 | 0.54169 | 0.58229 | 0.62106 | 0.65836 | 0.69417
Scenario 2: High TRC | PG&E | Com | HVAC | Com - Health | Gas Energy (MMTherm/year) | Fuel Substitution | 0.035444 | 0.073892 | 0.11511 | 0.15881 | 0.20469 | 0.20469 | 0.20469 | 0.20469 | 0.20469 | 0.20469 | 0.20469 | 0.20469 | 0.20469
Scenario 2: High TRC | PG&E | Com | HVAC | Com - Lodging | Electric Demand (MW) | Energy Efficiency | 0.13727 | 0.28547 | 0.44404 | 0.61052 | 0.78717 | 0.97184 | 1.1584 | 1.354 | 1.5422 | 1.7349 | 1.9332 | 2.1365 | 2.3438
Scenario 2: High TRC | PG&E | Com | HVAC | Com - Lodging | Electric Demand (MW) | Fuel Substitution | 0 | 0 | 0 | 0 | 0 | 0.0014009 | 0.0028637 | 0.0043629 | 0.0043652 | 0.0043675 | 0.0043699 | 0.004372 | 0.0043741
Scenario 2: High TRC | PG&E | Com | HVAC | Com - Lodging | Electric Energy (GWh/year) | Energy Efficiency | 0.76642 | 1.5734 | 2.4178 | 3.2815 | 4.1859 | 5.1216 | 5.8496 | 6.6124 | 7.1354 | 7.6839 | 8.2514 | 8.8369 | 9.4356
Scenario 2: High TRC | PG&E | Com | HVAC | Com - Lodging | Electric Energy (GWh/year) | Fuel Substitution | -0.1941 | -0.40383 | -0.62781 | -0.86436 | -1.1116 | -1.1038 | -1.0956 | -1.0872 | -1.0872 | -1.0872 | -1.0871 | -1.0871 | -1.0871
Scenario 2: High TRC | PG&E | Com | HVAC | Com - Lodging | Gas Energy (MMTherm/year) | Energy Efficiency | 0.033984 | 0.070345 | 0.1089 | 0.14949 | 0.19177 | 0.23301 | 0.25762 | 0.28188 | 0.28437 | 0.28655 | 0.28872 | 0.29103 | 0.29364
Scenario 2: High TRC | PG&E | Com | HVAC | Com - Lodging | Gas Energy (MMTherm/year) | Fuel Substitution | 0.032867 | 0.068356 | 0.10623 | 0.14623 | 0.18803 | 0.18803 | 0.18803 | 0.18803 | 0.18803 | 0.18803 | 0.18803 | 0.18803 | 0.18803
Scenario 2: High TRC | PG&E | Com | HVAC | Com - Office (Large) | Electric Demand (MW) | Energy Efficiency | 0.031648 | 0.08989 | 0.16087 | 0.2338 | 0.30852 | 0.37106 | 0.42564 | 0.48165 | 0.49746 | 0.50121 | 0.50545 | 0.51016 | 0.51525
Scenario 2: High TRC | PG&E | Com | HVAC | Com - Office (Large) | Electric Energy (GWh/year) | Energy Efficiency | 0.11915 | 0.34525 | 0.62186 | 0.90523 | 1.1947 | 1.5803 | 1.9171 | 2.2594 | 2.5311 | 2.5138 | 2.4994 | 2.4877 | 2.6086
Scenario 2: High TRC | PG&E | Com | HVAC | Com - Office (Large) | Electric Energy (GWh/year) | Fuel Substitution | -5.1343e-06 | -0.00023523 | -0.00047483 | -0.00072152 | -0.00097286 | -0.00097286 | -0.00097286 | -0.00097286 | -0.00097286 | -0.00097286 | -0.00097286 | -0.00097286 | -0.00097286
Scenario 2: High TRC | PG&E | Com | HVAC | Com - Office (Large) | Gas Energy (MMTherm/year) | Energy Efficiency | 0.033341 | 0.068728 | 0.10563 | 0.14345 | 0.18206 | 0.18906 | 0.19616 | 0.20327 | 0.21332 | 0.21338 | 0.21343 | 0.21348 | 0.219
Scenario 2: High TRC | PG&E | Com | HVAC | Com - Office (Large) | Gas Energy (MMTherm/year) | Fuel Substitution | 4.5299e-06 | 3.3118e-05 | 6.288e-05 | 9.352e-05 | 0.00012474 | 0.00012474 | 0.00012474 | 0.00012474 | 0.00012474 | 0.00012474 | 0.00012474 | 0.00012474 | 0.00012474
Scenario 2: High TRC | PG&E | Com | HVAC | Com - Office (Small) | Electric Demand (MW) | Energy Efficiency | 0.058081 | 0.1179 | 0.17934 | 0.1941 | 0.74822 | 0.8078 | 0.86818 | 0.9292 | 0.99059 | 1.0524 | 1.1147 | 1.1773 | 1.2403
Scenario 2: High TRC | PG&E | Com | HVAC | Com - Office (Small) | Electric Energy (GWh/year) | Energy Efficiency | 0.085168 | 0.17276 | 0.2626 | 0.29527 | 1.0547 | 1.1424 | 1.2311 | 1.3209 | 1.4111 | 1.5019 | 1.5935 | 1.6856 | 1.7781
Scenario 2: High TRC | PG&E | Com | HVAC | Com - Office (Small) | Electric Energy (GWh/year) | Fuel Substitution | -0.00091791 | -0.0019051 | -0.00083866 | 6.8493e-05 | -0.033841 | -0.033841 | -0.033841 | -0.033841 | -0.033841 | -0.033841 | -0.033841 | -0.033841 | -0.033841
Scenario 2: High TRC | PG&E | Com | HVAC | Com - Office (Small) | Gas Energy (MMTherm/year) | Energy Efficiency | 0.0047284 | 0.0096325 | 0.014695 | 0.021642 | 0.11553 | 0.12037 | 0.12527 | 0.13023 | 0.13522 | 0.14024 | 0.1453 | 0.15039 | 0.15552
Scenario 2: High TRC | PG&E | Com | HVAC | Com - Office (Small) | Gas Energy (MMTherm/year) | Fuel Substitution | 0.00066549 | 0.0013806 | 0.0024747 | 0.003413 | 0.0094077 | 0.0094077 | 0.0094077 | 0.0094077 | 0.0094077 | 0.0094077 | 0.0094077 | 0.0094077 | 0.0094077
Scenario 2: High TRC | PG&E | Com | HVAC | Com - Other | Electric Demand (MW) | Energy Efficiency | 1.8997 | 3.2747 | 4.3628 | 5.4736 | 6.6017 | 7.7646 | 7.9082 | 8.645 | 9.6984 | 10.768 | 11.8582 | 12.966 | 14.0922
Scenario 2: High TRC | PG&E | Com | HVAC | Com - Other | Electric Energy (GWh/year) | Energy Efficiency | 2.6218 | 4.6156 | 6.2826 | 7.9837 | 9.7202 | 11.6546 | 12.3452 | 13.7863 | 15.468 | 17.173 | 18.9132 | 20.562 | 22.2417
Scenario 2: High TRC | PG&E | Com | HVAC | Com - Other | Electric Energy (GWh/year) | Fuel Substitution | -1.1666 | -2.4288 | -3.7779 | -5.204 | -6.6961 | -6.6961 | -6.6961 | -6.6961 | -6.6961 | -6.6961 | -6.6961 | -6.6961 | -6.6961
Scenario 2: High TRC | PG&E | Com | HVAC | Com - Other | Gas Energy (MMTherm/year) | Energy Efficiency | 0.24692 | 0.42124 | 0.55689 | 0.69544 | 0.83559 | 0.99493 | 1.0158 | 1.1165 | 1.2453 | 1.3764 | 1.5099 | 1.6291 | 1.7506
Scenario 2: High TRC | PG&E | Com | HVAC | Com - Other | Gas Energy (MMTherm/year) | Fuel Substitution | 0.20206 | 0.4205 | 0.65388 | 0.90053 | 1.1586 | 1.1586 | 1.1586 | 1.1586 | 1.1586 | 1.1586 | 1.1586 | 1.1586 | 1.1586
Scenario 2: High TRC | PG&E | Com | HVAC | Com - Restaurant | Electric Demand (MW) | Energy Efficiency | 0.033586 | 0.067845 | 0.10305 | 0.13898 | 0.17545 | 0.2123 | 0.24973 | 0.28752 | 0.32556 | 0.36392 | 0.40254 | 0.4057 | 0.7993
Scenario 2: High TRC | PG&E | Com | HVAC | Com - Restaurant | Electric Energy (GWh/year) | Energy Efficiency | 0.050306 | 0.10193 | 0.15534 | 0.21024 | 0.26636 | 0.32358 | 0.38182 | 0.44106 | 0.50098 | 0.56164 | 0.62277 | 0.63167 | 1.2152
Scenario 2: High TRC | PG&E | Com | HVAC | Com - Restaurant | Electric Energy (GWh/year) | Fuel Substitution | -0.022989 | -0.073568 | -0.12752 | -0.18442 | -0.2438 | -0.2438 | -0.2438 | -0.2438 | -0.2438 | -0.2438 | -0.2438 | -0.2438 | -0.2438
Scenario 2: High TRC | PG&E | Com | HVAC | Com - Restaurant | Gas Energy (MMTherm/year) | Energy Efficiency | 0.10675 | 0.22321 | 0.34891 | 0.48292 | 0.62418 | 0.77163 | 0.92443 | 1.0816 | 1.2424 | 1.4061 | 1.5722 | 1.701 | 2.1107
Scenario 2: High TRC | PG&E | Com | HVAC | Com - Restaurant | Gas Energy (MMTherm/year) | Fuel Substitution | 0.0056951 | 0.015822 | 0.026615 | 0.037996 | 0.049877 | 0.049877 | 0.049877 | 0.049877 | 0.049877 | 0.049877 | 0.049877 | 0.049877 | 0.049877
Scenario 2: High TRC | PG&E | Com | HVAC | Com - Retail | Electric Demand (MW) | Energy Efficiency | 0.3928 | 0.81611 | 1.2652 | 1.5578 | 3.2604 | 3.744 | 4.2591 | 4.7933 | 5.2941 | 5.7967 | 6.3136 | 6.8424 | 7.3826
Scenario 2: High TRC | PG&E | Com | HVAC | Com - Retail | Electric Demand (MW) | Fuel Substitution | 0 | 0 | 0 | 0 | 0 | 7.5845e-06 | 1.5507e-05 | 2.3627e-05 | 2.3627e-05 | 2.3627e-05 | 2.3627e-05 | 2.3627e-05 | 2.3627e-05
Scenario 2: High TRC | PG&E | Com | HVAC | Com - Retail | Electric Energy (GWh/year) | Energy Efficiency | 0.94393 | 1.9589 | 2.8924 | 3.5986 | 6.8616 | 7.9448 | 9.0719 | 10.2517 | 11.1869 | 12.152 | 13.2475 | 14.3713 | 15.521
Scenario 2: High TRC | PG&E | Com | HVAC | Com - Retail | Electric Energy (GWh/year) | Fuel Substitution | -0.14081 | -0.28391 | -0.43665 | -0.58284 | -0.72998 | -0.72993 | -0.72988 | -0.72982 | -0.72982 | -0.72982 | -0.72982 | -0.72982 | -0.72982
Scenario 2: High TRC | PG&E | Com | HVAC | Com - Retail | Gas Energy (MMTherm/year) | Energy Efficiency | 0.027103 | 0.056191 | 0.087256 | 0.10716 | 0.23436 | 0.26178 | 0.29145 | 0.32216 | 0.35362 | 0.38501 | 0.41816 | 0.45204 | 0.48663
Scenario 2: High TRC | PG&E | Com | HVAC | Com - Retail | Gas Energy (MMTherm/year) | Fuel Substitution | 0.02718 | 0.057521 | 0.089879 | 0.12084 | 0.1547 | 0.1547 | 0.1547 | 0.1547 | 0.1547 | 0.1547 | 0.1547 | 0.1547 | 0.1547
Scenario 2: High TRC | PG&E | Com | HVAC | Com - School | Electric Demand (MW) | Energy Efficiency | 0.050702 | 0.10576 | 0.16537 | 0.22739 | 0.29061 | 0.34927 | 0.40419 | 0.46123 | 0.512 | 0.5618 | 0.61233 | 0.66924 | 0.72869
Scenario 2: High TRC | PG&E | Com | HVAC | Com - School | Electric Energy (GWh/year) | Energy Efficiency | 0.35924 | 0.74631 | 1.1548 | 1.5758 | 2.0031 | 2.4175 | 2.8131 | 3.2198 | 3.568 | 3.9017 | 4.2382 | 4.6358 | 5.0558
Scenario 2: High TRC | PG&E | Com | HVAC | Com - School | Electric Energy (GWh/year) | Fuel Substitution | -0.14932 | -0.30802 | -0.47463 | -0.64758 | -0.82568 | -0.82568 | -0.82568 | -0.82568 | -0.82568 | -0.82568 | -0.82568 | -0.82568 | -0.82568
Scenario 2: High TRC | PG&E | Com | HVAC | Com - School | Gas Energy (MMTherm/year) | Energy Efficiency | 0.034767 | 0.077219 | 0.12778 | 0.18126 | 0.23523 | 0.27387 | 0.31274 | 0.35174 | 0.38879 | 0.42519 | 0.46161 | 0.50045 | 0.5401
Scenario 2: High TRC | PG&E | Com | HVAC | Com - School | Gas Energy (MMTherm/year) | Fuel Substitution | 0.02242 | 0.04624 | 0.071244 | 0.097197 | 0.12479 | 0.12479 | 0.12479 | 0.12479 | 0.12479 | 0.12479 | 0.12479 | 0.12479 | 0.12479
Scenario 2: High TRC | PG&E | Com | HVAC | Com - Warehouse | Electric Demand (MW) | Energy Efficiency | 0.019206 | 0.04054 | 0.063432 | 0.087795 | 0.11351 | 0.14787 | 0.18541 | 0.22437 | 0.24398 | 0.25936 | 0.27508 | 0.29111 | 0.3155
Scenario 2: High TRC | PG&E | Com | HVAC | Com - Warehouse | Electric Energy (GWh/year) | Energy Efficiency | 0.073587 | 0.15635 | 0.24524 | 0.33991 | 0.4399 | 0.5638 | 0.69738 | 0.84134 | 0.92242 | 0.98453 | 1.0481 | 1.1129 | 1.2018
Scenario 2: High TRC | PG&E | Com | HVAC | Com - Warehouse | Electric Energy (GWh/year) | Fuel Substitution | -0.10401 | -0.21684 | -0.33777 | -0.46597 | -0.6005 | -0.6005 | -0.6005 | -0.6005 | -0.6005 | -0.6005 | -0.6005 | -0.6005 | -0.6005
Scenario 2: High TRC | PG&E | Com | HVAC | Com - Warehouse | Gas Energy (MMTherm/year) | Energy Efficiency | 0.0020478 | 0.0043759 | 0.0068844 | 0.0095623 | 0.012396 | 0.015914 | 0.01971 | 0.023865 | 0.026278 | 0.028104 | 0.029976 | 0.031889 | 0.034531
Scenario 2: High TRC | PG&E | Com | HVAC | Com - Warehouse | Gas Energy (MMTherm/year) | Fuel Substitution | 0.016134 | 0.033626 | 0.052368 | 0.072234 | 0.093079 | 0.093079 | 0.093079 | 0.093079 | 0.093079 | 0.093079 | 0.093079 | 0.093079 | 0.093079
Scenario 2: High TRC | PG&E | Com | Lighting | Com - Grocery | Electric Demand (MW) | Energy Efficiency | 0.0077191 | 0.015979 | 0.037708 | 0.061803 | 0.086456 | 0.11167 | 0.13733 | 0.16338 | 0.18975 | 0.20357 | 0.2159 | 0.22863 | 0.24175
Scenario 2: High TRC | PG&E | Com | Lighting | Com - Grocery | Electric Energy (GWh/year) | Energy Efficiency | 0.044109 | 0.091308 | 0.21556 | 0.35334 | 0.49432 | 0.63848 | 0.78524 | 0.93419 | 1.085 | 1.164 | 1.2344 | 1.3072 | 1.3821
Scenario 2: High TRC | PG&E | Com | Lighting | Com - Grocery | Gas Energy (MMTherm/year) | Energy Efficiency | -0.00060785 | -0.0012583 | -0.0029736 | -0.0048757 | -0.0068219 | -0.008812 | -0.010838 | -0.012894 | -0.014976 | -0.016064 | -0.017035 | -0.018038 | -0.019071
Scenario 2: High TRC | PG&E | Com | Lighting | Com - Health | Electric Demand (MW) | Energy Efficiency | 0.019804 | 0.040899 | 0.063447 | 0.11864 | 0.17938 | 0.24155 | 0.30491 | 0.36923 | 0.40218 | 0.43197 | 0.46251 | 0.49398 | 0.52636
Scenario 2: High TRC | PG&E | Com | Lighting | Com - Health | Electric Energy (GWh/year) | Energy Efficiency | 0.11776 | 0.24319 | 0.37727 | 0.70637 | 1.0685 | 1.4393 | 1.817 | 2.2005 | 2.3966 | 2.5737 | 2.7553 | 2.9424 | 3.135
Scenario 2: High TRC | PG&E | Com | Lighting | Com - Health | Gas Energy (MMTherm/year) | Energy Efficiency | -0.0014303 | -0.002954 | -0.0045826 | -0.0085746 | -0.012967 | -0.017464 | -0.022046 | -0.026698 | -0.029079 | -0.03123 | -0.033436 | -0.035709 | -0.038048
Scenario 2: High TRC | PG&E | Com | Lighting | Com - Refrig. Warehouse | Electric Demand (MW) | Energy Efficiency | 0.00029811 | 0.00060799 | 0.00092866 | 0.0012593 | 0.0015993 | 0.0019482 | 0.0023042 | 0.0026667 | 0.0030349 | 0.0034088 | 0.003788 | 0.0041724 | 0.0045619
Scenario 2: High TRC | PG&E | Com | Lighting | Com - Refrig. Warehouse | Electric Energy (GWh/year) | Energy Efficiency | 0.0027386 | 0.0055854 | 0.0085315 | 0.01157 | 0.014694 | 0.017899 | 0.021169 | 0.024501 | 0.027884 | 0.03132 | 0.034804 | 0.038337 | 0.041917
Scenario 2: High TRC | PG&E | Com | Lighting | Com - Restaurant | Electric Demand (MW) | Energy Efficiency | 0 | 0 | 0.0041572 | 0.0094192 | 0.014904 | 0.020585 | 0.026523 | 0.032718 | 0.03915 | 0.045807 | 0.052675 | 0.057984 | 0.077251
Scenario 2: High TRC | PG&E | Com | Lighting | Com - Restaurant | Electric Energy (GWh/year) | Energy Efficiency | 0 | 0 | 0.024932 | 0.056491 | 0.089383 | 0.12346 | 0.15907 | 0.19622 | 0.2348 | 0.27473 | 0.31591 | 0.34776 | 0.46331
Scenario 2: High TRC | PG&E | Com | Lighting | Com - Restaurant | Gas Energy (MMTherm/year) | Energy Efficiency | 0 | 0 | -0.00027019 | -0.00061219 | -0.00096865 | -0.0013379 | -0.0017238 | -0.0021264 | -0.0025445 | -0.0029772 | -0.0034235 | -0.0037687 | -0.0050209
Scenario 2: High TRC | PG&E | Com | Lighting | Com - Retail | Electric Demand (MW) | Energy Efficiency | 0.10724 | 0.21829 | 0.33287 | 0.42501 | 0.68542 | 0.80695 | 0.93145 | 1.0578 | 1.1858 | 1.3153 | 1.4463 | 1.5788 | 1.7128
Scenario 2: High TRC | PG&E | Com | Lighting | Com - Retail | Electric Energy (GWh/year) | Energy Efficiency | 0.63849 | 1.2996 | 1.9818 | 2.5304 | 4.0809 | 4.8045 | 5.5457 | 6.2981 | 7.0599 | 7.831 | 8.6111 | 9.4 | 10.1977
Scenario 2: High TRC | PG&E | Com | Lighting | Com - Retail | Gas Energy (MMTherm/year) | Energy Efficiency | -0.0039271 | -0.0079934 | -0.012189 | -0.015564 | -0.025102 | -0.029552 | -0.034112 | -0.03874 | -0.043426 | -0.048169 | -0.052968 | -0.057821 | -0.062729
Scenario 2: High TRC | PG&E | Com | WaterHeat | Com - College | Electric Demand (MW) | Energy Efficiency | 1.8428e-06 | -1.9402e-06 | -2.3195e-05 | 1.5577e-05 | -5.7263e-06 | 2.4896e-05 | 6.3386e-05 | 0.00011165 | 0.00017232 | 0.00024847 | 0.00034396 | 0.00046323 | 0.00061261
Scenario 2: High TRC | PG&E | Com | WaterHeat | Com - College | Electric Demand (MW) | Fuel Substitution | 0 | 0 | 0 | 0 | 0 | 0.22304 | 0.50663 | 0.85985 | 1.2894 | 1.8352 | 2.5298 | 3.3758 | 4.3757
Scenario 2: High TRC | PG&E | Com | WaterHeat | Com - College | Electric Energy (GWh/year) | Energy Efficiency | 1.4384e-05 | -2.4632e-05 | -0.000227 | 0.00012222 | -8.7052e-05 | 0.00016417 | 0.00047994 | 0.00087591 | 0.0013736 | 0.0019983 | 0.0027817 | 0.0037602 | 0.0049856
Scenario 2: High TRC | PG&E | Com | WaterHeat | Com - College | Electric Energy (GWh/year) | Fuel Substitution | -0.67814 | -1.515 | -2.5374 | -3.7762 | -5.266 | -3.362 | -0.94128 | 2.074 | 5.7408 | 10.4005 | 16.3301 | 23.5524 | 32.089
Scenario 2: High TRC | PG&E | Com | WaterHeat | Com - College | Gas Energy (MMTherm/year) | Energy Efficiency | 0.053948 | 0.13524 | 0.208 | 0.32168 | 0.39995 | 0.44031 | 0.50225 | 0.56699 | 0.57698 | 0.62841 | 0.66128 | 0.6687 | 0.69881
Scenario 2: High TRC | PG&E | Com | WaterHeat | Com - College | Gas Energy (MMTherm/year) | Fuel Substitution | 0.076715 | 0.17137 | 0.28701 | 0.4272 | 0.59592 | 0.59592 | 0.59592 | 0.59592 | 0.59592 | 0.59592 | 0.59592 | 0.59592 | 0.59592
Scenario 2: High TRC | PG&E | Com | WaterHeat | Com - Grocery | Electric Demand (MW) | Energy Efficiency | 5.7973e-05 | 0.00012772 | 0.0002122 | 0.00031504 | 0.00044067 | 0.00057981 | 0.00075481 | 0.00097483 | 0.0012511 | 0.0015978 | 0.0020332 | 0.0025795 | 0.0032654
Scenario 2: High TRC | PG&E | Com | WaterHeat | Com - Grocery | Electric Energy (GWh/year) | Energy Efficiency | 0.00030601 | 0.00067423 | 0.0011202 | 0.0016632 | 0.0023266 | 0.0030616 | 0.0039861 | 0.0051483 | 0.0066074 | 0.0084392 | 0.010739 | 0.013625 | 0.017248
Scenario 2: High TRC | PG&E | Com | WaterHeat | Com - Grocery | Electric Energy (GWh/year) | Fuel Substitution | -0.02857 | -0.063369 | -0.10573 | -0.15723 | -0.21969 | -0.21969 | -0.21969 | -0.21969 | -0.21969 | -0.21969 | -0.21969 | -0.21969 | -0.21969
Scenario 2: High TRC | PG&E | Com | WaterHeat | Com - Grocery | Gas Energy (MMTherm/year) | Energy Efficiency | 0.032553 | 0.070301 | 0.11406 | 0.16374 | 0.19824 | 0.23239 | 0.26385 | 0.2971 | 0.30046 | 0.33204 | 0.35907 | 0.37875 | 0.41814
Scenario 2: High TRC | PG&E | Com | WaterHeat | Com - Grocery | Gas Energy (MMTherm/year) | Fuel Substitution | 0.0038335 | 0.0085029 | 0.014187 | 0.021097 | 0.029478 | 0.029478 | 0.029478 | 0.029478 | 0.029478 | 0.029478 | 0.029478 | 0.029478 | 0.029478
Scenario 2: High TRC | PG&E | Com | WaterHeat | Com - Health | Electric Demand (MW) | Energy Efficiency | 7.8121e-05 | 0.00015105 | 0.00022123 | 0.000291 | 0.00036599 | 0.00058202 | 0.00085451 | 0.0011978 | 0.0016294 | 0.0021706 | 0.0028476 | 0.0036981 | 0.0047666
Scenario 2: High TRC | PG&E | Com | WaterHeat | Com - Health | Electric Demand (MW) | Fuel Substitution | 0 | 0 | 0 | 0 | 0 | 0.58443 | 1.3322 | 2.2691 | 3.4146 | 4.869 | 6.7348 | 9.0224 | 11.7413
Scenario 2: High TRC | PG&E | Com | WaterHeat | Com - Health | Electric Energy (GWh/year) | Energy Efficiency | 0.00058673 | 0.0011273 | 0.0016415 | 0.0021496 | 0.0026986 | 0.0045052 | 0.006784 | 0.0096548 | 0.013264 | 0.01779 | 0.023452 | 0.030565 | 0.0395
Scenario 2: High TRC | PG&E | Com | WaterHeat | Com - Health | Electric Energy (GWh/year) | Fuel Substitution | -1.7774 | -3.9857 | -6.7007 | -10.0092 | -14.0093 | -8.9324 | -2.4365 | 5.7025 | 15.6536 | 28.2888 | 44.4976 | 64.3719 | 87.9927
Scenario 2: High TRC | PG&E | Com | WaterHeat | Com - Health | Gas Energy (MMTherm/year) | Energy Efficiency | 0.12834 | 0.27323 | 0.43801 | 0.62226 | 0.7673 | 0.8405 | 0.91519 | 0.98521 | 0.98346 | 1.0228 | 1.0329 | 1.0105 | 1.0239
Scenario 2: High TRC | PG&E | Com | WaterHeat | Com - Health | Gas Energy (MMTherm/year) | Fuel Substitution | 0.20685 | 0.46364 | 0.77932 | 1.1641 | 1.6297 | 1.6297 | 1.6297 | 1.6297 | 1.6297 | 1.6297 | 1.6297 | 1.6297 | 1.6297
Scenario 2: High TRC | PG&E | Com | WaterHeat | Com - Lodging | Electric Demand (MW) | Energy Efficiency | 0.0011059 | 0.0022232 | 0.0033466 | 0.0044675 | 0.0054154 | 0.0054997 | 0.0055832 | 0.0056668 | 0.0055262 | 0.0054035 | 0.0053073 | 0.0052532 | 0.0054568
Scenario 2: High TRC | PG&E | Com | WaterHeat | Com - Lodging | Electric Demand (MW) | Fuel Substitution | 0 | 0 | 0 | 0 | 0 | 0.56847 | 1.2923 | 2.1961 | 3.2985 | 4.7164 | 6.5341 | 8.7615 | 11.4072
Scenario 2: High TRC | PG&E | Com | WaterHeat | Com - Lodging | Electric Energy (GWh/year) | Energy Efficiency | 0.0087326 | 0.017549 | 0.026408 | 0.03524 | 0.042766 | 0.043378 | 0.043999 | 0.044637 | 0.043676 | 0.042856 | 0.042243 | 0.041938 | 0.043596
Scenario 2: High TRC | PG&E | Com | WaterHeat | Com - Lodging | Electric Energy (GWh/year) | Fuel Substitution | -1.8164 | -4.061 | -6.81 | -10.1513 | -14.1846 | -9.3747 | -3.2504 | 4.3969 | 13.7242 | 25.7214 | 41.1019 | 59.9489 | 82.335
Scenario 2: High TRC | PG&E | Com | WaterHeat | Com - Lodging | Gas Energy (MMTherm/year) | Energy Efficiency | 0.49195 | 1.0112 | 1.5586 | 2.1229 | 2.6368 | 2.7141 | 2.7755 | 2.8192 | 2.7421 | 2.6858 | 2.5104 | 2.4325 | 2.4059
Scenario 2: High TRC | PG&E | Com | WaterHeat | Com - Lodging | Gas Energy (MMTherm/year) | Fuel Substitution | 0.20757 | 0.46398 | 0.77805 | 1.16 | 1.6215 | 1.6215 | 1.6215 | 1.6215 | 1.6215 | 1.6215 | 1.6215 | 1.6215 | 1.6215
Scenario 2: High TRC | PG&E | Com | WaterHeat | Com - Office (Large) | Electric Demand (MW) | Energy Efficiency | 5.7104e-05 | 0.00011612 | 0.00017776 | 0.00024288 | 0.00031297 | 0.00036426 | 0.0004292 | 0.00051121 | 0.0006145 | 0.00074477 | 0.00090888 | 0.0011155 | 0.0013758
Scenario 2: High TRC | PG&E | Com | WaterHeat | Com - Office (Large) | Electric Demand (MW) | Fuel Substitution | 0 | 0 | 0 | 0 | 0 | 0.067514 | 0.15262 | 0.25795 | 0.38538 | 0.55187 | 0.76391 | 1.0221 | 1.3268
Scenario 2: High TRC | PG&E | Com | WaterHeat | Com - Office (Large) | Electric Energy (GWh/year) | Energy Efficiency | 0.0011095 | 0.00225 | 0.0034343 | 0.0046766 | 0.0060041 | 0.0069412 | 0.0081279 | 0.0096263 | 0.011514 | 0.013894 | 0.016893 | 0.020669 | 0.025424
Scenario 2: High TRC | PG&E | Com | WaterHeat | Com - Office (Large) | Electric Energy (GWh/year) | Fuel Substitution | -0.38484 | -0.85845 | -1.4352 | -2.1314 | -2.9654 | -1.682 | -0.064105 | 1.9381 | 4.3606 | 7.5259 | 11.557 | 16.4653 | 22.2578
Scenario 2: High TRC | PG&E | Com | WaterHeat | Com - Office (Large) | Gas Energy (MMTherm/year) | Energy Efficiency | 0.32263 | 0.66345 | 1.0053 | 1.3269 | 1.3445 | 1.2291 | 1.0569 | 0.85408 | 0.64324 | 0.48766 | 0.38819 | 0.33958 | 0.3384
Scenario 2: High TRC | PG&E | Com | WaterHeat | Com - Office (Large) | Gas Energy (MMTherm/year) | Fuel Substitution | 0.042695 | 0.095235 | 0.15923 | 0.23649 | 0.32908 | 0.32908 | 0.32908 | 0.32908 | 0.32908 | 0.32908 | 0.32908 | 0.32908 | 0.32908
Scenario 2: High TRC | PG&E | Com | WaterHeat | Com - Office (Small) | Electric Demand (MW) | Energy Efficiency | -2.2391e-07 | -4.2893e-07 | -5.8973e-07 | -6.0253e-07 | -1.032e-06 | 7.5702e-07 | 3.0545e-06 | 5.9829e-06 | 9.696e-06 | 1.439e-05 | 2.0313e-05 | 2.7776e-05 | 3.7169e-05
Scenario 2: High TRC | PG&E | Com | WaterHeat | Com - Office (Small) | Electric Demand (MW) | Fuel Substitution | 0 | 0 | 0 | 0 | 0 | 0.0027259 | 0.0062013 | 0.010543 | 0.015837 | 0.022828 | 0.031744 | 0.042615 | 0.055472
Scenario 2: High TRC | PG&E | Com | WaterHeat | Com - Office (Small) | Electric Energy (GWh/year) | Energy Efficiency | -3.1529e-05 | -6.2175e-05 | -8.929e-05 | -9.808e-05 | -0.00018041 | 1.494e-05 | 0.00026581 | 0.00058558 | 0.00099103 | 0.0015036 | 0.0021504 | 0.0029652 | 0.0039909
Scenario 2: High TRC | PG&E | Com | WaterHeat | Com - Office (Small) | Electric Energy (GWh/year) | Fuel Substitution | -0.10265 | -0.22925 | -0.3837 | -0.54029 | -0.73547 | -0.42584 | -0.031065 | 0.46215 | 1.0635 | 1.8577 | 2.8705 | 4.1055 | 5.5659
Scenario 2: High TRC | PG&E | Com | WaterHeat | Com - Office (Small) | Gas Energy (MMTherm/year) | Energy Efficiency | 0.06813 | 0.153 | 0.15707 | 0.24383 | 0.28535 | 0.323 | 0.45383 | 0.50933 | 0.4954 | 0.50996 | 0.49452 | 0.44926 | 0.43317
Scenario 2: High TRC | PG&E | Com | WaterHeat | Com - Office (Small) | Gas Energy (MMTherm/year) | Fuel Substitution | 0.011308 | 0.025255 | 0.04227 | 0.059523 | 0.081102 | 0.081102 | 0.081102 | 0.081102 | 0.081102 | 0.081102 | 0.081102 | 0.081102 | 0.081102
Scenario 2: High TRC | PG&E | Com | WaterHeat | Com - Other | Electric Demand (MW) | Energy Efficiency | -0.00017953 | -0.00036593 | -0.00054321 | -0.00068694 | -0.00076231 | 0.00052843 | 0.0021489 | 0.0041805 | 0.0067223 | 0.0099042 | 0.013887 | 0.018869 | 0.025104
Scenario 2: High TRC | PG&E | Com | WaterHeat | Com - Other | Electric Demand (MW) | Fuel Substitution | 0 | 0 | 0 | 0 | 0 | 2.6564 | 6.0269 | 10.2185 | 15.3087 | 21.7493 | 29.9345 | 39.892 | 51.6461
Scenario 2: High TRC | PG&E | Com | WaterHeat | Com - Other | Electric Energy (GWh/year) | Energy Efficiency | -0.0011509 | -0.0023436 | -0.0034741 | -0.0043836 | -0.0048459 | 0.0035331 | 0.014052 | 0.027241 | 0.043741 | 0.064397 | 0.090249 | 0.12259 | 0.16307
Scenario 2: High TRC | PG&E | Com | WaterHeat | Com - Other | Electric Energy (GWh/year) | Fuel Substitution | -6.8677 | -15.3105 | -25.592 | -38.014 | -52.9166 | -34.9561 | -12.1678 | 16.1736 | 50.59 | 94.1383 | 149.4835 | 216.8124 | 296.2896
Scenario 2: High TRC | PG&E | Com | WaterHeat | Com - Other | Gas Energy (MMTherm/year) | Energy Efficiency | 0.25034 | 0.54388 | 0.8874 | 1.2662 | 1.5742 | 1.7984 | 2.0264 | 2.2617 | 2.278 | 2.4618 | 2.5783 | 2.6049 | 2.7288
Scenario 2: High TRC | PG&E | Com | WaterHeat | Com - Other | Gas Energy (MMTherm/year) | Fuel Substitution | 0.76623 | 1.7079 | 2.8547 | 4.241 | 5.9052 | 5.9052 | 5.9052 | 5.9052 | 5.9052 | 5.9052 | 5.9052 | 5.9052 | 5.9052
Scenario 2: High TRC | PG&E | Com | WaterHeat | Com - Refrig. Warehouse | Electric Demand (MW) | Energy Efficiency | 2.5367e-06 | 5.6735e-06 | 9.5894e-06 | 1.4518e-05 | 2.0762e-05 | 2.9938e-05 | 4.1538e-05 | 5.6197e-05 | 7.4688e-05 | 9.8008e-05 | 0.0001274 | 0.00016442 | 0.00021106
Scenario 2: High TRC | PG&E | Com | WaterHeat | Com - Refrig. Warehouse | Electric Demand (MW) | Fuel Substitution | 0 | 0 | 0 | 0 | 0 | 0.0038929 | 0.0088556 | 0.015062 | 0.022645 | 0.032387 | 0.044887 | 0.060213 | 0.078423
Scenario 2: High TRC | PG&E | Com | WaterHeat | Com - Refrig. Warehouse | Electric Energy (GWh/year) | Energy Efficiency | 2.9228e-05 | 6.5346e-05 | 0.00011041 | 0.00016713 | 0.000239 | 0.00034513 | 0.00047932 | 0.00064888 | 0.00086277 | 0.0011325 | 0.0014725 | 0.0019007 | 0.0024403
Scenario 2: High TRC | PG&E | Com | WaterHeat | Com - Refrig. Warehouse | Electric Energy (GWh/year) | Fuel Substitution | -0.017063 | -0.038163 | -0.064031 | -0.095514 | -0.13357 | -0.086843 | -0.027275 | 0.047224 | 0.13824 | 0.25518 | 0.40522 | 0.58919 | 0.80777
Scenario 2: High TRC | PG&E | Com | WaterHeat | Com - Refrig. Warehouse | Gas Energy (MMTherm/year) | Energy Efficiency | 0.00052473 | 0.0010754 | 0.0016527 | 0.0102 | 0.020689 | 0.040136 | 0.063239 | 0.082211 | 0.091103 | 0.10543 | 0.11814 | 0.12782 | 0.14359
Scenario 2: High TRC | PG&E | Com | WaterHeat | Com - Refrig. Warehouse | Gas Energy (MMTherm/year) | Fuel Substitution | 0.0020203 | 0.0045179 | 0.0075805 | 0.01131 | 0.015823 | 0.015823 | 0.015823 | 0.015823 | 0.015823 | 0.015823 | 0.015823 | 0.015823 | 0.015823
Scenario 2: High TRC | PG&E | Com | WaterHeat | Com - Restaurant | Electric Demand (MW) | Energy Efficiency | -0.00038318 | -0.00082049 | -0.001313 | -0.0018586 | -0.0024514 | -0.0021361 | -0.0017412 | -0.001247 | -0.00062917 | 0.00014338 | 0.0011089 | 0.0020905 | 0.0050279
Scenario 2: High TRC | PG&E | Com | WaterHeat | Com - Restaurant | Electric Demand (MW) | Fuel Substitution | 0 | 0 | 0 | 0 | 0 | 1.9612 | 4.44 | 7.5111 | 11.2274 | 15.9227 | 21.8685 | 28.3667 | 36.4775
Scenario 2: High TRC | PG&E | Com | WaterHeat | Com - Restaurant | Electric Energy (GWh/year) | Energy Efficiency | -0.0019581 | -0.004193 | -0.0067105 | -0.0094987 | -0.012529 | -0.010913 | -0.0088895 | -0.0063574 | -0.0031912 | 0.00076757 | 0.0057154 | 0.010745 | 0.025797
Scenario 2: High TRC | PG&E | Com | WaterHeat | Com - Restaurant | Electric Energy (GWh/year) | Fuel Substitution | -3.0576 | -6.8167 | -11.3861 | -16.889 | -23.462 | -12.998 | 0.22795 | 16.614 | 36.4435 | 61.4965 | 93.2232 | 127.8967 | 171.1758
Scenario 2: High TRC | PG&E | Com | WaterHeat | Com - Restaurant | Gas Energy (MMTherm/year) | Energy Efficiency | 0.048964 | 0.10195 | 0.15931 | 0.24712 | 0.34458 | 0.41831 | 0.47951 | 0.51765 | 0.52662 | 0.52957 | 0.47185 | 0.44996 | 0.45358
Scenario 2: High TRC | PG&E | Com | WaterHeat | Com - Restaurant | Gas Energy (MMTherm/year) | Fuel Substitution | 0.34908 | 0.77821 | 1.2999 | 1.9282 | 2.679 | 2.679 | 2.679 | 2.679 | 2.679 | 2.679 | 2.679 | 2.679 | 2.679
Scenario 2: High TRC | PG&E | Com | WaterHeat | Com - Retail | Electric Demand (MW) | Energy Efficiency | 0.0036516 | 0.0074114 | 0.007946 | 0.0076565 | 0.0071852 | 0.0098038 | 0.0093564 | 0.0087015 | 0.0058056 | 0.0032204 | 0.0010202 | 0.0013492 | 0.001762
Scenario 2: High TRC | PG&E | Com | WaterHeat | Com - Retail | Electric Demand (MW) | Fuel Substitution | 0 | 0 | 0 | 0 | 0 | 0.085646 | 0.1944 | 0.32977 | 0.49429 | 0.70542 | 0.97393 | 1.3007 | 1.6866
Scenario 2: High TRC | PG&E | Com | WaterHeat | Com - Retail | Electric Energy (GWh/year) | Energy Efficiency | 0.011582 | 0.023516 | 0.025238 | 0.024361 | 0.022967 | 0.031523 | 0.030431 | 0.028768 | 0.020106 | 0.012563 | 0.0064077 | 0.0084792 | 0.011078
Scenario 2: High TRC | PG&E | Com | WaterHeat | Com - Retail | Electric Energy (GWh/year) | Fuel Substitution | -0.17503 | -0.39031 | -0.65203 | -0.94082 | -1.2899 | -0.72773 | -0.013849 | 0.87477 | 1.9547 | 3.3407 | 5.1034 | 7.2487 | 9.7818
Scenario 2: High TRC | PG&E | Com | WaterHeat | Com - Retail | Gas Energy (MMTherm/year) | Energy Efficiency | 0.12362 | 0.27905 | 0.43024 | 0.6418 | 0.77822 | 0.92375 | 1.1171 | 1.2899 | 1.2934 | 1.4095 | 1.4668 | 1.4556 | 1.5192
Scenario 2: High TRC | PG&E | Com | WaterHeat | Com - Retail | Gas Energy (MMTherm/year) | Fuel Substitution | 0.018675 | 0.041643 | 0.069568 | 0.10038 | 0.13764 | 0.13764 | 0.13764 | 0.13764 | 0.13764 | 0.13764 | 0.13764 | 0.13764 | 0.13764
Scenario 2: High TRC | PG&E | Com | WaterHeat | Com - School | Electric Demand (MW) | Energy Efficiency | 2.0674e-06 | 3.1668e-06 | 3.7139e-06 | 2.0594e-06 | 1.2714e-06 | 9.3916e-07 | 6.1488e-07 | 0.00010506 | 0.00010449 | 0.00010392 | -1.442e-06 | -1.8494e-06 | -2.3624e-06
Scenario 2: High TRC | PG&E | Com | WaterHeat | Com - School | Electric Demand (MW) | Fuel Substitution | 0 | 0 | 0 | 0 | 0 | -0.00044006 | -0.00099435 | -0.0016791 | -0.0025058 | -0.0035804 | -0.0049427 | -0.0065962 | -0.0085435
Scenario 2: High TRC | PG&E | Com | WaterHeat | Com - School | Electric Energy (GWh/year) | Energy Efficiency | -0.0002083 | -0.00051755 | -0.00092721 | -0.0014364 | -0.0020195 | -0.0011881 | -0.00013958 | 0.0015149 | 0.0031802 | 0.0052785 | 0.0075889 | 0.01092 | 0.015113
Scenario 2: High TRC | PG&E | Com | WaterHeat | Com - School | Electric Energy (GWh/year) | Fuel Substitution | -1.1499 | -2.5643 | -4.2856 | -6.3619 | -8.8469 | -5.1164 | -0.41733 | 5.388 | 12.3974 | 21.5076 | 33.0583 | 47.0789 | 63.5912
Scenario 2: High TRC | PG&E | Com | WaterHeat | Com - School | Gas Energy (MMTherm/year) | Energy Efficiency | 0.17707 | 0.37481 | 0.58812 | 0.80805 | 0.88957 | 0.88723 | 0.84001 | 0.75654 | 0.62674 | 0.5107 | 0.40171 | 0.32124 | 0.2929
Scenario 2: High TRC | PG&E | Com | WaterHeat | Com - School | Gas Energy (MMTherm/year) | Fuel Substitution | 0.13033 | 0.29063 | 0.48573 | 0.72112 | 1.0029 | 1.0029 | 1.0029 | 1.0029 | 1.0029 | 1.0029 | 1.0029 | 1.0029 | 1.0029
Scenario 2: High TRC | PG&E | Com | WaterHeat | Com - Warehouse | Electric Demand (MW) | Energy Efficiency | 0.002409 | 0.0050439 | 0.0079102 | 0.008592 | 0.0092438 | 0.0098147 | 0.010254 | 0.010515 | 0.0070962 | 0.0035905 | 7.3622e-05 | 9.2715e-05 | 0.00011673
Scenario 2: High TRC | PG&E | Com | WaterHeat | Com - Warehouse | Electric Demand (MW) | Fuel Substitution | 0 | 0 | 0 | 0 | 0 | 0.0015523 | 0.003536 | 0.0060207 | 0.0090583 | 0.012995 | 0.018031 | 0.024189 | 0.031493
Scenario 2: High TRC | PG&E | Com | WaterHeat | Com - Warehouse | Electric Energy (GWh/year) | Energy Efficiency | 0.0077056 | 0.016136 | 0.025311 | 0.027574 | 0.029759 | 0.031682 | 0.033219 | 0.034227 | 0.023615 | 0.012787 | 0.0019987 | 0.0025128 | 0.0031594
Scenario 2: High TRC | PG&E | Com | WaterHeat | Com - Warehouse | Electric Energy (GWh/year) | Fuel Substitution | -0.017959 | -0.040374 | -0.068036 | -0.10186 | -0.1429 | -0.099373 | -0.043748 | 0.025924 | 0.1111 | 0.22151 | 0.36271 | 0.5354 | 0.74021
Scenario 2: High TRC | PG&E | Com | WaterHeat | Com - Warehouse | Gas Energy (MMTherm/year) | Energy Efficiency | 0.090915 | 0.20384 | 0.34294 | 0.50666 | 0.62087 | 0.74705 | 0.88414 | 1.0252 | 1.0342 | 1.148 | 1.2259 | 1.2582 | 1.3507
Scenario 2: High TRC | PG&E | Com | WaterHeat | Com - Warehouse | Gas Energy (MMTherm/year) | Fuel Substitution | 0.00205 | 0.0046058 | 0.0077585 | 0.011614 | 0.016294 | 0.016294 | 0.016294 | 0.016294 | 0.016294 | 0.016294 | 0.016294 | 0.016294 | 0.016294
Scenario 2: High TRC | PG&E | Com | WholeBlg | Com - College | Electric Demand (MW) | Energy Efficiency | 0.046592 | 0.094074 | 0.14235 | 0.19155 | 0.24179 | 0.29275 | 0.34519 | 0.39926 | 0.44927 | 0.46381 | 0.47628 | 0.48868 | 0.50207
Scenario 2: High TRC | PG&E | Com | WholeBlg | Com - College | Electric Energy (GWh/year) | Energy Efficiency | 0.4246 | 0.85732 | 1.2973 | 1.7456 | 2.2035 | 2.6681 | 3.1463 | 3.6394 | 4.0953 | 4.2277 | 4.3549 | 4.4819 | 4.6184
Scenario 2: High TRC | PG&E | Com | WholeBlg | Com - College | Gas Energy (MMTherm/year) | Energy Efficiency | 0.0074759 | 0.014888 | 0.022211 | 0.029211 | 0.035185 | 0.034759 | 0.034289 | 0.033796 | 0.033289 | 0.032794 | 0.032556 | 0.032345 | 0.03228
Scenario 2: High TRC | PG&E | Com | WholeBlg | Com - Grocery | Electric Demand (MW) | Energy Efficiency | 0.41062 | 0.83225 | 1.2645 | 1.7089 | 2.167 | 2.6358 | 3.1202 | 3.6361 | 4.1214 | 4.2979 | 4.4542 | 4.6124 | 4.7665
Scenario 2: High TRC | PG&E | Com | WholeBlg | Com - Grocery | Electric Energy (GWh/year) | Energy Efficiency | 3.7421 | 7.5844 | 11.5236 | 15.5735 | 19.7483 | 24.0225 | 28.4397 | 33.1433 | 37.5676 | 39.1757 | 40.5997 | 42.0418 | 43.4466
Scenario 2: High TRC | PG&E | Com | WholeBlg | Com - Grocery | Gas Energy (MMTherm/year) | Energy Efficiency | 0.0062871 | 0.012605 | 0.018937 | 0.02509 | 0.030475 | 0.030553 | 0.030604 | 0.030644 | 0.03068 | 0.030723 | 0.030807 | 0.030921 | 0.03106
Scenario 2: High TRC | PG&E | Com | WholeBlg | Com - Health | Electric Demand (MW) | Energy Efficiency | 0.45365 | 0.92124 | 1.4021 | 1.8979 | 2.4104 | 2.9361 | 3.4812 | 4.0519 | 4.59 | 4.79 | 4.967 | 5.1456 | 5.3218
Scenario 2: High TRC | PG&E | Com | WholeBlg | Com - Health | Electric Energy (GWh/year) | Energy Efficiency | 4.1342 | 8.3954 | 12.7777 | 17.296 | 21.9661 | 26.7597 | 31.7303 | 36.9332 | 41.8396 | 43.6611 | 45.2746 | 46.9027 | 48.5083
Scenario 2: High TRC | PG&E | Com | WholeBlg | Com - Health | Gas Energy (MMTherm/year) | Energy Efficiency | 0.02402 | 0.048441 | 0.073201 | 0.097574 | 0.1193 | 0.12097 | 0.1225 | 0.12397 | 0.12541 | 0.12682 | 0.12838 | 0.13008 | 0.13165
Scenario 2: High TRC | PG&E | Com | WholeBlg | Com - Lodging | Electric Demand (MW) | Energy Efficiency | 0.059227 | 0.12012 | 0.18259 | 0.24682 | 0.31306 | 0.38092 | 0.45121 | 0.52367 | 0.59182 | 0.61559 | 0.63647 | 0.65771 | 0.6786
Scenario 2: High TRC | PG&E | Com | WholeBlg | Com - Lodging | Electric Energy (GWh/year) | Energy Efficiency | 0.53975 | 1.0947 | 1.6639 | 2.2493 | 2.853 | 3.4717 | 4.1127 | 4.7733 | 5.3946 | 5.6111 | 5.8014 | 5.995 | 6.1855
Scenario 2: High TRC | PG&E | Com | WholeBlg | Com - Lodging | Gas Energy (MMTherm/year) | Energy Efficiency | 0.008521 | 0.017052 | 0.025571 | 0.033822 | 0.04101 | 0.040991 | 0.040946 | 0.040898 | 0.040859 | 0.040851 | 0.040914 | 0.041039 | 0.04122
Scenario 2: High TRC | PG&E | Com | WholeBlg | Com - Office (Large) | Electric Demand (MW) | Energy Efficiency | 0.64263 | 1.3019 | 1.9764 | 2.6681 | 3.3792 | 4.1054 | 4.8565 | 5.6133 | 6.3205 | 6.5423 | 6.7312 | 6.9228 | 7.1175
Scenario 2: High TRC | PG&E | Com | WholeBlg | Com - Office (Large) | Electric Energy (GWh/year) | Energy Efficiency | 5.8564 | 11.8642 | 18.0115 | 24.3146 | 30.795 | 37.4173 | 44.2656 | 51.1665 | 57.6131 | 59.6334 | 61.3552 | 63.1019 | 64.8765
Scenario 2: High TRC | PG&E | Com | WholeBlg | Com - Office (Large) | Gas Energy (MMTherm/year) | Energy Efficiency | 0.025769 | 0.05174 | 0.077841 | 0.10328 | 0.12565 | 0.12633 | 0.12693 | 0.12749 | 0.12806 | 0.12887 | 0.12985 | 0.13094 | 0.13202
Scenario 2: High TRC | PG&E | Com | WholeBlg | Com - Office (Small) | Electric Demand (MW) | Energy Efficiency | 0.11595 | 0.23502 | 0.35708 | 0.4825 | 0.61174 | 0.74396 | 0.88078 | 1.0263 | 1.1632 | 1.2129 | 1.2568 | 1.3012 | 1.3456
Scenario 2: High TRC | PG&E | Com | WholeBlg | Com - Office (Small) | Electric Energy (GWh/year) | Energy Efficiency | 1.0567 | 2.1418 | 3.2541 | 4.3971 | 5.5749 | 6.7805 | 8.028 | 9.3552 | 10.6029 | 11.0557 | 11.4557 | 11.8604 | 12.2649
Scenario 2: High TRC | PG&E | Com | WholeBlg | Com - Office (Small) | Gas Energy (MMTherm/year) | Energy Efficiency | 0.00384 | 0.007725 | 0.011646 | 0.015486 | 0.018886 | 0.019067 | 0.019233 | 0.019393 | 0.019553 | 0.01971 | 0.019897 | 0.020108 | 0.020308
Scenario 2: High TRC | PG&E | Com | WholeBlg | Com - Other | Electric Demand (MW) | Energy Efficiency | 0.4569 | 0.95091 | 1.4798 | 2.0406 | 2.6398 | 3.2834 | 3.9715 | 4.6783 | 5.3671 | 5.7285 | 6.061 | 6.389 | 6.704
Scenario 2: High TRC | PG&E | Com | WholeBlg | Com - Other | Electric Energy (GWh/year) | Energy Efficiency | 4.1638 | 8.6658 | 13.4858 | 18.5962 | 24.0573 | 29.9247 | 36.1987 | 42.6426 | 48.9218 | 52.2153 | 55.2462 | 58.236 | 61.107
Scenario 2: High TRC | PG&E | Com | WholeBlg | Com - Other | Gas Energy (MMTherm/year) | Energy Efficiency | 0.044658 | 0.089772 | 0.13523 | 0.17967 | 0.21891 | 0.2206 | 0.22205 | 0.22338 | 0.22466 | 0.22595 | 0.22755 | 0.22943 | 0.23134
Scenario 2: High TRC | PG&E | Com | WholeBlg | Com - Refrig. Warehouse | Electric Demand (MW) | Energy Efficiency | 0.061301 | 0.12505 | 0.19126 | 0.26018 | 0.33207 | 0.40638 | 0.48386 | 0.56908 | 0.65083 | 0.68743 | 0.72143 | 0.75606 | 0.78881
Scenario 2: High TRC | PG&E | Com | WholeBlg | Com - Refrig. Warehouse | Electric Energy (GWh/year) | Energy Efficiency | 0.55865 | 1.1396 | 1.743 | 2.3711 | 3.0262 | 3.7038 | 4.4102 | 5.1872 | 5.9325 | 6.2659 | 6.5758 | 6.8915 | 7.1901
Scenario 2: High TRC | PG&E | Com | WholeBlg | Com - Refrig. Warehouse | Gas Energy (MMTherm/year) | Energy Efficiency | 0.00025113 | 0.00050812 | 0.00077041 | 0.0010305 | 0.0012646 | 0.0012905 | 0.0013151 | 0.0013391 | 0.0013628 | 0.0013861 | 0.0014115 | 0.0014387 | 0.001463
Scenario 2: High TRC | PG&E | Com | WholeBlg | Com - Restaurant | Electric Demand (MW) | Energy Efficiency | 0.15489 | 0.31349 | 0.47564 | 0.64178 | 0.81253 | 0.98671 | 1.1662 | 1.3525 | 1.5267 | 1.5848 | 1.635 | 1.6844 | 1.7453
Scenario 2: High TRC | PG&E | Com | WholeBlg | Com - Restaurant | Electric Energy (GWh/year) | Energy Efficiency | 1.4185 | 2.8714 | 4.3573 | 5.8803 | 7.446 | 9.0446 | 10.6924 | 12.4032 | 14.0033 | 14.5465 | 15.0178 | 15.4686 | 16.1927
Scenario 2: High TRC | PG&E | Com | WholeBlg | Com - Restaurant | Gas Energy (MMTherm/year) | Energy Efficiency | 0.014659 | 0.029528 | 0.044569 | 0.059336 | 0.072442 | 0.073193 | 0.073834 | 0.074408 | 0.074939 | 0.075414 | 0.075982 | 0.076788 | 0.075703
Scenario 2: High TRC | PG&E | Com | WholeBlg | Com - Retail | Electric Demand (MW) | Energy Efficiency | 0.23434 | 0.47273 | 0.71474 | 0.96145 | 1.2083 | 1.4629 | 1.7243 | 1.9967 | 2.2485 | 2.3207 | 2.3798 | 2.439 | 2.5018
Scenario 2: High TRC | PG&E | Com | WholeBlg | Com - Retail | Electric Energy (GWh/year) | Energy Efficiency | 2.1955 | 4.4346 | 6.7143 | 8.9626 | 12.0298 | 14.4434 | 16.928 | 19.5213 | 21.9345 | 22.7172 | 23.3903 | 24.0732 | 24.7975
Scenario 2: High TRC | PG&E | Com | WholeBlg | Com - Retail | Gas Energy (MMTherm/year) | Energy Efficiency | 0.0062528 | 0.012563 | 0.018922 | 0.024588 | 0.035133 | 0.035764 | 0.036432 | 0.037151 | 0.037925 | 0.03878 | 0.039734 | 0.040781 | 0.04192
Scenario 2: High TRC | PG&E | Com | WholeBlg | Com - School | Electric Demand (MW) | Energy Efficiency | 0.073245 | 0.14828 | 0.22503 | 0.30368 | 0.3845 | 0.46709 | 0.55259 | 0.64294 | 0.72773 | 0.75738 | 0.78341 | 0.80986 | 0.83707
Scenario 2: High TRC | PG&E | Com | WholeBlg | Com - School | Electric Energy (GWh/year) | Energy Efficiency | 0.6675 | 1.3513 | 2.0507 | 2.7675 | 3.5041 | 4.2571 | 5.0367 | 5.8605 | 6.6335 | 6.9035 | 7.1408 | 7.3819 | 7.6299
Scenario 2: High TRC | PG&E | Com | WholeBlg | Com - School | Gas Energy (MMTherm/year) | Energy Efficiency | 0.018048 | 0.036005 | 0.053811 | 0.070907 | 0.085596 | 0.0849 | 0.084114 | 0.083281 | 0.082423 | 0.081613 | 0.080885 | 0.08022 | 0.079805
Scenario 2: High TRC | PG&E | Com | WholeBlg | Com - Warehouse | Electric Demand (MW) | Energy Efficiency | 0.26675 | 0.54303 | 0.82873 | 1.1248 | 1.4325 | 1.7499 | 2.0805 | 2.4484 | 2.8003 | 2.9554 | 3.0993 | 3.2462 | 3.3885
Scenario 2: High TRC | PG&E | Com | WholeBlg | Com - Warehouse | Electric Energy (GWh/year) | Energy Efficiency | 2.4309 | 4.9487 | 7.5524 | 10.2505 | 13.0543 | 15.9488 | 18.9631 | 22.3169 | 25.5251 | 26.9383 | 28.2503 | 29.589 | 30.8859
Scenario 2: High TRC | PG&E | Com | WholeBlg | Com - Warehouse | Gas Energy (MMTherm/year) | Energy Efficiency | 0.003993 | 0.0080279 | 0.012094 | 0.016069 | 0.019578 | 0.019737 | 0.019883 | 0.020023 | 0.020163 | 0.020318 | 0.0205 | 0.020702 | 0.020892
Scenario 2: High TRC | PG&E | Ind | WholeBlg | Ind - All Other Industrial | Electric Demand (MW) | Energy Efficiency | 0.067562 | 0.13554 | 0.20359 | 0.27179 | 0.33995 | 0.35258 | 0.36491 | 0.37733 | 0.38963 | 0.40207 | 0.41438 | 0.42416 | 0.42452
Scenario 2: High TRC | PG&E | Ind | WholeBlg | Ind - All Other Industrial | Electric Energy (GWh/year) | Energy Efficiency | 0.49523 | 0.99347 | 1.4923 | 1.9921 | 2.4917 | 2.5973 | 2.7008 | 2.8049 | 2.9082 | 3.0124 | 3.1158 | 3.1978 | 3.2005
Scenario 2: High TRC | PG&E | Ind | WholeBlg | Ind - All Other Industrial | Gas Energy (MMTherm/year) | Energy Efficiency | 0.027599 | 0.055261 | 0.082958 | 0.11068 | 0.13841 | 0.15952 | 0.18059 | 0.20163 | 0.22266 | 0.24368 | 0.26473 | 0.28129 | 0.2814
Scenario 2: High TRC | PG&E | Ind | WholeBlg | Ind - Chemicals | Electric Demand (MW) | Energy Efficiency | 0.28191 | 0.56798 | 0.85667 | 1.148 | 1.4411 | 1.5041 | 1.5653 | 1.6261 | 1.6858 | 1.7458 | 1.8048 | 1.8532 | 1.862
Scenario 2: High TRC | PG&E | Ind | WholeBlg | Ind - Chemicals | Electric Energy (GWh/year) | Energy Efficiency | 2.0664 | 4.1633 | 6.2793 | 8.4146 | 10.5628 | 11.0792 | 11.5823 | 12.0835 | 12.5776 | 13.0731 | 13.5628 | 13.9626 | 14.0297
Scenario 2: High TRC | PG&E | Ind | WholeBlg | Ind - Chemicals | Gas Energy (MMTherm/year) | Energy Efficiency | 0.92088 | 1.8463 | 2.7754 | 3.7074 | 4.6419 | 5.3573 | 6.0718 | 6.7853 | 7.4979 | 8.2098 | 8.9212 | 9.4812 | 9.49
Scenario 2: High TRC | PG&E | Ind | WholeBlg | Ind - Electronics | Electric Demand (MW) | Energy Efficiency | 0.54716 | 1.0998 | 1.6554 | 2.2142 | 2.7749 | 2.8879 | 2.9989 | 3.1109 | 3.2221 | 3.3347 | 3.4463 | 3.5373 | 3.5518
Scenario 2: High TRC | PG&E | Ind | WholeBlg | Ind - Electronics | Electric Energy (GWh/year) | Energy Efficiency | 4.0107 | 8.0615 | 12.1337 | 16.2297 | 20.339 | 21.2731 | 22.1926 | 23.1203 | 24.0431 | 24.9759 | 25.9021 | 26.6554 | 26.7645
Scenario 2: High TRC | PG&E | Ind | WholeBlg | Ind - Electronics | Gas Energy (MMTherm/year) | Energy Efficiency | 0.11882 | 0.23788 | 0.35714 | 0.47655 | 0.59608 | 0.68724 | 0.77835 | 0.86943 | 0.96047 | 1.0515 | 1.1425 | 1.214 | 1.2145
Scenario 2: High TRC | PG&E | Ind | WholeBlg | Ind - Fabricated Metals | Electric Demand (MW) | Energy Efficiency | 0.10767 | 0.21695 | 0.32728 | 0.43836 | 0.54975 | 0.57283 | 0.59472 | 0.61603 | 0.63671 | 0.65731 | 0.67751 | 0.69354 | 0.69432
Scenario 2: High TRC | PG&E | Ind | WholeBlg | Ind - Fabricated Metals | Electric Energy (GWh/year) | Energy Efficiency | 0.78924 | 1.5903 | 2.3989 | 3.2131 | 4.0295 | 4.2195 | 4.4009 | 4.5783 | 4.7512 | 4.9236 | 5.0931 | 5.2276 | 5.234
Scenario 2: High TRC | PG&E | Ind | WholeBlg | Ind - Fabricated Metals | Gas Energy (MMTherm/year) | Energy Efficiency | 0.064759 | 0.13026 | 0.19643 | 0.26299 | 0.32979 | 0.38115 | 0.4323 | 0.48322 | 0.53398 | 0.58463 | 0.63519 | 0.67505 | 0.676
Scenario 2: High TRC | PG&E | Ind | WholeBlg | Ind - Food | Electric Demand (MW) | Energy Efficiency | 0.65948 | 1.323 | 1.9873 | 2.6528 | 3.3176 | 3.4401 | 3.5593 | 3.6791 | 3.7972 | 3.9163 | 4.0337 | 4.1258 | 4.1251
Scenario 2: High TRC | PG&E | Ind | WholeBlg | Ind - Food | Electric Energy (GWh/year) | Energy Efficiency | 4.834 | 9.6975 | 14.5666 | 19.4443 | 24.3172 | 25.342 | 26.3436 | 27.3489 | 28.3429 | 29.3437 | 30.3319 | 31.107 | 31.1024
Scenario 2: High TRC | PG&E | Ind | WholeBlg | Ind - Food | Gas Energy (MMTherm/year) | Energy Efficiency | 1.7476 | 3.4976 | 5.2483 | 6.9982 | 8.7461 | 10.0726 | 11.3946 | 12.7121 | 14.0255 | 15.3353 | 16.6415 | 17.6577 | 17.6261
Scenario 2: High TRC | PG&E | Ind | WholeBlg | Ind - Industrial Machinery | Electric Demand (MW) | Energy Efficiency | 0.097289 | 0.19607 | 0.29589 | 0.39642 | 0.49718 | 0.51813 | 0.53805 | 0.55747 | 0.57641 | 0.59545 | 0.61426 | 0.62934 | 0.63069
Scenario 2: High TRC | PG&E | Ind | WholeBlg | Ind - Industrial Machinery | Electric Energy (GWh/year) | Energy Efficiency | 0.71313 | 1.4372 | 2.1688 | 2.9057 | 3.6442 | 3.8165 | 3.9815 | 4.143 | 4.3012 | 4.4601 | 4.6174 | 4.7433 | 4.7538
Scenario 2: High TRC | PG&E | Ind | WholeBlg | Ind - Industrial Machinery | Gas Energy (MMTherm/year) | Energy Efficiency | 0.032913 | 0.066383 | 0.1004 | 0.13474 | 0.16926 | 0.19599 | 0.22266 | 0.24926 | 0.27585 | 0.30247 | 0.32914 | 0.35044 | 0.352
Scenario 2: High TRC | PG&E | Ind | WholeBlg | Ind - Lumber & Furniture | Electric Demand (MW) | Energy Efficiency | 0.082926 | 0.16622 | 0.24951 | 0.33289 | 0.41614 | 0.43116 | 0.44583 | 0.4606 | 0.47518 | 0.48986 | 0.50431 | 0.51557 | 0.51519
Scenario 2: High TRC | PG&E | Ind | WholeBlg | Ind - Lumber & Furniture | Electric Energy (GWh/year) | Energy Efficiency | 0.60785 | 1.2184 | 1.8289 | 2.44 | 3.0502 | 3.1763 | 3.2998 | 3.4241 | 3.547 | 3.6706 | 3.7925 | 3.8876 | 3.8848
Scenario 2: High TRC | PG&E | Ind | WholeBlg | Ind - Lumber & Furniture | Gas Energy (MMTherm/year) | Energy Efficiency | 0.01824 | 0.036527 | 0.054841 | 0.073178 | 0.091529 | 0.10549 | 0.11937 | 0.1332 | 0.14697 | 0.16071 | 0.17441 | 0.18512 | 0.1849
Scenario 2: High TRC | PG&E | Ind | WholeBlg | Ind - Paper | Electric Demand (MW) | Energy Efficiency | 0.036398 | 0.072932 | 0.10948 | 0.14611 | 0.18276 | 0.18948 | 0.19612 | 0.2029 | 0.20971 | 0.21674 | 0.22391 | 0.22994 | 0.23107
Scenario 2: High TRC | PG&E | Ind | WholeBlg | Ind - Paper | Electric Energy (GWh/year) | Energy Efficiency | 0.2668 | 0.53459 | 0.80245 | 1.071 | 1.3395 | 1.3958 | 1.4515 | 1.5083 | 1.5653 | 1.6238 | 1.6834 | 1.7331 | 1.7415
Scenario 2: High TRC | PG&E | Ind | WholeBlg | Ind - Paper | Gas Energy (MMTherm/year) | Energy Efficiency | 0.061175 | 0.12262 | 0.18438 | 0.24647 | 0.30883 | 0.35673 | 0.4047 | 0.45279 | 0.50106 | 0.54957 | 0.5984 | 0.63757 | 0.64052
Scenario 2: High TRC | PG&E | Ind | WholeBlg | Ind - Petroleum | Electric Demand (MW) | Energy Efficiency | 0.52269 | 1.0474 | 1.5719 | 2.0967 | 2.6206 | 2.7143 | 2.806 | 2.8984 | 2.9898 | 3.0819 | 3.1726 | 3.243 | 3.24
Scenario 2: High TRC | PG&E | Ind | WholeBlg | Ind - Petroleum | Electric Energy (GWh/year) | Energy Efficiency | 3.8313 | 7.6774 | 11.5218 | 15.3685 | 19.2082 | 19.9954 | 20.7685 | 21.5472 | 22.318 | 23.0939 | 23.8588 | 24.454 | 24.4312
Scenario 2: High TRC | PG&E | Ind | WholeBlg | Ind - Petroleum | Gas Energy (MMTherm/year) | Energy Efficiency | 2.6217 | 5.2459 | 7.872 | 10.4992 | 13.1257 | 15.1202 | 17.1075 | 19.0866 | 21.0583 | 23.0232 | 24.9811 | 26.5023 | 26.4503
Scenario 2: High TRC | PG&E | Ind | WholeBlg | Ind - Plastics | Electric Demand (MW) | Energy Efficiency | 0.10169 | 0.20416 | 0.30694 | 0.4101 | 0.51337 | 0.53322 | 0.55258 | 0.57199 | 0.59111 | 0.61032 | 0.62919 | 0.64413 | 0.64477
Scenario 2: High TRC | PG&E | Ind | WholeBlg | Ind - Plastics | Electric Energy (GWh/year) | Energy Efficiency | 0.74539 | 1.4965 | 2.2499 | 3.006 | 3.7629 | 3.9279 | 4.0896 | 4.2516 | 4.4116 | 4.5722 | 4.7304 | 4.8556 | 4.8606
Scenario 2: High TRC | PG&E | Ind | WholeBlg | Ind - Plastics | Gas Energy (MMTherm/year) | Energy Efficiency | 0.024031 | 0.049416 | 0.076087 | 0.10395 | 0.13296 | 0.15724 | 0.18202 | 0.20715 | 0.23269 | 0.25866 | 0.28511 | 0.3081 | 0.31701
Scenario 2: High TRC | PG&E | Ind | WholeBlg | Ind - Primary Metals | Electric Demand (MW) | Energy Efficiency | 0.057611 | 0.11634 | 0.17592 | 0.23631 | 0.29724 | 0.31135 | 0.32509 | 0.33881 | 0.35236 | 0.36605 | 0.37966 | 0.39111 | 0.39445
Scenario 2: High TRC | PG&E | Ind | WholeBlg | Ind - Primary Metals | Electric Energy (GWh/year) | Energy Efficiency | 0.42229 | 0.85277 | 1.2895 | 1.7321 | 2.1787 | 2.2932 | 2.4053 | 2.5172 | 2.6282 | 2.7402 | 2.8518 | 2.9452 | 2.9706
Scenario 2: High TRC | PG&E | Ind | WholeBlg | Ind - Primary Metals | Gas Energy (MMTherm/year) | Energy Efficiency | 0.091853 | 0.18399 | 0.27639 | 0.36897 | 0.46166 | 0.5324 | 0.60307 | 0.67366 | 0.74419 | 0.81467 | 0.88508 | 0.94037 | 0.9407
Scenario 2: High TRC | PG&E | Ind | WholeBlg | Ind - Printing & Publishing | Electric Demand (MW) | Energy Efficiency | 0.058941 | 0.11812 | 0.17728 | 0.23648 | 0.29557 | 0.30614 | 0.31645 | 0.32684 | 0.3371 | 0.34744 | 0.35764 | 0.36558 | 0.36524
Scenario 2: High TRC | PG&E | Ind | WholeBlg | Ind - Printing & Publishing | Electric Energy (GWh/year) | Energy Efficiency | 0.43204 | 0.86581 | 1.2994 | 1.7334 | 2.1665 | 2.2552 | 2.3422 | 2.4298 | 2.5163 | 2.6035 | 2.6896 | 2.7567 | 2.7541
Scenario 2: High TRC | PG&E | Ind | WholeBlg | Ind - Printing & Publishing | Gas Energy (MMTherm/year) | Energy Efficiency | 0.019147 | 0.038385 | 0.057702 | 0.077091 | 0.096523 | 0.11137 | 0.12618 | 0.14096 | 0.15574 | 0.17051 | 0.18529 | 0.19695 | 0.19717
Scenario 2: High TRC | PG&E | Ind | WholeBlg | Ind - Stone-Glass-Clay | Electric Demand (MW) | Energy Efficiency | 0.18882 | 0.38081 | 0.57466 | 0.77024 | 0.9669 | 1.0093 | 1.05 | 1.0902 | 1.1296 | 1.1691 | 1.2079 | 1.2397 | 1.245
Scenario 2: High TRC | PG&E | Ind | WholeBlg | Ind - Stone-Glass-Clay | Electric Energy (GWh/year) | Energy Efficiency | 1.3841 | 2.7913 | 4.2122 | 5.6457 | 7.0871 | 7.4344 | 7.7693 | 8.1015 | 8.428 | 8.7548 | 9.0778 | 9.3411 | 9.3816
Scenario 2: High TRC | PG&E | Ind | WholeBlg | Ind - Stone-Glass-Clay | Gas Energy (MMTherm/year) | Energy Efficiency | 0.73384 | 1.4763 | 2.2255 | 2.98 | 3.7392 | 4.326 | 4.913 | 5.5003 | 6.088 | 6.6763 | 7.2655 | 7.7356 | 7.7672
Scenario 2: High TRC | PG&E | Ind | WholeBlg | Ind - Textiles | Electric Demand (MW) | Energy Efficiency | 0.0038965 | 0.0078097 | 0.01172 | 0.015619 | 0.019491 | 0.020132 | 0.020731 | 0.021312 | 0.021872 | 0.022433 | 0.022984 | 0.023389 | 0.02325
Scenario 2: High TRC | PG&E | Ind | WholeBlg | Ind - Textiles | Electric Energy (GWh/year) | Energy Efficiency | 0.028562 | 0.057244 | 0.085903 | 0.11448 | 0.14287 | 0.14831 | 0.15346 | 0.15847 | 0.16332 | 0.16818 | 0.17296 | 0.17649 | 0.17546
Scenario 2: High TRC | PG&E | Ind | WholeBlg | Ind - Textiles | Gas Energy (MMTherm/year) | Energy Efficiency | 0.0023595 | 0.0047167 | 0.0070715 | 0.0094215 | 0.011765 | 0.013536 | 0.015298 | 0.017051 | 0.018795 | 0.020532 | 0.02226 | 0.023596 | 0.023515
Scenario 2: High TRC | PG&E | Ind | WholeBlg | Ind - Transportation Equipment | Electric Demand (MW) | Energy Efficiency | 0.095686 | 0.19253 | 0.29062 | 0.38951 | 0.48864 | 0.5093 | 0.52935 | 0.54898 | 0.56836 | 0.58816 | 0.60804 | 0.62436 | 0.62715
Scenario 2: High TRC | PG&E | Ind | WholeBlg | Ind - Transportation Equipment | Electric Energy (GWh/year) | Energy Efficiency | 0.70138 | 1.4112 | 2.1302 | 2.855 | 3.5816 | 3.7514 | 3.9171 | 4.0798 | 4.2409 | 4.405 | 4.5699 | 4.7046 | 4.7258
Scenario 2: High TRC | PG&E | Ind | WholeBlg | Ind - Transportation Equipment | Gas Energy (MMTherm/year) | Energy Efficiency | 0.067362 | 0.13453 | 0.20151 | 0.2683 | 0.33486 | 0.38508 | 0.43508 | 0.48487 | 0.53444 | 0.5838 | 0.63294 | 0.67083 | 0.66833
Scenario 2: High TRC | PG&E | Res | AppPlug | Res - Multi Family | Electric Demand (MW) | Energy Efficiency | 0 | 0 | 0 | 0 | 0 | 0 | 0.005875 | 0.012341 | 0.018825 | 0.025325 | 0.031845 | 0.038389 | 0.044956
Scenario 2: High TRC | PG&E | Res | AppPlug | Res - Multi Family | Electric Energy (GWh/year) | Energy Efficiency | 0 | 0 | 0 | 0 | 0 | 0 | 0.036883 | 0.077473 | 0.11818 | 0.15899 | 0.19992 | 0.241 | 0.28223
Scenario 2: High TRC | PG&E | Res | AppPlug | Res - Multi Family | Electric Energy (GWh/year) | Fuel Substitution | -9.3345e-06 | -1.9543e-05 | -3.0649e-05 | -4.2668e-05 | -5.5612e-05 | -5.5612e-05 | -5.5612e-05 | -5.5612e-05 | -5.5612e-05 | -5.5612e-05 | -5.5612e-05 | -5.5612e-05 | -5.5612e-05
Scenario 2: High TRC | PG&E | Res | AppPlug | Res - Multi Family | Gas Energy (MMTherm/year) | Energy Efficiency | 0 | 0 | 0 | 0 | 0 | 0 | 0.0042243 | 0.0088731 | 0.013535 | 0.018209 | 0.022898 | 0.027603 | 0.032324
Scenario 2: High TRC | PG&E | Res | AppPlug | Res - Multi Family | Gas Energy (MMTherm/year) | Fuel Substitution | 1.9007e-06 | 3.9794e-06 | 6.2408e-06 | 8.6882e-06 | 1.1324e-05 | 1.1324e-05 | 1.1324e-05 | 1.1324e-05 | 1.1324e-05 | 1.1324e-05 | 1.1324e-05 | 1.1324e-05 | 1.1324e-05
Scenario 2: High TRC | PG&E | Res | AppPlug | Res - Single Family | Electric Energy (GWh/year) | Fuel Substitution | -5.3844e-05 | -0.00011244 | -0.00017584 | -0.00024411 | -0.00031728 | -0.00031728 | -0.00031728 | -0.00031728 | -0.00031728 | -0.00031728 | -0.00031728 | -0.00031728 | -0.00031728
Scenario 2: High TRC | PG&E | Res | AppPlug | Res - Single Family | Gas Energy (MMTherm/year) | Energy Efficiency | 0 | 0 | 1.5449e-05 | 3.9544e-05 | 6.5624e-05 | 6.5624e-05 | 6.5624e-05 | 6.5624e-05 | 6.5624e-05 | 6.5624e-05 | 6.5624e-05 | 6.5624e-05 | 6.5624e-05
Scenario 2: High TRC | PG&E | Res | AppPlug | Res - Single Family | Gas Energy (MMTherm/year) | Fuel Substitution | 1.0982e-05 | 2.2934e-05 | 3.5867e-05 | 4.979e-05 | 6.4716e-05 | 6.4716e-05 | 6.4716e-05 | 6.4716e-05 | 6.4716e-05 | 6.4716e-05 | 6.4716e-05 | 6.4716e-05 | 6.4716e-05
Scenario 2: High TRC | PG&E | Res | BROs | Income Qualified - Multi Family IQ | Electric Demand (MW) | Energy Efficiency | 1.623 | 1.6709 | 1.7214 | 1.7831 | 1.8478 | 1.9187 | 1.982 | 2.0541 | 2.1245 | 2.1955 | 2.2587 | 1.8609 | 1.8945
Scenario 2: High TRC | PG&E | Res | BROs | Income Qualified - Multi Family IQ | Electric Energy (GWh/year) | Energy Efficiency | 10.6811 | 10.9986 | 11.335 | 11.7479 | 12.1836 | 12.6629 | 13.0969 | 13.5941 | 14.086 | 14.5894 | 15.0493 | 13.6623 | 14.0609
Scenario 2: High TRC | PG&E | Res | BROs | Income Qualified - Multi Family IQ | Gas Energy (MMTherm/year) | Energy Efficiency | 0.33747 | 0.3416 | 0.34653 | 0.35218 | 0.35848 | 0.36518 | 0.37096 | 0.37786 | 0.38531 | 0.3932 | 0.40185 | 0.37716 | 0.38512
Scenario 2: High TRC | PG&E | Res | BROs | Income Qualified - Single Family IQ | Electric Demand (MW) | Energy Efficiency | 6.1031 | 6.2502 | 6.4032 | 6.6001 | 6.8056 | 7.0298 | 7.2345 | 7.464 | 7.6846 | 7.9 | 8.0855 | 6.766 | 6.8634
Scenario 2: High TRC | PG&E | Res | BROs | Income Qualified - Single Family IQ | Electric Energy (GWh/year) | Energy Efficiency | 40.3232 | 41.3154 | 42.3541 | 43.6939 | 45.1022 | 46.649 | 48.0842 | 49.705 | 51.2902 | 52.8685 | 54.2785 | 49.6746 | 50.9392
Scenario 2: High TRC | PG&E | Res | BROs | Income Qualified - Single Family IQ | Gas Energy (MMTherm/year) | Energy Efficiency | 1.1712 | 1.1841 | 1.1994 | 1.2169 | 1.2365 | 1.2571 | 1.2757 | 1.2974 | 1.3208 | 1.3447 | 1.371 | 1.2945 | 1.3191
Scenario 2: High TRC | PG&E | Res | BROs | Res - Multi Family | Electric Demand (MW) | Energy Efficiency | 14.4651 | 14.8265 | 15.2033 | 15.6855 | 16.1896 | 16.74 | 17.2452 | 17.8118 | 18.3592 | 18.8969 | 19.3653 | 19.9455 | 20.5435
Scenario 2: High TRC | PG&E | Res | BROs | Res - Multi Family | Electric Energy (GWh/year) | Energy Efficiency | 95.1952 | 97.5953 | 100.1119 | 103.3436 | 106.7446 | 110.4812 | 113.9553 | 117.88 | 121.7288 | 125.5728 | 129.0254 | 133.3031 | 137.7944
Scenario 2: High TRC | PG&E | Res | BROs | Res - Multi Family | Gas Energy (MMTherm/year) | Energy Efficiency | 4.0162 | 4.0618 | 4.1158 | 4.1776 | 4.2467 | 4.3194 | 4.3851 | 4.4616 | 4.5442 | 4.6287 | 4.7217 | 4.8246 | 4.9387
Scenario 2: High TRC | PG&E | Res | BROs | Res - Single Family | Electric Demand (MW) | Energy Efficiency | 3.7579 | 3.8667 | 3.9812 | 4.1214 | 4.2681 | 4.4286 | 4.571 | 4.7333 | 4.891 | 5.0499 | 5.1903 | 5.3602 | 5.5342
Scenario 2: High TRC | PG&E | Res | BROs | Res - Single Family | Electric Energy (GWh/year) | Energy Efficiency | 24.8286 | 25.5597 | 26.3341 | 27.2841 | 28.2858 | 29.3876 | 30.3811 | 31.5201 | 32.6449 | 33.7953 | 34.8429 | 36.1128 | 37.4389
Scenario 2: High TRC | PG&E | Res | BROs | Res - Single Family | Gas Energy (MMTherm/year) | Energy Efficiency | 0.99461 | 1.0065 | 1.0208 | 1.0372 | 1.0555 | 1.075 | 1.0917 | 1.1116 | 1.1332 | 1.1561 | 1.1812 | 1.2088 | 1.2395
Scenario 2: High TRC | PG&E | Res | BldgEnv | Res - Single Family | Electric Demand (MW) | Energy Efficiency | 0.015015 | 0.032388 | 0.050605 | 0.068746 | 0.086354 | 0.10324 | 0.11931 | 0.12857 | 0.1372 | 0.13175 | 0.12653 | 0.12153 | 0.11674
Scenario 2: High TRC | PG&E | Res | BldgEnv | Res - Single Family | Electric Energy (GWh/year) | Energy Efficiency | -0.0047044 | -0.0092285 | -0.013577 | -0.017754 | -0.021766 | -0.025617 | -0.02931 | -0.028126 | -0.026972 | -0.02262 | -0.018448 | -0.014448 | -0.010615
Scenario 2: High TRC | PG&E | Res | BldgEnv | Res - Single Family | Gas Energy (MMTherm/year) | Energy Efficiency | 0.002649 | 0.0057634 | 0.0090507 | 0.012333 | 0.015523 | 0.018583 | 0.021494 | 0.023349 | 0.025082 | 0.024259 | 0.02347 | 0.022714 | 0.021991
Scenario 2: High TRC | PG&E | Res | HVAC | Res - Multi Family | Electric Demand (MW) | Energy Efficiency | 0.0011408 | 0.0024291 | 0.01513 | 0.031401 | 0.049725 | 0.069186 | 0.089467 | 0.11051 | 0.13223 | 0.15461 | 0.17765 | 0.20134 | 0.22566
Scenario 2: High TRC | PG&E | Res | HVAC | Res - Multi Family | Electric Demand (MW) | Fuel Substitution | 0 | 0 | 0 | 0 | 0 | 5.5131e-06 | 1.1502e-05 | 1.7939e-05 | 2.4773e-05 | 3.2209e-05 | 4.0122e-05 | 4.8413e-05 | 5.7009e-05
Scenario 2: High TRC | PG&E | Res | HVAC | Res - Multi Family | Electric Energy (GWh/year) | Energy Efficiency | 0.010556 | 0.02248 | 0.12027 | 0.24501 | 0.38748 | 0.53921 | 0.69733 | 0.86139 | 1.0307 | 1.2052 | 1.3848 | 1.5695 | 1.7591
Scenario 2: High TRC | PG&E | Res | HVAC | Res - Multi Family | Electric Energy (GWh/year) | Fuel Substitution | -6.6404e-05 | -0.00013726 | -0.000212 | -0.00029053 | -0.00038351 | -0.0003414 | -0.00029565 | -0.00024648 | -0.00019428 | -0.00013749 | -7.7052e-05 | -1.3733e-05 | 5.1917e-05
Scenario 2: High TRC | PG&E | Res | HVAC | Res - Multi Family | Gas Energy (MMTherm/year) | Energy Efficiency | 4.7049e-07 | 1.07e-06 | 1.7104e-06 | 2.3844e-06 | 3.086e-06 | 3.086e-06 | 3.086e-06 | 3.086e-06 | 3.086e-06 | 3.086e-06 | 3.086e-06 | 3.086e-06 | 3.086e-06
Scenario 2: High TRC | PG&E | Res | HVAC | Res - Multi Family | Gas Energy (MMTherm/year) | Fuel Substitution | 1.7461e-05 | 3.6099e-05 | 5.5757e-05 | 7.642e-05 | 0.00010047 | 0.00010047 | 0.00010047 | 0.00010047 | 0.00010047 | 0.00010047 | 0.00010047 | 0.00010047 | 0.00010047
Scenario 2: High TRC | PG&E | Res | HVAC | Res - Single Family | Electric Demand (MW) | Energy Efficiency | 0.81207 | 1.7563 | 2.7959 | 3.9063 | 5.0725 | 5.5975 | 6.1121 | 6.6441 | 6.7188 | 6.7221 | 6.7255 | 6.7289 | 6.7325
Scenario 2: High TRC | PG&E | Res | HVAC | Res - Single Family | Electric Demand (MW) | Fuel Substitution | 0 | 0 | 0 | 0 | 0 | 0.00025972 | 0.00053708 | 0.00083087 | 0.00086354 | 0.00089915 | 0.00093708 | 0.00097686 | 0.0010182
Scenario 2: High TRC | PG&E | Res | HVAC | Res - Single Family | Electric Energy (GWh/year) | Energy Efficiency | 0.90258 | 1.9493 | 3.0979 | 4.3218 | 5.6046 | 6.2246 | 6.851 | 7.4983 | 7.6036 | 7.6254 | 7.6477 | 7.6707 | 7.6942
Scenario 2: High TRC | PG&E | Res | HVAC | Res - Single Family | Electric Energy (GWh/year) | Fuel Substitution | -0.0051897 | -0.010748 | -0.017045 | -0.024812 | -0.033198 | -0.03197 | -0.030658 | -0.029268 | -0.029115 | -0.028948 | -0.02877 | -0.028584 | -0.02839
Scenario 2: High TRC | PG&E | Res | HVAC | Res - Single Family | Gas Energy (MMTherm/year) | Energy Efficiency | 0.029582 | 0.064531 | 0.10311 | 0.14404 | 0.18656 | 0.18301 | 0.17949 | 0.17586 | 0.17536 | 0.17536 | 0.17536 | 0.17536 | 0.17536
Scenario 2: High TRC | PG&E | Res | HVAC | Res - Single Family | Gas Energy (MMTherm/year) | Fuel Substitution | 0.000703 | 0.0014568 | 0.0023249 | 0.0034009 | 0.0045706 | 0.0045706 | 0.0045706 | 0.0045706 | 0.0045706 | 0.0045706 | 0.0045706 | 0.0045706 | 0.0045706
Scenario 2: High TRC | PG&E | Res | WaterHeat | Res - Multi Family | Electric Demand (MW) | Energy Efficiency | 0.082252 | 0.17094 | 0.26601 | 0.3667 | 0.47256 | 0.58428 | 0.70099 | 0.82262 | 0.94907 | 1.0804 | 1.2166 | 1.3552 | 1.499
Scenario 2: High TRC | PG&E | Res | WaterHeat | Res - Multi Family | Electric Demand (MW) | Fuel Substitution | 0 | 0 | 0 | 0 | 0 | 0.01458 | 0.031912 | 0.051971 | 0.074523 | 0.099888 | 0.12891 | 0.16143 | 0.19674
Scenario 2: High TRC | PG&E | Res | WaterHeat | Res - Multi Family | Electric Energy (GWh/year) | Energy Efficiency | 0.47152 | 0.97968 | 1.5241 | 2.1003 | 2.7057 | 3.3443 | 4.0109 | 4.7053 | 5.4268 | 6.1756 | 6.9524 | 7.7384 | 8.5532
Scenario 2: High TRC | PG&E | Res | WaterHeat | Res - Multi Family | Electric Energy (GWh/year) | Fuel Substitution | -2.6427 | -5.5554 | -8.7437 | -12.212 | -15.9622 | -15.8759 | -15.7733 | -15.6546 | -15.5211 | -15.3711 | -15.1995 | -15.0072 | -14.7985
Scenario 2: High TRC | PG&E | Res | WaterHeat | Res - Multi Family | Gas Energy (MMTherm/year) | Energy Efficiency | 0.04681 | 0.11618 | 0.18726 | 0.25877 | 0.32985 | 0.36341 | 0.39528 | 0.42548 | 0.45399 | 0.4809 | 0.50642 | 0.51343 | 0.49862
Scenario 2: High TRC | PG&E | Res | WaterHeat | Res - Multi Family | Gas Energy (MMTherm/year) | Fuel Substitution | 0.20232 | 0.42536 | 0.66955 | 0.93526 | 1.2227 | 1.2227 | 1.2227 | 1.2227 | 1.2227 | 1.2227 | 1.2227 | 1.2227 | 1.2227
Scenario 2: High TRC | PG&E | Res | WaterHeat | Res - Single Family | Electric Demand (MW) | Energy Efficiency | 0.24955 | 0.52092 | 0.80999 | 1.1142 | 1.4323 | 1.7676 | 2.1157 | 2.4764 | 2.8412 | 3.2177 | 3.6068 | 4.0064 | 4.4187
Scenario 2: High TRC | PG&E | Res | WaterHeat | Res - Single Family | Electric Demand (MW) | Fuel Substitution | 0 | 0 | 0 | 0 | 0 | 0.086119 | 0.18833 | 0.30635 | 0.43854 | 0.5849 | 0.75102 | 0.93698 | 1.1389
Scenario 2: High TRC | PG&E | Res | WaterHeat | Res - Single Family | Electric Energy (GWh/year) | Energy Efficiency | 1.6998 | 3.547 | 5.5142 | 7.5845 | 9.7484 | 12.0319 | 14.4028 | 16.8586 | 19.3617 | 21.9461 | 24.6168 | 27.358 | 30.1862
Scenario 2: High TRC | PG&E | Res | WaterHeat | Res - Single Family | Electric Energy (GWh/year) | Fuel Substitution | -0.055877 | -0.1354 | -0.23718 | -0.36145 | -0.50928 | 0.1047 | 0.83343 | 1.6748 | 2.6177 | 3.6615 | 4.8462 | 6.1724 | 7.6119
Scenario 2: High TRC | PG&E | Res | WaterHeat | Res - Single Family | Gas Energy (MMTherm/year) | Energy Efficiency | 0.20018 | 0.48849 | 0.87523 | 1.2709 | 1.6697 | 1.8025 | 1.9283 | 2.0468 | 2.1587 | 2.2649 | 2.3658 | 2.4623 | 2.4871
Scenario 2: High TRC | PG&E | Res | WaterHeat | Res - Single Family | Gas Energy (MMTherm/year) | Fuel Substitution | 0.0075677 | 0.018338 | 0.032121 | 0.04895 | 0.068969 | 0.068969 | 0.068969 | 0.068969 | 0.068969 | 0.068969 | 0.068969 | 0.068969 | 0.068969
Scenario 2: High TRC | PG&E | Res | WholeBlg | Res - Multi Family | Electric Demand (MW) | Energy Efficiency | 0 | 0 | 0 | 0 | 0 | 0 | 0 | 0.00087325 | 0.0016911 | 0.002458 | 0.0031689 | 0.003837 | 0.0044624
Scenario 2: High TRC | PG&E | Res | WholeBlg | Res - Multi Family | Electric Energy (GWh/year) | Energy Efficiency | 0 | 0 | 0 | 0 | 0 | 0 | 0 | 0.0084357 | 0.016336 | 0.023744 | 0.030611 | 0.037066 | 0.043107
Scenario 2: High TRC | PG&E | Res | WholeBlg | Res - Multi Family | Gas Energy (MMTherm/year) | Energy Efficiency | 0 | 0 | 0 | 0 | 0 | 0 | 0 | 6.2672e-05 | 0.00012137 | 0.00017641 | 0.00022743 | 0.00027538 | 0.00032026
Scenario 2: High TRC | PG&E | Res | WholeBlg | Res - Single Family | Electric Demand (MW) | Energy Efficiency | 0 | 0 | 0 | 0 | 0 | 0 | 0.0072041 | 0.013952 | 0.020154 | 0.025918 | 0.031184 | 0.036038 | 0.040522
Scenario 2: High TRC | PG&E | Res | WholeBlg | Res - Single Family | Electric Energy (GWh/year) | Energy Efficiency | 0 | 0 | 0 | 0 | 0 | 0 | 0.032251 | 0.062461 | 0.090226 | 0.11603 | 0.13961 | 0.16134 | 0.18141
Scenario 2: High TRC | PG&E | Res | WholeBlg | Res - Single Family | Gas Energy (MMTherm/year) | Energy Efficiency | 0 | 0 | 0 | 0 | 0 | 0 | 0.00018596 | 0.00036015 | 0.00052024 | 0.00066902 | 0.00080497 | 0.00093026 | 0.001046
Scenario 2: High TRC | SCE | Ag | WholeBlg | Ag - Dairies, fishing, hunting | Electric Demand (MW) | Energy Efficiency | 0.072711 | 0.14585 | 0.21938 | 0.29326 | 0.36748 | 0.44202 | 0.51685 | 0.59201 | 0.63184 | 0.63472 | 0.6375 | 0.6402 | 0.64284
Scenario 2: High TRC | SCE | Ag | WholeBlg | Ag - Dairies, fishing, hunting | Electric Energy (GWh/year) | Energy Efficiency | 0.30975 | 0.62133 | 0.93455 | 1.2493 | 1.5655 | 1.883 | 2.2018 | 2.5219 | 2.6916 | 2.7039 | 2.7157 | 2.7273 | 2.7385
Scenario 2: High TRC | SCE | Ag | WholeBlg | Ag - Irrigated Agriculture, vineyards, forestry and greenhouses | Electric Demand (MW) | Energy Efficiency | 0.17501 | 0.35913 | 0.55165 | 0.75215 | 0.96038 | 1.1758 | 1.3981 | 1.6275 | 1.7782 | 1.8426 | 1.9055 | 1.9673 | 2.0284
Scenario 2: High TRC | SCE | Ag | WholeBlg | Ag - Irrigated Agriculture, vineyards, forestry and greenhouses | Electric Energy (GWh/year) | Energy Efficiency | 0.74555 | 1.5299 | 2.35 | 3.2041 | 4.0912 | 5.0089 | 5.9559 | 6.9329 | 7.5752 | 7.8494 | 8.1172 | 8.3806 | 8.6408
Scenario 2: High TRC | SCE | Ag | WholeBlg | Ag - Water pumping | Electric Demand (MW) | Energy Efficiency | 1.0129 | 2.0249 | 3.0361 | 4.0463 | 5.0555 | 6.0638 | 7.0714 | 8.0784 | 8.588 | 8.581 | 8.5737 | 8.5663 | 8.5584
Scenario 2: High TRC | SCE | Ag | WholeBlg | Ag - Water pumping | Electric Energy (GWh/year) | Energy Efficiency | 4.3148 | 8.6261 | 12.9336 | 17.237 | 21.5362 | 25.8317 | 30.124 | 34.4136 | 36.5847 | 36.5547 | 36.5239 | 36.4921 | 36.4585
Scenario 2: High TRC | SCE | Com | BROs | Com - Lodging | Electric Energy (GWh/year) | Energy Efficiency | 0.024629 | 0.075049 | 0.12786 | 0.1837 | 0.24339 | 0.3069 | 0.37469 | 0.4464 | 0.52142 | 0.60058 | 0.68322 | 0.76716 | 0.84977
Scenario 2: High TRC | SCE | Com | BROs | Com - Other | Electric Energy (GWh/year) | Energy Efficiency | 0.039575 | 0.12025 | 0.20412 | 0.29214 | 0.38552 | 0.48417 | 0.58908 | 0.69953 | 0.81427 | 0.93457 | 1.0593 | 1.1855 | 1.3193
Scenario 2: High TRC | SCE | Com | BROs | Com - Retail | Electric Demand (MW) | Energy Efficiency | 0.0073178 | 0.022189 | 0.037579 | 0.053618 | 0.070487 | 0.0882 | 0.10692 | 0.12652 | 0.14672 | 0.16773 | 0.18929 | 0.21088 | 0.23333
Scenario 2: High TRC | SCE | Com | BROs | Com - Retail | Electric Energy (GWh/year) | Energy Efficiency | 0.079116 | 0.23989 | 0.40628 | 0.57969 | 0.76207 | 0.95357 | 1.156 | 1.3678 | 1.5863 | 1.8134 | 2.0465 | 2.2799 | 2.5227
Scenario 2: High TRC | SCE | Com | BldgEnv | Com - College | Electric Demand (MW) | Energy Efficiency | 0.0014447 | 0.0029746 | 0.004543 | 0.0060953 | 0.0075732 | 0.0089285 | 0.010122 | 0.0097247 | 0.0083085 | 0.0067855 | 0.0052829 | 0.003857 | 0.0025579
Scenario 2: High TRC | SCE | Com | BldgEnv | Com - College | Electric Energy (GWh/year) | Energy Efficiency | 0.000493 | 0.0010151 | 0.0015503 | 0.00208 | 0.0025842 | 0.0030464 | 0.0034535 | 0.0033169 | 0.0028322 | 0.002312 | 0.0017987 | 0.0013116 | 0.00086788
Scenario 2: High TRC | SCE | Com | BldgEnv | Com - College | Gas Energy (MMTherm/year) | Energy Efficiency | 0.001571 | 0.0032348 | 0.0049403 | 0.0066274 | 0.0082331 | 0.0097044 | 0.010999 | 0.010556 | 0.0090013 | 0.0073394 | 0.0056997 | 0.0041437 | 0.0027262
Scenario 2: High TRC | SCE | Com | BldgEnv | Com - Grocery | Electric Demand (MW) | Energy Efficiency | 0.0001349 | 0.00027651 | 0.00042277 | 0.000563 | 0.00071135 | 0.00086678 | 0.0010279 | 0.0011633 | 0.0013061 | 0.0012776 | 0.0012628 | 0.0012488 | 0.0012355
Scenario 2: High TRC | SCE | Com | BldgEnv | Com - Grocery | Electric Energy (GWh/year) | Energy Efficiency | 4.4433e-05 | 9.1073e-05 | 0.00013925 | 0.00018544 | 0.0002343 | 0.00028549 | 0.00033858 | 0.00038316 | 0.0004302 | 0.00042081 | 0.00041595 | 0.00041133 | 0.00040695
Scenario 2: High TRC | SCE | Com | BldgEnv | Com - Grocery | Gas Energy (MMTherm/year) | Energy Efficiency | 9.3978e-05 | 0.00019263 | 0.00029452 | 0.00039222 | 0.00049557 | 0.00060386 | 0.00071614 | 0.00081046 | 0.00090995 | 0.0008901 | 0.00087983 | 0.00087006 | 0.00086079
Scenario 2: High TRC | SCE | Com | BldgEnv | Com - Health | Electric Demand (MW) | Energy Efficiency | 0.00013068 | 0.00026684 | 0.00040985 | 0.00055535 | 0.00070554 | 0.0008585 | 0.001015 | 0.0011256 | 0.00124 | 0.0012059 | 0.0011735 | 0.0011429 | 0.0011141
Scenario 2: High TRC | SCE | Com | BldgEnv | Com - Health | Electric Energy (GWh/year) | Energy Efficiency | 6.0334e-05 | 0.0001232 | 0.00018923 | 0.00025641 | 0.00032575 | 0.00039637 | 0.00046861 | 0.0005197 | 0.00057249 | 0.00055678 | 0.00054182 | 0.00052766 | 0.00051438
Scenario 2: High TRC | SCE | Com | BldgEnv | Com - Health | Gas Energy (MMTherm/year) | Energy Efficiency | 0.00010335 | 0.00021103 | 0.00032413 | 0.0004392 | 0.00055799 | 0.00067896 | 0.0008027 | 0.0008902 | 0.00098063 | 0.00095371 | 0.00092809 | 0.00090383 | 0.00088108
Scenario 2: High TRC | SCE | Com | BldgEnv | Com - Lodging | Electric Demand (MW) | Energy Efficiency | 0.00012181 | 0.00026953 | 0.00044828 | 0.0006641 | 0.00092411 | 0.0012365 | 0.0016108 | 0.001937 | 0.0017952 | 0.0016182 | 0.0014043 | 0.0011465 | 0.00083651
Scenario 2: High TRC | SCE | Com | BldgEnv | Com - Lodging | Electric Energy (GWh/year) | Energy Efficiency | 7.6281e-05 | 0.00016877 | 0.00028069 | 0.00041581 | 0.00057858 | 0.00077415 | 0.0010084 | 0.0012126 | 0.001124 | 0.0010132 | 0.00087929 | 0.00071793 | 0.00052394
Scenario 2: High TRC | SCE | Com | BldgEnv | Com - Lodging | Gas Energy (MMTherm/year) | Energy Efficiency | 4.829e-05 | 0.00010691 | 0.00017789 | 0.00026368 | 0.00036708 | 0.00049141 | 0.00064042 | 0.00077031 | 0.00071267 | 0.00064195 | 0.00055648 | 0.00045341 | 0.00032948
Scenario 2: High TRC | SCE | Com | BldgEnv | Com - Office (Large) | Electric Demand (MW) | Energy Efficiency | 0.003208 | 0.0065191 | 0.0099089 | 0.013375 | 0.016937 | 0.020583 | 0.024278 | 0.027706 | 0.031155 | 0.030874 | 0.030606 | 0.030351 | 0.03011
Scenario 2: High TRC | SCE | Com | BldgEnv | Com - Office (Large) | Electric Energy (GWh/year) | Energy Efficiency | 0.0010874 | 0.0022097 | 0.0033587 | 0.0045336 | 0.005741 | 0.0069769 | 0.0082292 | 0.0093913 | 0.01056 | 0.010465 | 0.010374 | 0.010288 | 0.010206
Scenario 2: High TRC | SCE | Com | BldgEnv | Com - Office (Large) | Gas Energy (MMTherm/year) | Energy Efficiency | 0.00090751 | 0.0018442 | 0.0028032 | 0.0037837 | 0.0047914 | 0.0058228 | 0.006868 | 0.0078379 | 0.0088137 | 0.0087339 | 0.0086582 | 0.0085862 | 0.0085179
Scenario 2: High TRC | SCE | Com | BldgEnv | Com - Office (Small) | Electric Demand (MW) | Energy Efficiency | 0.00013624 | 0.00027853 | 0.00042586 | 0.00056906 | 0.00057061 | 0.00080675 | 0.00082733 | 0.00082345 | 0.00082136 | 0.00079944 | 0.00078802 | 0.00078647 | 0.000785
Scenario 2: High TRC | SCE | Com | BldgEnv | Com - Office (Small) | Electric Energy (GWh/year) | Energy Efficiency | 4.4876e-05 | 9.1744e-05 | 0.00014027 | 0.00018744 | 0.00018784 | 0.00024818 | 0.00025344 | 0.0002506 | 0.00024832 | 0.00024109 | 0.00023733 | 0.00023694 | 0.00023656
Scenario 2: High TRC | SCE | Com | BldgEnv | Com - Office (Small) | Gas Energy (MMTherm/year) | Energy Efficiency | 4.4758e-05 | 9.1501e-05 | 0.0001399 | 0.00018694 | 0.00018716 | 0.00022075 | 0.00022368 | 0.00021846 | 0.00021374 | 0.00020653 | 0.00020278 | 0.00020256 | 0.00020235
Scenario 2: High TRC | SCE | Com | BldgEnv | Com - Other | Electric Demand (MW) | Energy Efficiency | 0.0060166 | 0.011503 | 0.016287 | 0.020272 | 0.023445 | 0.025854 | 0.027597 | 0.023847 | 0.02069 | 0.016883 | 0.013944 | 0.011883 | 0.010649
Scenario 2: High TRC | SCE | Com | BldgEnv | Com - Other | Electric Energy (GWh/year) | Energy Efficiency | 0.0020539 | 0.0039263 | 0.0055584 | 0.0069174 | 0.0079984 | 0.0088182 | 0.0094101 | 0.0081251 | 0.0070427 | 0.0057421 | 0.0047376 | 0.0040336 | 0.0036122
Scenario 2: High TRC | SCE | Com | BldgEnv | Com - Other | Gas Energy (MMTherm/year) | Energy Efficiency | 0.0042384 | 0.0080271 | 0.01123 | 0.013775 | 0.01565 | 0.016896 | 0.017589 | 0.01404 | 0.010958 | 0.0080511 | 0.0058239 | 0.0042861 | 0.0033964
Scenario 2: High TRC | SCE | Com | BldgEnv | Com - Refrig. Warehouse | Electric Demand (MW) | Energy Efficiency | 2.3536e-05 | 2.5901e-05 | 2.8364e-05 | 3.0868e-05 | 3.3453e-05 | 3.6143e-05 | 3.8956e-05 | 4.1797e-05 | 4.4757e-05 | 4.4687e-05 | 4.4616e-05 | 4.4544e-05 | 4.447e-05
Scenario 2: High TRC | SCE | Com | BldgEnv | Com - Refrig. Warehouse | Electric Energy (GWh/year) | Energy Efficiency | 1.0984e-05 | 1.2087e-05 | 1.3237e-05 | 1.4405e-05 | 1.5611e-05 | 1.6867e-05 | 1.8179e-05 | 1.9505e-05 | 2.0887e-05 | 2.0854e-05 | 2.0821e-05 | 2.0787e-05 | 2.0753e-05
Scenario 2: High TRC | SCE | Com | BldgEnv | Com - Refrig. Warehouse | Gas Energy (MMTherm/year) | Energy Efficiency | 1.3285e-05 | 1.462e-05 | 1.601e-05 | 1.7423e-05 | 1.8882e-05 | 2.0401e-05 | 2.1988e-05 | 2.3592e-05 | 2.5263e-05 | 2.5223e-05 | 2.5183e-05 | 2.5143e-05 | 2.5101e-05
Scenario 2: High TRC | SCE | Com | BldgEnv | Com - Retail | Electric Demand (MW) | Energy Efficiency | 0.00035586 | 0.00072576 | 0.0011054 | 0.0014954 | 0.0018964 | 0.0023017 | 0.0026843 | 0.0029903 | 0.0032994 | 0.0032241 | 0.0031523 | 0.0030843 | 0.0030221
Scenario 2: High TRC | SCE | Com | BldgEnv | Com - Retail | Electric Energy (GWh/year) | Energy Efficiency | 0.00012058 | 0.000246 | 0.00037478 | 0.00050717 | 0.00064334 | 0.00078106 | 0.00091138 | 0.0010165 | 0.0011227 | 0.0010979 | 0.0010743 | 0.0010519 | 0.0010314
Scenario 2: High TRC | SCE | Com | BldgEnv | Com - Retail | Gas Energy (MMTherm/year) | Energy Efficiency | 0.00012541 | 0.00025595 | 0.0003901 | 0.0005281 | 0.00067015 | 0.00081394 | 0.00095046 | 0.001062 | 0.0011746 | 0.0011499 | 0.0011263 | 0.0011039 | 0.0010835
Scenario 2: High TRC | SCE | Com | BldgEnv | Com - School | Electric Demand (MW) | Energy Efficiency | 0.00018379 | 0.00037493 | 0.00057326 | 0.00077757 | 0.00098623 | 0.0011995 | 0.0014153 | 0.0016137 | 0.0018159 | 0.0017976 | 0.0017801 | 0.0017636 | 0.0017478
Scenario 2: High TRC | SCE | Com | BldgEnv | Com - School | Electric Energy (GWh/year) | Energy Efficiency | 6.0536e-05 | 0.00012349 | 0.00018882 | 0.00025612 | 0.00032485 | 0.00039509 | 0.00046619 | 0.00053154 | 0.00059814 | 0.00059209 | 0.00058635 | 0.00058089 | 0.0005757
Scenario 2: High TRC | SCE | Com | BldgEnv | Com - School | Gas Energy (MMTherm/year) | Energy Efficiency | 6.0375e-05 | 0.00012317 | 0.00018832 | 0.00025544 | 0.00032398 | 0.00039404 | 0.00046494 | 0.00053012 | 0.00059654 | 0.00059051 | 0.00058478 | 0.00057934 | 0.00057416
Scenario 2: High TRC | SCE | Com | BldgEnv | Com - Warehouse | Electric Demand (MW) | Energy Efficiency | 0.0015317 | 0.0032801 | 0.0052396 | 0.0073984 | 0.009733 | 0.012198 | 0.014737 | 0.015914 | 0.014559 | 0.012791 | 0.010843 | 0.0087435 | 0.0065335
Scenario 2: High TRC | SCE | Com | BldgEnv | Com - Warehouse | Electric Energy (GWh/year) | Energy Efficiency | 0.0007418 | 0.0015873 | 0.0025335 | 0.0035756 | 0.0047032 | 0.0058946 | 0.007123 | 0.0077148 | 0.0071181 | 0.0062892 | 0.0053764 | 0.0043927 | 0.0033575
Scenario 2: High TRC | SCE | Com | BldgEnv | Com - Warehouse | Gas Energy (MMTherm/year) | Energy Efficiency | 0.00087012 | 0.0018631 | 0.0029756 | 0.0042013 | 0.0055269 | 0.0069267 | 0.0083687 | 0.009042 | 0.0082844 | 0.0072857 | 0.0061855 | 0.0049995 | 0.0037513
Scenario 2: High TRC | SCE | Com | ComRefrig | Com - College | Electric Demand (MW) | Energy Efficiency | 0.00015495 | 0.00026139 | 0.00032948 | 0.0003697 | 0.00039079 | 0.00040455 | 0.00041417 | 0.0004216 | 0.00042856 | 0.00043508 | 0.00044118 | 0.0004469 | 0.00045225
Scenario 2: High TRC | SCE | Com | ComRefrig | Com - College | Electric Energy (GWh/year) | Energy Efficiency | 0.0011387 | 0.0019291 | 0.002441 | 0.0027481 | 0.0029132 | 0.0030194 | 0.003091 | 0.0031446 | 0.0031949 | 0.0032419 | 0.003286 | 0.0033272 | 0.0033658
Scenario 2: High TRC | SCE | Com | ComRefrig | Com - Grocery | Electric Demand (MW) | Energy Efficiency | 0.22182 | 0.35217 | 0.41634 | 0.45121 | 0.47271 | 0.4874 | 0.50116 | 0.51404 | 0.5261 | 0.53739 | 0.54797 | 0.55787 | 0.56714
Scenario 2: High TRC | SCE | Com | ComRefrig | Com - Grocery | Electric Energy (GWh/year) | Energy Efficiency | 1.6516 | 2.6411 | 3.1447 | 3.4198 | 3.5826 | 3.6886 | 3.7879 | 3.8809 | 3.9679 | 4.0494 | 4.1256 | 4.197 | 4.2639
Scenario 2: High TRC | SCE | Com | ComRefrig | Com - Refrig. Warehouse | Electric Demand (MW) | Energy Efficiency | 0.00036575 | 0.00063443 | 0.00081707 | 0.00093226 | 0.0009989 | 0.0010326 | 0.0010554 | 0.0010713 | 0.0010844 | 0.0010967 | 0.0011082 | 0.001119 | 0.001129
Scenario 2: High TRC | SCE | Com | ComRefrig | Com - Refrig. Warehouse | Electric Energy (GWh/year) | Energy Efficiency | 0.002663 | 0.0046375 | 0.0059938 | 0.0068597 | 0.0073688 | 0.0076332 | 0.0078084 | 0.0079252 | 0.0080199 | 0.0081085 | 0.0081914 | 0.0082691 | 0.0083418
Scenario 2: High TRC | SCE | Com | ComRefrig | Com - Restaurant | Electric Demand (MW) | Energy Efficiency | 0.0090276 | 0.014347 | 0.016996 | 0.018432 | 0.01934 | 0.01999 | 0.020599 | 0.021169 | 0.021703 | 0.022203 | 0.022671 | 0.023109 | 0.02352
Scenario 2: High TRC | SCE | Com | ComRefrig | Com - Restaurant | Electric Energy (GWh/year) | Energy Efficiency | 0.067035 | 0.10725 | 0.1279 | 0.13915 | 0.14599 | 0.15067 | 0.15506 | 0.15917 | 0.16302 | 0.16662 | 0.17 | 0.17315 | 0.17611
Scenario 2: High TRC | SCE | Com | ComRefrig | Com - Retail | Electric Demand (MW) | Energy Efficiency | 0.1073 | 0.17164 | 0.20476 | 0.2217 | 0.23236 | 0.23922 | 0.24564 | 0.25166 | 0.25729 | 0.26256 | 0.2675 | 0.27212 | 0.27645
Scenario 2: High TRC | SCE | Com | ComRefrig | Com - Retail | Electric Energy (GWh/year) | Energy Efficiency | 0.79754 | 1.2842 | 1.5419 | 1.6758 | 1.7571 | 1.8067 | 1.853 | 1.8965 | 1.9371 | 1.9751 | 2.0108 | 2.0441 | 2.0753
Scenario 2: High TRC | SCE | Com | ComRefrig | Com - School | Electric Demand (MW) | Energy Efficiency | 4.0575e-05 | 5.9505e-05 | 7.4219e-05 | 8.7998e-05 | 0.0001009 | 0.00011298 | 0.00012429 | 0.00013489 | 0.00014481 | 0.0001541 | 0.00016279 | 0.00017094 | 0.00017857
Scenario 2: High TRC | SCE | Com | ComRefrig | Com - School | Electric Energy (GWh/year) | Energy Efficiency | 0.00032316 | 0.0004636 | 0.00056946 | 0.00066857 | 0.00076135 | 0.00084821 | 0.00092953 | 0.0010057 | 0.0010769 | 0.0011437 | 0.0012061 | 0.0012646 | 0.0013194
Scenario 2: High TRC | SCE | Com | FoodServ | Com - College | Electric Demand (MW) | Energy Efficiency | 0.002825 | 0.0062623 | 0.0099522 | 0.013857 | 0.017832 | 0.024811 | 0.03243 | 0.040209 | 0.048111 | 0.056072 | 0.064108 | 0.072459 | 0.080362
Scenario 2: High TRC | SCE | Com | FoodServ | Com - College | Electric Demand (MW) | Fuel Substitution | -0.00018926 | -0.00041002 | -0.00066231 | -0.00094616 | -0.0012616 | -0.0016126 | -0.0019959 | -0.0024114 | -0.0028588 | -0.0033377 | -0.0038476 | -0.0043881 | -0.0049603
Scenario 2: High TRC | SCE | Com | FoodServ | Com - College | Electric Energy (GWh/year) | Energy Efficiency | 0.013838 | 0.032617 | 0.05285 | 0.074161 | 0.095829 | 0.13477 | 0.17729 | 0.2207 | 0.26477 | 0.3092 | 0.35406 | 0.40054 | 0.44294
Scenario 2: High TRC | SCE | Com | FoodServ | Com - College | Electric Energy (GWh/year) | Fuel Substitution | -0.0022102 | -0.0048011 | -0.0077764 | -0.011141 | -0.014901 | -0.019083 | -0.0237 | -0.028771 | -0.034314 | -0.040348 | -0.046894 | -0.05397 | -0.061601
Scenario 2: High TRC | SCE | Com | FoodServ | Com - College | Gas Energy (MMTherm/year) | Energy Efficiency | 0.00030644 | 0.00062491 | 0.00096468 | 0.0013271 | 0.0016967 | 0.0026274 | 0.0036562 | 0.0046998 | 0.0057549 | 0.0068155 | 0.0078843 | 0.008989 | 0.0101
Scenario 2: High TRC | SCE | Com | FoodServ | Com - College | Gas Energy (MMTherm/year) | Fuel Substitution | 0.00022923 | 0.0004979 | 0.0008064 | 0.0011552 | 0.0015449 | 0.0019777 | 0.0024552 | 0.0029794 | 0.0035519 | 0.0041747 | 0.0048499 | 0.0055793 | 0.0063658
Scenario 2: High TRC | SCE | Com | FoodServ | Com - Grocery | Electric Demand (MW) | Energy Efficiency | 0.012565 | 0.030129 | 0.048883 | 0.068311 | 0.088503 | 0.13208 | 0.18062 | 0.23039 | 0.28114 | 0.3326 | 0.38475 | 0.43744 | 0.48646
Scenario 2: High TRC | SCE | Com | FoodServ | Com - Grocery | Electric Demand (MW) | Fuel Substitution | -0.0011577 | -0.0025097 | -0.0040553 | -0.0057938 | -0.0077247 | -0.0098731 | -0.012218 | -0.014758 | -0.017491 | -0.020415 | -0.023525 | -0.026821 | -0.030314
Scenario 2: High TRC | SCE | Com | FoodServ | Com - Grocery | Electric Energy (GWh/year) | Energy Efficiency | 0.061548 | 0.16369 | 0.27392 | 0.38761 | 0.5052 | 0.75812 | 1.0395 | 1.3279 | 1.6217 | 1.9195 | 2.2213 | 2.5261 | 2.7973
Scenario 2: High TRC | SCE | Com | FoodServ | Com - Grocery | Electric Energy (GWh/year) | Fuel Substitution | -0.022766 | -0.049176 | -0.079221 | -0.1129 | -0.15022 | -0.19136 | -0.2363 | -0.28508 | -0.33791 | -0.39491 | -0.45619 | -0.52186 | -0.59231
Scenario 2: High TRC | SCE | Com | FoodServ | Com - Grocery | Gas Energy (MMTherm/year) | Energy Efficiency | 0.001363 | 0.0028172 | 0.0043368 | 0.0059256 | 0.0075924 | 0.013738 | 0.020716 | 0.027804 | 0.034981 | 0.042227 | 0.049546 | 0.056926 | 0.064366
Scenario 2: High TRC | SCE | Com | FoodServ | Com - Grocery | Gas Energy (MMTherm/year) | Fuel Substitution | 0.0023651 | 0.0051081 | 0.0082282 | 0.011725 | 0.0156 | 0.019866 | 0.024524 | 0.029579 | 0.035051 | 0.040953 | 0.047296 | 0.054092 | 0.061384
Scenario 2: High TRC | SCE | Com | FoodServ | Com - Health | Electric Demand (MW) | Energy Efficiency | 0.0086592 | 0.019053 | 0.030218 | 0.041567 | 0.053275 | 0.071624 | 0.091535 | 0.11172 | 0.13209 | 0.15237 | 0.17247 | 0.19288 | 0.2125
Scenario 2: High TRC | SCE | Com | FoodServ | Com - Health | Electric Demand (MW) | Fuel Substitution | -0.00046311 | -0.0010071 | -0.0016325 | -0.0023395 | -0.0031286 | -0.004008 | -0.0049715 | -0.0060189 | -0.0071498 | -0.0083632 | -0.0096582 | -0.011036 | -0.012508
Scenario 2: High TRC | SCE | Com | FoodServ | Com - Health | Electric Energy (GWh/year) | Energy Efficiency | 0.042415 | 0.098037 | 0.15811 | 0.21914 | 0.28198 | 0.38326 | 0.49338 | 0.60506 | 0.71788 | 0.83038 | 0.94211 | 1.0555 | 1.1605
Scenario 2: High TRC | SCE | Com | FoodServ | Com - Health | Electric Energy (GWh/year) | Fuel Substitution | -0.0062759 | -0.013625 | -0.022057 | -0.031583 | -0.042224 | -0.054052 | -0.067072 | -0.081313 | -0.096827 | -0.11367 | -0.13187 | -0.15148 | -0.17263
Scenario 2: High TRC | SCE | Com | FoodServ | Com - Health | Gas Energy (MMTherm/year) | Energy Efficiency | 0.0009393 | 0.0019349 | 0.0029952 | 0.004074 | 0.0051901 | 0.0072734 | 0.0095518 | 0.011848 | 0.014156 | 0.016448 | 0.018716 | 0.021016 | 0.023361
Scenario 2: High TRC | SCE | Com | FoodServ | Com - Health | Gas Energy (MMTherm/year) | Fuel Substitution | 0.00066707 | 0.0014483 | 0.0023445 | 0.0033571 | 0.004488 | 0.0057433 | 0.0071244 | 0.008634 | 0.010277 | 0.01206 | 0.013985 | 0.016058 | 0.018296
Scenario 2: High TRC | SCE | Com | FoodServ | Com - Lodging | Electric Demand (MW) | Energy Efficiency | 0.0073291 | 0.025261 | 0.045353 | 0.065813 | 0.086697 | 0.12696 | 0.17198 | 0.21798 | 0.26475 | 0.31213 | 0.36008 | 0.40852 | 0.44718
Scenario 2: High TRC | SCE | Com | FoodServ | Com - Lodging | Electric Demand (MW) | Fuel Substitution | -0.00048816 | -0.001059 | -0.0017127 | -0.0024496 | -0.0032701 | -0.004177 | -0.0051685 | -0.0062445 | -0.0074047 | -0.0086487 | -0.0099755 | -0.011387 | -0.012889
Scenario 2: High TRC | SCE | Com | FoodServ | Com - Lodging | Electric Energy (GWh/year) | Energy Efficiency | 0.0359 | 0.16337 | 0.30846 | 0.45586 | 0.6059 | 0.86877 | 1.1595 | 1.4563 | 1.7579 | 2.0633 | 2.3724 | 2.6847 | 2.9102
Scenario 2: High TRC | SCE | Com | FoodServ | Com - Lodging | Electric Energy (GWh/year) | Fuel Substitution | -0.0061646 | -0.013347 | -0.021553 | -0.030787 | -0.041067 | -0.052425 | -0.064871 | -0.078422 | -0.093126 | -0.10902 | -0.12614 | -0.14453 | -0.16429
Scenario 2: High TRC | SCE | Com | FoodServ | Com - Lodging | Gas Energy (MMTherm/year) | Energy Efficiency | 0.00079502 | 0.0016301 | 0.0025023 | 0.0034002 | 0.0043282 | 0.0072223 | 0.010549 | 0.013925 | 0.017339 | 0.020782 | 0.024256 | 0.027758 | 0.031287
Scenario 2: High TRC | SCE | Com | FoodServ | Com - Lodging | Gas Energy (MMTherm/year) | Fuel Substitution | 0.00063794 | 0.0013812 | 0.0022301 | 0.0031854 | 0.0042487 | 0.005423 | 0.0067092 | 0.0081092 | 0.0096278 | 0.011269 | 0.013036 | 0.014934 | 0.016975
Scenario 2: High TRC | SCE | Com | FoodServ | Com - Office (Large) | Electric Demand (MW) | Energy Efficiency | 0 | 0.0021397 | 0.0048244 | 0.0075143 | 0.010216 | 0.012929 | 0.01565 | 0.018382 | 0.021121 | 0.023864 | 0.026615 | 0.029372 | 0.029998
Scenario 2: High TRC | SCE | Com | FoodServ | Com - Office (Large) | Electric Energy (GWh/year) | Energy Efficiency | 0 | 0.018768 | 0.042315 | 0.065909 | 0.089602 | 0.1134 | 0.13727 | 0.16123 | 0.18525 | 0.20931 | 0.23344 | 0.25763 | 0.26312
Scenario 2: High TRC | SCE | Com | FoodServ | Com - Office (Small) | Electric Demand (MW) | Energy Efficiency | 0 | 0.0006026 | 0.0013061 | 0.0020148 | 0.0025302 | 0.0042629 | 0.0049783 | 0.0056991 | 0.0064252 | 0.0071564 | 0.0078928 | 0.0086345 | 0.0087788
Scenario 2: High TRC | SCE | Com | FoodServ | Com - Office (Small) | Electric Energy (GWh/year) | Energy Efficiency | 0 | 0.0052855 | 0.011456 | 0.017672 | 0.022193 | 0.03739 | 0.043665 | 0.049988 | 0.056356 | 0.06277 | 0.069229 | 0.075735 | 0.077
Scenario 2: High TRC | SCE | Com | FoodServ | Com - Other | Electric Demand (MW) | Energy Efficiency | 0.012287 | 0.025417 | 0.039316 | 0.053872 | 0.069008 | 0.19019 | 0.33423 | 0.48236 | 0.63366 | 0.78787 | 0.94464 | 1.1036 | 1.2648
Scenario 2: High TRC | SCE | Com | FoodServ | Com - Other | Electric Demand (MW) | Fuel Substitution | -0.0046146 | -0.010009 | -0.016184 | -0.023143 | -0.030865 | -0.039471 | -0.048888 | -0.059114 | -0.070148 | -0.081985 | -0.094618 | -0.10805 | -0.12229
Scenario 2: High TRC | SCE | Com | FoodServ | Com - Other | Electric Energy (GWh/year) | Energy Efficiency | 0.060186 | 0.1245 | 0.19258 | 0.26388 | 0.33802 | 1.0272 | 1.8487 | 2.6935 | 3.5566 | 4.4362 | 5.3305 | 6.2375 | 7.1567
Scenario 2: High TRC | SCE | Com | FoodServ | Com - Other | Electric Energy (GWh/year) | Fuel Substitution | -0.027783 | -0.060294 | -0.097555 | -0.13961 | -0.18639 | -0.23858 | -0.29589 | -0.35842 | -0.42624 | -0.49948 | -0.57819 | -0.66251 | -0.75259
Scenario 2: High TRC | SCE | Com | FoodServ | Com - Other | Gas Energy (MMTherm/year) | Energy Efficiency | 0.0013328 | 0.0027571 | 0.0042648 | 0.0058437 | 0.0074856 | 0.026704 | 0.049329 | 0.07227 | 0.095474 | 0.11896 | 0.14272 | 0.16675 | 0.19105
Scenario 2: High TRC | SCE | Com | FoodServ | Com - Other | Gas Energy (MMTherm/year) | Fuel Substitution | 0.0026753 | 0.0058063 | 0.0093949 | 0.013445 | 0.017952 | 0.022971 | 0.028483 | 0.034496 | 0.041019 | 0.048063 | 0.055636 | 0.063754 | 0.072435
Scenario 2: High TRC | SCE | Com | FoodServ | Com - Restaurant | Electric Demand (MW) | Energy Efficiency | 0.064297 | 0.16729 | 0.27848 | 0.39274 | 0.51024 | 0.84426 | 1.2249 | 1.6138 | 2.0095 | 2.4105 | 2.8164 | 3.2264 | 3.6042
Scenario 2: High TRC | SCE | Com | FoodServ | Com - Restaurant | Electric Demand (MW) | Fuel Substitution | -0.01092 | -0.023666 | -0.038242 | -0.054654 | -0.072912 | -0.093151 | -0.11528 | -0.1393 | -0.1652 | -0.19298 | -0.22262 | -0.25413 | -0.28753
Scenario 2: High TRC | SCE | Com | FoodServ | Com - Restaurant | Electric Energy (GWh/year) | Energy Efficiency | 0.31495 | 0.95845 | 1.6638 | 2.3861 | 3.1264 | 5.1217 | 7.3882 | 9.7025 | 12.0566 | 14.4428 | 16.8581 | 19.2976 | 21.4454
Scenario 2: High TRC | SCE | Com | FoodServ | Com - Restaurant | Electric Energy (GWh/year) | Fuel Substitution | -0.10652 | -0.23043 | -0.37175 | -0.53054 | -0.70696 | -0.9018 | -1.1148 | -1.3462 | -1.5966 | -1.8665 | -2.1562 | -2.4663 | -2.7982
Scenario 2: High TRC | SCE | Com | FoodServ | Com - Restaurant | Gas Energy (MMTherm/year) | Energy Efficiency | 0.0069746 | 0.014252 | 0.021813 | 0.029651 | 0.037784 | 0.099422 | 0.17153 | 0.24456 | 0.31843 | 0.39301 | 0.46831 | 0.54426 | 0.62087
Scenario 2: High TRC | SCE | Com | FoodServ | Com - Restaurant | Gas Energy (MMTherm/year) | Fuel Substitution | 0.010703 | 0.023149 | 0.037343 | 0.053288 | 0.071 | 0.090542 | 0.1119 | 0.1351 | 0.1602 | 0.18725 | 0.21628 | 0.24737 | 0.28066
Scenario 2: High TRC | SCE | Com | FoodServ | Com - Retail | Electric Demand (MW) | Energy Efficiency | 0.0039646 | 0.010491 | 0.017542 | 0.024793 | 0.032258 | 0.039883 | 0.047617 | 0.05548 | 0.063429 | 0.071436 | 0.079505 | 0.08761 | 0.093433
Scenario 2: High TRC | SCE | Com | FoodServ | Com - Retail | Electric Energy (GWh/year) | Energy Efficiency | 0.01942 | 0.060362 | 0.10524 | 0.15119 | 0.19829 | 0.24627 | 0.29487 | 0.3442 | 0.39403 | 0.44424 | 0.49484 | 0.5457 | 0.57648
Scenario 2: High TRC | SCE | Com | FoodServ | Com - Retail | Gas Energy (MMTherm/year) | Energy Efficiency | 0.00043005 | 0.00088658 | 0.0013618 | 0.0018562 | 0.002371 | 0.0029003 | 0.0034391 | 0.0039893 | 0.0045462 | 0.0051071 | 0.0056723 | 0.0062389 | 0.0068071
Scenario 2: High TRC | SCE | Com | FoodServ | Com - School | Electric Demand (MW) | Energy Efficiency | 0.011158 | 0.027149 | 0.044367 | 0.061832 | 0.079408 | 0.11865 | 0.16313 | 0.20817 | 0.25366 | 0.29949 | 0.3455 | 0.39175 | 0.43366
Scenario 2: High TRC | SCE | Com | FoodServ | Com - School | Electric Demand (MW) | Fuel Substitution | -0.00025976 | -0.00056135 | -0.00090447 | -0.0012888 | -0.0017142 | -0.0021941 | -0.0027172 | -0.0032828 | -0.00389 | -0.0045379 | -0.0052255 | -0.0059522 | -0.0067236
Scenario 2: High TRC | SCE | Com | FoodServ | Com - School | Electric Energy (GWh/year) | Energy Efficiency | 0.054657 | 0.15013 | 0.25503 | 0.36124 | 0.46805 | 0.7008 | 0.96413 | 1.2308 | 1.5002 | 1.7716 | 2.0442 | 2.3183 | 2.5543
Scenario 2: High TRC | SCE | Com | FoodServ | Com - School | Electric Energy (GWh/year) | Fuel Substitution | -0.0036093 | -0.0078274 | -0.012657 | -0.018103 | -0.024179 | -0.030985 | -0.038499 | -0.046753 | -0.055781 | -0.065616 | -0.076284 | -0.087825 | -0.1003
Scenario 2: High TRC | SCE | Com | FoodServ | Com - School | Gas Energy (MMTherm/year) | Energy Efficiency | 0.0012104 | 0.0024649 | 0.0037566 | 0.0050726 | 0.0063985 | 0.0091959 | 0.012317 | 0.015445 | 0.018582 | 0.021724 | 0.024864 | 0.028012 | 0.031156
Scenario 2: High TRC | SCE | Com | FoodServ | Com - School | Gas Energy (MMTherm/year) | Fuel Substitution | 0.00037868 | 0.0008211 | 0.0013275 | 0.0018983 | 0.0025349 | 0.0032455 | 0.0040292 | 0.0048891 | 0.0058289 | 0.0068515 | 0.0079598 | 0.0091576 | 0.010453
Scenario 2: High TRC | SCE | Com | HVAC | Com - College | Electric Demand (MW) | Energy Efficiency | 0.031443 | 0.064376 | 0.099451 | 0.13686 | 0.17568 | 0.21689 | 0.26034 | 0.30538 | 0.35183 | 0.39931 | 0.44794 | 0.49948 | 0.55202
Scenario 2: High TRC | SCE | Com | HVAC | Com - College | Electric Energy (GWh/year) | Energy Efficiency | 0.073621 | 0.15009 | 0.23029 | 0.31443 | 0.40115 | 0.49176 | 0.58604 | 0.68303 | 0.78244 | 0.8837 | 0.98698 | 1.0947 | 1.2042
Scenario 2: High TRC | SCE | Com | HVAC | Com - College | Electric Energy (GWh/year) | Fuel Substitution | 0.0076782 | 0.015582 | 0.023636 | 0.032874 | 0.042169 | 0.042169 | 0.042169 | 0.042169 | 0.042169 | 0.042169 | 0.042169 | 0.042169 | 0.042169
Scenario 2: High TRC | SCE | Com | HVAC | Com - College | Gas Energy (MMTherm/year) | Energy Efficiency | 0.0011371 | 0.0023479 | 0.0036757 | 0.0051346 | 0.006668 | 0.0083391 | 0.01014 | 0.01203 | 0.013998 | 0.01602 | 0.018105 | 0.020368 | 0.022685
Scenario 2: High TRC | SCE | Com | HVAC | Com - College | Gas Energy (MMTherm/year) | Fuel Substitution | 0.0010572 | 0.0021445 | 0.0032518 | 0.0044544 | 0.0056641 | 0.0056641 | 0.0056641 | 0.0056641 | 0.0056641 | 0.0056641 | 0.0056641 | 0.0056641 | 0.0056641
Scenario 2: High TRC | SCE | Com | HVAC | Com - Grocery | Electric Demand (MW) | Energy Efficiency | 0.0073473 | 0.014954 | 0.022862 | 0.031016 | 0.03941 | 0.048026 | 0.10516 | 0.17687 | 0.19716 | 0.20573 | 0.21443 | 0.22324 | 0.23217
Scenario 2: High TRC | SCE | Com | HVAC | Com - Grocery | Electric Demand (MW) | Fuel Substitution | 0 | 0 | 0 | 0 | 0 | 0.013226 | 0.026555 | 0.039908 | 0.05323 | 0.066488 | 0.079661 | 0.087021 | 0.094322
Scenario 2: High TRC | SCE | Com | HVAC | Com - Grocery | Electric Energy (GWh/year) | Energy Efficiency | 0.016268 | 0.033192 | 0.050825 | 0.069088 | 0.08798 | 0.10747 | 0.32265 | 0.59643 | 0.66176 | 0.67941 | 0.69732 | 0.71547 | 0.73385
Scenario 2: High TRC | SCE | Com | HVAC | Com - Grocery | Electric Energy (GWh/year) | Fuel Substitution | -0.68211 | -1.3776 | -2.0796 | -2.7837 | -3.487 | -3.4115 | -3.3353 | -3.2589 | -3.1827 | -3.1068 | -3.0314 | -2.9743 | -2.9177
Scenario 2: High TRC | SCE | Com | HVAC | Com - Grocery | Gas Energy (MMTherm/year) | Energy Efficiency | 0.00012049 | 0.00025397 | 0.0004007 | 0.00056136 | 0.00073677 | 0.00092725 | 0.001642 | 0.0025241 | 0.002689 | 0.002689 | 0.002689 | 0.002689 | 0.002689
Scenario 2: High TRC | SCE | Com | HVAC | Com - Grocery | Gas Energy (MMTherm/year) | Fuel Substitution | 0.11766 | 0.23781 | 0.35927 | 0.48125 | 0.60319 | 0.60319 | 0.60319 | 0.60319 | 0.60319 | 0.60319 | 0.60319 | 0.60319 | 0.60319
Scenario 2: High TRC | SCE | Com | HVAC | Com - Health | Electric Demand (MW) | Energy Efficiency | 0.029698 | 0.060417 | 0.092173 | 0.12498 | 0.15871 | 0.19321 | 0.22852 | 0.26449 | 0.30067 | 0.33721 | 0.37412 | 0.4116 | 0.4497
Scenario 2: High TRC | SCE | Com | HVAC | Com - Health | Electric Demand (MW) | Fuel Substitution | 0 | 0 | 0 | 0 | 0 | 0.010685 | 0.021559 | 0.03255 | 0.04294 | 0.053354 | 0.063768 | 0.069728 | 0.075676
Scenario 2: High TRC | SCE | Com | HVAC | Com - Health | Electric Energy (GWh/year) | Energy Efficiency | 0.19513 | 0.39696 | 0.60562 | 0.82089 | 1.0422 | 1.2685 | 1.5001 | 1.7359 | 1.9736 | 2.2137 | 2.4562 | 2.7024 | 2.9527
Scenario 2: High TRC | SCE | Com | HVAC | Com - Health | Electric Energy (GWh/year) | Fuel Substitution | -0.051487 | -0.073306 | -0.094902 | -0.13653 | -0.1779 | -0.11341 | -0.047713 | 0.01872 | 0.082688 | 0.14681 | 0.21094 | 0.2584 | 0.30576
Scenario 2: High TRC | SCE | Com | HVAC | Com - Health | Gas Energy (MMTherm/year) | Energy Efficiency | 0 | 0 | 0 | 7.7893e-05 | 0.00017906 | 0.0002889 | 0.00040789 | 0.00053574 | 0.0005572 | 0.0005572 | 0.0005572 | 0.0005572 | 0.0005572
Scenario 2: High TRC | SCE | Com | HVAC | Com - Health | Gas Energy (MMTherm/year) | Fuel Substitution | 0.021708 | 0.045696 | 0.070087 | 0.097381 | 0.12481 | 0.12481 | 0.12481 | 0.12481 | 0.12481 | 0.12481 | 0.12481 | 0.12481 | 0.12481
Scenario 2: High TRC | SCE | Com | HVAC | Com - Lodging | Electric Demand (MW) | Energy Efficiency | 0.029133 | 0.060244 | 0.093383 | 0.13103 | 0.17428 | 0.22081 | 0.27009 | 0.32629 | 0.35297 | 0.37308 | 0.39351 | 0.41424 | 0.43526
Scenario 2: High TRC | SCE | Com | HVAC | Com - Lodging | Electric Demand (MW) | Fuel Substitution | 0 | 0 | 0 | 0 | 0 | 0.0055708 | 0.011199 | 0.01685 | 0.019437 | 0.022018 | 0.024585 | 0.027137 | 0.029671
Scenario 2: High TRC | SCE | Com | HVAC | Com - Lodging | Electric Energy (GWh/year) | Energy Efficiency | 0.14344 | 0.29532 | 0.45577 | 0.63446 | 0.83656 | 1.0523 | 1.2793 | 1.5552 | 1.6996 | 1.8202 | 1.9427 | 2.067 | 2.193
Scenario 2: High TRC | SCE | Com | HVAC | Com - Lodging | Electric Energy (GWh/year) | Fuel Substitution | -0.087409 | -0.17646 | -0.26626 | -0.35624 | -0.44603 | -0.41843 | -0.39051 | -0.36248 | -0.34574 | -0.32904 | -0.31243 | -0.29592 | -0.27953
Scenario 2: High TRC | SCE | Com | HVAC | Com - Lodging | Gas Energy (MMTherm/year) | Energy Efficiency | 0.00084609 | 0.0017859 | 0.0028241 | 0.0039626 | 0.005347 | 0.0068883 | 0.0085562 | 0.010201 | 0.010573 | 0.010573 | 0.010573 | 0.010573 | 0.010573
Scenario 2: High TRC | SCE | Com | HVAC | Com - Lodging | Gas Energy (MMTherm/year) | Fuel Substitution | 0.019152 | 0.038724 | 0.058527 | 0.078427 | 0.098331 | 0.098331 | 0.098331 | 0.098331 | 0.098331 | 0.098331 | 0.098331 | 0.098331 | 0.098331
Scenario 2: High TRC | SCE | Com | HVAC | Com - Office (Large) | Electric Demand (MW) | Energy Efficiency | 0.023586 | 0.0477 | 0.072269 | 0.09727 | 0.12272 | 0.1486 | 0.17481 | 0.20134 | 0.22811 | 0.25507 | 0.28224 | 0.30957 | 0.33705
Scenario 2: High TRC | SCE | Com | HVAC | Com - Office (Large) | Electric Energy (GWh/year) | Energy Efficiency | 0.057153 | 0.11558 | 0.17512 | 0.2357 | 0.29738 | 0.36007 | 0.42357 | 0.48787 | 0.55274 | 0.61807 | 0.6839 | 0.75011 | 0.81671
Scenario 2: High TRC | SCE | Com | HVAC | Com - Office (Large) | Electric Energy (GWh/year) | Fuel Substitution | -1.5445e-05 | -3.0904e-05 | -4.6225e-05 | -0.00065952 | -0.0012573 | -0.0012573 | -0.0012573 | -0.0012573 | -0.0012573 | -0.0012573 | -0.0012573 | -0.0012573 | -0.0012573
Scenario 2: High TRC | SCE | Com | HVAC | Com - Office (Large) | Gas Energy (MMTherm/year) | Fuel Substitution | 1.3584e-05 | 2.7178e-05 | 4.0648e-05 | 0.00011733 | 0.00019213 | 0.00019213 | 0.00019213 | 0.00019213 | 0.00019213 | 0.00019213 | 0.00019213 | 0.00019213 | 0.00019213
Scenario 2: High TRC | SCE | Com | HVAC | Com - Office (Small) | Electric Demand (MW) | Energy Efficiency | 0.031248 | 0.064109 | 0.098522 | 0.13443 | 0.14545 | 0.44812 | 0.48548 | 0.5241 | 0.56384 | 0.60456 | 0.64622 | 0.68871 | 0.73196
Scenario 2: High TRC | SCE | Com | HVAC | Com - Office (Small) | Electric Energy (GWh/year) | Energy Efficiency | 0.055691 | 0.11405 | 0.17496 | 0.23831 | 0.26192 | 0.73816 | 0.80402 | 0.8719 | 0.94163 | 1.013 | 1.0858 | 1.16 | 1.2355
Scenario 2: High TRC | SCE | Com | HVAC | Com - Office (Small) | Electric Energy (GWh/year) | Fuel Substitution | -0.00060352 | -0.0012184 | -0.0018386 | -0.0024719 | -0.0030139 | -0.0030139 | -0.0030139 | -0.0030139 | -0.0030139 | -0.0030139 | -0.0030139 | -0.0030139 | -0.0030139
Scenario 2: High TRC | SCE | Com | HVAC | Com - Office (Small) | Gas Energy (MMTherm/year) | Energy Efficiency | 0.0010726 | 0.0022206 | 0.0034423 | 0.0047359 | 0.0047359 | 0.021154 | 0.022506 | 0.023921 | 0.025392 | 0.02691 | 0.028473 | 0.030076 | 0.031714
Scenario 2: High TRC | SCE | Com | HVAC | Com - Office (Small) | Gas Energy (MMTherm/year) | Fuel Substitution | 7.439e-05 | 0.00015022 | 0.00022675 | 0.00030883 | 0.0003791 | 0.0003791 | 0.0003791 | 0.0003791 | 0.0003791 | 0.0003791 | 0.0003791 | 0.0003791 | 0.0003791
Scenario 2: High TRC | SCE | Com | HVAC | Com - Other | Electric Demand (MW) | Energy Efficiency | 0.44124 | 0.92107 | 1.4403 | 1.9979 | 2.5936 | 3.2266 | 3.891 | 4.5903 | 5.3118 | 6.0658 | 6.852 | 7.6678 | 8.5138
Scenario 2: High TRC | SCE | Com | HVAC | Com - Other | Electric Demand (MW) | Fuel Substitution | 0 | 0 | 0 | 0 | 0 | 0 | 4.5468e-05 | 4.5468e-05 | 4.5468e-05 | 4.5468e-05 | 4.5468e-05 | 4.5468e-05 | 4.5468e-05
Scenario 2: High TRC | SCE | Com | HVAC | Com - Other | Electric Energy (GWh/year) | Energy Efficiency | 0.77014 | 1.5991 | 2.486 | 3.427 | 4.4193 | 5.4598 | 6.4244 | 7.4277 | 8.3726 | 9.3659 | 10.4095 | 11.5018 | 12.6455
Scenario 2: High TRC | SCE | Com | HVAC | Com - Other | Electric Energy (GWh/year) | Fuel Substitution | -0.059889 | -0.12077 | -0.10657 | -0.091642 | -0.065797 | -0.065797 | -0.065458 | -0.065458 | -0.065458 | -0.065458 | -0.065458 | -0.065458 | -0.065458
Scenario 2: High TRC | SCE | Com | HVAC | Com - Other | Gas Energy (MMTherm/year) | Energy Efficiency | 0.047555 | 0.098451 | 0.15249 | 0.20933 | 0.26865 | 0.33014 | 0.37888 | 0.42886 | 0.46919 | 0.51221 | 0.5582 | 0.60723 | 0.65958
Scenario 2: High TRC | SCE | Com | HVAC | Com - Other | Gas Energy (MMTherm/year) | Fuel Substitution | 0.034224 | 0.069291 | 0.11307 | 0.15718 | 0.20294 | 0.20294 | 0.20294 | 0.20294 | 0.20294 | 0.20294 | 0.20294 | 0.20294 | 0.20294
Scenario 2: High TRC | SCE | Com | HVAC | Com - Restaurant | Electric Demand (MW) | Energy Efficiency | 0.032946 | 0.068386 | 0.10635 | 0.14692 | 0.19021 | 0.23555 | 0.28264 | 0.33159 | 0.38216 | 0.43407 | 0.48726 | 0.54143 | 0.59652
Scenario 2: High TRC | SCE | Com | HVAC | Com - Restaurant | Electric Demand (MW) | Fuel Substitution | 0 | 0 | 0 | 0 | 0 | 6.2373e-06 | 1.2517e-05 | 1.8803e-05 | 2.5071e-05 | 3.1308e-05 | 3.7504e-05 | 4.3655e-05 | 4.9757e-05
Scenario 2: High TRC | SCE | Com | HVAC | Com - Restaurant | Electric Energy (GWh/year) | Energy Efficiency | 0.034535 | 0.071106 | 0.10971 | 0.15038 | 0.19319 | 0.23765 | 0.28355 | 0.33093 | 0.37965 | 0.42949 | 0.48041 | 0.53221 | 0.58483
Scenario 2: High TRC | SCE | Com | HVAC | Com - Restaurant | Electric Energy (GWh/year) | Fuel Substitution | 0.011665 | 0.023628 | 0.035774 | 0.048015 | 0.060286 | 0.060337 | 0.060388 | 0.06044 | 0.060491 | 0.060542 | 0.060593 | 0.060643 | 0.060693
Scenario 2: High TRC | SCE | Com | HVAC | Com - Restaurant | Gas Energy (MMTherm/year) | Energy Efficiency | 0.0017012 | 0.0035475 | 0.0055417 | 0.0076886 | 0.0099971 | 0.012427 | 0.014959 | 0.017601 | 0.020339 | 0.023156 | 0.026049 | 0.029 | 0.032005
Scenario 2: High TRC | SCE | Com | HVAC | Com - Restaurant | Gas Energy (MMTherm/year) | Fuel Substitution | 0.0012638 | 0.0025586 | 0.0038721 | 0.005195 | 0.0065206 | 0.0065206 | 0.0065206 | 0.0065206 | 0.0065206 | 0.0065206 | 0.0065206 | 0.0065206 | 0.0065206
Scenario 2: High TRC | SCE | Com | HVAC | Com - Retail | Electric Demand (MW) | Energy Efficiency | 0.13213 | 0.27538 | 0.42913 | 0.59403 | 0.77089 | 0.96069 | 1.1591 | 1.3687 | 1.5014 | 1.6189 | 1.7393 | 1.8616 | 1.9857
Scenario 2: High TRC | SCE | Com | HVAC | Com - Retail | Electric Demand (MW) | Fuel Substitution | 0 | 0 | 0 | 0 | 0 | 0.020725 | 0.041816 | 0.063103 | 0.063103 | 0.063103 | 0.063103 | 0.063103 | 0.063103
Scenario 2: High TRC | SCE | Com | HVAC | Com - Retail | Electric Energy (GWh/year) | Energy Efficiency | 0.26779 | 0.55683 | 0.86635 | 1.1967 | 1.5487 | 1.9264 | 2.2953 | 2.684 | 2.841 | 2.9526 | 3.0675 | 3.1853 | 3.3064
Scenario 2: High TRC | SCE | Com | HVAC | Com - Retail | Electric Energy (GWh/year) | Fuel Substitution | 0.045897 | 0.09298 | 0.1408 | 0.18901 | 0.23725 | 0.31461 | 0.39335 | 0.47284 | 0.47284 | 0.47284 | 0.47284 | 0.47284 | 0.47284
Scenario 2: High TRC | SCE | Com | HVAC | Com - Retail | Gas Energy (MMTherm/year) | Energy Efficiency | 0.0038812 | 0.0080022 | 0.012318 | 0.016818 | 0.021489 | 0.026291 | 0.029795 | 0.033372 | 0.034569 | 0.035626 | 0.03681 | 0.038127 | 0.039592
Scenario 2: High TRC | SCE | Com | HVAC | Com - Retail | Gas Energy (MMTherm/year) | Fuel Substitution | 0.0030762 | 0.0062299 | 0.009431 | 0.012657 | 0.015883 | 0.015883 | 0.015883 | 0.015883 | 0.015883 | 0.015883 | 0.015883 | 0.015883 | 0.015883
Scenario 2: High TRC | SCE | Com | HVAC | Com - School | Electric Demand (MW) | Energy Efficiency | 0.067559 | 0.13855 | 0.21303 | 0.29062 | 0.37077 | 0.45362 | 0.53844 | 0.62535 | 0.71431 | 0.8052 | 0.89756 | 0.99169 | 1.0869
Scenario 2: High TRC | SCE | Com | HVAC | Com - School | Electric Energy (GWh/year) | Energy Efficiency | 0.063135 | 0.12928 | 0.19845 | 0.27034 | 0.34448 | 0.42096 | 0.49916 | 0.57919 | 0.661 | 0.74449 | 0.82927 | 0.91559 | 1.0029
Scenario 2: High TRC | SCE | Com | HVAC | Com - School | Electric Energy (GWh/year) | Fuel Substitution | -0.0012178 | -0.0024399 | -0.003654 | -0.0048527 | -0.0060313 | -0.0060313 | -0.0060313 | -0.0060313 | -0.0060313 | -0.0060313 | -0.0060313 | -0.0060313 | -0.0060313
Scenario 2: High TRC | SCE | Com | HVAC | Com - School | Gas Energy (MMTherm/year) | Energy Efficiency | 0.0035232 | 0.0072377 | 0.011147 | 0.01523 | 0.019457 | 0.023834 | 0.028321 | 0.032925 | 0.037643 | 0.04247 | 0.047378 | 0.052385 | 0.057452
Scenario 2: High TRC | SCE | Com | HVAC | Com - School | Gas Energy (MMTherm/year) | Fuel Substitution | 0.0009886 | 0.0019854 | 0.0029806 | 0.003967 | 0.0049399 | 0.0049399 | 0.0049399 | 0.0049399 | 0.0049399 | 0.0049399 | 0.0049399 | 0.0049399 | 0.0049399
Scenario 2: High TRC | SCE | Com | HVAC | Com - Warehouse | Electric Demand (MW) | Energy Efficiency | 0.0019901 | 0.0040478 | 0.0061668 | 0.0083478 | 0.010594 | 0.012898 | 0.015255 | 0.017664 | 0.020064 | 0.022504 | 0.024981 | 0.027493 | 0.030037
Scenario 2: High TRC | SCE | Com | HVAC | Com - Warehouse | Electric Demand (MW) | Fuel Substitution | 0 | 0 | 0 | 0 | 0 | 2.4532e-06 | 4.9389e-06 | 7.4415e-06 | 7.4415e-06 | 7.4415e-06 | 7.4415e-06 | 7.4415e-06 | 7.4415e-06
Scenario 2: High TRC | SCE | Com | HVAC | Com - Warehouse | Electric Energy (GWh/year) | Energy Efficiency | 0.0062105 | 0.012632 | 0.019245 | 0.026051 | 0.03306 | 0.04025 | 0.047606 | 0.055125 | 0.062631 | 0.070261 | 0.078009 | 0.085863 | 0.093822
Scenario 2: High TRC | SCE | Com | HVAC | Com - Warehouse | Electric Energy (GWh/year) | Fuel Substitution | -0.11403 | -0.23087 | -0.34327 | -0.45649 | -0.57005 | -0.57002 | -0.56998 | -0.56995 | -0.56995 | -0.56995 | -0.56995 | -0.56995 | -0.56995
Scenario 2: High TRC | SCE | Com | HVAC | Com - Warehouse | Gas Energy (MMTherm/year) | Fuel Substitution | 0.020164 | 0.040854 | 0.063142 | 0.085632 | 0.10822 | 0.10822 | 0.10822 | 0.10822 | 0.10822 | 0.10822 | 0.10822 | 0.10822 | 0.10822
Scenario 2: High TRC | SCE | Com | Lighting | Com - College | Electric Demand (MW) | Energy Efficiency | 0 | 0 | 0 | 0 | 0 | 0 | 0 | 0.0093299 | 0.011611 | 0.011611 | 0.011611 | 0.011611 | 0.011611
Scenario 2: High TRC | SCE | Com | Lighting | Com - College | Electric Energy (GWh/year) | Energy Efficiency | 0 | 0 | 0 | 0 | 0 | 0 | 0 | 0.035061 | 0.043634 | 0.043634 | 0.043634 | 0.043634 | 0.043634
Scenario 2: High TRC | SCE | Com | Lighting | Com - College | Gas Energy (MMTherm/year) | Energy Efficiency | 0 | 0 | 0 | 0 | 0 | 0 | 0 | -0.00019421 | -0.0002417 | -0.0002417 | -0.0002417 | -0.0002417 | -0.0002417
Scenario 2: High TRC | SCE | Com | Lighting | Com - Grocery | Electric Demand (MW) | Energy Efficiency | 0.033078 | 0.067928 | 0.1044 | 0.14245 | 0.18208 | 0.22317 | 0.26559 | 0.30934 | 0.35431 | 0.40039 | 0.44756 | 0.49567 | 0.54461
Scenario 2: High TRC | SCE | Com | Lighting | Com - Grocery | Electric Energy (GWh/year) | Energy Efficiency | 0.18564 | 0.38122 | 0.58587 | 0.7994 | 1.0218 | 1.2523 | 1.4903 | 1.7358 | 1.9881 | 2.2466 | 2.5113 | 2.7811 | 3.0557
Scenario 2: High TRC | SCE | Com | Lighting | Com - Grocery | Gas Energy (MMTherm/year) | Energy Efficiency | -0.0019611 | -0.0040272 | -0.0061893 | -0.0084452 | -0.010795 | -0.013231 | -0.015745 | -0.018339 | -0.021005 | -0.023737 | -0.026534 | -0.029386 | -0.032287
Scenario 2: High TRC | SCE | Com | Lighting | Com - Health | Electric Demand (MW) | Energy Efficiency | 0.034794 | 0.071555 | 0.11029 | 0.15068 | 0.19278 | 0.23641 | 0.28163 | 0.32819 | 0.376 | 0.42482 | 0.47453 | 0.52534 | 0.57723
Scenario 2: High TRC | SCE | Com | Lighting | Com - Health | Electric Energy (GWh/year) | Energy Efficiency | 0.20349 | 0.41848 | 0.64505 | 0.88127 | 1.1275 | 1.3827 | 1.6472 | 1.9196 | 2.1992 | 2.4848 | 2.7756 | 3.0728 | 3.3764
Scenario 2: High TRC | SCE | Com | Lighting | Com - Health | Gas Energy (MMTherm/year) | Energy Efficiency | -0.0013327 | -0.0027408 | -0.0042247 | -0.0057717 | -0.0073842 | -0.0090558 | -0.010788 | -0.012572 | -0.014403 | -0.016273 | -0.018178 | -0.020124 | -0.022112
Scenario 2: High TRC | SCE | Com | Lighting | Com - Office (Large) | Electric Demand (MW) | Energy Efficiency | 0 | 0 | 0 | 0 | 0 | 0 | 0 | 0.017982 | 0.025709 | 0.025709 | 0.025709 | 0.025709 | 0.025709
Scenario 2: High TRC | SCE | Com | Lighting | Com - Office (Large) | Electric Energy (GWh/year) | Energy Efficiency | 0 | 0 | 0 | 0 | 0 | 0 | 0 | 0.12497 | 0.17867 | 0.17867 | 0.17867 | 0.17867 | 0.17867
Scenario 2: High TRC | SCE | Com | Lighting | Com - Office (Large) | Gas Energy (MMTherm/year) | Energy Efficiency | 0 | 0 | 0 | 0 | 0 | 0 | 0 | -0.00029618 | -0.00042344 | -0.00042344 | -0.00042344 | -0.00042344 | -0.00042344
Scenario 2: High TRC | SCE | Com | Lighting | Com - Refrig. Warehouse | Electric Demand (MW) | Energy Efficiency | 0.0010955 | 0.0015426 | 0.0020103 | 0.0024957 | 0.0029989 | 0.00352 | 0.0040584 | 0.0046127 | 0.0051828 | 0.0057677 | 0.0063663 | 0.0069778 | 0.007601
Scenario 2: High TRC | SCE | Com | Lighting | Com - Refrig. Warehouse | Electric Energy (GWh/year) | Energy Efficiency | 0.010403 | 0.014648 | 0.019088 | 0.023697 | 0.028476 | 0.033424 | 0.038537 | 0.043801 | 0.049215 | 0.054769 | 0.060454 | 0.066262 | 0.072181
Scenario 2: High TRC | SCE | Com | Lighting | Com - Restaurant | Electric Demand (MW) | Energy Efficiency | 0.0050676 | 0.012174 | 0.019892 | 0.028218 | 0.049733 | 0.074437 | 0.099985 | 0.12636 | 0.1535 | 0.18135 | 0.20989 | 0.23906 | 0.2688
Scenario 2: High TRC | SCE | Com | Lighting | Com - Restaurant | Electric Energy (GWh/year) | Energy Efficiency | 0.030786 | 0.073958 | 0.12085 | 0.17143 | 0.30186 | 0.45161 | 0.60647 | 0.76633 | 0.93087 | 1.0997 | 1.2727 | 1.4496 | 1.6299
Scenario 2: High TRC | SCE | Com | Lighting | Com - Restaurant | Gas Energy (MMTherm/year) | Energy Efficiency | -0.00015108 | -0.00036293 | -0.00059304 | -0.00084124 | -0.0014817 | -0.002217 | -0.0029775 | -0.0037624 | -0.0045703 | -0.0053995 | -0.006249 | -0.0071172 | -0.0080027
Scenario 2: High TRC | SCE | Com | Lighting | Com - Retail | Electric Demand (MW) | Energy Efficiency | 0.12558 | 0.25799 | 0.39668 | 0.54147 | 0.69228 | 0.84863 | 1.0101 | 1.1765 | 1.3474 | 1.5225 | 1.7016 | 1.8842 | 2.0697
Scenario 2: High TRC | SCE | Com | Lighting | Com - Retail | Electric Energy (GWh/year) | Energy Efficiency | 0.7475 | 1.5357 | 2.3612 | 3.2231 | 4.1207 | 5.0513 | 6.0121 | 7.0026 | 8.02 | 9.0623 | 10.1283 | 11.2146 | 12.3189
Scenario 2: High TRC | SCE | Com | Lighting | Com - Retail | Gas Energy (MMTherm/year) | Energy Efficiency | -0.0019097 | -0.0039235 | -0.0060327 | -0.0082348 | -0.010528 | -0.012906 | -0.015361 | -0.017892 | -0.020492 | -0.023156 | -0.02588 | -0.028656 | -0.031478
Scenario 2: High TRC | SCE | Com | Lighting | Com - Warehouse | Electric Demand (MW) | Energy Efficiency | 0 | 0 | 0 | 0 | 0 | 0.0017684 | 0.0040601 | 0.0064813 | 0.0069529 | 0.0069529 | 0.0069529 | 0.0069529 | 0.0069529
Scenario 2: High TRC | SCE | Com | Lighting | Com - Warehouse | Electric Energy (GWh/year) | Energy Efficiency | 0 | 0 | 0 | 0 | 0 | 0.014817 | 0.034019 | 0.054305 | 0.058257 | 0.058257 | 0.058257 | 0.058257 | 0.058257
Scenario 2: High TRC | SCE | Com | Lighting | Com - Warehouse | Gas Energy (MMTherm/year) | Energy Efficiency | 0 | 0 | 0 | 0 | 0 | -5.7221e-05 | -0.00013138 | -0.00020972 | -0.00022498 | -0.00022498 | -0.00022498 | -0.00022498 | -0.00022498
Scenario 2: High TRC | SCE | Com | WaterHeat | Com - College | Electric Demand (MW) | Energy Efficiency | 0.00015207 | 0.00033605 | 0.00055873 | 0.00082783 | 0.001151 | 0.0015402 | 0.0020082 | 0.002569 | 0.0032398 | 0.0040409 | 0.0049973 | 0.0061461 | 0.0075164
Scenario 2: High TRC | SCE | Com | WaterHeat | Com - College | Electric Demand (MW) | Fuel Substitution | 0 | 0 | 0 | 0 | 0 | 0.4419 | 0.97884 | 1.6039 | 2.2981 | 3.0412 | 3.817 | 4.614 | 5.4244
Scenario 2: High TRC | SCE | Com | WaterHeat | Com - College | Electric Energy (GWh/year) | Energy Efficiency | 0.00062237 | 0.0013753 | 0.0022867 | 0.003388 | 0.0047106 | 0.0063036 | 0.008219 | 0.010514 | 0.013259 | 0.016538 | 0.020452 | 0.025154 | 0.030762
Scenario 2: High TRC | SCE | Com | WaterHeat | Com - College | Electric Energy (GWh/year) | Fuel Substitution | -1.9286 | -3.8595 | -5.7905 | -7.7211 | -9.6524 | -7.7862 | -5.5184 | -2.8784 | 0.053819 | 3.1929 | 6.4699 | 9.8367 | 13.2599
Scenario 2: High TRC | SCE | Com | WaterHeat | Com - College | Gas Energy (MMTherm/year) | Fuel Substitution | 0.21318 | 0.42668 | 0.64022 | 0.85377 | 1.0674 | 1.0674 | 1.0674 | 1.0674 | 1.0674 | 1.0674 | 1.0674 | 1.0674 | 1.0674
Scenario 2: High TRC | SCE | Com | WaterHeat | Com - Grocery | Electric Demand (MW) | Energy Efficiency | 0.00044161 | 0.00097663 | 0.0016221 | 0.0024 | 0.0033372 | 0.0044639 | 0.0058153 | 0.0074366 | 0.0093791 | 0.011703 | 0.014482 | 0.017803 | 0.021768
Scenario 2: High TRC | SCE | Com | WaterHeat | Com - Grocery | Electric Energy (GWh/year) | Energy Efficiency | 0.002486 | 0.0054979 | 0.0091316 | 0.013511 | 0.018787 | 0.025129 | 0.032736 | 0.041864 | 0.052799 | 0.06588 | 0.081526 | 0.10022 | 0.12254
Scenario 2: High TRC | SCE | Com | WaterHeat | Com - Grocery | Electric Energy (GWh/year) | Fuel Substitution | -0.073259 | -0.14707 | -0.22134 | -0.29616 | -0.3716 | -0.3716 | -0.3716 | -0.3716 | -0.3716 | -0.3716 | -0.3716 | -0.3716 | -0.3716
Scenario 2: High TRC | SCE | Com | WaterHeat | Com - Grocery | Gas Energy (MMTherm/year) | Fuel Substitution | 0.0097167 | 0.019506 | 0.029358 | 0.039281 | 0.049287 | 0.049287 | 0.049287 | 0.049287 | 0.049287 | 0.049287 | 0.049287 | 0.049287 | 0.049287
Scenario 2: High TRC | SCE | Com | WaterHeat | Com - Health | Electric Demand (MW) | Energy Efficiency | 0.00044307 | 0.00098222 | 0.0016376 | 0.0024285 | 0.0033836 | 0.0045335 | 0.0059188 | 0.0075813 | 0.0095738 | 0.011953 | 0.014791 | 0.018189 | 0.022263
Scenario 2: High TRC | SCE | Com | WaterHeat | Com - Health | Electric Demand (MW) | Fuel Substitution | 0 | 0 | 0 | 0 | 0 | 0.50449 | 1.121 | 1.8433 | 2.6505 | 3.5189 | 4.4289 | 5.367 | 6.3239
Scenario 2: High TRC | SCE | Com | WaterHeat | Com - Health | Electric Energy (GWh/year) | Energy Efficiency | 0.0039158 | 0.0086808 | 0.014473 | 0.021463 | 0.029904 | 0.040067 | 0.05231 | 0.067003 | 0.084612 | 0.10564 | 0.13072 | 0.16075 | 0.19676
Scenario 2: High TRC | SCE | Com | WaterHeat | Com - Health | Electric Energy (GWh/year) | Fuel Substitution | -4.8342 | -9.686 | -14.5499 | -19.4245 | -24.3105 | -19.6908 | -14.0453 | -7.4296 | -0.03749 | 7.9154 | 16.2504 | 24.8421 | 33.6057
Scenario 2: High TRC | SCE | Com | WaterHeat | Com - Health | Gas Energy (MMTherm/year) | Fuel Substitution | 0.54405 | 1.0903 | 1.638 | 2.1872 | 2.7378 | 2.7378 | 2.7378 | 2.7378 | 2.7378 | 2.7378 | 2.7378 | 2.7378 | 2.7378
Scenario 2: High TRC | SCE | Com | WaterHeat | Com - Lodging | Electric Demand (MW) | Energy Efficiency | 9.2343e-05 | 0.00020486 | 0.00034159 | 0.00050714 | 0.00070748 | 0.00094946 | 0.0012413 | 0.0015927 | 0.0020153 | 0.0025224 | 0.0031309 | 0.0038604 | 0.0047341
Scenario 2: High TRC | SCE | Com | WaterHeat | Com - Lodging | Electric Demand (MW) | Fuel Substitution | 0 | 0 | 0 | 0 | 0 | 0.51366 | 1.1446 | 1.8864 | 2.7172 | 3.6124 | 4.5518 | 5.5206 | 6.5084
Scenario 2: High TRC | SCE | Com | WaterHeat | Com - Lodging | Electric Energy (GWh/year) | Energy Efficiency | 0.00079535 | 0.0017645 | 0.0029421 | 0.0043681 | 0.0060936 | 0.0081778 | 0.010691 | 0.013718 | 0.017357 | 0.021726 | 0.026967 | 0.033249 | 0.040775
Scenario 2: High TRC | SCE | Com | WaterHeat | Com - Lodging | Electric Energy (GWh/year) | Fuel Substitution | -4.9007 | -9.8115 | -14.7266 | -19.6759 | -24.6956 | -20.1118 | -14.4813 | -7.8607 | -0.44635 | 7.5434 | 15.9275 | 24.574 | 33.3908
Scenario 2: High TRC | SCE | Com | WaterHeat | Com - Lodging | Gas Energy (MMTherm/year) | Fuel Substitution | 0.54339 | 1.0882 | 1.6337 | 2.1832 | 2.7404 | 2.7404 | 2.7404 | 2.7404 | 2.7404 | 2.7404 | 2.7404 | 2.7404 | 2.7404
Scenario 2: High TRC | SCE | Com | WaterHeat | Com - Office (Large) | Electric Demand (MW) | Energy Efficiency | 0.00011714 | 0.00025943 | 0.00043139 | 0.00063872 | 0.00088859 | 0.0011891 | 0.0015495 | 0.0019813 | 0.0024971 | 0.0031122 | 0.003846 | 0.0047199 | 0.0057604
Scenario 2: High TRC | SCE | Com | WaterHeat | Com - Office (Large) | Electric Demand (MW) | Fuel Substitution | 0 | 0 | 0 | 0 | 0 | 0.068928 | 0.1534 | 0.25227 | 0.36236 | 0.48028 | 0.60327 | 0.72929 | 0.8569
Scenario 2: High TRC | SCE | Com | WaterHeat | Com - Office (Large) | Electric Energy (GWh/year) | Energy Efficiency | 0.002243 | 0.0049673 | 0.00826 | 0.01223 | 0.017014 | 0.022769 | 0.029669 | 0.037936 | 0.047813 | 0.059591 | 0.073641 | 0.090372 | 0.1103
Scenario 2: High TRC | SCE | Com | WaterHeat | Com - Office (Large) | Electric Energy (GWh/year) | Fuel Substitution | -1.2359 | -2.4656 | -3.7058 | -4.9599 | -6.2281 | -4.8575 | -3.1777 | -1.2117 | 0.97768 | 3.323 | 5.769 | 8.2752 | 10.813
Scenario 2: High TRC | SCE | Com | WaterHeat | Com - Office (Large) | Gas Energy (MMTherm/year) | Fuel Substitution | 0.13482 | 0.26899 | 0.40431 | 0.54113 | 0.67948 | 0.67948 | 0.67948 | 0.67948 | 0.67948 | 0.67948 | 0.67948 | 0.67948 | 0.67948
Scenario 2: High TRC | SCE | Com | WaterHeat | Com - Office (Small) | Electric Demand (MW) | Energy Efficiency | 4.3163e-06 | 9.5457e-06 | 1.5861e-05 | 2.347e-05 | 2.9992e-05 | 5.7677e-05 | 7.0886e-05 | 8.6913e-05 | 0.00010625 | 0.00012949 | 0.00015734 | 0.00019065 | 0.00023041
Scenario 2: High TRC | SCE | Com | WaterHeat | Com - Office (Small) | Electric Demand (MW) | Fuel Substitution | 0 | 0 | 0 | 0 | 0 | 0.0026273 | 0.0058463 | 0.009612 | 0.013806 | 0.018302 | 0.022998 | 0.027821 | 0.032721
Scenario 2: High TRC | SCE | Com | WaterHeat | Com - Office (Small) | Electric Energy (GWh/year) | Energy Efficiency | 0.0004965 | 0.001098 | 0.0018245 | 0.0026997 | 0.0034499 | 0.0066346 | 0.0081539 | 0.0099976 | 0.012222 | 0.014895 | 0.018099 | 0.02193 | 0.026503
Scenario 2: High TRC | SCE | Com | WaterHeat | Com - Office (Small) | Electric Energy (GWh/year) | Fuel Substitution | -0.31746 | -0.63406 | -0.9494 | -1.2634 | -1.5355 | -1.2222 | -0.83829 | -0.38915 | 0.11107 | 0.64735 | 1.2075 | 1.7829 | 2.3673
Scenario 2: High TRC | SCE | Com | WaterHeat | Com - Office (Small) | Gas Energy (MMTherm/year) | Fuel Substitution | 0.034271 | 0.068453 | 0.1025 | 0.13641 | 0.16581 | 0.16581 | 0.16581 | 0.16581 | 0.16581 | 0.16581 | 0.16581 | 0.16581 | 0.16581
Scenario 2: High TRC | SCE | Com | WaterHeat | Com - Other | Electric Demand (MW) | Energy Efficiency | 0.004597 | 0.010182 | 0.01695 | 0.025127 | 0.03499 | 0.046865 | 0.061157 | 0.078324 | 0.098905 | 0.12358 | 0.15315 | 0.18855 | 0.23093
Scenario 2: High TRC | SCE | Com | WaterHeat | Com - Other | Electric Demand (MW) | Fuel Substitution | 0 | 0 | 0 | 0 | 0 | 3.1846 | 7.062 | 11.5894 | 16.6336 | 22.0494 | 27.7173 | 33.5501 | 39.4872
Scenario 2: High TRC | SCE | Com | WaterHeat | Com - Other | Electric Energy (GWh/year) | Energy Efficiency | 0.031447 | 0.069656 | 0.11595 | 0.17189 | 0.23936 | 0.32059 | 0.41836 | 0.5358 | 0.67659 | 0.84539 | 1.0477 | 1.2898 | 1.5797
Scenario 2: High TRC | SCE | Com | WaterHeat | Com - Other | Electric Energy (GWh/year) | Fuel Substitution | -25.0342 | -50.0962 | -75.1571 | -100.2114 | -125.1386 | -102.5785 | -75.1097 | -43.0338 | -7.2955 | 31.0763 | 71.2343 | 112.5608 | 154.6265
Scenario 2: High TRC | SCE | Com | WaterHeat | Com - Other | Gas Energy (MMTherm/year) | Fuel Substitution | 2.7117 | 5.4272 | 8.1435 | 10.8602 | 13.5632 | 13.5632 | 13.5632 | 13.5632 | 13.5632 | 13.5632 | 13.5632 | 13.5632 | 13.5632
Scenario 2: High TRC | SCE | Com | WaterHeat | Com - Refrig. Warehouse | Electric Demand (MW) | Energy Efficiency | 3.0474e-05 | 4.7281e-05 | 6.7783e-05 | 9.2573e-05 | 0.00012248 | 0.00015851 | 0.00020183 | 0.00025379 | 0.00031608 | 0.00039065 | 0.00047979 | 0.00058639 | 0.00071372
Scenario 2: High TRC | SCE | Com | WaterHeat | Com - Refrig. Warehouse | Electric Demand (MW) | Fuel Substitution | 0 | 0 | 0 | 0 | 0 | 0.0020565 | 0.0045959 | 0.0075914 | 0.010952 | 0.014575 | 0.018377 | 0.022298 | 0.026296
Scenario 2: High TRC | SCE | Com | WaterHeat | Com - Refrig. Warehouse | Electric Energy (GWh/year) | Energy Efficiency | 0.00037227 | 0.00057759 | 0.00082805 | 0.0011309 | 0.0014963 | 0.0019364 | 0.0024656 | 0.0031004 | 0.0038612 | 0.0047722 | 0.0058612 | 0.0071634 | 0.008719
Scenario 2: High TRC | SCE | Com | WaterHeat | Com - Refrig. Warehouse | Electric Energy (GWh/year) | Fuel Substitution | -0.027502 | -0.055092 | -0.08006 | -0.1072 | -0.13479 | -0.10878 | -0.076662 | -0.038774 | 0.0037273 | 0.049558 | 0.097655 | 0.14725 | 0.19782
Scenario 2: High TRC | SCE | Com | WaterHeat | Com - Refrig. Warehouse | Gas Energy (MMTherm/year) | Fuel Substitution | 0.0031547 | 0.0063207 | 0.0091877 | 0.012308 | 0.01548 | 0.01548 | 0.01548 | 0.01548 | 0.01548 | 0.01548 | 0.01548 | 0.01548 | 0.01548
Scenario 2: High TRC | SCE | Com | WaterHeat | Com - Restaurant | Electric Demand (MW) | Energy Efficiency | 0.0017467 | 0.0038711 | 0.0064472 | 0.009564 | 0.01333 | 0.017861 | 0.023303 | 0.029834 | 0.037661 | 0.047026 | 0.058226 | 0.071602 | 0.087568
Scenario 2: High TRC | SCE | Com | WaterHeat | Com - Restaurant | Electric Demand (MW) | Fuel Substitution | 0 | 0 | 0 | 0 | 0 | 3.5456 | 7.8791 | 12.9462 | 18.5946 | 24.662 | 31.0155 | 37.5587 | 44.2243
Scenario 2: High TRC | SCE | Com | WaterHeat | Com - Restaurant | Electric Energy (GWh/year) | Energy Efficiency | 0.0095359 | 0.021135 | 0.0352 | 0.052217 | 0.072779 | 0.097525 | 0.12724 | 0.16291 | 0.20565 | 0.25681 | 0.31798 | 0.39105 | 0.47828
Scenario 2: High TRC | SCE | Com | WaterHeat | Com - Restaurant | Electric Energy (GWh/year) | Fuel Substitution | -16.4644 | -32.9225 | -49.4667 | -66.2643 | -83.3481 | -63.2792 | -38.748 | -10.0628 | 21.915 | 56.2648 | 92.2353 | 129.2804 | 167.0181
Scenario 2: High TRC | SCE | Com | WaterHeat | Com - Restaurant | Gas Energy (MMTherm/year) | Fuel Substitution | 1.8575 | 3.7146 | 5.5815 | 7.4769 | 9.4045 | 9.4045 | 9.4045 | 9.4045 | 9.4045 | 9.4045 | 9.4045 | 9.4045 | 9.4045
Scenario 2: High TRC | SCE | Com | WaterHeat | Com - Retail | Electric Demand (MW) | Energy Efficiency | 0.00028899 | 0.00063912 | 0.0010615 | 0.0015704 | 0.0021829 | 0.0029181 | 0.0037987 | 0.0048532 | 0.0061134 | 0.0076172 | 0.0094109 | 0.011547 | 0.01409
Scenario 2: High TRC | SCE | Com | WaterHeat | Com - Retail | Electric Demand (MW) | Fuel Substitution | 0 | 0 | 0 | 0 | 0 | 0.11019 | 0.24399 | 0.39985 | 0.5732 | 0.75905 | 0.95333 | 1.1531 | 1.3562
Scenario 2: High TRC | SCE | Com | WaterHeat | Com - Retail | Electric Energy (GWh/year) | Energy Efficiency | 0.0019278 | 0.0042635 | 0.0070814 | 0.010476 | 0.014563 | 0.019468 | 0.025344 | 0.032381 | 0.04079 | 0.050827 | 0.062799 | 0.077058 | 0.09403
Scenario 2: High TRC | SCE | Com | WaterHeat | Com - Retail | Electric Energy (GWh/year) | Fuel Substitution | -0.71314 | -1.425 | -2.1348 | -2.8421 | -3.543 | -2.7804 | -1.8544 | -0.77553 | 0.42434 | 1.7108 | 3.0556 | 4.4383 | 5.8444
Scenario 2: High TRC | SCE | Com | WaterHeat | Com - Retail | Gas Energy (MMTherm/year) | Fuel Substitution | 0.075587 | 0.15104 | 0.22627 | 0.30125 | 0.37554 | 0.37554 | 0.37554 | 0.37554 | 0.37554 | 0.37554 | 0.37554 | 0.37554 | 0.37554
Scenario 2: High TRC | SCE | Com | WaterHeat | Com - School | Electric Demand (MW) | Energy Efficiency | 0.00014512 | 0.00032144 | 0.00053489 | 0.00079232 | 0.0011017 | 0.0014731 | 0.0019175 | 0.0024492 | 0.0030848 | 0.0038438 | 0.0047491 | 0.0058292 | 0.0071157
Scenario 2: High TRC | SCE | Com | WaterHeat | Com - School | Electric Demand (MW) | Fuel Substitution | 0 | 0 | 0 | 0 | 0 | 0.23267 | 0.51684 | 0.84809 | 1.2158 | 1.6089 | 2.0186 | 2.4383 | 2.8638
Scenario 2: High TRC | SCE | Com | WaterHeat | Com - School | Electric Energy (GWh/year) | Energy Efficiency | 0.00215 | 0.0047623 | 0.0079248 | 0.011739 | 0.016322 | 0.021824 | 0.02841 | 0.036287 | 0.045703 | 0.056948 | 0.070361 | 0.086363 | 0.10542
Scenario 2: High TRC | SCE | Com | WaterHeat | Com - School | Electric Energy (GWh/year) | Fuel Substitution | -3.1727 | -6.3418 | -9.5441 | -12.7877 | -16.0719 | -12.532 | -8.2083 | -3.1677 | 2.4279 | 8.4104 | 14.6445 | 21.0329 | 27.5077
Scenario 2: High TRC | SCE | Com | WaterHeat | Com - School | Gas Energy (MMTherm/year) | Fuel Substitution | 0.3538 | 0.70725 | 1.0644 | 1.4261 | 1.7923 | 1.7923 | 1.7923 | 1.7923 | 1.7923 | 1.7923 | 1.7923 | 1.7923 | 1.7923
Scenario 2: High TRC | SCE | Com | WaterHeat | Com - Warehouse | Electric Demand (MW) | Energy Efficiency | 1.3939e-05 | 3.0816e-05 | 5.1169e-05 | 7.5699e-05 | 0.00010527 | 0.00014082 | 0.00018346 | 0.00023459 | 0.00029508 | 0.00036727 | 0.00045336 | 0.00055588 | 0.00067794
Scenario 2: High TRC | SCE | Com | WaterHeat | Com - Warehouse | Electric Demand (MW) | Fuel Substitution | 0 | 0 | 0 | 0 | 0 | 0.002072 | 0.0045849 | 0.007511 | 0.010765 | 0.014253 | 0.0179 | 0.021649 | 0.025465
Scenario 2: High TRC | SCE | Com | WaterHeat | Com - Warehouse | Electric Energy (GWh/year) | Energy Efficiency | 0.00039451 | 0.00087216 | 0.0014482 | 0.0021425 | 0.0029795 | 0.0039855 | 0.0051923 | 0.0066393 | 0.0083522 | 0.010396 | 0.012834 | 0.015737 | 0.019194
Scenario 2: High TRC | SCE | Com | WaterHeat | Com - Warehouse | Electric Energy (GWh/year) | Fuel Substitution | -0.07531 | -0.15081 | -0.22641 | -0.3021 | -0.3779 | -0.31723 | -0.24366 | -0.15798 | -0.062702 | 0.039444 | 0.14623 | 0.25603 | 0.36776
Scenario 2: High TRC | SCE | Com | WaterHeat | Com - Warehouse | Gas Energy (MMTherm/year) | Fuel Substitution | 0.0083307 | 0.016685 | 0.025052 | 0.033432 | 0.041826 | 0.041826 | 0.041826 | 0.041826 | 0.041826 | 0.041826 | 0.041826 | 0.041826 | 0.041826
Scenario 2: High TRC | SCE | Com | WholeBlg | Com - College | Electric Demand (MW) | Energy Efficiency | 0.10183 | 0.20593 | 0.31252 | 0.42213 | 0.53518 | 0.65086 | 0.77061 | 0.8941 | 1.0097 | 1.0462 | 1.0778 | 1.11 | 1.1422
Scenario 2: High TRC | SCE | Com | WholeBlg | Com - College | Electric Energy (GWh/year) | Energy Efficiency | 0.92799 | 1.8767 | 2.8481 | 3.847 | 4.8772 | 5.9319 | 7.0238 | 8.1499 | 9.2034 | 9.5364 | 9.8243 | 10.1179 | 10.4108
Scenario 2: High TRC | SCE | Com | WholeBlg | Com - Grocery | Electric Demand (MW) | Energy Efficiency | 0.34915 | 0.7064 | 1.0729 | 1.4501 | 1.8395 | 2.2384 | 2.6499 | 3.0737 | 3.4701 | 3.5943 | 3.7011 | 3.8091 | 3.9036
Scenario 2: High TRC | SCE | Com | WholeBlg | Com - Grocery | Electric Energy (GWh/year) | Energy Efficiency | 3.1819 | 6.4376 | 9.7778 | 13.2146 | 16.764 | 20.4007 | 24.153 | 28.0174 | 31.6309 | 32.7622 | 33.7356 | 34.7204 | 35.582
Scenario 2: High TRC | SCE | Com | WholeBlg | Com - Health | Electric Demand (MW) | Energy Efficiency | 0.33291 | 0.67482 | 1.0265 | 1.3893 | 1.765 | 2.1506 | 2.5505 | 2.9637 | 3.352 | 3.4826 | 3.5969 | 3.7126 | 3.8273
Scenario 2: High TRC | SCE | Com | WholeBlg | Com - Health | Electric Energy (GWh/year) | Energy Efficiency | 3.0339 | 6.1498 | 9.3543 | 12.6613 | 16.0849 | 19.6006 | 23.2469 | 27.0141 | 30.5546 | 31.7444 | 32.7857 | 33.8406 | 34.8864
Scenario 2: High TRC | SCE | Com | WholeBlg | Com - Lodging | Electric Demand (MW) | Energy Efficiency | 0.15748 | 0.31872 | 0.48387 | 0.65388 | 0.82945 | 1.0092 | 1.1953 | 1.3872 | 1.5669 | 1.6244 | 1.6741 | 1.7247 | 1.7739
Scenario 2: High TRC | SCE | Com | WholeBlg | Com - Lodging | Electric Energy (GWh/year) | Energy Efficiency | 1.4351 | 2.9045 | 4.4096 | 5.9589 | 7.5589 | 9.198 | 10.8946 | 12.6445 | 14.2828 | 14.8062 | 15.2596 | 15.7209 | 16.1693
Scenario 2: High TRC | SCE | Com | WholeBlg | Com - Office (Large) | Electric Demand (MW) | Energy Efficiency | 0.66256 | 1.3354 | 2.0196 | 2.7173 | 3.4314 | 4.1557 | 4.8989 | 5.6586 | 6.3585 | 6.5355 | 6.6757 | 6.816 | 6.9629
Scenario 2: High TRC | SCE | Com | WholeBlg | Com - Office (Large) | Electric Energy (GWh/year) | Energy Efficiency | 6.0381 | 12.1698 | 18.4047 | 24.7638 | 31.271 | 37.8751 | 44.6521 | 51.5792 | 57.9596 | 59.5714 | 60.8501 | 62.1288 | 63.4674
Scenario 2: High TRC | SCE | Com | WholeBlg | Com - Office (Small) | Electric Demand (MW) | Energy Efficiency | 0.11632 | 0.23475 | 0.35558 | 0.47925 | 0.60626 | 0.73554 | 0.8685 | 1.0048 | 1.1311 | 1.1661 | 1.1949 | 1.2238 | 1.2521
Scenario 2: High TRC | SCE | Com | WholeBlg | Com - Office (Small) | Electric Energy (GWh/year) | Energy Efficiency | 1.06 | 2.1393 | 3.2405 | 4.3675 | 5.5249 | 6.7038 | 7.9161 | 9.1588 | 10.31 | 10.629 | 10.8915 | 11.1552 | 11.4129
Scenario 2: High TRC | SCE | Com | WholeBlg | Com - Other | Electric Demand (MW) | Energy Efficiency | 0.50609 | 1.0221 | 1.5486 | 2.0884 | 2.6436 | 3.2097 | 3.7939 | 4.3943 | 4.9529 | 5.1159 | 5.2532 | 5.3926 | 5.5375
Scenario 2: High TRC | SCE | Com | WholeBlg | Com - Other | Electric Energy (GWh/year) | Energy Efficiency | 4.6121 | 9.3143 | 14.1126 | 19.032 | 24.0916 | 29.2535 | 34.5799 | 40.0547 | 45.1469 | 46.6317 | 47.8837 | 49.1544 | 50.4748
Scenario 2: High TRC | SCE | Com | WholeBlg | Com - Refrig. Warehouse | Electric Demand (MW) | Energy Efficiency | 0.038941 | 0.07932 | 0.12124 | 0.165 | 0.21078 | 0.25818 | 0.30752 | 0.35881 | 0.40767 | 0.4267 | 0.44397 | 0.46151 | 0.47662
Scenario 2: High TRC | SCE | Com | WholeBlg | Com - Refrig. Warehouse | Electric Energy (GWh/year) | Energy Efficiency | 0.35487 | 0.72286 | 1.1049 | 1.5037 | 1.9209 | 2.3531 | 2.8029 | 3.2706 | 3.716 | 3.8894 | 4.0468 | 4.2066 | 4.3444
Scenario 2: High TRC | SCE | Com | WholeBlg | Com - Restaurant | Electric Demand (MW) | Energy Efficiency | 0.2939 | 0.59677 | 0.90943 | 1.2338 | 1.5715 | 1.9201 | 2.2827 | 2.6593 | 3.0174 | 3.1567 | 3.2852 | 3.4183 | 3.5444
Scenario 2: High TRC | SCE | Com | WholeBlg | Com - Restaurant | Electric Energy (GWh/year) | Energy Efficiency | 2.7838 | 5.6668 | 8.6587 | 11.7794 | 15.0467 | 18.4396 | 21.9858 | 25.6881 | 29.2527 | 30.8544 | 32.3939 | 34.0128 | 35.6084
Scenario 2: High TRC | SCE | Com | WholeBlg | Com - Restaurant | Gas Energy (MMTherm/year) | Energy Efficiency | -0.0011657 | -0.0025236 | -0.0040992 | -0.0059193 | -0.0080161 | -0.010386 | -0.013038 | -0.016011 | -0.019327 | -0.023002 | -0.02707 | -0.031553 | -0.036489
Scenario 2: High TRC | SCE | Com | WholeBlg | Com - Retail | Electric Demand (MW) | Energy Efficiency | 0.39802 | 0.80203 | 1.2129 | 1.6319 | 2.0606 | 2.4952 | 2.9414 | 3.3975 | 3.8171 | 3.9195 | 3.9987 | 4.0765 | 4.1546
Scenario 2: High TRC | SCE | Com | WholeBlg | Com - Retail | Electric Energy (GWh/year) | Energy Efficiency | 4.2142 | 8.5793 | 13.1083 | 17.8293 | 22.7758 | 27.9258 | 33.3358 | 39.0149 | 44.549 | 47.3897 | 50.2413 | 53.3147 | 56.6461
Scenario 2: High TRC | SCE | Com | WholeBlg | Com - Retail | Gas Energy (MMTherm/year) | Energy Efficiency | 0.0040287 | 0.0087173 | 0.014101 | 0.020294 | 0.027433 | 0.035578 | 0.044785 | 0.05522 | 0.066946 | 0.080042 | 0.094659 | 0.11088 | 0.12886
Scenario 2: High TRC | SCE | Com | WholeBlg | Com - School | Electric Demand (MW) | Energy Efficiency | 0.12234 | 0.24687 | 0.37374 | 0.5036 | 0.63691 | 0.7726 | 0.91232 | 1.0557 | 1.1885 | 1.2254 | 1.2557 | 1.2862 | 1.3172
Scenario 2: High TRC | SCE | Com | WholeBlg | Com - School | Electric Energy (GWh/year) | Energy Efficiency | 1.1149 | 2.2498 | 3.406 | 4.5894 | 5.8043 | 7.0415 | 8.3155 | 9.6225 | 10.8336 | 11.1692 | 11.4456 | 11.7236 | 12.0062
Scenario 2: High TRC | SCE | Com | WholeBlg | Com - Warehouse | Electric Demand (MW) | Energy Efficiency | 0.20385 | 0.41205 | 0.62489 | 0.84359 | 1.069 | 1.2994 | 1.5374 | 1.7862 | 2.0191 | 2.0938 | 2.1589 | 2.2257 | 2.2938
Scenario 2: High TRC | SCE | Com | WholeBlg | Com - Warehouse | Electric Energy (GWh/year) | Energy Efficiency | 1.8577 | 3.7551 | 5.6948 | 7.6878 | 9.7422 | 11.8431 | 14.0127 | 16.6129 | 19.1112 | 20.213 | 21.28 | 22.4149 | 23.6237
Scenario 2: High TRC | SCE | Com | WholeBlg | Com - Warehouse | Gas Energy (MMTherm/year) | Energy Efficiency | 0 | 0 | 0 | 0 | 0 | 0 | 0 | -0.0036239 | -0.0077207 | -0.01233 | -0.017501 | -0.023257 | -0.029676
Scenario 2: High TRC | SCE | Ind | WholeBlg | Ind - All Other Industrial | Electric Demand (MW) | Energy Efficiency | 0.13253 | 0.26489 | 0.3974 | 0.53029 | 0.66344 | 0.68751 | 0.71186 | 0.7362 | 0.76031 | 0.78427 | 0.80804 | 0.82666 | 0.82688
Scenario 2: High TRC | SCE | Ind | WholeBlg | Ind - All Other Industrial | Electric Energy (GWh/year) | Energy Efficiency | 0.97146 | 1.9416 | 2.9129 | 3.8869 | 4.8628 | 5.0648 | 5.2688 | 5.4726 | 5.6749 | 5.8761 | 6.0759 | 6.2325 | 6.2341
Scenario 2: High TRC | SCE | Ind | WholeBlg | Ind - Chemicals | Electric Demand (MW) | Energy Efficiency | 0.40129 | 0.80545 | 1.2134 | 1.6257 | 2.0418 | 2.1303 | 2.2191 | 2.3071 | 2.3938 | 2.4795 | 2.5643 | 2.6332 | 2.6461
Scenario 2: High TRC | SCE | Ind | WholeBlg | Ind - Chemicals | Electric Energy (GWh/year) | Energy Efficiency | 2.9415 | 5.9039 | 8.8943 | 11.916 | 14.9658 | 15.6917 | 16.4208 | 17.144 | 17.8589 | 18.5669 | 19.2684 | 19.8377 | 19.9362
Scenario 2: High TRC | SCE | Ind | WholeBlg | Ind - Electronics | Electric Demand (MW) | Energy Efficiency | 0.19729 | 0.39473 | 0.59293 | 0.79224 | 0.99252 | 1.031 | 1.0703 | 1.1097 | 1.149 | 1.1882 | 1.2271 | 1.2584 | 1.2622
Scenario 2: High TRC | SCE | Ind | WholeBlg | Ind - Electronics | Electric Energy (GWh/year) | Energy Efficiency | 1.4461 | 2.8933 | 4.3461 | 5.807 | 7.2749 | 7.5952 | 7.9208 | 8.2479 | 8.5742 | 8.8998 | 9.2239 | 9.4836 | 9.5122
Scenario 2: High TRC | SCE | Ind | WholeBlg | Ind - Fabricated Metals | Electric Demand (MW) | Energy Efficiency | 0.27261 | 0.54702 | 0.82422 | 1.1038 | 1.3853 | 1.4433 | 1.5009 | 1.557 | 1.6119 | 1.6659 | 1.7191 | 1.7614 | 1.7654
Scenario 2: High TRC | SCE | Ind | WholeBlg | Ind - Fabricated Metals | Electric Energy (GWh/year) | Energy Efficiency | 1.9982 | 4.0097 | 6.0414 | 8.0909 | 10.1538 | 10.6316 | 11.1063 | 11.5709 | 12.027 | 12.4769 | 12.9215 | 13.2746 | 13.3052
Scenario 2: High TRC | SCE | Ind | WholeBlg | Ind - Food | Electric Demand (MW) | Energy Efficiency | 0.56746 | 1.1326 | 1.6971 | 2.262 | 2.8267 | 2.9233 | 3.0216 | 3.1199 | 3.2173 | 3.314 | 3.4097 | 3.4829 | 3.4769
Scenario 2: High TRC | SCE | Ind | WholeBlg | Ind - Food | Electric Energy (GWh/year) | Energy Efficiency | 4.1595 | 8.302 | 12.4396 | 16.5797 | 20.719 | 21.5366 | 22.3655 | 23.1945 | 24.0172 | 24.8346 | 25.6444 | 26.2655 | 26.22
Scenario 2: High TRC | SCE | Ind | WholeBlg | Ind - Industrial Machinery | Electric Demand (MW) | Energy Efficiency | 0.085271 | 0.17117 | 0.25802 | 0.34566 | 0.43379 | 0.45198 | 0.46999 | 0.4875 | 0.50465 | 0.52165 | 0.53851 | 0.55197 | 0.55342
Scenario 2: High TRC | SCE | Ind | WholeBlg | Ind - Industrial Machinery | Electric Energy (GWh/year) | Energy Efficiency | 0.62504 | 1.2546 | 1.8913 | 2.5336 | 3.1796 | 3.3293 | 3.4778 | 3.6229 | 3.7655 | 3.907 | 4.0476 | 4.1596 | 4.1709
Scenario 2: High TRC | SCE | Ind | WholeBlg | Ind - Lumber & Furniture | Electric Demand (MW) | Energy Efficiency | 0.046975 | 0.093863 | 0.14081 | 0.18789 | 0.23509 | 0.2436 | 0.2522 | 0.26075 | 0.26917 | 0.27748 | 0.28568 | 0.29204 | 0.29185
Scenario 2: High TRC | SCE | Ind | WholeBlg | Ind - Lumber & Furniture | Electric Energy (GWh/year) | Energy Efficiency | 0.34433 | 0.68801 | 1.0321 | 1.3772 | 1.7231 | 1.7946 | 1.8666 | 1.9383 | 2.0091 | 2.0791 | 2.1483 | 2.202 | 2.2005
Scenario 2: High TRC | SCE | Ind | WholeBlg | Ind - Paper | Electric Demand (MW) | Energy Efficiency | 0.18393 | 0.36432 | 0.54215 | 0.71825 | 0.8927 | 0.91376 | 0.93625 | 0.95959 | 0.98335 | 1.0077 | 1.0328 | 1.0515 | 1.0455
Scenario 2: High TRC | SCE | Ind | WholeBlg | Ind - Paper | Electric Energy (GWh/year) | Energy Efficiency | 1.3483 | 2.6705 | 3.9739 | 5.2647 | 6.5432 | 6.733 | 6.9326 | 7.1379 | 7.3459 | 7.5578 | 7.7747 | 7.9372 | 7.8905
Scenario 2: High TRC | SCE | Ind | WholeBlg | Ind - Petroleum | Electric Demand (MW) | Energy Efficiency | 0.70429 | 1.4055 | 2.1059 | 2.8069 | 3.508 | 3.6283 | 3.7508 | 3.8735 | 3.9952 | 4.116 | 4.2353 | 4.3268 | 4.32
Scenario 2: High TRC | SCE | Ind | WholeBlg | Ind - Petroleum | Electric Energy (GWh/year) | Energy Efficiency | 5.1625 | 10.3024 | 15.4362 | 20.5743 | 25.7127 | 26.7301 | 27.763 | 28.7973 | 29.8239 | 30.8436 | 31.8529 | 32.6284 | 32.5767
Scenario 2: High TRC | SCE | Ind | WholeBlg | Ind - Plastics | Electric Demand (MW) | Energy Efficiency | 0.32338 | 0.64639 | 0.96998 | 1.2947 | 1.6203 | 1.6799 | 1.7403 | 1.8004 | 1.8599 | 1.9187 | 1.9767 | 2.0218 | 2.0218
Scenario 2: High TRC | SCE | Ind | WholeBlg | Ind - Plastics | Electric Energy (GWh/year) | Energy Efficiency | 2.3704 | 4.738 | 7.1099 | 9.4899 | 11.8762 | 12.3756 | 12.8803 | 13.3834 | 13.8815 | 14.3749 | 14.8626 | 15.2427 | 15.2429
Scenario 2: High TRC | SCE | Ind | WholeBlg | Ind - Primary Metals | Electric Demand (MW) | Energy Efficiency | 0.15345 | 0.3086 | 0.46618 | 0.62623 | 0.78838 | 0.8259 | 0.86393 | 0.90183 | 0.93953 | 0.97725 | 1.015 | 1.0467 | 1.057
Scenario 2: High TRC | SCE | Ind | WholeBlg | Ind - Primary Metals | Electric Energy (GWh/year) | Energy Efficiency | 1.1248 | 2.262 | 3.417 | 4.5901 | 5.7786 | 6.0831 | 6.3918 | 6.6999 | 7.0069 | 7.3146 | 7.6224 | 7.8805 | 7.9584
Scenario 2: High TRC | SCE | Ind | WholeBlg | Ind - Printing & Publishing | Electric Demand (MW) | Energy Efficiency | 0.054327 | 0.10843 | 0.1625 | 0.21663 | 0.27076 | 0.28006 | 0.28949 | 0.29891 | 0.30823 | 0.3175 | 0.32671 | 0.33379 | 0.33331
Scenario 2: High TRC | SCE | Ind | WholeBlg | Ind - Printing & Publishing | Electric Energy (GWh/year) | Energy Efficiency | 0.39822 | 0.79482 | 1.1911 | 1.5878 | 1.9846 | 2.0632 | 2.1428 | 2.2222 | 2.3009 | 2.3793 | 2.4571 | 2.5172 | 2.5135
Scenario 2: High TRC | SCE | Ind | WholeBlg | Ind - Stone-Glass-Clay | Electric Demand (MW) | Energy Efficiency | 0.2751 | 0.55347 | 0.83537 | 1.1209 | 1.4095 | 1.4741 | 1.5384 | 1.602 | 1.6648 | 1.7269 | 1.7886 | 1.8397 | 1.8526
Scenario 2: High TRC | SCE | Ind | WholeBlg | Ind - Stone-Glass-Clay | Electric Energy (GWh/year) | Energy Efficiency | 2.0165 | 4.0569 | 6.1232 | 8.2158 | 10.3315 | 10.858 | 11.3826 | 11.903 | 12.4179 | 12.9288 | 13.4368 | 13.8564 | 13.9541
Scenario 2: High TRC | SCE | Ind | WholeBlg | Ind - Textiles | Electric Demand (MW) | Energy Efficiency | 0.038505 | 0.076918 | 0.11535 | 0.15379 | 0.19221 | 0.19882 | 0.20543 | 0.21194 | 0.21833 | 0.22465 | 0.23091 | 0.23564 | 0.23503
Scenario 2: High TRC | SCE | Ind | WholeBlg | Ind - Textiles | Electric Energy (GWh/year) | Energy Efficiency | 0.28224 | 0.56381 | 0.84547 | 1.1273 | 1.4089 | 1.4647 | 1.5206 | 1.5756 | 1.6299 | 1.6836 | 1.7368 | 1.7773 | 1.7727
Scenario 2: High TRC | SCE | Ind | WholeBlg | Ind - Transportation Equipment | Electric Demand (MW) | Energy Efficiency | 0.32431 | 0.64951 | 0.97853 | 1.3102 | 1.6433 | 1.7097 | 1.7768 | 1.842 | 1.9066 | 1.9717 | 2.0372 | 2.0901 | 2.0975
Scenario 2: High TRC | SCE | Ind | WholeBlg | Ind - Transportation Equipment | Electric Energy (GWh/year) | Energy Efficiency | 2.3772 | 4.7609 | 7.1725 | 9.6034 | 12.0448 | 12.5943 | 13.1485 | 13.6897 | 14.227 | 14.7679 | 15.3125 | 15.7511 | 15.8067
Scenario 2: High TRC | SCE | Res | AppPlug | Res - Multi Family | Electric Energy (GWh/year) | Fuel Substitution | -0.013953 | -0.029212 | -0.045804 | -0.063755 | -0.083093 | -0.083093 | -0.083093 | -0.083093 | -0.083093 | -0.083093 | -0.083093 | -0.083093 | -0.083093
Scenario 2: High TRC | SCE | Res | AppPlug | Res - Multi Family | Gas Energy (MMTherm/year) | Fuel Substitution | 0.0028417 | 0.0059496 | 0.0093289 | 0.012985 | 0.016923 | 0.016923 | 0.016923 | 0.016923 | 0.016923 | 0.016923 | 0.016923 | 0.016923 | 0.016923
Scenario 2: High TRC | SCE | Res | AppPlug | Res - Single Family | Electric Energy (GWh/year) | Fuel Substitution | -0.09474 | -0.19814 | -0.31025 | -0.43117 | -0.56102 | -0.56102 | -0.56102 | -0.56102 | -0.56102 | -0.56102 | -0.56102 | -0.56102 | -0.56102
Scenario 2: High TRC | SCE | Res | AppPlug | Res - Single Family | Gas Energy (MMTherm/year) | Fuel Substitution | 0.019231 | 0.040219 | 0.062976 | 0.087521 | 0.11388 | 0.11388 | 0.11388 | 0.11388 | 0.11388 | 0.11388 | 0.11388 | 0.11388 | 0.11388
Scenario 2: High TRC | SCE | Res | BROs | Income Qualified - Multi Family IQ | Electric Demand (MW) | Energy Efficiency | 2.6492 | 2.7675 | 2.8929 | 3.0048 | 3.0809 | 3.1625 | 3.2358 | 3.3198 | 3.4 | 3.4841 | 3.5569 | 3.6463 | 3.7381
Scenario 2: High TRC | SCE | Res | BROs | Income Qualified - Multi Family IQ | Electric Energy (GWh/year) | Energy Efficiency | 11.846 | 12.4085 | 13.0114 | 13.5709 | 13.9959 | 14.4595 | 14.8998 | 15.4065 | 15.9147 | 16.4624 | 16.9806 | 17.605 | 18.2718
Scenario 2: High TRC | SCE | Res | BROs | Income Qualified - Single Family IQ | Electric Demand (MW) | Energy Efficiency | 9.0294 | 9.3687 | 9.7261 | 10.067 | 10.2865 | 10.5247 | 10.7392 | 10.9854 | 11.2183 | 11.4547 | 11.6538 | 11.9071 | 12.1677
Scenario 2: High TRC | SCE | Res | BROs | Income Qualified - Single Family IQ | Electric Energy (GWh/year) | Energy Efficiency | 40.3774 | 42.0082 | 43.7462 | 45.4696 | 46.7327 | 48.1237 | 49.4539 | 50.9844 | 52.5144 | 54.1291 | 55.6414 | 57.4964 | 59.4833
Scenario 2: High TRC | SCE | Res | BROs | Res - Multi Family | Electric Demand (MW) | Energy Efficiency | 19.6664 | 20.4106 | 21.195 | 21.9413 | 22.4232 | 22.9459 | 23.4166 | 23.9569 | 24.4684 | 24.9885 | 25.4271 | 25.9842 | 26.5574
Scenario 2: High TRC | SCE | Res | BROs | Res - Multi Family | Electric Energy (GWh/year) | Energy Efficiency | 87.9402 | 91.5157 | 95.3273 | 99.0972 | 101.8653 | 104.9126 | 107.8264 | 111.1788 | 114.5307 | 118.0714 | 121.3894 | 125.4558 | 129.8108
Scenario 2: High TRC | SCE | Res | BROs | Res - Single Family | Electric Demand (MW) | Energy Efficiency | 4.7019 | 4.913 | 5.1369 | 5.336 | 5.4716 | 5.6171 | 5.7476 | 5.8972 | 6.0401 | 6.19 | 6.3198 | 6.4792 | 6.6427
Scenario 2: High TRC | SCE | Res | BROs | Res - Single Family | Electric Energy (GWh/year) | Energy Efficiency | 21.0259 | 22.0293 | 23.1049 | 24.101 | 24.8581 | 25.6837 | 26.4676 | 27.3698 | 28.2747 | 29.2506 | 30.174 | 31.2862 | 32.4738
Scenario 2: High TRC | SCE | Res | BldgEnv | Res - Single Family | Electric Demand (MW) | Energy Efficiency | 0.08821 | 0.17751 | 0.26612 | 0.35303 | 0.43839 | 0.52146 | 0.60197 | 0.67561 | 0.68803 | 0.68458 | 0.68127 | 0.60546 | 0.53179
Scenario 2: High TRC | SCE | Res | BldgEnv | Res - Single Family | Electric Energy (GWh/year) | Energy Efficiency | 0.19196 | 0.37965 | 0.56283 | 0.74133 | 0.91536 | 1.0848 | 1.2498 | 1.4241 | 1.4305 | 1.4436 | 1.4561 | 1.2654 | 1.08
Scenario 2: High TRC | SCE | Res | BldgEnv | Res - Single Family | Gas Energy (MMTherm/year) | Energy Efficiency | 0.033814 | 0.067445 | 0.10054 | 0.13288 | 0.16452 | 0.19531 | 0.22521 | 0.25325 | 0.25597 | 0.25521 | 0.25448 | 0.22338 | 0.19315
Scenario 2: High TRC | SCE | Res | HVAC | Res - Multi Family | Electric Demand (MW) | Energy Efficiency | 0.0040626 | 1.7486 | 3.182 | 2.5988 | 1.1753 | 0.74503 | 1.309 | 1.0264 | 0.80188 | 0.62562 | 0.4888 | 0.38373 | 0.30394
Scenario 2: High TRC | SCE | Res | HVAC | Res - Multi Family | Electric Demand (MW) | Fuel Substitution | 0 | 0 | 0 | 0 | 0 | 1.9007e-07 | 3.9394e-07 | 6.0881e-07 | 8.3139e-07 | 1.0591e-06 | 1.2902e-06 | 1.5234e-06 | 1.7581e-06
Scenario 2: High TRC | SCE | Res | HVAC | Res - Multi Family | Electric Energy (GWh/year) | Energy Efficiency | 0.037526 | 1.9883 | 3.6 | 2.9999 | 1.4793 | 1.0509 | 1.752 | 1.5325 | 1.3791 | 1.281 | 1.228 | 1.2115 | 1.2243
Scenario 2: High TRC | SCE | Res | HVAC | Res - Multi Family | Electric Energy (GWh/year) | Fuel Substitution | 4.3133e-06 | 8.0028e-06 | 1.1737e-05 | 1.9391e-05 | 2.7163e-05 | 2.8963e-05 | 3.0895e-05 | 3.293e-05 | 3.504e-05 | 3.7198e-05 | 3.9388e-05 | 4.1599e-05 | 4.3823e-05
Scenario 2: High TRC | SCE | Res | HVAC | Res - Multi Family | Gas Energy (MMTherm/year) | Fuel Substitution | 8.1583e-06 | 1.7001e-05 | 2.5993e-05 | 3.7359e-05 | 4.886e-05 | 4.886e-05 | 4.886e-05 | 4.886e-05 | 4.886e-05 | 4.886e-05 | 4.886e-05 | 4.886e-05 | 4.886e-05
Scenario 2: High TRC | SCE | Res | HVAC | Res - Single Family | Electric Demand (MW) | Energy Efficiency | 0.92858 | 21.6024 | 38.9805 | 33.7766 | 18.7854 | 15.9164 | 24.4073 | 22.9232 | 20.8356 | 19.0211 | 17.5833 | 15.8704 | 14.4923
Scenario 2: High TRC | SCE | Res | HVAC | Res - Single Family | Electric Demand (MW) | Fuel Substitution | 0 | 0 | 0 | 0 | 0 | 8.2151e-06 | 1.6696e-05 | 2.5615e-05 | 2.6715e-05 | 2.7855e-05 | 2.9023e-05 | 3.021e-05 | 3.1411e-05
Scenario 2: High TRC | SCE | Res | HVAC | Res - Single Family | Electric Energy (GWh/year) | Energy Efficiency | 0.86096 | 13.3386 | 23.9134 | 21.2696 | 12.9099 | 22.589 | 37.17 | 44.3207 | 49.3393 | 53.2676 | 56.4244 | 47.6913 | 40.2415
Scenario 2: High TRC | SCE | Res | HVAC | Res - Single Family | Electric Energy (GWh/year) | Fuel Substitution | -0.00077298 | -0.0015829 | -0.0024104 | -0.00326 | -0.004163 | -0.0041101 | -0.0040552 | -0.0039976 | -0.00399 | -0.0039821 | -0.0039741 | -0.0039659 | -0.0039576
Scenario 2: High TRC | SCE | Res | HVAC | Res - Single Family | Gas Energy (MMTherm/year) | Energy Efficiency | -0.0023475 | -0.0049666 | -0.0078085 | -0.010834 | -0.014037 | -0.046879 | -0.074841 | -0.09855 | -0.1157 | -0.12918 | -0.13998 | -0.11907 | -0.10109
Scenario 2: High TRC | SCE | Res | HVAC | Res - Single Family | Gas Energy (MMTherm/year) | Fuel Substitution | 0.00022011 | 0.00045012 | 0.00068506 | 0.00092705 | 0.0011921 | 0.0011921 | 0.0011921 | 0.0011921 | 0.0011921 | 0.0011921 | 0.0011921 | 0.0011921 | 0.0011921
Scenario 2: High TRC | SCE | Res | WaterHeat | Res - Multi Family | Electric Demand (MW) | Energy Efficiency | 0.051524 | 0.10559 | 0.16263 | 0.22238 | 0.28485 | 0.3498 | 0.41724 | 0.48709 | 0.55932 | 0.6339 | 0.71084 | 0.79027 | 0.87366
Scenario 2: High TRC | SCE | Res | WaterHeat | Res - Multi Family | Electric Demand (MW) | Fuel Substitution | 0 | 0 | 0 | 0 | 0 | 0.24227 | 0.53027 | 0.86624 | 1.2395 | 1.6393 | 2.0569 | 2.4863 | 2.9234
Scenario 2: High TRC | SCE | Res | WaterHeat | Res - Multi Family | Electric Energy (GWh/year) | Energy Efficiency | 0.27344 | 0.56013 | 0.86231 | 1.1787 | 1.5092 | 1.8528 | 2.2092 | 2.5783 | 2.9599 | 3.3537 | 3.7598 | 4.1774 | 4.616
Scenario 2: High TRC | SCE | Res | WaterHeat | Res - Multi Family | Electric Energy (GWh/year) | Fuel Substitution | -15.1909 | -30.5963 | -93.3327 | -157.153 | -221.9438 | -220.6274 | -219.0618 | -217.2354 | -215.206 | -213.0326 | -210.7623 | -208.4281 | -206.0519
Scenario 2: High TRC | SCE | Res | WaterHeat | Res - Multi Family | Gas Energy (MMTherm/year) | Fuel Substitution | 1.1938 | 2.4017 | 6.8513 | 11.3744 | 15.9641 | 15.9641 | 15.9641 | 15.9641 | 15.9641 | 15.9641 | 15.9641 | 15.9641 | 15.9641
Scenario 2: High TRC | SCE | Res | WaterHeat | Res - Single Family | Electric Demand (MW) | Energy Efficiency | 0.038622 | 0.081598 | 0.12819 | 0.17803 | 0.23116 | 0.28724 | 0.34611 | 0.40765 | 0.47185 | 0.53846 | 0.60788 | 0.68026 | 0.75582
Scenario 2: High TRC | SCE | Res | WaterHeat | Res - Single Family | Electric Demand (MW) | Fuel Substitution | 0 | 0 | 0 | 0 | 0 | 1.7498 | 3.8146 | 6.2177 | 8.883 | 11.7336 | 14.7094 | 17.7682 | 20.8822
Scenario 2: High TRC | SCE | Res | WaterHeat | Res - Single Family | Electric Energy (GWh/year) | Energy Efficiency | 0.1983 | 0.41881 | 0.65784 | 0.91352 | 1.186 | 1.4737 | 1.7756 | 2.0912 | 2.4204 | 2.762 | 3.1181 | 3.4889 | 3.876
Scenario 2: High TRC | SCE | Res | WaterHeat | Res - Single Family | Electric Energy (GWh/year) | Fuel Substitution | -8.6544 | -17.1673 | -25.4862 | -33.6655 | -41.7734 | -32.3684 | -21.2698 | -8.3524 | 5.9739 | 21.2969 | 37.2924 | 53.734 | 70.4728
Scenario 2: High TRC | SCE | Res | WaterHeat | Res - Single Family | Gas Energy (MMTherm/year) | Fuel Substitution | 1.2048 | 2.3897 | 3.5476 | 4.686 | 5.8144 | 5.8144 | 5.8144 | 5.8144 | 5.8144 | 5.8144 | 5.8144 | 5.8144 | 5.8144
Scenario 2: High TRC | SCE | Res | WholeBlg | Res - Single Family | Electric Demand (MW) | Energy Efficiency | 0 | 0 | 0 | 0 | 0 | 0 | 0 | 0 | 0.06255 | 0.11915 | 0.17057 | 0.21769 | 0.26086
Scenario 2: High TRC | SCE | Res | WholeBlg | Res - Single Family | Electric Energy (GWh/year) | Energy Efficiency | 0 | 0 | 0 | 0 | 0 | 0 | 0 | 0 | 0.28002 | 0.53343 | 0.76361 | 0.97457 | 1.1678
Scenario 2: High TRC | SCE | Res | WholeBlg | Res - Single Family | Gas Energy (MMTherm/year) | Energy Efficiency | 0 | 0 | 0 | 0 | 0 | 0 | 0 | 0 | 0.0016146 | 0.0030757 | 0.0044029 | 0.0056194 | 0.0067338
Scenario 2: High TRC | SCG | Ag | WholeBlg | Ag - Dairies, fishing, hunting | Gas Energy (MMTherm/year) | Energy Efficiency | 0.010787 | 0.021574 | 0.032361 | 0.043148 | 0.053935 | 0.064722 | 0.075509 | 0.086296 | 0.091794 | 0.091794 | 0.091794 | 0.091794 | 0.091794
Scenario 2: High TRC | SCG | Ag | WholeBlg | Ag - Irrigated Agriculture, vineyards, forestry and greenhouses | Gas Energy (MMTherm/year) | Energy Efficiency | 0.046276 | 0.092552 | 0.13883 | 0.1851 | 0.23138 | 0.27766 | 0.32393 | 0.37021 | 0.39379 | 0.39379 | 0.39379 | 0.39379 | 0.39379
Scenario 2: High TRC | SCG | Ag | WholeBlg | Ag - Water pumping | Gas Energy (MMTherm/year) | Energy Efficiency | 0.015198 | 0.030397 | 0.045595 | 0.060794 | 0.075992 | 0.091191 | 0.10639 | 0.12159 | 0.12933 | 0.12933 | 0.12933 | 0.12933 | 0.12933
Scenario 2: High TRC | SCG | Com | AppPlug | Com - Health | Gas Energy (MMTherm/year) | Energy Efficiency | 0.90836 | 1.9148 | 3.0144 | 4.1792 | 4.642 | 5.0803 | 5.4869 | 5.8454 | 6.1457 | 6.3762 | 6.5321 | 6.4793 | 6.3437
Scenario 2: High TRC | SCG | Com | AppPlug | Com - Lodging | Gas Energy (MMTherm/year) | Energy Efficiency | 0.63037 | 1.3245 | 2.0802 | 2.8823 | 3.2647 | 3.6246 | 3.9668 | 4.2866 | 4.5773 | 4.8339 | 5.0542 | 5.0595 | 5.0033
Scenario 2: High TRC | SCG | Com | AppPlug | Com - Other | Gas Energy (MMTherm/year) | Energy Efficiency | 0.002294 | 0.0049522 | 0.0079968 | 0.011436 | 0.042085 | 0.077958 | 0.074074 | 0.069362 | 0.064289 | 0.059321 | 0.058467 | 0.050563 | 0.047336
Scenario 2: High TRC | SCG | Com | BldgEnv | Com - College | Electric Demand (MW) | Energy Efficiency | 0.0042323 | 0.0084492 | 0.012511 | 0.016285 | 0.01966 | 0.022576 | 0.025039 | 0.023034 | 0.020615 | 0.01798 | 0.015325 | 0.012831 | 0.010784
Scenario 2: High TRC | SCG | Com | BldgEnv | Com - College | Electric Energy (GWh/year) | Energy Efficiency | 0.00144 | 0.0028749 | 0.0042568 | 0.0055412 | 0.0066894 | 0.007682 | 0.0085177 | 0.0078343 | 0.0070108 | 0.006114 | 0.0052107 | 0.0043627 | 0.003667
Scenario 2: High TRC | SCG | Com | BldgEnv | Com - College | Gas Energy (MMTherm/year) | Energy Efficiency | 0.0038406 | 0.0076553 | 0.011306 | 0.014665 | 0.01763 | 0.02014 | 0.022176 | 0.019973 | 0.017367 | 0.014553 | 0.011716 | 0.0090213 | 0.0067527
Scenario 2: High TRC | SCG | Com | BldgEnv | Com - Grocery | Electric Demand (MW) | Energy Efficiency | 0.0042697 | 0.0072382 | 0.0089334 | 0.0098221 | 0.010731 | 0.011628 | 0.012557 | 0.0098351 | 0.0084911 | 0.008483 | 0.0093482 | 0.010256 | 0.011238
Scenario 2: High TRC | SCG | Com | BldgEnv | Com - Grocery | Electric Energy (GWh/year) | Energy Efficiency | 0.0014532 | 0.0024638 | 0.0030413 | 0.0033445 | 0.0036546 | 0.0039606 | 0.0042774 | 0.0033524 | 0.0028961 | 0.0028942 | 0.0031894 | 0.0034991 | 0.0038341
Scenario 2: High TRC | SCG | Com | BldgEnv | Com - Grocery | Gas Energy (MMTherm/year) | Energy Efficiency | 0.0029258 | 0.0047944 | 0.0056328 | 0.0058122 | 0.0059977 | 0.0061868 | 0.0063823 | 0.0037785 | 0.0022475 | 0.0017593 | 0.0019435 | 0.0021343 | 0.002334
Scenario 2: High TRC | SCG | Com | BldgEnv | Com - Health | Electric Demand (MW) | Energy Efficiency | 0.0061214 | 0.011653 | 0.016421 | 0.020306 | 0.023315 | 0.025495 | 0.026966 | 0.022502 | 0.018649 | 0.015582 | 0.013417 | 0.012207 | 0.0119
Scenario 2: High TRC | SCG | Com | BldgEnv | Com - Health | Electric Energy (GWh/year) | Energy Efficiency | 0.0029185 | 0.005556 | 0.0078302 | 0.0096839 | 0.011121 | 0.012163 | 0.012867 | 0.010744 | 0.0089112 | 0.0074527 | 0.0064241 | 0.0058506 | 0.0057072
Scenario 2: High TRC | SCG | Com | BldgEnv | Com - Health | Gas Energy (MMTherm/year) | Energy Efficiency | 0.0037475 | 0.0070769 | 0.0098687 | 0.012054 | 0.013632 | 0.014638 | 0.015146 | 0.011765 | 0.0088097 | 0.0063996 | 0.0045995 | 0.003425 | 0.0028378
Scenario 2: High TRC | SCG | Com | BldgEnv | Com - Lodging | Electric Demand (MW) | Energy Efficiency | 0.00016451 | 0.00036355 | 0.00060387 | 0.00089336 | 0.0012413 | 0.0016582 | 0.0021562 | 0.0025871 | 0.0036201 | 0.0048308 | 0.006239 | 0.0078612 | 0.0097087
Scenario 2: High TRC | SCG | Com | BldgEnv | Com - Lodging | Electric Energy (GWh/year) | Energy Efficiency | 0.00010577 | 0.00023373 | 0.00038822 | 0.00057431 | 0.00079795 | 0.001066 | 0.0013861 | 0.001663 | 0.0023326 | 0.0031175 | 0.0040303 | 0.005082 | 0.0062799
Scenario 2: High TRC | SCG | Com | BldgEnv | Com - Lodging | Gas Energy (MMTherm/year) | Energy Efficiency | 6.203e-05 | 0.00013718 | 0.00022803 | 0.00033759 | 0.00046939 | 0.00062747 | 0.00081645 | 0.0009798 | 0.0013677 | 0.0018225 | 0.0023515 | 0.002961 | 0.0036552
Scenario 2: High TRC | SCG | Com | BldgEnv | Com - Office (Large) | Electric Demand (MW) | Energy Efficiency | 0.0049679 | 0.010084 | 0.015306 | 0.020629 | 0.026067 | 0.031612 | 0.037221 | 0.042303 | 0.047411 | 0.05252 | 0.05764 | 0.062743 | 0.067831
Scenario 2: High TRC | SCG | Com | BldgEnv | Com - Office (Large) | Electric Energy (GWh/year) | Energy Efficiency | 0.0016949 | 0.0034403 | 0.0052218 | 0.0070379 | 0.0088932 | 0.010785 | 0.012699 | 0.014433 | 0.016175 | 0.017918 | 0.019665 | 0.021407 | 0.023143
Scenario 2: High TRC | SCG | Com | BldgEnv | Com - Office (Large) | Gas Energy (MMTherm/year) | Energy Efficiency | 0.00064552 | 0.0013095 | 0.0019866 | 0.0026763 | 0.0033802 | 0.0040975 | 0.0048226 | 0.00547 | 0.0061209 | 0.006772 | 0.0074248 | 0.0080756 | 0.0087245
Scenario 2: High TRC | SCG | Com | BldgEnv | Com - Office (Small) | Electric Demand (MW) | Energy Efficiency | 0.0026104 | 0.004522 | 0.0057639 | 0.0065888 | 0.0067082 | 0.014311 | 0.015151 | 0.014027 | 0.01366 | 0.014013 | 0.014832 | 0.015628 | 0.016475
Scenario 2: High TRC | SCG | Com | BldgEnv | Com - Office (Small) | Electric Energy (GWh/year) | Energy Efficiency | 0.00088667 | 0.0015365 | 0.0019594 | 0.0022408 | 0.0022816 | 0.0048755 | 0.0051622 | 0.0047825 | 0.0046596 | 0.004781 | 0.0050604 | 0.0053318 | 0.0056209
Scenario 2: High TRC | SCG | Com | BldgEnv | Com - Office (Small) | Gas Energy (MMTherm/year) | Energy Efficiency | 0.00074221 | 0.0012304 | 0.0014758 | 0.0015831 | 0.0015983 | 0.0025709 | 0.0026798 | 0.002129 | 0.0018395 | 0.0017992 | 0.0019033 | 0.0020062 | 0.002114
Scenario 2: High TRC | SCG | Com | BldgEnv | Com - Other | Electric Demand (MW) | Energy Efficiency | 0.011886 | 0.022592 | 0.031758 | 0.039186 | 0.043413 | 0.048911 | 0.051479 | 0.042605 | 0.035062 | 0.029215 | 0.025255 | 0.023196 | 0.022928
Scenario 2: High TRC | SCG | Com | BldgEnv | Com - Other | Electric Energy (GWh/year) | Energy Efficiency | 0.0040466 | 0.007692 | 0.010813 | 0.013343 | 0.014782 | 0.016656 | 0.017531 | 0.014513 | 0.011948 | 0.0099596 | 0.0086137 | 0.0079151 | 0.0078262
Scenario 2: High TRC | SCG | Com | BldgEnv | Com - Other | Gas Energy (MMTherm/year) | Energy Efficiency | 0.0087464 | 0.016512 | 0.02301 | 0.028086 | 0.031291 | 0.034022 | 0.035119 | 0.027284 | 0.020475 | 0.01498 | 0.010952 | 0.0084045 | 0.0072493
Scenario 2: High TRC | SCG | Com | BldgEnv | Com - Refrig. Warehouse | Electric Demand (MW) | Energy Efficiency | 0.00085805 | 0.00095394 | 0.00096802 | 0.0018808 | 0.0022489 | 0.0026609 | 0.0031184 | 0.0036065 | 0.0044735 | 0.0053897 | 0.0063509 | 0.0070907 | 0.0077982
Scenario 2: High TRC | SCG | Com | BldgEnv | Com - Refrig. Warehouse | Electric Energy (GWh/year) | Energy Efficiency | 0.00029496 | 0.00032778 | 0.00033394 | 0.00064796 | 0.00077564 | 0.00091858 | 0.0010774 | 0.0012456 | 0.0015449 | 0.0018598 | 0.00219 | 0.0024445 | 0.0026876
Scenario 2: High TRC | SCG | Com | BldgEnv | Com - Refrig. Warehouse | Gas Energy (MMTherm/year) | Energy Efficiency | 0.00016834 | 0.00018672 | 0.00019344 | 0.00037296 | 0.00049074 | 0.00062396 | 0.00077317 | 0.00093164 | 0.0012277 | 0.001539 | 0.0018657 | 0.0021118 | 0.002345
Scenario 2: High TRC | SCG | Com | BldgEnv | Com - Restaurant | Electric Demand (MW) | Energy Efficiency | 0.00080935 | 0.0016643 | 0.0025643 | 0.0035101 | 0.0045033 | 0.0055341 | 0.0065968 | 0.0075295 | 0.0085009 | 0.0095058 | 0.010543 | 0.011608 | 0.012702
Scenario 2: High TRC | SCG | Com | BldgEnv | Com - Restaurant | Electric Energy (GWh/year) | Energy Efficiency | 0.0002762 | 0.00056794 | 0.00087507 | 0.0011978 | 0.0015367 | 0.0018884 | 0.002251 | 0.0025693 | 0.0029008 | 0.0032436 | 0.0035976 | 0.0039611 | 0.0043342
Scenario 2: High TRC | SCG | Com | BldgEnv | Com - Restaurant | Gas Energy (MMTherm/year) | Energy Efficiency | 0.00022107 | 0.00045393 | 0.00069846 | 0.00095483 | 0.0012235 | 0.0015019 | 0.0017885 | 0.0020342 | 0.0022903 | 0.0025553 | 0.002829 | 0.0031103 | 0.0033991
Scenario 2: High TRC | SCG | Com | BldgEnv | Com - Retail | Electric Demand (MW) | Energy Efficiency | 0.021421 | 0.039919 | 0.054928 | 0.058175 | 0.064677 | 0.074242 | 0.077896 | 0.062443 | 0.050062 | 0.041426 | 0.044815 | 0.042287 | 0.04325
Scenario 2: High TRC | SCG | Com | BldgEnv | Com - Retail | Electric Energy (GWh/year) | Energy Efficiency | 0.0072895 | 0.013585 | 0.018694 | 0.019802 | 0.022014 | 0.025275 | 0.026522 | 0.021269 | 0.01706 | 0.014127 | 0.015283 | 0.014427 | 0.014759
Scenario 2: High TRC | SCG | Com | BldgEnv | Com - Retail | Gas Energy (MMTherm/year) | Energy Efficiency | 0.028942 | 0.053298 | 0.072257 | 0.073423 | 0.082596 | 0.089014 | 0.090324 | 0.063542 | 0.041426 | 0.024796 | 0.026051 | 0.018334 | 0.015741
Scenario 2: High TRC | SCG | Com | BldgEnv | Com - School | Electric Demand (MW) | Energy Efficiency | 0.001097 | 0.0022341 | 0.0034112 | 0.0046224 | 0.0058488 | 0.0071009 | 0.0083653 | 0.0094947 | 0.010643 | 0.011811 | 0.012993 | 0.014193 | 0.015403
Scenario 2: High TRC | SCG | Com | BldgEnv | Com - School | Electric Energy (GWh/year) | Energy Efficiency | 0.00037425 | 0.00076218 | 0.0011638 | 0.001577 | 0.0019954 | 0.0024226 | 0.002854 | 0.0032393 | 0.0036311 | 0.0040296 | 0.0044328 | 0.0048423 | 0.0052551
Scenario 2: High TRC | SCG | Com | BldgEnv | Com - School | Gas Energy (MMTherm/year) | Energy Efficiency | 0.00014288 | 0.00029078 | 0.00044368 | 0.00060082 | 0.00075981 | 0.000922 | 0.0010857 | 0.0012295 | 0.0013757 | 0.0015245 | 0.0016751 | 0.0018281 | 0.0019824
Scenario 2: High TRC | SCG | Com | BldgEnv | Com - Warehouse | Electric Demand (MW) | Energy Efficiency | 0.0072291 | 0.015456 | 0.024649 | 0.034752 | 0.045655 | 0.057158 | 0.069003 | 0.074528 | 0.086305 | 0.096201 | 0.10388 | 0.10916 | 0.11209
Scenario 2: High TRC | SCG | Com | BldgEnv | Com - Warehouse | Electric Energy (GWh/year) | Energy Efficiency | 0.004617 | 0.0098704 | 0.01574 | 0.02219 | 0.029151 | 0.036496 | 0.04406 | 0.047601 | 0.055247 | 0.061691 | 0.066712 | 0.070198 | 0.072171
Scenario 2: High TRC | SCG | Com | BldgEnv | Com - Warehouse | Gas Energy (MMTherm/year) | Energy Efficiency | 0.0039469 | 0.0084596 | 0.013524 | 0.019102 | 0.025119 | 0.031459 | 0.037971 | 0.040723 | 0.047218 | 0.052557 | 0.056536 | 0.059055 | 0.060134
Scenario 2: High TRC | SCG | Com | FoodServ | Com - College | Electric Demand (MW) | Energy Efficiency | 0.0035723 | 0.0073834 | 0.011471 | 0.01585 | 0.020455 | 0.025354 | 0.030545 | 0.035974 | 0.041633 | 0.047491 | 0.053559 | 0.059968 | 0.06658
Scenario 2: High TRC | SCG | Com | FoodServ | Com - College | Electric Energy (GWh/year) | Energy Efficiency | 0.017578 | 0.036324 | 0.056424 | 0.077947 | 0.10058 | 0.12466 | 0.15016 | 0.17684 | 0.20464 | 0.23341 | 0.26322 | 0.29469 | 0.32716
Scenario 2: High TRC | SCG | Com | FoodServ | Com - College | Gas Energy (MMTherm/year) | Energy Efficiency | 0.025052 | 0.051203 | 0.07847 | 0.10683 | 0.13613 | 0.16642 | 0.1976 | 0.22953 | 0.26213 | 0.29532 | 0.33012 | 0.36592 | 0.40014
Scenario 2: High TRC | SCG | Com | FoodServ | Com - Grocery | Electric Demand (MW) | Energy Efficiency | 0.022962 | 0.047544 | 0.073597 | 0.10114 | 0.1302 | 0.16075 | 0.19272 | 0.22618 | 0.26102 | 0.29715 | 0.33462 | 0.37334 | 0.41331
Scenario 2: High TRC | SCG | Com | FoodServ | Com - Grocery | Electric Energy (GWh/year) | Energy Efficiency | 0.1131 | 0.23411 | 0.36231 | 0.49781 | 0.6407 | 0.79096 | 0.94814 | 1.1126 | 1.2838 | 1.4614 | 1.6455 | 1.8357 | 2.0321
Scenario 2: High TRC | SCG | Com | FoodServ | Com - Grocery | Gas Energy (MMTherm/year) | Energy Efficiency | 0.17683 | 0.36252 | 0.55648 | 0.75858 | 0.96868 | 1.1864 | 1.4111 | 1.6427 | 1.8805 | 2.1239 | 2.3972 | 2.6847 | 2.9264
Scenario 2: High TRC | SCG | Com | FoodServ | Com - Health | Electric Demand (MW) | Energy Efficiency | 0.0087897 | 0.018333 | 0.028689 | 0.039632 | 0.051301 | 0.063615 | 0.076751 | 0.090512 | 0.10487 | 0.11963 | 0.13471 | 0.15058 | 0.16733
Scenario 2: High TRC | SCG | Com | FoodServ | Com - Health | Electric Energy (GWh/year) | Energy Efficiency | 0.042911 | 0.089489 | 0.14003 | 0.19343 | 0.25037 | 0.31046 | 0.37457 | 0.44172 | 0.51181 | 0.58385 | 0.65744 | 0.7349 | 0.81662
Scenario 2: High TRC | SCG | Com | FoodServ | Com - Health | Gas Energy (MMTherm/year) | Energy Efficiency | 0.063809 | 0.13095 | 0.20143 | 0.27473 | 0.35099 | 0.42989 | 0.5116 | 0.59568 | 0.68195 | 0.76996 | 0.86474 | 0.96329 | 1.0531
Scenario 2: High TRC | SCG | Com | FoodServ | Com - Lodging | Electric Demand (MW) | Energy Efficiency | 0.011649 | 0.024086 | 0.037295 | 0.051209 | 0.065871 | 0.081292 | 0.097463 | 0.11437 | 0.13194 | 0.15013 | 0.16894 | 0.18835 | 0.20834
Scenario 2: High TRC | SCG | Com | FoodServ | Com - Lodging | Electric Energy (GWh/year) | Energy Efficiency | 0.057235 | 0.11832 | 0.18317 | 0.25149 | 0.32348 | 0.39917 | 0.47854 | 0.5615 | 0.64772 | 0.73696 | 0.82926 | 0.92447 | 1.0225
Scenario 2: High TRC | SCG | Com | FoodServ | Com - Lodging | Gas Energy (MMTherm/year) | Energy Efficiency | 0.051795 | 0.10635 | 0.16362 | 0.22344 | 0.2858 | 0.35061 | 0.4178 | 0.48726 | 0.55876 | 0.63214 | 0.71361 | 0.79912 | 0.87434
Scenario 2: High TRC | SCG | Com | FoodServ | Com - Other | Electric Demand (MW) | Energy Efficiency | 0.079578 | 0.16422 | 0.25366 | 0.34761 | 0.4223 | 0.54808 | 0.65455 | 0.7649 | 0.87883 | 0.99641 | 1.1176 | 1.2423 | 1.3706
Scenario 2: High TRC | SCG | Com | FoodServ | Com - Other | Electric Energy (GWh/year) | Energy Efficiency | 0.38945 | 0.80346 | 1.2407 | 1.6999 | 2.0655 | 2.6795 | 3.1997 | 3.7388 | 4.2953 | 4.8696 | 5.4616 | 6.0706 | 6.6969
Scenario 2: High TRC | SCG | Com | FoodServ | Com - Other | Gas Energy (MMTherm/year) | Energy Efficiency | 0.27387 | 0.56305 | 0.86714 | 1.1856 | 1.4638 | 1.8614 | 2.2203 | 2.5918 | 2.975 | 3.3699 | 3.7837 | 4.211 | 4.6335
Scenario 2: High TRC | SCG | Com | FoodServ | Com - Restaurant | Electric Demand (MW) | Energy Efficiency | 0.20422 | 0.42137 | 0.65056 | 0.89184 | 1.1455 | 1.4105 | 1.6864 | 1.9734 | 2.2711 | 2.5788 | 2.8964 | 3.2234 | 3.5598
Scenario 2: High TRC | SCG | Com | FoodServ | Com - Restaurant | Electric Energy (GWh/year) | Energy Efficiency | 1.0178 | 2.0994 | 3.2407 | 4.4419 | 5.7042 | 7.023 | 8.3955 | 9.8225 | 11.3028 | 12.8324 | 14.4107 | 16.0357 | 17.7073
Scenario 2: High TRC | SCG | Com | FoodServ | Com - Restaurant | Gas Energy (MMTherm/year) | Energy Efficiency | 0.80601 | 1.6578 | 2.5544 | 3.4954 | 4.4807 | 5.5075 | 6.5739 | 7.6795 | 8.8224 | 10.0001 | 11.3089 | 12.6879 | 13.9197
Scenario 2: High TRC | SCG | Com | FoodServ | Com - Retail | Electric Demand (MW) | Energy Efficiency | 0.001897 | 0.0040015 | 0.0063017 | 0.0088169 | 0.0088169 | 0.015122 | 0.018331 | 0.021788 | 0.025478 | 0.029394 | 0.033544 | 0.037916 | 0.042512
Scenario 2: High TRC | SCG | Com | FoodServ | Com - Retail | Electric Energy (GWh/year) | Energy Efficiency | 0.0092922 | 0.0196 | 0.030868 | 0.043188 | 0.043188 | 0.074074 | 0.089789 | 0.10673 | 0.1248 | 0.14398 | 0.16431 | 0.18572 | 0.20824
Scenario 2: High TRC | SCG | Com | FoodServ | Com - Retail | Gas Energy (MMTherm/year) | Energy Efficiency | 0.00020578 | 0.00043406 | 0.00068357 | 0.00095641 | 0.00095641 | 0.0016404 | 0.0019884 | 0.0023635 | 0.0027637 | 0.0031885 | 0.0036387 | 0.0041129 | 0.0046115
Scenario 2: High TRC | SCG | Com | FoodServ | Com - School | Electric Demand (MW) | Energy Efficiency | 0.021316 | 0.043743 | 0.067295 | 0.091926 | 0.11745 | 0.14399 | 0.17141 | 0.19969 | 0.22884 | 0.25889 | 0.28977 | 0.32153 | 0.35407
Scenario 2: High TRC | SCG | Com | FoodServ | Com - School | Electric Energy (GWh/year) | Energy Efficiency | 0.10187 | 0.20907 | 0.32167 | 0.43945 | 0.56154 | 0.68849 | 0.81965 | 0.95493 | 1.0944 | 1.2382 | 1.3859 | 1.5379 | 1.6937
Scenario 2: High TRC | SCG | Com | FoodServ | Com - School | Gas Energy (MMTherm/year) | Energy Efficiency | 0.061239 | 0.12509 | 0.19147 | 0.26024 | 0.33103 | 0.40382 | 0.47833 | 0.55444 | 0.63205 | 0.71114 | 0.79372 | 0.87848 | 0.96011
Scenario 2: High TRC | SCG | Com | HVAC | Com - College | Electric Demand (MW) | Energy Efficiency | 0.04653 | 0.093183 | 0.14109 | 0.19059 | 0.24033 | 0.28974 | 0.34065 | 0.39204 | 0.44383 | 0.49554 | 0.54744 | 0.60148 | 0.65564
Scenario 2: High TRC | SCG | Com | HVAC | Com - College | Electric Energy (GWh/year) | Energy Efficiency | 0.061919 | 0.12403 | 0.18769 | 0.25328 | 0.3192 | 0.37744 | 0.43734 | 0.49782 | 0.55877 | 0.61962 | 0.6807 | 0.74431 | 0.80805
Scenario 2: High TRC | SCG | Com | HVAC | Com - College | Gas Energy (MMTherm/year) | Energy Efficiency | 0.0085031 | 0.017054 | 0.025742 | 0.034593 | 0.043491 | 0.046733 | 0.050062 | 0.053424 | 0.056812 | 0.060195 | 0.06359 | 0.067126 | 0.07067
Scenario 2: High TRC | SCG | Com | HVAC | Com - Grocery | Gas Energy (MMTherm/year) | Energy Efficiency | 0.0044785 | 0.009066 | 0.013708 | 0.018568 | 0.023515 | 0.02855 | 0.033642 | 0.038815 | 0.043953 | 0.048991 | 0.054092 | 0.059284 | 0.064519
Scenario 2: High TRC | SCG | Com | HVAC | Com - Health | Electric Demand (MW) | Energy Efficiency | 0.0019458 | 0.0039197 | 0.0059236 | 0.0079411 | 0.0099809 | 0.0099809 | 0.0099809 | 0.0099809 | 0.0099809 | 0.0099809 | 0.0099809 | 0.0099809 | 0.0099809
Scenario 2: High TRC | SCG | Com | HVAC | Com - Health | Electric Energy (GWh/year) | Energy Efficiency | 0.0097179 | 0.019577 | 0.029585 | 0.039661 | 0.049849 | 0.049849 | 0.049849 | 0.049849 | 0.049849 | 0.049849 | 0.049849 | 0.049849 | 0.049849
Scenario 2: High TRC | SCG | Com | HVAC | Com - Health | Gas Energy (MMTherm/year) | Energy Efficiency | 0.14265 | 0.28879 | 0.43587 | 0.58038 | 0.71998 | 0.84582 | 0.84087 | 0.822 | 0.79126 | 0.75112 | 0.70473 | 0.6562 | 0.6086
Scenario 2: High TRC | SCG | Com | HVAC | Com - Lodging | Electric Demand (MW) | Energy Efficiency | 0.00081197 | 0.0016331 | 0.0024632 | 0.0033004 | 0.0041462 | 0.0041462 | 0.0041462 | 0.0041462 | 0.0041462 | 0.0041462 | 0.0041462 | 0.0041462 | 0.0041462
Scenario 2: High TRC | SCG | Com | HVAC | Com - Lodging | Electric Energy (GWh/year) | Energy Efficiency | 0.0040552 | 0.0081561 | 0.012302 | 0.016483 | 0.020708 | 0.020708 | 0.020708 | 0.020708 | 0.020708 | 0.020708 | 0.020708 | 0.020708 | 0.020708
Scenario 2: High TRC | SCG | Com | HVAC | Com - Lodging | Gas Energy (MMTherm/year) | Energy Efficiency | 0.070983 | 0.14308 | 0.2148 | 0.28453 | 0.35089 | 0.4101 | 0.40303 | 0.38893 | 0.33608 | 0.28534 | 0.23809 | 0.19555 | 0.1586
Scenario 2: High TRC | SCG | Com | HVAC | Com - Office (Large) | Electric Demand (MW) | Energy Efficiency | 0.014092 | 0.028174 | 0.042213 | 0.056221 | 0.070232 | 0.070232 | 0.070232 | 0.070232 | 0.070232 | 0.070232 | 0.070232 | 0.070232 | 0.070232
Scenario 2: High TRC | SCG | Com | HVAC | Com - Office (Large) | Electric Energy (GWh/year) | Energy Efficiency | 0.070379 | 0.14071 | 0.21082 | 0.28078 | 0.35076 | 0.35076 | 0.35076 | 0.35076 | 0.35076 | 0.35076 | 0.35076 | 0.35076 | 0.35076
Scenario 2: High TRC | SCG | Com | HVAC | Com - Office (Large) | Gas Energy (MMTherm/year) | Energy Efficiency | 0.042427 | 0.084894 | 0.12723 | 0.16947 | 0.21172 | 0.21178 | 0.21184 | 0.21191 | 0.21197 | 0.21203 | 0.21209 | 0.21214 | 0.2122
Scenario 2: High TRC | SCG | Com | HVAC | Com - Office (Small) | Electric Demand (MW) | Energy Efficiency | 0.052627 | 0.10541 | 0.15825 | 0.21121 | 0.21529 | 0.65702 | 0.70061 | 0.74428 | 0.78798 | 0.83162 | 0.87525 | 0.91882 | 0.96238
Scenario 2: High TRC | SCG | Com | HVAC | Com - Office (Small) | Electric Energy (GWh/year) | Energy Efficiency | 0.096088 | 0.19258 | 0.2893 | 0.38638 | 0.40683 | 1.0371 | 1.0993 | 1.1617 | 1.224 | 1.2862 | 1.3484 | 1.4105 | 1.4726
Scenario 2: High TRC | SCG | Com | HVAC | Com - Office (Small) | Gas Energy (MMTherm/year) | Energy Efficiency | 0.020419 | 0.041003 | 0.06171 | 0.082543 | 0.094847 | 0.1203 | 0.12281 | 0.12533 | 0.12785 | 0.13036 | 0.13287 | 0.13537 | 0.13788
Scenario 2: High TRC | SCG | Com | HVAC | Com - Other | Electric Demand (MW) | Energy Efficiency | 1.0883 | 2.2 | 3.3364 | 4.4953 | 4.5454 | 6.8758 | 8.1236 | 9.3902 | 10.6499 | 11.9264 | 13.2211 | 14.5307 | 15.8385
Scenario 2: High TRC | SCG | Com | HVAC | Com - Other | Electric Energy (GWh/year) | Energy Efficiency | 1.5236 | 3.0798 | 4.6705 | 6.2925 | 6.3638 | 9.6239 | 11.3595 | 13.1219 | 14.883 | 16.6677 | 18.4779 | 20.3089 | 22.1463
Scenario 2: High TRC | SCG | Com | HVAC | Com - Other | Gas Energy (MMTherm/year) | Energy Efficiency | 0.077383 | 0.1564 | 0.23713 | 0.3243 | 0.32858 | 0.50493 | 0.5992 | 0.69484 | 0.78963 | 0.88476 | 0.98221 | 1.0808 | 1.179
Scenario 2: High TRC | SCG | Com | HVAC | Com - Restaurant | Electric Demand (MW) | Energy Efficiency | 0.081 | 0.16354 | 0.24768 | 0.3336 | 0.4216 | 0.51083 | 0.60091 | 0.69214 | 0.78438 | 0.87738 | 0.97125 | 1.0658 | 1.1611
Scenario 2: High TRC | SCG | Com | HVAC | Com - Restaurant | Electric Energy (GWh/year) | Energy Efficiency | 0.052023 | 0.10502 | 0.15904 | 0.21418 | 0.27065 | 0.3279 | 0.38554 | 0.44391 | 0.50294 | 0.56246 | 0.62254 | 0.68304 | 0.74405
Scenario 2: High TRC | SCG | Com | HVAC | Com - Restaurant | Gas Energy (MMTherm/year) | Energy Efficiency | 0.39609 | 0.80603 | 1.2264 | 1.6555 | 2.0919 | 2.5368 | 2.9864 | 3.4411 | 3.9007 | 4.365 | 4.8342 | 5.3082 | 5.7871
Scenario 2: High TRC | SCG | Com | HVAC | Com - Retail | Electric Demand (MW) | Energy Efficiency | 0.19428 | 0.39158 | 0.59024 | 0.79143 | 0.79341 | 1.2268 | 1.4341 | 1.6447 | 1.8572 | 2.0713 | 2.2874 | 2.5048 | 2.7239
Scenario 2: High TRC | SCG | Com | HVAC | Com - Retail | Electric Energy (GWh/year) | Energy Efficiency | 0.17552 | 0.35374 | 0.53318 | 0.71487 | 0.72493 | 1.0931 | 1.269 | 1.4477 | 1.6281 | 1.8099 | 1.9933 | 2.1779 | 2.3639
Scenario 2: High TRC | SCG | Com | HVAC | Com - Retail | Gas Energy (MMTherm/year) | Energy Efficiency | 0.012142 | 0.02445 | 0.036857 | 0.049397 | 0.055397 | 0.065786 | 0.070742 | 0.075775 | 0.080856 | 0.085975 | 0.091143 | 0.096344 | 0.10158
Scenario 2: High TRC | SCG | Com | HVAC | Com - School | Electric Demand (MW) | Energy Efficiency | 0.17913 | 0.35608 | 0.53171 | 0.70583 | 0.87629 | 1.0399 | 1.2009 | 1.3594 | 1.5162 | 1.672 | 1.8262 | 1.9799 | 2.1322
Scenario 2: High TRC | SCG | Com | HVAC | Com - School | Electric Energy (GWh/year) | Energy Efficiency | 0.1609 | 0.32018 | 0.47851 | 0.63572 | 0.79008 | 0.91607 | 1.0399 | 1.1619 | 1.2826 | 1.4024 | 1.5211 | 1.6393 | 1.7565
Scenario 2: High TRC | SCG | Com | HVAC | Com - School | Gas Energy (MMTherm/year) | Energy Efficiency | 0.044606 | 0.088916 | 0.13309 | 0.17707 | 0.22043 | 0.24712 | 0.2733 | 0.29914 | 0.32471 | 0.35011 | 0.37526 | 0.40034 | 0.42522
Scenario 2: High TRC | SCG | Com | HVAC | Com - Warehouse | Gas Energy (MMTherm/year) | Energy Efficiency | 0 | 0 | 0 | 0 | 0 | 2.5429e-06 | 5.1738e-06 | 7.8995e-06 | 1.0693e-05 | 1.0693e-05 | 1.0693e-05 | 1.367e-05 | 1.6711e-05
Scenario 2: High TRC | SCG | Com | WaterHeat | Com - College | Electric Demand (MW) | Energy Efficiency | -0.00040973 | -0.00081856 | -0.001229 | -0.0016422 | -0.0020549 | -0.0020549 | -0.0020549 | -0.0020549 | -0.0020549 | -0.0020549 | -0.0020549 | -0.0020549 | -0.0020549
Scenario 2: High TRC | SCG | Com | WaterHeat | Com - College | Electric Energy (GWh/year) | Energy Efficiency | -0.0016096 | -0.0032155 | -0.0048277 | -0.0064506 | -0.0080716 | -0.0080716 | -0.0080716 | -0.0080716 | -0.0080716 | -0.0080716 | -0.0080716 | -0.0080716 | -0.0080716
Scenario 2: High TRC | SCG | Com | WaterHeat | Com - College | Gas Energy (MMTherm/year) | Energy Efficiency | 0.050474 | 0.098957 | 0.14693 | 0.19391 | 0.23062 | 0.22827 | 0.22587 | 0.2237 | 0.22174 | 0.21996 | 0.21835 | 0.21689 | 0.21557
Scenario 2: High TRC | SCG | Com | WaterHeat | Com - Grocery | Electric Demand (MW) | Energy Efficiency | 1.8566e-05 | 3.729e-05 | 5.6133e-05 | 7.5121e-05 | 9.4273e-05 | 9.4273e-05 | 9.4273e-05 | 9.4273e-05 | 9.4273e-05 | 9.4273e-05 | 9.4273e-05 | 9.4273e-05 | 9.4273e-05
Scenario 2: High TRC | SCG | Com | WaterHeat | Com - Grocery | Electric Energy (GWh/year) | Energy Efficiency | 0.00010095 | 0.00020277 | 0.00030522 | 0.00040847 | 0.00051261 | 0.00051261 | 0.00051261 | 0.00051261 | 0.00051261 | 0.00051261 | 0.00051261 | 0.00051261 | 0.00051261
Scenario 2: High TRC | SCG | Com | WaterHeat | Com - Grocery | Gas Energy (MMTherm/year) | Energy Efficiency | 0.06016 | 0.095155 | 0.11578 | 0.13509 | 0.1053 | 0.095499 | 0.092644 | 0.090457 | 0.08851 | 0.086778 | 0.08524 | 0.083876 | 0.082674
Scenario 2: High TRC | SCG | Com | WaterHeat | Com - Health | Electric Demand (MW) | Energy Efficiency | -0.00044174 | -0.00088646 | -0.0013358 | -0.0017856 | -0.0022391 | -0.0022391 | -0.0022391 | -0.0022391 | -0.0022391 | -0.0022391 | -0.0022391 | -0.0022391 | -0.0022391
Scenario 2: High TRC | SCG | Com | WaterHeat | Com - Health | Electric Energy (GWh/year) | Energy Efficiency | -0.0038965 | -0.0078195 | -0.011784 | -0.015752 | -0.019753 | -0.019753 | -0.019753 | -0.019753 | -0.019753 | -0.019753 | -0.019753 | -0.019753 | -0.019753
Scenario 2: High TRC | SCG | Com | WaterHeat | Com - Health | Gas Energy (MMTherm/year) | Energy Efficiency | 0.12861 | 0.24576 | 0.36157 | 0.47671 | 0.56754 | 0.56371 | 0.56074 | 0.55801 | 0.55545 | 0.55261 | 0.55017 | 0.54806 | 0.54621
Scenario 2: High TRC | SCG | Com | WaterHeat | Com - Lodging | Electric Demand (MW) | Energy Efficiency | 0.00042141 | 0.00084845 | 0.0012811 | 0.001728 | 0.0021895 | 0.0021895 | 0.0021895 | 0.0021895 | 0.0021895 | 0.0021895 | 0.0021895 | 0.0021895 | 0.0021895
Scenario 2: High TRC | SCG | Com | WaterHeat | Com - Lodging | Electric Energy (GWh/year) | Energy Efficiency | 0.0034673 | 0.0069809 | 0.010541 | 0.014218 | 0.018015 | 0.018015 | 0.018015 | 0.018015 | 0.018015 | 0.018015 | 0.018015 | 0.018015 | 0.018015
Scenario 2: High TRC | SCG | Com | WaterHeat | Com - Lodging | Gas Energy (MMTherm/year) | Energy Efficiency | 0.63948 | 1.2414 | 1.8094 | 2.3374 | 2.8166 | 2.8024 | 2.6698 | 2.5752 | 2.5098 | 2.4691 | 2.4452 | 2.4326 | 2.4264
Scenario 2: High TRC | SCG | Com | WaterHeat | Com - Office (Large) | Electric Demand (MW) | Energy Efficiency | -3.8615e-05 | -7.5813e-05 | -0.00011108 | -0.00014468 | -0.00017691 | -0.00017691 | -0.00017691 | -0.00017691 | -0.00017691 | -0.00017691 | -0.00017691 | -0.00017691 | -0.00017691
Scenario 2: High TRC | SCG | Com | WaterHeat | Com - Office (Large) | Electric Energy (GWh/year) | Energy Efficiency | -0.0007884 | -0.0015478 | -0.0022679 | -0.0029537 | -0.0036114 | -0.0036114 | -0.0036114 | -0.0036114 | -0.0036114 | -0.0036114 | -0.0036114 | -0.0036114 | -0.0036114
Scenario 2: High TRC | SCG | Com | WaterHeat | Com - Office (Large) | Gas Energy (MMTherm/year) | Energy Efficiency | 0.11393 | 0.22502 | 0.33318 | 0.43821 | 0.51512 | 0.50744 | 0.50046 | 0.49433 | 0.48855 | 0.4833 | 0.47834 | 0.47405 | 0.47015
Scenario 2: High TRC | SCG | Com | WaterHeat | Com - Office (Small) | Electric Demand (MW) | Energy Efficiency | -3.3092e-06 | -6.6303e-06 | -9.9625e-06 | -1.3309e-05 | -1.5389e-05 | -1.5389e-05 | -1.5389e-05 | -1.5389e-05 | -1.5389e-05 | -1.5389e-05 | -1.5389e-05 | -1.5389e-05 | -1.5389e-05
Scenario 2: High TRC | SCG | Com | WaterHeat | Com - Office (Small) | Electric Energy (GWh/year) | Energy Efficiency | -0.00040286 | -0.00080717 | -0.0012128 | -0.0016202 | -0.0018735 | -0.0018735 | -0.0018735 | -0.0018735 | -0.0018735 | -0.0018735 | -0.0018735 | -0.0018735 | -0.0018735
Scenario 2: High TRC | SCG | Com | WaterHeat | Com - Office (Small) | Gas Energy (MMTherm/year) | Energy Efficiency | 0.013601 | 0.026326 | 0.038259 | 0.049284 | 0.04869 | 0.045906 | 0.043378 | 0.041083 | 0.038998 | 0.037104 | 0.035384 | 0.033821 | 0.032402
Scenario 2: High TRC | SCG | Com | WaterHeat | Com - Other | Electric Demand (MW) | Energy Efficiency | -0.0038922 | -0.0078176 | -0.01178 | -0.015781 | -0.018683 | -0.018683 | -0.018683 | -0.018683 | -0.018683 | -0.018683 | -0.018683 | -0.018683 | -0.018683
Scenario 2: High TRC | SCG | Com | WaterHeat | Com - Other | Electric Energy (GWh/year) | Energy Efficiency | -0.025855 | -0.051931 | -0.078253 | -0.10483 | -0.12411 | -0.12411 | -0.12411 | -0.12411 | -0.12411 | -0.12411 | -0.12411 | -0.12411 | -0.12411
Scenario 2: High TRC | SCG | Com | WaterHeat | Com - Other | Gas Energy (MMTherm/year) | Energy Efficiency | 0.37587 | 0.74047 | 1.1035 | 1.4599 | 1.6792 | 1.6883 | 1.6773 | 1.6675 | 1.6581 | 1.6489 | 1.6424 | 1.6346 | 1.629
Scenario 2: High TRC | SCG | Com | WaterHeat | Com - Refrig. Warehouse | Electric Demand (MW) | Energy Efficiency | -6.9051e-06 | -9.1129e-06 | -1.0614e-05 | -1.6951e-05 | -1.9061e-05 | -1.9061e-05 | -1.9061e-05 | -1.9061e-05 | -1.9061e-05 | -1.9061e-05 | -1.9061e-05 | -1.9061e-05 | -1.9061e-05
Scenario 2: High TRC | SCG | Com | WaterHeat | Com - Refrig. Warehouse | Electric Energy (GWh/year) | Energy Efficiency | -8.4247e-05 | -0.00011118 | -0.00012949 | -0.00020681 | -0.00023254 | -0.00023254 | -0.00023254 | -0.00023254 | -0.00023254 | -0.00023254 | -0.00023254 | -0.00023254 | -0.00023254
Scenario 2: High TRC | SCG | Com | WaterHeat | Com - Refrig. Warehouse | Gas Energy (MMTherm/year) | Energy Efficiency | 0.0066757 | 0.008624 | 0.01047 | 0.012981 | 0.0094284 | 0.0089813 | 0.0083925 | 0.0080234 | 0.0076886 | 0.0073848 | 0.0071093 | 0.0068592 | 0.0066323
Scenario 2: High TRC | SCG | Com | WaterHeat | Com - Restaurant | Electric Demand (MW) | Energy Efficiency | -0.0046237 | -0.0092939 | -0.013956 | -0.018606 | -0.023253 | -0.023253 | -0.023253 | -0.023253 | -0.023253 | -0.023253 | -0.023253 | -0.023253 | -0.023253
Scenario 2: High TRC | SCG | Com | WaterHeat | Com - Restaurant | Electric Energy (GWh/year) | Energy Efficiency | -0.024395 | -0.049036 | -0.073634 | -0.098169 | -0.12269 | -0.12269 | -0.12269 | -0.12269 | -0.12269 | -0.12269 | -0.12269 | -0.12269 | -0.12269
Scenario 2: High TRC | SCG | Com | WaterHeat | Com - Restaurant | Gas Energy (MMTherm/year) | Energy Efficiency | 0.29126 | 0.58486 | 0.87813 | 1.1708 | 1.4577 | 1.4945 | 1.4953 | 1.4962 | 1.4973 | 1.4986 | 1.5 | 1.5015 | 1.5031
Scenario 2: High TRC | SCG | Com | WaterHeat | Com - Retail | Electric Demand (MW) | Energy Efficiency | -0.00014036 | -0.00028177 | -0.00042395 | -0.00056723 | -0.00066793 | -0.00066793 | -0.00066793 | -0.00066793 | -0.00066793 | -0.00066793 | -0.00066793 | -0.00066793 | -0.00066793
Scenario 2: High TRC | SCG | Com | WaterHeat | Com - Retail | Electric Energy (GWh/year) | Energy Efficiency | -0.00091602 | -0.0018389 | -0.0027668 | -0.003702 | -0.0043591 | -0.0043591 | -0.0043591 | -0.0043591 | -0.0043591 | -0.0043591 | -0.0043591 | -0.0043591 | -0.0043591
Scenario 2: High TRC | SCG | Com | WaterHeat | Com - Retail | Gas Energy (MMTherm/year) | Energy Efficiency | 0.076599 | 0.1264 | 0.17137 | 0.20214 | 0.17073 | 0.1566 | 0.14614 | 0.13519 | 0.12547 | 0.11721 | 0.1098 | 0.10356 | 0.09789
Scenario 2: High TRC | SCG | Com | WaterHeat | Com - School | Electric Demand (MW) | Energy Efficiency | -0.00029214 | -0.00058013 | -0.00086318 | -0.0011418 | -0.0014152 | -0.0014152 | -0.0014152 | -0.0014152 | -0.0014152 | -0.0014152 | -0.0014152 | -0.0014152 | -0.0014152
Scenario 2: High TRC | SCG | Com | WaterHeat | Com - School | Electric Energy (GWh/year) | Energy Efficiency | -0.004539 | -0.0090139 | -0.013412 | -0.017742 | -0.02199 | -0.02199 | -0.02199 | -0.02199 | -0.02199 | -0.02199 | -0.02199 | -0.02199 | -0.02199
Scenario 2: High TRC | SCG | Com | WaterHeat | Com - School | Gas Energy (MMTherm/year) | Energy Efficiency | 0.097645 | 0.19361 | 0.28791 | 0.38027 | 0.45993 | 0.46128 | 0.4584 | 0.45579 | 0.45344 | 0.45133 | 0.44942 | 0.44771 | 0.44618
Scenario 2: High TRC | SCG | Com | WaterHeat | Com - Warehouse | Electric Demand (MW) | Energy Efficiency | 1.0513e-07 | 2.2192e-07 | 3.4978e-07 | 4.8548e-07 | 6.2548e-07 | 6.2548e-07 | 6.2548e-07 | 6.2548e-07 | 6.2548e-07 | 6.2548e-07 | 6.2548e-07 | 6.2548e-07 | 6.2548e-07
Scenario 2: High TRC | SCG | Com | WaterHeat | Com - Warehouse | Electric Energy (GWh/year) | Energy Efficiency | 3.4193e-06 | 7.1979e-06 | 1.1317e-05 | 1.5678e-05 | 2.0174e-05 | 2.0174e-05 | 2.0174e-05 | 2.0174e-05 | 2.0174e-05 | 2.0174e-05 | 2.0174e-05 | 2.0174e-05 | 2.0174e-05
Scenario 2: High TRC | SCG | Com | WaterHeat | Com - Warehouse | Gas Energy (MMTherm/year) | Energy Efficiency | 0.093946 | 0.14161 | 0.18019 | 0.21355 | 0.15607 | 0.13835 | 0.12731 | 0.11743 | 0.10835 | 0.10011 | 0.092497 | 0.085717 | 0.079565
Scenario 2: High TRC | SCG | Com | WholeBlg | Com - College | Gas Energy (MMTherm/year) | Energy Efficiency | 0.01122 | 0.022437 | 0.03362 | 0.044437 | 0.05385 | 0.053823 | 0.05383 | 0.053867 | 0.05391 | 0.053966 | 0.053981 | 0.053923 | 0.053854
Scenario 2: High TRC | SCG | Com | WholeBlg | Com - Grocery | Gas Energy (MMTherm/year) | Energy Efficiency | 0.00422 | 0.0084941 | 0.012812 | 0.01705 | 0.020818 | 0.021062 | 0.021296 | 0.021525 | 0.02174 | 0.021928 | 0.022102 | 0.022248 | 0.022365
Scenario 2: High TRC | SCG | Com | WholeBlg | Com - Health | Gas Energy (MMTherm/year) | Energy Efficiency | 0.015493 | 0.031237 | 0.047194 | 0.062907 | 0.076943 | 0.078103 | 0.079246 | 0.08038 | 0.081472 | 0.082472 | 0.083411 | 0.08423 | 0.084865
Scenario 2: High TRC | SCG | Com | WholeBlg | Com - Lodging | Gas Energy (MMTherm/year) | Energy Efficiency | 0.0075833 | 0.015275 | 0.023057 | 0.030704 | 0.037517 | 0.038014 | 0.0385 | 0.038984 | 0.03945 | 0.039881 | 0.040287 | 0.040644 | 0.040928
Scenario 2: High TRC | SCG | Com | WholeBlg | Com - Office (Large) | Gas Energy (MMTherm/year) | Energy Efficiency | 0.02428 | 0.048681 | 0.07313 | 0.096899 | 0.11775 | 0.11822 | 0.11873 | 0.11929 | 0.11983 | 0.12045 | 0.12097 | 0.12132 | 0.12153
Scenario 2: High TRC | SCG | Com | WholeBlg | Com - Office (Small) | Gas Energy (MMTherm/year) | Energy Efficiency | 0.0028911 | 0.0058131 | 0.0087595 | 0.011645 | 0.014203 | 0.01434 | 0.014469 | 0.014592 | 0.014704 | 0.014803 | 0.014893 | 0.014964 | 0.015022
Scenario 2: High TRC | SCG | Com | WholeBlg | Com - Other | Gas Energy (MMTherm/year) | Energy Efficiency | 0.050505 | 0.10173 | 0.15356 | 0.20453 | 0.24995 | 0.25332 | 0.25662 | 0.25991 | 0.26306 | 0.26594 | 0.26867 | 0.27107 | 0.27296
Scenario 2: High TRC | SCG | Com | WholeBlg | Com - Refrig. Warehouse | Gas Energy (MMTherm/year) | Energy Efficiency | 0.0009793 | 0.0019766 | 0.00299 | 0.0039908 | 0.0048884 | 0.0049721 | 0.0050524 | 0.0051302 | 0.0052038 | 0.0052689 | 0.0053306 | 0.0053858 | 0.0054304
Scenario 2: High TRC | SCG | Com | WholeBlg | Com - Restaurant | Gas Energy (MMTherm/year) | Energy Efficiency | 0.02148 | 0.04336 | 0.065598 | 0.087564 | 0.10727 | 0.10914 | 0.11095 | 0.11272 | 0.11441 | 0.11593 | 0.11737 | 0.11868 | 0.11973
Scenario 2: High TRC | SCG | Com | WholeBlg | Com - Retail | Gas Energy (MMTherm/year) | Energy Efficiency | 0.00582 | 0.011725 | 0.017701 | 0.023579 | 0.028819 | 0.029209 | 0.029583 | 0.02995 | 0.030296 | 0.030607 | 0.030898 | 0.031151 | 0.031355
Scenario 2: High TRC | SCG | Com | WholeBlg | Com - School | Gas Energy (MMTherm/year) | Energy Efficiency | 0.0093335 | 0.018703 | 0.028087 | 0.037208 | 0.045202 | 0.045352 | 0.045495 | 0.045636 | 0.045754 | 0.045848 | 0.045905 | 0.045901 | 0.045896
Scenario 2: High TRC | SCG | Com | WholeBlg | Com - Warehouse | Gas Energy (MMTherm/year) | Energy Efficiency | 0.019112 | 0.038505 | 0.058141 | 0.077461 | 0.0947 | 0.096005 | 0.097254 | 0.098469 | 0.099612 | 0.10061 | 0.10155 | 0.10237 | 0.10304
Scenario 2: High TRC | SCG | Ind | WholeBlg | Ind - All Other Industrial | Gas Energy (MMTherm/year) | Energy Efficiency | 0.079331 | 0.15903 | 0.23898 | 0.31913 | 0.39945 | 0.46086 | 0.52219 | 0.58349 | 0.64478 | 0.70609 | 0.76749 | 0.81602 | 0.81728
Scenario 2: High TRC | SCG | Ind | WholeBlg | Ind - Chemicals | Gas Energy (MMTherm/year) | Energy Efficiency | 0.95915 | 1.9235 | 2.8927 | 3.8659 | 4.8428 | 5.5928 | 6.343 | 7.0928 | 7.8424 | 8.5921 | 9.3418 | 9.9344 | 9.9537
Scenario 2: High TRC | SCG | Ind | WholeBlg | Ind - Electronics | Gas Energy (MMTherm/year) | Energy Efficiency | 0.04582 | 0.091901 | 0.13824 | 0.18481 | 0.23161 | 0.26765 | 0.30381 | 0.3401 | 0.37651 | 0.41305 | 0.44971 | 0.47899 | 0.481
Scenario 2: High TRC | SCG | Ind | WholeBlg | Ind - Fabricated Metals | Gas Energy (MMTherm/year) | Energy Efficiency | 0.27502 | 0.55297 | 0.83394 | 1.1169 | 1.4013 | 1.6207 | 1.8398 | 2.0584 | 2.2767 | 2.4949 | 2.713 | 2.8858 | 2.8938
Scenario 2: High TRC | SCG | Ind | WholeBlg | Ind - Food | Gas Energy (MMTherm/year) | Energy Efficiency | 1.3185 | 2.634 | 3.9461 | 5.2548 | 6.5598 | 7.5449 | 8.5262 | 9.5033 | 10.4765 | 11.4458 | 12.4112 | 13.1568 | 13.112
Scenario 2: High TRC | SCG | Ind | WholeBlg | Ind - Industrial Machinery | Gas Energy (MMTherm/year) | Energy Efficiency | 0.028598 | 0.057649 | 0.087186 | 0.11703 | 0.14708 | 0.1704 | 0.19372 | 0.21702 | 0.24035 | 0.26373 | 0.28717 | 0.30596 | 0.30762
Scenario 2: High TRC | SCG | Ind | WholeBlg | Ind - Lumber & Furniture | Gas Energy (MMTherm/year) | Energy Efficiency | 0.012864 | 0.025801 | 0.038804 | 0.051867 | 0.064991 | 0.075055 | 0.085085 | 0.095086 | 0.10506 | 0.11502 | 0.12497 | 0.13281 | 0.13295
Scenario 2: High TRC | SCG | Ind | WholeBlg | Ind - Paper | Gas Energy (MMTherm/year) | Energy Efficiency | 0.20099 | 0.40192 | 0.60283 | 0.80405 | 1.0057 | 1.1593 | 1.3132 | 1.4674 | 1.6222 | 1.7777 | 1.9339 | 2.0581 | 2.0631
Scenario 2: High TRC | SCG | Ind | WholeBlg | Ind - Petroleum | Gas Energy (MMTherm/year) | Energy Efficiency | 3.9121 | 7.828 | 11.7476 | 15.6702 | 19.5935 | 22.5759 | 25.5493 | 28.5123 | 31.4661 | 34.4116 | 37.348 | 39.6343 | 39.5753
Scenario 2: High TRC | SCG | Ind | WholeBlg | Ind - Plastics | Gas Energy (MMTherm/year) | Energy Efficiency | 0.04497 | 0.092043 | 0.14114 | 0.19211 | 0.24493 | 0.28858 | 0.33296 | 0.37779 | 0.42317 | 0.46914 | 0.51575 | 0.55564 | 0.56902
Scenario 2: High TRC | SCG | Ind | WholeBlg | Ind - Primary Metals | Gas Energy (MMTherm/year) | Energy Efficiency | 0.29429 | 0.58947 | 0.88569 | 1.1827 | 1.4804 | 1.708 | 1.9357 | 2.1635 | 2.3913 | 2.6192 | 2.8471 | 3.0267 | 3.0305
Scenario 2: High TRC | SCG | Ind | WholeBlg | Ind - Printing & Publishing | Gas Energy (MMTherm/year) | Energy Efficiency | 0.016289 | 0.032615 | 0.048977 | 0.065371 | 0.081772 | 0.094238 | 0.10665 | 0.11902 | 0.13137 | 0.14371 | 0.15607 | 0.16575 | 0.16569
Scenario 2: High TRC | SCG | Ind | WholeBlg | Ind - Stone-Glass-Clay | Gas Energy (MMTherm/year) | Energy Efficiency | 0.31118 | 0.62419 | 0.93858 | 1.254 | 1.5704 | 1.8128 | 2.0549 | 2.2967 | 2.5383 | 2.7798 | 3.0211 | 3.2114 | 3.2157
Scenario 2: High TRC | SCG | Ind | WholeBlg | Ind - Textiles | Gas Energy (MMTherm/year) | Energy Efficiency | 0.14869 | 0.29731 | 0.44588 | 0.59428 | 0.74245 | 0.85471 | 0.96659 | 1.0781 | 1.1892 | 1.2999 | 1.4103 | 1.496 | 1.4926
Scenario 2: High TRC | SCG | Ind | WholeBlg | Ind - Transportation Equipment | Gas Energy (MMTherm/year) | Energy Efficiency | 0.11064 | 0.22103 | 0.33119 | 0.44109 | 0.55072 | 0.63358 | 0.71615 | 0.79845 | 0.88046 | 0.9622 | 1.0436 | 1.1067 | 1.1034
Scenario 2: High TRC | SCG | Res | BROs | Income Qualified - Multi Family IQ | Gas Energy (MMTherm/year) | Energy Efficiency | 0.23348 | 0.2365 | 0.24016 | 0.24449 | 0.24945 | 0.25506 | 0.26114 | 0.26853 | 0.27677 | 0.2863 | 0.29665 | 0.30796 | 0.32045
Scenario 2: High TRC | SCG | Res | BROs | Income Qualified - Single Family IQ | Gas Energy (MMTherm/year) | Energy Efficiency | 0.72066 | 0.72917 | 0.73953 | 0.75176 | 0.76591 | 0.78207 | 0.80011 | 0.82174 | 0.84593 | 0.87291 | 0.90228 | 0.93442 | 0.96995
Scenario 2: High TRC | SCG | Res | BROs | Res - Multi Family | Gas Energy (MMTherm/year) | Energy Efficiency | 2.4695 | 2.4988 | 2.5345 | 2.5767 | 2.6254 | 2.681 | 2.743 | 2.8174 | 2.9005 | 2.9935 | 3.0946 | 3.2053 | 3.3277
Scenario 2: High TRC | SCG | Res | BROs | Res - Single Family | Gas Energy (MMTherm/year) | Energy Efficiency | 0.70639 | 0.71555 | 0.7267 | 0.73985 | 0.75495 | 0.77198 | 0.79043 | 0.81285 | 0.83786 | 0.86681 | 0.89829 | 0.93269 | 0.97065
Scenario 2: High TRC | SCG | Res | BldgEnv | Res - Multi Family | Electric Demand (MW) | Energy Efficiency | 0 | 0 | 0 | 0 | 0 | 0 | 0 | 0 | 0 | 0 | 0 | 0 | 0.00026255
Scenario 2: High TRC | SCG | Res | BldgEnv | Res - Multi Family | Electric Energy (GWh/year) | Energy Efficiency | 0 | 0 | 0 | 0 | 0 | 0 | 0 | 0 | 0 | 0 | 0 | 0 | 0.00040309
Scenario 2: High TRC | SCG | Res | BldgEnv | Res - Multi Family | Gas Energy (MMTherm/year) | Energy Efficiency | 0 | 0 | 0 | 0 | 0 | 0 | 0 | 0 | 0 | 0 | 0 | 0 | 0.00012624
Scenario 2: High TRC | SCG | Res | BldgEnv | Res - Single Family | Electric Demand (MW) | Energy Efficiency | 0.017752 | 0.038242 | 0.059866 | 0.081594 | 0.1033 | 0.12441 | 0.14459 | 0.15794 | 0.17054 | 0.16519 | 0.16005 | 0.15512 | 0.15038
Scenario 2: High TRC | SCG | Res | BldgEnv | Res - Single Family | Electric Energy (GWh/year) | Energy Efficiency | -0.01577 | -0.030807 | -0.045164 | -0.058934 | -0.072144 | -0.084848 | -0.09708 | -0.092166 | -0.087468 | -0.072059 | -0.057262 | -0.043054 | -0.029417
Scenario 2: High TRC | SCG | Res | BldgEnv | Res - Single Family | Gas Energy (MMTherm/year) | Energy Efficiency | 0.0037928 | 0.0082048 | 0.012878 | 0.017584 | 0.022293 | 0.026875 | 0.031256 | 0.034283 | 0.037141 | 0.0361 | 0.035102 | 0.034144 | 0.033224
Scenario 2: High TRC | SCG | Res | HVAC | Res - Multi Family | Electric Demand (MW) | Energy Efficiency | -9.6772e-05 | -0.00019555 | -0.00029519 | -0.00039517 | -0.00049533 | -0.00049533 | -0.00049533 | -0.00049533 | -0.00049533 | -0.00049533 | -0.00049533 | -0.00049533 | -0.00049533
Scenario 2: High TRC | SCG | Res | HVAC | Res - Multi Family | Electric Energy (GWh/year) | Energy Efficiency | -9.1297e-09 | -1.8448e-08 | -2.7849e-08 | -3.7281e-08 | -4.673e-08 | -4.673e-08 | -4.673e-08 | -4.673e-08 | -4.673e-08 | -4.673e-08 | -4.673e-08 | -4.673e-08 | -4.673e-08
Scenario 2: High TRC | SCG | Res | HVAC | Res - Multi Family | Gas Energy (MMTherm/year) | Energy Efficiency | 2.2846e-05 | 4.6165e-05 | 6.9691e-05 | 9.3294e-05 | 0.00011694 | 0.00011694 | 0.00011694 | 0.00011694 | 0.00011694 | 0.00011694 | 0.00011694 | 0.00011694 | 0.00011694
Scenario 2: High TRC | SCG | Res | HVAC | Res - Single Family | Electric Demand (MW) | Energy Efficiency | 0.011728 | 0.024233 | 0.037208 | 0.050421 | 0.063801 | 0.063801 | 0.063801 | 0.063801 | 0.063801 | 0.063801 | 0.063801 | 0.063801 | 0.063801
Scenario 2: High TRC | SCG | Res | HVAC | Res - Single Family | Electric Energy (GWh/year) | Energy Efficiency | 0.099629 | 0.20946 | 0.32469 | 0.44237 | 0.56189 | 0.56189 | 0.56189 | 0.56189 | 0.56189 | 0.56189 | 0.56189 | 0.56189 | 0.56189
Scenario 2: High TRC | SCG | Res | HVAC | Res - Single Family | Gas Energy (MMTherm/year) | Energy Efficiency | 0.01077 | 0.022716 | 0.035263 | 0.04808 | 0.061103 | 0.061103 | 0.061103 | 0.061103 | 0.061103 | 0.061103 | 0.061103 | 0.061103 | 0.061103
Scenario 2: High TRC | SCG | Res | WaterHeat | Res - Multi Family | Electric Demand (MW) | Energy Efficiency | -0.0039832 | -0.0080577 | -0.012263 | -0.016545 | -0.020874 | -0.020874 | -0.020874 | -0.020874 | -0.020874 | -0.020874 | -0.020874 | -0.020874 | -0.020874
Scenario 2: High TRC | SCG | Res | WaterHeat | Res - Multi Family | Electric Energy (GWh/year) | Energy Efficiency | -0.020531 | -0.041534 | -0.063209 | -0.085284 | -0.1076 | -0.1076 | -0.1076 | -0.1076 | -0.1076 | -0.1076 | -0.1076 | -0.1076 | -0.1076
Scenario 2: High TRC | SCG | Res | WaterHeat | Res - Multi Family | Gas Energy (MMTherm/year) | Energy Efficiency | 0.35927 | 0.69663 | 1.0122 | 1.3015 | 1.5792 | 1.6425 | 1.7014 | 1.7568 | 1.7916 | 1.8229 | 1.8513 | 1.7156 | 1.62
Scenario 2: High TRC | SCG | Res | WaterHeat | Res - Single Family | Electric Demand (MW) | Energy Efficiency | -0.025191 | -0.052009 | -0.08 | -0.10866 | -0.1378 | -0.1378 | -0.1378 | -0.1378 | -0.1378 | -0.1378 | -0.1378 | -0.1378 | -0.1378
Scenario 2: High TRC | SCG | Res | WaterHeat | Res - Single Family | Electric Energy (GWh/year) | Energy Efficiency | -0.14319 | -0.29571 | -0.45489 | -0.61787 | -0.78357 | -0.78357 | -0.78357 | -0.78357 | -0.78357 | -0.78357 | -0.78357 | -0.78357 | -0.78357
Scenario 2: High TRC | SCG | Res | WaterHeat | Res - Single Family | Gas Energy (MMTherm/year) | Energy Efficiency | 2.1923 | 4.3232 | 6.4159 | 8.4692 | 10.4978 | 10.7846 | 11.0362 | 11.1995 | 11.333 | 11.446 | 11.545 | 10.9595 | 10.5387
Scenario 2: High TRC | SDG&E | Ag | WholeBlg | Ag - Dairies, fishing, hunting | Electric Demand (MW) | Energy Efficiency | 0.0032232 | 0.0064691 | 0.0097365 | 0.013024 | 0.016331 | 0.019655 | 0.022994 | 0.02635 | 0.028141 | 0.028294 | 0.02844 | 0.02858 | 0.028715
Scenario 2: High TRC | SDG&E | Ag | WholeBlg | Ag - Dairies, fishing, hunting | Electric Energy (GWh/year) | Energy Efficiency | 0.013731 | 0.027558 | 0.041477 | 0.055483 | 0.069569 | 0.083728 | 0.097955 | 0.11225 | 0.11988 | 0.12053 | 0.12115 | 0.12175 | 0.12233
Scenario 2: High TRC | SDG&E | Ag | WholeBlg | Ag - Dairies, fishing, hunting | Gas Energy (MMTherm/year) | Energy Efficiency | 3.6951e-05 | 7.3901e-05 | 0.00011085 | 0.0001478 | 0.00018475 | 0.0002217 | 0.00025865 | 0.0002956 | 0.00031444 | 0.00031444 | 0.00031444 | 0.00031444 | 0.00031444
Scenario 2: High TRC | SDG&E | Ag | WholeBlg | Ag - Irrigated Agriculture, vineyards, forestry and greenhouses | Electric Demand (MW) | Energy Efficiency | 0.022666 | 0.046131 | 0.07035 | 0.095304 | 0.12095 | 0.14722 | 0.17409 | 0.20157 | 0.21855 | 0.22419 | 0.22965 | 0.23497 | 0.24015
Scenario 2: High TRC | SDG&E | Ag | WholeBlg | Ag - Irrigated Agriculture, vineyards, forestry and greenhouses | Electric Energy (GWh/year) | Energy Efficiency | 0.096557 | 0.19652 | 0.29969 | 0.40599 | 0.51524 | 0.62716 | 0.74164 | 0.85869 | 0.931 | 0.95503 | 0.9783 | 1.0009 | 1.023
Scenario 2: High TRC | SDG&E | Ag | WholeBlg | Ag - Irrigated Agriculture, vineyards, forestry and greenhouses | Gas Energy (MMTherm/year) | Energy Efficiency | 0.002672 | 0.005344 | 0.008016 | 0.010688 | 0.01336 | 0.016032 | 0.018704 | 0.021376 | 0.022738 | 0.022738 | 0.022738 | 0.022738 | 0.022738
Scenario 2: High TRC | SDG&E | Ag | WholeBlg | Ag - Water pumping | Electric Demand (MW) | Energy Efficiency | 0.070902 | 0.14167 | 0.21229 | 0.28278 | 0.35313 | 0.42334 | 0.49342 | 0.56336 | 0.59838 | 0.59717 | 0.59595 | 0.5947 | 0.59343
Scenario 2: High TRC | SDG&E | Ag | WholeBlg | Ag - Water pumping | Electric Energy (GWh/year) | Energy Efficiency | 0.30204 | 0.60349 | 0.90437 | 1.2047 | 1.5043 | 1.8034 | 2.102 | 2.3999 | 2.5491 | 2.5439 | 2.5387 | 2.5334 | 2.528
Scenario 2: High TRC | SDG&E | Ag | WholeBlg | Ag - Water pumping | Gas Energy (MMTherm/year) | Energy Efficiency | 0.00076531 | 0.0015306 | 0.0022959 | 0.0030613 | 0.0038266 | 0.0045919 | 0.0053572 | 0.0061225 | 0.0065126 | 0.0065126 | 0.0065126 | 0.0065126 | 0.0065126
Scenario 2: High TRC | SDG&E | Com | AppPlug | Com - Health | Gas Energy (MMTherm/year) | Energy Efficiency | 0.02624 | 0.056003 | 0.11634 | 0.1842 | 0.2584 | 0.33846 | 0.4813 | 0.63514 | 0.80182 | 0.98229 | 1.0866 | 1.1558 | 1.215
Scenario 2: High TRC | SDG&E | Com | AppPlug | Com - Lodging | Gas Energy (MMTherm/year) | Energy Efficiency | 0.023976 | 0.050106 | 0.078503 | 0.11028 | 0.14395 | 0.19889 | 0.33485 | 0.4797 | 0.63383 | 0.77855 | 0.85136 | 0.89758 | 0.93895
Scenario 2: High TRC | SDG&E | Com | AppPlug | Com - Other | Gas Energy (MMTherm/year) | Energy Efficiency | 0.00021041 | 0.0004553 | 0.00073801 | 0.0010621 | 0.0014265 | 0.0018383 | 0.0020898 | 0.0023581 | 0.0026409 | 0.0029371 | 0.0032474 | 0.0035662 | 0.0038931
Scenario 2: High TRC | SDG&E | Com | BROs | Com - Lodging | Electric Energy (GWh/year) | Energy Efficiency | 0.0087675 | 0.026709 | 0.045497 | 0.065382 | 0.086586 | 0.10905 | 0.13298 | 0.15831 | 0.18486 | 0.21282 | 0.24187 | 0.27116 | 0.30058
Scenario 2: High TRC | SDG&E | Com | BROs | Com - Other | Electric Energy (GWh/year) | Energy Efficiency | 0.0079453 | 0.02424 | 0.041373 | 0.059562 | 0.079028 | 0.09974 | 0.12201 | 0.14578 | 0.1708 | 0.1973 | 0.22498 | 0.25314 | 0.28261
Scenario 2: High TRC | SDG&E | Com | BROs | Com - Retail | Electric Demand (MW) | Energy Efficiency | 0.0016338 | 0.0049596 | 0.0084061 | 0.012008 | 0.015803 | 0.01978 | 0.023999 | 0.028447 | 0.033057 | 0.037867 | 0.042807 | 0.047746 | 0.0531
Scenario 2: High TRC | SDG&E | Com | BROs | Com - Retail | Electric Energy (GWh/year) | Energy Efficiency | 0.017664 | 0.05362 | 0.090882 | 0.12982 | 0.17085 | 0.21385 | 0.25947 | 0.30755 | 0.35739 | 0.40939 | 0.46281 | 0.5162 | 0.57409
Scenario 2: High TRC | SDG&E | Com | BldgEnv | Com - College | Electric Demand (MW) | Energy Efficiency | 9.426e-07 | 1.8857e-06 | 2.8295e-06 | 4.35e-06 | 5.8659e-06 | 7.3827e-06 | 8.901e-06 | 9.6056e-06 | 1.032e-05 | 1.1045e-05 | 1.1208e-05 | 1.1401e-05 | 1.1611e-05
Scenario 2: High TRC | SDG&E | Com | BldgEnv | Com - College | Electric Energy (GWh/year) | Energy Efficiency | 3.2206e-07 | 6.4429e-07 | 9.6676e-07 | 1.4863e-06 | 2.0042e-06 | 2.5224e-06 | 3.0412e-06 | 3.2819e-06 | 3.526e-06 | 3.7738e-06 | 3.8295e-06 | 3.8955e-06 | 3.9669e-06
Scenario 2: High TRC | SDG&E | Com | BldgEnv | Com - College | Gas Energy (MMTherm/year) | Energy Efficiency | 6.5219e-07 | 1.3013e-06 | 1.9473e-06 | 3.0459e-06 | 4.1377e-06 | 5.2241e-06 | 6.3055e-06 | 6.768e-06 | 7.231e-06 | 7.695e-06 | 7.7052e-06 | 7.7244e-06 | 7.7485e-06
Scenario 2: High TRC | SDG&E | Com | BldgEnv | Com - Grocery | Electric Demand (MW) | Energy Efficiency | 3.2644e-05 | 6.3738e-05 | 9.3352e-05 | 0.00012159 | 0.00014853 | 0.00017426 | 0.00019887 | 0.00019065 | 0.00018303 | 0.000176 | 0.0001695 | 0.00016348 | 0.0001579
Scenario 2: High TRC | SDG&E | Com | BldgEnv | Com - Grocery | Electric Energy (GWh/year) | Energy Efficiency | 1.1153e-05 | 2.1777e-05 | 3.1895e-05 | 4.1543e-05 | 5.0746e-05 | 5.9538e-05 | 6.7947e-05 | 6.5139e-05 | 6.2536e-05 | 6.0134e-05 | 5.7912e-05 | 5.5855e-05 | 5.3949e-05
Scenario 2: High TRC | SDG&E | Com | BldgEnv | Com - Grocery | Gas Energy (MMTherm/year) | Energy Efficiency | 1.0204e-05 | 1.9921e-05 | 2.9173e-05 | 3.7988e-05 | 4.6388e-05 | 5.4402e-05 | 6.2053e-05 | 5.9388e-05 | 5.6898e-05 | 5.458e-05 | 5.242e-05 | 5.0408e-05 | 4.8534e-05
Scenario 2: High TRC | SDG&E | Com | BldgEnv | Com - Health | Electric Demand (MW) | Energy Efficiency | 3.0883e-05 | 6.0173e-05 | 8.7914e-05 | 0.00011419 | 0.00013899 | 0.00016232 | 0.00018423 | 0.00017551 | 0.00016749 | 0.00016026 | 0.00015389 | 0.00014803 | 0.00014276
Scenario 2: High TRC | SDG&E | Com | BldgEnv | Com - Health | Electric Energy (GWh/year) | Energy Efficiency | 1.4835e-05 | 2.8905e-05 | 4.2231e-05 | 5.4854e-05 | 6.6766e-05 | 7.7974e-05 | 8.8496e-05 | 8.4306e-05 | 8.0455e-05 | 7.6984e-05 | 7.3922e-05 | 7.1108e-05 | 6.8579e-05
Scenario 2: High TRC | SDG&E | Com | BldgEnv | Com - Health | Gas Energy (MMTherm/year) | Energy Efficiency | 1.6163e-05 | 3.1452e-05 | 4.5886e-05 | 5.9498e-05 | 7.2282e-05 | 8.4246e-05 | 9.545e-05 | 9.0482e-05 | 8.5915e-05 | 8.1792e-05 | 7.8143e-05 | 7.4835e-05 | 7.1904e-05
Scenario 2: High TRC | SDG&E | Com | BldgEnv | Com - Lodging | Electric Demand (MW) | Energy Efficiency | 1.4944e-06 | 2.9747e-06 | 4.4412e-06 | 5.9029e-06 | 7.3465e-06 | 8.7821e-06 | 1.0205e-05 | 1.0366e-05 | 9.5339e-06 | 8.7292e-06 | 7.947e-06 | 7.1873e-06 | 6.4533e-06
Scenario 2: High TRC | SDG&E | Com | BldgEnv | Com - Lodging | Electric Energy (GWh/year) | Energy Efficiency | 9.7653e-07 | 1.9438e-06 | 2.9021e-06 | 3.8572e-06 | 4.8006e-06 | 5.7386e-06 | 6.6687e-06 | 6.7737e-06 | 6.2299e-06 | 5.7041e-06 | 5.193e-06 | 4.6966e-06 | 4.2169e-06
Scenario 2: High TRC | SDG&E | Com | BldgEnv | Com - Lodging | Gas Energy (MMTherm/year) | Energy Efficiency | 4.9173e-07 | 9.7768e-07 | 1.4579e-06 | 1.9342e-06 | 2.404e-06 | 2.8693e-06 | 3.3293e-06 | 3.3393e-06 | 2.9778e-06 | 2.6247e-06 | 2.2789e-06 | 1.9404e-06 | 1.6098e-06
Scenario 2: High TRC | SDG&E | Com | BldgEnv | Com - Office (Large) | Electric Demand (MW) | Energy Efficiency | 7.2783e-05 | 0.00014225 | 0.00021535 | 0.00028512 | 0.00035169 | 0.00041529 | 0.0004761 | 0.000466 | 0.00045171 | 0.00043163 | 0.00041283 | 0.00039527 | 0.0003789
Scenario 2: High TRC | SDG&E | Com | BldgEnv | Com - Office (Large) | Electric Energy (GWh/year) | Energy Efficiency | 2.4868e-05 | 4.8602e-05 | 7.3578e-05 | 9.7417e-05 | 0.00012016 | 0.00014189 | 0.00016267 | 0.00015922 | 0.00015433 | 0.00014747 | 0.00014105 | 0.00013505 | 0.00012946
Scenario 2: High TRC | SDG&E | Com | BldgEnv | Com - Office (Large) | Gas Energy (MMTherm/year) | Energy Efficiency | 9.0235e-06 | 1.7638e-05 | 2.8302e-05 | 3.8476e-05 | 4.818e-05 | 5.7446e-05 | 6.6301e-05 | 6.6327e-05 | 6.4602e-05 | 6.0559e-05 | 5.6752e-05 | 5.3174e-05 | 4.9814e-05
Scenario 2: High TRC | SDG&E | Com | BldgEnv | Com - Office (Small) | Electric Demand (MW) | Energy Efficiency | 3.483e-05 | 6.801e-05 | 9.9628e-05 | 0.00012976 | 0.00015848 | 0.00018586 | 0.00021197 | 0.00020305 | 0.00019468 | 0.00018682 | 0.00017946 | 0.00017258 | 0.00016616
Scenario 2: High TRC | SDG&E | Com | BldgEnv | Com - Office (Small) | Electric Energy (GWh/year) | Energy Efficiency | 1.19e-05 | 2.3237e-05 | 3.404e-05 | 4.4335e-05 | 5.4147e-05 | 6.3503e-05 | 7.2423e-05 | 6.9376e-05 | 6.6515e-05 | 6.3831e-05 | 6.1317e-05 | 5.8966e-05 | 5.6772e-05
Scenario 2: High TRC | SDG&E | Com | BldgEnv | Com - Office (Small) | Gas Energy (MMTherm/year) | Energy Efficiency | 4.3106e-06 | 8.4175e-06 | 1.2332e-05 | 1.6062e-05 | 1.9619e-05 | 2.301e-05 | 2.6245e-05 | 2.5151e-05 | 2.4126e-05 | 2.3164e-05 | 2.2265e-05 | 2.1425e-05 | 2.0642e-05
Scenario 2: High TRC | SDG&E | Com | BldgEnv | Com - Other | Electric Demand (MW) | Energy Efficiency | 1.7186e-05 | 3.3679e-05 | 5.1976e-05 | 6.9543e-05 | 8.6387e-05 | 0.00010255 | 0.00011804 | 0.00011676 | 0.00011377 | 0.00010854 | 0.00010363 | 9.903e-05 | 9.4741e-05
Scenario 2: High TRC | SDG&E | Com | BldgEnv | Com - Other | Electric Energy (GWh/year) | Energy Efficiency | 5.8746e-06 | 1.1512e-05 | 1.7767e-05 | 2.3772e-05 | 2.953e-05 | 3.5053e-05 | 4.035e-05 | 3.9911e-05 | 3.8891e-05 | 3.7104e-05 | 3.5425e-05 | 3.3852e-05 | 3.2386e-05
Scenario 2: High TRC | SDG&E | Com | BldgEnv | Com - Other | Gas Energy (MMTherm/year) | Energy Efficiency | 2.1495e-06 | 4.2131e-06 | 7.0811e-06 | 9.8354e-06 | 1.2476e-05 | 1.5008e-05 | 1.7432e-05 | 1.7738e-05 | 1.7375e-05 | 1.6154e-05 | 1.4994e-05 | 1.3896e-05 | 1.2861e-05
Scenario 2: High TRC | SDG&E | Com | BldgEnv | Com - Refrig. Warehouse | Electric Demand (MW) | Energy Efficiency | 2.2844e-07 | 4.4866e-07 | 6.6109e-07 | 8.6547e-07 | 1.0625e-06 | 1.2527e-06 | 1.4367e-06 | 1.3935e-06 | 1.3542e-06 | 1.3186e-06 | 1.2869e-06 | 1.2591e-06 | 1.2351e-06
Scenario 2: High TRC | SDG&E | Com | BldgEnv | Com - Refrig. Warehouse | Electric Energy (GWh/year) | Energy Efficiency | 7.8051e-08 | 1.5329e-07 | 2.2587e-07 | 2.957e-07 | 3.6303e-07 | 4.2802e-07 | 4.9087e-07 | 4.761e-07 | 4.6269e-07 | 4.5053e-07 | 4.3969e-07 | 4.3019e-07 | 4.22e-07
Scenario 2: High TRC | SDG&E | Com | BldgEnv | Com - Refrig. Warehouse | Gas Energy (MMTherm/year) | Energy Efficiency | 2.8663e-08 | 5.6305e-08 | 8.2982e-08 | 1.0866e-07 | 1.3342e-07 | 1.5734e-07 | 1.8048e-07 | 1.7516e-07 | 1.7033e-07 | 1.6597e-07 | 1.621e-07 | 1.5873e-07 | 1.5584e-07
Scenario 2: High TRC | SDG&E | Com | BldgEnv | Com - Restaurant | Electric Demand (MW) | Energy Efficiency | 1.1567e-05 | 2.2772e-05 | 3.3463e-05 | 4.3665e-05 | 5.3406e-05 | 6.2706e-05 | 7.1592e-05 | 6.8693e-05 | 6.599e-05 | 6.3473e-05 | 6.1136e-05 | 5.8975e-05 | 5.698e-05
Scenario 2: High TRC | SDG&E | Com | BldgEnv | Com - Restaurant | Electric Energy (GWh/year) | Energy Efficiency | 3.9521e-06 | 7.7806e-06 | 1.1433e-05 | 1.4919e-05 | 1.8247e-05 | 2.1425e-05 | 2.4461e-05 | 2.347e-05 | 2.2547e-05 | 2.1687e-05 | 2.0888e-05 | 2.015e-05 | 1.9468e-05
Scenario 2: High TRC | SDG&E | Com | BldgEnv | Com - Restaurant | Gas Energy (MMTherm/year) | Energy Efficiency | 1.4217e-06 | 2.8084e-06 | 4.1316e-06 | 5.3947e-06 | 6.6008e-06 | 7.7528e-06 | 8.8537e-06 | 8.4986e-06 | 8.1678e-06 | 7.8602e-06 | 7.5752e-06 | 7.3119e-06 | 7.0694e-06
Scenario 2: High TRC | SDG&E | Com | BldgEnv | Com - Retail | Electric Demand (MW) | Energy Efficiency | 5.7019e-05 | 0.00011044 | 0.00016046 | 0.00020692 | 0.00024966 | 0.00028926 | 0.00032655 | 0.00030551 | 0.00028597 | 0.00026788 | 0.00025154 | 0.0002372 | 0.00022445
Scenario 2: High TRC | SDG&E | Com | BldgEnv | Com - Retail | Electric Energy (GWh/year) | Energy Efficiency | 1.9482e-05 | 3.7734e-05 | 5.4822e-05 | 7.0699e-05 | 8.5301e-05 | 9.8832e-05 | 0.00011157 | 0.00010438 | 9.7705e-05 | 9.1527e-05 | 8.5941e-05 | 8.1043e-05 | 7.6687e-05
Scenario 2: High TRC | SDG&E | Com | BldgEnv | Com - Retail | Gas Energy (MMTherm/year) | Energy Efficiency | 1.6734e-05 | 3.2364e-05 | 4.6909e-05 | 6.0362e-05 | 7.2651e-05 | 8.4001e-05 | 9.4739e-05 | 8.8279e-05 | 8.2368e-05 | 7.7023e-05 | 7.2279e-05 | 6.8237e-05 | 6.4703e-05
Scenario 2: High TRC | SDG&E | Com | BldgEnv | Com - School | Electric Demand (MW) | Energy Efficiency | 9.4924e-06 | 1.8624e-05 | 2.7415e-05 | 3.5884e-05 | 4.4054e-05 | 5.1936e-05 | 5.9544e-05 | 5.8694e-05 | 5.8017e-05 | 5.7506e-05 | 5.7159e-05 | 5.6969e-05 | 5.6931e-05
Scenario 2: High TRC | SDG&E | Com | BldgEnv | Com - School | Electric Energy (GWh/year) | Energy Efficiency | 3.2432e-06 | 6.3632e-06 | 9.3668e-06 | 1.226e-05 | 1.5052e-05 | 1.7745e-05 | 2.0344e-05 | 2.0054e-05 | 1.9823e-05 | 1.9648e-05 | 1.9529e-05 | 1.9464e-05 | 1.9451e-05
Scenario 2: High TRC | SDG&E | Com | BldgEnv | Com - School | Gas Energy (MMTherm/year) | Energy Efficiency | 1.1811e-06 | 2.3179e-06 | 3.4129e-06 | 4.4683e-06 | 5.4872e-06 | 6.4708e-06 | 7.421e-06 | 7.3258e-06 | 7.2525e-06 | 7.2002e-06 | 7.1684e-06 | 7.1564e-06 | 7.1635e-06
Scenario 2: High TRC | SDG&E | Com | BldgEnv | Com - Warehouse | Electric Demand (MW) | Energy Efficiency | 1.8574e-05 | 3.6402e-05 | 5.3524e-05 | 7.2717e-05 | 9.1191e-05 | 0.00010899 | 0.00012613 | 0.00012483 | 0.00012134 | 0.00011811 | 0.00011238 | 0.00010696 | 0.00010186
Scenario 2: High TRC | SDG&E | Com | BldgEnv | Com - Warehouse | Electric Energy (GWh/year) | Energy Efficiency | 1.2137e-05 | 2.3787e-05 | 3.4975e-05 | 4.7517e-05 | 5.9588e-05 | 7.1219e-05 | 8.2422e-05 | 8.1568e-05 | 7.9289e-05 | 7.7176e-05 | 7.3435e-05 | 6.9895e-05 | 6.6559e-05
Scenario 2: High TRC | SDG&E | Com | BldgEnv | Com - Warehouse | Gas Energy (MMTherm/year) | Energy Efficiency | 3.8865e-06 | 7.6186e-06 | 1.1204e-05 | 1.6301e-05 | 2.1221e-05 | 2.5974e-05 | 3.0565e-05 | 3.1274e-05 | 3.0566e-05 | 2.9909e-05 | 2.7654e-05 | 2.5491e-05 | 2.3419e-05
Scenario 2: High TRC | SDG&E | Com | ComRefrig | Com - College | Electric Demand (MW) | Energy Efficiency | 8.7483e-05 | 0.0001479 | 0.00018528 | 0.00020607 | 0.00021615 | 0.00022207 | 0.00022584 | 0.00022858 | 0.00023115 | 0.00023355 | 0.00023579 | 0.0002379 | 0.00023987
Scenario 2: High TRC | SDG&E | Com | ComRefrig | Com - College | Electric Energy (GWh/year) | Energy Efficiency | 0.0006413 | 0.0010911 | 0.0013745 | 0.0015354 | 0.0016158 | 0.0016625 | 0.001691 | 0.0017108 | 0.0017294 | 0.0017468 | 0.0017631 | 0.0017783 | 0.0017926
Scenario 2: High TRC | SDG&E | Com | ComRefrig | Com - Grocery | Electric Demand (MW) | Energy Efficiency | 0.082548 | 0.12794 | 0.14784 | 0.15863 | 0.16455 | 0.16879 | 0.17276 | 0.17647 | 0.17995 | 0.1832 | 0.18625 | 0.18911 | 0.19178
Scenario 2: High TRC | SDG&E | Com | ComRefrig | Com - Grocery | Electric Energy (GWh/year) | Energy Efficiency | 0.61873 | 0.96838 | 1.129 | 1.2151 | 1.2599 | 1.2906 | 1.3193 | 1.3462 | 1.3714 | 1.3949 | 1.417 | 1.4376 | 1.457
Scenario 2: High TRC | SDG&E | Com | ComRefrig | Com - Refrig. Warehouse | Electric Demand (MW) | Energy Efficiency | 2.6911e-05 | 4.4747e-05 | 5.5286e-05 | 6.0808e-05 | 6.3385e-05 | 6.5007e-05 | 6.603e-05 | 6.6921e-05 | 6.7756e-05 | 6.8537e-05 | 6.9268e-05 | 6.9953e-05 | 7.0595e-05
Scenario 2: High TRC | SDG&E | Com | ComRefrig | Com - Refrig. Warehouse | Electric Energy (GWh/year) | Energy Efficiency | 0.00019791 | 0.00033121 | 0.00041144 | 0.00045446 | 0.00047513 | 0.00048769 | 0.00049519 | 0.00050165 | 0.0005077 | 0.00051335 | 0.00051865 | 0.00052361 | 0.00052825
Scenario 2: High TRC | SDG&E | Com | ComRefrig | Com - Restaurant | Electric Demand (MW) | Energy Efficiency | 0.0031726 | 0.0049481 | 0.0057565 | 0.0061895 | 0.0064332 | 0.0065945 | 0.0067455 | 0.0068869 | 0.0070193 | 0.0071433 | 0.0072593 | 0.007368 | 0.0074698
Scenario 2: High TRC | SDG&E | Com | ComRefrig | Com - Restaurant | Electric Energy (GWh/year) | Energy Efficiency | 0.02377 | 0.037436 | 0.043936 | 0.047406 | 0.049266 | 0.050434 | 0.051528 | 0.052551 | 0.053509 | 0.054406 | 0.055246 | 0.056032 | 0.056768
Scenario 2: High TRC | SDG&E | Com | ComRefrig | Com - Retail | Electric Demand (MW) | Energy Efficiency | 0.035616 | 0.055617 | 0.064827 | 0.069503 | 0.072133 | 0.073885 | 0.075526 | 0.077062 | 0.078501 | 0.079848 | 0.081109 | 0.08229 | 0.083395
Scenario 2: High TRC | SDG&E | Com | ComRefrig | Com - Retail | Electric Energy (GWh/year) | Energy Efficiency | 0.26639 | 0.41984 | 0.49334 | 0.53078 | 0.55085 | 0.56354 | 0.57542 | 0.58654 | 0.59696 | 0.6067 | 0.61583 | 0.62437 | 0.63236
Scenario 2: High TRC | SDG&E | Com | ComRefrig | Com - School | Electric Demand (MW) | Energy Efficiency | 8.2176e-06 | 1.275e-05 | 1.6994e-05 | 2.0968e-05 | 2.4689e-05 | 2.8173e-05 | 3.1436e-05 | 3.4491e-05 | 3.7352e-05 | 4.0031e-05 | 4.254e-05 | 4.4888e-05 | 4.7088e-05
Scenario 2: High TRC | SDG&E | Com | ComRefrig | Com - School | Electric Energy (GWh/year) | Energy Efficiency | 6.3932e-05 | 9.6664e-05 | 0.00012731 | 0.00015599 | 0.00018285 | 0.00020799 | 0.00023153 | 0.00025356 | 0.00027419 | 0.0002935 | 0.00031158 | 0.0003285 | 0.00034435
Scenario 2: High TRC | SDG&E | Com | FoodServ | Com - College | Electric Demand (MW) | Energy Efficiency | 0.0011458 | 0.0023667 | 0.0036527 | 0.0050207 | 0.0074549 | 0.010179 | 0.013039 | 0.016025 | 0.01914 | 0.022388 | 0.02576 | 0.029192 | 0.032754
Scenario 2: High TRC | SDG&E | Com | FoodServ | Com - College | Electric Demand (MW) | Fuel Substitution | -0.00018129 | -0.00039541 | -0.0006472 | -0.000934 | -0.0012566 | -0.0016157 | -0.0020121 | -0.0024464 | -0.0029192 | -0.0034308 | -0.0039816 | -0.0045717 | -0.0052013
Scenario 2: High TRC | SDG&E | Com | FoodServ | Com - College | Electric Energy (GWh/year) | Energy Efficiency | 0.0063098 | 0.013016 | 0.020073 | 0.027565 | 0.039719 | 0.053204 | 0.067358 | 0.082138 | 0.09755 | 0.11362 | 0.1303 | 0.14677 | 0.16386
Scenario 2: High TRC | SDG&E | Com | FoodServ | Com - College | Electric Energy (GWh/year) | Fuel Substitution | -0.0020095 | -0.0043752 | -0.007125 | -0.010255 | -0.013779 | -0.017708 | -0.022055 | -0.026833 | -0.032055 | -0.037734 | -0.043881 | -0.050545 | -0.057751
Scenario 2: High TRC | SDG&E | Com | FoodServ | Com - College | Gas Energy (MMTherm/year) | Energy Efficiency | 0.0064312 | 0.013496 | 0.020877 | 0.028542 | 0.036438 | 0.044601 | 0.053027 | 0.061697 | 0.070609 | 0.079765 | 0.089148 | 0.098838 | 0.10875
Scenario 2: High TRC | SDG&E | Com | FoodServ | Com - College | Gas Energy (MMTherm/year) | Fuel Substitution | 0.00020819 | 0.0004534 | 0.00073793 | 0.0010619 | 0.0014266 | 0.0018331 | 0.0022829 | 0.0027773 | 0.0033174 | 0.0039046 | 0.00454 | 0.0052285 | 0.0059724
Scenario 2: High TRC | SDG&E | Com | FoodServ | Com - Grocery | Electric Demand (MW) | Energy Efficiency | 0.0065905 | 0.013682 | 0.021184 | 0.029114 | 0.044586 | 0.062124 | 0.080482 | 0.099648 | 0.11958 | 0.1403 | 0.1618 | 0.18311 | 0.2052
Scenario 2: High TRC | SDG&E | Com | FoodServ | Com - Grocery | Electric Demand (MW) | Fuel Substitution | -0.0010668 | -0.0023221 | -0.0037955 | -0.0054685 | -0.0073448 | -0.0094277 | -0.011721 | -0.014227 | -0.016949 | -0.019889 | -0.023047 | -0.026424 | -0.03002
Scenario 2: High TRC | SDG&E | Com | FoodServ | Com - Grocery | Electric Energy (GWh/year) | Energy Efficiency | 0.037331 | 0.07733 | 0.11957 | 0.16414 | 0.24167 | 0.32861 | 0.41958 | 0.51455 | 0.61329 | 0.71596 | 0.82247 | 0.92433 | 1.0299
Scenario 2: High TRC | SDG&E | Com | FoodServ | Com - Grocery | Electric Energy (GWh/year) | Fuel Substitution | -0.021259 | -0.045889 | -0.074056 | -0.10573 | -0.14098 | -0.17987 | -0.22248 | -0.26887 | -0.31911 | -0.37326 | -0.43135 | -0.49348 | -0.55977
Scenario 2: High TRC | SDG&E | Com | FoodServ | Com - Grocery | Gas Energy (MMTherm/year) | Energy Efficiency | 0.031235 | 0.072666 | 0.11737 | 0.16383 | 0.21189 | 0.26167 | 0.31316 | 0.3663 | 0.421 | 0.47729 | 0.53511 | 0.59445 | 0.65527
Scenario 2: High TRC | SDG&E | Com | FoodServ | Com - Grocery | Gas Energy (MMTherm/year) | Fuel Substitution | 0.0022089 | 0.0047682 | 0.0076911 | 0.010978 | 0.014635 | 0.018669 | 0.023088 | 0.027899 | 0.033108 | 0.03872 | 0.044741 | 0.051176 | 0.058042
Scenario 2: High TRC | SDG&E | Com | FoodServ | Com - Health | Electric Demand (MW) | Energy Efficiency | 0.0032942 | 0.0067887 | 0.010449 | 0.014339 | 0.020151 | 0.026503 | 0.032778 | 0.039276 | 0.046088 | 0.053373 | 0.061246 | 0.068699 | 0.076206
Scenario 2: High TRC | SDG&E | Com | FoodServ | Com - Health | Electric Demand (MW) | Fuel Substitution | -0.0004712 | -0.0010305 | -0.0016897 | -0.0024439 | -0.0032955 | -0.0042471 | -0.005301 | -0.006459 | -0.0077227 | -0.0090936 | -0.010573 | -0.012161 | -0.013858
Scenario 2: High TRC | SDG&E | Com | FoodServ | Com - Health | Electric Energy (GWh/year) | Energy Efficiency | 0.017906 | 0.036869 | 0.05673 | 0.077808 | 0.10734 | 0.13934 | 0.17099 | 0.20375 | 0.2381 | 0.2748 | 0.31444 | 0.35067 | 0.38715
Scenario 2: High TRC | SDG&E | Com | FoodServ | Com - Health | Electric Energy (GWh/year) | Fuel Substitution | -0.0063624 | -0.013811 | -0.022418 | -0.032188 | -0.043162 | -0.055379 | -0.068883 | -0.08371 | -0.099892 | -0.11746 | -0.13644 | -0.15687 | -0.17884
Scenario 2: High TRC | SDG&E | Com | FoodServ | Com - Health | Gas Energy (MMTherm/year) | Energy Efficiency | 0.015562 | 0.033917 | 0.053462 | 0.073844 | 0.094884 | 0.11651 | 0.13828 | 0.16064 | 0.18371 | 0.20773 | 0.23285 | 0.25813 | 0.28372
Scenario 2: High TRC | SDG&E | Com | FoodServ | Com - Health | Gas Energy (MMTherm/year) | Fuel Substitution | 0.00067563 | 0.0014671 | 0.0023809 | 0.0034185 | 0.0045841 | 0.0058817 | 0.0073161 | 0.0088907 | 0.010609 | 0.012474 | 0.014488 | 0.016656 | 0.018985
Scenario 2: High TRC | SDG&E | Com | FoodServ | Com - Lodging | Electric Demand (MW) | Energy Efficiency | 0.0082093 | 0.016793 | 0.025698 | 0.03499 | 0.046595 | 0.058931 | 0.071662 | 0.08478 | 0.098311 | 0.11224 | 0.12652 | 0.13757 | 0.1489
Scenario 2: High TRC | SDG&E | Com | FoodServ | Com - Lodging | Electric Demand (MW) | Fuel Substitution | -0.00066422 | -0.0014446 | -0.0023469 | -0.0033707 | -0.0045182 | -0.0057914 | -0.0071923 | -0.0087224 | -0.010383 | -0.012175 | -0.014098 | -0.016153 | -0.018338
Scenario 2: High TRC | SDG&E | Com | FoodServ | Com - Lodging | Electric Energy (GWh/year) | Energy Efficiency | 0.055662 | 0.11362 | 0.17362 | 0.23605 | 0.30902 | 0.38583 | 0.46496 | 0.54637 | 0.6302 | 0.71633 | 0.80454 | 0.86341 | 0.92369
Scenario 2: High TRC | SDG&E | Com | FoodServ | Com - Lodging | Electric Energy (GWh/year) | Fuel Substitution | -0.0085046 | -0.018389 | -0.029695 | -0.042439 | -0.056652 | -0.072361 | -0.089594 | -0.10838 | -0.12873 | -0.15068 | -0.17423 | -0.19938 | -0.22616
Scenario 2: High TRC | SDG&E | Com | FoodServ | Com - Lodging | Gas Energy (MMTherm/year) | Energy Efficiency | 0.013002 | 0.029378 | 0.046773 | 0.064777 | 0.083235 | 0.10222 | 0.12169 | 0.14161 | 0.162 | 0.18284 | 0.20407 | 0.22567 | 0.24766
Scenario 2: High TRC | SDG&E | Com | FoodServ | Com - Lodging | Gas Energy (MMTherm/year) | Fuel Substitution | 0.00087956 | 0.001902 | 0.0030712 | 0.0043891 | 0.0058589 | 0.0074833 | 0.0092653 | 0.011207 | 0.013312 | 0.01558 | 0.018013 | 0.020613 | 0.023379
Scenario 2: High TRC | SDG&E | Com | FoodServ | Com - Office (Large) | Electric Demand (MW) | Energy Efficiency | 0.00055854 | 0.0011312 | 0.0017173 | 0.0023164 | 0.0029269 | 0.0035506 | 0.004188 | 0.0048375 | 0.0054965 | 0.0061656 | 0.0068439 | 0.0069728 | 0.0070967
Scenario 2: High TRC | SDG&E | Com | FoodServ | Com - Office (Large) | Electric Energy (GWh/year) | Energy Efficiency | 0.004899 | 0.0099223 | 0.015063 | 0.020317 | 0.025672 | 0.031143 | 0.036734 | 0.042431 | 0.048211 | 0.054079 | 0.060029 | 0.06116 | 0.062247
Scenario 2: High TRC | SDG&E | Com | FoodServ | Com - Office (Small) | Electric Demand (MW) | Energy Efficiency | 0.00022954 | 0.00046551 | 0.00070762 | 0.00095563 | 0.0012093 | 0.0014684 | 0.0017327 | 0.0020021 | 0.0022763 | 0.0025551 | 0.0028383 | 0.0028963 | 0.0029519
Scenario 2: High TRC | SDG&E | Com | FoodServ | Com - Office (Small) | Electric Energy (GWh/year) | Energy Efficiency | 0.0020134 | 0.004083 | 0.0062066 | 0.008382 | 0.010607 | 0.012879 | 0.015198 | 0.017561 | 0.019966 | 0.022411 | 0.024896 | 0.025404 | 0.025892
Scenario 2: High TRC | SDG&E | Com | FoodServ | Com - Other | Electric Demand (MW) | Energy Efficiency | 0.015459 | 0.032304 | 0.050241 | 0.069272 | 0.097698 | 0.12928 | 0.16244 | 0.19716 | 0.23344 | 0.27131 | 0.31073 | 0.35175 | 0.3944
Scenario 2: High TRC | SDG&E | Com | FoodServ | Com - Other | Electric Demand (MW) | Fuel Substitution | -0.0033525 | -0.0072964 | -0.011908 | -0.01715 | -0.02304 | -0.029593 | -0.036823 | -0.044747 | -0.053375 | -0.062721 | -0.072792 | -0.083594 | -0.095132
Scenario 2: High TRC | SDG&E | Com | FoodServ | Com - Other | Electric Energy (GWh/year) | Energy Efficiency | 0.079727 | 0.16654 | 0.2591 | 0.35745 | 0.49732 | 0.6519 | 0.81441 | 0.98481 | 1.1631 | 1.3494 | 1.5436 | 1.746 | 1.9566
Scenario 2: High TRC | SDG&E | Com | FoodServ | Com - Other | Electric Energy (GWh/year) | Fuel Substitution | -0.019802 | -0.04306 | -0.070126 | -0.10088 | -0.13541 | -0.17383 | -0.21624 | -0.26274 | -0.31342 | -0.36837 | -0.42771 | -0.49157 | -0.56006
Scenario 2: High TRC | SDG&E | Com | FoodServ | Com - Other | Gas Energy (MMTherm/year) | Energy Efficiency | 0.042938 | 0.090186 | 0.14002 | 0.19205 | 0.24612 | 0.30235 | 0.3607 | 0.42113 | 0.48361 | 0.54813 | 0.61464 | 0.68311 | 0.75356
Scenario 2: High TRC | SDG&E | Com | FoodServ | Com - Other | Gas Energy (MMTherm/year) | Fuel Substitution | 0.001903 | 0.0041385 | 0.0067336 | 0.009682 | 0.012993 | 0.016677 | 0.020744 | 0.025202 | 0.030061 | 0.03533 | 0.041019 | 0.047143 | 0.05371
Scenario 2: High TRC | SDG&E | Com | FoodServ | Com - Restaurant | Electric Demand (MW) | Energy Efficiency | 0.033146 | 0.071588 | 0.11214 | 0.15478 | 0.21149 | 0.2726 | 0.33637 | 0.40278 | 0.47172 | 0.54321 | 0.61726 | 0.68853 | 0.76199
Scenario 2: High TRC | SDG&E | Com | FoodServ | Com - Restaurant | Electric Demand (MW) | Fuel Substitution | -0.0067763 | -0.014715 | -0.02392 | -0.034341 | -0.045997 | -0.058908 | -0.073094 | -0.088571 | -0.10535 | -0.12345 | -0.14287 | -0.16361 | -0.18567
Scenario 2: High TRC | SDG&E | Com | FoodServ | Com - Restaurant | Electric Energy (GWh/year) | Energy Efficiency | 0.19159 | 0.41142 | 0.64291 | 0.88598 | 1.1923 | 1.5201 | 1.8619 | 2.2178 | 2.5871 | 2.97 | 3.3664 | 3.7297 | 4.1033
Scenario 2: High TRC | SDG&E | Com | FoodServ | Com - Restaurant | Electric Energy (GWh/year) | Fuel Substitution | -0.068728 | -0.1484 | -0.2395 | -0.34192 | -0.45583 | -0.58139 | -0.71879 | -0.86819 | -1.0297 | -1.2035 | -1.3896 | -1.5881 | -1.7991
Scenario 2: High TRC | SDG&E | Com | FoodServ | Com - Restaurant | Gas Energy (MMTherm/year) | Energy Efficiency | 0.082356 | 0.19371 | 0.31289 | 0.43684 | 0.56554 | 0.6988 | 0.83668 | 0.97909 | 1.1259 | 1.2769 | 1.4323 | 1.5919 | 1.7555
Scenario 2: High TRC | SDG&E | Com | FoodServ | Com - Restaurant | Gas Energy (MMTherm/year) | Fuel Substitution | 0.006913 | 0.014924 | 0.024072 | 0.034354 | 0.045785 | 0.058384 | 0.072167 | 0.08715 | 0.10335 | 0.12077 | 0.13942 | 0.15931 | 0.18045
Scenario 2: High TRC | SDG&E | Com | FoodServ | Com - Retail | Electric Demand (MW) | Energy Efficiency | 0.00059119 | 0.0011845 | 0.00178 | 0.0023728 | 0.0029539 | 0.0035321 | 0.004103 | 0.004666 | 0.0052227 | 0.0057772 | 0.0063296 | 0.0064609 | 0.0065894
Scenario 2: High TRC | SDG&E | Com | FoodServ | Com - Retail | Electric Energy (GWh/year) | Energy Efficiency | 0.0045352 | 0.0091094 | 0.01372 | 0.018339 | 0.022916 | 0.027496 | 0.032053 | 0.036582 | 0.041091 | 0.0456 | 0.050107 | 0.050923 | 0.051706
Scenario 2: High TRC | SDG&E | Com | FoodServ | Com - Retail | Gas Energy (MMTherm/year) | Energy Efficiency | 1.4513e-05 | 2.8581e-05 | 4.224e-05 | 5.5192e-05 | 6.6807e-05 | 7.7792e-05 | 8.7841e-05 | 9.696e-05 | 0.00010532 | 0.00011324 | 0.00012076 | 0.00012827 | 0.00013594
Scenario 2: High TRC | SDG&E | Com | FoodServ | Com - School | Electric Demand (MW) | Energy Efficiency | 0.0064087 | 0.013321 | 0.020602 | 0.02825 | 0.040921 | 0.055477 | 0.070642 | 0.086423 | 0.10283 | 0.11987 | 0.13754 | 0.15479 | 0.17264
Scenario 2: High TRC | SDG&E | Com | FoodServ | Com - School | Electric Demand (MW) | Fuel Substitution | -0.00022422 | -0.00048668 | -0.00080159 | -0.0011577 | -0.0015557 | -0.001996 | -0.0024793 | -0.003006 | -0.0035765 | -0.0041911 | -0.0048499 | -0.0055528 | -0.0062997
Scenario 2: High TRC | SDG&E | Com | FoodServ | Com - School | Electric Energy (GWh/year) | Energy Efficiency | 0.036256 | 0.075174 | 0.11613 | 0.15911 | 0.2242 | 0.29786 | 0.37459 | 0.45444 | 0.53747 | 0.62368 | 0.71309 | 0.79653 | 0.88284
Scenario 2: High TRC | SDG&E | Com | FoodServ | Com - School | Electric Energy (GWh/year) | Fuel Substitution | -0.0029264 | -0.0063414 | -0.010315 | -0.014809 | -0.019838 | -0.02542 | -0.031571 | -0.038309 | -0.045656 | -0.053667 | -0.062381 | -0.071829 | -0.082044
Scenario 2: High TRC | SDG&E | Com | FoodServ | Com - School | Gas Energy (MMTherm/year) | Energy Efficiency | 0.014087 | 0.029444 | 0.045543 | 0.062175 | 0.079337 | 0.097001 | 0.11515 | 0.13379 | 0.15291 | 0.17249 | 0.19253 | 0.21301 | 0.23392
Scenario 2: High TRC | SDG&E | Com | FoodServ | Com - School | Gas Energy (MMTherm/year) | Fuel Substitution | 0.00030714 | 0.0006657 | 0.0010809 | 0.0015506 | 0.0020762 | 0.0026594 | 0.0033018 | 0.0040054 | 0.0047721 | 0.0056076 | 0.0065156 | 0.0074994 | 0.008562
Scenario 2: High TRC | SDG&E | Com | HVAC | Com - College | Electric Demand (MW) | Energy Efficiency | 0.003946 | 0.0081607 | 0.012652 | 0.01754 | 0.022676 | 0.028206 | 0.034139 | 0.040422 | 0.047064 | 0.05409 | 0.061441 | 0.069528 | 0.077979
Scenario 2: High TRC | SDG&E | Com | HVAC | Com - College | Electric Energy (GWh/year) | Energy Efficiency | 0.0040021 | 0.0082753 | 0.012825 | 0.017731 | 0.022895 | 0.028412 | 0.034288 | 0.040489 | 0.047017 | 0.05389 | 0.061068 | 0.068818 | 0.076897
Scenario 2: High TRC | SDG&E | Com | HVAC | Com - College | Electric Energy (GWh/year) | Fuel Substitution | 2.3834e-07 | 5.019e-07 | 7.915e-07 | 1.108e-06 | 1.4524e-06 | 1.4524e-06 | 1.4524e-06 | 1.4524e-06 | 1.4524e-06 | 1.4524e-06 | 1.4524e-06 | 1.4524e-06 | 1.4524e-06
Scenario 2: High TRC | SDG&E | Com | HVAC | Com - College | Gas Energy (MMTherm/year) | Energy Efficiency | 0.00033412 | 0.00069103 | 0.0010715 | 0.001487 | 0.0019233 | 0.0023945 | 0.0029013 | 0.0034389 | 0.0040079 | 0.0046108 | 0.0052422 | 0.0059413 | 0.0066726
Scenario 2: High TRC | SDG&E | Com | HVAC | Com - College | Gas Energy (MMTherm/year) | Fuel Substitution | 5.7714e-08 | 1.2153e-07 | 1.9165e-07 | 2.6829e-07 | 3.5167e-07 | 3.5167e-07 | 3.5167e-07 | 3.5167e-07 | 3.5167e-07 | 3.5167e-07 | 3.5167e-07 | 3.5167e-07 | 3.5167e-07
Scenario 2: High TRC | SDG&E | Com | HVAC | Com - Grocery | Electric Demand (MW) | Energy Efficiency | 0.0010469 | 0.0022043 | 0.0034766 | 0.003903 | 0.0041247 | 0.0043589 | 0.0046055 | 0.0048645 | 0.0051354 | 0.0054183 | 0.005713 | 0.0060194 | 0.0063375
Scenario 2: High TRC | SDG&E | Com | HVAC | Com - Grocery | Electric Energy (GWh/year) | Energy Efficiency | 0.0061858 | 0.012993 | 0.020437 | 0.024133 | 0.026993 | 0.030058 | 0.033335 | 0.036821 | 0.040494 | 0.044378 | 0.048464 | 0.052762 | 0.057288
Scenario 2: High TRC | SDG&E | Com | HVAC | Com - Grocery | Electric Energy (GWh/year) | Fuel Substitution | -0.0001042 | -0.00021955 | -0.00034643 | -0.00048537 | -0.00063698 | -0.00063698 | -0.00063698 | -0.00063698 | -0.00063698 | -0.00063698 | -0.00063698 | -0.00063698 | -0.00063698
Scenario 2: High TRC | SDG&E | Com | HVAC | Com - Grocery | Gas Energy (MMTherm/year) | Energy Efficiency | 0.0003302 | 0.00068665 | 0.0010684 | 0.0014825 | 0.0019216 | 0.0023934 | 0.0028994 | 0.0034388 | 0.004008 | 0.0046113 | 0.0052472 | 0.0059173 | 0.0066248
Scenario 2: High TRC | SDG&E | Com | HVAC | Com - Grocery | Gas Energy (MMTherm/year) | Fuel Substitution | 1.5379e-05 | 3.2376e-05 | 5.1043e-05 | 7.1454e-05 | 9.3683e-05 | 9.3683e-05 | 9.3683e-05 | 9.3683e-05 | 9.3683e-05 | 9.3683e-05 | 9.3683e-05 | 9.3683e-05 | 9.3683e-05
Scenario 2: High TRC | SDG&E | Com | HVAC | Com - Health | Electric Demand (MW) | Energy Efficiency | 0.0082518 | 0.017218 | 0.02693 | 0.037447 | 0.048742 | 0.060809 | 0.06917 | 0.077983 | 0.076043 | 0.073102 | 0.070017 | 0.066696 | 0.06317
Scenario 2: High TRC | SDG&E | Com | HVAC | Com - Health | Electric Energy (GWh/year) | Energy Efficiency | 0.06553 | 0.13604 | 0.21174 | 0.29335 | 0.38026 | 0.48682 | 0.56551 | 0.65026 | 0.64376 | 0.63187 | 0.62048 | 0.59161 | 0.56037
Scenario 2: High TRC | SDG&E | Com | HVAC | Com - Health | Electric Energy (GWh/year) | Fuel Substitution | 5.5996e-06 | 1.1797e-05 | 1.5068e-05 | 1.8602e-05 | 2.2405e-05 | 2.2405e-05 | 2.2405e-05 | 2.2405e-05 | 2.2405e-05 | 2.2405e-05 | 2.2405e-05 | 2.2405e-05 | 2.2405e-05
Scenario 2: High TRC | SDG&E | Com | HVAC | Com - Health | Gas Energy (MMTherm/year) | Energy Efficiency | 0.0022691 | 0.004604 | 0.0070096 | 0.0095604 | 0.012161 | 0.017951 | 0.023577 | 0.029877 | 0.03231 | 0.034985 | 0.038048 | 0.037711 | 0.037221
Scenario 2: High TRC | SDG&E | Com | HVAC | Com - Health | Gas Energy (MMTherm/year) | Fuel Substitution | 3.8798e-07 | 8.1728e-07 | 1.7547e-06 | 2.7871e-06 | 3.9185e-06 | 3.9185e-06 | 3.9185e-06 | 3.9185e-06 | 3.9185e-06 | 3.9185e-06 | 3.9185e-06 | 3.9185e-06 | 3.9185e-06
Scenario 2: High TRC | SDG&E | Com | HVAC | Com - Lodging | Electric Demand (MW) | Energy Efficiency | 0.0041789 | 0.0094026 | 0.015296 | 0.021685 | 0.028528 | 0.035748 | 0.04185 | 0.048315 | 0.047944 | 0.047277 | 0.046728 | 0.04621 | 0.045744
Scenario 2: High TRC | SDG&E | Com | HVAC | Com - Lodging | Electric Energy (GWh/year) | Energy Efficiency | 0.042414 | 0.090531 | 0.14258 | 0.19786 | 0.25594 | 0.3163 | 0.35478 | 0.39493 | 0.38066 | 0.36418 | 0.34773 | 0.331 | 0.3142
Scenario 2: High TRC | SDG&E | Com | HVAC | Com - Lodging | Electric Energy (GWh/year) | Fuel Substitution | -1.5122e-05 | -3.1921e-05 | -5.0477e-05 | -7.0882e-05 | -9.3234e-05 | -9.3234e-05 | -9.3234e-05 | -9.3234e-05 | -9.3234e-05 | -9.3234e-05 | -9.3234e-05 | -9.3234e-05 | -9.3234e-05
Scenario 2: High TRC | SDG&E | Com | HVAC | Com - Lodging | Gas Energy (MMTherm/year) | Energy Efficiency | 0.0025135 | 0.0051492 | 0.007893 | 0.010761 | 0.013723 | 0.016396 | 0.017587 | 0.018818 | 0.017845 | 0.016831 | 0.015785 | 0.0147 | 0.013584
Scenario 2: High TRC | SDG&E | Com | HVAC | Com - Lodging | Gas Energy (MMTherm/year) | Fuel Substitution | 3.48e-06 | 7.3317e-06 | 1.157e-05 | 1.6212e-05 | 2.1275e-05 | 2.1275e-05 | 2.1275e-05 | 2.1275e-05 | 2.1275e-05 | 2.1275e-05 | 2.1275e-05 | 2.1275e-05 | 2.1275e-05
Scenario 2: High TRC | SDG&E | Com | HVAC | Com - Office (Large) | Electric Demand (MW) | Energy Efficiency | 0.00025113 | 0.00051734 | 0.00079844 | 0.0015367 | 0.0025428 | 0.0028683 | 0.0032097 | 0.0035659 | 0.0039353 | 0.004318 | 0.0047136 | 0.0051218 | 0.0055424
Scenario 2: High TRC | SDG&E | Com | HVAC | Com - Office (Large) | Electric Energy (GWh/year) | Energy Efficiency | 0.00064257 | 0.0013237 | 0.0020429 | 0.0059998 | 0.011828 | 0.012661 | 0.013534 | 0.014446 | 0.015391 | 0.01637 | 0.017382 | 0.018427 | 0.019503
Scenario 2: High TRC | SDG&E | Com | HVAC | Com - Office (Large) | Gas Energy (MMTherm/year) | Energy Efficiency | 0 | 0 | 0 | 0.0017126 | 0.0044077 | 0.0044077 | 0.0044077 | 0.0044077 | 0.0044077 | 0.0044077 | 0.0044077 | 0.0044077 | 0.0044077
Scenario 2: High TRC | SDG&E | Com | HVAC | Com - Office (Small) | Electric Demand (MW) | Energy Efficiency | 0.0041222 | 0.008558 | 0.01331 | 0.018379 | 0.02376 | 0.029463 | 0.035487 | 0.041819 | 0.048452 | 0.055373 | 0.062573 | 0.070047 | 0.077787
Scenario 2: High TRC | SDG&E | Com | HVAC | Com - Office (Small) | Electric Energy (GWh/year) | Energy Efficiency | 0.0035245 | 0.0073037 | 0.011339 | 0.015631 | 0.020174 | 0.024975 | 0.030034 | 0.035339 | 0.040885 | 0.046664 | 0.052668 | 0.058893 | 0.065332
Scenario 2: High TRC | SDG&E | Com | HVAC | Com - Office (Small) | Gas Energy (MMTherm/year) | Energy Efficiency | 0.00022801 | 0.00047392 | 0.00073787 | 0.0010201 | 0.00132 | 0.0016385 | 0.0019756 | 0.0023303 | 0.0027023 | 0.0030907 | 0.0034952 | 0.0039154 | 0.0043508
Scenario 2: High TRC | SDG&E | Com | HVAC | Com - Other | Electric Demand (MW) | Energy Efficiency | 0.047439 | 0.099548 | 0.15654 | 0.21864 | 0.28521 | 0.36017 | 0.44156 | 0.52854 | 0.61604 | 0.70748 | 0.80373 | 0.90488 | 1.0111
Scenario 2: High TRC | SDG&E | Com | HVAC | Com - Other | Electric Energy (GWh/year) | Energy Efficiency | 0.043751 | 0.091758 | 0.14421 | 0.20133 | 0.26255 | 0.33899 | 0.42399 | 0.51501 | 0.59603 | 0.67682 | 0.76291 | 0.85339 | 0.94843
Scenario 2: High TRC | SDG&E | Com | HVAC | Com - Other | Electric Energy (GWh/year) | Fuel Substitution | -6.4422e-06 | -1.3668e-05 | -8.602e-05 | -0.00016587 | -0.00025355 | -0.00025355 | -0.00025355 | -0.00025355 | -0.00025355 | -0.00025355 | -0.00025355 | -0.00025355 | -0.00025355
Scenario 2: High TRC | SDG&E | Com | HVAC | Com - Other | Gas Energy (MMTherm/year) | Energy Efficiency | 0.0065889 | 0.013822 | 0.021727 | 0.030336 | 0.03956 | 0.049738 | 0.060733 | 0.072474 | 0.084598 | 0.097281 | 0.11071 | 0.12482 | 0.13964
Scenario 2: High TRC | SDG&E | Com | HVAC | Com - Other | Gas Energy (MMTherm/year) | Fuel Substitution | 2.9999e-06 | 6.3247e-06 | 1.7834e-05 | 3.0503e-05 | 4.438e-05 | 4.438e-05 | 4.438e-05 | 4.438e-05 | 4.438e-05 | 4.438e-05 | 4.438e-05 | 4.438e-05 | 4.438e-05
Scenario 2: High TRC | SDG&E | Com | HVAC | Com - Restaurant | Electric Demand (MW) | Energy Efficiency | 0.0011772 | 0.0039395 | 0.0069682 | 0.010276 | 0.01388 | 0.017767 | 0.021966 | 0.026479 | 0.031282 | 0.036379 | 0.041778 | 0.047478 | 0.053471
Scenario 2: High TRC | SDG&E | Com | HVAC | Com - Restaurant | Electric Energy (GWh/year) | Energy Efficiency | -5.0944e-05 | 0.00010245 | 0.00027503 | 0.00047041 | 0.00069137 | 0.0009417 | 0.0012241 | 0.0015421 | 0.0018998 | 0.0023009 | 0.0027498 | 0.0032512 | 0.0038103
Scenario 2: High TRC | SDG&E | Com | HVAC | Com - Restaurant | Electric Energy (GWh/year) | Fuel Substitution | 4.211e-08 | 8.8539e-08 | 1.3939e-07 | 1.9479e-07 | 2.5484e-07 | 2.5484e-07 | 2.5484e-07 | 2.5484e-07 | 2.5484e-07 | 2.5484e-07 | 2.5484e-07 | 2.5484e-07 | 2.5484e-07
Scenario 2: High TRC | SDG&E | Com | HVAC | Com - Restaurant | Gas Energy (MMTherm/year) | Energy Efficiency | 0.0039776 | 0.0087745 | 0.014177 | 0.020234 | 0.026999 | 0.03452 | 0.042862 | 0.052086 | 0.062245 | 0.073405 | 0.085639 | 0.099018 | 0.11361
Scenario 2: High TRC | SDG&E | Com | HVAC | Com - Restaurant | Gas Energy (MMTherm/year) | Fuel Substitution | 9.6845e-09 | 2.0362e-08 | 3.2058e-08 | 4.4797e-08 | 5.8608e-08 | 5.8608e-08 | 5.8608e-08 | 5.8608e-08 | 5.8608e-08 | 5.8608e-08 | 5.8608e-08 | 5.8608e-08 | 5.8608e-08
Scenario 2: High TRC | SDG&E | Com | HVAC | Com - Retail | Electric Demand (MW) | Energy Efficiency | 0.0090945 | 0.018387 | 0.027883 | 0.037451 | 0.046849 | 0.056187 | 0.064875 | 0.073454 | 0.073831 | 0.073801 | 0.073466 | 0.072969 | 0.072381
Scenario 2: High TRC | SDG&E | Com | HVAC | Com - Retail | Electric Energy (GWh/year) | Energy Efficiency | 0.02523 | 0.051903 | 0.075388 | 0.099577 | 0.12423 | 0.14979 | 0.17331 | 0.19772 | 0.18997 | 0.18145 | 0.17793 | 0.17436 | 0.17078
Scenario 2: High TRC | SDG&E | Com | HVAC | Com - Retail | Electric Energy (GWh/year) | Fuel Substitution | 1.0831e-06 | 2.8351e-06 | 4.7547e-06 | 6.8468e-06 | 9.116e-06 | 9.116e-06 | 9.116e-06 | 9.116e-06 | 9.116e-06 | 9.116e-06 | 9.116e-06 | 9.116e-06 | 9.116e-06
Scenario 2: High TRC | SDG&E | Com | HVAC | Com - Retail | Gas Energy (MMTherm/year) | Energy Efficiency | 0.00056063 | 0.0011548 | 0.0017822 | 0.0024407 | 0.0031237 | 0.0033283 | 0.0035358 | 0.0037453 | 0.0037627 | 0.0037727 | 0.0037787 | 0.003782 | 0.0037838
Scenario 2: High TRC | SDG&E | Com | HVAC | Com - Retail | Gas Energy (MMTherm/year) | Fuel Substitution | 1.4418e-07 | 3.3392e-07 | 5.4167e-07 | 7.6796e-07 | 1.0133e-06 | 1.0133e-06 | 1.0133e-06 | 1.0133e-06 | 1.0133e-06 | 1.0133e-06 | 1.0133e-06 | 1.0133e-06 | 1.0133e-06
Scenario 2: High TRC | SDG&E | Com | HVAC | Com - School | Electric Demand (MW) | Energy Efficiency | 0.015214 | 0.030687 | 0.046302 | 0.061966 | 0.077663 | 0.093303 | 0.10353 | 0.1142 | 0.12506 | 0.1371 | 0.15054 | 0.16538 | 0.18159
Scenario 2: High TRC | SDG&E | Com | HVAC | Com - School | Electric Energy (GWh/year) | Energy Efficiency | 0.049861 | 0.098059 | 0.1439 | 0.18684 | 0.22661 | 0.26294 | 0.26472 | 0.26597 | 0.26716 | 0.27299 | 0.28409 | 0.30061 | 0.32248
Scenario 2: High TRC | SDG&E | Com | HVAC | Com - School | Electric Energy (GWh/year) | Fuel Substitution | -2.8871e-10 | -6.0219e-10 | -9.4037e-10 | 3.3128e-08 | 6.9541e-08 | 6.9541e-08 | 6.9541e-08 | 6.9541e-08 | 6.9541e-08 | 6.9541e-08 | 6.9541e-08 | 6.9541e-08 | 6.9541e-08
Scenario 2: High TRC | SDG&E | Com | HVAC | Com - School | Gas Energy (MMTherm/year) | Energy Efficiency | 0.0027757 | 0.005705 | 0.0087872 | 0.012021 | 0.015421 | 0.018969 | 0.022696 | 0.02657 | 0.030598 | 0.034769 | 0.039086 | 0.043545 | 0.048141
Scenario 2: High TRC | SDG&E | Com | HVAC | Com - School | Gas Energy (MMTherm/year) | Fuel Substitution | 1.7927e-08 | 3.7392e-08 | 5.839e-08 | 1.8857e-07 | 3.2768e-07 | 3.2768e-07 | 3.2768e-07 | 3.2768e-07 | 3.2768e-07 | 3.2768e-07 | 3.2768e-07 | 3.2768e-07 | 3.2768e-07
Scenario 2: High TRC | SDG&E | Com | HVAC | Com - Warehouse | Electric Demand (MW) | Energy Efficiency | 2.2312e-05 | 4.6175e-05 | 7.1605e-05 | 9.8666e-05 | 0.00012729 | 0.00015753 | 0.00018937 | 0.00022279 | 0.00022789 | 0.00022789 | 0.00022789 | 0.00022789 | 0.00022789
Scenario 2: High TRC | SDG&E | Com | HVAC | Com - Warehouse | Electric Energy (GWh/year) | Energy Efficiency | 6.8318e-05 | 0.00014139 | 0.00021925 | 0.00030211 | 0.00038974 | 0.00048235 | 0.00057982 | 0.00068216 | 0.00069777 | 0.00069777 | 0.00069777 | 0.00069777 | 0.00069777
Scenario 2: High TRC | SDG&E | Com | HVAC | Com - Warehouse | Electric Energy (GWh/year) | Fuel Substitution | -1.0364e-05 | -2.1913e-05 | -3.4702e-05 | -4.8744e-05 | -6.3813e-05 | -6.3813e-05 | -6.3813e-05 | -6.3813e-05 | -6.3813e-05 | -6.3813e-05 | -6.3813e-05 | -6.3813e-05 | -6.3813e-05
Scenario 2: High TRC | SDG&E | Com | HVAC | Com - Warehouse | Gas Energy (MMTherm/year) | Fuel Substitution | 1.525e-06 | 3.2227e-06 | 5.1006e-06 | 7.1923e-06 | 9.617e-06 | 9.617e-06 | 9.617e-06 | 9.617e-06 | 9.617e-06 | 9.617e-06 | 9.617e-06 | 9.617e-06 | 9.617e-06
Scenario 2: High TRC | SDG&E | Com | Lighting | Com - Grocery | Electric Demand (MW) | Energy Efficiency | 0.0064888 | 0.013137 | 0.019934 | 0.02689 | 0.033977 | 0.041222 | 0.048623 | 0.056172 | 0.063853 | 0.071675 | 0.079631 | 0.081328 | 0.081328
Scenario 2: High TRC | SDG&E | Com | Lighting | Com - Grocery | Electric Energy (GWh/year) | Energy Efficiency | 0.037271 | 0.075458 | 0.1145 | 0.15445 | 0.19516 | 0.23678 | 0.27929 | 0.32265 | 0.36677 | 0.4117 | 0.45739 | 0.46714 | 0.46714
Scenario 2: High TRC | SDG&E | Com | Lighting | Com - Grocery | Gas Energy (MMTherm/year) | Energy Efficiency | -0.00044456 | -0.00090005 | -0.0013657 | -0.0018423 | -0.0023279 | -0.0028242 | -0.0033312 | -0.0038484 | -0.0043747 | -0.0049106 | -0.0054557 | -0.0055719 | -0.0055719
Scenario 2: High TRC | SDG&E | Com | Lighting | Com - Health | Electric Demand (MW) | Energy Efficiency | 0.031343 | 0.062857 | 0.09457 | 0.12672 | 0.15902 | 0.19139 | 0.22316 | 0.2551 | 0.28746 | 0.32057 | 0.35468 | 0.38843 | 0.42209
Scenario 2: High TRC | SDG&E | Com | Lighting | Com - Health | Electric Energy (GWh/year) | Energy Efficiency | 0.19205 | 0.38515 | 0.57947 | 0.77644 | 0.97436 | 1.1727 | 1.3674 | 1.5631 | 1.7614 | 1.9643 | 2.1733 | 2.3801 | 2.5864
Scenario 2: High TRC | SDG&E | Com | Lighting | Com - Health | Gas Energy (MMTherm/year) | Energy Efficiency | -0.0010607 | -0.0021272 | -0.0032004 | -0.0042883 | -0.0053814 | -0.0064769 | -0.0075521 | -0.0086333 | -0.0097282 | -0.010849 | -0.012003 | -0.013145 | -0.014285
Scenario 2: High TRC | SDG&E | Com | Lighting | Com - Refrig. Warehouse | Electric Demand (MW) | Energy Efficiency | 3.435e-05 | 6.8973e-05 | 0.00010389 | 0.00013888 | 0.00017409 | 0.00020957 | 0.00024539 | 0.00028155 | 0.00031815 | 0.00035513 | 0.00039258 | 0.00043052 | 0.00046897
Scenario 2: High TRC | SDG&E | Com | Lighting | Com - Refrig. Warehouse | Electric Energy (GWh/year) | Energy Efficiency | 0.00030573 | 0.00061387 | 0.0009246 | 0.001236 | 0.0015494 | 0.0018651 | 0.0021838 | 0.0025056 | 0.0028313 | 0.0031604 | 0.0034936 | 0.0038312 | 0.0041732
Scenario 2: High TRC | SDG&E | Com | Lighting | Com - Restaurant | Electric Demand (MW) | Energy Efficiency | 0.0040746 | 0.0085448 | 0.01312 | 0.017798 | 0.026621 | 0.036167 | 0.04581 | 0.055547 | 0.065366 | 0.07527 | 0.085262 | 0.095342 | 0.10551
Scenario 2: High TRC | SDG&E | Com | Lighting | Com - Restaurant | Electric Energy (GWh/year) | Energy Efficiency | 0.025478 | 0.05343 | 0.082037 | 0.11129 | 0.16649 | 0.22622 | 0.28656 | 0.34748 | 0.40892 | 0.47089 | 0.5334 | 0.59648 | 0.66011
Scenario 2: High TRC | SDG&E | Com | Lighting | Com - Restaurant | Gas Energy (MMTherm/year) | Energy Efficiency | -7.7995e-05 | -0.00016356 | -0.00025113 | -0.00034068 | -0.00050949 | -0.00069215 | -0.00087665 | -0.001063 | -0.0012508 | -0.0014403 | -0.0016315 | -0.0018244 | -0.002019
Scenario 2: High TRC | SDG&E | Com | Lighting | Com - Retail | Electric Demand (MW) | Energy Efficiency | 0.058115 | 0.11559 | 0.17251 | 0.2288 | 0.28426 | 0.33919 | 0.39351 | 0.44725 | 0.50047 | 0.5533 | 0.60575 | 0.65794 | 0.70991
Scenario 2: High TRC | SDG&E | Com | Lighting | Com - Retail | Electric Energy (GWh/year) | Energy Efficiency | 0.36207 | 0.72017 | 1.0748 | 1.4254 | 1.771 | 2.1132 | 2.4516 | 2.7864 | 3.118 | 3.4471 | 3.7739 | 4.099 | 4.4228
Scenario 2: High TRC | SDG&E | Com | Lighting | Com - Retail | Gas Energy (MMTherm/year) | Energy Efficiency | -0.00054337 | -0.0010808 | -0.001613 | -0.0021392 | -0.0026578 | -0.0031714 | -0.0036793 | -0.0041817 | -0.0046794 | -0.0051733 | -0.0056637 | -0.0061516 | -0.0066376
Scenario 2: High TRC | SDG&E | Com | WaterHeat | Com - College | Electric Demand (MW) | Energy Efficiency | 0.0079341 | 0.016614 | 0.026057 | 0.036319 | 0.047362 | 0.059269 | 0.072047 | 0.085693 | 0.10023 | 0.11568 | 0.13205 | 0.14951 | 0.16794
Scenario 2: High TRC | SDG&E | Com | WaterHeat | Com - College | Electric Demand (MW) | Fuel Substitution | 0 | 0 | 0 | 0 | 0 | 0.39534 | 0.85275 | 1.3695 | 1.9384 | 2.5799 | 3.3034 | 4.0914 | 4.9289
Scenario 2: High TRC | SDG&E | Com | WaterHeat | Com - College | Electric Energy (GWh/year) | Energy Efficiency | 0.030092 | 0.063014 | 0.098829 | 0.13775 | 0.17963 | 0.22479 | 0.27325 | 0.32501 | 0.38014 | 0.43875 | 0.50082 | 0.56703 | 0.63696
Scenario 2: High TRC | SDG&E | Com | WaterHeat | Com - College | Electric Energy (GWh/year) | Fuel Substitution | -0.69945 | -1.4762 | -2.3308 | -3.2639 | -4.2763 | -2.7133 | -0.90481 | 1.1382 | 3.3877 | 5.9239 | 8.7845 | 11.9001 | 15.2115
Scenario 2: High TRC | SDG&E | Com | WaterHeat | Com - College | Gas Energy (MMTherm/year) | Energy Efficiency | 0.0078067 | 0.015739 | 0.023797 | 0.031853 | 0.03628 | 0.036313 | 0.036282 | 0.036246 | 0.032393 | 0.028551 | 0.024723 | 0.020946 | 0.020951
Scenario 2: High TRC | SDG&E | Com | WaterHeat | Com - College | Gas Energy (MMTherm/year) | Fuel Substitution | 0.079812 | 0.1684 | 0.26581 | 0.37213 | 0.48746 | 0.48746 | 0.48746 | 0.48746 | 0.48746 | 0.48746 | 0.48746 | 0.48746 | 0.48746
Scenario 2: High TRC | SDG&E | Com | WaterHeat | Com - Grocery | Electric Demand (MW) | Energy Efficiency | 0.020357 | 0.042673 | 0.066973 | 0.093333 | 0.12173 | 0.15229 | 0.18505 | 0.22006 | 0.25731 | 0.29688 | 0.33879 | 0.38309 | 0.42987
Scenario 2: High TRC | SDG&E | Com | WaterHeat | Com - Grocery | Electric Energy (GWh/year) | Energy Efficiency | 0.10691 | 0.2241 | 0.35172 | 0.49015 | 0.63929 | 0.79975 | 0.97183 | 1.1557 | 1.3513 | 1.5591 | 1.7792 | 2.0119 | 2.2575
Scenario 2: High TRC | SDG&E | Com | WaterHeat | Com - Grocery | Electric Energy (GWh/year) | Fuel Substitution | -0.029577 | -0.061849 | -0.096827 | -0.13457 | -0.17514 | -0.17514 | -0.17514 | -0.17514 | -0.17514 | -0.17514 | -0.17514 | -0.17514 | -0.17514
Scenario 2: High TRC | SDG&E | Com | WaterHeat | Com - Grocery | Gas Energy (MMTherm/year) | Energy Efficiency | 0.0019911 | 0.004015 | 0.0089457 | 0.013884 | 0.018825 | 0.023053 | 0.023039 | 0.023024 | 0.020296 | 0.017596 | 0.014926 | 0.012313 | 0.012411
Scenario 2: High TRC | SDG&E | Com | WaterHeat | Com - Grocery | Gas Energy (MMTherm/year) | Fuel Substitution | 0.0040071 | 0.0083796 | 0.013118 | 0.018232 | 0.023728 | 0.023728 | 0.023728 | 0.023728 | 0.023728 | 0.023728 | 0.023728 | 0.023728 | 0.023728
Scenario 2: High TRC | SDG&E | Com | WaterHeat | Com - Health | Electric Demand (MW) | Energy Efficiency | 0.025392 | 0.053218 | 0.083534 | 0.11658 | 0.15217 | 0.19026 | 0.23017 | 0.27266 | 0.31804 | 0.36681 | 0.41939 | 0.47405 | 0.53114
Scenario 2: High TRC | SDG&E | Com | WaterHeat | Com - Health | Electric Demand (MW) | Fuel Substitution | 0 | 0 | 0 | 0 | 0 | 0.49726 | 1.0759 | 1.7327 | 2.4589 | 3.2779 | 4.2079 | 5.2252 | 6.3096
Scenario 2: High TRC | SDG&E | Com | WaterHeat | Com - Health | Electric Energy (GWh/year) | Energy Efficiency | 0.21094 | 0.4421 | 0.69395 | 0.96847 | 1.2641 | 1.5806 | 1.9121 | 2.2652 | 2.6422 | 3.0473 | 3.4842 | 3.9383 | 4.4126
Scenario 2: High TRC | SDG&E | Com | WaterHeat | Com - Health | Electric Energy (GWh/year) | Fuel Substitution | -1.9137 | -4.0437 | -6.3927 | -8.9645 | -11.7624 | -7.4633 | -2.4607 | 3.2179 | 9.4959 | 16.5763 | 24.6171 | 33.4117 | 42.7869
Scenario 2: High TRC | SDG&E | Com | WaterHeat | Com - Health | Gas Energy (MMTherm/year) | Energy Efficiency | 0.01732 | 0.035046 | 0.05318 | 0.071624 | 0.08563 | 0.085914 | 0.085952 | 0.085986 | 0.08097 | 0.075951 | 0.070934 | 0.065997 | 0.066017
Scenario 2: High TRC | SDG&E | Com | WaterHeat | Com - Health | Gas Energy (MMTherm/year) | Fuel Substitution | 0.22144 | 0.46776 | 0.73927 | 1.0364 | 1.3596 | 1.3596 | 1.3596 | 1.3596 | 1.3596 | 1.3596 | 1.3596 | 1.3596 | 1.3596
Scenario 2: High TRC | SDG&E | Com | WaterHeat | Com - Lodging | Electric Demand (MW) | Energy Efficiency | 0.0060332 | 0.012569 | 0.019614 | 0.02721 | 0.035319 | 0.043794 | 0.052799 | 0.062336 | 0.072401 | 0.083015 | 0.094163 | 0.10585 | 0.1181
Scenario 2: High TRC | SDG&E | Com | WaterHeat | Com - Lodging | Electric Demand (MW) | Fuel Substitution | 0 | 0 | 0 | 0 | 0 | 0.63663 | 1.373 | 2.2043 | 3.1188 | 4.1414 | 5.2929 | 6.5436 | 7.8692
Scenario 2: High TRC | SDG&E | Com | WaterHeat | Com - Lodging | Electric Energy (GWh/year) | Energy Efficiency | 0.048894 | 0.10186 | 0.15896 | 0.22052 | 0.28624 | 0.35493 | 0.42792 | 0.50523 | 0.58684 | 0.67289 | 0.76326 | 0.85799 | 0.95729
Scenario 2: High TRC | SDG&E | Com | WaterHeat | Com - Lodging | Electric Energy (GWh/year) | Fuel Substitution | -2.6258 | -5.531 | -8.7157 | -12.1815 | -15.9289 | -10.5611 | -4.3526 | 2.6567 | 10.367 | 18.9889 | 28.6977 | 39.2435 | 50.4201
Scenario 2: High TRC | SDG&E | Com | WaterHeat | Com - Lodging | Gas Energy (MMTherm/year) | Energy Efficiency | 0.090691 | 0.1825 | 0.27551 | 0.36945 | 0.45832 | 0.46101 | 0.46055 | 0.46012 | 0.45078 | 0.44155 | 0.43242 | 0.4239 | 0.42109
Scenario 2: High TRC | SDG&E | Com | WaterHeat | Com - Lodging | Gas Energy (MMTherm/year) | Fuel Substitution | 0.29854 | 0.62862 | 0.99023 | 1.3836 | 1.8087 | 1.8087 | 1.8087 | 1.8087 | 1.8087 | 1.8087 | 1.8087 | 1.8087 | 1.8087
Scenario 2: High TRC | SDG&E | Com | WaterHeat | Com - Office (Large) | Electric Demand (MW) | Energy Efficiency | 0.0053099 | 0.011086 | 0.01733 | 0.024048 | 0.03123 | 0.038907 | 0.047101 | 0.0558 | 0.064975 | 0.074641 | 0.084796 | 0.095448 | 0.1066
Scenario 2: High TRC | SDG&E | Com | WaterHeat | Com - Office (Large) | Electric Demand (MW) | Fuel Substitution | 0 | 0 | 0 | 0 | 0 | 0.052695 | 0.11302 | 0.18055 | 0.25428 | 0.33881 | 0.43374 | 0.53655 | 0.64512
Scenario 2: High TRC | SDG&E | Com | WaterHeat | Com - Office (Large) | Electric Energy (GWh/year) | Energy Efficiency | 0.095847 | 0.20011 | 0.31281 | 0.43408 | 0.56371 | 0.70227 | 0.85015 | 1.0072 | 1.1728 | 1.3472 | 1.5305 | 1.7228 | 1.9241
Scenario 2: High TRC | SDG&E | Com | WaterHeat | Com - Office (Large) | Electric Energy (GWh/year) | Fuel Substitution | -0.40106 | -0.8429 | -1.3253 | -1.8482 | -2.4115 | -1.4198 | -0.28449 | 0.9863 | 2.374 | 3.9647 | 5.7512 | 7.686 | 9.7292
Scenario 2: High TRC | SDG&E | Com | WaterHeat | Com - Office (Large) | Gas Energy (MMTherm/year) | Energy Efficiency | 0.01651 | 0.032803 | 0.048876 | 0.064635 | 0.071915 | 0.070429 | 0.068977 | 0.06756 | 0.060727 | 0.054255 | 0.048134 | 0.042386 | 0.042386
Scenario 2: High TRC | SDG&E | Com | WaterHeat | Com - Office (Large) | Gas Energy (MMTherm/year) | Fuel Substitution | 0.044893 | 0.094344 | 0.14833 | 0.20684 | 0.26986 | 0.26986 | 0.26986 | 0.26986 | 0.26986 | 0.26986 | 0.26986 | 0.26986 | 0.26986
Scenario 2: High TRC | SDG&E | Com | WaterHeat | Com - Office (Small) | Electric Demand (MW) | Energy Efficiency | 0.00031857 | 0.00066598 | 0.0010426 | 0.0014488 | 0.0018848 | 0.0023513 | 0.0028485 | 0.0033765 | 0.0039356 | 0.0045259 | 0.0051479 | 0.0058017 | 0.0064877
Scenario 2: High TRC | SDG&E | Com | WaterHeat | Com - Office (Small) | Electric Demand (MW) | Fuel Substitution | 0 | 0 | 0 | 0 | 0 | 0.0037737 | 0.0081123 | 0.012985 | 0.01832 | 0.0243 | 0.031001 | 0.038251 | 0.045909
Scenario 2: High TRC | SDG&E | Com | WaterHeat | Com - Office (Small) | Electric Energy (GWh/year) | Energy Efficiency | 0.034011 | 0.071101 | 0.11131 | 0.15468 | 0.20122 | 0.25104 | 0.30412 | 0.3605 | 0.42019 | 0.48322 | 0.54963 | 0.61943 | 0.69268
Scenario 2: High TRC | SDG&E | Com | WaterHeat | Com - Office (Small) | Electric Energy (GWh/year) | Fuel Substitution | -0.17706 | -0.37287 | -0.58736 | -0.82053 | -1.0723 | -0.6527 | -0.17024 | 0.37158 | 0.96488 | 1.6299 | 2.3751 | 3.1814 | 4.033
Scenario 2: High TRC | SDG&E | Com | WaterHeat | Com - Office (Small) | Gas Energy (MMTherm/year) | Energy Efficiency | 0.00026077 | 0.00053753 | 0.00083019 | 0.0011387 | 0.0077435 | 0.014035 | 0.020258 | 0.026411 | 0.020058 | 0.01377 | 0.0075504 | 0.0014629 | 0.0014629
Scenario 2: High TRC | SDG&E | Com | WaterHeat | Com - Office (Small) | Gas Energy (MMTherm/year) | Fuel Substitution | 0.019642 | 0.041359 | 0.065144 | 0.090995 | 0.11891 | 0.11891 | 0.11891 | 0.11891 | 0.11891 | 0.11891 | 0.11891 | 0.11891 | 0.11891
Scenario 2: High TRC | SDG&E | Com | WaterHeat | Com - Other | Electric Demand (MW) | Energy Efficiency | 0.15453 | 0.32448 | 0.5103 | 0.71249 | 0.93101 | 1.1669 | 1.4204 | 1.6919 | 1.9816 | 2.2901 | 2.6176 | 2.9647 | 3.3318
Scenario 2: High TRC | SDG&E | Com | WaterHeat | Com - Other | Electric Demand (MW) | Fuel Substitution | 0 | 0 | 0 | 0 | 0 | 2.0798 | 4.4842 | 7.2003 | 10.1919 | 13.5857 | 17.4197 | 21.5983 | 26.0408
Scenario 2: High TRC | SDG&E | Com | WaterHeat | Com - Other | Electric Energy (GWh/year) | Energy Efficiency | 0.99726 | 2.094 | 3.2933 | 4.5981 | 6.0084 | 7.5308 | 9.167 | 10.9189 | 12.7887 | 14.7795 | 16.8932 | 19.1328 | 21.5022
Scenario 2: High TRC | SDG&E | Com | WaterHeat | Com - Other | Electric Energy (GWh/year) | Fuel Substitution | -6.6541 | -14.0352 | -22.1494 | -31.0058 | -40.6128 | -26.6176 | -10.4374 | 7.8399 | 27.9716 | 50.8095 | 76.6098 | 104.729 | 134.6246
Scenario 2: High TRC | SDG&E | Com | WaterHeat | Com - Other | Gas Energy (MMTherm/year) | Energy Efficiency | 0.030639 | 0.062046 | 0.094227 | 0.12643 | 0.14654 | 0.14985 | 0.14988 | 0.1499 | 0.13683 | 0.12383 | 0.11091 | 0.098616 | 0.098915
Scenario 2: High TRC | SDG&E | Com | WaterHeat | Com - Other | Gas Energy (MMTherm/year) | Fuel Substitution | 0.7435 | 1.5678 | 2.4735 | 3.4618 | 4.5336 | 4.5336 | 4.5336 | 4.5336 | 4.5336 | 4.5336 | 4.5336 | 4.5336 | 4.5336
Scenario 2: High TRC | SDG&E | Com | WaterHeat | Com - Refrig. Warehouse | Electric Demand (MW) | Energy Efficiency | 0.00010258 | 0.00021475 | 0.0003367 | 0.00046797 | 0.00060903 | 0.0007602 | 0.00092189 | 0.0010943 | 0.0012779 | 0.0014729 | 0.0016796 | 0.0018985 | 0.0021299
Scenario 2: High TRC | SDG&E | Com | WaterHeat | Com - Refrig. Warehouse | Electric Demand (MW) | Fuel Substitution | 0 | 0 | 0 | 0 | 0 | 0.00034618 | 0.00074587 | 0.0011966 | 0.0016921 | 0.0022409 | 0.0028583 | 0.0035286 | 0.0042391
Scenario 2: High TRC | SDG&E | Com | WaterHeat | Com - Refrig. Warehouse | Electric Energy (GWh/year) | Energy Efficiency | 0.0011794 | 0.0024689 | 0.003871 | 0.0053801 | 0.007002 | 0.0087399 | 0.010599 | 0.012581 | 0.014692 | 0.016933 | 0.01931 | 0.021827 | 0.024487
Scenario 2: High TRC | SDG&E | Com | WaterHeat | Com - Refrig. Warehouse | Electric Energy (GWh/year) | Fuel Substitution | -0.0020192 | -0.0042433 | -0.0066716 | -0.0093038 | -0.01214 | -0.0079958 | -0.0032107 | 0.0021857 | 0.0081176 | 0.014688 | 0.022079 | 0.030104 | 0.03861
Scenario 2: High TRC | SDG&E | Com | WaterHeat | Com - Refrig. Warehouse | Gas Energy (MMTherm/year) | Energy Efficiency | 7.5198e-06 | 1.5342e-05 | 2.3466e-05 | 3.1827e-05 | 4.0461e-05 | 4.0461e-05 | 4.0461e-05 | 4.0461e-05 | 4.0461e-05 | 4.0461e-05 | 4.0461e-05 | 4.0461e-05 | 4.0461e-05
Scenario 2: High TRC | SDG&E | Com | WaterHeat | Com - Refrig. Warehouse | Gas Energy (MMTherm/year) | Fuel Substitution | 0.00023781 | 0.00049952 | 0.00078503 | 0.0010943 | 0.0014275 | 0.0014275 | 0.0014275 | 0.0014275 | 0.0014275 | 0.0014275 | 0.0014275 | 0.0014275 | 0.0014275
Scenario 2: High TRC | SDG&E | Com | WaterHeat | Com - Restaurant | Electric Demand (MW) | Energy Efficiency | 0.045671 | 0.098996 | 0.15703 | 0.21987 | 0.28763 | 0.36052 | 0.43854 | 0.52177 | 0.61024 | 0.70404 | 0.80328 | 0.90806 | 1.0185
Scenario 2: High TRC | SDG&E | Com | WaterHeat | Com - Restaurant | Electric Demand (MW) | Fuel Substitution | 0 | 0 | 0 | 0 | 0 | 2.0273 | 4.3582 | 6.9769 | 9.8464 | 13.0644 | 16.6792 | 20.6001 | 24.7522
Scenario 2: High TRC | SDG&E | Com | WaterHeat | Com - Restaurant | Electric Energy (GWh/year) | Energy Efficiency | 0.23434 | 0.50799 | 0.80578 | 1.1283 | 1.476 | 1.8501 | 2.2504 | 2.6776 | 3.1316 | 3.6129 | 4.1222 | 4.6599 | 5.2265
Scenario 2: High TRC | SDG&E | Com | WaterHeat | Com - Restaurant | Electric Energy (GWh/year) | Fuel Substitution | -4.1213 | -8.6772 | -13.6669 | -19.0911 | -24.9506 | -14.1177 | -1.6616 | 12.3319 | 27.6659 | 44.8624 | 64.1789 | 85.132 | 107.3203
Scenario 2: High TRC | SDG&E | Com | WaterHeat | Com - Restaurant | Gas Energy (MMTherm/year) | Energy Efficiency | 0.011267 | 0.023853 | 0.036927 | 0.050494 | 0.064565 | 0.069622 | 0.06996 | 0.070222 | 0.070488 | 0.070758 | 0.071031 | 0.071309 | 0.07159
Scenario 2: High TRC | SDG&E | Com | WaterHeat | Com - Restaurant | Gas Energy (MMTherm/year) | Fuel Substitution | 0.47818 | 1.0067 | 1.5854 | 2.2145 | 2.894 | 2.894 | 2.894 | 2.894 | 2.894 | 2.894 | 2.894 | 2.894 | 2.894
Scenario 2: High TRC | SDG&E | Com | WaterHeat | Com - Retail | Electric Demand (MW) | Energy Efficiency | 0.010251 | 0.021231 | 0.032932 | 0.045071 | 0.057867 | 0.07135 | 0.085477 | 0.10023 | 0.11545 | 0.1313 | 0.14777 | 0.16504 | 0.18293
Scenario 2: High TRC | SDG&E | Com | WaterHeat | Com - Retail | Electric Demand (MW) | Fuel Substitution | 0 | 0 | 0 | 0 | 0 | 0.07498 | 0.16101 | 0.25737 | 0.36255 | 0.477 | 0.60419 | 0.7408 | 0.88421
Scenario 2: High TRC | SDG&E | Com | WaterHeat | Com - Retail | Electric Energy (GWh/year) | Energy Efficiency | 0.063286 | 0.13118 | 0.20363 | 0.27965 | 0.35975 | 0.44413 | 0.53253 | 0.62484 | 0.72052 | 0.82013 | 0.92361 | 1.0315 | 1.1434
Scenario 2: High TRC | SDG&E | Com | WaterHeat | Com - Retail | Electric Energy (GWh/year) | Fuel Substitution | -0.2029 | -0.42677 | -0.67132 | -0.93628 | -1.2214 | -0.7332 | -0.1731 | 0.45427 | 1.139 | 1.8841 | 2.7122 | 3.6016 | 4.5353
Scenario 2: High TRC | SDG&E | Com | WaterHeat | Com - Retail | Gas Energy (MMTherm/year) | Energy Efficiency | 0.012304 | 0.02457 | 0.036788 | 0.048928 | 0.048983 | 0.048714 | 0.048423 | 0.048113 | 0.036314 | 0.02459 | 0.012947 | 0.0014012 | 0.0014012
Scenario 2: High TRC | SDG&E | Com | WaterHeat | Com - Retail | Gas Energy (MMTherm/year) | Fuel Substitution | 0.02209 | 0.046462 | 0.073084 | 0.10193 | 0.13296 | 0.13296 | 0.13296 | 0.13296 | 0.13296 | 0.13296 | 0.13296 | 0.13296 | 0.13296
Scenario 2: High TRC | SDG&E | Com | WaterHeat | Com - School | Electric Demand (MW) | Energy Efficiency | 0.0063053 | 0.013205 | 0.020711 | 0.028834 | 0.037594 | 0.047005 | 0.057066 | 0.067792 | 0.079198 | 0.091297 | 0.1041 | 0.11763 | 0.13188
Scenario 2: High TRC | SDG&E | Com | WaterHeat | Com - School | Electric Demand (MW) | Fuel Substitution | 0 | 0 | 0 | 0 | 0 | 0.19886 | 0.42701 | 0.68281 | 0.96259 | 1.2839 | 1.6454 | 2.0377 | 2.4531
Scenario 2: High TRC | SDG&E | Com | WaterHeat | Com - School | Electric Energy (GWh/year) | Energy Efficiency | 0.085603 | 0.17928 | 0.28118 | 0.39146 | 0.51038 | 0.63817 | 0.77479 | 0.92042 | 1.0753 | 1.2396 | 1.4135 | 1.5971 | 1.7907
Scenario 2: High TRC | SDG&E | Com | WaterHeat | Com - School | Electric Energy (GWh/year) | Fuel Substitution | -1.1272 | -2.3733 | -3.7385 | -5.2231 | -6.8277 | -4.0132 | -0.78406 | 2.8364 | 6.7963 | 11.3444 | 16.4604 | 22.0134 | 27.8932
Scenario 2: High TRC | SDG&E | Com | WaterHeat | Com - School | Gas Energy (MMTherm/year) | Energy Efficiency | 0.0066321 | 0.013513 | 0.024654 | 0.035957 | 0.047373 | 0.051942 | 0.051435 | 0.050934 | 0.047215 | 0.04364 | 0.040204 | 0.036932 | 0.036995
Scenario 2: High TRC | SDG&E | Com | WaterHeat | Com - School | Gas Energy (MMTherm/year) | Fuel Substitution | 0.12919 | 0.272 | 0.42842 | 0.59852 | 0.78236 | 0.78236 | 0.78236 | 0.78236 | 0.78236 | 0.78236 | 0.78236 | 0.78236 | 0.78236
Scenario 2: High TRC | SDG&E | Com | WaterHeat | Com - Warehouse | Electric Demand (MW) | Energy Efficiency | 0.00064464 | 0.0013104 | 0.0020008 | 0.0024639 | 0.0029731 | 0.0035293 | 0.0041319 | 0.0047812 | 0.0053026 | 0.0058766 | 0.0065026 | 0.0073558 | 0.0082572
Scenario 2: High TRC | SDG&E | Com | WaterHeat | Com - Warehouse | Electric Demand (MW) | Fuel Substitution | 0 | 0 | 0 | 0 | 0 | 0.0010745 | 0.0023169 | 0.0037203 | 0.0052658 | 0.0070022 | 0.0089589 | 0.011087 | 0.013347
Scenario 2: High TRC | SDG&E | Com | WaterHeat | Com - Warehouse | Electric Energy (GWh/year) | Energy Efficiency | 0.011103 | 0.023147 | 0.036164 | 0.049401 | 0.063713 | 0.079146 | 0.095708 | 0.11342 | 0.13176 | 0.15131 | 0.17209 | 0.19468 | 0.21853
Scenario 2: High TRC | SDG&E | Com | WaterHeat | Com - Warehouse | Electric Energy (GWh/year) | Fuel Substitution | -0.016018 | -0.033739 | -0.053174 | -0.07434 | -0.097255 | -0.067608 | -0.033327 | 0.0053968 | 0.048043 | 0.095954 | 0.14995 | 0.20867 | 0.27101
Scenario 2: High TRC | SDG&E | Com | WaterHeat | Com - Warehouse | Gas Energy (MMTherm/year) | Energy Efficiency | 0.0098492 | 0.019725 | 0.029622 | 0.039227 | 0.039587 | 0.039634 | 0.039669 | 0.039695 | 0.03007 | 0.020439 | 0.010803 | 0.0014071 | 0.0014071
Scenario 2: High TRC | SDG&E | Com | WaterHeat | Com - Warehouse | Gas Energy (MMTherm/year) | Fuel Substitution | 0.0018304 | 0.0038539 | 0.0060716 | 0.0084858 | 0.011099 | 0.011099 | 0.011099 | 0.011099 | 0.011099 | 0.011099 | 0.011099 | 0.011099 | 0.011099
Scenario 2: High TRC | SDG&E | Com | WholeBlg | Com - College | Electric Demand (MW) | Energy Efficiency | 0.040077 | 0.081432 | 0.12414 | 0.16847 | 0.21461 | 0.26226 | 0.31201 | 0.36385 | 0.41322 | 0.43212 | 0.44946 | 0.46736 | 0.48468
Scenario 2: High TRC | SDG&E | Com | WholeBlg | Com - College | Electric Energy (GWh/year) | Energy Efficiency | 0.36523 | 0.7421 | 1.1313 | 1.5353 | 1.9558 | 2.3902 | 2.8439 | 3.3166 | 3.7667 | 3.9388 | 4.0968 | 4.26 | 4.4179
Scenario 2: High TRC | SDG&E | Com | WholeBlg | Com - College | Gas Energy (MMTherm/year) | Energy Efficiency | 0.0026244 | 0.0052422 | 0.0078474 | 0.010359 | 0.01253 | 0.012469 | 0.012394 | 0.012306 | 0.012202 | 0.01209 | 0.011975 | 0.011853 | 0.011758
Scenario 2: High TRC | SDG&E | Com | WholeBlg | Com - Grocery | Electric Demand (MW) | Energy Efficiency | 0.096551 | 0.19598 | 0.2985 | 0.40471 | 0.51502 | 0.62868 | 0.74676 | 0.86929 | 0.98536 | 1.0273 | 1.065 | 1.1036 | 1.1386
Scenario 2: High TRC | SDG&E | Com | WholeBlg | Com - Grocery | Electric Energy (GWh/year) | Energy Efficiency | 0.87989 | 1.786 | 2.7203 | 3.6882 | 4.6935 | 5.7299 | 6.8064 | 7.9236 | 8.9818 | 9.3636 | 9.7072 | 10.0595 | 10.3781
Scenario 2: High TRC | SDG&E | Com | WholeBlg | Com - Grocery | Gas Energy (MMTherm/year) | Energy Efficiency | 0.00090904 | 0.0018289 | 0.0027581 | 0.0036692 | 0.0044764 | 0.0045217 | 0.0045621 | 0.0045975 | 0.0046275 | 0.0046524 | 0.0046764 | 0.0046991 | 0.0047183
Scenario 2: High TRC | SDG&E | Com | WholeBlg | Com - Health | Electric Demand (MW) | Energy Efficiency | 0.11162 | 0.2265 | 0.34478 | 0.46705 | 0.59369 | 0.72367 | 0.85842 | 0.9977 | 1.1288 | 1.1738 | 1.2135 | 1.2539 | 1.2939
Scenario 2: High TRC | SDG&E | Com | WholeBlg | Com - Health | Electric Energy (GWh/year) | Energy Efficiency | 1.0172 | 2.0641 | 3.142 | 4.2564 | 5.4104 | 6.5956 | 7.8242 | 9.0942 | 10.2894 | 10.6993 | 11.0613 | 11.4293 | 11.7939
Scenario 2: High TRC | SDG&E | Com | WholeBlg | Com - Health | Gas Energy (MMTherm/year) | Energy Efficiency | 0.0044007 | 0.0088946 | 0.013473 | 0.018 | 0.022057 | 0.022446 | 0.022783 | 0.02307 | 0.02331 | 0.023503 | 0.023692 | 0.02388 | 0.024042
Scenario 2: High TRC | SDG&E | Com | WholeBlg | Com - Lodging | Electric Demand (MW) | Energy Efficiency | 0.056059 | 0.11344 | 0.1722 | 0.23272 | 0.29515 | 0.35898 | 0.42498 | 0.49303 | 0.5567 | 0.5768 | 0.59408 | 0.6115 | 0.62864
Scenario 2: High TRC | SDG&E | Com | WholeBlg | Com - Lodging | Electric Energy (GWh/year) | Energy Efficiency | 0.51088 | 1.0338 | 1.5693 | 2.1208 | 2.6897 | 3.2718 | 3.8736 | 4.494 | 5.0745 | 5.2576 | 5.415 | 5.5739 | 5.7301
Scenario 2: High TRC | SDG&E | Com | WholeBlg | Com - Lodging | Gas Energy (MMTherm/year) | Energy Efficiency | 0.0032279 | 0.0064785 | 0.009746 | 0.012932 | 0.015731 | 0.01581 | 0.01587 | 0.01591 | 0.015928 | 0.015932 | 0.015931 | 0.015922 | 0.015917
Scenario 2: High TRC | SDG&E | Com | WholeBlg | Com - Office (Large) | Electric Demand (MW) | Energy Efficiency | 0.19212 | 0.38867 | 0.58979 | 0.79641 | 1.0091 | 1.2261 | 1.4502 | 1.681 | 1.8965 | 1.9621 | 2.0177 | 2.0737 | 2.1315
Scenario 2: High TRC | SDG&E | Com | WholeBlg | Com - Office (Large) | Electric Energy (GWh/year) | Energy Efficiency | 1.7509 | 3.542 | 5.3749 | 7.2579 | 9.196 | 11.1747 | 13.2185 | 15.323 | 17.2868 | 17.8847 | 18.3912 | 18.902 | 19.4284
Scenario 2: High TRC | SDG&E | Com | WholeBlg | Com - Office (Large) | Gas Energy (MMTherm/year) | Energy Efficiency | 0.0055626 | 0.011151 | 0.016751 | 0.022193 | 0.026949 | 0.027006 | 0.027041 | 0.027052 | 0.027035 | 0.027016 | 0.026996 | 0.026965 | 0.026942
Scenario 2: High TRC | SDG&E | Com | WholeBlg | Com - Office (Small) | Electric Demand (MW) | Energy Efficiency | 0.057577 | 0.11625 | 0.1761 | 0.23747 | 0.30057 | 0.36488 | 0.43118 | 0.49939 | 0.56292 | 0.58175 | 0.59776 | 0.61411 | 0.63021
Scenario 2: High TRC | SDG&E | Com | WholeBlg | Com - Office (Small) | Electric Energy (GWh/year) | Energy Efficiency | 0.52471 | 1.0594 | 1.6049 | 2.1642 | 2.7391 | 3.3256 | 3.9301 | 4.552 | 5.1312 | 5.3027 | 5.4486 | 5.5977 | 5.7444
Scenario 2: High TRC | SDG&E | Com | WholeBlg | Com - Office (Small) | Gas Energy (MMTherm/year) | Energy Efficiency | 0.00048878 | 0.00098389 | 0.0014846 | 0.0019762 | 0.0024125 | 0.0024393 | 0.0024624 | 0.0024822 | 0.0024983 | 0.0025106 | 0.0025219 | 0.0025326 | 0.0025417
Scenario 2: High TRC | SDG&E | Com | WholeBlg | Com - Other | Electric Demand (MW) | Energy Efficiency | 0.1016 | 0.20582 | 0.31279 | 0.42313 | 0.53719 | 0.65409 | 0.77543 | 0.90096 | 1.0191 | 1.0587 | 1.0936 | 1.1291 | 1.1655
Scenario 2: High TRC | SDG&E | Com | WholeBlg | Com - Other | Electric Energy (GWh/year) | Energy Efficiency | 0.92594 | 1.8757 | 2.8505 | 3.8561 | 4.8955 | 5.9614 | 7.0678 | 8.2124 | 9.2891 | 9.6502 | 9.968 | 10.2919 | 10.6235
Scenario 2: High TRC | SDG&E | Com | WholeBlg | Com - Other | Gas Energy (MMTherm/year) | Energy Efficiency | 0.0072321 | 0.014558 | 0.021967 | 0.02924 | 0.035695 | 0.036096 | 0.036462 | 0.036791 | 0.037078 | 0.037331 | 0.037578 | 0.037813 | 0.038008
Scenario 2: High TRC | SDG&E | Com | WholeBlg | Com - Refrig. Warehouse | Electric Demand (MW) | Energy Efficiency | 0.0021094 | 0.0043239 | 0.0066526 | 0.0091156 | 0.011717 | 0.014424 | 0.017258 | 0.020224 | 0.023088 | 0.024371 | 0.02557 | 0.026793 | 0.027901
Scenario 2: High TRC | SDG&E | Com | WholeBlg | Com - Refrig. Warehouse | Electric Energy (GWh/year) | Energy Efficiency | 0.019223 | 0.039404 | 0.060627 | 0.083072 | 0.10678 | 0.13146 | 0.1573 | 0.18434 | 0.21046 | 0.22214 | 0.23307 | 0.24422 | 0.25432
Scenario 2: High TRC | SDG&E | Com | WholeBlg | Com - Refrig. Warehouse | Gas Energy (MMTherm/year) | Energy Efficiency | 3.0758e-05 | 6.1818e-05 | 9.3143e-05 | 0.00012382 | 0.00015095 | 0.00015224 | 0.00015332 | 0.00015419 | 0.00015485 | 0.00015524 | 0.00015559 | 0.00015593 | 0.00015628
Scenario 2: High TRC | SDG&E | Com | WholeBlg | Com - Restaurant | Electric Demand (MW) | Energy Efficiency | 0.057606 | 0.11676 | 0.17756 | 0.24042 | 0.30558 | 0.37259 | 0.44212 | 0.51419 | 0.58227 | 0.60603 | 0.6273 | 0.64916 | 0.66916
Scenario 2: High TRC | SDG&E | Com | WholeBlg | Com - Restaurant | Electric Energy (GWh/year) | Energy Efficiency | 0.52497 | 1.064 | 1.6181 | 2.191 | 2.7849 | 3.3958 | 4.0298 | 4.6869 | 5.3076 | 5.524 | 5.7179 | 5.9171 | 6.0995
Scenario 2: High TRC | SDG&E | Com | WholeBlg | Com - Restaurant | Gas Energy (MMTherm/year) | Energy Efficiency | 0.0029746 | 0.005985 | 0.0090266 | 0.01201 | 0.014654 | 0.014804 | 0.014932 | 0.01504 | 0.015126 | 0.015184 | 0.015238 | 0.015289 | 0.015335
Scenario 2: High TRC | SDG&E | Com | WholeBlg | Com - Retail | Electric Demand (MW) | Energy Efficiency | 0.076453 | 0.15189 | 0.22623 | 0.29987 | 0.37358 | 0.44636 | 0.51987 | 0.59427 | 0.65958 | 0.65335 | 0.64137 | 0.62865 | 0.6164
Scenario 2: High TRC | SDG&E | Com | WholeBlg | Com - Retail | Electric Energy (GWh/year) | Energy Efficiency | 2.9299 | 6.2971 | 10.1301 | 14.4362 | 19.1372 | 24.2519 | 29.7464 | 35.5528 | 41.5183 | 47.0372 | 52.6582 | 58.4144 | 64.3156
Scenario 2: High TRC | SDG&E | Com | WholeBlg | Com - Retail | Gas Energy (MMTherm/year) | Energy Efficiency | 0.016045 | 0.03516 | 0.057544 | 0.083199 | 0.11147 | 0.14203 | 0.17515 | 0.21035 | 0.2472 | 0.28546 | 0.32479 | 0.36508 | 0.40634
Scenario 2: High TRC | SDG&E | Com | WholeBlg | Com - School | Electric Demand (MW) | Energy Efficiency | 0.034981 | 0.070773 | 0.10743 | 0.14516 | 0.18412 | 0.22398 | 0.26533 | 0.30809 | 0.34825 | 0.36137 | 0.37289 | 0.38468 | 0.39661
Scenario 2: High TRC | SDG&E | Com | WholeBlg | Com - School | Electric Energy (GWh/year) | Energy Efficiency | 0.31879 | 0.64497 | 0.97899 | 1.3229 | 1.6779 | 2.0414 | 2.4184 | 2.8083 | 3.1744 | 3.2939 | 3.3989 | 3.5064 | 3.6151
Scenario 2: High TRC | SDG&E | Com | WholeBlg | Com - School | Gas Energy (MMTherm/year) | Energy Efficiency | 0.0012693 | 0.0025479 | 0.0038339 | 0.0050892 | 0.0061947 | 0.0062326 | 0.0062648 | 0.0062914 | 0.0063113 | 0.0063264 | 0.006341 | 0.0063548 | 0.0063684
Scenario 2: High TRC | SDG&E | Com | WholeBlg | Com - Warehouse | Electric Demand (MW) | Energy Efficiency | 0.032639 | 0.066199 | 0.10074 | 0.13649 | 0.17354 | 0.21162 | 0.25118 | 0.29217 | 0.33087 | 0.34446 | 0.35655 | 0.36889 | 0.38145
Scenario 2: High TRC | SDG&E | Com | WholeBlg | Com - Warehouse | Electric Energy (GWh/year) | Energy Efficiency | 0.29744 | 0.60329 | 0.91809 | 1.2438 | 1.5815 | 1.9287 | 2.2894 | 2.6631 | 3.0159 | 3.1397 | 3.25 | 3.3625 | 3.4769
Scenario 2: High TRC | SDG&E | Com | WholeBlg | Com - Warehouse | Gas Energy (MMTherm/year) | Energy Efficiency | 0.0018257 | 0.0036789 | 0.0055572 | 0.0074061 | 0.009053 | 0.0091736 | 0.0092798 | 0.0093732 | 0.0094526 | 0.0095153 | 0.0095745 | 0.009632 | 0.0096815
Scenario 2: High TRC | SDG&E | Ind | WholeBlg | Ind - All Other Industrial | Electric Demand (MW) | Energy Efficiency | 0.035261 | 0.070504 | 0.10575 | 0.14111 | 0.17652 | 0.18291 | 0.1894 | 0.19594 | 0.2024 | 0.20885 | 0.21524 | 0.22021 | 0.22026
Scenario 2: High TRC | SDG&E | Ind | WholeBlg | Ind - All Other Industrial | Electric Energy (GWh/year) | Energy Efficiency | 0.25846 | 0.51679 | 0.7751 | 1.0343 | 1.2938 | 1.3475 | 1.4018 | 1.4565 | 1.5107 | 1.5648 | 1.6184 | 1.6602 | 1.6606
Scenario 2: High TRC | SDG&E | Ind | WholeBlg | Ind - All Other Industrial | Gas Energy (MMTherm/year) | Energy Efficiency | 0.012219 | 0.024474 | 0.036747 | 0.049035 | 0.06133 | 0.070687 | 0.08001 | 0.08931 | 0.098592 | 0.10786 | 0.11714 | 0.12442 | 0.1244
Scenario 2: High TRC | SDG&E | Ind | WholeBlg | Ind - Chemicals | Electric Demand (MW) | Energy Efficiency | 0.038865 | 0.078043 | 0.11753 | 0.15743 | 0.19766 | 0.20613 | 0.21463 | 0.22306 | 0.23134 | 0.23952 | 0.24758 | 0.25402 | 0.255
Scenario 2: High TRC | SDG&E | Ind | WholeBlg | Ind - Chemicals | Electric Energy (GWh/year) | Energy Efficiency | 0.28488 | 0.57205 | 0.86148 | 1.154 | 1.4488 | 1.5184 | 1.5882 | 1.6576 | 1.7259 | 1.7937 | 1.8605 | 1.9139 | 1.9214
Scenario 2: High TRC | SDG&E | Ind | WholeBlg | Ind - Chemicals | Gas Energy (MMTherm/year) | Energy Efficiency | 0.015043 | 0.030156 | 0.045325 | 0.060541 | 0.075795 | 0.087468 | 0.099121 | 0.11075 | 0.12236 | 0.13395 | 0.14553 | 0.15462 | 0.1547
Scenario 2: High TRC | SDG&E | Ind | WholeBlg | Ind - Electronics | Electric Demand (MW) | Energy Efficiency | 0.12251 | 0.2465 | 0.37202 | 0.49945 | 0.62853 | 0.65824 | 0.68853 | 0.71917 | 0.74979 | 0.7806 | 0.81135 | 0.83728 | 0.84613
Scenario 2: High TRC | SDG&E | Ind | WholeBlg | Ind - Electronics | Electric Energy (GWh/year) | Energy Efficiency | 0.89804 | 1.8068 | 2.7269 | 3.6609 | 4.607 | 4.8483 | 5.0942 | 5.3429 | 5.5918 | 5.8424 | 6.0929 | 6.3033 | 6.3701
Scenario 2: High TRC | SDG&E | Ind | WholeBlg | Ind - Electronics | Gas Energy (MMTherm/year) | Energy Efficiency | 0.016572 | 0.033382 | 0.050428 | 0.067699 | 0.085191 | 0.098925 | 0.1128 | 0.12683 | 0.14102 | 0.15537 | 0.16989 | 0.18185 | 0.18405
Scenario 2: High TRC | SDG&E | Ind | WholeBlg | Ind - Fabricated Metals | Electric Demand (MW) | Energy Efficiency | 0.020212 | 0.040561 | 0.061062 | 0.081722 | 0.10247 | 0.10662 | 0.11072 | 0.11471 | 0.11859 | 0.1224 | 0.12614 | 0.12904 | 0.12906
Scenario 2: High TRC | SDG&E | Ind | WholeBlg | Ind - Fabricated Metals | Electric Energy (GWh/year) | Energy Efficiency | 0.14816 | 0.29731 | 0.44757 | 0.59901 | 0.7511 | 0.7854 | 0.81933 | 0.85256 | 0.88495 | 0.9169 | 0.9483 | 0.97266 | 0.97297
Scenario 2: High TRC | SDG&E | Ind | WholeBlg | Ind - Fabricated Metals | Gas Energy (MMTherm/year) | Energy Efficiency | 0.0044971 | 0.0090334 | 0.013607 | 0.0182 | 0.022803 | 0.026327 | 0.029831 | 0.033314 | 0.036779 | 0.04023 | 0.043668 | 0.046355 | 0.046334
Scenario 2: High TRC | SDG&E | Ind | WholeBlg | Ind - Food | Electric Demand (MW) | Energy Efficiency | 0.055068 | 0.10996 | 0.1647 | 0.21949 | 0.27423 | 0.28352 | 0.29297 | 0.30248 | 0.31187 | 0.32121 | 0.33042 | 0.33736 | 0.33657
Scenario 2: High TRC | SDG&E | Ind | WholeBlg | Ind - Food | Electric Energy (GWh/year) | Energy Efficiency | 0.40365 | 0.80599 | 1.2073 | 1.6088 | 2.01 | 2.0887 | 2.1686 | 2.2488 | 2.3281 | 2.4071 | 2.4851 | 2.5442 | 2.5383
Scenario 2: High TRC | SDG&E | Ind | WholeBlg | Ind - Food | Gas Energy (MMTherm/year) | Energy Efficiency | 0.024321 | 0.04849 | 0.072489 | 0.096319 | 0.11997 | 0.13761 | 0.15507 | 0.17236 | 0.18949 | 0.20648 | 0.22333 | 0.23606 | 0.23416
Scenario 2: High TRC | SDG&E | Ind | WholeBlg | Ind - Industrial Machinery | Electric Demand (MW) | Energy Efficiency | 0.037666 | 0.075629 | 0.11393 | 0.15255 | 0.19132 | 0.19913 | 0.20682 | 0.21431 | 0.22158 | 0.2288 | 0.23591 | 0.24145 | 0.24166
Scenario 2: High TRC | SDG&E | Ind | WholeBlg | Ind - Industrial Machinery | Electric Energy (GWh/year) | Energy Efficiency | 0.27609 | 0.55436 | 0.8351 | 1.1182 | 1.4023 | 1.4668 | 1.5305 | 1.5927 | 1.6535 | 1.7138 | 1.7734 | 1.8199 | 1.8217
Scenario 2: High TRC | SDG&E | Ind | WholeBlg | Ind - Industrial Machinery | Gas Energy (MMTherm/year) | Energy Efficiency | 0.030988 | 0.06239 | 0.094208 | 0.12624 | 0.15836 | 0.18305 | 0.2076 | 0.23199 | 0.25629 | 0.28053 | 0.30471 | 0.32375 | 0.32413
Scenario 2: High TRC | SDG&E | Ind | WholeBlg | Ind - Lumber & Furniture | Electric Demand (MW) | Energy Efficiency | 0.0026862 | 0.0053703 | 0.0080543 | 0.010747 | 0.013445 | 0.01393 | 0.014422 | 0.014914 | 0.015399 | 0.015879 | 0.016351 | 0.016713 | 0.016699
Scenario 2: High TRC | SDG&E | Ind | WholeBlg | Ind - Lumber & Furniture | Electric Energy (GWh/year) | Energy Efficiency | 0.01969 | 0.039364 | 0.059037 | 0.078775 | 0.098545 | 0.10262 | 0.10674 | 0.11087 | 0.11494 | 0.11897 | 0.12295 | 0.12602 | 0.12591
Scenario 2: High TRC | SDG&E | Ind | WholeBlg | Ind - Lumber & Furniture | Gas Energy (MMTherm/year) | Energy Efficiency | 0.00015599 | 0.00031279 | 0.00047019 | 0.00062806 | 0.00078636 | 0.00090712 | 0.0010269 | 0.0011458 | 0.0012638 | 0.0013812 | 0.001498 | 0.0015888 | 0.0015857
Scenario 2: High TRC | SDG&E | Ind | WholeBlg | Ind - Paper | Electric Demand (MW) | Energy Efficiency | 0.0034704 | 0.006916 | 0.010338 | 0.013757 | 0.017165 | 0.017699 | 0.018244 | 0.018797 | 0.019344 | 0.019894 | 0.020444 | 0.02086 | 0.020796
Scenario 2: High TRC | SDG&E | Ind | WholeBlg | Ind - Paper | Electric Energy (GWh/year) | Energy Efficiency | 0.025438 | 0.050694 | 0.075779 | 0.10083 | 0.12581 | 0.1304 | 0.13505 | 0.13977 | 0.14444 | 0.14912 | 0.1538 | 0.15736 | 0.15686
Scenario 2: High TRC | SDG&E | Ind | WholeBlg | Ind - Paper | Gas Energy (MMTherm/year) | Energy Efficiency | 8.7731e-06 | 1.748e-05 | 2.6115e-05 | 3.4696e-05 | 4.3224e-05 | 4.9582e-05 | 5.5882e-05 | 6.2136e-05 | 6.8348e-05 | 7.4528e-05 | 8.0682e-05 | 8.5373e-05 | 8.4809e-05
Scenario 2: High TRC | SDG&E | Ind | WholeBlg | Ind - Petroleum | Electric Demand (MW) | Energy Efficiency | 0.0020329 | 0.0040607 | 0.0060854 | 0.0081144 | 0.010144 | 0.010499 | 0.010863 | 0.011229 | 0.011593 | 0.011955 | 0.012312 | 0.012585 | 0.012573
Scenario 2: High TRC | SDG&E | Ind | WholeBlg | Ind - Petroleum | Electric Energy (GWh/year) | Energy Efficiency | 0.014901 | 0.029765 | 0.044605 | 0.059477 | 0.074354 | 0.077349 | 0.080402 | 0.083479 | 0.086531 | 0.089576 | 0.092583 | 0.094893 | 0.094804
Scenario 2: High TRC | SDG&E | Ind | WholeBlg | Ind - Petroleum | Gas Energy (MMTherm/year) | Energy Efficiency | 1.1219e-05 | 2.2443e-05 | 3.367e-05 | 4.4897e-05 | 5.6118e-05 | 6.463e-05 | 7.3106e-05 | 8.1543e-05 | 8.9946e-05 | 9.8318e-05 | 0.00010665 | 0.00011312 | 0.00011285
Scenario 2: High TRC | SDG&E | Ind | WholeBlg | Ind - Plastics | Electric Demand (MW) | Energy Efficiency | 0.013994 | 0.027992 | 0.042002 | 0.05607 | 0.070171 | 0.072769 | 0.075405 | 0.078049 | 0.080657 | 0.083246 | 0.085793 | 0.08776 | 0.087763
Scenario 2: High TRC | SDG&E | Ind | WholeBlg | Ind - Plastics | Electric Energy (GWh/year) | Energy Efficiency | 0.10258 | 0.20518 | 0.30787 | 0.41099 | 0.51434 | 0.53607 | 0.55809 | 0.58016 | 0.60198 | 0.62367 | 0.64505 | 0.6616 | 0.66164
Scenario 2: High TRC | SDG&E | Ind | WholeBlg | Ind - Plastics | Gas Energy (MMTherm/year) | Energy Efficiency | 0.0031663 | 0.0064638 | 0.0098788 | 0.013399 | 0.017018 | 0.019957 | 0.022916 | 0.025874 | 0.02884 | 0.031817 | 0.034807 | 0.037294 | 0.037885
Scenario 2: High TRC | SDG&E | Ind | WholeBlg | Ind - Primary Metals | Electric Demand (MW) | Energy Efficiency | 0.0046907 | 0.0094241 | 0.014207 | 0.01905 | 0.023935 | 0.024989 | 0.026051 | 0.027107 | 0.028148 | 0.029187 | 0.030218 | 0.031056 | 0.031233
Scenario 2: High TRC | SDG&E | Ind | WholeBlg | Ind - Primary Metals | Electric Energy (GWh/year) | Energy Efficiency | 0.034383 | 0.069078 | 0.10414 | 0.13963 | 0.17543 | 0.18407 | 0.19276 | 0.20142 | 0.20998 | 0.21853 | 0.22703 | 0.23394 | 0.23529
Scenario 2: High TRC | SDG&E | Ind | WholeBlg | Ind - Primary Metals | Gas Energy (MMTherm/year) | Energy Efficiency | 0.016125 | 0.032275 | 0.048451 | 0.064641 | 0.080834 | 0.093156 | 0.10545 | 0.11772 | 0.12997 | 0.1422 | 0.1544 | 0.16394 | 0.16382
Scenario 2: High TRC | SDG&E | Ind | WholeBlg | Ind - Printing & Publishing | Electric Demand (MW) | Energy Efficiency | 0.017813 | 0.035596 | 0.053365 | 0.071183 | 0.089016 | 0.092178 | 0.095399 | 0.098643 | 0.10185 | 0.10505 | 0.1082 | 0.11063 | 0.11055
Scenario 2: High TRC | SDG&E | Ind | WholeBlg | Ind - Printing & Publishing | Electric Energy (GWh/year) | Energy Efficiency | 0.13057 | 0.26092 | 0.39116 | 0.52176 | 0.65246 | 0.67907 | 0.7061 | 0.73329 | 0.76022 | 0.78708 | 0.81363 | 0.8341 | 0.83354
Scenario 2: High TRC | SDG&E | Ind | WholeBlg | Ind - Printing & Publishing | Gas Energy (MMTherm/year) | Energy Efficiency | 0.001058 | 0.0021284 | 0.0032101 | 0.0043025 | 0.0054039 | 0.0062578 | 0.0071131 | 0.0079704 | 0.0088301 | 0.0096928 | 0.010559 | 0.011254 | 0.011317
Scenario 2: High TRC | SDG&E | Ind | WholeBlg | Ind - Stone-Glass-Clay | Electric Demand (MW) | Energy Efficiency | 0.0048645 | 0.0097669 | 0.014699 | 0.019673 | 0.024677 | 0.025694 | 0.026704 | 0.027705 | 0.028684 | 0.029651 | 0.030602 | 0.031353 | 0.031422
Scenario 2: High TRC | SDG&E | Ind | WholeBlg | Ind - Stone-Glass-Clay | Electric Energy (GWh/year) | Energy Efficiency | 0.035657 | 0.071591 | 0.10774 | 0.1442 | 0.18087 | 0.18927 | 0.19761 | 0.2059 | 0.21403 | 0.22208 | 0.23001 | 0.23629 | 0.23682
Scenario 2: High TRC | SDG&E | Ind | WholeBlg | Ind - Stone-Glass-Clay | Gas Energy (MMTherm/year) | Energy Efficiency | 0.01316 | 0.026534 | 0.040067 | 0.053726 | 0.067494 | 0.078183 | 0.088853 | 0.099512 | 0.11016 | 0.12081 | 0.13147 | 0.13998 | 0.14061
Scenario 2: High TRC | SDG&E | Ind | WholeBlg | Ind - Textiles | Electric Demand (MW) | Energy Efficiency | 0.002083 | 0.0041597 | 0.006231 | 0.0083004 | 0.010362 | 0.010696 | 0.011026 | 0.011349 | 0.011661 | 0.011969 | 0.01227 | 0.012486 | 0.01241
Scenario 2: High TRC | SDG&E | Ind | WholeBlg | Ind - Textiles | Electric Energy (GWh/year) | Energy Efficiency | 0.015268 | 0.03049 | 0.045672 | 0.060841 | 0.075949 | 0.078798 | 0.08162 | 0.084386 | 0.087072 | 0.089722 | 0.092323 | 0.094209 | 0.09364
Scenario 2: High TRC | SDG&E | Ind | WholeBlg | Ind - Textiles | Gas Energy (MMTherm/year) | Energy Efficiency | 0.00017054 | 0.00034123 | 0.00051206 | 0.00068279 | 0.00085323 | 0.00098237 | 0.0011108 | 0.0012386 | 0.0013658 | 0.0014924 | 0.0016183 | 0.0017159 | 0.001711
Scenario 2: High TRC | SDG&E | Ind | WholeBlg | Ind - Transportation Equipment | Electric Demand (MW) | Energy Efficiency | 0.076761 | 0.15386 | 0.2318 | 0.31041 | 0.38929 | 0.40502 | 0.4208 | 0.43615 | 0.45124 | 0.46646 | 0.48172 | 0.49386 | 0.49514
Scenario 2: High TRC | SDG&E | Ind | WholeBlg | Ind - Transportation Equipment | Electric Energy (GWh/year) | Energy Efficiency | 0.56266 | 1.1278 | 1.6991 | 2.2752 | 2.8534 | 2.9835 | 3.1139 | 3.2414 | 3.3672 | 3.4939 | 3.6209 | 3.7219 | 3.7317
Scenario 2: High TRC | SDG&E | Ind | WholeBlg | Ind - Transportation Equipment | Gas Energy (MMTherm/year) | Energy Efficiency | 0.0099145 | 0.019803 | 0.029667 | 0.039505 | 0.049314 | 0.05672 | 0.064096 | 0.071444 | 0.078764 | 0.086056 | 0.093319 | 0.098931 | 0.098598
Scenario 2: High TRC | SDG&E | Res | AppPlug | Res - Multi Family | Electric Demand (MW) | Energy Efficiency | 3.2237e-05 | 6.4961e-05 | 9.8106e-05 | 0.00013173 | 0.00016555 | 0.00019968 | 0.00023407 | 0.00026865 | 0.00030339 | 0.00096275 | 0.0016791 | 0.0023983 | 0.0030881
Scenario 2: High TRC | SDG&E | Res | AppPlug | Res - Multi Family | Electric Energy (GWh/year) | Energy Efficiency | 0.00022892 | 0.00046129 | 0.00069665 | 0.00093539 | 0.0011756 | 0.0014179 | 0.0016621 | 0.0019077 | 0.0021544 | 0.0068365 | 0.011923 | 0.017031 | 0.021929
Scenario 2: High TRC | SDG&E | Res | AppPlug | Res - Multi Family | Electric Energy (GWh/year) | Fuel Substitution | -3.8633e-06 | -8.0968e-06 | -1.2706e-05 | -1.7699e-05 | -2.3077e-05 | -2.3077e-05 | -2.3077e-05 | -2.3077e-05 | -2.3077e-05 | -2.3077e-05 | -2.3077e-05 | -2.3077e-05 | -2.3077e-05
Scenario 2: High TRC | SDG&E | Res | AppPlug | Res - Multi Family | Gas Energy (MMTherm/year) | Energy Efficiency | 2.1995e-05 | 4.4321e-05 | 6.6934e-05 | 8.9872e-05 | 0.00011295 | 0.00013624 | 0.0001597 | 0.00018329 | 0.00020699 | 0.00065685 | 0.0011456 | 0.0016363 | 0.0021069
Scenario 2: High TRC | SDG&E | Res | AppPlug | Res - Multi Family | Gas Energy (MMTherm/year) | Fuel Substitution | 8.1882e-07 | 1.7161e-06 | 2.6931e-06 | 3.7512e-06 | 4.8911e-06 | 4.8911e-06 | 4.8911e-06 | 4.8911e-06 | 4.8911e-06 | 4.8911e-06 | 4.8911e-06 | 4.8911e-06 | 4.8911e-06
Scenario 2: High TRC | SDG&E | Res | AppPlug | Res - Single Family | Electric Demand (MW) | Energy Efficiency | 0 | 0 | 0 | 0 | 0 | 0 | 0 | 0 | 0 | 0 | 1.4824e-05 | 3.0432e-05 | 4.6093e-05
Scenario 2: High TRC | SDG&E | Res | AppPlug | Res - Single Family | Electric Energy (GWh/year) | Energy Efficiency | 0 | 0 | 0 | 0 | 0 | 0 | 0 | 0 | 0 | 0 | 9.4387e-05 | 0.00019377 | 0.00029348
Scenario 2: High TRC | SDG&E | Res | AppPlug | Res - Single Family | Electric Energy (GWh/year) | Fuel Substitution | -3.566e-06 | -7.4441e-06 | -1.1636e-05 | -1.6144e-05 | -2.097e-05 | -2.097e-05 | -2.097e-05 | -2.097e-05 | -2.097e-05 | -2.097e-05 | -2.097e-05 | -2.097e-05 | -2.097e-05
Scenario 2: High TRC | SDG&E | Res | AppPlug | Res - Single Family | Gas Energy (MMTherm/year) | Energy Efficiency | 2.9327e-09 | 6.3364e-09 | 1.0167e-08 | 1.4367e-08 | 1.8829e-08 | 1.8829e-08 | 1.8829e-08 | 1.8829e-08 | 1.8829e-08 | 1.8829e-08 | 1.7801e-05 | 3.652e-05 | 5.5302e-05
Scenario 2: High TRC | SDG&E | Res | AppPlug | Res - Single Family | Gas Energy (MMTherm/year) | Fuel Substitution | 7.5654e-07 | 1.5793e-06 | 2.4686e-06 | 3.425e-06 | 4.4487e-06 | 4.4487e-06 | 4.4487e-06 | 4.4487e-06 | 4.4487e-06 | 4.4487e-06 | 4.4487e-06 | 4.4487e-06 | 4.4487e-06
Scenario 2: High TRC | SDG&E | Res | BROs | Income Qualified - Multi Family IQ | Electric Demand (MW) | Energy Efficiency | 0.75079 | 0.77168 | 0.79386 | 0.81959 | 0.84639 | 0.87536 | 0.90326 | 0.933 | 0.96101 | 0.98825 | 1.0114 | 0.96908 | 0.99268
Scenario 2: High TRC | SDG&E | Res | BROs | Income Qualified - Multi Family IQ | Electric Energy (GWh/year) | Energy Efficiency | 3.3676 | 3.4808 | 3.6031 | 3.7455 | 3.8972 | 4.0641 | 4.232 | 4.4151 | 4.5975 | 4.7843 | 4.9603 | 4.8829 | 5.0881
Scenario 2: High TRC | SDG&E | Res | BROs | Income Qualified - Multi Family IQ | Gas Energy (MMTherm/year) | Energy Efficiency | 0.061453 | 0.062715 | 0.064211 | 0.06593 | 0.067803 | 0.06974 | 0.071817 | 0.074003 | 0.07638 | 0.078911 | 0.081736 | 0.084893 | 0.088418
Scenario 2: High TRC | SDG&E | Res | BROs | Income Qualified - Single Family IQ | Electric Demand (MW) | Energy Efficiency | 1.4012 | 1.4302 | 1.4612 | 1.5036 | 1.5477 | 1.5954 | 1.6408 | 1.6894 | 1.7347 | 1.7782 | 1.8142 | 1.744 | 1.7817
Scenario 2: High TRC | SDG&E | Res | BROs | Income Qualified - Single Family IQ | Electric Energy (GWh/year) | Energy Efficiency | 6.2891 | 6.4562 | 6.6377 | 6.8781 | 7.1344 | 7.4168 | 7.6991 | 8.0082 | 8.3148 | 8.6278 | 8.9201 | 8.8036 | 9.1517
Scenario 2: High TRC | SDG&E | Res | BROs | Income Qualified - Single Family IQ | Gas Energy (MMTherm/year) | Energy Efficiency | 0.20572 | 0.20904 | 0.21307 | 0.21779 | 0.22296 | 0.22831 | 0.23399 | 0.23999 | 0.24653 | 0.25359 | 0.26152 | 0.27042 | 0.28043
Scenario 2: High TRC | SDG&E | Res | BROs | Res - Multi Family | Electric Demand (MW) | Energy Efficiency | 4.9533 | 5.0618 | 5.1776 | 5.3325 | 5.494 | 5.6688 | 5.8359 | 6.0149 | 6.1825 | 6.3446 | 6.4804 | 6.6558 | 6.8371
Scenario 2: High TRC | SDG&E | Res | BROs | Res - Multi Family | Electric Energy (GWh/year) | Energy Efficiency | 22.2177 | 22.8324 | 23.5 | 24.3693 | 25.297 | 26.319 | 27.3427 | 28.4633 | 29.577 | 30.7156 | 31.7824 | 33.106 | 34.5312
Scenario 2: High TRC | SDG&E | Res | BROs | Res - Multi Family | Gas Energy (MMTherm/year) | Energy Efficiency | 0.69719 | 0.70875 | 0.72277 | 0.73911 | 0.75704 | 0.77558 | 0.79528 | 0.81607 | 0.83874 | 0.86316 | 0.89058 | 0.92135 | 0.95587
Scenario 2: High TRC | SDG&E | Res | BROs | Res - Single Family | Electric Demand (MW) | Energy Efficiency | 2.0795 | 2.1375 | 2.1989 | 2.2694 | 2.3426 | 2.4218 | 2.4977 | 2.5785 | 2.6544 | 2.7278 | 2.7898 | 2.8686 | 2.9496
Scenario 2: High TRC | SDG&E | Res | BROs | Res - Single Family | Electric Energy (GWh/year) | Energy Efficiency | 9.3337 | 9.649 | 9.9894 | 10.3814 | 10.7991 | 11.2584 | 11.7198 | 12.2226 | 12.723 | 13.2352 | 13.7166 | 14.3092 | 14.9459
Scenario 2: High TRC | SDG&E | Res | BROs | Res - Single Family | Gas Energy (MMTherm/year) | Energy Efficiency | 0.19225 | 0.19619 | 0.20086 | 0.20622 | 0.21207 | 0.21811 | 0.22459 | 0.23141 | 0.23883 | 0.24673 | 0.25555 | 0.2654 | 0.27641
Scenario 2: High TRC | SDG&E | Res | BldgEnv | Res - Multi Family | Electric Demand (MW) | Energy Efficiency | 0 | 0 | 0 | 0 | 0 | 0 | 0 | 4.7644e-05 | 9.43e-05 | 0.00014 | 0.00050208 | 0.00085694 | 0.0012048
Scenario 2: High TRC | SDG&E | Res | BldgEnv | Res - Multi Family | Electric Energy (GWh/year) | Energy Efficiency | 0 | 0 | 0 | 0 | 0 | 0 | 0 | 0.00022352 | 0.00044241 | 0.00065682 | 0.0013617 | 0.0020526 | 0.0027298
Scenario 2: High TRC | SDG&E | Res | BldgEnv | Res - Multi Family | Gas Energy (MMTherm/year) | Energy Efficiency | 0 | 0 | 0 | 0 | 0 | 0 | 0 | 8.0491e-05 | 0.00015931 | 0.00023653 | 0.00061818 | 0.00099222 | 0.0013589
Scenario 2: High TRC | SDG&E | Res | BldgEnv | Res - Single Family | Electric Demand (MW) | Energy Efficiency | 0.0053417 | 0.010728 | 0.016101 | 0.02139 | 0.026489 | 0.031443 | 0.036244 | 0.040072 | 0.040659 | 0.039906 | 0.039183 | 0.034642 | 0.030231
Scenario 2: High TRC | SDG&E | Res | BldgEnv | Res - Single Family | Electric Energy (GWh/year) | Energy Efficiency | 0.012706 | 0.024993 | 0.036939 | 0.048598 | 0.06003 | 0.071207 | 0.082135 | 0.094161 | 0.094041 | 0.095274 | 0.096457 | 0.082971 | 0.069827
Scenario 2: High TRC | SDG&E | Res | BldgEnv | Res - Single Family | Gas Energy (MMTherm/year) | Energy Efficiency | 0.0038606 | 0.0076674 | 0.011411 | 0.015076 | 0.018638 | 0.022107 | 0.025484 | 0.028683 | 0.028858 | 0.02878 | 0.028705 | 0.025009 | 0.021413
Scenario 2: High TRC | SDG&E | Res | HVAC | Res - Multi Family | Electric Demand (MW) | Energy Efficiency | 0.051358 | 0.092445 | 0.073956 | 0.059165 | 0.047332 | 0.037865 | 0.030292 | 0.024234 | 0.019387 | 0.01551 | 0.012408 | 0.0099262 | 0.007941
Scenario 2: High TRC | SDG&E | Res | HVAC | Res - Multi Family | Electric Energy (GWh/year) | Energy Efficiency | 0.0399 | 0.07182 | 0.057456 | 0.045965 | 0.036772 | 0.029417 | 0.023534 | 0.018827 | 0.015062 | 0.015509 | 0.016356 | 0.017523 | 0.018928
Scenario 2: High TRC | SDG&E | Res | HVAC | Res - Multi Family | Electric Energy (GWh/year) | Fuel Substitution | -0.00078502 | -0.0015952 | -0.0025405 | -0.0034998 | -0.0044738 | -0.0044738 | -0.0044738 | -0.0044738 | -0.0044738 | -0.0044738 | -0.0044738 | -0.0044738 | -0.0044738
Scenario 2: High TRC | SDG&E | Res | HVAC | Res - Multi Family | Gas Energy (MMTherm/year) | Energy Efficiency | 0 | 0 | 0 | 0 | 0 | 0 | 0 | 0 | 0 | 0.00044917 | 0.00087188 | 0.0012736 | 0.0016563
Scenario 2: High TRC | SDG&E | Res | HVAC | Res - Multi Family | Gas Energy (MMTherm/year) | Fuel Substitution | 0.00044933 | 0.00091307 | 0.0014909 | 0.0020778 | 0.0026741 | 0.0026741 | 0.0026741 | 0.0026741 | 0.0026741 | 0.0026741 | 0.0026741 | 0.0026741 | 0.0026741
Scenario 2: High TRC | SDG&E | Res | HVAC | Res - Single Family | Electric Demand (MW) | Energy Efficiency | 0.71101 | 1.2556 | 1.3305 | 1.458 | 1.6078 | 1.7751 | 1.7506 | 1.7079 | 1.6724 | 1.6439 | 1.621 | 1.6027 | 1.5881
Scenario 2: High TRC | SDG&E | Res | HVAC | Res - Single Family | Electric Demand (MW) | Fuel Substitution | 0 | 0 | 0 | 0 | 0 | 4.4579e-05 | 9.4248e-05 | 0.00014668 | 0.00014668 | 0.00014668 | 0.00014668 | 0.00014668 | 0.00014668
Scenario 2: High TRC | SDG&E | Res | HVAC | Res - Single Family | Electric Energy (GWh/year) | Energy Efficiency | 0.43751 | 0.77066 | 0.89608 | 1.0373 | 1.1867 | 1.3184 | 1.3185 | 1.3032 | 1.2897 | 1.2852 | 1.2825 | 1.2811 | 1.2808
Scenario 2: High TRC | SDG&E | Res | HVAC | Res - Single Family | Electric Energy (GWh/year) | Fuel Substitution | -0.067737 | -0.14367 | -0.22539 | -0.30856 | -0.39284 | -0.39277 | -0.39269 | -0.39261 | -0.39261 | -0.39261 | -0.39261 | -0.39261 | -0.39261
Scenario 2: High TRC | SDG&E | Res | HVAC | Res - Single Family | Gas Energy (MMTherm/year) | Energy Efficiency | 0.0043761 | 0.0073886 | 0.0090403 | 0.010222 | 0.011352 | 0.010465 | 0.010354 | 0.010354 | 0.010354 | 0.011194 | 0.011976 | 0.012711 | 0.013404
Scenario 2: High TRC | SDG&E | Res | HVAC | Res - Single Family | Gas Energy (MMTherm/year) | Fuel Substitution | 0.015052 | 0.032163 | 0.051021 | 0.070268 | 0.089777 | 0.089777 | 0.089777 | 0.089777 | 0.089777 | 0.089777 | 0.089777 | 0.089777 | 0.089777
Scenario 2: High TRC | SDG&E | Res | WaterHeat | Res - Multi Family | Electric Demand (MW) | Energy Efficiency | 0.78963 | 1.573 | 2.3464 | 3.1109 | 3.8591 | 4.5958 | 5.3204 | 6.0325 | 6.7321 | 7.4203 | 8.098 | 8.7627 | 9.4201
Scenario 2: High TRC | SDG&E | Res | WaterHeat | Res - Multi Family | Electric Demand (MW) | Fuel Substitution | 0 | 0 | 0 | 0 | 0 | 0.00061645 | 0.0013338 | 0.0021505 | 0.0030453 | 0.0039966 | 0.0049868 | 0.0060033 | 0.0070375
Scenario 2: High TRC | SDG&E | Res | WaterHeat | Res - Multi Family | Electric Energy (GWh/year) | Energy Efficiency | 3.8765 | 7.7218 | 11.5173 | 15.2684 | 18.9391 | 22.5523 | 26.107 | 29.599 | 33.0296 | 36.4029 | 39.7251 | 42.9723 | 46.1842
Scenario 2: High TRC | SDG&E | Res | WaterHeat | Res - Multi Family | Electric Energy (GWh/year) | Fuel Substitution | -0.16828 | -0.35075 | -0.54336 | -0.74358 | -0.94961 | -0.94648 | -0.94285 | -0.93871 | -0.93418 | -0.92935 | -0.92434 | -0.91919 | -0.91395
Scenario 2: High TRC | SDG&E | Res | WaterHeat | Res - Multi Family | Gas Energy (MMTherm/year) | Energy Efficiency | 0.12791 | 0.25502 | 0.37439 | 0.47506 | 0.56945 | 0.61398 | 0.65379 | 0.68911 | 0.71403 | 0.73526 | 0.75305 | 0.69667 | 0.64272
Scenario 2: High TRC | SDG&E | Res | WaterHeat | Res - Multi Family | Gas Energy (MMTherm/year) | Fuel Substitution | 0.012244 | 0.025512 | 0.039512 | 0.054063 | 0.069034 | 0.069034 | 0.069034 | 0.069034 | 0.069034 | 0.069034 | 0.069034 | 0.069034 | 0.069034
Scenario 2: High TRC | SDG&E | Res | WaterHeat | Res - Single Family | Electric Demand (MW) | Energy Efficiency | 0.44847 | 0.89948 | 1.348 | 1.7898 | 2.2198 | 2.6449 | 3.0609 | 3.4684 | 3.8679 | 4.2599 | 4.6455 | 5.0205 | 5.3909
Scenario 2: High TRC | SDG&E | Res | WaterHeat | Res - Single Family | Electric Demand (MW) | Fuel Substitution | 0 | 0 | 0 | 0 | 0 | 0.0031072 | 0.0065961 | 0.0105 | 0.014756 | 0.019265 | 0.023947 | 0.028746 | 0.033624
Scenario 2: High TRC | SDG&E | Res | WaterHeat | Res - Single Family | Electric Energy (GWh/year) | Energy Efficiency | 2.2969 | 4.6059 | 6.902 | 9.1621 | 11.3612 | 13.5357 | 15.6631 | 17.7456 | 19.7868 | 21.7881 | 23.7559 | 25.656 | 27.5331
Scenario 2: High TRC | SDG&E | Res | WaterHeat | Res - Single Family | Electric Energy (GWh/year) | Fuel Substitution | -0.012348 | -0.025066 | -0.038075 | -0.051359 | -0.064918 | -0.048418 | -0.029892 | -0.009164 | 0.013437 | 0.037377 | 0.062235 | 0.087714 | 0.11362
Scenario 2: High TRC | SDG&E | Res | WaterHeat | Res - Single Family | Gas Energy (MMTherm/year) | Energy Efficiency | 0.47468 | 0.9482 | 1.4102 | 1.8516 | 2.2622 | 2.4141 | 2.5449 | 2.6451 | 2.7262 | 2.7918 | 2.8453 | 2.6458 | 2.4549
Scenario 2: High TRC | SDG&E | Res | WaterHeat | Res - Single Family | Gas Energy (MMTherm/year) | Fuel Substitution | 0.001779 | 0.0036115 | 0.0054861 | 0.0074004 | 0.0093544 | 0.0093544 | 0.0093544 | 0.0093544 | 0.0093544 | 0.0093544 | 0.0093544 | 0.0093544 | 0.0093544
Scenario 3: Aggressive Fuel Sub | PG&E | Ag | WholeBlg | Ag - Dairies, fishing, hunting | Electric Demand (MW) | Energy Efficiency | 0.1733 | 0.34846 | 0.52588 | 0.7055 | 0.8876 | 1.0717 | 1.2578 | 1.4457 | 1.5507 | 1.5682 | 1.5855 | 1.6023 | 1.6184
Scenario 3: Aggressive Fuel Sub | PG&E | Ag | WholeBlg | Ag - Dairies, fishing, hunting | Electric Energy (GWh/year) | Energy Efficiency | 0.73826 | 1.4844 | 2.2402 | 3.0054 | 3.7812 | 4.5654 | 5.3581 | 6.1585 | 6.6057 | 6.6804 | 6.7542 | 6.8257 | 6.8944
Scenario 3: Aggressive Fuel Sub | PG&E | Ag | WholeBlg | Ag - Dairies, fishing, hunting | Gas Energy (MMTherm/year) | Energy Efficiency | 0.0037985 | 0.0075969 | 0.011395 | 0.015194 | 0.018992 | 0.022791 | 0.026589 | 0.030388 | 0.032324 | 0.032324 | 0.032324 | 0.032324 | 0.032324
Scenario 3: Aggressive Fuel Sub | PG&E | Ag | WholeBlg | Ag - Irrigated Agriculture, vineyards, forestry and greenhouses | Electric Demand (MW) | Energy Efficiency | 1.4155 | 2.8718 | 4.3694 | 5.9072 | 7.4847 | 9.0978 | 10.7467 | 12.4307 | 13.4571 | 13.7763 | 14.0881 | 14.3918 | 14.6878
Scenario 3: Aggressive Fuel Sub | PG&E | Ag | WholeBlg | Ag - Irrigated Agriculture, vineyards, forestry and greenhouses | Electric Energy (GWh/year) | Energy Efficiency | 6.0301 | 12.2339 | 18.6134 | 25.1647 | 31.8845 | 38.7565 | 45.7807 | 52.9544 | 57.327 | 58.6866 | 60.015 | 61.3088 | 62.5695
Scenario 3: Aggressive Fuel Sub | PG&E | Ag | WholeBlg | Ag - Irrigated Agriculture, vineyards, forestry and greenhouses | Gas Energy (MMTherm/year) | Energy Efficiency | 0.031117 | 0.062234 | 0.093351 | 0.12447 | 0.15558 | 0.1867 | 0.21782 | 0.24894 | 0.2648 | 0.2648 | 0.2648 | 0.2648 | 0.2648
Scenario 3: Aggressive Fuel Sub | PG&E | Ag | WholeBlg | Ag - Water pumping | Electric Demand (MW) | Energy Efficiency | 0.93665 | 1.8621 | 2.7758 | 3.6775 | 4.5668 | 5.4453 | 6.3138 | 7.1723 | 7.5602 | 7.4639 | 7.366 | 7.2668 | 7.1662
Scenario 3: Aggressive Fuel Sub | PG&E | Ag | WholeBlg | Ag - Water pumping | Electric Energy (GWh/year) | Energy Efficiency | 3.9901 | 7.9324 | 11.8246 | 15.6659 | 19.4545 | 23.197 | 26.8968 | 30.5537 | 32.2062 | 31.7959 | 31.379 | 30.9564 | 30.5277
Scenario 3: Aggressive Fuel Sub | PG&E | Ag | WholeBlg | Ag - Water pumping | Gas Energy (MMTherm/year) | Energy Efficiency | 0.0015981 | 0.0031962 | 0.0047944 | 0.0063925 | 0.0079906 | 0.0095887 | 0.011187 | 0.012785 | 0.0136 | 0.0136 | 0.0136 | 0.0136 | 0.0136
Scenario 3: Aggressive Fuel Sub | PG&E | Com | AppPlug | Com - Health | Gas Energy (MMTherm/year) | Energy Efficiency | 0.74397 | 1.5342 | 2.362 | 3.211 | 3.3176 | 3.3848 | 4.1339 | 4.3717 | 4.7776 | 4.9984 | 5.1927 | 5.2065 | 5.1853
Scenario 3: Aggressive Fuel Sub | PG&E | Com | AppPlug | Com - Lodging | Gas Energy (MMTherm/year) | Energy Efficiency | 0.56683 | 1.1718 | 1.7949 | 2.4307 | 2.7061 | 2.9756 | 3.2368 | 3.4891 | 3.7315 | 3.9638 | 3.7767 | 3.5296 | 4.6044
Scenario 3: Aggressive Fuel Sub | PG&E | Com | AppPlug | Com - Other | Gas Energy (MMTherm/year) | Energy Efficiency | 0.0016137 | 0.0034208 | 0.005438 | 0.0076578 | 0.010057 | 0.012676 | 0.013905 | 0.01514 | 0.016318 | 0.017458 | 0.032264 | 0.045332 | 0.042987
Scenario 3: Aggressive Fuel Sub | PG&E | Com | BROs | Com - Lodging | Electric Energy (GWh/year) | Energy Efficiency | 0.0092629 | 0.028303 | 0.048333 | 0.069439 | 0.091887 | 0.11582 | 0.1415 | 0.16859 | 0.19725 | 0.23009 | 0.26451 | 0.29744 | 0.3298
Scenario 3: Aggressive Fuel Sub | PG&E | Com | BROs | Com - Other | Electric Energy (GWh/year) | Energy Efficiency | 0.035729 | 0.11297 | 0.20124 | 0.29925 | 0.40928 | 0.53746 | 0.68187 | 0.82265 | 0.96827 | 1.1441 | 1.3315 | 1.5157 | 1.6951
Scenario 3: Aggressive Fuel Sub | PG&E | Com | BROs | Com - Retail | Electric Demand (MW) | Energy Efficiency | 0.0042778 | 0.01298 | 0.021951 | 0.03122 | 0.040884 | 0.051 | 0.061733 | 0.073691 | 0.086155 | 0.099434 | 0.1131 | 0.12583 | 0.13947
Scenario 3: Aggressive Fuel Sub | PG&E | Com | BROs | Com - Retail | Electric Energy (GWh/year) | Energy Efficiency | 0.046249 | 0.14033 | 0.23733 | 0.33754 | 0.44201 | 0.55139 | 0.66742 | 0.79671 | 0.93146 | 1.075 | 1.2228 | 1.3604 | 1.5079
Scenario 3: Aggressive Fuel Sub | PG&E | Com | BldgEnv | Com - College | Electric Demand (MW) | Energy Efficiency | 0.00063766 | 0.001296 | 0.0019987 | 0.0027531 | 0.0035344 | 0.0043355 | 0.0051678 | 0.0059531 | 0.0067907 | 0.007635 | 0.0084748 | 0.0093062 | 0.01014
Scenario 3: Aggressive Fuel Sub | PG&E | Com | BldgEnv | Com - College | Electric Energy (GWh/year) | Energy Efficiency | 0.00018335 | 0.00037326 | 0.00057537 | 0.00079176 | 0.0010158 | 0.0012454 | 0.0014839 | 0.0017095 | 0.0019495 | 0.0021921 | 0.0024341 | 0.0026739 | 0.0029147
Scenario 3: Aggressive Fuel Sub | PG&E | Com | BldgEnv | Com - College | Gas Energy (MMTherm/year) | Energy Efficiency | 4.2484e-05 | 8.4981e-05 | 0.00013179 | 0.00018351 | 0.00023734 | 0.00029281 | 0.0003506 | 0.00040423 | 0.00046266 | 0.00052006 | 0.00057545 | 0.00062963 | 0.00068324
Scenario 3: Aggressive Fuel Sub | PG&E | Com | BldgEnv | Com - Grocery | Electric Demand (MW) | Energy Efficiency | 0.0011848 | 0.0024061 | 0.0035822 | 0.0047721 | 0.0060119 | 0.0073154 | 0.0086769 | 0.0097275 | 0.010851 | 0.012136 | 0.01352 | 0.014949 | 0.016424
Scenario 3: Aggressive Fuel Sub | PG&E | Com | BldgEnv | Com - Grocery | Electric Energy (GWh/year) | Energy Efficiency | 0.00033988 | 0.00069052 | 0.001022 | 0.0013652 | 0.0017228 | 0.0020988 | 0.0024915 | 0.0027968 | 0.0031229 | 0.0035016 | 0.0039015 | 0.0043143 | 0.0047403
Scenario 3: Aggressive Fuel Sub | PG&E | Com | BldgEnv | Com - Grocery | Gas Energy (MMTherm/year) | Energy Efficiency | 7.787e-05 | 0.00015742 | 0.00023385 | 0.00031077 | 0.00039092 | 0.00047518 | 0.00056318 | 0.00062979 | 0.00070178 | 0.00078439 | 0.00087384 | 0.00096616 | 0.0010615
Scenario 3: Aggressive Fuel Sub | PG&E | Com | BldgEnv | Com - Health | Electric Demand (MW) | Energy Efficiency | 0.071609 | 0.14582 | 0.22001 | 0.29124 | 0.35685 | 0.41491 | 0.46396 | 0.43289 | 0.38982 | 0.3381 | 0.28156 | 0.22414 | 0.16965
Scenario 3: Aggressive Fuel Sub | PG&E | Com | BldgEnv | Com - Health | Electric Energy (GWh/year) | Energy Efficiency | 0.02764 | 0.056253 | 0.084814 | 0.11218 | 0.13733 | 0.1595 | 0.17816 | 0.16588 | 0.149 | 0.12885 | 0.10691 | 0.084732 | 0.063888
Scenario 3: Aggressive Fuel Sub | PG&E | Com | BldgEnv | Com - Health | Gas Energy (MMTherm/year) | Energy Efficiency | 0.01201 | 0.02446 | 0.03691 | 0.04887 | 0.059882 | 0.069645 | 0.077902 | 0.072722 | 0.065526 | 0.056873 | 0.047403 | 0.037787 | 0.028628
Scenario 3: Aggressive Fuel Sub | PG&E | Com | BldgEnv | Com - Lodging | Electric Demand (MW) | Energy Efficiency | 0.055052 | 0.10717 | 0.15423 | 0.19458 | 0.2273 | 0.25208 | 0.26927 | 0.22562 | 0.17912 | 0.13499 | 0.097647 | 0.068065 | 0.046498
Scenario 3: Aggressive Fuel Sub | PG&E | Com | BldgEnv | Com - Lodging | Electric Energy (GWh/year) | Energy Efficiency | 0.027732 | 0.05394 | 0.077548 | 0.097734 | 0.11403 | 0.12632 | 0.13478 | 0.11262 | 0.089087 | 0.066969 | 0.048322 | 0.033617 | 0.022968
Scenario 3: Aggressive Fuel Sub | PG&E | Com | BldgEnv | Com - Lodging | Gas Energy (MMTherm/year) | Energy Efficiency | 0.016088 | 0.031325 | 0.04509 | 0.056902 | 0.066486 | 0.073755 | 0.078805 | 0.066076 | 0.052502 | 0.039588 | 0.028655 | 0.019983 | 0.013651
Scenario 3: Aggressive Fuel Sub | PG&E | Com | BldgEnv | Com - Office (Large) | Electric Demand (MW) | Energy Efficiency | 0.0088531 | 0.018032 | 0.027592 | 0.037416 | 0.047752 | 0.058294 | 0.069066 | 0.079236 | 0.089242 | 0.099339 | 0.10948 | 0.11942 | 0.1294
Scenario 3: Aggressive Fuel Sub | PG&E | Com | BldgEnv | Com - Office (Large) | Electric Energy (GWh/year) | Energy Efficiency | 0.0025542 | 0.0052027 | 0.007961 | 0.010796 | 0.013805 | 0.016873 | 0.020006 | 0.022966 | 0.025855 | 0.028772 | 0.0317 | 0.034546 | 0.037403
Scenario 3: Aggressive Fuel Sub | PG&E | Com | BldgEnv | Com - Office (Large) | Gas Energy (MMTherm/year) | Energy Efficiency | 0.00057221 | 0.0011655 | 0.0017833 | 0.0024182 | 0.0030848 | 0.0037648 | 0.0044597 | 0.0051156 | 0.005762 | 0.0064144 | 0.0070694 | 0.0077135 | 0.0083597
Scenario 3: Aggressive Fuel Sub | PG&E | Com | BldgEnv | Com - Office (Small) | Electric Demand (MW) | Energy Efficiency | 0.0016576 | 0.0033988 | 0.0052275 | 0.005465 | 0.024682 | 0.026561 | 0.028503 | 0.030223 | 0.032002 | 0.033837 | 0.035726 | 0.037663 | 0.039648
Scenario 3: Aggressive Fuel Sub | PG&E | Com | BldgEnv | Com - Office (Small) | Electric Energy (GWh/year) | Energy Efficiency | 0.00047779 | 0.00097975 | 0.0015071 | 0.0015749 | 0.0071233 | 0.0076653 | 0.0082254 | 0.0087224 | 0.0092363 | 0.0097665 | 0.010312 | 0.010872 | 0.011445
Scenario 3: Aggressive Fuel Sub | PG&E | Com | BldgEnv | Com - Office (Small) | Gas Energy (MMTherm/year) | Energy Efficiency | 0.00010718 | 0.00021975 | 0.00033799 | 0.00035338 | 0.001595 | 0.0017165 | 0.001842 | 0.0019531 | 0.002068 | 0.0021866 | 0.0023086 | 0.0024338 | 0.0025621
Scenario 3: Aggressive Fuel Sub | PG&E | Com | BldgEnv | Com - Other | Electric Demand (MW) | Energy Efficiency | 0.0015574 | 0.0031835 | 0.0048859 | 0.0067959 | 0.0087487 | 0.010767 | 0.012856 | 0.014585 | 0.016246 | 0.017968 | 0.019607 | 0.021305 | 0.023063
Scenario 3: Aggressive Fuel Sub | PG&E | Com | BldgEnv | Com - Other | Electric Energy (GWh/year) | Energy Efficiency | 0.00045112 | 0.00092227 | 0.0014156 | 0.0019862 | 0.0025683 | 0.0031689 | 0.003789 | 0.0043051 | 0.0047879 | 0.0052883 | 0.0057478 | 0.0062253 | 0.0067211
Scenario 3: Aggressive Fuel Sub | PG&E | Com | BldgEnv | Com - Other | Gas Energy (MMTherm/year) | Energy Efficiency | 0.00010072 | 0.00020588 | 0.00031596 | 0.00043854 | 0.00056393 | 0.00069362 | 0.00082786 | 0.00093879 | 0.0010461 | 0.0011573 | 0.0012641 | 0.0013747 | 0.0014891
Scenario 3: Aggressive Fuel Sub | PG&E | Com | BldgEnv | Com - Refrig. Warehouse | Electric Demand (MW) | Energy Efficiency | 0.00041775 | 0.00085666 | 0.0013158 | 0.0017944 | 0.0022916 | 0.002807 | 0.003336 | 0.0038081 | 0.0042874 | 0.0047746 | 0.0052684 | 0.0057697 | 0.0062793
Scenario 3: Aggressive Fuel Sub | PG&E | Com | BldgEnv | Com - Refrig. Warehouse | Electric Energy (GWh/year) | Energy Efficiency | 0.0001243 | 0.00025497 | 0.00039159 | 0.00053382 | 0.00068125 | 0.00083366 | 0.00098958 | 0.001125 | 0.0012618 | 0.0014002 | 0.0015401 | 0.0016819 | 0.001826
Scenario 3: Aggressive Fuel Sub | PG&E | Com | BldgEnv | Com - Refrig. Warehouse | Gas Energy (MMTherm/year) | Energy Efficiency | 3.7769e-05 | 7.7542e-05 | 0.00011892 | 0.00016147 | 0.00020472 | 0.0002483 | 0.0002916 | 0.00031927 | 0.00034536 | 0.00037027 | 0.0003944 | 0.00041834 | 0.0004427
Scenario 3: Aggressive Fuel Sub | PG&E | Com | BldgEnv | Com - Restaurant | Electric Demand (MW) | Energy Efficiency | 0.00058186 | 0.0010865 | 0.0016133 | 0.0021606 | 0.0027264 | 0.0033083 | 0.0039091 | 0.0043287 | 0.0048605 | 0.0054108 | 0.0059776 | 0.0059523 | 0.01273
Scenario 3: Aggressive Fuel Sub | PG&E | Com | BldgEnv | Com - Restaurant | Electric Energy (GWh/year) | Energy Efficiency | 0.00016665 | 0.00031202 | 0.00046382 | 0.00062151 | 0.00078456 | 0.00095229 | 0.0011255 | 0.0012476 | 0.0014012 | 0.00156 | 0.0017237 | 0.0017165 | 0.0036737
Scenario 3: Aggressive Fuel Sub | PG&E | Com | BldgEnv | Com - Restaurant | Gas Energy (MMTherm/year) | Energy Efficiency | 3.7842e-05 | 7.0436e-05 | 0.00010446 | 0.00013981 | 0.00017635 | 0.00021393 | 0.00025273 | 0.00027953 | 0.00031384 | 0.00034935 | 0.00038592 | 0.00038428 | 0.00082214
Scenario 3: Aggressive Fuel Sub | PG&E | Com | BldgEnv | Com - Retail | Electric Demand (MW) | Energy Efficiency | 0.067717 | 0.13625 | 0.13915 | 0.19608 | 0.27523 | 0.32388 | 0.36541 | 0.33339 | 0.27103 | 0.27458 | 0.22166 | 0.17333 | 0.13139
Scenario 3: Aggressive Fuel Sub | PG&E | Com | BldgEnv | Com - Retail | Electric Energy (GWh/year) | Energy Efficiency | 0.027363 | 0.055038 | 0.05589 | 0.07909 | 0.10817 | 0.12767 | 0.14422 | 0.13074 | 0.10484 | 0.10585 | 0.083804 | 0.063625 | 0.046044
Scenario 3: Aggressive Fuel Sub | PG&E | Com | BldgEnv | Com - Retail | Gas Energy (MMTherm/year) | Energy Efficiency | 0.0039688 | 0.0079862 | 0.0081727 | 0.011507 | 0.016305 | 0.01917 | 0.021621 | 0.019777 | 0.016165 | 0.016399 | 0.013326 | 0.01052 | 0.008088
Scenario 3: Aggressive Fuel Sub | PG&E | Com | BldgEnv | Com - School | Electric Demand (MW) | Energy Efficiency | 0.0024736 | 0.0050613 | 0.0077541 | 0.010533 | 0.013367 | 0.016262 | 0.019203 | 0.021957 | 0.02476 | 0.027611 | 0.030504 | 0.033448 | 0.036426
Scenario 3: Aggressive Fuel Sub | PG&E | Com | BldgEnv | Com - School | Electric Energy (GWh/year) | Energy Efficiency | 0.0007135 | 0.00146 | 0.0022369 | 0.0030388 | 0.0038564 | 0.0046919 | 0.0055404 | 0.0063359 | 0.0071456 | 0.0079689 | 0.0088046 | 0.0096549 | 0.010515
Scenario 3: Aggressive Fuel Sub | PG&E | Com | BldgEnv | Com - School | Gas Energy (MMTherm/year) | Energy Efficiency | 0.00015989 | 0.00032716 | 0.00050121 | 0.00068085 | 0.00086398 | 0.0010511 | 0.0012412 | 0.0014191 | 0.0016002 | 0.0017844 | 0.0019714 | 0.0021616 | 0.002354
Scenario 3: Aggressive Fuel Sub | PG&E | Com | BldgEnv | Com - Warehouse | Electric Demand (MW) | Energy Efficiency | 0.14531 | 0.28797 | 0.42211 | 0.54261 | 0.64565 | 0.72918 | 0.79263 | 0.69496 | 0.58278 | 0.46444 | 0.35355 | 0.26037 | 0.18705
Scenario 3: Aggressive Fuel Sub | PG&E | Com | BldgEnv | Com - Warehouse | Electric Energy (GWh/year) | Energy Efficiency | 0.073265 | 0.14511 | 0.21254 | 0.27298 | 0.32452 | 0.36616 | 0.39764 | 0.34791 | 0.291 | 0.23116 | 0.17561 | 0.1291 | 0.092662
Scenario 3: Aggressive Fuel Sub | PG&E | Com | BldgEnv | Com - Warehouse | Gas Energy (MMTherm/year) | Energy Efficiency | 0.042456 | 0.084151 | 0.12337 | 0.15862 | 0.18879 | 0.21326 | 0.23187 | 0.2034 | 0.17067 | 0.13612 | 0.10367 | 0.076376 | 0.054876
Scenario 3: Aggressive Fuel Sub | PG&E | Com | ComRefrig | Com - College | Electric Demand (MW) | Energy Efficiency | 0.0001902 | 0.00031074 | 0.00038013 | 0.00041556 | 0.00043522 | 0.0007515 | 0.0011061 | 0.0014627 | 0.0018222 | 0.002184 | 0.0025476 | 0.0029122 | 0.0032785
Scenario 3: Aggressive Fuel Sub | PG&E | Com | ComRefrig | Com - College | Electric Energy (GWh/year) | Energy Efficiency | 0.0013661 | 0.0022408 | 0.0027504 | 0.003015 | 0.003162 | 0.0055931 | 0.008319 | 0.011061 | 0.013826 | 0.016608 | 0.019405 | 0.02221 | 0.025028
Scenario 3: Aggressive Fuel Sub | PG&E | Com | ComRefrig | Com - College | Gas Energy (MMTherm/year) | Energy Efficiency | 0 | 0 | 0 | 0 | 0 | -1.4078e-05 | -3.0109e-05 | -4.6263e-05 | -6.2572e-05 | -7.9012e-05 | -9.5559e-05 | -0.00011217 | -0.00012888
Scenario 3: Aggressive Fuel Sub | PG&E | Com | ComRefrig | Com - Grocery | Electric Demand (MW) | Energy Efficiency | 0.14027 | 0.20863 | 0.24141 | 0.26018 | 0.2719 | 0.65182 | 1.0885 | 1.529 | 1.9721 | 2.4179 | 2.8662 | 3.317 | 3.7704
Scenario 3: Aggressive Fuel Sub | PG&E | Com | ComRefrig | Com - Grocery | Electric Energy (GWh/year) | Energy Efficiency | 1.0242 | 1.5349 | 1.783 | 1.9209 | 2.0038 | 4.9236 | 8.2816 | 11.6685 | 15.0768 | 18.5054 | 21.9542 | 25.4223 | 28.9112
Scenario 3: Aggressive Fuel Sub | PG&E | Com | ComRefrig | Com - Grocery | Gas Energy (MMTherm/year) | Energy Efficiency | 0 | 0 | 0 | 0 | 0 | -0.017114 | -0.036895 | -0.056878 | -0.077016 | -0.097301 | -0.11773 | -0.1383 | -0.15901
Scenario 3: Aggressive Fuel Sub | PG&E | Com | ComRefrig | Com - Refrig. Warehouse | Electric Demand (MW) | Energy Efficiency | 0.00040922 | 0.00065768 | 0.00079314 | 0.00085628 | 0.00089565 | 0.0017136 | 0.0026901 | 0.0036786 | 0.0046768 | 0.0056846 | 0.0067013 | 0.0077269 | 0.0087616
Scenario 3: Aggressive Fuel Sub | PG&E | Com | ComRefrig | Com - Refrig. Warehouse | Electric Energy (GWh/year) | Energy Efficiency | 0.0029456 | 0.004753 | 0.0057513 | 0.006227 | 0.0065182 | 0.012806 | 0.020315 | 0.027918 | 0.035597 | 0.04335 | 0.051172 | 0.059063 | 0.067025
Scenario 3: Aggressive Fuel Sub | PG&E | Com | ComRefrig | Com - Refrig. Warehouse | Gas Energy (MMTherm/year) | Energy Efficiency | 0 | 0 | 0 | 0 | 0 | -3.6773e-05 | -8.1085e-05 | -0.00012602 | -0.00017146 | -0.00021741 | -0.00026381 | -0.00031068 | -0.00035801
Scenario 3: Aggressive Fuel Sub | PG&E | Com | ComRefrig | Com - Restaurant | Electric Demand (MW) | Energy Efficiency | 0.004957 | 0.0074423 | 0.0086291 | 0.009324 | 0.0097306 | 0.022688 | 0.037203 | 0.051785 | 0.066414 | 0.081087 | 0.095796 | 0.10767 | 0.13807
Scenario 3: Aggressive Fuel Sub | PG&E | Com | ComRefrig | Com - Restaurant | Electric Energy (GWh/year) | Energy Efficiency | 0.036176 | 0.054713 | 0.063711 | 0.068843 | 0.071717 | 0.1713 | 0.28289 | 0.39502 | 0.50752 | 0.62037 | 0.73352 | 0.82486 | 1.0589
Scenario 3: Aggressive Fuel Sub | PG&E | Com | ComRefrig | Com - Restaurant | Gas Energy (MMTherm/year) | Energy Efficiency | 0 | 0 | 0 | 0 | 0 | -0.00058338 | -0.0012401 | -0.001901 | -0.0025651 | -0.0032322 | -0.0039018 | -0.0044408 | -0.0058396
Scenario 3: Aggressive Fuel Sub | PG&E | Com | ComRefrig | Com - Retail | Electric Demand (MW) | Energy Efficiency | 0.064774 | 0.097323 | 0.10319 | 0.11496 | 0.12182 | 0.28494 | 0.46962 | 0.65583 | 0.84317 | 1.0316 | 1.221 | 1.4115 | 1.6031
Scenario 3: Aggressive Fuel Sub | PG&E | Com | ComRefrig | Com - Retail | Electric Energy (GWh/year) | Energy Efficiency | 0.47217 | 0.71427 | 0.75571 | 0.84418 | 0.89404 | 2.1476 | 3.5675 | 4.9993 | 6.44 | 7.8891 | 9.3465 | 10.812 | 12.286
Scenario 3: Aggressive Fuel Sub | PG&E | Com | ComRefrig | Com - Retail | Gas Energy (MMTherm/year) | Energy Efficiency | 0 | 0 | 0 | 0 | 0 | -0.0073417 | -0.015698 | -0.024138 | -0.032643 | -0.04121 | -0.049837 | -0.058522 | -0.067267
Scenario 3: Aggressive Fuel Sub | PG&E | Com | ComRefrig | Com - School | Electric Demand (MW) | Energy Efficiency | 1.6961e-05 | 3.2335e-05 | 4.6729e-05 | 6.0208e-05 | 7.2828e-05 | 0.00068249 | 0.0014489 | 0.0022194 | 0.0029935 | 0.003771 | 0.004552 | 0.0053373 | 0.0061264
Scenario 3: Aggressive Fuel Sub | PG&E | Com | ComRefrig | Com - School | Electric Energy (GWh/year) | Energy Efficiency | 0.00012012 | 0.00022857 | 0.00033009 | 0.00042514 | 0.00051412 | 0.0052032 | 0.0111 | 0.01703 | 0.022987 | 0.028971 | 0.034982 | 0.041027 | 0.047101
Scenario 3: Aggressive Fuel Sub | PG&E | Com | ComRefrig | Com - School | Gas Energy (MMTherm/year) | Energy Efficiency | 0 | 0 | 0 | 0 | 0 | -2.7732e-05 | -6.2768e-05 | -9.8031e-05 | -0.00013349 | -0.00016913 | -0.00020496 | -0.00024102 | -0.00027728
Scenario 3: Aggressive Fuel Sub | PG&E | Com | FoodServ | Com - College | Electric Demand (MW) | Energy Efficiency | 0.013619 | 0.027699 | 0.042155 | 0.057013 | 0.077818 | 0.099681 | 0.12195 | 0.14454 | 0.16758 | 0.191 | 0.21476 | 0.23819 | 0.2619
Scenario 3: Aggressive Fuel Sub | PG&E | Com | FoodServ | Com - College | Electric Demand (MW) | Fuel Substitution | -0.00025602 | -0.00054674 | -0.00087333 | -0.0012367 | -0.0016376 | -0.0020765 | -0.0025541 | -0.0030709 | -0.0036273 | -0.004224 | -0.0048614 | -0.0055402 | -0.0062646
Scenario 3: Aggressive Fuel Sub | PG&E | Com | FoodServ | Com - College | Electric Energy (GWh/year) | Energy Efficiency | 0.064667 | 0.1316 | 0.20039 | 0.2712 | 0.3606 | 0.45381 | 0.54903 | 0.64582 | 0.74478 | 0.84566 | 0.94821 | 1.0471 | 1.1474
Scenario 3: Aggressive Fuel Sub | PG&E | Com | FoodServ | Com - College | Electric Energy (GWh/year) | Fuel Substitution | -0.0025029 | -0.0053121 | -0.0084329 | -0.011868 | -0.015617 | -0.019723 | -0.024268 | -0.029301 | -0.034909 | -0.041153 | -0.048103 | -0.05584 | -0.064468
Scenario 3: Aggressive Fuel Sub | PG&E | Com | FoodServ | Com - College | Gas Energy (MMTherm/year) | Energy Efficiency | 0.031295 | 0.063082 | 0.09485 | 0.12898 | 0.16183 | 0.19493 | 0.2283 | 0.26185 | 0.2957 | 0.3298 | 0.36422 | 0.39882 | 0.43101
Scenario 3: Aggressive Fuel Sub | PG&E | Com | FoodServ | Com - College | Gas Energy (MMTherm/year) | Fuel Substitution | 0.00025839 | 0.00054813 | 0.00086968 | 0.0012233 | 0.0016089 | 0.0020309 | 0.0024972 | 0.003013 | 0.0035869 | 0.004225 | 0.0049345 | 0.0057234 | 0.0066027
Scenario 3: Aggressive Fuel Sub | PG&E | Com | FoodServ | Com - Grocery | Electric Demand (MW) | Energy Efficiency | 0.073904 | 0.14996 | 0.22821 | 0.30859 | 0.41212 | 0.52095 | 0.63201 | 0.74527 | 0.86046 | 0.9776 | 1.0967 | 1.2143 | 1.3338
Scenario 3: Aggressive Fuel Sub | PG&E | Com | FoodServ | Com - Grocery | Electric Demand (MW) | Fuel Substitution | -0.0013114 | -0.0027961 | -0.004459 | -0.0063035 | -0.0083315 | -0.010545 | -0.012944 | -0.015531 | -0.018304 | -0.021266 | -0.024417 | -0.027756 | -0.031294
Scenario 3: Aggressive Fuel Sub | PG&E | Com | FoodServ | Com - Grocery | Electric Energy (GWh/year) | Energy Efficiency | 0.34987 | 0.71028 | 1.0816 | 1.4635 | 1.919 | 2.3949 | 2.8818 | 3.3796 | 3.8872 | 4.4046 | 4.9317 | 5.4394 | 5.9563
Scenario 3: Aggressive Fuel Sub | PG&E | Com | FoodServ | Com - Grocery | Electric Energy (GWh/year) | Fuel Substitution | -0.025024 | -0.053075 | -0.084182 | -0.11835 | -0.15554 | -0.19587 | -0.23955 | -0.28671 | -0.33761 | -0.39243 | -0.45136 | -0.51466 | -0.58268
Scenario 3: Aggressive Fuel Sub | PG&E | Com | FoodServ | Com - Grocery | Gas Energy (MMTherm/year) | Energy Efficiency | 0.16889 | 0.341 | 0.51622 | 0.69427 | 0.8746 | 1.0574 | 1.2422 | 1.429 | 1.6174 | 1.8073 | 2.0009 | 2.1972 | 2.345
Scenario 3: Aggressive Fuel Sub | PG&E | Com | FoodServ | Com - Grocery | Gas Energy (MMTherm/year) | Fuel Substitution | 0.0025969 | 0.0055065 | 0.0087317 | 0.012272 | 0.016125 | 0.020301 | 0.024821 | 0.029697 | 0.034956 | 0.040615 | 0.046694 | 0.053219 | 0.060225
Scenario 3: Aggressive Fuel Sub | PG&E | Com | FoodServ | Com - Health | Electric Demand (MW) | Energy Efficiency | 0.025436 | 0.051825 | 0.079663 | 0.10825 | 0.15954 | 0.21488 | 0.27139 | 0.32897 | 0.38744 | 0.44649 | 0.50582 | 0.56472 | 0.62454
Scenario 3: Aggressive Fuel Sub | PG&E | Com | FoodServ | Com - Health | Electric Demand (MW) | Fuel Substitution | -0.00057724 | -0.0012359 | -0.0019783 | -0.0028066 | -0.003722 | -0.004726 | -0.0058198 | -0.007005 | -0.0082827 | -0.0096547 | -0.011123 | -0.01269 | -0.014395
Scenario 3: Aggressive Fuel Sub | PG&E | Com | FoodServ | Com - Health | Electric Energy (GWh/year) | Energy Efficiency | 0.12351 | 0.25177 | 0.38726 | 0.52659 | 0.73632 | 0.96031 | 1.1898 | 1.4244 | 1.6633 | 1.9051 | 2.1485 | 2.3845 | 2.6247
Scenario 3: Aggressive Fuel Sub | PG&E | Com | FoodServ | Com - Health | Electric Energy (GWh/year) | Fuel Substitution | -0.0069666 | -0.014868 | -0.023754 | -0.033709 | -0.044769 | -0.057026 | -0.070545 | -0.085406 | -0.1017 | -0.11953 | -0.13903 | -0.16037 | -0.18397
Scenario 3: Aggressive Fuel Sub | PG&E | Com | FoodServ | Com - Health | Gas Energy (MMTherm/year) | Energy Efficiency | 0.079931 | 0.16129 | 0.24468 | 0.329 | 0.41453 | 0.50041 | 0.58972 | 0.67834 | 0.76771 | 0.85756 | 0.94822 | 1.04 | 1.1182
Scenario 3: Aggressive Fuel Sub | PG&E | Com | FoodServ | Com - Health | Gas Energy (MMTherm/year) | Fuel Substitution | 0.00073685 | 0.0015717 | 0.0025094 | 0.0035584 | 0.0047222 | 0.0060101 | 0.0074283 | 0.008985 | 0.010689 | 0.012552 | 0.014587 | 0.016809 | 0.019273
Scenario 3: Aggressive Fuel Sub | PG&E | Com | FoodServ | Com - Lodging | Electric Demand (MW) | Energy Efficiency | 0.03623 | 0.073998 | 0.11336 | 0.15427 | 0.2078 | 0.2652 | 0.32442 | 0.38543 | 0.44818 | 0.51273 | 0.579 | 0.63619 | 0.6949
Scenario 3: Aggressive Fuel Sub | PG&E | Com | FoodServ | Com - Lodging | Electric Demand (MW) | Fuel Substitution | -0.00060916 | -0.001303 | -0.002084 | -0.0029541 | -0.0039146 | -0.0049666 | -0.0061108 | -0.0073483 | -0.0086795 | -0.010105 | -0.011627 | -0.013254 | -0.015012
Scenario 3: Aggressive Fuel Sub | PG&E | Com | FoodServ | Com - Lodging | Electric Energy (GWh/year) | Energy Efficiency | 0.21781 | 0.44414 | 0.67936 | 0.92325 | 1.2097 | 1.5123 | 1.8247 | 2.1471 | 2.4791 | 2.821 | 3.1725 | 3.4389 | 3.7134
Scenario 3: Aggressive Fuel Sub | PG&E | Com | FoodServ | Com - Lodging | Electric Energy (GWh/year) | Fuel Substitution | -0.0073561 | -0.015644 | -0.024878 | -0.03513 | -0.046418 | -0.058793 | -0.072284 | -0.086932 | -0.10278 | -0.1199 | -0.13834 | -0.15824 | -0.18043
Scenario 3: Aggressive Fuel Sub | PG&E | Com | FoodServ | Com - Lodging | Gas Energy (MMTherm/year) | Energy Efficiency | 0.060512 | 0.12249 | 0.18586 | 0.25037 | 0.31615 | 0.38291 | 0.45063 | 0.51925 | 0.58868 | 0.65899 | 0.73073 | 0.80338 | 0.86296
Scenario 3: Aggressive Fuel Sub | PG&E | Com | FoodServ | Com - Lodging | Gas Energy (MMTherm/year) | Fuel Substitution | 0.0007577 | 0.0016106 | 0.0025601 | 0.0036131 | 0.0047715 | 0.0060401 | 0.0074216 | 0.0089202 | 0.010541 | 0.012288 | 0.01417 | 0.016201 | 0.018473
Scenario 3: Aggressive Fuel Sub | PG&E | Com | FoodServ | Com - Office (Large) | Electric Demand (MW) | Energy Efficiency | 0.0024134 | 0.0048388 | 0.0072817 | 0.0097375 | 0.01221 | 0.014697 | 0.017203 | 0.019721 | 0.022249 | 0.02479 | 0.027344 | 0.027498 | 0.027654
Scenario 3: Aggressive Fuel Sub | PG&E | Com | FoodServ | Com - Office (Large) | Electric Energy (GWh/year) | Energy Efficiency | 0.021168 | 0.042442 | 0.063869 | 0.085409 | 0.1071 | 0.12891 | 0.15089 | 0.17298 | 0.19515 | 0.21744 | 0.23984 | 0.24119 | 0.24256
Scenario 3: Aggressive Fuel Sub | PG&E | Com | FoodServ | Com - Office (Small) | Electric Demand (MW) | Energy Efficiency | 0.00061793 | 0.0012418 | 0.0018718 | 0.002327 | 0.0038638 | 0.0045027 | 0.0051475 | 0.0057982 | 0.0064545 | 0.0071164 | 0.0077841 | 0.0078398 | 0.0078955
Scenario 3: Aggressive Fuel Sub | PG&E | Com | FoodServ | Com - Office (Small) | Electric Energy (GWh/year) | Energy Efficiency | 0.0054199 | 0.010892 | 0.016418 | 0.020411 | 0.03389 | 0.039494 | 0.04515 | 0.050857 | 0.056613 | 0.062419 | 0.068276 | 0.068764 | 0.069253
Scenario 3: Aggressive Fuel Sub | PG&E | Com | FoodServ | Com - Other | Electric Demand (MW) | Energy Efficiency | 0.12405 | 0.25237 | 0.38512 | 0.52224 | 0.68349 | 0.852 | 1.0256 | 1.2041 | 1.3871 | 1.5748 | 1.7673 | 1.9642 | 2.1656
Scenario 3: Aggressive Fuel Sub | PG&E | Com | FoodServ | Com - Other | Electric Demand (MW) | Fuel Substitution | -0.0052349 | -0.011197 | -0.017912 | -0.025401 | -0.033678 | -0.042759 | -0.052652 | -0.063368 | -0.074915 | -0.087301 | -0.10053 | -0.11463 | -0.12959
Scenario 3: Aggressive Fuel Sub | PG&E | Com | FoodServ | Com - Other | Electric Energy (GWh/year) | Energy Efficiency | 0.58692 | 1.1961 | 1.8287 | 2.4847 | 3.2236 | 3.9958 | 4.7951 | 5.6212 | 6.472 | 7.3488 | 8.2512 | 9.1784 | 10.13
Scenario 3: Aggressive Fuel Sub | PG&E | Com | FoodServ | Com - Other | Electric Energy (GWh/year) | Fuel Substitution | -0.029651 | -0.063271 | -0.10098 | -0.14286 | -0.18897 | -0.23941 | -0.29449 | -0.35442 | -0.41949 | -0.48995 | -0.56603 | -0.64805 | -0.73637
Scenario 3: Aggressive Fuel Sub | PG&E | Com | FoodServ | Com - Other | Gas Energy (MMTherm/year) | Energy Efficiency | 0.22848 | 0.46122 | 0.69798 | 0.93822 | 1.1813 | 1.4276 | 1.6767 | 1.9283 | 2.1816 | 2.4368 | 2.6946 | 2.9545 | 3.2021
Scenario 3: Aggressive Fuel Sub | PG&E | Com | FoodServ | Com - Other | Gas Energy (MMTherm/year) | Fuel Substitution | 0.0028316 | 0.0060396 | 0.009635 | 0.013626 | 0.018017 | 0.022818 | 0.028059 | 0.033761 | 0.039953 | 0.046659 | 0.053904 | 0.061718 | 0.070138
Scenario 3: Aggressive Fuel Sub | PG&E | Com | FoodServ | Com - Restaurant | Electric Demand (MW) | Energy Efficiency | 0.18934 | 0.38357 | 0.58319 | 0.78816 | 1.0432 | 1.309 | 1.5806 | 1.8581 | 2.1411 | 2.4297 | 2.7238 | 2.9285 | 3.7392
Scenario 3: Aggressive Fuel Sub | PG&E | Com | FoodServ | Com - Restaurant | Electric Demand (MW) | Fuel Substitution | -0.0077286 | -0.016506 | -0.026366 | -0.037331 | -0.049418 | -0.062639 | -0.077003 | -0.092518 | -0.10919 | -0.12702 | -0.14601 | -0.16401 | -0.18312
Scenario 3: Aggressive Fuel Sub | PG&E | Com | FoodServ | Com - Restaurant | Electric Energy (GWh/year) | Energy Efficiency | 0.98052 | 1.9871 | 3.0227 | 4.0873 | 5.3158 | 6.5901 | 7.8965 | 9.2344 | 10.6033 | 12.0034 | 13.4341 | 14.3644 | 18.2416
Scenario 3: Aggressive Fuel Sub | PG&E | Com | FoodServ | Com - Restaurant | Electric Energy (GWh/year) | Fuel Substitution | -0.0762 | -0.16208 | -0.25782 | -0.36353 | -0.47922 | -0.60503 | -0.74131 | -0.88832 | -1.0465 | -1.216 | -1.3974 | -1.5699 | -1.7569
Scenario 3: Aggressive Fuel Sub | PG&E | Com | FoodServ | Com - Restaurant | Gas Energy (MMTherm/year) | Energy Efficiency | 0.44213 | 0.89179 | 1.3488 | 1.812 | 2.2807 | 2.754 | 3.2315 | 3.7128 | 4.1971 | 4.6845 | 5.1792 | 5.5712 | 6.5931
Scenario 3: Aggressive Fuel Sub | PG&E | Com | FoodServ | Com - Restaurant | Gas Energy (MMTherm/year) | Fuel Substitution | 0.0076431 | 0.016251 | 0.025842 | 0.036424 | 0.047998 | 0.060577 | 0.074197 | 0.08888 | 0.10467 | 0.12159 | 0.13968 | 0.15689 | 0.17556
Scenario 3: Aggressive Fuel Sub | PG&E | Com | FoodServ | Com - Retail | Electric Demand (MW) | Energy Efficiency | 0.0028876 | 0.0059072 | 0.0090738 | 0.010472 | 0.029363 | 0.032722 | 0.036318 | 0.040047 | 0.04388 | 0.047812 | 0.051842 | 0.05429 | 0.056814
Scenario 3: Aggressive Fuel Sub | PG&E | Com | FoodServ | Com - Retail | Electric Energy (GWh/year) | Energy Efficiency | 0.020605 | 0.041898 | 0.063958 | 0.076223 | 0.18072 | 0.20378 | 0.22808 | 0.25307 | 0.27861 | 0.30469 | 0.33128 | 0.34372 | 0.35653
Scenario 3: Aggressive Fuel Sub | PG&E | Com | FoodServ | Com - Retail | Gas Energy (MMTherm/year) | Energy Efficiency | 0.0002873 | 0.00060314 | 0.00095079 | 0.00095079 | 0.0046734 | 0.0050631 | 0.0055038 | 0.0059731 | 0.0064643 | 0.0069763 | 0.0075084 | 0.0080583 | 0.0086257
Scenario 3: Aggressive Fuel Sub | PG&E | Com | FoodServ | Com - School | Electric Demand (MW) | Energy Efficiency | 0.063148 | 0.1285 | 0.19599 | 0.26549 | 0.34731 | 0.43383 | 0.5222 | 0.61246 | 0.70456 | 0.79851 | 0.89424 | 0.98717 | 1.0817
Scenario 3: Aggressive Fuel Sub | PG&E | Com | FoodServ | Com - School | Electric Demand (MW) | Fuel Substitution | -0.00031189 | -0.00066125 | -0.0010482 | -0.0014727 | -0.001934 | -0.0024317 | -0.002965 | -0.0035334 | -0.0041361 | -0.0047727 | -0.0054493 | -0.0061845 | -0.0069852
Scenario 3: Aggressive Fuel Sub | PG&E | Com | FoodServ | Com - School | Electric Energy (GWh/year) | Energy Efficiency | 0.311 | 0.63318 | 0.96642 | 1.3102 | 1.6951 | 2.0987 | 2.5121 | 2.9358 | 3.3693 | 3.8128 | 4.2661 | 4.6883 | 5.1193
Scenario 3: Aggressive Fuel Sub | PG&E | Com | FoodServ | Com - School | Electric Energy (GWh/year) | Fuel Substitution | -0.0032244 | -0.006757 | -0.01071 | -0.015146 | -0.02013 | -0.025718 | -0.031964 | -0.038937 | -0.046713 | -0.055388 | -0.065093 | -0.076235 | -0.089243
Scenario 3: Aggressive Fuel Sub | PG&E | Com | FoodServ | Com - School | Gas Energy (MMTherm/year) | Energy Efficiency | 0.076233 | 0.1534 | 0.23132 | 0.30982 | 0.38864 | 0.46792 | 0.54757 | 0.62766 | 0.70815 | 0.7891 | 0.87068 | 0.95289 | 1.0298
Scenario 3: Aggressive Fuel Sub | PG&E | Com | FoodServ | Com - School | Gas Energy (MMTherm/year) | Fuel Substitution | 0.00033686 | 0.00070556 | 0.0011172 | 0.0015779 | 0.0020943 | 0.0026715 | 0.0033152 | 0.0040318 | 0.0048293 | 0.0057171 | 0.0067097 | 0.0078527 | 0.0091919
Scenario 3: Aggressive Fuel Sub | PG&E | Com | HVAC | Com - College | Electric Demand (MW) | Energy Efficiency | 0.14209 | 0.27845 | 0.40815 | 0.531 | 0.64374 | 0.75735 | 0.81268 | 0.87132 | 0.92605 | 0.99219 | 1.0677 | 1.1385 | 1.215
Scenario 3: Aggressive Fuel Sub | PG&E | Com | HVAC | Com - College | Electric Energy (GWh/year) | Energy Efficiency | 0.38861 | 0.74473 | 1.0723 | 1.3623 | 1.6098 | 1.8262 | 1.7837 | 1.7603 | 1.7469 | 1.783 | 1.8598 | 1.959 | 2.0809
Scenario 3: Aggressive Fuel Sub | PG&E | Com | HVAC | Com - College | Electric Energy (GWh/year) | Fuel Substitution | -0.082732 | -0.17137 | -0.26624 | -0.3666 | -0.4716 | -0.4716 | -0.4716 | -0.4716 | -0.4716 | -0.4716 | -0.4716 | -0.4716 | -0.4716
Scenario 3: Aggressive Fuel Sub | PG&E | Com | HVAC | Com - College | Gas Energy (MMTherm/year) | Energy Efficiency | 0.011603 | 0.023763 | 0.037132 | 0.056732 | 0.070544 | 0.07918 | 0.08881 | 0.098271 | 0.10487 | 0.11277 | 0.12061 | 0.12789 | 0.13516
Scenario 3: Aggressive Fuel Sub | PG&E | Com | HVAC | Com - College | Gas Energy (MMTherm/year) | Fuel Substitution | 0.015282 | 0.032482 | 0.050886 | 0.070355 | 0.090737 | 0.090737 | 0.090737 | 0.090737 | 0.090737 | 0.090737 | 0.090737 | 0.090737 | 0.090737
Scenario 3: Aggressive Fuel Sub | PG&E | Com | HVAC | Com - Grocery | Electric Demand (MW) | Energy Efficiency | 0.19183 | 0.40059 | 0.62547 | 0.86522 | 1.1181 | 1.3833 | 1.6598 | 1.9475 | 2.2446 | 2.5501 | 2.8629 | 3.1819 | 3.5065
Scenario 3: Aggressive Fuel Sub | PG&E | Com | HVAC | Com - Grocery | Electric Demand (MW) | Fuel Substitution | 0 | 0 | 0 | 0 | 0 | 0.004195 | 0.0085649 | 0.013035 | 0.017556 | 0.022104 | 0.026659 | 0.031208 | 0.035742
Scenario 3: Aggressive Fuel Sub | PG&E | Com | HVAC | Com - Grocery | Electric Energy (GWh/year) | Energy Efficiency | 0.72531 | 1.5152 | 2.3667 | 3.3252 | 4.3349 | 5.3925 | 6.4936 | 7.6379 | 8.7662 | 9.8764 | 11.0134 | 12.2212 | 13.4479
Scenario 3: Aggressive Fuel Sub | PG&E | Com | HVAC | Com - Grocery | Electric Energy (GWh/year) | Fuel Substitution | -0.70505 | -1.467 | -2.2807 | -3.1399 | -4.0373 | -3.9993 | -3.9597 | -3.9192 | -3.8783 | -3.8372 | -3.796 | -3.7549 | -3.7139
Scenario 3: Aggressive Fuel Sub | PG&E | Com | HVAC | Com - Grocery | Gas Energy (MMTherm/year) | Energy Efficiency | 0.013308 | 0.027791 | 0.043405 | 0.068681 | 0.095053 | 0.12243 | 0.15067 | 0.17969 | 0.20038 | 0.21307 | 0.22608 | 0.24756 | 0.269
Scenario 3: Aggressive Fuel Sub | PG&E | Com | HVAC | Com - Grocery | Gas Energy (MMTherm/year) | Fuel Substitution | 0.1038 | 0.21592 | 0.33559 | 0.46194 | 0.59391 | 0.59391 | 0.59391 | 0.59391 | 0.59391 | 0.59391 | 0.59391 | 0.59391 | 0.59391
Scenario 3: Aggressive Fuel Sub | PG&E | Com | HVAC | Com - Health | Electric Demand (MW) | Energy Efficiency | 0.27003 | 0.55378 | 0.84941 | 1.1509 | 1.4575 | 1.7658 | 2.0161 | 2.2748 | 2.5444 | 2.826 | 3.1191 | 3.4261 | 3.7463
Scenario 3: Aggressive Fuel Sub | PG&E | Com | HVAC | Com - Health | Electric Demand (MW) | Fuel Substitution | 0 | 0 | 0 | 0 | 0 | 0.0025129 | 0.005155 | 0.007881 | 0.010662 | 0.013477 | 0.016315 | 0.019165 | 0.022021
Scenario 3: Aggressive Fuel Sub | PG&E | Com | HVAC | Com - Health | Electric Energy (GWh/year) | Energy Efficiency | 1.5318 | 3.121 | 4.7552 | 6.3997 | 8.0499 | 9.6943 | 10.7599 | 11.8488 | 12.9814 | 14.167 | 15.4065 | 16.7144 | 18.087
Scenario 3: Aggressive Fuel Sub | PG&E | Com | HVAC | Com - Health | Electric Energy (GWh/year) | Fuel Substitution | -0.16988 | -0.3546 | -0.5528 | -0.76284 | -0.9829 | -0.96554 | -0.94729 | -0.92845 | -0.90924 | -0.88979 | -0.87019 | -0.8505 | -0.83077
Scenario 3: Aggressive Fuel Sub | PG&E | Com | HVAC | Com - Health | Gas Energy (MMTherm/year) | Energy Efficiency | 0.061186 | 0.12613 | 0.19542 | 0.26773 | 0.34309 | 0.41476 | 0.45754 | 0.50019 | 0.54213 | 0.58272 | 0.62147 | 0.65876 | 0.69455
Scenario 3: Aggressive Fuel Sub | PG&E | Com | HVAC | Com - Health | Gas Energy (MMTherm/year) | Fuel Substitution | 0.036239 | 0.07558 | 0.11776 | 0.16245 | 0.20933 | 0.20933 | 0.20933 | 0.20933 | 0.20933 | 0.20933 | 0.20933 | 0.20933 | 0.20933
Scenario 3: Aggressive Fuel Sub | PG&E | Com | HVAC | Com - Lodging | Electric Demand (MW) | Energy Efficiency | 0.145 | 0.29612 | 0.45746 | 0.62813 | 0.8082 | 0.99565 | 1.1798 | 1.3775 | 1.5769 | 1.7826 | 1.9948 | 2.213 | 2.436
Scenario 3: Aggressive Fuel Sub | PG&E | Com | HVAC | Com - Lodging | Electric Demand (MW) | Fuel Substitution | 0 | 0 | 0 | 0 | 0 | 0.002715 | 0.0055402 | 0.0084274 | 0.0099606 | 0.011504 | 0.013052 | 0.014598 | 0.017532
Scenario 3: Aggressive Fuel Sub | PG&E | Com | HVAC | Com - Lodging | Electric Energy (GWh/year) | Energy Efficiency | 0.81988 | 1.6332 | 2.4837 | 3.3676 | 4.2859 | 5.2307 | 5.9168 | 6.6842 | 7.366 | 8.1556 | 8.9657 | 9.7921 | 10.628
Scenario 3: Aggressive Fuel Sub | PG&E | Com | HVAC | Com - Lodging | Electric Energy (GWh/year) | Fuel Substitution | -0.19903 | -0.41427 | -0.64413 | -0.88674 | -1.14 | -1.1288 | -1.117 | -1.105 | -1.0965 | -1.0878 | -1.0792 | -1.0705 | -1.0583
Scenario 3: Aggressive Fuel Sub | PG&E | Com | HVAC | Com - Lodging | Gas Energy (MMTherm/year) | Energy Efficiency | 0.033984 | 0.070345 | 0.1089 | 0.14934 | 0.19154 | 0.23274 | 0.25735 | 0.28161 | 0.29653 | 0.31968 | 0.34208 | 0.36375 | 0.38467
Scenario 3: Aggressive Fuel Sub | PG&E | Com | HVAC | Com - Lodging | Gas Energy (MMTherm/year) | Fuel Substitution | 0.033601 | 0.06991 | 0.10867 | 0.14957 | 0.19229 | 0.19229 | 0.19229 | 0.19229 | 0.19229 | 0.19229 | 0.19229 | 0.19229 | 0.19229
Scenario 3: Aggressive Fuel Sub | PG&E | Com | HVAC | Com - Office (Large) | Electric Demand (MW) | Energy Efficiency | 0.073393 | 0.15 | 0.22971 | 0.31201 | 0.39671 | 0.46978 | 0.53548 | 0.60309 | 0.65814 | 0.71142 | 0.76609 | 0.82205 | 0.87913
Scenario 3: Aggressive Fuel Sub | PG&E | Com | HVAC | Com - Office (Large) | Electric Energy (GWh/year) | Energy Efficiency | 0.51987 | 1.0558 | 1.6085 | 2.1729 | 2.7489 | 3.2869 | 3.7794 | 4.2788 | 4.7118 | 5.1357 | 5.5633 | 5.9944 | 6.4285
Scenario 3: Aggressive Fuel Sub | PG&E | Com | HVAC | Com - Office (Large) | Electric Energy (GWh/year) | Fuel Substitution | -0.00022414 | 0.0015315 | 0.0033566 | 0.0052354 | 0.0071524 | 0.0071524 | 0.0071524 | 0.0071524 | 0.0071524 | 0.0071524 | 0.0071524 | 0.0071524 | 0.0071524
Scenario 3: Aggressive Fuel Sub | PG&E | Com | HVAC | Com - Office (Large) | Gas Energy (MMTherm/year) | Energy Efficiency | 0.043426 | 0.088434 | 0.1349 | 0.18237 | 0.23074 | 0.24176 | 0.25292 | 0.26407 | 0.27509 | 0.28606 | 0.29693 | 0.30772 | 0.31843
Scenario 3: Aggressive Fuel Sub | PG&E | Com | HVAC | Com - Office (Large) | Gas Energy (MMTherm/year) | Fuel Substitution | 2.7802e-05 | 0.00026076 | 0.00050301 | 0.00075234 | 0.0010066 | 0.0010066 | 0.0010066 | 0.0010066 | 0.0010066 | 0.0010066 | 0.0010066 | 0.0010066 | 0.0010066
Scenario 3: Aggressive Fuel Sub | PG&E | Com | HVAC | Com - Office (Small) | Electric Demand (MW) | Energy Efficiency | 0.073774 | 0.15035 | 0.22953 | 0.2543 | 0.85243 | 0.92531 | 1.0021 | 1.0806 | 1.1573 | 1.2341 | 1.3117 | 1.39 | 1.4688
Scenario 3: Aggressive Fuel Sub | PG&E | Com | HVAC | Com - Office (Small) | Electric Energy (GWh/year) | Energy Efficiency | 0.14543 | 0.29736 | 0.45534 | 0.52751 | 1.4618 | 1.6036 | 1.7596 | 1.9218 | 2.0744 | 2.2261 | 2.3799 | 2.5357 | 2.693
Scenario 3: Aggressive Fuel Sub | PG&E | Com | HVAC | Com - Office (Small) | Electric Energy (GWh/year) | Fuel Substitution | -0.034026 | -0.070745 | -0.14052 | -0.20019 | -0.2623 | -0.2623 | -0.2623 | -0.2623 | -0.2623 | -0.2623 | -0.2623 | -0.2623 | -0.2623
Scenario 3: Aggressive Fuel Sub | PG&E | Com | HVAC | Com - Office (Small) | Gas Energy (MMTherm/year) | Energy Efficiency | 0.020639 | 0.042192 | 0.064566 | 0.076457 | 0.18743 | 0.19272 | 0.19807 | 0.2035 | 0.20899 | 0.21452 | 0.22009 | 0.22571 | 0.23138
Scenario 3: Aggressive Fuel Sub | PG&E | Com | HVAC | Com - Office (Small) | Gas Energy (MMTherm/year) | Fuel Substitution | 0.0059968 | 0.012462 | 0.023096 | 0.032191 | 0.041662 | 0.041662 | 0.041662 | 0.041662 | 0.041662 | 0.041662 | 0.041662 | 0.041662 | 0.041662
Scenario 3: Aggressive Fuel Sub | PG&E | Com | HVAC | Com - Other | Electric Demand (MW) | Energy Efficiency | 1.9104 | 3.2966 | 4.3971 | 5.5278 | 6.6783 | 7.8583 | 8.0188 | 8.7734 | 9.8438 | 10.939 | 12.0571 | 13.1935 | 14.3491
Scenario 3: Aggressive Fuel Sub | PG&E | Com | HVAC | Com - Other | Electric Energy (GWh/year) | Energy Efficiency | 2.8352 | 5.0512 | 6.9507 | 8.915 | 10.9269 | 12.9959 | 13.6317 | 15.0103 | 16.5297 | 18.0977 | 19.7043 | 21.3415 | 23.0116
Scenario 3: Aggressive Fuel Sub | PG&E | Com | HVAC | Com - Other | Electric Energy (GWh/year) | Fuel Substitution | -1.1963 | -2.4916 | -3.8763 | -5.339 | -6.8673 | -6.8673 | -6.8673 | -6.8673 | -6.8673 | -6.8673 | -6.8673 | -6.8673 | -6.8673
Scenario 3: Aggressive Fuel Sub | PG&E | Com | HVAC | Com - Other | Gas Energy (MMTherm/year) | Energy Efficiency | 0.27093 | 0.47038 | 0.6321 | 0.79747 | 0.96493 | 1.1356 | 1.1439 | 1.2307 | 1.3334 | 1.4377 | 1.5438 | 1.6517 | 1.7618
Scenario 3: Aggressive Fuel Sub | PG&E | Com | HVAC | Com - Other | Gas Energy (MMTherm/year) | Fuel Substitution | 0.20655 | 0.43002 | 0.66881 | 0.92105 | 1.1847 | 1.1847 | 1.1847 | 1.1847 | 1.1847 | 1.1847 | 1.1847 | 1.1847 | 1.1847
Scenario 3: Aggressive Fuel Sub | PG&E | Com | HVAC | Com - Restaurant | Electric Demand (MW) | Energy Efficiency | 0.033587 | 0.067848 | 0.10306 | 0.13898 | 0.17545 | 0.2123 | 0.24973 | 0.28752 | 0.32556 | 0.36392 | 0.40254 | 0.40922 | 0.80611
Scenario 3: Aggressive Fuel Sub | PG&E | Com | HVAC | Com - Restaurant | Electric Demand (MW) | Fuel Substitution | 0 | 0 | 0 | 0 | 0 | 2.2583e-06 | 4.6069e-06 | 7.0065e-06 | 9.4341e-06 | 1.1875e-05 | 1.432e-05 | 1.6521e-05 | 1.8714e-05
Scenario 3: Aggressive Fuel Sub | PG&E | Com | HVAC | Com - Restaurant | Electric Energy (GWh/year) | Energy Efficiency | 0.050394 | 0.10211 | 0.15564 | 0.21065 | 0.2669 | 0.32411 | 0.38227 | 0.44141 | 0.50122 | 0.56176 | 0.62509 | 0.69312 | 1.3777
Scenario 3: Aggressive Fuel Sub | PG&E | Com | HVAC | Com - Restaurant | Electric Energy (GWh/year) | Fuel Substitution | -0.046972 | -0.097747 | -0.15191 | -0.20897 | -0.26841 | -0.26839 | -0.26837 | -0.26835 | -0.26833 | -0.26831 | -0.26829 | -0.26828 | -0.26826
Scenario 3: Aggressive Fuel Sub | PG&E | Com | HVAC | Com - Restaurant | Gas Energy (MMTherm/year) | Energy Efficiency | 0.10682 | 0.22334 | 0.3491 | 0.48316 | 0.62446 | 0.77194 | 0.92474 | 1.0819 | 1.2427 | 1.4064 | 1.5727 | 1.7077 | 2.1278
Scenario 3: Aggressive Fuel Sub | PG&E | Com | HVAC | Com - Restaurant | Gas Energy (MMTherm/year) | Fuel Substitution | 0.010079 | 0.020958 | 0.032553 | 0.044773 | 0.057518 | 0.057518 | 0.057518 | 0.057518 | 0.057518 | 0.057518 | 0.057518 | 0.057518 | 0.057518
Scenario 3: Aggressive Fuel Sub | PG&E | Com | HVAC | Com - Retail | Electric Demand (MW) | Energy Efficiency | 0.41111 | 0.85325 | 1.3216 | 1.6435 | 3.4217 | 3.9425 | 4.4957 | 5.0688 | 5.5982 | 6.13 | 6.6769 | 7.2365 | 7.8082
Scenario 3: Aggressive Fuel Sub | PG&E | Com | HVAC | Com - Retail | Electric Demand (MW) | Fuel Substitution | 0 | 0 | 0 | 0 | 0 | 0.007614 | 0.01559 | 0.023788 | 0.023788 | 0.023788 | 0.023788 | 0.023788 | 0.023788
Scenario 3: Aggressive Fuel Sub | PG&E | Com | HVAC | Com - Retail | Electric Energy (GWh/year) | Energy Efficiency | 0.97591 | 2.0238 | 2.9906 | 3.7579 | 7.186 | 8.3491 | 9.5587 | 10.8229 | 11.8363 | 12.9045 | 14.0842 | 15.2943 | 16.5321
Scenario 3: Aggressive Fuel Sub | PG&E | Com | HVAC | Com - Retail | Electric Energy (GWh/year) | Fuel Substitution | -0.13131 | -0.27336 | -0.42497 | -0.56996 | -0.72112 | -0.69738 | -0.67249 | -0.64689 | -0.64689 | -0.64689 | -0.64689 | -0.64689 | -0.64689
Scenario 3: Aggressive Fuel Sub | PG&E | Com | HVAC | Com - Retail | Gas Energy (MMTherm/year) | Energy Efficiency | 0.027046 | 0.056077 | 0.087049 | 0.10691 | 0.23396 | 0.26132 | 0.29089 | 0.32151 | 0.35296 | 0.38526 | 0.41837 | 0.45222 | 0.48676
Scenario 3: Aggressive Fuel Sub | PG&E | Com | HVAC | Com - Retail | Gas Energy (MMTherm/year) | Fuel Substitution | 0.030066 | 0.062536 | 0.097165 | 0.13029 | 0.16485 | 0.16485 | 0.16485 | 0.16485 | 0.16485 | 0.16485 | 0.16485 | 0.16485 | 0.16485
Scenario 3: Aggressive Fuel Sub | PG&E | Com | HVAC | Com - School | Electric Demand (MW) | Energy Efficiency | 0.070032 | 0.1484 | 0.23017 | 0.32062 | 0.41599 | 0.50842 | 0.59851 | 0.69198 | 0.75725 | 0.81408 | 0.87183 | 0.9535 | 1.0439
Scenario 3: Aggressive Fuel Sub | PG&E | Com | HVAC | Com - School | Electric Energy (GWh/year) | Energy Efficiency | 0.41789 | 0.86926 | 1.332 | 1.8535 | 2.4053 | 2.9505 | 3.4821 | 4.0358 | 4.473 | 4.8788 | 5.2894 | 5.7573 | 6.2472
Scenario 3: Aggressive Fuel Sub | PG&E | Com | HVAC | Com - School | Electric Energy (GWh/year) | Fuel Substitution | -0.15451 | -0.31885 | -0.49138 | -0.67009 | -0.85346 | -0.85346 | -0.85346 | -0.85346 | -0.85346 | -0.85346 | -0.85346 | -0.85346 | -0.85346
Scenario 3: Aggressive Fuel Sub | PG&E | Com | HVAC | Com - School | Gas Energy (MMTherm/year) | Energy Efficiency | 0.050721 | 0.10399 | 0.15891 | 0.21675 | 0.27596 | 0.32008 | 0.36464 | 0.41069 | 0.45133 | 0.49056 | 0.5299 | 0.57214 | 0.61541
Scenario 3: Aggressive Fuel Sub | PG&E | Com | HVAC | Com - School | Gas Energy (MMTherm/year) | Fuel Substitution | 0.024721 | 0.051001 | 0.078585 | 0.10811 | 0.13841 | 0.13841 | 0.13841 | 0.13841 | 0.13841 | 0.13841 | 0.13841 | 0.13841 | 0.13841
Scenario 3: Aggressive Fuel Sub | PG&E | Com | HVAC | Com - Warehouse | Electric Demand (MW) | Energy Efficiency | 0.02771 | 0.057869 | 0.09038 | 0.12512 | 0.16192 | 0.20072 | 0.24121 | 0.28327 | 0.31059 | 0.335 | 0.36004 | 0.38564 | 0.41176
Scenario 3: Aggressive Fuel Sub | PG&E | Com | HVAC | Com - Warehouse | Electric Energy (GWh/year) | Energy Efficiency | 0.10729 | 0.22398 | 0.34974 | 0.48409 | 0.62638 | 0.7765 | 0.93307 | 1.0957 | 1.2038 | 1.2914 | 1.3812 | 1.4788 | 1.5783
Scenario 3: Aggressive Fuel Sub | PG&E | Com | HVAC | Com - Warehouse | Electric Energy (GWh/year) | Fuel Substitution | -0.1066 | -0.22232 | -0.34636 | -0.47777 | -0.61548 | -0.61548 | -0.61548 | -0.61548 | -0.61548 | -0.61548 | -0.61548 | -0.61548 | -0.61548
Scenario 3: Aggressive Fuel Sub | PG&E | Com | HVAC | Com - Warehouse | Gas Energy (MMTherm/year) | Energy Efficiency | 0.0028473 | 0.0059462 | 0.0092865 | 0.012855 | 0.016632 | 0.020617 | 0.02477 | 0.02908 | 0.032258 | 0.034854 | 0.037519 | 0.040475 | 0.043492
Scenario 3: Aggressive Fuel Sub | PG&E | Com | HVAC | Com - Warehouse | Gas Energy (MMTherm/year) | Fuel Substitution | 0.016498 | 0.034397 | 0.053578 | 0.073897 | 0.095196 | 0.095196 | 0.095196 | 0.095196 | 0.095196 | 0.095196 | 0.095196 | 0.095196 | 0.095196
Scenario 3: Aggressive Fuel Sub | PG&E | Com | Lighting | Com - Grocery | Electric Demand (MW) | Energy Efficiency | 0.021952 | 0.044689 | 0.068156 | 0.092278 | 0.11695 | 0.14217 | 0.16784 | 0.19388 | 0.22025 | 0.24694 | 0.27393 | 0.30122 | 0.32881
Scenario 3: Aggressive Fuel Sub | PG&E | Com | Lighting | Com - Grocery | Electric Energy (GWh/year) | Energy Efficiency | 0.12554 | 0.25556 | 0.38975 | 0.52769 | 0.66876 | 0.81297 | 0.95976 | 1.1087 | 1.2595 | 1.412 | 1.5664 | 1.7224 | 1.8802
Scenario 3: Aggressive Fuel Sub | PG&E | Com | Lighting | Com - Grocery | Gas Energy (MMTherm/year) | Energy Efficiency | -0.0017333 | -0.0035284 | -0.005381 | -0.0072854 | -0.0092329 | -0.011224 | -0.01325 | -0.015306 | -0.017387 | -0.019493 | -0.021624 | -0.023777 | -0.025955
Scenario 3: Aggressive Fuel Sub | PG&E | Com | Lighting | Com - Health | Electric Demand (MW) | Energy Efficiency | 0.053579 | 0.10911 | 0.16692 | 0.22618 | 0.28697 | 0.34919 | 0.41256 | 0.47689 | 0.542 | 0.60768 | 0.67369 | 0.74048 | 0.80802
Scenario 3: Aggressive Fuel Sub | PG&E | Com | Lighting | Com - Health | Electric Energy (GWh/year) | Energy Efficiency | 0.31954 | 0.65073 | 0.99548 | 1.3488 | 1.7113 | 2.0823 | 2.4602 | 2.8437 | 3.2319 | 3.6234 | 4.017 | 4.4151 | 4.8177
Scenario 3: Aggressive Fuel Sub | PG&E | Com | Lighting | Com - Health | Gas Energy (MMTherm/year) | Energy Efficiency | -0.0038755 | -0.0078922 | -0.012074 | -0.016359 | -0.020756 | -0.025256 | -0.029839 | -0.034492 | -0.039201 | -0.04395 | -0.048724 | -0.053554 | -0.058438
Scenario 3: Aggressive Fuel Sub | PG&E | Com | Lighting | Com - Office (Large) | Electric Demand (MW) | Energy Efficiency | 0.037152 | 0.076687 | 0.11855 | 0.16242 | 0.20821 | 0.25568 | 0.30478 | 0.35543 | 0.40758 | 0.46126 | 0.51631 | 0.57264 | 0.63019
Scenario 3: Aggressive Fuel Sub | PG&E | Com | Lighting | Com - Office (Large) | Electric Energy (GWh/year) | Energy Efficiency | 0.26626 | 0.54959 | 0.84961 | 1.164 | 1.4922 | 1.8324 | 2.1843 | 2.5472 | 2.921 | 3.3057 | 3.7002 | 4.1039 | 4.5164
Scenario 3: Aggressive Fuel Sub | PG&E | Com | Lighting | Com - Office (Large) | Gas Energy (MMTherm/year) | Energy Efficiency | -0.0012418 | -0.0025633 | -0.0039627 | -0.005429 | -0.0069596 | -0.0085465 | -0.010188 | -0.011881 | -0.013624 | -0.015418 | -0.017258 | -0.019141 | -0.021065
Scenario 3: Aggressive Fuel Sub | PG&E | Com | Lighting | Com - Refrig. Warehouse | Electric Demand (MW) | Energy Efficiency | 0.00029811 | 0.00060799 | 0.00092866 | 0.0012593 | 0.0015993 | 0.0019482 | 0.0023042 | 0.0026667 | 0.0030349 | 0.0034088 | 0.003788 | 0.0041724 | 0.0045619
Scenario 3: Aggressive Fuel Sub | PG&E | Com | Lighting | Com - Refrig. Warehouse | Electric Energy (GWh/year) | Energy Efficiency | 0.0027386 | 0.0055854 | 0.0085315 | 0.01157 | 0.014694 | 0.017899 | 0.021169 | 0.024501 | 0.027884 | 0.03132 | 0.034804 | 0.038337 | 0.041917
Scenario 3: Aggressive Fuel Sub | PG&E | Com | Lighting | Com - Restaurant | Electric Demand (MW) | Energy Efficiency | 0.0044859 | 0.0092555 | 0.014295 | 0.019576 | 0.025074 | 0.038633 | 0.053269 | 0.068066 | 0.083005 | 0.090547 | 0.097403 | 0.10271 | 0.12196
Scenario 3: Aggressive Fuel Sub | PG&E | Com | Lighting | Com - Restaurant | Electric Energy (GWh/year) | Energy Efficiency | 0.026904 | 0.055509 | 0.08573 | 0.1174 | 0.15038 | 0.23165 | 0.31938 | 0.40807 | 0.49761 | 0.54284 | 0.58396 | 0.61577 | 0.73123
Scenario 3: Aggressive Fuel Sub | PG&E | Com | Lighting | Com - Restaurant | Gas Energy (MMTherm/year) | Energy Efficiency | -0.00029156 | -0.00060155 | -0.00092906 | -0.0012723 | -0.0016297 | -0.0025107 | -0.0034617 | -0.0044232 | -0.0053939 | -0.0058841 | -0.0063297 | -0.0066744 | -0.0079256
Scenario 3: Aggressive Fuel Sub | PG&E | Com | Lighting | Com - Retail | Electric Demand (MW) | Energy Efficiency | 0.10724 | 0.21829 | 0.33287 | 0.42501 | 0.68542 | 0.80695 | 0.93145 | 1.0578 | 1.1858 | 1.3153 | 1.4463 | 1.5788 | 1.7128
Scenario 3: Aggressive Fuel Sub | PG&E | Com | Lighting | Com - Retail | Electric Energy (GWh/year) | Energy Efficiency | 0.63849 | 1.2996 | 1.9818 | 2.5304 | 4.0809 | 4.8045 | 5.5457 | 6.2981 | 7.0599 | 7.831 | 8.6111 | 9.4 | 10.1977
Scenario 3: Aggressive Fuel Sub | PG&E | Com | Lighting | Com - Retail | Gas Energy (MMTherm/year) | Energy Efficiency | -0.0039271 | -0.0079934 | -0.012189 | -0.015564 | -0.025102 | -0.029552 | -0.034112 | -0.03874 | -0.043426 | -0.048169 | -0.052968 | -0.057821 | -0.062729
Scenario 3: Aggressive Fuel Sub | PG&E | Com | Lighting | Com - Warehouse | Electric Demand (MW) | Energy Efficiency | 0.00060073 | 0.001241 | 0.0019191 | 0.0026331 | 0.0033802 | 0.0041597 | 0.0049758 | 0.0058285 | 0.0060128 | 0.0060128 | 0.0060128 | 0.0060128 | 0.0060128
Scenario 3: Aggressive Fuel Sub | PG&E | Com | Lighting | Com - Warehouse | Electric Energy (GWh/year) | Energy Efficiency | 0.0048102 | 0.0099373 | 0.015367 | 0.021084 | 0.027066 | 0.033308 | 0.039843 | 0.046671 | 0.048146 | 0.048146 | 0.048146 | 0.048146 | 0.048146
Scenario 3: Aggressive Fuel Sub | PG&E | Com | Lighting | Com - Warehouse | Gas Energy (MMTherm/year) | Energy Efficiency | -3.3855e-05 | -6.994e-05 | -0.00010816 | -0.00014839 | -0.0001905 | -0.00023442 | -0.00028042 | -0.00032847 | -0.00033886 | -0.00033886 | -0.00033886 | -0.00033886 | -0.00033886
Scenario 3: Aggressive Fuel Sub | PG&E | Com | WaterHeat | Com - College | Electric Demand (MW) | Energy Efficiency | 1.8629e-06 | -1.8862e-06 | -2.303e-05 | 1.5796e-05 | -5.4134e-06 | 2.5142e-05 | 6.354e-05 | 0.00011168 | 0.00017218 | 0.0002481 | 0.00034327 | 0.00046231 | 0.00061139
Scenario 3: Aggressive Fuel Sub | PG&E | Com | WaterHeat | Com - College | Electric Demand (MW) | Fuel Substitution | 0 | 0 | 0 | 0 | 0 | 0.26805 | 0.60983 | 1.0369 | 1.5581 | 2.2229 | 3.0726 | 4.1124 | 5.3473
Scenario 3: Aggressive Fuel Sub | PG&E | Com | WaterHeat | Com - College | Electric Energy (GWh/year) | Energy Efficiency | 1.4575e-05 | -2.4119e-05 | -0.00022544 | 0.00012429 | -8.4078e-05 | 0.00016659 | 0.00048161 | 0.00087655 | 0.0013728 | 0.0019957 | 0.0027765 | 0.003753 | 0.004976
Scenario 3: Aggressive Fuel Sub | PG&E | Com | WaterHeat | Com - College | Electric Energy (GWh/year) | Fuel Substitution | -0.81303 | -1.8194 | -3.0528 | -4.5526 | -6.3634 | -4.0753 | -1.1577 | 2.4882 | 6.9377 | 12.6132 | 19.8671 | 28.7434 | 39.2861
Scenario 3: Aggressive Fuel Sub | PG&E | Com | WaterHeat | Com - College | Gas Energy (MMTherm/year) | Energy Efficiency | 0.053916 | 0.13517 | 0.20792 | 0.32153 | 0.40007 | 0.44078 | 0.50334 | 0.56873 | 0.63034 | 0.68143 | 0.71368 | 0.72029 | 0.69862
Scenario 3: Aggressive Fuel Sub | PG&E | Com | WaterHeat | Com - College | Gas Energy (MMTherm/year) | Fuel Substitution | 0.09213 | 0.20617 | 0.34599 | 0.51613 | 0.72175 | 0.72175 | 0.72175 | 0.72175 | 0.72175 | 0.72175 | 0.72175 | 0.72175 | 0.72175
Scenario 3: Aggressive Fuel Sub | PG&E | Com | WaterHeat | Com - Grocery | Electric Demand (MW) | Energy Efficiency | 5.7973e-05 | 0.00012772 | 0.0002122 | 0.00031504 | 0.00044067 | 0.00057981 | 0.00075481 | 0.00097483 | 0.0012511 | 0.0015978 | 0.0020332 | 0.0025795 | 0.0032654
Scenario 3: Aggressive Fuel Sub | PG&E | Com | WaterHeat | Com - Grocery | Electric Energy (GWh/year) | Energy Efficiency | 0.00030601 | 0.00067423 | 0.0011202 | 0.0016632 | 0.0023266 | 0.0030616 | 0.0039861 | 0.0051483 | 0.0066074 | 0.0084392 | 0.010739 | 0.013625 | 0.017248
Scenario 3: Aggressive Fuel Sub | PG&E | Com | WaterHeat | Com - Grocery | Electric Energy (GWh/year) | Fuel Substitution | -0.035306 | -0.078608 | -0.1317 | -0.19673 | -0.27619 | -0.27619 | -0.27619 | -0.27619 | -0.27619 | -0.27619 | -0.27619 | -0.27619 | -0.27619
Scenario 3: Aggressive Fuel Sub | PG&E | Com | WaterHeat | Com - Grocery | Gas Energy (MMTherm/year) | Energy Efficiency | 0.032553 | 0.070301 | 0.11406 | 0.16374 | 0.19824 | 0.23239 | 0.26385 | 0.2971 | 0.33057 | 0.36215 | 0.38919 | 0.40875 | 0.41814
Scenario 3: Aggressive Fuel Sub | PG&E | Com | WaterHeat | Com - Grocery | Gas Energy (MMTherm/year) | Fuel Substitution | 0.0047374 | 0.010548 | 0.017671 | 0.026397 | 0.03706 | 0.03706 | 0.03706 | 0.03706 | 0.03706 | 0.03706 | 0.03706 | 0.03706 | 0.03706
Scenario 3: Aggressive Fuel Sub | PG&E | Com | WaterHeat | Com - Health | Electric Demand (MW) | Energy Efficiency | 7.8121e-05 | 0.00015105 | 0.00022123 | 0.000291 | 0.000366 | 0.00058203 | 0.00085451 | 0.0011978 | 0.0016294 | 0.0021706 | 0.0028476 | 0.0036981 | 0.0047666
Scenario 3: Aggressive Fuel Sub | PG&E | Com | WaterHeat | Com - Health | Electric Demand (MW) | Fuel Substitution | 0 | 0 | 0 | 0 | 0 | 0.70226 | 1.6033 | 2.7358 | 4.1253 | 5.8968 | 8.1793 | 10.991 | 14.349
Scenario 3: Aggressive Fuel Sub | PG&E | Com | WaterHeat | Com - Health | Electric Energy (GWh/year) | Energy Efficiency | 0.00058673 | 0.0011273 | 0.0016415 | 0.0021497 | 0.0026986 | 0.0045052 | 0.006784 | 0.0096549 | 0.013264 | 0.01779 | 0.023452 | 0.030565 | 0.0395
Scenario 3: Aggressive Fuel Sub | PG&E | Com | WaterHeat | Com - Health | Electric Energy (GWh/year) | Fuel Substitution | -2.1353 | -4.7963 | -8.0792 | -12.095 | -16.9702 | -10.8696 | -3.0423 | 6.7962 | 18.8678 | 34.2576 | 54.0877 | 78.5153 | 107.6893
Scenario 3: Aggressive Fuel Sub | PG&E | Com | WaterHeat | Com - Health | Gas Energy (MMTherm/year) | Energy Efficiency | 0.12834 | 0.27323 | 0.43801 | 0.62226 | 0.7673 | 0.8405 | 0.91519 | 0.98521 | 1.0509 | 1.0902 | 1.1003 | 1.0777 | 1.0239
Scenario 3: Aggressive Fuel Sub | PG&E | Com | WaterHeat | Com - Health | Gas Energy (MMTherm/year) | Fuel Substitution | 0.24898 | 0.55909 | 0.94174 | 1.4101 | 1.9793 | 1.9793 | 1.9793 | 1.9793 | 1.9793 | 1.9793 | 1.9793 | 1.9793 | 1.9793
Scenario 3: Aggressive Fuel Sub | PG&E | Com | WaterHeat | Com - Lodging | Electric Demand (MW) | Energy Efficiency | 0.01089 | 0.021799 | 0.032436 | 0.032721 | 0.032009 | 0.02969 | 0.026805 | 0.023566 | 0.016316 | 0.010213 | 0.0054181 | 0.0054658 | 0.0058274
Scenario 3: Aggressive Fuel Sub | PG&E | Com | WaterHeat | Com - Lodging | Electric Demand (MW) | Fuel Substitution | 0 | 0 | 0 | 0 | 0 | 0.68338 | 1.5559 | 2.6489 | 3.9866 | 5.7141 | 7.9384 | 10.6764 | 13.944
Scenario 3: Aggressive Fuel Sub | PG&E | Com | WaterHeat | Com - Lodging | Electric Energy (GWh/year) | Energy Efficiency | 0.039751 | 0.07961 | 0.11863 | 0.12481 | 0.12707 | 0.12007 | 0.11128 | 0.10138 | 0.077884 | 0.058106 | 0.043073 | 0.04353 | 0.046376
Scenario 3: Aggressive Fuel Sub | PG&E | Com | WaterHeat | Com - Lodging | Electric Energy (GWh/year) | Fuel Substitution | -2.1836 | -4.8908 | -8.2184 | -12.279 | -17.2016 | -11.4194 | -4.0367 | 5.211 | 16.5297 | 31.1472 | 49.9682 | 73.136 | 100.7854
Scenario 3: Aggressive Fuel Sub | PG&E | Com | WaterHeat | Com - Lodging | Gas Energy (MMTherm/year) | Energy Efficiency | 0.49195 | 1.0112 | 1.5586 | 2.1229 | 2.6368 | 2.7141 | 2.7755 | 2.8192 | 2.8065 | 2.763 | 2.5898 | 2.5116 | 2.4209
Scenario 3: Aggressive Fuel Sub | PG&E | Com | WaterHeat | Com - Lodging | Gas Energy (MMTherm/year) | Fuel Substitution | 0.25003 | 0.55997 | 0.94112 | 1.4066 | 1.9716 | 1.9716 | 1.9716 | 1.9716 | 1.9716 | 1.9716 | 1.9716 | 1.9716 | 1.9716
Scenario 3: Aggressive Fuel Sub | PG&E | Com | WaterHeat | Com - Office (Large) | Electric Demand (MW) | Energy Efficiency | 5.7095e-05 | 0.0001161 | 0.00017773 | 0.00024284 | 0.00031292 | 0.00036418 | 0.0004294 | 0.00051163 | 0.00061488 | 0.0007448 | 0.0009086 | 0.0011152 | 0.0013753
Scenario 3: Aggressive Fuel Sub | PG&E | Com | WaterHeat | Com - Office (Large) | Electric Demand (MW) | Fuel Substitution | 0 | 0 | 0 | 0 | 0 | 0.081117 | 0.18365 | 0.31092 | 0.46543 | 0.6681 | 0.9273 | 1.2443 | 1.6201
Scenario 3: Aggressive Fuel Sub | PG&E | Com | WaterHeat | Com - Office (Large) | Electric Energy (GWh/year) | Energy Efficiency | 0.0011093 | 0.0022496 | 0.0034337 | 0.0046758 | 0.0060031 | 0.0069398 | 0.008127 | 0.0096257 | 0.011512 | 0.013891 | 0.016887 | 0.020662 | 0.025416
Scenario 3: Aggressive Fuel Sub | PG&E | Com | WaterHeat | Com - Office (Large) | Electric Energy (GWh/year) | Fuel Substitution | -0.45869 | -1.0244 | -1.7151 | -2.551 | -3.5553 | -2.0133 | -0.064148 | 2.3553 | 5.2926 | 9.1458 | 14.0736 | 20.1001 | 27.2451
Scenario 3: Aggressive Fuel Sub | PG&E | Com | WaterHeat | Com - Office (Large) | Gas Energy (MMTherm/year) | Energy Efficiency | 0.32413 | 0.66613 | 1.0094 | 1.3302 | 1.347 | 1.2305 | 1.0577 | 0.85475 | 0.65125 | 0.49542 | 0.39575 | 0.34701 | 0.33834
Scenario 3: Aggressive Fuel Sub | PG&E | Com | WaterHeat | Com - Office (Large) | Gas Energy (MMTherm/year) | Fuel Substitution | 0.050929 | 0.11375 | 0.19045 | 0.28333 | 0.39497 | 0.39497 | 0.39497 | 0.39497 | 0.39497 | 0.39497 | 0.39497 | 0.39497 | 0.39497
Scenario 3: Aggressive Fuel Sub | PG&E | Com | WaterHeat | Com - Office (Small) | Electric Demand (MW) | Energy Efficiency | -2.2391e-07 | -4.2893e-07 | -5.8973e-07 | -6.0252e-07 | -1.032e-06 | 7.5702e-07 | 3.0545e-06 | 5.9829e-06 | 9.696e-06 | 1.439e-05 | 2.0313e-05 | 2.7776e-05 | 3.7169e-05
Scenario 3: Aggressive Fuel Sub | PG&E | Com | WaterHeat | Com - Office (Small) | Electric Demand (MW) | Fuel Substitution | 0 | 0 | 0 | 0 | 0 | 0.0032774 | 0.0074664 | 0.012715 | 0.019134 | 0.027645 | 0.038542 | 0.051888 | 0.067742
Scenario 3: Aggressive Fuel Sub | PG&E | Com | WaterHeat | Com - Office (Small) | Electric Energy (GWh/year) | Energy Efficiency | -3.1529e-05 | -6.2175e-05 | -8.9289e-05 | -9.8079e-05 | -0.00018041 | 1.494e-05 | 0.00026581 | 0.00058558 | 0.00099103 | 0.0015036 | 0.0021504 | 0.0029652 | 0.0039909
Scenario 3: Aggressive Fuel Sub | PG&E | Com | WaterHeat | Com - Office (Small) | Electric Energy (GWh/year) | Fuel Substitution | -0.12242 | -0.27376 | -0.45886 | -0.64703 | -0.88251 | -0.51023 | -0.034402 | 0.56179 | 1.291 | 2.2579 | 3.4957 | 5.0118 | 6.8129
Scenario 3: Aggressive Fuel Sub | PG&E | Com | WaterHeat | Com - Office (Small) | Gas Energy (MMTherm/year) | Energy Efficiency | 0.06813 | 0.153 | 0.15707 | 0.24383 | 0.28535 | 0.323 | 0.45383 | 0.50933 | 0.54856 | 0.56312 | 0.54768 | 0.50234 | 0.43317
Scenario 3: Aggressive Fuel Sub | PG&E | Com | WaterHeat | Com - Office (Small) | Gas Energy (MMTherm/year) | Fuel Substitution | 0.013498 | 0.030184 | 0.050595 | 0.071351 | 0.097422 | 0.097422 | 0.097422 | 0.097422 | 0.097422 | 0.097422 | 0.097422 | 0.097422 | 0.097422
Scenario 3: Aggressive Fuel Sub | PG&E | Com | WaterHeat | Com - Other | Electric Demand (MW) | Energy Efficiency | -0.0001795 | -0.00036587 | -0.00054312 | -0.00068682 | -0.00076216 | 0.00053799 | 0.002167 | 0.0042061 | 0.0067381 | 0.009911 | 0.013886 | 0.018868 | 0.025102
Scenario 3: Aggressive Fuel Sub | PG&E | Com | WaterHeat | Com - Other | Electric Demand (MW) | Fuel Substitution | 0 | 0 | 0 | 0 | 0 | 3.195 | 7.2605 | 12.3333 | 18.5159 | 26.3711 | 36.399 | 48.655 | 63.1929
Scenario 3: Aggressive Fuel Sub | PG&E | Com | WaterHeat | Com - Other | Electric Energy (GWh/year) | Energy Efficiency | -0.0011507 | -0.0023432 | -0.0034734 | -0.0043827 | -0.0048448 | 0.0035633 | 0.014109 | 0.027321 | 0.043789 | 0.064415 | 0.090241 | 0.12258 | 0.16305
Scenario 3: Aggressive Fuel Sub | PG&E | Com | WaterHeat | Com - Other | Electric Energy (GWh/year) | Fuel Substitution | -8.2444 | -18.4117 | -30.8365 | -45.9052 | -64.0571 | -42.4554 | -14.967 | 19.3324 | 61.1356 | 114.2497 | 182.0551 | 264.9277 | 363.2305
Scenario 3: Aggressive Fuel Sub | PG&E | Com | WaterHeat | Com - Other | Gas Energy (MMTherm/year) | Energy Efficiency | 0.25327 | 0.55221 | 0.90167 | 1.2839 | 1.5935 | 1.819 | 2.0482 | 2.2843 | 2.4994 | 2.6756 | 2.7843 | 2.8089 | 2.7287
Scenario 3: Aggressive Fuel Sub | PG&E | Com | WaterHeat | Com - Other | Gas Energy (MMTherm/year) | Fuel Substitution | 0.92142 | 2.0576 | 3.4466 | 5.1324 | 7.165 | 7.165 | 7.165 | 7.165 | 7.165 | 7.165 | 7.165 | 7.165 | 7.165
Scenario 3: Aggressive Fuel Sub | PG&E | Com | WaterHeat | Com - Refrig. Warehouse | Electric Demand (MW) | Energy Efficiency | 2.5366e-06 | 5.6734e-06 | 9.5893e-06 | 1.4518e-05 | 2.0762e-05 | 2.9938e-05 | 4.1538e-05 | 5.6197e-05 | 7.4688e-05 | 9.8008e-05 | 0.0001274 | 0.00016442 | 0.00021106
Scenario 3: Aggressive Fuel Sub | PG&E | Com | WaterHeat | Com - Refrig. Warehouse | Electric Demand (MW) | Fuel Substitution | 0 | 0 | 0 | 0 | 0 | 0.0046805 | 0.010664 | 0.018171 | 0.027374 | 0.039246 | 0.054545 | 0.073388 | 0.095883
Scenario 3: Aggressive Fuel Sub | PG&E | Com | WaterHeat | Com - Refrig. Warehouse | Electric Energy (GWh/year) | Energy Efficiency | 2.9228e-05 | 6.5345e-05 | 0.00011041 | 0.00016713 | 0.00023899 | 0.00034513 | 0.00047932 | 0.00064888 | 0.00086277 | 0.0011325 | 0.0014725 | 0.0019007 | 0.0024402
Scenario 3: Aggressive Fuel Sub | PG&E | Com | WaterHeat | Com - Refrig. Warehouse | Electric Energy (GWh/year) | Fuel Substitution | -0.020532 | -0.046008 | -0.077358 | -0.11567 | -0.16218 | -0.106 | -0.034178 | 0.05593 | 0.1664 | 0.3089 | 0.49254 | 0.71874 | 0.98877
Scenario 3: Aggressive Fuel Sub | PG&E | Com | WaterHeat | Com - Refrig. Warehouse | Gas Energy (MMTherm/year) | Energy Efficiency | 0.0071471 | 0.016346 | 0.027657 | 0.041055 | 0.050862 | 0.061665 | 0.074081 | 0.087859 | 0.10241 | 0.11674 | 0.12945 | 0.13892 | 0.14359
Scenario 3: Aggressive Fuel Sub | PG&E | Com | WaterHeat | Com - Refrig. Warehouse | Gas Energy (MMTherm/year) | Fuel Substitution | 0.0024361 | 0.0054588 | 0.0091803 | 0.013732 | 0.019266 | 0.019266 | 0.019266 | 0.019266 | 0.019266 | 0.019266 | 0.019266 | 0.019266 | 0.019266
Scenario 3: Aggressive Fuel Sub | PG&E | Com | WaterHeat | Com - Restaurant | Electric Demand (MW) | Energy Efficiency | -0.00038318 | -0.00082049 | -0.001313 | -0.0018585 | -0.0024514 | -0.0021361 | -0.0017412 | -0.001247 | -0.00062916 | 0.00014339 | 0.001109 | 0.0020905 | 0.0050279
Scenario 3: Aggressive Fuel Sub | PG&E | Com | WaterHeat | Com - Restaurant | Electric Demand (MW) | Fuel Substitution | 0 | 0 | 0 | 0 | 0 | 2.3598 | 5.3512 | 9.0697 | 13.5863 | 19.3164 | 26.606 | 34.61 | 44.6537
Scenario 3: Aggressive Fuel Sub | PG&E | Com | WaterHeat | Com - Restaurant | Electric Energy (GWh/year) | Energy Efficiency | -0.0019581 | -0.004193 | -0.0067104 | -0.0094987 | -0.012529 | -0.010913 | -0.0088895 | -0.0063573 | -0.0031911 | 0.00076765 | 0.0057155 | 0.010745 | 0.025797
Scenario 3: Aggressive Fuel Sub | PG&E | Com | WaterHeat | Com - Restaurant | Electric Energy (GWh/year) | Fuel Substitution | -3.6439 | -8.1338 | -13.6052 | -20.2121 | -28.1272 | -15.5366 | 0.42443 | 20.2655 | 44.365 | 74.9409 | 113.838 | 156.5483 | 210.1426
Scenario 3: Aggressive Fuel Sub | PG&E | Com | WaterHeat | Com - Restaurant | Gas Energy (MMTherm/year) | Energy Efficiency | 0.070427 | 0.15072 | 0.24187 | 0.34448 | 0.43814 | 0.48467 | 0.51221 | 0.53527 | 0.54995 | 0.55289 | 0.49518 | 0.47325 | 0.45358
Scenario 3: Aggressive Fuel Sub | PG&E | Com | WaterHeat | Com - Restaurant | Gas Energy (MMTherm/year) | Fuel Substitution | 0.4163 | 0.92925 | 1.5544 | 2.3096 | 3.2147 | 3.2147 | 3.2147 | 3.2147 | 3.2147 | 3.2147 | 3.2147 | 3.2147 | 3.2147
Scenario 3: Aggressive Fuel Sub | PG&E | Com | WaterHeat | Com - Retail | Electric Demand (MW) | Energy Efficiency | 0.0036516 | 0.0074114 | 0.007946 | 0.0076565 | 0.0071852 | 0.0098038 | 0.0093564 | 0.0087015 | 0.0058056 | 0.0032204 | 0.0010202 | 0.0013492 | 0.001762
Scenario 3: Aggressive Fuel Sub | PG&E | Com | WaterHeat | Com - Retail | Electric Demand (MW) | Fuel Substitution | 0 | 0 | 0 | 0 | 0 | 0.10303 | 0.23421 | 0.39802 | 0.59778 | 0.85518 | 1.184 | 1.5859 | 2.0628
Scenario 3: Aggressive Fuel Sub | PG&E | Com | WaterHeat | Com - Retail | Electric Energy (GWh/year) | Energy Efficiency | 0.011582 | 0.023516 | 0.025238 | 0.024361 | 0.022967 | 0.031523 | 0.030431 | 0.028768 | 0.020106 | 0.012563 | 0.0064077 | 0.0084792 | 0.011078
Scenario 3: Aggressive Fuel Sub | PG&E | Com | WaterHeat | Com - Retail | Electric Energy (GWh/year) | Fuel Substitution | -0.20815 | -0.46467 | -0.77719 | -1.1228 | -1.5418 | -0.8655 | -0.004369 | 1.0709 | 2.3822 | 4.072 | 6.2303 | 8.869 | 11.9997
Scenario 3: Aggressive Fuel Sub | PG&E | Com | WaterHeat | Com - Retail | Gas Energy (MMTherm/year) | Energy Efficiency | 0.12648 | 0.28503 | 0.43661 | 0.64843 | 0.78507 | 0.93372 | 1.1277 | 1.2986 | 1.4482 | 1.5606 | 1.6164 | 1.6052 | 1.5192
Scenario 3: Aggressive Fuel Sub | PG&E | Com | WaterHeat | Com - Retail | Gas Energy (MMTherm/year) | Fuel Substitution | 0.022212 | 0.049583 | 0.082933 | 0.11982 | 0.16454 | 0.16454 | 0.16454 | 0.16454 | 0.16454 | 0.16454 | 0.16454 | 0.16454 | 0.16454
Scenario 3: Aggressive Fuel Sub | PG&E | Com | WaterHeat | Com - School | Electric Demand (MW) | Energy Efficiency | 0.0014295 | 0.0022147 | 0.0026193 | 0.0015336 | 0.0010407 | 0.00088458 | 0.00075178 | 0.00063884 | 0.00039006 | 0.0001785 | -1.4397e-06 | -1.8494e-06 | -2.3624e-06
Scenario 3: Aggressive Fuel Sub | PG&E | Com | WaterHeat | Com - School | Electric Demand (MW) | Fuel Substitution | 0 | 0 | 0 | 0 | 0 | -0.00052911 | -0.0011974 | -0.0020256 | -0.003029 | -0.0043383 | -0.0060055 | -0.0080381 | -0.010443
Scenario 3: Aggressive Fuel Sub | PG&E | Com | WaterHeat | Com - School | Electric Energy (GWh/year) | Energy Efficiency | 0.0043172 | 0.0064936 | 0.0073649 | 0.0034191 | 0.001276 | 0.0016134 | 0.0022419 | 0.0032071 | 0.0040856 | 0.0055149 | 0.007589 | 0.01092 | 0.015113
Scenario 3: Aggressive Fuel Sub | PG&E | Com | WaterHeat | Com - School | Electric Energy (GWh/year) | Fuel Substitution | -1.3723 | -3.0642 | -5.1286 | -7.6259 | -10.624 | -6.1386 | -0.47296 | 6.5484 | 15.0555 | 26.1571 | 40.2926 | 57.5276 | 77.9208
Scenario 3: Aggressive Fuel Sub | PG&E | Com | WaterHeat | Com - School | Gas Energy (MMTherm/year) | Energy Efficiency | 0.17707 | 0.37481 | 0.58812 | 0.80805 | 0.88957 | 0.88723 | 0.84001 | 0.75654 | 0.64874 | 0.53271 | 0.42371 | 0.34313 | 0.2929
Scenario 3: Aggressive Fuel Sub | PG&E | Com | WaterHeat | Com - School | Gas Energy (MMTherm/year) | Fuel Substitution | 0.15564 | 0.34755 | 0.58175 | 0.86516 | 1.2056 | 1.2056 | 1.2056 | 1.2056 | 1.2056 | 1.2056 | 1.2056 | 1.2056 | 1.2056
Scenario 3: Aggressive Fuel Sub | PG&E | Com | WaterHeat | Com - Warehouse | Electric Demand (MW) | Energy Efficiency | 0.002409 | 0.0050439 | 0.0079101 | 0.008592 | 0.0092438 | 0.0098147 | 0.010254 | 0.010515 | 0.0070961 | 0.0035905 | 7.3558e-05 | 9.2638e-05 | 0.00011663
Scenario 3: Aggressive Fuel Sub | PG&E | Com | WaterHeat | Com - Warehouse | Electric Demand (MW) | Fuel Substitution | 0 | 0 | 0 | 0 | 0 | 0.0018626 | 0.004249 | 0.0072472 | 0.010925 | 0.015711 | 0.021857 | 0.029408 | 0.038405
Scenario 3: Aggressive Fuel Sub | PG&E | Com | WaterHeat | Com - Warehouse | Electric Energy (GWh/year) | Energy Efficiency | 0.0077056 | 0.016136 | 0.02531 | 0.027573 | 0.029758 | 0.031681 | 0.033218 | 0.034226 | 0.023613 | 0.012786 | 0.0019969 | 0.0025107 | 0.0031569
Scenario 3: Aggressive Fuel Sub | PG&E | Com | WaterHeat | Com - Warehouse | Electric Energy (GWh/year) | Fuel Substitution | -0.021622 | -0.048695 | -0.082224 | -0.12339 | -0.17354 | -0.12132 | -0.054397 | 0.029676 | 0.13281 | 0.26701 | 0.43937 | 0.65111 | 0.90342
Scenario 3: Aggressive Fuel Sub | PG&E | Com | WaterHeat | Com - Warehouse | Gas Energy (MMTherm/year) | Energy Efficiency | 0.091969 | 0.20607 | 0.34647 | 0.51061 | 0.62527 | 0.75195 | 0.89087 | 1.0339 | 1.1665 | 1.277 | 1.3513 | 1.3797 | 1.3507
Scenario 3: Aggressive Fuel Sub | PG&E | Com | WaterHeat | Com - Warehouse | Gas Energy (MMTherm/year) | Fuel Substitution | 0.0024726 | 0.0055659 | 0.0093962 | 0.0141 | 0.019837 | 0.019837 | 0.019837 | 0.019837 | 0.019837 | 0.019837 | 0.019837 | 0.019837 | 0.019837
Scenario 3: Aggressive Fuel Sub | PG&E | Com | WholeBlg | Com - College | Electric Demand (MW) | Energy Efficiency | 0.046922 | 0.094756 | 0.14341 | 0.193 | 0.24367 | 0.29507 | 0.34798 | 0.40255 | 0.45309 | 0.46818 | 0.48064 | 0.49305 | 0.50644
Scenario 3: Aggressive Fuel Sub | PG&E | Com | WholeBlg | Com - College | Electric Energy (GWh/year) | Energy Efficiency | 0.43532 | 0.87949 | 1.3316 | 1.7929 | 2.2645 | 2.7435 | 3.2371 | 3.7461 | 4.2192 | 4.3697 | 4.4969 | 4.624 | 4.7604
Scenario 3: Aggressive Fuel Sub | PG&E | Com | WholeBlg | Com - College | Gas Energy (MMTherm/year) | Energy Efficiency | 0.0076038 | 0.015153 | 0.02262 | 0.029774 | 0.035912 | 0.035658 | 0.035372 | 0.03507 | 0.034766 | 0.034488 | 0.034249 | 0.034039 | 0.033974
Scenario 3: Aggressive Fuel Sub | PG&E | Com | WholeBlg | Com - Grocery | Electric Demand (MW) | Energy Efficiency | 0.41062 | 0.83225 | 1.2645 | 1.7089 | 2.167 | 2.6358 | 3.1202 | 3.6361 | 4.1214 | 4.2979 | 4.4542 | 4.6124 | 4.7665
Scenario 3: Aggressive Fuel Sub | PG&E | Com | WholeBlg | Com - Grocery | Electric Energy (GWh/year) | Energy Efficiency | 3.7421 | 7.5844 | 11.5236 | 15.5735 | 19.7483 | 24.0225 | 28.4397 | 33.1433 | 37.5676 | 39.1757 | 40.5997 | 42.0418 | 43.4466
Scenario 3: Aggressive Fuel Sub | PG&E | Com | WholeBlg | Com - Grocery | Gas Energy (MMTherm/year) | Energy Efficiency | 0.0062871 | 0.012605 | 0.018937 | 0.02509 | 0.030475 | 0.030553 | 0.030604 | 0.030644 | 0.03068 | 0.030723 | 0.030807 | 0.030921 | 0.03106
Scenario 3: Aggressive Fuel Sub | PG&E | Com | WholeBlg | Com - Health | Electric Demand (MW) | Energy Efficiency | 0.45365 | 0.92124 | 1.4021 | 1.8979 | 2.4104 | 2.9361 | 3.4812 | 4.0519 | 4.59 | 4.79 | 4.967 | 5.1456 | 5.3218
Scenario 3: Aggressive Fuel Sub | PG&E | Com | WholeBlg | Com - Health | Electric Energy (GWh/year) | Energy Efficiency | 4.1342 | 8.3954 | 12.7777 | 17.296 | 21.9661 | 26.7597 | 31.7303 | 36.9332 | 41.8396 | 43.6611 | 45.2746 | 46.9027 | 48.5083
Scenario 3: Aggressive Fuel Sub | PG&E | Com | WholeBlg | Com - Health | Gas Energy (MMTherm/year) | Energy Efficiency | 0.02402 | 0.048441 | 0.073201 | 0.097574 | 0.1193 | 0.12097 | 0.1225 | 0.12397 | 0.12541 | 0.12682 | 0.12838 | 0.13008 | 0.13165
Scenario 3: Aggressive Fuel Sub | PG&E | Com | WholeBlg | Com - Lodging | Electric Demand (MW) | Energy Efficiency | 0.059227 | 0.12012 | 0.18259 | 0.24682 | 0.31306 | 0.38092 | 0.45121 | 0.52367 | 0.59182 | 0.61559 | 0.63647 | 0.65771 | 0.6786
Scenario 3: Aggressive Fuel Sub | PG&E | Com | WholeBlg | Com - Lodging | Electric Energy (GWh/year) | Energy Efficiency | 0.53975 | 1.0947 | 1.6639 | 2.2493 | 2.853 | 3.4717 | 4.1127 | 4.7733 | 5.3946 | 5.6111 | 5.8014 | 5.995 | 6.1855
Scenario 3: Aggressive Fuel Sub | PG&E | Com | WholeBlg | Com - Lodging | Gas Energy (MMTherm/year) | Energy Efficiency | 0.008521 | 0.017052 | 0.025571 | 0.033822 | 0.04101 | 0.040991 | 0.040946 | 0.040898 | 0.040859 | 0.040851 | 0.040914 | 0.041039 | 0.04122
Scenario 3: Aggressive Fuel Sub | PG&E | Com | WholeBlg | Com - Office (Large) | Electric Demand (MW) | Energy Efficiency | 0.64263 | 1.3019 | 1.9764 | 2.6681 | 3.3792 | 4.1054 | 4.8565 | 5.6133 | 6.3205 | 6.5423 | 6.7312 | 6.9228 | 7.1175
Scenario 3: Aggressive Fuel Sub | PG&E | Com | WholeBlg | Com - Office (Large) | Electric Energy (GWh/year) | Energy Efficiency | 5.8564 | 11.8642 | 18.0115 | 24.3146 | 30.795 | 37.4173 | 44.2656 | 51.1665 | 57.6131 | 59.6334 | 61.3552 | 63.1019 | 64.8765
Scenario 3: Aggressive Fuel Sub | PG&E | Com | WholeBlg | Com - Office (Large) | Gas Energy (MMTherm/year) | Energy Efficiency | 0.025769 | 0.05174 | 0.077841 | 0.10328 | 0.12565 | 0.12633 | 0.12693 | 0.12749 | 0.12806 | 0.12887 | 0.12985 | 0.13094 | 0.13202
Scenario 3: Aggressive Fuel Sub | PG&E | Com | WholeBlg | Com - Office (Small) | Electric Demand (MW) | Energy Efficiency | 0.11595 | 0.23502 | 0.35708 | 0.4825 | 0.61174 | 0.74396 | 0.88078 | 1.0263 | 1.1632 | 1.2129 | 1.2568 | 1.3012 | 1.3456
Scenario 3: Aggressive Fuel Sub | PG&E | Com | WholeBlg | Com - Office (Small) | Electric Energy (GWh/year) | Energy Efficiency | 1.0567 | 2.1418 | 3.2541 | 4.3971 | 5.5749 | 6.7805 | 8.028 | 9.3552 | 10.6029 | 11.0557 | 11.4557 | 11.8604 | 12.2649
Scenario 3: Aggressive Fuel Sub | PG&E | Com | WholeBlg | Com - Office (Small) | Gas Energy (MMTherm/year) | Energy Efficiency | 0.00384 | 0.007725 | 0.011646 | 0.015486 | 0.018886 | 0.019067 | 0.019233 | 0.019393 | 0.019553 | 0.01971 | 0.019897 | 0.020108 | 0.020308
Scenario 3: Aggressive Fuel Sub | PG&E | Com | WholeBlg | Com - Other | Electric Demand (MW) | Energy Efficiency | 0.4569 | 0.95091 | 1.4798 | 2.0406 | 2.6398 | 3.2834 | 3.9715 | 4.6783 | 5.3671 | 5.7285 | 6.061 | 6.389 | 6.704
Scenario 3: Aggressive Fuel Sub | PG&E | Com | WholeBlg | Com - Other | Electric Energy (GWh/year) | Energy Efficiency | 4.1638 | 8.6658 | 13.4858 | 18.5962 | 24.0573 | 29.9247 | 36.1987 | 42.6426 | 48.9218 | 52.2153 | 55.2462 | 58.236 | 61.107
Scenario 3: Aggressive Fuel Sub | PG&E | Com | WholeBlg | Com - Other | Gas Energy (MMTherm/year) | Energy Efficiency | 0.044658 | 0.089772 | 0.13523 | 0.17967 | 0.21891 | 0.2206 | 0.22205 | 0.22338 | 0.22466 | 0.22595 | 0.22755 | 0.22943 | 0.23134
Scenario 3: Aggressive Fuel Sub | PG&E | Com | WholeBlg | Com - Refrig. Warehouse | Electric Demand (MW) | Energy Efficiency | 0.061301 | 0.12505 | 0.19126 | 0.26018 | 0.33207 | 0.40638 | 0.48386 | 0.56908 | 0.65083 | 0.68743 | 0.72143 | 0.75606 | 0.78881
Scenario 3: Aggressive Fuel Sub | PG&E | Com | WholeBlg | Com - Refrig. Warehouse | Electric Energy (GWh/year) | Energy Efficiency | 0.55865 | 1.1396 | 1.743 | 2.3711 | 3.0262 | 3.7038 | 4.4102 | 5.1872 | 5.9325 | 6.2659 | 6.5758 | 6.8915 | 7.1901
Scenario 3: Aggressive Fuel Sub | PG&E | Com | WholeBlg | Com - Refrig. Warehouse | Gas Energy (MMTherm/year) | Energy Efficiency | 0.00025113 | 0.00050812 | 0.00077041 | 0.0010305 | 0.0012646 | 0.0012905 | 0.0013151 | 0.0013391 | 0.0013628 | 0.0013861 | 0.0014115 | 0.0014387 | 0.001463
Scenario 3: Aggressive Fuel Sub | PG&E | Com | WholeBlg | Com - Restaurant | Electric Demand (MW) | Energy Efficiency | 0.15489 | 0.31349 | 0.47564 | 0.64178 | 0.81253 | 0.98671 | 1.1662 | 1.3525 | 1.5267 | 1.5848 | 1.635 | 1.6844 | 1.7453
Scenario 3: Aggressive Fuel Sub | PG&E | Com | WholeBlg | Com - Restaurant | Electric Energy (GWh/year) | Energy Efficiency | 1.4185 | 2.8714 | 4.3573 | 5.8803 | 7.446 | 9.0446 | 10.6924 | 12.4032 | 14.0033 | 14.5465 | 15.0178 | 15.4686 | 16.1927
Scenario 3: Aggressive Fuel Sub | PG&E | Com | WholeBlg | Com - Restaurant | Gas Energy (MMTherm/year) | Energy Efficiency | 0.014659 | 0.029528 | 0.044569 | 0.059336 | 0.072442 | 0.073193 | 0.073834 | 0.074408 | 0.074939 | 0.075414 | 0.075982 | 0.076788 | 0.075703
Scenario 3: Aggressive Fuel Sub | PG&E | Com | WholeBlg | Com - Retail | Electric Demand (MW) | Energy Efficiency | 0.23434 | 0.47273 | 0.71474 | 0.96145 | 1.2083 | 1.4629 | 1.7243 | 1.9967 | 2.2485 | 2.3207 | 2.3798 | 2.439 | 2.5018
Scenario 3: Aggressive Fuel Sub | PG&E | Com | WholeBlg | Com - Retail | Electric Energy (GWh/year) | Energy Efficiency | 2.1955 | 4.4346 | 6.7143 | 8.9626 | 12.0298 | 14.4434 | 16.928 | 19.5213 | 21.9345 | 22.7172 | 23.3903 | 24.0732 | 24.7975
Scenario 3: Aggressive Fuel Sub | PG&E | Com | WholeBlg | Com - Retail | Gas Energy (MMTherm/year) | Energy Efficiency | 0.0062528 | 0.012563 | 0.018922 | 0.024588 | 0.035133 | 0.035764 | 0.036432 | 0.037151 | 0.037925 | 0.03878 | 0.039734 | 0.040781 | 0.04192
Scenario 3: Aggressive Fuel Sub | PG&E | Com | WholeBlg | Com - School | Electric Demand (MW) | Energy Efficiency | 0.073245 | 0.14828 | 0.22503 | 0.30368 | 0.3845 | 0.46709 | 0.55259 | 0.64294 | 0.72773 | 0.75738 | 0.78341 | 0.80986 | 0.83707
Scenario 3: Aggressive Fuel Sub | PG&E | Com | WholeBlg | Com - School | Electric Energy (GWh/year) | Energy Efficiency | 0.6675 | 1.3513 | 2.0507 | 2.7675 | 3.5041 | 4.2571 | 5.0367 | 5.8605 | 6.6335 | 6.9035 | 7.1408 | 7.3819 | 7.6299
Scenario 3: Aggressive Fuel Sub | PG&E | Com | WholeBlg | Com - School | Gas Energy (MMTherm/year) | Energy Efficiency | 0.018048 | 0.036005 | 0.053811 | 0.070907 | 0.085596 | 0.0849 | 0.084114 | 0.083281 | 0.082423 | 0.081613 | 0.080885 | 0.08022 | 0.079805
Scenario 3: Aggressive Fuel Sub | PG&E | Com | WholeBlg | Com - Warehouse | Electric Demand (MW) | Energy Efficiency | 0.26706 | 0.54367 | 0.82974 | 1.1262 | 1.4339 | 1.7513 | 2.0819 | 2.4498 | 2.8017 | 2.9568 | 3.1007 | 3.2476 | 3.3899
Scenario 3: Aggressive Fuel Sub | PG&E | Com | WholeBlg | Com - Warehouse | Electric Energy (GWh/year) | Energy Efficiency | 2.46 | 5.0091 | 7.6469 | 10.382 | 13.1858 | 16.0803 | 19.0946 | 22.4484 | 25.6566 | 27.0697 | 28.3817 | 29.7205 | 31.0173
Scenario 3: Aggressive Fuel Sub | PG&E | Com | WholeBlg | Com - Warehouse | Gas Energy (MMTherm/year) | Energy Efficiency | 0.003706 | 0.0074318 | 0.011162 | 0.014772 | 0.018281 | 0.018441 | 0.018586 | 0.018726 | 0.018867 | 0.019021 | 0.019203 | 0.019405 | 0.019596
Scenario 3: Aggressive Fuel Sub | PG&E | Ind | WholeBlg | Ind - All Other Industrial | Electric Demand (MW) | Energy Efficiency | 0.067562 | 0.13554 | 0.20359 | 0.27179 | 0.33995 | 0.35258 | 0.36491 | 0.37733 | 0.38963 | 0.40207 | 0.41438 | 0.42416 | 0.42452
Scenario 3: Aggressive Fuel Sub | PG&E | Ind | WholeBlg | Ind - All Other Industrial | Electric Energy (GWh/year) | Energy Efficiency | 0.49523 | 0.99347 | 1.4923 | 1.9921 | 2.4917 | 2.5973 | 2.7008 | 2.8049 | 2.9082 | 3.0124 | 3.1158 | 3.1978 | 3.2005
Scenario 3: Aggressive Fuel Sub | PG&E | Ind | WholeBlg | Ind - All Other Industrial | Gas Energy (MMTherm/year) | Energy Efficiency | 0.027599 | 0.055261 | 0.082958 | 0.11068 | 0.13841 | 0.15952 | 0.18059 | 0.20163 | 0.22266 | 0.24368 | 0.26473 | 0.28129 | 0.2814
Scenario 3: Aggressive Fuel Sub | PG&E | Ind | WholeBlg | Ind - Chemicals | Electric Demand (MW) | Energy Efficiency | 0.28191 | 0.56798 | 0.85667 | 1.148 | 1.4411 | 1.5041 | 1.5653 | 1.6261 | 1.6858 | 1.7458 | 1.8048 | 1.8532 | 1.862
Scenario 3: Aggressive Fuel Sub | PG&E | Ind | WholeBlg | Ind - Chemicals | Electric Energy (GWh/year) | Energy Efficiency | 2.0664 | 4.1633 | 6.2793 | 8.4146 | 10.5628 | 11.0792 | 11.5823 | 12.0835 | 12.5776 | 13.0731 | 13.5628 | 13.9626 | 14.0297
Scenario 3: Aggressive Fuel Sub | PG&E | Ind | WholeBlg | Ind - Chemicals | Gas Energy (MMTherm/year) | Energy Efficiency | 0.92088 | 1.8463 | 2.7754 | 3.7074 | 4.6419 | 5.3573 | 6.0718 | 6.7853 | 7.4979 | 8.2098 | 8.9212 | 9.4812 | 9.49
Scenario 3: Aggressive Fuel Sub | PG&E | Ind | WholeBlg | Ind - Electronics | Electric Demand (MW) | Energy Efficiency | 0.54716 | 1.0998 | 1.6554 | 2.2142 | 2.7749 | 2.8879 | 2.9989 | 3.1109 | 3.2221 | 3.3347 | 3.4463 | 3.5373 | 3.5518
Scenario 3: Aggressive Fuel Sub | PG&E | Ind | WholeBlg | Ind - Electronics | Electric Energy (GWh/year) | Energy Efficiency | 4.0107 | 8.0615 | 12.1337 | 16.2297 | 20.339 | 21.2731 | 22.1926 | 23.1203 | 24.0431 | 24.9759 | 25.9021 | 26.6554 | 26.7645
Scenario 3: Aggressive Fuel Sub | PG&E | Ind | WholeBlg | Ind - Electronics | Gas Energy (MMTherm/year) | Energy Efficiency | 0.11882 | 0.23788 | 0.35714 | 0.47655 | 0.59608 | 0.68724 | 0.77835 | 0.86943 | 0.96047 | 1.0515 | 1.1425 | 1.214 | 1.2145
Scenario 3: Aggressive Fuel Sub | PG&E | Ind | WholeBlg | Ind - Fabricated Metals | Electric Demand (MW) | Energy Efficiency | 0.10767 | 0.21695 | 0.32728 | 0.43836 | 0.54975 | 0.57283 | 0.59472 | 0.61603 | 0.63671 | 0.65731 | 0.67751 | 0.69354 | 0.69432
Scenario 3: Aggressive Fuel Sub | PG&E | Ind | WholeBlg | Ind - Fabricated Metals | Electric Energy (GWh/year) | Energy Efficiency | 0.78924 | 1.5903 | 2.3989 | 3.2131 | 4.0295 | 4.2195 | 4.4009 | 4.5783 | 4.7512 | 4.9236 | 5.0931 | 5.2276 | 5.234
Scenario 3: Aggressive Fuel Sub | PG&E | Ind | WholeBlg | Ind - Fabricated Metals | Gas Energy (MMTherm/year) | Energy Efficiency | 0.064759 | 0.13026 | 0.19643 | 0.26299 | 0.32979 | 0.38115 | 0.4323 | 0.48322 | 0.53398 | 0.58463 | 0.63519 | 0.67505 | 0.676
Scenario 3: Aggressive Fuel Sub | PG&E | Ind | WholeBlg | Ind - Food | Electric Demand (MW) | Energy Efficiency | 0.65948 | 1.323 | 1.9873 | 2.6528 | 3.3176 | 3.4401 | 3.5593 | 3.6791 | 3.7972 | 3.9163 | 4.0337 | 4.1258 | 4.1251
Scenario 3: Aggressive Fuel Sub | PG&E | Ind | WholeBlg | Ind - Food | Electric Energy (GWh/year) | Energy Efficiency | 4.834 | 9.6975 | 14.5666 | 19.4443 | 24.3172 | 25.342 | 26.3436 | 27.3489 | 28.3429 | 29.3437 | 30.3319 | 31.107 | 31.1024
Scenario 3: Aggressive Fuel Sub | PG&E | Ind | WholeBlg | Ind - Food | Gas Energy (MMTherm/year) | Energy Efficiency | 1.7476 | 3.4976 | 5.2483 | 6.9982 | 8.7461 | 10.0726 | 11.3946 | 12.7121 | 14.0255 | 15.3353 | 16.6415 | 17.6577 | 17.6261
Scenario 3: Aggressive Fuel Sub | PG&E | Ind | WholeBlg | Ind - Industrial Machinery | Electric Demand (MW) | Energy Efficiency | 0.097289 | 0.19607 | 0.29589 | 0.39642 | 0.49718 | 0.51813 | 0.53805 | 0.55747 | 0.57641 | 0.59545 | 0.61426 | 0.62934 | 0.63069
Scenario 3: Aggressive Fuel Sub | PG&E | Ind | WholeBlg | Ind - Industrial Machinery | Electric Energy (GWh/year) | Energy Efficiency | 0.71313 | 1.4372 | 2.1688 | 2.9057 | 3.6442 | 3.8165 | 3.9815 | 4.143 | 4.3012 | 4.4601 | 4.6174 | 4.7433 | 4.7538
Scenario 3: Aggressive Fuel Sub | PG&E | Ind | WholeBlg | Ind - Industrial Machinery | Gas Energy (MMTherm/year) | Energy Efficiency | 0.032913 | 0.066383 | 0.1004 | 0.13474 | 0.16926 | 0.19599 | 0.22266 | 0.24926 | 0.27585 | 0.30247 | 0.32914 | 0.35044 | 0.352
Scenario 3: Aggressive Fuel Sub | PG&E | Ind | WholeBlg | Ind - Lumber & Furniture | Electric Demand (MW) | Energy Efficiency | 0.082926 | 0.16622 | 0.24951 | 0.33289 | 0.41614 | 0.43116 | 0.44583 | 0.4606 | 0.47518 | 0.48986 | 0.50431 | 0.51557 | 0.51519
Scenario 3: Aggressive Fuel Sub | PG&E | Ind | WholeBlg | Ind - Lumber & Furniture | Electric Energy (GWh/year) | Energy Efficiency | 0.60785 | 1.2184 | 1.8289 | 2.44 | 3.0502 | 3.1763 | 3.2998 | 3.4241 | 3.547 | 3.6706 | 3.7925 | 3.8876 | 3.8848
Scenario 3: Aggressive Fuel Sub | PG&E | Ind | WholeBlg | Ind - Lumber & Furniture | Gas Energy (MMTherm/year) | Energy Efficiency | 0.01824 | 0.036527 | 0.054841 | 0.073178 | 0.091529 | 0.10549 | 0.11937 | 0.1332 | 0.14697 | 0.16071 | 0.17441 | 0.18512 | 0.1849
Scenario 3: Aggressive Fuel Sub | PG&E | Ind | WholeBlg | Ind - Paper | Electric Demand (MW) | Energy Efficiency | 0.036398 | 0.072932 | 0.10948 | 0.14611 | 0.18276 | 0.18948 | 0.19612 | 0.2029 | 0.20971 | 0.21674 | 0.22391 | 0.22994 | 0.23107
Scenario 3: Aggressive Fuel Sub | PG&E | Ind | WholeBlg | Ind - Paper | Electric Energy (GWh/year) | Energy Efficiency | 0.2668 | 0.53459 | 0.80245 | 1.071 | 1.3395 | 1.3958 | 1.4515 | 1.5083 | 1.5653 | 1.6238 | 1.6834 | 1.7331 | 1.7415
Scenario 3: Aggressive Fuel Sub | PG&E | Ind | WholeBlg | Ind - Paper | Gas Energy (MMTherm/year) | Energy Efficiency | 0.061175 | 0.12262 | 0.18438 | 0.24647 | 0.30883 | 0.35673 | 0.4047 | 0.45279 | 0.50106 | 0.54957 | 0.5984 | 0.63757 | 0.64052
Scenario 3: Aggressive Fuel Sub | PG&E | Ind | WholeBlg | Ind - Petroleum | Electric Demand (MW) | Energy Efficiency | 0.52269 | 1.0474 | 1.5719 | 2.0967 | 2.6206 | 2.7143 | 2.806 | 2.8984 | 2.9898 | 3.0819 | 3.1726 | 3.243 | 3.24
Scenario 3: Aggressive Fuel Sub | PG&E | Ind | WholeBlg | Ind - Petroleum | Electric Energy (GWh/year) | Energy Efficiency | 3.8313 | 7.6774 | 11.5218 | 15.3685 | 19.2082 | 19.9954 | 20.7685 | 21.5472 | 22.318 | 23.0939 | 23.8588 | 24.454 | 24.4312
Scenario 3: Aggressive Fuel Sub | PG&E | Ind | WholeBlg | Ind - Petroleum | Gas Energy (MMTherm/year) | Energy Efficiency | 2.6217 | 5.2459 | 7.872 | 10.4992 | 13.1257 | 15.1202 | 17.1075 | 19.0866 | 21.0583 | 23.0232 | 24.9811 | 26.5023 | 26.4503
Scenario 3: Aggressive Fuel Sub | PG&E | Ind | WholeBlg | Ind - Plastics | Electric Demand (MW) | Energy Efficiency | 0.10169 | 0.20416 | 0.30694 | 0.4101 | 0.51337 | 0.53322 | 0.55258 | 0.57199 | 0.59111 | 0.61032 | 0.62919 | 0.64413 | 0.64477
Scenario 3: Aggressive Fuel Sub | PG&E | Ind | WholeBlg | Ind - Plastics | Electric Energy (GWh/year) | Energy Efficiency | 0.74539 | 1.4965 | 2.2499 | 3.006 | 3.7629 | 3.9279 | 4.0896 | 4.2516 | 4.4116 | 4.5722 | 4.7304 | 4.8556 | 4.8606
Scenario 3: Aggressive Fuel Sub | PG&E | Ind | WholeBlg | Ind - Plastics | Gas Energy (MMTherm/year) | Energy Efficiency | 0.024031 | 0.049416 | 0.076087 | 0.10395 | 0.13296 | 0.15724 | 0.18202 | 0.20715 | 0.23269 | 0.25866 | 0.28511 | 0.3081 | 0.31701
Scenario 3: Aggressive Fuel Sub | PG&E | Ind | WholeBlg | Ind - Primary Metals | Electric Demand (MW) | Energy Efficiency | 0.057611 | 0.11634 | 0.17592 | 0.23631 | 0.29724 | 0.31135 | 0.32509 | 0.33881 | 0.35236 | 0.36605 | 0.37966 | 0.39111 | 0.39445
Scenario 3: Aggressive Fuel Sub | PG&E | Ind | WholeBlg | Ind - Primary Metals | Electric Energy (GWh/year) | Energy Efficiency | 0.42229 | 0.85277 | 1.2895 | 1.7321 | 2.1787 | 2.2932 | 2.4053 | 2.5172 | 2.6282 | 2.7402 | 2.8518 | 2.9452 | 2.9706
Scenario 3: Aggressive Fuel Sub | PG&E | Ind | WholeBlg | Ind - Primary Metals | Gas Energy (MMTherm/year) | Energy Efficiency | 0.091853 | 0.18399 | 0.27639 | 0.36897 | 0.46166 | 0.5324 | 0.60307 | 0.67366 | 0.74419 | 0.81467 | 0.88508 | 0.94037 | 0.9407
Scenario 3: Aggressive Fuel Sub | PG&E | Ind | WholeBlg | Ind - Printing & Publishing | Electric Demand (MW) | Energy Efficiency | 0.058941 | 0.11812 | 0.17728 | 0.23648 | 0.29557 | 0.30614 | 0.31645 | 0.32684 | 0.3371 | 0.34744 | 0.35764 | 0.36558 | 0.36524
Scenario 3: Aggressive Fuel Sub | PG&E | Ind | WholeBlg | Ind - Printing & Publishing | Electric Energy (GWh/year) | Energy Efficiency | 0.43204 | 0.86581 | 1.2994 | 1.7334 | 2.1665 | 2.2552 | 2.3422 | 2.4298 | 2.5163 | 2.6035 | 2.6896 | 2.7567 | 2.7541
Scenario 3: Aggressive Fuel Sub | PG&E | Ind | WholeBlg | Ind - Printing & Publishing | Gas Energy (MMTherm/year) | Energy Efficiency | 0.019147 | 0.038385 | 0.057702 | 0.077091 | 0.096523 | 0.11137 | 0.12618 | 0.14096 | 0.15574 | 0.17051 | 0.18529 | 0.19695 | 0.19717
Scenario 3: Aggressive Fuel Sub | PG&E | Ind | WholeBlg | Ind - Stone-Glass-Clay | Electric Demand (MW) | Energy Efficiency | 0.18882 | 0.38081 | 0.57466 | 0.77024 | 0.9669 | 1.0093 | 1.05 | 1.0902 | 1.1296 | 1.1691 | 1.2079 | 1.2397 | 1.245
Scenario 3: Aggressive Fuel Sub | PG&E | Ind | WholeBlg | Ind - Stone-Glass-Clay | Electric Energy (GWh/year) | Energy Efficiency | 1.3841 | 2.7913 | 4.2122 | 5.6457 | 7.0871 | 7.4344 | 7.7693 | 8.1015 | 8.428 | 8.7548 | 9.0778 | 9.3411 | 9.3816
Scenario 3: Aggressive Fuel Sub | PG&E | Ind | WholeBlg | Ind - Stone-Glass-Clay | Gas Energy (MMTherm/year) | Energy Efficiency | 0.73384 | 1.4763 | 2.2255 | 2.98 | 3.7392 | 4.326 | 4.913 | 5.5003 | 6.088 | 6.6763 | 7.2655 | 7.7356 | 7.7672
Scenario 3: Aggressive Fuel Sub | PG&E | Ind | WholeBlg | Ind - Textiles | Electric Demand (MW) | Energy Efficiency | 0.0038965 | 0.0078097 | 0.01172 | 0.015619 | 0.019491 | 0.020132 | 0.020731 | 0.021312 | 0.021872 | 0.022433 | 0.022984 | 0.023389 | 0.02325
Scenario 3: Aggressive Fuel Sub | PG&E | Ind | WholeBlg | Ind - Textiles | Electric Energy (GWh/year) | Energy Efficiency | 0.028562 | 0.057244 | 0.085903 | 0.11448 | 0.14287 | 0.14831 | 0.15346 | 0.15847 | 0.16332 | 0.16818 | 0.17296 | 0.17649 | 0.17546
Scenario 3: Aggressive Fuel Sub | PG&E | Ind | WholeBlg | Ind - Textiles | Gas Energy (MMTherm/year) | Energy Efficiency | 0.0023595 | 0.0047167 | 0.0070715 | 0.0094215 | 0.011765 | 0.013536 | 0.015298 | 0.017051 | 0.018795 | 0.020532 | 0.02226 | 0.023596 | 0.023515
Scenario 3: Aggressive Fuel Sub | PG&E | Ind | WholeBlg | Ind - Transportation Equipment | Electric Demand (MW) | Energy Efficiency | 0.095686 | 0.19253 | 0.29062 | 0.38951 | 0.48864 | 0.5093 | 0.52935 | 0.54898 | 0.56836 | 0.58816 | 0.60804 | 0.62436 | 0.62715
Scenario 3: Aggressive Fuel Sub | PG&E | Ind | WholeBlg | Ind - Transportation Equipment | Electric Energy (GWh/year) | Energy Efficiency | 0.70138 | 1.4112 | 2.1302 | 2.855 | 3.5816 | 3.7514 | 3.9171 | 4.0798 | 4.2409 | 4.405 | 4.5699 | 4.7046 | 4.7258
Scenario 3: Aggressive Fuel Sub | PG&E | Ind | WholeBlg | Ind - Transportation Equipment | Gas Energy (MMTherm/year) | Energy Efficiency | 0.067362 | 0.13453 | 0.20151 | 0.2683 | 0.33486 | 0.38508 | 0.43508 | 0.48487 | 0.53444 | 0.5838 | 0.63294 | 0.67083 | 0.66833
Scenario 3: Aggressive Fuel Sub | PG&E | Res | AppPlug | Res - Multi Family | Electric Demand (MW) | Energy Efficiency | 0 | 0 | 0.005634 | 0.011977 | 0.018361 | 0.024776 | 0.031219 | 0.037606 | 0.044008 | 0.050426 | 0.056861 | 0.063319 | 0.069756
Scenario 3: Aggressive Fuel Sub | PG&E | Res | AppPlug | Res - Multi Family | Electric Energy (GWh/year) | Energy Efficiency | 0 | 0 | 0.03537 | 0.075192 | 0.11527 | 0.15554 | 0.19599 | 0.23608 | 0.27628 | 0.31657 | 0.35697 | 0.39751 | 0.43792
Scenario 3: Aggressive Fuel Sub | PG&E | Res | AppPlug | Res - Multi Family | Electric Energy (GWh/year) | Fuel Substitution | -1.1672e-05 | -2.4437e-05 | -3.8325e-05 | -5.3356e-05 | -6.9545e-05 | -6.9545e-05 | -6.9545e-05 | -6.9545e-05 | -6.9545e-05 | -6.9545e-05 | -6.9545e-05 | -6.9545e-05 | -6.9545e-05
Scenario 3: Aggressive Fuel Sub | PG&E | Res | AppPlug | Res - Multi Family | Gas Energy (MMTherm/year) | Energy Efficiency | 0 | 0 | 0.004051 | 0.0086119 | 0.013202 | 0.017814 | 0.022447 | 0.027039 | 0.031643 | 0.036257 | 0.040884 | 0.045528 | 0.050156
Scenario 3: Aggressive Fuel Sub | PG&E | Res | AppPlug | Res - Multi Family | Gas Energy (MMTherm/year) | Fuel Substitution | 2.3766e-06 | 4.976e-06 | 7.8039e-06 | 1.0865e-05 | 1.4161e-05 | 1.4161e-05 | 1.4161e-05 | 1.4161e-05 | 1.4161e-05 | 1.4161e-05 | 1.4161e-05 | 1.4161e-05 | 1.4161e-05
Scenario 3: Aggressive Fuel Sub | PG&E | Res | AppPlug | Res - Single Family | Electric Demand (MW) | Energy Efficiency | 0 | 0 | 0 | 0 | 0 | 0 | 0 | 0 | 0 | 0 | 0 | 0.014097 | 0.029077
Scenario 3: Aggressive Fuel Sub | PG&E | Res | AppPlug | Res - Single Family | Electric Energy (GWh/year) | Energy Efficiency | 0 | 0 | 0 | 0 | 0 | 0 | 0 | 0 | 0 | 0 | 0 | 0.080899 | 0.16686
Scenario 3: Aggressive Fuel Sub | PG&E | Res | AppPlug | Res - Single Family | Electric Energy (GWh/year) | Fuel Substitution | -7.1584e-05 | -0.00014957 | -0.00023405 | -0.0003251 | -0.00042281 | -0.00042281 | -0.00042281 | -0.00042281 | -0.00042281 | -0.00042281 | -0.00042281 | -0.00042281 | -0.00042281
Scenario 3: Aggressive Fuel Sub | PG&E | Res | AppPlug | Res - Single Family | Gas Energy (MMTherm/year) | Energy Efficiency | 1.6492e-05 | 3.5915e-05 | 5.7931e-05 | 8.2171e-05 | 0.00010842 | 0.00010842 | 0.00010842 | 0.00010842 | 0.00010842 | 0.00010842 | 0.00010842 | 0.012223 | 0.025094
Scenario 3: Aggressive Fuel Sub | PG&E | Res | AppPlug | Res - Single Family | Gas Energy (MMTherm/year) | Fuel Substitution | 1.4601e-05 | 3.0507e-05 | 4.7738e-05 | 6.6311e-05 | 8.6239e-05 | 8.6239e-05 | 8.6239e-05 | 8.6239e-05 | 8.6239e-05 | 8.6239e-05 | 8.6239e-05 | 8.6239e-05 | 8.6239e-05
Scenario 3: Aggressive Fuel Sub | PG&E | Res | BROs | Income Qualified - Multi Family IQ | Electric Demand (MW) | Energy Efficiency | 1.623 | 1.6709 | 1.7214 | 1.7831 | 1.8478 | 1.9187 | 1.982 | 2.0541 | 2.1245 | 2.1955 | 2.2587 | 1.8609 | 1.8945
Scenario 3: Aggressive Fuel Sub | PG&E | Res | BROs | Income Qualified - Multi Family IQ | Electric Energy (GWh/year) | Energy Efficiency | 10.6811 | 10.9986 | 11.335 | 11.7479 | 12.1836 | 12.6629 | 13.0969 | 13.5941 | 14.086 | 14.5894 | 15.0493 | 13.6623 | 14.0609
Scenario 3: Aggressive Fuel Sub | PG&E | Res | BROs | Income Qualified - Multi Family IQ | Gas Energy (MMTherm/year) | Energy Efficiency | 0.33747 | 0.3416 | 0.34653 | 0.35218 | 0.35848 | 0.36518 | 0.37096 | 0.37786 | 0.38531 | 0.3932 | 0.40185 | 0.37716 | 0.38512
Scenario 3: Aggressive Fuel Sub | PG&E | Res | BROs | Income Qualified - Single Family IQ | Electric Demand (MW) | Energy Efficiency | 6.1031 | 6.2502 | 6.4032 | 6.6001 | 6.8056 | 7.0298 | 7.2345 | 7.464 | 7.6846 | 7.9 | 8.0855 | 6.766 | 6.8634
Scenario 3: Aggressive Fuel Sub | PG&E | Res | BROs | Income Qualified - Single Family IQ | Electric Energy (GWh/year) | Energy Efficiency | 40.3232 | 41.3154 | 42.3541 | 43.6939 | 45.1022 | 46.649 | 48.0842 | 49.705 | 51.2902 | 52.8685 | 54.2785 | 49.6746 | 50.9392
Scenario 3: Aggressive Fuel Sub | PG&E | Res | BROs | Income Qualified - Single Family IQ | Gas Energy (MMTherm/year) | Energy Efficiency | 1.1712 | 1.1841 | 1.1994 | 1.2169 | 1.2365 | 1.2571 | 1.2757 | 1.2974 | 1.3208 | 1.3447 | 1.371 | 1.2945 | 1.3191
Scenario 3: Aggressive Fuel Sub | PG&E | Res | BROs | Res - Multi Family | Electric Demand (MW) | Energy Efficiency | 14.4651 | 14.8265 | 15.2033 | 15.6855 | 16.1896 | 16.74 | 17.2452 | 17.8118 | 18.3592 | 18.8969 | 19.3653 | 19.9455 | 20.5435
Scenario 3: Aggressive Fuel Sub | PG&E | Res | BROs | Res - Multi Family | Electric Energy (GWh/year) | Energy Efficiency | 95.1952 | 97.5953 | 100.1119 | 103.3436 | 106.7446 | 110.4812 | 113.9553 | 117.88 | 121.7288 | 125.5728 | 129.0254 | 133.3031 | 137.7944
Scenario 3: Aggressive Fuel Sub | PG&E | Res | BROs | Res - Multi Family | Gas Energy (MMTherm/year) | Energy Efficiency | 4.0162 | 4.0618 | 4.1158 | 4.1776 | 4.2467 | 4.3194 | 4.3851 | 4.4616 | 4.5442 | 4.6287 | 4.7217 | 4.8246 | 4.9387
Scenario 3: Aggressive Fuel Sub | PG&E | Res | BROs | Res - Single Family | Electric Demand (MW) | Energy Efficiency | 3.7579 | 3.8667 | 3.9812 | 4.1214 | 4.2681 | 4.4286 | 4.571 | 4.7333 | 4.891 | 5.0499 | 5.1903 | 5.3602 | 5.5342
Scenario 3: Aggressive Fuel Sub | PG&E | Res | BROs | Res - Single Family | Electric Energy (GWh/year) | Energy Efficiency | 24.8286 | 25.5597 | 26.3341 | 27.2841 | 28.2858 | 29.3876 | 30.3811 | 31.5201 | 32.6449 | 33.7953 | 34.8429 | 36.1128 | 37.4389
Scenario 3: Aggressive Fuel Sub | PG&E | Res | BROs | Res - Single Family | Gas Energy (MMTherm/year) | Energy Efficiency | 0.99461 | 1.0065 | 1.0208 | 1.0372 | 1.0555 | 1.075 | 1.0917 | 1.1116 | 1.1332 | 1.1561 | 1.1812 | 1.2088 | 1.2395
Scenario 3: Aggressive Fuel Sub | PG&E | Res | BldgEnv | Res - Single Family | Electric Demand (MW) | Energy Efficiency | 0.015015 | 0.032388 | 0.050605 | 0.068728 | 0.086318 | 0.10319 | 0.11924 | 0.1285 | 0.13712 | 0.13168 | 0.12646 | 0.12146 | 0.11667
Scenario 3: Aggressive Fuel Sub | PG&E | Res | BldgEnv | Res - Single Family | Electric Energy (GWh/year) | Energy Efficiency | -0.0047044 | -0.0092285 | -0.013577 | -0.017755 | -0.021768 | -0.02562 | -0.029314 | -0.02813 | -0.026976 | -0.022625 | -0.018452 | -0.014452 | -0.01062
Scenario 3: Aggressive Fuel Sub | PG&E | Res | BldgEnv | Res - Single Family | Gas Energy (MMTherm/year) | Energy Efficiency | 0.002649 | 0.0057634 | 0.0090507 | 0.01233 | 0.015515 | 0.018572 | 0.02148 | 0.023334 | 0.025067 | 0.024244 | 0.023455 | 0.0227 | 0.021976
Scenario 3: Aggressive Fuel Sub | PG&E | Res | HVAC | Res - Multi Family | Electric Demand (MW) | Energy Efficiency | 0.013924 | 0.029248 | 0.98786 | 1.0055 | 0.082163 | 0.10164 | 0.12192 | 0.14168 | 0.1621 | 0.18316 | 0.20484 | 0.22717 | 0.24961
Scenario 3: Aggressive Fuel Sub | PG&E | Res | HVAC | Res - Multi Family | Electric Demand (MW) | Fuel Substitution | 0 | 0 | 0 | 0 | 0 | 2.8805e-05 | 5.9392e-05 | 9.1572e-05 | 0.00012519 | 0.00016072 | 0.00019775 | 0.00023589 | 0.00027487
Scenario 3: Aggressive Fuel Sub | PG&E | Res | HVAC | Res - Multi Family | Electric Energy (GWh/year) | Energy Efficiency | 0.10847 | 0.22798 | 1.0691 | 1.2069 | 0.64057 | 0.79241 | 0.95054 | 1.104 | 1.2625 | 1.4261 | 1.5945 | 1.7835 | 1.9694
Scenario 3: Aggressive Fuel Sub | PG&E | Res | HVAC | Res - Multi Family | Electric Energy (GWh/year) | Fuel Substitution | -0.00010227 | -0.0002402 | -0.00038517 | -0.00053689 | -0.00070856 | -0.00049132 | -0.00026064 | -1.792e-05 | 0.00023563 | 0.00050367 | 0.00078304 | 0.0010708 | 0.0013648
Scenario 3: Aggressive Fuel Sub | PG&E | Res | HVAC | Res - Multi Family | Gas Energy (MMTherm/year) | Energy Efficiency | 4.7627e-07 | 1.1117e-06 | 1.7984e-06 | 2.4836e-06 | 3.1932e-06 | 3.1932e-06 | 3.1932e-06 | 3.1932e-06 | 3.1932e-06 | 3.1932e-06 | 3.1932e-06 | 0.0023671 | 0.0041134
Scenario 3: Aggressive Fuel Sub | PG&E | Res | HVAC | Res - Multi Family | Gas Energy (MMTherm/year) | Fuel Substitution | 2.6463e-05 | 6.3428e-05 | 0.0001023 | 0.00014299 | 0.00018858 | 0.00018858 | 0.00018858 | 0.00018858 | 0.00018858 | 0.00018858 | 0.00018858 | 0.00018858 | 0.00018858
Scenario 3: Aggressive Fuel Sub | PG&E | Res | HVAC | Res - Single Family | Electric Demand (MW) | Energy Efficiency | 3.3848 | 6.8997 | 18.2684 | 19.8024 | 13.6231 | 14.4335 | 12.9036 | 11.4421 | 9.4272 | 9.4609 | 9.4958 | 9.5322 | 9.5699
Scenario 3: Aggressive Fuel Sub | PG&E | Res | HVAC | Res - Single Family | Electric Demand (MW) | Fuel Substitution | 0 | 0 | 0 | 0 | 0 | 0.00060838 | 0.0012558 | 0.0019458 | 0.0019873 | 0.0020318 | 0.0020788 | 0.0021275 | 0.0021777
Scenario 3: Aggressive Fuel Sub | PG&E | Res | HVAC | Res - Single Family | Electric Energy (GWh/year) | Energy Efficiency | 6.7042 | 13.4889 | 23.9962 | 25.6439 | 23.6484 | 24.5155 | 19.8174 | 15.254 | 10.3277 | 10.5697 | 10.8189 | 11.1906 | 11.5655
Scenario 3: Aggressive Fuel Sub | PG&E | Res | HVAC | Res - Single Family | Electric Energy (GWh/year) | Fuel Substitution | -0.010322 | -0.021303 | -0.033678 | -0.04669 | -0.060314 | -0.057648 | -0.054815 | -0.051807 | -0.051612 | -0.051403 | -0.051182 | -0.050953 | -0.050717
Scenario 3: Aggressive Fuel Sub | PG&E | Res | HVAC | Res - Single Family | Gas Energy (MMTherm/year) | Energy Efficiency | 0.0052649 | 0.018358 | 0.037049 | 0.087801 | 0.14073 | 0.13597 | 0.16158 | 0.18645 | 0.21473 | 0.2148 | 0.21486 | 0.22966 | 0.24401
Scenario 3: Aggressive Fuel Sub | PG&E | Res | HVAC | Res - Single Family | Gas Energy (MMTherm/year) | Fuel Substitution | 0.0014731 | 0.0030406 | 0.0048304 | 0.0067124 | 0.0086828 | 0.0086828 | 0.0086828 | 0.0086828 | 0.0086828 | 0.0086828 | 0.0086828 | 0.0086828 | 0.0086828
Scenario 3: Aggressive Fuel Sub | PG&E | Res | WaterHeat | Res - Multi Family | Electric Demand (MW) | Energy Efficiency | 0.082257 | 0.17095 | 0.26603 | 0.3667 | 0.47254 | 0.58423 | 0.70091 | 0.81857 | 0.94085 | 1.0678 | 1.1996 | 1.3336 | 1.4701
Scenario 3: Aggressive Fuel Sub | PG&E | Res | WaterHeat | Res - Multi Family | Electric Demand (MW) | Fuel Substitution | 0 | 0 | 0 | 0 | 0 | 0.015844 | 0.034662 | 0.056417 | 0.08085 | 0.10825 | 0.13949 | 0.17444 | 0.21231
Scenario 3: Aggressive Fuel Sub | PG&E | Res | WaterHeat | Res - Multi Family | Electric Energy (GWh/year) | Energy Efficiency | 0.47154 | 0.97973 | 1.5242 | 2.1003 | 2.7056 | 3.344 | 4.0105 | 4.682 | 5.3796 | 6.1037 | 6.8547 | 7.6145 | 8.3876
Scenario 3: Aggressive Fuel Sub | PG&E | Res | WaterHeat | Res - Multi Family | Electric Energy (GWh/year) | Fuel Substitution | -2.94 | -6.1576 | -9.6633 | -13.4662 | -17.5716 | -17.4778 | -17.3664 | -17.2377 | -17.0931 | -16.931 | -16.7463 | -16.5397 | -16.3158
Scenario 3: Aggressive Fuel Sub | PG&E | Res | WaterHeat | Res - Multi Family | Gas Energy (MMTherm/year) | Energy Efficiency | 0.067143 | 0.13624 | 0.20704 | 0.27833 | 0.34917 | 0.38272 | 0.41458 | 0.44294 | 0.46969 | 0.49494 | 0.51889 | 0.50385 | 0.48662
Scenario 3: Aggressive Fuel Sub | PG&E | Res | WaterHeat | Res - Multi Family | Gas Energy (MMTherm/year) | Fuel Substitution | 0.22508 | 0.47149 | 0.74 | 1.0314 | 1.3461 | 1.3461 | 1.3461 | 1.3461 | 1.3461 | 1.3461 | 1.3461 | 1.3461 | 1.3461
Scenario 3: Aggressive Fuel Sub | PG&E | Res | WaterHeat | Res - Single Family | Electric Demand (MW) | Energy Efficiency | 0.24956 | 0.52096 | 0.81006 | 1.1143 | 1.4323 | 1.7675 | 2.1155 | 2.4762 | 2.8493 | 3.2353 | 3.6342 | 4.0442 | 4.4672
Scenario 3: Aggressive Fuel Sub | PG&E | Res | WaterHeat | Res - Single Family | Electric Demand (MW) | Fuel Substitution | 0 | 0 | 0 | 0 | 0 | 0.093624 | 0.20464 | 0.33273 | 0.47636 | 0.63528 | 0.81554 | 1.0173 | 1.2361
Scenario 3: Aggressive Fuel Sub | PG&E | Res | WaterHeat | Res - Single Family | Electric Energy (GWh/year) | Energy Efficiency | 1.6999 | 3.5473 | 5.5147 | 7.5848 | 9.7485 | 12.0315 | 14.4019 | 16.8576 | 19.3982 | 22.0255 | 24.7409 | 27.5289 | 30.4057
Scenario 3: Aggressive Fuel Sub | PG&E | Res | WaterHeat | Res - Single Family | Electric Energy (GWh/year) | Fuel Substitution | -0.066222 | -0.15858 | -0.27545 | -0.41703 | -0.58449 | 0.083 | 0.87446 | 1.7877 | 2.8117 | 3.9446 | 5.2298 | 6.6678 | 8.2279
Scenario 3: Aggressive Fuel Sub | PG&E | Res | WaterHeat | Res - Single Family | Gas Energy (MMTherm/year) | Energy Efficiency | 0.33754 | 0.70414 | 1.0888 | 1.4823 | 1.8788 | 2.0116 | 2.1373 | 2.2559 | 2.3678 | 2.4739 | 2.5749 | 2.5323 | 2.4769
Scenario 3: Aggressive Fuel Sub | PG&E | Res | WaterHeat | Res - Single Family | Gas Energy (MMTherm/year) | Fuel Substitution | 0.0089686 | 0.021477 | 0.037304 | 0.056476 | 0.079153 | 0.079153 | 0.079153 | 0.079153 | 0.079153 | 0.079153 | 0.079153 | 0.079153 | 0.079153
Scenario 3: Aggressive Fuel Sub | PG&E | Res | WholeBlg | Res - Multi Family | Electric Demand (MW) | Energy Efficiency | 0 | 0 | 0.00093991 | 0.0019101 | 0.0028669 | 0.003811 | 0.24775 | 0.48108 | 0.69899 | 0.90338 | 1.0923 | 1.4107 | 1.7066
Scenario 3: Aggressive Fuel Sub | PG&E | Res | WholeBlg | Res - Multi Family | Electric Energy (GWh/year) | Energy Efficiency | 0 | 0 | 0.0090796 | 0.018452 | 0.027694 | 0.036814 | 2.1802 | 4.2303 | 6.145 | 7.9408 | 9.6006 | 12.1555 | 14.5303
Scenario 3: Aggressive Fuel Sub | PG&E | Res | WholeBlg | Res - Multi Family | Gas Energy (MMTherm/year) | Energy Efficiency | 0 | 0 | 6.7456e-05 | 0.00013708 | 0.00020575 | 0.00027351 | 0.018942 | 0.036797 | 0.053474 | 0.069115 | 0.083571 | 0.10739 | 0.12952
Scenario 3: Aggressive Fuel Sub | PG&E | Res | WholeBlg | Res - Single Family | Electric Demand (MW) | Energy Efficiency | 0 | 0 | 0.0076699 | 0.015622 | 0.023392 | 0.030994 | 0.038204 | 0.04496 | 0.051169 | 0.056941 | 0.062215 | 0.067075 | 0.698
Scenario 3: Aggressive Fuel Sub | PG&E | Res | WholeBlg | Res - Single Family | Electric Energy (GWh/year) | Energy Efficiency | 0 | 0 | 0.034337 | 0.069936 | 0.10472 | 0.13876 | 0.17103 | 0.20128 | 0.22908 | 0.25491 | 0.27852 | 0.30028 | 3.6931
Scenario 3: Aggressive Fuel Sub | PG&E | Res | WholeBlg | Res - Single Family | Gas Energy (MMTherm/year) | Energy Efficiency | 0 | 0 | 0.00019799 | 0.00040325 | 0.00060383 | 0.00080007 | 0.00098618 | 0.0011606 | 0.0013209 | 0.0014698 | 0.001606 | 0.0017314 | 0.022618
Scenario 3: Aggressive Fuel Sub | SCE | Ag | WholeBlg | Ag - Dairies, fishing, hunting | Electric Demand (MW) | Energy Efficiency | 0.072711 | 0.14585 | 0.21938 | 0.29326 | 0.36748 | 0.44202 | 0.51685 | 0.59201 | 0.63184 | 0.63472 | 0.6375 | 0.6402 | 0.64284
Scenario 3: Aggressive Fuel Sub | SCE | Ag | WholeBlg | Ag - Dairies, fishing, hunting | Electric Energy (GWh/year) | Energy Efficiency | 0.30975 | 0.62133 | 0.93455 | 1.2493 | 1.5655 | 1.883 | 2.2018 | 2.5219 | 2.6916 | 2.7039 | 2.7157 | 2.7273 | 2.7385
Scenario 3: Aggressive Fuel Sub | SCE | Ag | WholeBlg | Ag - Irrigated Agriculture, vineyards, forestry and greenhouses | Electric Demand (MW) | Energy Efficiency | 0.17501 | 0.35913 | 0.55165 | 0.75215 | 0.96038 | 1.1758 | 1.3981 | 1.6275 | 1.7782 | 1.8426 | 1.9055 | 1.9673 | 2.0284
Scenario 3: Aggressive Fuel Sub | SCE | Ag | WholeBlg | Ag - Irrigated Agriculture, vineyards, forestry and greenhouses | Electric Energy (GWh/year) | Energy Efficiency | 0.74555 | 1.5299 | 2.35 | 3.2041 | 4.0912 | 5.0089 | 5.9559 | 6.9329 | 7.5752 | 7.8494 | 8.1172 | 8.3806 | 8.6408
Scenario 3: Aggressive Fuel Sub | SCE | Ag | WholeBlg | Ag - Water pumping | Electric Demand (MW) | Energy Efficiency | 1.0129 | 2.0249 | 3.0361 | 4.0463 | 5.0555 | 6.0638 | 7.0714 | 8.0784 | 8.588 | 8.581 | 8.5737 | 8.5663 | 8.5584
Scenario 3: Aggressive Fuel Sub | SCE | Ag | WholeBlg | Ag - Water pumping | Electric Energy (GWh/year) | Energy Efficiency | 4.3148 | 8.6261 | 12.9336 | 17.237 | 21.5362 | 25.8317 | 30.124 | 34.4136 | 36.5847 | 36.5547 | 36.5239 | 36.4921 | 36.4585
Scenario 3: Aggressive Fuel Sub | SCE | Com | BROs | Com - Lodging | Electric Energy (GWh/year) | Energy Efficiency | 0.024629 | 0.075049 | 0.12786 | 0.1837 | 0.24339 | 0.3069 | 0.37469 | 0.4464 | 0.52142 | 0.60058 | 0.68322 | 0.76716 | 0.84977
Scenario 3: Aggressive Fuel Sub | SCE | Com | BROs | Com - Other | Electric Energy (GWh/year) | Energy Efficiency | 0.039575 | 0.12025 | 0.20412 | 0.29214 | 0.38552 | 0.48417 | 0.58908 | 0.69953 | 0.81427 | 0.93457 | 1.0593 | 1.1855 | 1.3193
Scenario 3: Aggressive Fuel Sub | SCE | Com | BROs | Com - Retail | Electric Demand (MW) | Energy Efficiency | 0.0073178 | 0.022189 | 0.037579 | 0.053618 | 0.070487 | 0.0882 | 0.10692 | 0.12652 | 0.14672 | 0.16773 | 0.18929 | 0.21088 | 0.23333
Scenario 3: Aggressive Fuel Sub | SCE | Com | BROs | Com - Retail | Electric Energy (GWh/year) | Energy Efficiency | 0.079116 | 0.23989 | 0.40628 | 0.57969 | 0.76207 | 0.95357 | 1.156 | 1.3678 | 1.5863 | 1.8134 | 2.0465 | 2.2799 | 2.5227
Scenario 3: Aggressive Fuel Sub | SCE | Com | BldgEnv | Com - College | Electric Demand (MW) | Energy Efficiency | 0.0014447 | 0.0029746 | 0.004543 | 0.0060953 | 0.0075732 | 0.0089285 | 0.010122 | 0.0097247 | 0.0083085 | 0.0067855 | 0.0052829 | 0.003857 | 0.0025579
Scenario 3: Aggressive Fuel Sub | SCE | Com | BldgEnv | Com - College | Electric Energy (GWh/year) | Energy Efficiency | 0.000493 | 0.0010151 | 0.0015503 | 0.00208 | 0.0025842 | 0.0030464 | 0.0034535 | 0.0033169 | 0.0028322 | 0.002312 | 0.0017987 | 0.0013116 | 0.00086788
Scenario 3: Aggressive Fuel Sub | SCE | Com | BldgEnv | Com - College | Gas Energy (MMTherm/year) | Energy Efficiency | 0.001571 | 0.0032348 | 0.0049403 | 0.0066274 | 0.0082331 | 0.0097044 | 0.010999 | 0.010556 | 0.0090013 | 0.0073394 | 0.0056997 | 0.0041437 | 0.0027262
Scenario 3: Aggressive Fuel Sub | SCE | Com | BldgEnv | Com - Grocery | Electric Demand (MW) | Energy Efficiency | 0.0001349 | 0.00027651 | 0.00042277 | 0.000563 | 0.00071135 | 0.00086678 | 0.0010279 | 0.0011633 | 0.0013061 | 0.0012776 | 0.0012628 | 0.0012488 | 0.0012355
Scenario 3: Aggressive Fuel Sub | SCE | Com | BldgEnv | Com - Grocery | Electric Energy (GWh/year) | Energy Efficiency | 4.4433e-05 | 9.1073e-05 | 0.00013925 | 0.00018544 | 0.0002343 | 0.00028549 | 0.00033858 | 0.00038316 | 0.0004302 | 0.00042081 | 0.00041595 | 0.00041133 | 0.00040695
Scenario 3: Aggressive Fuel Sub | SCE | Com | BldgEnv | Com - Grocery | Gas Energy (MMTherm/year) | Energy Efficiency | 9.3978e-05 | 0.00019263 | 0.00029452 | 0.00039222 | 0.00049557 | 0.00060386 | 0.00071614 | 0.00081046 | 0.00090995 | 0.0008901 | 0.00087983 | 0.00087006 | 0.00086079
Scenario 3: Aggressive Fuel Sub | SCE | Com | BldgEnv | Com - Health | Electric Demand (MW) | Energy Efficiency | 0.0027372 | 0.0051685 | 0.0055853 | 0.0059402 | 0.0062348 | 0.0064715 | 0.0066583 | 0.0041625 | 0.0019817 | 0.0016739 | 0.0014321 | 0.0012569 | 0.0011444
Scenario 3: Aggressive Fuel Sub | SCE | Com | BldgEnv | Com - Health | Electric Energy (GWh/year) | Energy Efficiency | 0.0012638 | 0.0023863 | 0.0025485 | 0.0026893 | 0.0028093 | 0.0029094 | 0.0029923 | 0.0018399 | 0.00083301 | 0.00072114 | 0.00063263 | 0.00056772 | 0.00052503
Scenario 3: Aggressive Fuel Sub | SCE | Com | BldgEnv | Com - Health | Gas Energy (MMTherm/year) | Energy Efficiency | 0.0021648 | 0.0040877 | 0.0042921 | 0.0044771 | 0.004644 | 0.0047929 | 0.0049268 | 0.0029529 | 0.0012281 | 0.0011098 | 0.0010143 | 0.00094188 | 0.0008912
Scenario 3: Aggressive Fuel Sub | SCE | Com | BldgEnv | Com - Lodging | Electric Demand (MW) | Energy Efficiency | 0.00012181 | 0.00026953 | 0.00044828 | 0.0006641 | 0.00092411 | 0.0012365 | 0.0016108 | 0.001937 | 0.0017952 | 0.0016182 | 0.0014043 | 0.0011465 | 0.00083651
Scenario 3: Aggressive Fuel Sub | SCE | Com | BldgEnv | Com - Lodging | Electric Energy (GWh/year) | Energy Efficiency | 7.6281e-05 | 0.00016877 | 0.00028069 | 0.00041581 | 0.00057858 | 0.00077415 | 0.0010084 | 0.0012126 | 0.001124 | 0.0010132 | 0.00087929 | 0.00071793 | 0.00052394
Scenario 3: Aggressive Fuel Sub | SCE | Com | BldgEnv | Com - Lodging | Gas Energy (MMTherm/year) | Energy Efficiency | 4.829e-05 | 0.00010691 | 0.00017789 | 0.00026368 | 0.00036708 | 0.00049141 | 0.00064042 | 0.00077031 | 0.00071267 | 0.00064195 | 0.00055648 | 0.00045341 | 0.00032948
Scenario 3: Aggressive Fuel Sub | SCE | Com | BldgEnv | Com - Office (Large) | Electric Demand (MW) | Energy Efficiency | 0.0032079 | 0.0065191 | 0.0099089 | 0.013375 | 0.016937 | 0.020583 | 0.024278 | 0.027706 | 0.031155 | 0.030873 | 0.030606 | 0.030351 | 0.03011
Scenario 3: Aggressive Fuel Sub | SCE | Com | BldgEnv | Com - Office (Large) | Electric Energy (GWh/year) | Energy Efficiency | 0.0010874 | 0.0022097 | 0.0033587 | 0.0045336 | 0.005741 | 0.0069768 | 0.0082291 | 0.0093913 | 0.01056 | 0.010465 | 0.010374 | 0.010288 | 0.010206
Scenario 3: Aggressive Fuel Sub | SCE | Com | BldgEnv | Com - Office (Large) | Gas Energy (MMTherm/year) | Energy Efficiency | 0.0009075 | 0.0018442 | 0.0028031 | 0.0037837 | 0.0047914 | 0.0058228 | 0.006868 | 0.0078379 | 0.0088137 | 0.0087339 | 0.0086582 | 0.0085862 | 0.0085179
Scenario 3: Aggressive Fuel Sub | SCE | Com | BldgEnv | Com - Office (Small) | Electric Demand (MW) | Energy Efficiency | 0.00013624 | 0.00027853 | 0.00042586 | 0.00056906 | 0.00057991 | 0.002235 | 0.0023793 | 0.0025025 | 0.0026305 | 0.0026086 | 0.0025972 | 0.0025863 | 0.002576
Scenario 3: Aggressive Fuel Sub | SCE | Com | BldgEnv | Com - Office (Small) | Electric Energy (GWh/year) | Energy Efficiency | 4.4876e-05 | 9.1744e-05 | 0.00014027 | 0.00018744 | 0.00019102 | 0.00073618 | 0.0007837 | 0.00082429 | 0.00086645 | 0.00085923 | 0.00085547 | 0.00085189 | 0.0008485
Scenario 3: Aggressive Fuel Sub | SCE | Com | BldgEnv | Com - Office (Small) | Gas Energy (MMTherm/year) | Energy Efficiency | 4.4758e-05 | 9.1501e-05 | 0.0001399 | 0.00018694 | 0.00019051 | 0.00073422 | 0.00078161 | 0.00082209 | 0.00086414 | 0.00085693 | 0.00085318 | 0.00084962 | 0.00084623
Scenario 3: Aggressive Fuel Sub | SCE | Com | BldgEnv | Com - Other | Electric Demand (MW) | Energy Efficiency | 0.0060166 | 0.011503 | 0.016287 | 0.020272 | 0.023445 | 0.025854 | 0.027596 | 0.023847 | 0.02069 | 0.016883 | 0.013943 | 0.011883 | 0.010649
Scenario 3: Aggressive Fuel Sub | SCE | Com | BldgEnv | Com - Other | Electric Energy (GWh/year) | Energy Efficiency | 0.0020539 | 0.0039263 | 0.0055583 | 0.0069174 | 0.0079984 | 0.0088182 | 0.0094101 | 0.0081251 | 0.0070427 | 0.0057421 | 0.0047376 | 0.0040336 | 0.0036122
Scenario 3: Aggressive Fuel Sub | SCE | Com | BldgEnv | Com - Other | Gas Energy (MMTherm/year) | Energy Efficiency | 0.0042384 | 0.0080271 | 0.01123 | 0.013775 | 0.01565 | 0.016896 | 0.017589 | 0.01404 | 0.010958 | 0.0080511 | 0.0058239 | 0.0042861 | 0.0033964
Scenario 3: Aggressive Fuel Sub | SCE | Com | BldgEnv | Com - Refrig. Warehouse | Electric Demand (MW) | Energy Efficiency | 2.3536e-05 | 2.5901e-05 | 2.8364e-05 | 3.0868e-05 | 3.3453e-05 | 3.6143e-05 | 3.8956e-05 | 4.1797e-05 | 4.4757e-05 | 4.4687e-05 | 4.4616e-05 | 4.4544e-05 | 4.447e-05
Scenario 3: Aggressive Fuel Sub | SCE | Com | BldgEnv | Com - Refrig. Warehouse | Electric Energy (GWh/year) | Energy Efficiency | 1.0984e-05 | 1.2087e-05 | 1.3237e-05 | 1.4405e-05 | 1.5611e-05 | 1.6867e-05 | 1.8179e-05 | 1.9505e-05 | 2.0887e-05 | 2.0854e-05 | 2.0821e-05 | 2.0787e-05 | 2.0753e-05
Scenario 3: Aggressive Fuel Sub | SCE | Com | BldgEnv | Com - Refrig. Warehouse | Gas Energy (MMTherm/year) | Energy Efficiency | 1.3285e-05 | 1.462e-05 | 1.601e-05 | 1.7423e-05 | 1.8882e-05 | 2.0401e-05 | 2.1988e-05 | 2.3592e-05 | 2.5263e-05 | 2.5223e-05 | 2.5183e-05 | 2.5143e-05 | 2.5101e-05
Scenario 3: Aggressive Fuel Sub | SCE | Com | BldgEnv | Com - Retail | Electric Demand (MW) | Energy Efficiency | 0.00035586 | 0.00072576 | 0.0011054 | 0.0014954 | 0.0018964 | 0.0023017 | 0.0026843 | 0.0029903 | 0.0032994 | 0.0032241 | 0.0031523 | 0.0030843 | 0.0030221
Scenario 3: Aggressive Fuel Sub | SCE | Com | BldgEnv | Com - Retail | Electric Energy (GWh/year) | Energy Efficiency | 0.00012058 | 0.000246 | 0.00037478 | 0.00050717 | 0.00064334 | 0.00078106 | 0.00091138 | 0.0010165 | 0.0011227 | 0.0010979 | 0.0010743 | 0.0010519 | 0.0010314
Scenario 3: Aggressive Fuel Sub | SCE | Com | BldgEnv | Com - Retail | Gas Energy (MMTherm/year) | Energy Efficiency | 0.00012541 | 0.00025595 | 0.0003901 | 0.0005281 | 0.00067015 | 0.00081394 | 0.00095046 | 0.001062 | 0.0011746 | 0.0011499 | 0.0011263 | 0.0011039 | 0.0010835
Scenario 3: Aggressive Fuel Sub | SCE | Com | BldgEnv | Com - School | Electric Demand (MW) | Energy Efficiency | 0.00018379 | 0.00037493 | 0.00057326 | 0.00077757 | 0.00098623 | 0.0011995 | 0.0014153 | 0.0016137 | 0.0018159 | 0.0017976 | 0.0017801 | 0.0017636 | 0.0017478
Scenario 3: Aggressive Fuel Sub | SCE | Com | BldgEnv | Com - School | Electric Energy (GWh/year) | Energy Efficiency | 6.0536e-05 | 0.00012349 | 0.00018882 | 0.00025612 | 0.00032485 | 0.00039509 | 0.00046619 | 0.00053154 | 0.00059814 | 0.00059209 | 0.00058635 | 0.00058089 | 0.0005757
Scenario 3: Aggressive Fuel Sub | SCE | Com | BldgEnv | Com - School | Gas Energy (MMTherm/year) | Energy Efficiency | 6.0375e-05 | 0.00012317 | 0.00018832 | 0.00025544 | 0.00032398 | 0.00039404 | 0.00046494 | 0.00053012 | 0.00059654 | 0.00059051 | 0.00058478 | 0.00057934 | 0.00057416
Scenario 3: Aggressive Fuel Sub | SCE | Com | BldgEnv | Com - Warehouse | Electric Demand (MW) | Energy Efficiency | 0.0014879 | 0.0031856 | 0.0050878 | 0.0071815 | 0.0094415 | 0.011822 | 0.014267 | 0.015339 | 0.013984 | 0.012216 | 0.010268 | 0.0081684 | 0.0059583
Scenario 3: Aggressive Fuel Sub | SCE | Com | BldgEnv | Com - Warehouse | Electric Energy (GWh/year) | Energy Efficiency | 0.00071957 | 0.0015391 | 0.0024557 | 0.0034639 | 0.0045522 | 0.0056987 | 0.0068767 | 0.0074119 | 0.006815 | 0.0059862 | 0.0050734 | 0.0040897 | 0.0030545
Scenario 3: Aggressive Fuel Sub | SCE | Com | BldgEnv | Com - Warehouse | Gas Energy (MMTherm/year) | Energy Efficiency | 0.00084501 | 0.0018089 | 0.0028885 | 0.0040767 | 0.0053593 | 0.0067102 | 0.0080977 | 0.0087103 | 0.0079526 | 0.006954 | 0.0058537 | 0.0046677 | 0.0034195
Scenario 3: Aggressive Fuel Sub | SCE | Com | ComRefrig | Com - College | Electric Demand (MW) | Energy Efficiency | 0.00015495 | 0.00026139 | 0.00032948 | 0.0003697 | 0.0024028 | 0.0047271 | 0.0071461 | 0.0098585 | 0.012634 | 0.015431 | 0.018671 | 0.022017 | 0.025389
Scenario 3: Aggressive Fuel Sub | SCE | Com | ComRefrig | Com - College | Electric Energy (GWh/year) | Energy Efficiency | 0.0011387 | 0.0019291 | 0.002441 | 0.0027481 | 0.020526 | 0.040859 | 0.061973 | 0.085416 | 0.10937 | 0.13352 | 0.16154 | 0.19048 | 0.21964
Scenario 3: Aggressive Fuel Sub | SCE | Com | ComRefrig | Com - College | Gas Energy (MMTherm/year) | Energy Efficiency | 0 | 0 | 0 | 0 | -0.00027245 | -0.00058532 | -0.00090473 | -0.0012343 | -0.001568 | -0.0019043 | -0.0023152 | -0.0027422 | -0.0031725
Scenario 3: Aggressive Fuel Sub | SCE | Com | ComRefrig | Com - Grocery | Electric Demand (MW) | Energy Efficiency | 0.22182 | 0.35217 | 0.41634 | 0.45121 | 0.47271 | 0.4874 | 0.60361 | 1.1686 | 1.8133 | 2.4635 | 3.1192 | 3.7797 | 4.4449
Scenario 3: Aggressive Fuel Sub | SCE | Com | ComRefrig | Com - Grocery | Electric Energy (GWh/year) | Energy Efficiency | 1.6516 | 2.6411 | 3.1447 | 3.4198 | 3.5826 | 3.6886 | 4.6046 | 9.0442 | 14.1098 | 19.2192 | 24.3718 | 29.5629 | 34.792
Scenario 3: Aggressive Fuel Sub | SCE | Com | ComRefrig | Com - Grocery | Gas Energy (MMTherm/year) | Energy Efficiency | 0 | 0 | 0 | 0 | 0 | 0 | -0.0024951 | -0.01574 | -0.030908 | -0.046228 | -0.061694 | -0.077293 | -0.093021
Scenario 3: Aggressive Fuel Sub | SCE | Com | ComRefrig | Com - Health | Electric Demand (MW) | Energy Efficiency | 0 | 0 | 0 | 0 | 0.013602 | 0.029552 | 0.045766 | 0.062169 | 0.078738 | 0.095412 | 0.11505 | 0.13529 | 0.15578
Scenario 3: Aggressive Fuel Sub | SCE | Com | ComRefrig | Com - Health | Electric Energy (GWh/year) | Energy Efficiency | 0 | 0 | 0 | 0 | 0.11907 | 0.2587 | 0.40063 | 0.54422 | 0.68926 | 0.83523 | 1.0071 | 1.1843 | 1.3636
Scenario 3: Aggressive Fuel Sub | SCE | Com | ComRefrig | Com - Health | Gas Energy (MMTherm/year) | Energy Efficiency | 0 | 0 | 0 | 0 | -0.0018419 | -0.0040017 | -0.0061972 | -0.0084183 | -0.010662 | -0.01292 | -0.015681 | -0.01854 | -0.021433
Scenario 3: Aggressive Fuel Sub | SCE | Com | ComRefrig | Com - Refrig. Warehouse | Electric Demand (MW) | Energy Efficiency | 0.00036575 | 0.00063443 | 0.00081707 | 0.00093226 | 0.0009989 | 0.0010326 | 0.0011671 | 0.0017823 | 0.0024708 | 0.0031663 | 0.0038678 | 0.0045762 | 0.0052909
Scenario 3: Aggressive Fuel Sub | SCE | Com | ComRefrig | Com - Refrig. Warehouse | Electric Energy (GWh/year) | Energy Efficiency | 0.002663 | 0.0046375 | 0.0059938 | 0.0068597 | 0.0073688 | 0.0076332 | 0.0086983 | 0.013534 | 0.018943 | 0.024408 | 0.029921 | 0.035488 | 0.041106
Scenario 3: Aggressive Fuel Sub | SCE | Com | ComRefrig | Com - Refrig. Warehouse | Gas Energy (MMTherm/year) | Energy Efficiency | 0 | 0 | 0 | 0 | 0 | 0 | -2.7188e-06 | -1.7097e-05 | -3.329e-05 | -4.9669e-05 | -6.6215e-05 | -8.294e-05 | -9.9834e-05
Scenario 3: Aggressive Fuel Sub | SCE | Com | ComRefrig | Com - Restaurant | Electric Demand (MW) | Energy Efficiency | 0.0090276 | 0.014347 | 0.016996 | 0.018432 | 0.01934 | 0.01999 | 0.026233 | 0.057505 | 0.093436 | 0.12968 | 0.16621 | 0.203 | 0.24005
Scenario 3: Aggressive Fuel Sub | SCE | Com | ComRefrig | Com - Restaurant | Electric Energy (GWh/year) | Energy Efficiency | 0.067035 | 0.10725 | 0.1279 | 0.13915 | 0.14599 | 0.15067 | 0.19997 | 0.44576 | 0.72813 | 1.0129 | 1.3001 | 1.5893 | 1.8805
Scenario 3: Aggressive Fuel Sub | SCE | Com | ComRefrig | Com - Restaurant | Gas Energy (MMTherm/year) | Energy Efficiency | 0 | 0 | 0 | 0 | 0 | 0 | -0.00013719 | -0.00087359 | -0.0017222 | -0.002579 | -0.0034435 | -0.004315 | -0.0051933
Scenario 3: Aggressive Fuel Sub | SCE | Com | ComRefrig | Com - Retail | Electric Demand (MW) | Energy Efficiency | 0.1073 | 0.17164 | 0.20476 | 0.2217 | 0.23236 | 0.23922 | 0.29325 | 0.55753 | 0.85951 | 1.1636 | 1.4697 | 1.7774 | 2.0866
Scenario 3: Aggressive Fuel Sub | SCE | Com | ComRefrig | Com - Retail | Electric Energy (GWh/year) | Energy Efficiency | 0.79754 | 1.2842 | 1.5419 | 1.6758 | 1.7571 | 1.8067 | 2.2326 | 4.3089 | 6.6814 | 9.0709 | 11.476 | 13.8939 | 16.3238
Scenario 3: Aggressive Fuel Sub | SCE | Com | ComRefrig | Com - Retail | Gas Energy (MMTherm/year) | Energy Efficiency | 0 | 0 | 0 | 0 | 0 | 0 | -0.0011595 | -0.007354 | -0.014458 | -0.021622 | -0.028842 | -0.036107 | -0.043415
Scenario 3: Aggressive Fuel Sub | SCE | Com | ComRefrig | Com - School | Electric Demand (MW) | Energy Efficiency | 4.0575e-05 | 5.9505e-05 | 7.4219e-05 | 8.7998e-05 | 0.0001009 | 0.00011298 | 0.00025988 | 0.001005 | 0.0018741 | 0.0027475 | 0.0036243 | 0.0045051 | 0.0053892
Scenario 3: Aggressive Fuel Sub | SCE | Com | ComRefrig | Com - School | Electric Energy (GWh/year) | Energy Efficiency | 0.00032316 | 0.0004636 | 0.00056946 | 0.00066857 | 0.00076135 | 0.00084821 | 0.0020103 | 0.0078694 | 0.014702 | 0.021569 | 0.028463 | 0.035389 | 0.04234
Scenario 3: Aggressive Fuel Sub | SCE | Com | ComRefrig | Com - School | Gas Energy (MMTherm/year) | Energy Efficiency | 0 | 0 | 0 | 0 | 0 | 0 | -3.302e-06 | -2.0924e-05 | -4.1525e-05 | -6.2243e-05 | -8.3056e-05 | -0.00010398 | -0.00012499
Scenario 3: Aggressive Fuel Sub | SCE | Com | FoodServ | Com - College | Electric Demand (MW) | Energy Efficiency | 0.0033744 | 0.009248 | 0.015761 | 0.022639 | 0.029704 | 0.042371 | 0.056087 | 0.070018 | 0.086502 | 0.10442 | 0.12264 | 0.14078 | 0.15905
Scenario 3: Aggressive Fuel Sub | SCE | Com | FoodServ | Com - College | Electric Demand (MW) | Fuel Substitution | -0.0003129 | -0.00067188 | -0.0010764 | -0.0015261 | -0.0020202 | -0.0025582 | -0.0031393 | -0.0037633 | -0.0044319 | -0.0051456 | -0.0059044 | -0.006708 | -0.0075559
Scenario 3: Aggressive Fuel Sub | SCE | Com | FoodServ | Com - College | Electric Energy (GWh/year) | Energy Efficiency | 0.018656 | 0.051716 | 0.088326 | 0.12689 | 0.16648 | 0.23052 | 0.29936 | 0.36929 | 0.45055 | 0.53823 | 0.62732 | 0.71388 | 0.8011
Scenario 3: Aggressive Fuel Sub | SCE | Com | FoodServ | Com - College | Electric Energy (GWh/year) | Fuel Substitution | -0.0040746 | -0.0087685 | -0.01409 | -0.020051 | -0.026663 | -0.033939 | -0.041896 | -0.050548 | -0.059919 | -0.070023 | -0.08087 | -0.09247 | -0.10483
Scenario 3: Aggressive Fuel Sub | SCE | Com | FoodServ | Com - College | Gas Energy (MMTherm/year) | Energy Efficiency | 0.00030644 | 0.0011497 | 0.002085 | 0.0030508 | 0.0040286 | 0.0050352 | 0.006067 | 0.0071125 | 0.0081688 | 0.0092301 | 0.010299 | 0.011404 | 0.012516
Scenario 3: Aggressive Fuel Sub | SCE | Com | FoodServ | Com - College | Gas Energy (MMTherm/year) | Fuel Substitution | 0.00042148 | 0.00090693 | 0.0014572 | 0.0020734 | 0.0027567 | 0.0035084 | 0.0043301 | 0.0052233 | 0.006191 | 0.0072348 | 0.0083559 | 0.0095556 | 0.010834
Scenario 3: Aggressive Fuel Sub | SCE | Com | FoodServ | Com - Grocery | Electric Demand (MW) | Energy Efficiency | 0.017251 | 0.054706 | 0.097071 | 0.14135 | 0.18749 | 0.27854 | 0.37848 | 0.48014 | 0.6025 | 0.73755 | 0.87546 | 1.01 | 1.1456
Scenario 3: Aggressive Fuel Sub | SCE | Com | FoodServ | Com - Grocery | Electric Demand (MW) | Fuel Substitution | -0.0019215 | -0.0041273 | -0.006613 | -0.0093744 | -0.012407 | -0.015707 | -0.019268 | -0.023092 | -0.027183 | -0.031539 | -0.036158 | -0.041036 | -0.046169
Scenario 3: Aggressive Fuel Sub | SCE | Com | FoodServ | Com - Grocery | Electric Energy (GWh/year) | Energy Efficiency | 0.10265 | 0.32181 | 0.569 | 0.82683 | 1.095 | 1.5585 | 2.0618 | 2.574 | 3.178 | 3.8389 | 4.5132 | 5.1526 | 5.7977
Scenario 3: Aggressive Fuel Sub | SCE | Com | FoodServ | Com - Grocery | Electric Energy (GWh/year) | Fuel Substitution | -0.042311 | -0.09056 | -0.14473 | -0.20484 | -0.27089 | -0.34293 | -0.42108 | -0.50541 | -0.59607 | -0.69312 | -0.79663 | -0.9066 | -1.0231
Scenario 3: Aggressive Fuel Sub | SCE | Com | FoodServ | Com - Grocery | Gas Energy (MMTherm/year) | Energy Efficiency | 0.001363 | 0.0071283 | 0.013693 | 0.020377 | 0.027195 | 0.034121 | 0.041129 | 0.048236 | 0.055425 | 0.062678 | 0.070002 | 0.077384 | 0.084826
Scenario 3: Aggressive Fuel Sub | SCE | Com | FoodServ | Com - Grocery | Gas Energy (MMTherm/year) | Fuel Substitution | 0.0043947 | 0.0094052 | 0.01503 | 0.021268 | 0.028123 | 0.035599 | 0.043705 | 0.052452 | 0.061858 | 0.071929 | 0.082672 | 0.094091 | 0.10619
Scenario 3: Aggressive Fuel Sub | SCE | Com | FoodServ | Com - Health | Electric Demand (MW) | Energy Efficiency | 0.01002 | 0.025921 | 0.04365 | 0.061923 | 0.080884 | 0.10913 | 0.13945 | 0.17011 | 0.20439 | 0.24054 | 0.27681 | 0.31219 | 0.34819
Scenario 3: Aggressive Fuel Sub | SCE | Com | FoodServ | Com - Health | Electric Demand (MW) | Fuel Substitution | -0.0007712 | -0.0016612 | -0.0026693 | -0.0037946 | -0.0050361 | -0.0063923 | -0.0078639 | -0.0094558 | -0.011172 | -0.013015 | -0.014983 | -0.017078 | -0.019301
Scenario 3: Aggressive Fuel Sub | SCE | Com | FoodServ | Com - Health | Electric Energy (GWh/year) | Energy Efficiency | 0.054349 | 0.14241 | 0.2406 | 0.34182 | 0.44678 | 0.59232 | 0.74738 | 0.90431 | 1.0773 | 1.2587 | 1.4406 | 1.613 | 1.7884
Scenario 3: Aggressive Fuel Sub | SCE | Com | FoodServ | Com - Health | Electric Energy (GWh/year) | Fuel Substitution | -0.011643 | -0.025035 | -0.040193 | -0.057137 | -0.075891 | -0.09649 | -0.11898 | -0.14341 | -0.16985 | -0.19831 | -0.22884 | -0.26144 | -0.29615
Scenario 3: Aggressive Fuel Sub | SCE | Com | FoodServ | Com - Health | Gas Energy (MMTherm/year) | Energy Efficiency | 0.0009393 | 0.0028447 | 0.0049724 | 0.0071295 | 0.0093373 | 0.011575 | 0.01386 | 0.01616 | 0.018471 | 0.020765 | 0.023034 | 0.025334 | 0.02768
Scenario 3: Aggressive Fuel Sub | SCE | Com | FoodServ | Com - Health | Gas Energy (MMTherm/year) | Fuel Substitution | 0.0012337 | 0.0026527 | 0.0042586 | 0.0060534 | 0.0080394 | 0.01022 | 0.0126 | 0.015186 | 0.017986 | 0.021002 | 0.024238 | 0.027698 | 0.031382
Scenario 3: Aggressive Fuel Sub | SCE | Com | FoodServ | Com - Lodging | Electric Demand (MW) | Energy Efficiency | 0.01913 | 0.054457 | 0.094464 | 0.13598 | 0.17894 | 0.23161 | 0.28713 | 0.34369 | 0.40261 | 0.46318 | 0.52455 | 0.57474 | 0.62537
Scenario 3: Aggressive Fuel Sub | SCE | Com | FoodServ | Com - Lodging | Electric Demand (MW) | Fuel Substitution | -0.00079981 | -0.0017188 | -0.0027563 | -0.0039112 | -0.0051828 | -0.0065697 | -0.0080725 | -0.0096926 | -0.011432 | -0.013289 | -0.015264 | -0.017356 | -0.019564
Scenario 3: Aggressive Fuel Sub | SCE | Com | FoodServ | Com - Lodging | Electric Energy (GWh/year) | Energy Efficiency | 0.13941 | 0.37296 | 0.6338 | 0.90357 | 1.1819 | 1.5042 | 1.8405 | 2.183 | 2.5372 | 2.8998 | 3.267 | 3.5344 | 3.8042
Scenario 3: Aggressive Fuel Sub | SCE | Com | FoodServ | Com - Lodging | Electric Energy (GWh/year) | Fuel Substitution | -0.011222 | -0.024074 | -0.038561 | -0.054695 | -0.072492 | -0.09198 | -0.11318 | -0.13615 | -0.1609 | -0.18747 | -0.21586 | -0.2461 | -0.27819
Scenario 3: Aggressive Fuel Sub | SCE | Com | FoodServ | Com - Lodging | Gas Energy (MMTherm/year) | Energy Efficiency | 0.00079502 | 0.0034867 | 0.006611 | 0.009789 | 0.013027 | 0.01632 | 0.01966 | 0.023045 | 0.026464 | 0.02991 | 0.033386 | 0.036889 | 0.040418
Scenario 3: Aggressive Fuel Sub | SCE | Com | FoodServ | Com - Lodging | Gas Energy (MMTherm/year) | Fuel Substitution | 0.0011622 | 0.002493 | 0.0039931 | 0.0056634 | 0.0075056 | 0.0095225 | 0.011717 | 0.014094 | 0.016657 | 0.01941 | 0.022354 | 0.02549 | 0.02882
Scenario 3: Aggressive Fuel Sub | SCE | Com | FoodServ | Com - Office (Large) | Electric Demand (MW) | Energy Efficiency | 0.002683 | 0.0053689 | 0.0080563 | 0.010748 | 0.01345 | 0.016164 | 0.018886 | 0.021618 | 0.024356 | 0.027099 | 0.02985 | 0.029925 | 0.030004
Scenario 3: Aggressive Fuel Sub | SCE | Com | FoodServ | Com - Office (Large) | Electric Energy (GWh/year) | Energy Efficiency | 0.023533 | 0.047091 | 0.070663 | 0.094273 | 0.11798 | 0.14178 | 0.16565 | 0.18961 | 0.21363 | 0.23769 | 0.26182 | 0.26247 | 0.26317
Scenario 3: Aggressive Fuel Sub | SCE | Com | FoodServ | Com - Office (Small) | Electric Demand (MW) | Energy Efficiency | 0.00069424 | 0.0013936 | 0.0020979 | 0.0028071 | 0.0033227 | 0.005056 | 0.0057715 | 0.0064924 | 0.0072186 | 0.0079498 | 0.0086862 | 0.0087336 | 0.0087812
Scenario 3: Aggressive Fuel Sub | SCE | Com | FoodServ | Com - Office (Small) | Electric Energy (GWh/year) | Energy Efficiency | 0.0060893 | 0.012223 | 0.018401 | 0.024622 | 0.029144 | 0.044347 | 0.050623 | 0.056946 | 0.063315 | 0.069729 | 0.076189 | 0.076604 | 0.077022
Scenario 3: Aggressive Fuel Sub | SCE | Com | FoodServ | Com - Other | Electric Demand (MW) | Energy Efficiency | 0.012287 | 0.11361 | 0.23642 | 0.36608 | 0.5017 | 0.71175 | 0.93955 | 1.1721 | 1.4274 | 1.6979 | 1.9736 | 2.2529 | 2.5357
Scenario 3: Aggressive Fuel Sub | SCE | Com | FoodServ | Com - Other | Electric Demand (MW) | Fuel Substitution | -0.0076353 | -0.016404 | -0.026296 | -0.037302 | -0.049364 | -0.06256 | -0.076844 | -0.092211 | -0.10865 | -0.12614 | -0.14466 | -0.16419 | -0.18474
Scenario 3: Aggressive Fuel Sub | SCE | Com | FoodServ | Com - Other | Electric Energy (GWh/year) | Energy Efficiency | 0.060185 | 0.63616 | 1.3362 | 2.0755 | 2.8489 | 3.9503 | 5.1345 | 6.3442 | 7.6575 | 9.0414 | 10.4517 | 11.88 | 13.3263
Scenario 3: Aggressive Fuel Sub | SCE | Com | FoodServ | Com - Other | Electric Energy (GWh/year) | Fuel Substitution | -0.04834 | -0.10392 | -0.16674 | -0.23683 | -0.31385 | -0.39853 | -0.49061 | -0.59017 | -0.69722 | -0.81177 | -0.9338 | -1.0633 | -1.2002
Scenario 3: Aggressive Fuel Sub | SCE | Com | FoodServ | Com - Other | Gas Energy (MMTherm/year) | Energy Efficiency | 0.0013328 | 0.019658 | 0.041152 | 0.062979 | 0.085117 | 0.10755 | 0.13029 | 0.15331 | 0.17656 | 0.20008 | 0.22385 | 0.24789 | 0.2722
Scenario 3: Aggressive Fuel Sub | SCE | Com | FoodServ | Com - Other | Gas Energy (MMTherm/year) | Fuel Substitution | 0.004664 | 0.010026 | 0.016087 | 0.02285 | 0.030282 | 0.038455 | 0.047345 | 0.056962 | 0.06731 | 0.078391 | 0.090203 | 0.10275 | 0.11602
Scenario 3: Aggressive Fuel Sub | SCE | Com | FoodServ | Com - Restaurant | Electric Demand (MW) | Energy Efficiency | 0.10495 | 0.39641 | 0.73346 | 1.0851 | 1.4503 | 1.9358 | 2.4508 | 2.9747 | 3.5458 | 4.1475 | 4.759 | 5.3357 | 5.9177
Scenario 3: Aggressive Fuel Sub | SCE | Com | FoodServ | Com - Restaurant | Electric Demand (MW) | Fuel Substitution | -0.017912 | -0.038462 | -0.061631 | -0.0874 | -0.11575 | -0.14665 | -0.1801 | -0.21608 | -0.25458 | -0.29557 | -0.33902 | -0.38488 | -0.43319
Scenario 3: Aggressive Fuel Sub | SCE | Com | FoodServ | Com - Restaurant | Electric Energy (GWh/year) | Energy Efficiency | 0.67151 | 2.4223 | 4.4365 | 6.5346 | 8.7102 | 11.4198 | 14.2683 | 17.1669 | 20.2818 | 23.5392 | 26.847 | 29.8303 | 32.8411
Scenario 3: Aggressive Fuel Sub | SCE | Com | FoodServ | Com - Restaurant | Electric Energy (GWh/year) | Fuel Substitution | -0.18989 | -0.40699 | -0.65128 | -0.92278 | -1.2216 | -1.548 | -1.9024 | -2.285 | -2.6963 | -3.1363 | -3.6053 | -4.1032 | -4.6303
Scenario 3: Aggressive Fuel Sub | SCE | Com | FoodServ | Com - Restaurant | Gas Energy (MMTherm/year) | Energy Efficiency | 0.0069746 | 0.065636 | 0.13421 | 0.20393 | 0.27483 | 0.34659 | 0.41907 | 0.49234 | 0.56635 | 0.64102 | 0.71638 | 0.79236 | 0.86898
Scenario 3: Aggressive Fuel Sub | SCE | Com | FoodServ | Com - Restaurant | Gas Energy (MMTherm/year) | Fuel Substitution | 0.019131 | 0.040998 | 0.065599 | 0.092935 | 0.12302 | 0.15588 | 0.19156 | 0.23008 | 0.27151 | 0.31585 | 0.36314 | 0.41337 | 0.46657
Scenario 3: Aggressive Fuel Sub | SCE | Com | FoodServ | Com - Retail | Electric Demand (MW) | Energy Efficiency | 0.0065958 | 0.013459 | 0.020514 | 0.027767 | 0.035234 | 0.042859 | 0.050594 | 0.058458 | 0.066406 | 0.074413 | 0.082483 | 0.087957 | 0.093443
Scenario 3: Aggressive Fuel Sub | SCE | Com | FoodServ | Com - Retail | Electric Energy (GWh/year) | Energy Efficiency | 0.042499 | 0.086394 | 0.13131 | 0.17728 | 0.22439 | 0.27238 | 0.32098 | 0.37031 | 0.42015 | 0.47036 | 0.52096 | 0.54873 | 0.57657
Scenario 3: Aggressive Fuel Sub | SCE | Com | FoodServ | Com - Retail | Gas Energy (MMTherm/year) | Energy Efficiency | 0.00043005 | 0.00088658 | 0.0013618 | 0.0018562 | 0.002371 | 0.0029003 | 0.0034391 | 0.0039893 | 0.0045462 | 0.0051071 | 0.0056723 | 0.0062389 | 0.0068071
Scenario 3: Aggressive Fuel Sub | SCE | Com | FoodServ | Com - School | Electric Demand (MW) | Energy Efficiency | 0.016433 | 0.051362 | 0.092034 | 0.13418 | 0.17743 | 0.25169 | 0.33326 | 0.4155 | 0.50086 | 0.5883 | 0.6763 | 0.75946 | 0.84285
Scenario 3: Aggressive Fuel Sub | SCE | Com | FoodServ | Com - School | Electric Demand (MW) | Fuel Substitution | -0.00043883 | -0.00094104 | -0.0015053 | -0.0021305 | -0.0028151 | -0.0035577 | -0.004357 | -0.0052139 | -0.0061315 | -0.0071097 | -0.0081485 | -0.0092476 | -0.010407
Scenario 3: Aggressive Fuel Sub | SCE | Com | FoodServ | Com - School | Electric Energy (GWh/year) | Energy Efficiency | 0.10092 | 0.30905 | 0.55032 | 0.80005 | 1.0561 | 1.4472 | 1.8707 | 2.2979 | 2.7394 | 3.1906 | 3.6446 | 4.0547 | 4.4659
Scenario 3: Aggressive Fuel Sub | SCE | Com | FoodServ | Com - School | Electric Energy (GWh/year) | Fuel Substitution | -0.0067865 | -0.014597 | -0.023441 | -0.033334 | -0.044295 | -0.056348 | -0.069515 | -0.083829 | -0.099322 | -0.11602 | -0.13393 | -0.15308 | -0.17347
Scenario 3: Aggressive Fuel Sub | SCE | Com | FoodServ | Com - School | Gas Energy (MMTherm/year) | Energy Efficiency | 0.0012104 | 0.0038906 | 0.0069512 | 0.010046 | 0.013158 | 0.016288 | 0.019419 | 0.022554 | 0.025694 | 0.028838 | 0.031981 | 0.035129 | 0.038273
Scenario 3: Aggressive Fuel Sub | SCE | Com | FoodServ | Com - School | Gas Energy (MMTherm/year) | Fuel Substitution | 0.00070763 | 0.0015216 | 0.002443 | 0.0034731 | 0.0046139 | 0.0058676 | 0.0072364 | 0.008724 | 0.010335 | 0.012071 | 0.013934 | 0.015927 | 0.01805
Scenario 3: Aggressive Fuel Sub | SCE | Com | HVAC | Com - College | Electric Demand (MW) | Energy Efficiency | 0.031443 | 0.064376 | 0.099451 | 0.13686 | 0.17568 | 0.21689 | 0.26034 | 0.30538 | 0.35183 | 0.39931 | 0.44794 | 0.49948 | 0.55202
Scenario 3: Aggressive Fuel Sub | SCE | Com | HVAC | Com - College | Electric Energy (GWh/year) | Energy Efficiency | 0.073621 | 0.15009 | 0.23029 | 0.31443 | 0.40115 | 0.49176 | 0.58604 | 0.68303 | 0.78244 | 0.8837 | 0.98698 | 1.0947 | 1.2042
Scenario 3: Aggressive Fuel Sub | SCE | Com | HVAC | Com - College | Electric Energy (GWh/year) | Fuel Substitution | 0.0087527 | 0.017756 | 0.026924 | 0.036192 | 0.045513 | 0.045513 | 0.045513 | 0.045513 | 0.045513 | 0.045513 | 0.045513 | 0.045513 | 0.045513
Scenario 3: Aggressive Fuel Sub | SCE | Com | HVAC | Com - College | Gas Energy (MMTherm/year) | Energy Efficiency | 0.0011371 | 0.0023479 | 0.0036757 | 0.0051346 | 0.006668 | 0.0083391 | 0.01014 | 0.01203 | 0.013998 | 0.01602 | 0.018105 | 0.020368 | 0.022685
Scenario 3: Aggressive Fuel Sub | SCE | Com | HVAC | Com - College | Gas Energy (MMTherm/year) | Fuel Substitution | 0.0011422 | 0.002316 | 0.0035103 | 0.0047169 | 0.0059298 | 0.0059298 | 0.0059298 | 0.0059298 | 0.0059298 | 0.0059298 | 0.0059298 | 0.0059298 | 0.0059298
Scenario 3: Aggressive Fuel Sub | SCE | Com | HVAC | Com - Grocery | Electric Demand (MW) | Energy Efficiency | 0.03656 | 0.088914 | 0.14732 | 0.21082 | 0.27961 | 0.3537 | 0.43307 | 0.5179 | 0.60771 | 0.70276 | 0.80329 | 0.90925 | 1.0207
Scenario 3: Aggressive Fuel Sub | SCE | Com | HVAC | Com - Grocery | Electric Demand (MW) | Fuel Substitution | 0 | 0 | 0 | 0 | 0 | 0.013998 | 0.028095 | 0.04221 | 0.056289 | 0.070299 | 0.084217 | 0.098032 | 0.11174
Scenario 3: Aggressive Fuel Sub | SCE | Com | HVAC | Com - Grocery | Electric Energy (GWh/year) | Energy Efficiency | 0.13414 | 0.33507 | 0.56119 | 0.80793 | 1.0762 | 1.366 | 1.6774 | 2.0109 | 2.3647 | 2.7399 | 3.1374 | 3.5572 | 3.9994
Scenario 3: Aggressive Fuel Sub | SCE | Com | HVAC | Com - Grocery | Electric Energy (GWh/year) | Fuel Substitution | -0.68921 | -1.3904 | -2.0968 | -2.804 | -3.5094 | -3.4308 | -3.3517 | -3.2723 | -3.1931 | -3.1143 | -3.036 | -2.9582 | -2.8811
Scenario 3: Aggressive Fuel Sub | SCE | Com | HVAC | Com - Grocery | Gas Energy (MMTherm/year) | Energy Efficiency | 0.00048125 | 0.0010774 | 0.0017317 | 0.0024507 | 0.0032378 | 0.0040936 | 0.0050185 | 0.0060153 | 0.0069543 | 0.0079217 | 0.0089497 | 0.010038 | 0.011187
Scenario 3: Aggressive Fuel Sub | SCE | Com | HVAC | Com - Grocery | Gas Energy (MMTherm/year) | Fuel Substitution | 0.11872 | 0.23975 | 0.36188 | 0.48435 | 0.60665 | 0.60665 | 0.60665 | 0.60665 | 0.60665 | 0.60665 | 0.60665 | 0.60665 | 0.60665
Scenario 3: Aggressive Fuel Sub | SCE | Com | HVAC | Com - Health | Electric Demand (MW) | Energy Efficiency | 0.02993 | 0.060906 | 0.11341 | 0.1729 | 0.24021 | 0.31701 | 0.41781 | 0.52278 | 0.56627 | 0.60281 | 0.63972 | 0.67222 | 0.68546
Scenario 3: Aggressive Fuel Sub | SCE | Com | HVAC | Com - Health | Electric Demand (MW) | Fuel Substitution | 0 | 0 | 0 | 0 | 0 | 0.01071 | 0.021604 | 0.032612 | 0.043679 | 0.054769 | 0.06586 | 0.076936 | 0.08798
Scenario 3: Aggressive Fuel Sub | SCE | Com | HVAC | Com - Health | Electric Energy (GWh/year) | Energy Efficiency | 0.19641 | 0.39967 | 0.70128 | 1.0358 | 1.4112 | 1.8479 | 2.4601 | 3.0943 | 3.3656 | 3.6057 | 3.8482 | 4.0561 | 4.1132
Scenario 3: Aggressive Fuel Sub | SCE | Com | HVAC | Com - Health | Electric Energy (GWh/year) | Fuel Substitution | -0.036994 | -0.07412 | -0.111 | -0.14748 | -0.18355 | -0.11891 | -0.053105 | 0.01342 | 0.080326 | 0.14738 | 0.21445 | 0.28142 | 0.34822
Scenario 3: Aggressive Fuel Sub | SCE | Com | HVAC | Com - Health | Gas Energy (MMTherm/year) | Energy Efficiency | 6.9437e-05 | 0.00014664 | 0.0011147 | 0.0023569 | 0.0039289 | 0.005633 | 0.0072635 | 0.0090483 | 0.0094032 | 0.0094032 | 0.0094032 | 0.0094474 | 0.009773
Scenario 3: Aggressive Fuel Sub | SCE | Com | HVAC | Com - Health | Gas Energy (MMTherm/year) | Fuel Substitution | 0.026394 | 0.053449 | 0.080907 | 0.10859 | 0.13637 | 0.13637 | 0.13637 | 0.13637 | 0.13637 | 0.13637 | 0.13637 | 0.13637 | 0.13637
Scenario 3: Aggressive Fuel Sub | SCE | Com | HVAC | Com - Lodging | Electric Demand (MW) | Energy Efficiency | 0.043718 | 0.091434 | 0.14321 | 0.21894 | 0.30746 | 0.40343 | 0.50637 | 0.61638 | 0.65547 | 0.67098 | 0.68684 | 0.7031 | 0.7198
Scenario 3: Aggressive Fuel Sub | SCE | Com | HVAC | Com - Lodging | Electric Demand (MW) | Fuel Substitution | 0 | 0 | 0 | 0 | 0 | 0.0055845 | 0.011224 | 0.016884 | 0.022536 | 0.028168 | 0.033771 | 0.039339 | 0.044867
Scenario 3: Aggressive Fuel Sub | SCE | Com | HVAC | Com - Lodging | Electric Energy (GWh/year) | Energy Efficiency | 0.19565 | 0.40702 | 0.63417 | 0.96808 | 1.3471 | 1.7529 | 2.1831 | 2.6376 | 2.8234 | 2.9022 | 2.9833 | 3.0669 | 3.1537
Scenario 3: Aggressive Fuel Sub | SCE | Com | HVAC | Com - Lodging | Electric Energy (GWh/year) | Fuel Substitution | -0.088438 | -0.17829 | -0.26869 | -0.35908 | -0.44914 | -0.42144 | -0.39344 | -0.36533 | -0.33728 | -0.30932 | -0.28151 | -0.25387 | -0.22642
Scenario 3: Aggressive Fuel Sub | SCE | Com | HVAC | Com - Lodging | Gas Energy (MMTherm/year) | Energy Efficiency | 0.0014489 | 0.0030714 | 0.0048766 | 0.0072541 | 0.010155 | 0.013385 | 0.016927 | 0.020793 | 0.021669 | 0.02184 | 0.022011 | 0.022178 | 0.022339
Scenario 3: Aggressive Fuel Sub | SCE | Com | HVAC | Com - Lodging | Gas Energy (MMTherm/year) | Fuel Substitution | 0.019322 | 0.039034 | 0.058944 | 0.078922 | 0.098882 | 0.098882 | 0.098882 | 0.098882 | 0.098882 | 0.098882 | 0.098882 | 0.098882 | 0.098882
Scenario 3: Aggressive Fuel Sub | SCE | Com | HVAC | Com - Office (Large) | Electric Demand (MW) | Energy Efficiency | 0.023584 | 0.047695 | 0.072261 | 0.097259 | 0.12271 | 0.14858 | 0.17479 | 0.20132 | 0.22809 | 0.25505 | 0.28221 | 0.30953 | 0.33701
Scenario 3: Aggressive Fuel Sub | SCE | Com | HVAC | Com - Office (Large) | Electric Energy (GWh/year) | Energy Efficiency | 0.057146 | 0.11557 | 0.1751 | 0.23567 | 0.29734 | 0.36002 | 0.42352 | 0.48781 | 0.55268 | 0.618 | 0.68382 | 0.75002 | 0.81661
Scenario 3: Aggressive Fuel Sub | SCE | Com | HVAC | Com - Office (Large) | Electric Energy (GWh/year) | Fuel Substitution | -0.00064521 | -0.0012861 | -0.0019163 | -0.0025322 | -0.0031317 | -0.0031317 | -0.0031317 | -0.0031317 | -0.0031317 | -0.0031317 | -0.0031317 | -0.0031317 | -0.0031317
Scenario 3: Aggressive Fuel Sub | SCE | Com | HVAC | Com - Office (Large) | Gas Energy (MMTherm/year) | Fuel Substitution | 8.0434e-05 | 0.00016041 | 0.00023914 | 0.00031614 | 0.00039114 | 0.00039114 | 0.00039114 | 0.00039114 | 0.00039114 | 0.00039114 | 0.00039114 | 0.00039114 | 0.00039114
Scenario 3: Aggressive Fuel Sub | SCE | Com | HVAC | Com - Office (Small) | Electric Demand (MW) | Energy Efficiency | 0.031248 | 0.064109 | 0.098522 | 0.13443 | 0.14545 | 0.44812 | 0.48548 | 0.5241 | 0.56384 | 0.60457 | 0.64622 | 0.68871 | 0.73196
Scenario 3: Aggressive Fuel Sub | SCE | Com | HVAC | Com - Office (Small) | Electric Energy (GWh/year) | Energy Efficiency | 0.055691 | 0.11405 | 0.17496 | 0.23831 | 0.26192 | 0.73816 | 0.80402 | 0.8719 | 0.94163 | 1.013 | 1.0858 | 1.16 | 1.2355
Scenario 3: Aggressive Fuel Sub | SCE | Com | HVAC | Com - Office (Small) | Electric Energy (GWh/year) | Fuel Substitution | 0.0021628 | 0.004379 | 0.0066274 | 0.0088913 | 0.011286 | 0.011286 | 0.011286 | 0.011286 | 0.011286 | 0.011286 | 0.011286 | 0.011286 | 0.011286
Scenario 3: Aggressive Fuel Sub | SCE | Com | HVAC | Com - Office (Small) | Gas Energy (MMTherm/year) | Energy Efficiency | 0.0010726 | 0.0022206 | 0.0034423 | 0.0047359 | 0.0047359 | 0.021154 | 0.022506 | 0.023921 | 0.025392 | 0.02691 | 0.028473 | 0.030076 | 0.031714
Scenario 3: Aggressive Fuel Sub | SCE | Com | HVAC | Com - Office (Small) | Gas Energy (MMTherm/year) | Fuel Substitution | 0.00037651 | 0.00076125 | 0.0011505 | 0.0015415 | 0.0019165 | 0.0019165 | 0.0019165 | 0.0019165 | 0.0019165 | 0.0019165 | 0.0019165 | 0.0019165 | 0.0019165
Scenario 3: Aggressive Fuel Sub | SCE | Com | HVAC | Com - Other | Electric Demand (MW) | Energy Efficiency | 0.44122 | 0.92104 | 1.4406 | 1.9987 | 2.5949 | 3.2285 | 3.8937 | 4.5937 | 5.3154 | 6.0694 | 6.8556 | 7.6714 | 8.5175
Scenario 3: Aggressive Fuel Sub | SCE | Com | HVAC | Com - Other | Electric Demand (MW) | Fuel Substitution | 0 | 0 | 0 | 0 | 0 | 4.5182e-05 | 9.0713e-05 | 0.00013634 | 0.00018191 | 0.00022732 | 0.00027252 | 0.00031747 | 0.00036215
Scenario 3: Aggressive Fuel Sub | SCE | Com | HVAC | Com - Other | Electric Energy (GWh/year) | Energy Efficiency | 0.77009 | 1.599 | 2.4866 | 3.4286 | 4.4226 | 5.465 | 6.4317 | 7.4372 | 8.3827 | 9.376 | 10.4196 | 11.5119 | 12.6557
Scenario 3: Aggressive Fuel Sub | SCE | Com | HVAC | Com - Other | Electric Energy (GWh/year) | Fuel Substitution | -0.53683 | -0.9959 | -1.4578 | -1.9196 | -2.3673 | -2.367 | -2.3666 | -2.3663 | -2.366 | -2.3656 | -2.3653 | -2.3649 | -2.3646
Scenario 3: Aggressive Fuel Sub | SCE | Com | HVAC | Com - Other | Gas Energy (MMTherm/year) | Energy Efficiency | 0.04755 | 0.098442 | 0.15255 | 0.20949 | 0.26892 | 0.33054 | 0.37942 | 0.42955 | 0.46991 | 0.51293 | 0.55893 | 0.60796 | 0.66032
Scenario 3: Aggressive Fuel Sub | SCE | Com | HVAC | Com - Other | Gas Energy (MMTherm/year) | Fuel Substitution | 0.10971 | 0.22985 | 0.35138 | 0.47348 | 0.59714 | 0.59714 | 0.59714 | 0.59714 | 0.59714 | 0.59714 | 0.59714 | 0.59714 | 0.59714
Scenario 3: Aggressive Fuel Sub | SCE | Com | HVAC | Com - Restaurant | Electric Demand (MW) | Energy Efficiency | 0.032946 | 0.068386 | 0.10635 | 0.14692 | 0.19021 | 0.23555 | 0.28264 | 0.33159 | 0.38216 | 0.43407 | 0.48726 | 0.54143 | 0.59652
Scenario 3: Aggressive Fuel Sub | SCE | Com | HVAC | Com - Restaurant | Electric Demand (MW) | Fuel Substitution | 0 | 0 | 0 | 0 | 0 | 6.2489e-06 | 1.2537e-05 | 1.883e-05 | 2.5104e-05 | 3.1346e-05 | 3.7547e-05 | 4.3702e-05 | 4.9808e-05
Scenario 3: Aggressive Fuel Sub | SCE | Com | HVAC | Com - Restaurant | Electric Energy (GWh/year) | Energy Efficiency | 0.034535 | 0.071106 | 0.10971 | 0.15038 | 0.19319 | 0.23765 | 0.28355 | 0.33093 | 0.37965 | 0.42949 | 0.48041 | 0.53221 | 0.58483
Scenario 3: Aggressive Fuel Sub | SCE | Com | HVAC | Com - Restaurant | Electric Energy (GWh/year) | Fuel Substitution | 0.013025 | 0.026372 | 0.039913 | 0.05355 | 0.067212 | 0.067263 | 0.067314 | 0.067366 | 0.067417 | 0.067468 | 0.067518 | 0.067569 | 0.067619
Scenario 3: Aggressive Fuel Sub | SCE | Com | HVAC | Com - Restaurant | Gas Energy (MMTherm/year) | Energy Efficiency | 0.0017012 | 0.0035475 | 0.0055417 | 0.0076886 | 0.0099971 | 0.012427 | 0.014959 | 0.017601 | 0.020339 | 0.023156 | 0.026049 | 0.029 | 0.032005
Scenario 3: Aggressive Fuel Sub | SCE | Com | HVAC | Com - Restaurant | Gas Energy (MMTherm/year) | Fuel Substitution | 0.0013606 | 0.0027535 | 0.0041652 | 0.0055859 | 0.0070085 | 0.0070085 | 0.0070085 | 0.0070085 | 0.0070085 | 0.0070085 | 0.0070085 | 0.0070085 | 0.0070085
Scenario 3: Aggressive Fuel Sub | SCE | Com | HVAC | Com - Retail | Electric Demand (MW) | Energy Efficiency | 0.17953 | 0.377 | 0.63655 | 0.93962 | 1.2728 | 1.6331 | 2.0177 | 2.4301 | 2.6054 | 2.723 | 2.8433 | 2.9657 | 3.0898
Scenario 3: Aggressive Fuel Sub | SCE | Com | HVAC | Com - Retail | Electric Demand (MW) | Fuel Substitution | 0 | 0 | 0 | 0 | 0 | 0.022468 | 0.045323 | 0.068384 | 0.070022 | 0.071657 | 0.073286 | 0.074905 | 0.074924
Scenario 3: Aggressive Fuel Sub | SCE | Com | HVAC | Com - Retail | Electric Energy (GWh/year) | Energy Efficiency | 0.39317 | 0.82563 | 1.4102 | 2.0994 | 2.8575 | 3.6776 | 4.529 | 5.4525 | 5.7295 | 5.841 | 5.9559 | 6.0647 | 6.1762
Scenario 3: Aggressive Fuel Sub | SCE | Com | HVAC | Com - Retail | Electric Energy (GWh/year) | Fuel Substitution | 0.04614 | 0.093441 | 0.14145 | 0.18982 | 0.23818 | 0.32356 | 0.41042 | 0.49808 | 0.5028 | 0.50752 | 0.51221 | 0.51687 | 0.517
Scenario 3: Aggressive Fuel Sub | SCE | Com | HVAC | Com - Retail | Gas Energy (MMTherm/year) | Energy Efficiency | 0.0045426 | 0.0094096 | 0.015178 | 0.021462 | 0.028111 | 0.035085 | 0.040962 | 0.047117 | 0.048823 | 0.04988 | 0.051064 | 0.052382 | 0.053848
Scenario 3: Aggressive Fuel Sub | SCE | Com | HVAC | Com - Retail | Gas Energy (MMTherm/year) | Fuel Substitution | 0.003094 | 0.0062634 | 0.0094776 | 0.012714 | 0.015949 | 0.015949 | 0.015949 | 0.015949 | 0.015949 | 0.015949 | 0.015949 | 0.015949 | 0.015949
Scenario 3: Aggressive Fuel Sub | SCE | Com | HVAC | Com - School | Electric Demand (MW) | Energy Efficiency | 0.067559 | 0.13855 | 0.21303 | 0.29062 | 0.37804 | 0.46688 | 0.55462 | 0.64353 | 0.73249 | 0.82337 | 0.90847 | 0.9966 | 1.0889
Scenario 3: Aggressive Fuel Sub | SCE | Com | HVAC | Com - School | Electric Energy (GWh/year) | Energy Efficiency | 0.063135 | 0.12928 | 0.19845 | 0.27034 | 0.3878 | 0.49901 | 0.59417 | 0.68572 | 0.76753 | 0.85102 | 0.89249 | 0.94407 | 1.0144
Scenario 3: Aggressive Fuel Sub | SCE | Com | HVAC | Com - School | Electric Energy (GWh/year) | Fuel Substitution | -0.0012306 | -0.0024629 | -0.0036845 | -0.0048883 | -0.00028256 | -0.00028256 | -0.00028256 | -0.00028256 | -0.00028256 | -0.00028256 | -0.00028256 | -0.00028256 | -0.00028256
Scenario 3: Aggressive Fuel Sub | SCE | Com | HVAC | Com - School | Gas Energy (MMTherm/year) | Energy Efficiency | 0.0035232 | 0.0072377 | 0.011147 | 0.01523 | 0.019388 | 0.023712 | 0.028173 | 0.032758 | 0.037476 | 0.042303 | 0.047279 | 0.05234 | 0.057433
Scenario 3: Aggressive Fuel Sub | SCE | Com | HVAC | Com - School | Gas Energy (MMTherm/year) | Fuel Substitution | 0.00099459 | 0.0019965 | 0.0029958 | 0.0039855 | 0.0056876 | 0.0056876 | 0.0056876 | 0.0056876 | 0.0056876 | 0.0056876 | 0.0056876 | 0.0056876 | 0.0056876
Scenario 3: Aggressive Fuel Sub | SCE | Com | HVAC | Com - Warehouse | Electric Demand (MW) | Energy Efficiency | 0.0020199 | 0.0041087 | 0.0062597 | 0.0084736 | 0.010762 | 0.013108 | 0.015507 | 0.017958 | 0.020373 | 0.022827 | 0.02532 | 0.027846 | 0.030405
Scenario 3: Aggressive Fuel Sub | SCE | Com | HVAC | Com - Warehouse | Electric Demand (MW) | Fuel Substitution | 0 | 0 | 0 | 0 | 0 | 2.4576e-06 | 4.9466e-06 | 7.4516e-06 | 7.4516e-06 | 7.4516e-06 | 7.4516e-06 | 7.4516e-06 | 7.4516e-06
Scenario 3: Aggressive Fuel Sub | SCE | Com | HVAC | Com - Warehouse | Electric Energy (GWh/year) | Energy Efficiency | 0.0063874 | 0.012997 | 0.019809 | 0.026826 | 0.034124 | 0.041616 | 0.049284 | 0.057125 | 0.064666 | 0.07233 | 0.080112 | 0.087999 | 0.095992
Scenario 3: Aggressive Fuel Sub | SCE | Com | HVAC | Com - Warehouse | Electric Energy (GWh/year) | Fuel Substitution | -0.10878 | -0.21996 | -0.33246 | -0.44557 | -0.55885 | -0.55881 | -0.55878 | -0.55874 | -0.55874 | -0.55874 | -0.55874 | -0.55874 | -0.55874
Scenario 3: Aggressive Fuel Sub | SCE | Com | HVAC | Com - Warehouse | Gas Energy (MMTherm/year) | Energy Efficiency | 1.5707e-05 | 3.2869e-05 | 5.1507e-05 | 7.1636e-05 | 9.3268e-05 | 0.00011641 | 0.00014107 | 0.00016723 | 0.00016723 | 0.00016723 | 0.00016723 | 0.00016723 | 0.00016723
Scenario 3: Aggressive Fuel Sub | SCE | Com | HVAC | Com - Warehouse | Gas Energy (MMTherm/year) | Fuel Substitution | 0.021787 | 0.044109 | 0.066751 | 0.089566 | 0.11246 | 0.11246 | 0.11246 | 0.11246 | 0.11246 | 0.11246 | 0.11246 | 0.11246 | 0.11246
Scenario 3: Aggressive Fuel Sub | SCE | Com | Lighting | Com - College | Electric Demand (MW) | Energy Efficiency | 0 | 0.006439 | 0.014876 | 0.023984 | 0.033678 | 0.044015 | 0.054972 | 0.066481 | 0.078511 | 0.091012 | 0.10398 | 0.11753 | 0.13164
Scenario 3: Aggressive Fuel Sub | SCE | Com | Lighting | Com - College | Electric Energy (GWh/year) | Energy Efficiency | 0 | 0.024197 | 0.055905 | 0.090129 | 0.12656 | 0.16541 | 0.20658 | 0.24983 | 0.29504 | 0.34202 | 0.39074 | 0.44166 | 0.49469
Scenario 3: Aggressive Fuel Sub | SCE | Com | Lighting | Com - College | Gas Energy (MMTherm/year) | Energy Efficiency | 0 | -0.00013404 | -0.00030967 | -0.00049925 | -0.00070105 | -0.00091624 | -0.0011443 | -0.0013839 | -0.0016343 | -0.0018945 | -0.0021644 | -0.0024465 | -0.0027402
Scenario 3: Aggressive Fuel Sub | SCE | Com | Lighting | Com - Grocery | Electric Demand (MW) | Energy Efficiency | 0.033078 | 0.067928 | 0.1044 | 0.14245 | 0.18208 | 0.22317 | 0.26559 | 0.30934 | 0.35431 | 0.40039 | 0.44756 | 0.49567 | 0.54461
Scenario 3: Aggressive Fuel Sub | SCE | Com | Lighting | Com - Grocery | Electric Energy (GWh/year) | Energy Efficiency | 0.18564 | 0.38122 | 0.58587 | 0.7994 | 1.0218 | 1.2523 | 1.4903 | 1.7358 | 1.9881 | 2.2466 | 2.5113 | 2.7811 | 3.0557
Scenario 3: Aggressive Fuel Sub | SCE | Com | Lighting | Com - Grocery | Gas Energy (MMTherm/year) | Energy Efficiency | -0.0019611 | -0.0040272 | -0.0061893 | -0.0084452 | -0.010795 | -0.013231 | -0.015745 | -0.018339 | -0.021005 | -0.023737 | -0.026534 | -0.029386 | -0.032287
Scenario 3: Aggressive Fuel Sub | SCE | Com | Lighting | Com - Health | Electric Demand (MW) | Energy Efficiency | 0.034794 | 0.071555 | 0.11029 | 0.15068 | 0.19278 | 0.23641 | 0.28163 | 0.32819 | 0.376 | 0.42482 | 0.47453 | 0.52534 | 0.57723
Scenario 3: Aggressive Fuel Sub | SCE | Com | Lighting | Com - Health | Electric Energy (GWh/year) | Energy Efficiency | 0.20349 | 0.41848 | 0.64505 | 0.88127 | 1.1275 | 1.3827 | 1.6472 | 1.9196 | 2.1992 | 2.4848 | 2.7756 | 3.0728 | 3.3764
Scenario 3: Aggressive Fuel Sub | SCE | Com | Lighting | Com - Health | Gas Energy (MMTherm/year) | Energy Efficiency | -0.0013327 | -0.0027408 | -0.0042247 | -0.0057717 | -0.0073842 | -0.0090558 | -0.010788 | -0.012572 | -0.014403 | -0.016273 | -0.018178 | -0.020124 | -0.022112
Scenario 3: Aggressive Fuel Sub | SCE | Com | Lighting | Com - Office (Large) | Electric Demand (MW) | Energy Efficiency | 0 | 0.01226 | 0.03179 | 0.052606 | 0.074718 | 0.098073 | 0.12256 | 0.14814 | 0.17467 | 0.20207 | 0.23031 | 0.25931 | 0.28903
Scenario 3: Aggressive Fuel Sub | SCE | Com | Lighting | Com - Office (Large) | Electric Energy (GWh/year) | Energy Efficiency | 0 | 0.085204 | 0.22093 | 0.36559 | 0.51926 | 0.68156 | 0.85174 | 1.0295 | 1.2139 | 1.4043 | 1.6006 | 1.8021 | 2.0086
Scenario 3: Aggressive Fuel Sub | SCE | Com | Lighting | Com - Office (Large) | Gas Energy (MMTherm/year) | Energy Efficiency | 0 | -0.00020193 | -0.00052361 | -0.00086645 | -0.0012306 | -0.0016153 | -0.0020186 | -0.0024399 | -0.0028769 | -0.0033282 | -0.0037934 | -0.004271 | -0.0047604
Scenario 3: Aggressive Fuel Sub | SCE | Com | Lighting | Com - Refrig. Warehouse | Electric Demand (MW) | Energy Efficiency | 0.0010955 | 0.0015426 | 0.0020103 | 0.0024957 | 0.0029989 | 0.00352 | 0.0040584 | 0.0046127 | 0.0051828 | 0.0057677 | 0.0063663 | 0.0069778 | 0.007601
Scenario 3: Aggressive Fuel Sub | SCE | Com | Lighting | Com - Refrig. Warehouse | Electric Energy (GWh/year) | Energy Efficiency | 0.010403 | 0.014648 | 0.019088 | 0.023697 | 0.028476 | 0.033424 | 0.038537 | 0.043801 | 0.049215 | 0.054769 | 0.060454 | 0.066262 | 0.072181
Scenario 3: Aggressive Fuel Sub | SCE | Com | Lighting | Com - Restaurant | Electric Demand (MW) | Energy Efficiency | 0.019523 | 0.040164 | 0.061883 | 0.084648 | 0.10844 | 0.13314 | 0.15869 | 0.18506 | 0.2122 | 0.24006 | 0.26859 | 0.29776 | 0.32751
Scenario 3: Aggressive Fuel Sub | SCE | Com | Lighting | Com - Restaurant | Electric Energy (GWh/year) | Energy Efficiency | 0.11832 | 0.24342 | 0.37505 | 0.51304 | 0.65724 | 0.80699 | 0.96185 | 1.1217 | 1.2862 | 1.4551 | 1.6281 | 1.8049 | 1.9853
Scenario 3: Aggressive Fuel Sub | SCE | Com | Lighting | Com - Restaurant | Gas Energy (MMTherm/year) | Energy Efficiency | -0.00058104 | -0.0011953 | -0.0018417 | -0.0025193 | -0.0032274 | -0.0039627 | -0.0047232 | -0.0055081 | -0.0063161 | -0.0071452 | -0.0079947 | -0.0088629 | -0.0097484
Scenario 3: Aggressive Fuel Sub | SCE | Com | Lighting | Com - Retail | Electric Demand (MW) | Energy Efficiency | 0.12558 | 0.25799 | 0.39668 | 0.54147 | 0.69228 | 0.84863 | 1.0101 | 1.1765 | 1.3474 | 1.5225 | 1.7016 | 1.8842 | 2.0697
Scenario 3: Aggressive Fuel Sub | SCE | Com | Lighting | Com - Retail | Electric Energy (GWh/year) | Energy Efficiency | 0.7475 | 1.5357 | 2.3612 | 3.2231 | 4.1207 | 5.0513 | 6.0121 | 7.0026 | 8.02 | 9.0623 | 10.1283 | 11.2146 | 12.3189
Scenario 3: Aggressive Fuel Sub | SCE | Com | Lighting | Com - Retail | Gas Energy (MMTherm/year) | Energy Efficiency | -0.0019097 | -0.0039235 | -0.0060327 | -0.0082348 | -0.010528 | -0.012906 | -0.015361 | -0.017892 | -0.020492 | -0.023156 | -0.02588 | -0.028656 | -0.031478
Scenario 3: Aggressive Fuel Sub | SCE | Com | Lighting | Com - Warehouse | Electric Demand (MW) | Energy Efficiency | 0.0014516 | 0.0030454 | 0.0047759 | 0.0066451 | 0.0086575 | 0.014324 | 0.020631 | 0.027146 | 0.028096 | 0.028096 | 0.028096 | 0.028096 | 0.028096
Scenario 3: Aggressive Fuel Sub | SCE | Com | Lighting | Com - Warehouse | Electric Energy (GWh/year) | Energy Efficiency | 0.012163 | 0.025517 | 0.040016 | 0.055678 | 0.072539 | 0.12002 | 0.17286 | 0.22745 | 0.23541 | 0.23541 | 0.23541 | 0.23541 | 0.23541
Scenario 3: Aggressive Fuel Sub | SCE | Com | Lighting | Com - Warehouse | Gas Energy (MMTherm/year) | Energy Efficiency | -4.6971e-05 | -9.8544e-05 | -0.00015454 | -0.00021502 | -0.00028014 | -0.0003496 | -0.00042318 | -0.00050082 | -0.00051608 | -0.00051608 | -0.00051608 | -0.00051608 | -0.00051608
Scenario 3: Aggressive Fuel Sub | SCE | Com | WaterHeat | Com - College | Electric Demand (MW) | Energy Efficiency | 0.00015207 | 0.00033605 | 0.00055873 | 0.00082783 | 0.001151 | 0.0015402 | 0.0020082 | 0.002569 | 0.0032398 | 0.0040409 | 0.0049973 | 0.0061461 | 0.0075164
Scenario 3: Aggressive Fuel Sub | SCE | Com | WaterHeat | Com - College | Electric Demand (MW) | Fuel Substitution | 0 | 0 | 0 | 0 | 0 | 0.44608 | 0.98661 | 1.6148 | 2.3118 | 3.0576 | 3.8359 | 4.6354 | 5.4481
Scenario 3: Aggressive Fuel Sub | SCE | Com | WaterHeat | Com - College | Electric Energy (GWh/year) | Energy Efficiency | 0.00062237 | 0.0013753 | 0.0022867 | 0.003388 | 0.0047106 | 0.0063036 | 0.008219 | 0.010514 | 0.013259 | 0.016538 | 0.020452 | 0.025154 | 0.030762
Scenario 3: Aggressive Fuel Sub | SCE | Com | WaterHeat | Com - College | Electric Energy (GWh/year) | Fuel Substitution | -1.9683 | -3.9371 | -5.9047 | -7.8712 | -9.8368 | -7.9529 | -5.6699 | -3.0165 | -0.07228 | 3.078 | 6.3657 | 9.7427 | 13.1758
Scenario 3: Aggressive Fuel Sub | SCE | Com | WaterHeat | Com - College | Gas Energy (MMTherm/year) | Fuel Substitution | 0.21746 | 0.435 | 0.65247 | 0.86986 | 1.0872 | 1.0872 | 1.0872 | 1.0872 | 1.0872 | 1.0872 | 1.0872 | 1.0872 | 1.0872
Scenario 3: Aggressive Fuel Sub | SCE | Com | WaterHeat | Com - Grocery | Electric Demand (MW) | Energy Efficiency | 0.00044161 | 0.00097663 | 0.0016221 | 0.0024 | 0.0033372 | 0.0044639 | 0.0058153 | 0.0074366 | 0.0093791 | 0.011703 | 0.014482 | 0.017803 | 0.021768
Scenario 3: Aggressive Fuel Sub | SCE | Com | WaterHeat | Com - Grocery | Electric Energy (GWh/year) | Energy Efficiency | 0.002486 | 0.0054979 | 0.0091316 | 0.013511 | 0.018787 | 0.025129 | 0.032736 | 0.041864 | 0.052799 | 0.06588 | 0.081526 | 0.10022 | 0.12254
Scenario 3: Aggressive Fuel Sub | SCE | Com | WaterHeat | Com - Grocery | Electric Energy (GWh/year) | Fuel Substitution | -0.073589 | -0.14765 | -0.22212 | -0.29712 | -0.37273 | -0.37273 | -0.37273 | -0.37273 | -0.37273 | -0.37273 | -0.37273 | -0.37273 | -0.37273
Scenario 3: Aggressive Fuel Sub | SCE | Com | WaterHeat | Com - Grocery | Gas Energy (MMTherm/year) | Fuel Substitution | 0.0097605 | 0.019583 | 0.029461 | 0.039408 | 0.049437 | 0.049437 | 0.049437 | 0.049437 | 0.049437 | 0.049437 | 0.049437 | 0.049437 | 0.049437
Scenario 3: Aggressive Fuel Sub | SCE | Com | WaterHeat | Com - Health | Electric Demand (MW) | Energy Efficiency | 0.00044307 | 0.00098222 | 0.0016376 | 0.0024285 | 0.0033836 | 0.0045335 | 0.0059188 | 0.0075813 | 0.0095738 | 0.011953 | 0.014791 | 0.018189 | 0.022263
Scenario 3: Aggressive Fuel Sub | SCE | Com | WaterHeat | Com - Health | Electric Demand (MW) | Fuel Substitution | 0 | 0 | 0 | 0 | 0 | 0.50961 | 1.1305 | 1.8567 | 2.6673 | 3.5389 | 4.452 | 5.393 | 6.3527
Scenario 3: Aggressive Fuel Sub | SCE | Com | WaterHeat | Com - Health | Electric Energy (GWh/year) | Energy Efficiency | 0.0039158 | 0.0086808 | 0.014473 | 0.021463 | 0.029904 | 0.040067 | 0.05231 | 0.067003 | 0.084612 | 0.10564 | 0.13072 | 0.16075 | 0.19676
Scenario 3: Aggressive Fuel Sub | SCE | Com | WaterHeat | Com - Health | Electric Energy (GWh/year) | Fuel Substitution | -4.9339 | -9.8806 | -14.8366 | -19.8018 | -24.7774 | -20.1109 | -14.4251 | -7.7743 | -0.35061 | 7.6315 | 15.9942 | 24.6125 | 33.4018
Scenario 3: Aggressive Fuel Sub | SCE | Com | WaterHeat | Com - Health | Gas Energy (MMTherm/year) | Fuel Substitution | 0.55486 | 1.1113 | 1.669 | 2.228 | 2.7884 | 2.7884 | 2.7884 | 2.7884 | 2.7884 | 2.7884 | 2.7884 | 2.7884 | 2.7884
Scenario 3: Aggressive Fuel Sub | SCE | Com | WaterHeat | Com - Lodging | Electric Demand (MW) | Energy Efficiency | 9.2343e-05 | 0.00020486 | 0.00034159 | 0.00050714 | 0.00070748 | 0.00094946 | 0.0012413 | 0.0015927 | 0.0020153 | 0.0025224 | 0.0031309 | 0.0038604 | 0.0047341
Scenario 3: Aggressive Fuel Sub | SCE | Com | WaterHeat | Com - Lodging | Electric Demand (MW) | Fuel Substitution | 0 | 0 | 0 | 0 | 0 | 0.51828 | 1.1532 | 1.8984 | 2.7323 | 3.6303 | 4.5724 | 5.5437 | 6.534
Scenario 3: Aggressive Fuel Sub | SCE | Com | WaterHeat | Com - Lodging | Electric Energy (GWh/year) | Energy Efficiency | 0.00079535 | 0.0017645 | 0.0029421 | 0.0043681 | 0.0060936 | 0.0081778 | 0.010691 | 0.013718 | 0.017357 | 0.021726 | 0.026967 | 0.033249 | 0.040775
Scenario 3: Aggressive Fuel Sub | SCE | Com | WaterHeat | Com - Lodging | Electric Energy (GWh/year) | Fuel Substitution | -4.9968 | -9.9983 | -15.0008 | -20.018 | -25.0928 | -20.4678 | -14.8021 | -8.1508 | -0.70909 | 7.3058 | 15.7137 | 24.3829 | 33.2216
Scenario 3: Aggressive Fuel Sub | SCE | Com | WaterHeat | Com - Lodging | Gas Energy (MMTherm/year) | Fuel Substitution | 0.55362 | 1.108 | 1.6628 | 2.2195 | 2.7826 | 2.7826 | 2.7826 | 2.7826 | 2.7826 | 2.7826 | 2.7826 | 2.7826 | 2.7826
Scenario 3: Aggressive Fuel Sub | SCE | Com | WaterHeat | Com - Office (Large) | Electric Demand (MW) | Energy Efficiency | 0.00011712 | 0.00025938 | 0.00043131 | 0.00063861 | 0.00088843 | 0.0011889 | 0.0015492 | 0.0019809 | 0.0024967 | 0.0031117 | 0.0038454 | 0.0047191 | 0.0057594
Scenario 3: Aggressive Fuel Sub | SCE | Com | WaterHeat | Com - Office (Large) | Electric Demand (MW) | Fuel Substitution | 0 | 0 | 0 | 0 | 0 | 0.069431 | 0.15433 | 0.25356 | 0.36397 | 0.48218 | 0.60544 | 0.73171 | 0.85956
Scenario 3: Aggressive Fuel Sub | SCE | Com | WaterHeat | Com - Office (Large) | Electric Energy (GWh/year) | Energy Efficiency | 0.0022426 | 0.0049664 | 0.0082586 | 0.012228 | 0.017011 | 0.022765 | 0.029664 | 0.03793 | 0.047805 | 0.059581 | 0.073629 | 0.090358 | 0.11028
Scenario 3: Aggressive Fuel Sub | SCE | Com | WaterHeat | Com - Office (Large) | Electric Energy (GWh/year) | Fuel Substitution | -1.2632 | -2.5126 | -3.7686 | -5.0363 | -6.317 | -4.9364 | -3.2482 | -1.2749 | 0.9208 | 3.2718 | 5.7232 | 8.2345 | 10.7771
Scenario 3: Aggressive Fuel Sub | SCE | Com | WaterHeat | Com - Office (Large) | Gas Energy (MMTherm/year) | Fuel Substitution | 0.13775 | 0.27405 | 0.41106 | 0.54935 | 0.68905 | 0.68905 | 0.68905 | 0.68905 | 0.68905 | 0.68905 | 0.68905 | 0.68905 | 0.68905
Scenario 3: Aggressive Fuel Sub | SCE | Com | WaterHeat | Com - Office (Small) | Electric Demand (MW) | Energy Efficiency | 4.3163e-06 | 9.5457e-06 | 1.5861e-05 | 2.347e-05 | 2.9992e-05 | 5.7677e-05 | 7.0886e-05 | 8.6913e-05 | 0.00010625 | 0.00012949 | 0.00015734 | 0.00019065 | 0.00023041
Scenario 3: Aggressive Fuel Sub | SCE | Com | WaterHeat | Com - Office (Small) | Electric Demand (MW) | Fuel Substitution | 0 | 0 | 0 | 0 | 0 | 0.0026494 | 0.0058873 | 0.0096696 | 0.013878 | 0.018388 | 0.023098 | 0.027933 | 0.032845
Scenario 3: Aggressive Fuel Sub | SCE | Com | WaterHeat | Com - Office (Small) | Electric Energy (GWh/year) | Energy Efficiency | 0.0004965 | 0.001098 | 0.0018245 | 0.0026997 | 0.0034499 | 0.0066346 | 0.0081539 | 0.0099976 | 0.012222 | 0.014895 | 0.018099 | 0.02193 | 0.026503
Scenario 3: Aggressive Fuel Sub | SCE | Com | WaterHeat | Com - Office (Small) | Electric Energy (GWh/year) | Fuel Substitution | -0.32459 | -0.64795 | -0.96984 | -1.2902 | -1.5672 | -1.2512 | -0.86506 | -0.41394 | 0.088057 | 0.62599 | 1.1877 | 1.7646 | 2.3504
Scenario 3: Aggressive Fuel Sub | SCE | Com | WaterHeat | Com - Office (Small) | Gas Energy (MMTherm/year) | Fuel Substitution | 0.035031 | 0.069936 | 0.10469 | 0.13928 | 0.16919 | 0.16919 | 0.16919 | 0.16919 | 0.16919 | 0.16919 | 0.16919 | 0.16919 | 0.16919
Scenario 3: Aggressive Fuel Sub | SCE | Com | WaterHeat | Com - Other | Electric Demand (MW) | Energy Efficiency | 0.0045958 | 0.01018 | 0.016946 | 0.025121 | 0.034981 | 0.046854 | 0.061142 | 0.078306 | 0.098882 | 0.12355 | 0.15311 | 0.18851 | 0.23088
Scenario 3: Aggressive Fuel Sub | SCE | Com | WaterHeat | Com - Other | Electric Demand (MW) | Fuel Substitution | 0 | 0 | 0 | 0 | 0 | 3.2156 | 7.1197 | 11.6705 | 16.7359 | 22.1713 | 27.8578 | 33.7084 | 39.6628
Scenario 3: Aggressive Fuel Sub | SCE | Com | WaterHeat | Com - Other | Electric Energy (GWh/year) | Energy Efficiency | 0.03144 | 0.06964 | 0.11592 | 0.17185 | 0.2393 | 0.32052 | 0.41827 | 0.53568 | 0.67644 | 0.84521 | 1.0474 | 1.2896 | 1.5794
Scenario 3: Aggressive Fuel Sub | SCE | Com | WaterHeat | Com - Other | Electric Energy (GWh/year) | Fuel Substitution | -25.5465 | -51.0945 | -76.6258 | -102.1408 | -127.5222 | -104.7423 | -77.0841 | -44.8421 | -8.9538 | 29.5572 | 69.8469 | 111.3001 | 153.4883
Scenario 3: Aggressive Fuel Sub | SCE | Com | WaterHeat | Com - Other | Gas Energy (MMTherm/year) | Fuel Substitution | 2.7655 | 5.532 | 8.2976 | 11.0624 | 13.813 | 13.813 | 13.813 | 13.813 | 13.813 | 13.813 | 13.813 | 13.813 | 13.813
Scenario 3: Aggressive Fuel Sub | SCE | Com | WaterHeat | Com - Refrig. Warehouse | Electric Demand (MW) | Energy Efficiency | 3.0474e-05 | 4.7281e-05 | 6.7783e-05 | 9.2573e-05 | 0.00012248 | 0.00015851 | 0.00020183 | 0.00025379 | 0.00031608 | 0.00039065 | 0.00047979 | 0.00058639 | 0.00071372
Scenario 3: Aggressive Fuel Sub | SCE | Com | WaterHeat | Com - Refrig. Warehouse | Electric Demand (MW) | Fuel Substitution | 0 | 0 | 0 | 0 | 0 | 0.0020731 | 0.0046268 | 0.0076347 | 0.011006 | 0.01464 | 0.018452 | 0.022382 | 0.026389
Scenario 3: Aggressive Fuel Sub | SCE | Com | WaterHeat | Com - Refrig. Warehouse | Electric Energy (GWh/year) | Energy Efficiency | 0.00037227 | 0.00057759 | 0.00082805 | 0.0011309 | 0.0014963 | 0.0019364 | 0.0024656 | 0.0031004 | 0.0038612 | 0.0047722 | 0.0058612 | 0.0071634 | 0.008719
Scenario 3: Aggressive Fuel Sub | SCE | Com | WaterHeat | Com - Refrig. Warehouse | Electric Energy (GWh/year) | Fuel Substitution | -0.028029 | -0.056118 | -0.08147 | -0.10888 | -0.13672 | -0.1105 | -0.078204 | -0.040159 | 0.0024836 | 0.048445 | 0.096665 | 0.14638 | 0.19706
Scenario 3: Aggressive Fuel Sub | SCE | Com | WaterHeat | Com - Refrig. Warehouse | Gas Energy (MMTherm/year) | Fuel Substitution | 0.0032125 | 0.006433 | 0.0093421 | 0.012492 | 0.015691 | 0.015691 | 0.015691 | 0.015691 | 0.015691 | 0.015691 | 0.015691 | 0.015691 | 0.015691
Scenario 3: Aggressive Fuel Sub | SCE | Com | WaterHeat | Com - Restaurant | Electric Demand (MW) | Energy Efficiency | 0.0017467 | 0.0038711 | 0.0064472 | 0.009564 | 0.01333 | 0.017861 | 0.023303 | 0.029834 | 0.037661 | 0.047026 | 0.058226 | 0.071602 | 0.087568
Scenario 3: Aggressive Fuel Sub | SCE | Com | WaterHeat | Com - Restaurant | Electric Demand (MW) | Fuel Substitution | 0 | 0 | 0 | 0 | 0 | 3.5743 | 7.9324 | 13.021 | 18.6888 | 24.7739 | 31.1444 | 37.7038 | 44.3851
Scenario 3: Aggressive Fuel Sub | SCE | Com | WaterHeat | Com - Restaurant | Electric Energy (GWh/year) | Energy Efficiency | 0.0095359 | 0.021135 | 0.0352 | 0.052217 | 0.072779 | 0.097525 | 0.12724 | 0.16291 | 0.20565 | 0.25681 | 0.31798 | 0.39105 | 0.47828
Scenario 3: Aggressive Fuel Sub | SCE | Com | WaterHeat | Com - Restaurant | Electric Energy (GWh/year) | Fuel Substitution | -16.8335 | -33.642 | -50.4601 | -67.4697 | -84.74 | -64.5088 | -39.8383 | -11.0316 | 21.0556 | 55.5065 | 91.5727 | 128.7094 | 166.5357
Scenario 3: Aggressive Fuel Sub | SCE | Com | WaterHeat | Com - Restaurant | Gas Energy (MMTherm/year) | Fuel Substitution | 1.8988 | 3.7949 | 5.6924 | 7.6115 | 9.5599 | 9.5599 | 9.5599 | 9.5599 | 9.5599 | 9.5599 | 9.5599 | 9.5599 | 9.5599
Scenario 3: Aggressive Fuel Sub | SCE | Com | WaterHeat | Com - Retail | Electric Demand (MW) | Energy Efficiency | 0.00028899 | 0.00068988 | 0.0011645 | 0.0017265 | 0.0023414 | 0.0030767 | 0.003955 | 0.0050045 | 0.0062123 | 0.0076655 | 0.0094109 | 0.011547 | 0.01409
Scenario 3: Aggressive Fuel Sub | SCE | Com | WaterHeat | Com - Retail | Electric Demand (MW) | Fuel Substitution | 0 | 0 | 0 | 0 | 0 | 0.11126 | 0.24597 | 0.40263 | 0.5767 | 0.76323 | 0.95815 | 1.1585 | 1.3622
Scenario 3: Aggressive Fuel Sub | SCE | Com | WaterHeat | Com - Retail | Electric Energy (GWh/year) | Energy Efficiency | 0.0019278 | 0.0044234 | 0.007406 | 0.010968 | 0.015062 | 0.019968 | 0.025837 | 0.032858 | 0.041102 | 0.050979 | 0.062799 | 0.077058 | 0.09403
Scenario 3: Aggressive Fuel Sub | SCE | Com | WaterHeat | Com - Retail | Electric Energy (GWh/year) | Fuel Substitution | -0.72998 | -1.4579 | -2.1833 | -2.9059 | -3.6218 | -2.8518 | -1.9195 | -0.83509 | 0.36979 | 1.6609 | 3.0101 | 4.397 | 5.8072
Scenario 3: Aggressive Fuel Sub | SCE | Com | WaterHeat | Com - Retail | Gas Energy (MMTherm/year) | Fuel Substitution | 0.077369 | 0.15453 | 0.23141 | 0.308 | 0.38388 | 0.38388 | 0.38388 | 0.38388 | 0.38388 | 0.38388 | 0.38388 | 0.38388 | 0.38388
Scenario 3: Aggressive Fuel Sub | SCE | Com | WaterHeat | Com - School | Electric Demand (MW) | Energy Efficiency | 0.00014512 | 0.00032144 | 0.00053489 | 0.00079232 | 0.0011017 | 0.0014731 | 0.0019175 | 0.0024492 | 0.0030848 | 0.0038438 | 0.0047491 | 0.0058292 | 0.0071157
Scenario 3: Aggressive Fuel Sub | SCE | Com | WaterHeat | Com - School | Electric Demand (MW) | Fuel Substitution | 0 | 0 | 0 | 0 | 0 | 0.23437 | 0.51998 | 0.85249 | 1.2213 | 1.6154 | 2.026 | 2.4467 | 2.873
Scenario 3: Aggressive Fuel Sub | SCE | Com | WaterHeat | Com - School | Electric Energy (GWh/year) | Energy Efficiency | 0.00215 | 0.0047623 | 0.0079248 | 0.011739 | 0.016322 | 0.021824 | 0.02841 | 0.036287 | 0.045703 | 0.056948 | 0.070361 | 0.086363 | 0.10542
Scenario 3: Aggressive Fuel Sub | SCE | Com | WaterHeat | Com - School | Electric Energy (GWh/year) | Fuel Substitution | -3.2409 | -6.4616 | -9.7035 | -12.9817 | -16.2978 | -12.7321 | -8.3864 | -3.3268 | 2.2857 | 8.2837 | 14.5323 | 20.9345 | 27.4224
Scenario 3: Aggressive Fuel Sub | SCE | Com | WaterHeat | Com - School | Gas Energy (MMTherm/year) | Fuel Substitution | 0.36133 | 0.72045 | 1.082 | 1.4475 | 1.8172 | 1.8172 | 1.8172 | 1.8172 | 1.8172 | 1.8172 | 1.8172 | 1.8172 | 1.8172
Scenario 3: Aggressive Fuel Sub | SCE | Com | WaterHeat | Com - Warehouse | Electric Demand (MW) | Energy Efficiency | 1.3873e-05 | 3.0652e-05 | 5.0863e-05 | 7.519e-05 | 0.00010447 | 0.00013961 | 0.00018167 | 0.000304 | 0.00036411 | 0.00043583 | 0.00044936 | 0.00055119 | 0.00067244
Scenario 3: Aggressive Fuel Sub | SCE | Com | WaterHeat | Com - Warehouse | Electric Demand (MW) | Fuel Substitution | 0 | 0 | 0 | 0 | 0 | 0.0020925 | 0.0046232 | 0.007565 | 0.010833 | 0.014334 | 0.017994 | 0.021756 | 0.025583
Scenario 3: Aggressive Fuel Sub | SCE | Com | WaterHeat | Com - Warehouse | Electric Energy (GWh/year) | Energy Efficiency | 0.00039274 | 0.00086774 | 0.0014399 | 0.0021287 | 0.0029579 | 0.0039527 | 0.0051439 | 0.0067963 | 0.0084986 | 0.01053 | 0.012725 | 0.01561 | 0.019045
Scenario 3: Aggressive Fuel Sub | SCE | Com | WaterHeat | Com - Warehouse | Electric Energy (GWh/year) | Fuel Substitution | -0.076718 | -0.15355 | -0.23044 | -0.3074 | -0.38444 | -0.32318 | -0.24908 | -0.16294 | -0.067248 | 0.035287 | 0.14244 | 0.2526 | 0.36467
Scenario 3: Aggressive Fuel Sub | SCE | Com | WaterHeat | Com - Warehouse | Gas Energy (MMTherm/year) | Fuel Substitution | 0.0084801 | 0.016975 | 0.025479 | 0.033992 | 0.042518 | 0.042518 | 0.042518 | 0.042518 | 0.042518 | 0.042518 | 0.042518 | 0.042518 | 0.042518
Scenario 3: Aggressive Fuel Sub | SCE | Com | WholeBlg | Com - College | Electric Demand (MW) | Energy Efficiency | 0.10183 | 0.20593 | 0.31252 | 0.42213 | 0.53518 | 0.65086 | 0.77061 | 0.8941 | 1.0097 | 1.0462 | 1.0778 | 1.11 | 1.1422
Scenario 3: Aggressive Fuel Sub | SCE | Com | WholeBlg | Com - College | Electric Energy (GWh/year) | Energy Efficiency | 0.92799 | 1.8767 | 2.8481 | 3.847 | 4.8772 | 5.9319 | 7.0238 | 8.1499 | 9.2034 | 9.5364 | 9.8243 | 10.1179 | 10.4108
Scenario 3: Aggressive Fuel Sub | SCE | Com | WholeBlg | Com - Grocery | Electric Demand (MW) | Energy Efficiency | 0.34915 | 0.7064 | 1.0729 | 1.4501 | 1.8395 | 2.2384 | 2.6499 | 3.0737 | 3.4701 | 3.5943 | 3.7011 | 3.8091 | 3.9036
Scenario 3: Aggressive Fuel Sub | SCE | Com | WholeBlg | Com - Grocery | Electric Energy (GWh/year) | Energy Efficiency | 3.1819 | 6.4376 | 9.7778 | 13.2146 | 16.764 | 20.4007 | 24.153 | 28.0174 | 31.6309 | 32.7622 | 33.7356 | 34.7204 | 35.582
Scenario 3: Aggressive Fuel Sub | SCE | Com | WholeBlg | Com - Health | Electric Demand (MW) | Energy Efficiency | 0.33291 | 0.67482 | 1.0265 | 1.3893 | 1.765 | 2.1506 | 2.5505 | 2.9637 | 3.352 | 3.4826 | 3.5969 | 3.7126 | 3.8273
Scenario 3: Aggressive Fuel Sub | SCE | Com | WholeBlg | Com - Health | Electric Energy (GWh/year) | Energy Efficiency | 3.0339 | 6.1498 | 9.3543 | 12.6613 | 16.0849 | 19.6006 | 23.2469 | 27.0141 | 30.5546 | 31.7444 | 32.7857 | 33.8406 | 34.8864
Scenario 3: Aggressive Fuel Sub | SCE | Com | WholeBlg | Com - Lodging | Electric Demand (MW) | Energy Efficiency | 0.15748 | 0.31872 | 0.48387 | 0.65388 | 0.82945 | 1.0092 | 1.1953 | 1.3872 | 1.5669 | 1.6244 | 1.6741 | 1.7247 | 1.7739
Scenario 3: Aggressive Fuel Sub | SCE | Com | WholeBlg | Com - Lodging | Electric Energy (GWh/year) | Energy Efficiency | 1.4351 | 2.9045 | 4.4096 | 5.9589 | 7.5589 | 9.198 | 10.8946 | 12.6445 | 14.2828 | 14.8062 | 15.2596 | 15.7209 | 16.1693
Scenario 3: Aggressive Fuel Sub | SCE | Com | WholeBlg | Com - Office (Large) | Electric Demand (MW) | Energy Efficiency | 0.66256 | 1.3354 | 2.0196 | 2.7173 | 3.4314 | 4.1557 | 4.8989 | 5.6586 | 6.3585 | 6.5355 | 6.6757 | 6.816 | 6.9629
Scenario 3: Aggressive Fuel Sub | SCE | Com | WholeBlg | Com - Office (Large) | Electric Energy (GWh/year) | Energy Efficiency | 6.0381 | 12.1698 | 18.4047 | 24.7638 | 31.271 | 37.8751 | 44.6521 | 51.5792 | 57.9596 | 59.5714 | 60.8501 | 62.1288 | 63.4674
Scenario 3: Aggressive Fuel Sub | SCE | Com | WholeBlg | Com - Office (Small) | Electric Demand (MW) | Energy Efficiency | 0.11632 | 0.23475 | 0.35558 | 0.47925 | 0.60626 | 0.73554 | 0.8685 | 1.0048 | 1.1311 | 1.1661 | 1.1949 | 1.2238 | 1.2521
Scenario 3: Aggressive Fuel Sub | SCE | Com | WholeBlg | Com - Office (Small) | Electric Energy (GWh/year) | Energy Efficiency | 1.06 | 2.1393 | 3.2405 | 4.3675 | 5.5249 | 6.7038 | 7.9161 | 9.1588 | 10.31 | 10.629 | 10.8915 | 11.1552 | 11.4129
Scenario 3: Aggressive Fuel Sub | SCE | Com | WholeBlg | Com - Other | Electric Demand (MW) | Energy Efficiency | 0.50609 | 1.0221 | 1.5486 | 2.0884 | 2.6436 | 3.2097 | 3.7939 | 4.3943 | 4.9529 | 5.1159 | 5.2532 | 5.3926 | 5.5375
Scenario 3: Aggressive Fuel Sub | SCE | Com | WholeBlg | Com - Other | Electric Energy (GWh/year) | Energy Efficiency | 4.6121 | 9.3143 | 14.1126 | 19.032 | 24.0916 | 29.2535 | 34.5799 | 40.0547 | 45.1469 | 46.6317 | 47.8837 | 49.1544 | 50.4748
Scenario 3: Aggressive Fuel Sub | SCE | Com | WholeBlg | Com - Refrig. Warehouse | Electric Demand (MW) | Energy Efficiency | 0.038941 | 0.07932 | 0.12124 | 0.165 | 0.21078 | 0.25818 | 0.30752 | 0.35881 | 0.40767 | 0.4267 | 0.44397 | 0.46151 | 0.47662
Scenario 3: Aggressive Fuel Sub | SCE | Com | WholeBlg | Com - Refrig. Warehouse | Electric Energy (GWh/year) | Energy Efficiency | 0.35487 | 0.72286 | 1.1049 | 1.5037 | 1.9209 | 2.3531 | 2.8029 | 3.2706 | 3.716 | 3.8894 | 4.0468 | 4.2066 | 4.3444
Scenario 3: Aggressive Fuel Sub | SCE | Com | WholeBlg | Com - Restaurant | Electric Demand (MW) | Energy Efficiency | 0.2939 | 0.59677 | 0.90943 | 1.2338 | 1.5715 | 1.9201 | 2.2827 | 2.6593 | 3.0174 | 3.1567 | 3.2852 | 3.4183 | 3.5444
Scenario 3: Aggressive Fuel Sub | SCE | Com | WholeBlg | Com - Restaurant | Electric Energy (GWh/year) | Energy Efficiency | 2.7838 | 5.6668 | 8.6587 | 11.7794 | 15.0467 | 18.4396 | 21.9858 | 25.6881 | 29.2527 | 30.8544 | 32.3939 | 34.0128 | 35.6084
Scenario 3: Aggressive Fuel Sub | SCE | Com | WholeBlg | Com - Restaurant | Gas Energy (MMTherm/year) | Energy Efficiency | -0.0011657 | -0.0025236 | -0.0040992 | -0.0059193 | -0.0080161 | -0.010386 | -0.013038 | -0.016011 | -0.019327 | -0.023002 | -0.02707 | -0.031553 | -0.036489
Scenario 3: Aggressive Fuel Sub | SCE | Com | WholeBlg | Com - Retail | Electric Demand (MW) | Energy Efficiency | 0.39802 | 0.80203 | 1.2129 | 1.6319 | 2.0606 | 2.4952 | 2.9414 | 3.3975 | 3.8171 | 3.9195 | 3.9987 | 4.0765 | 4.1546
Scenario 3: Aggressive Fuel Sub | SCE | Com | WholeBlg | Com - Retail | Electric Energy (GWh/year) | Energy Efficiency | 4.2142 | 8.5793 | 13.1083 | 17.8293 | 22.7758 | 27.9258 | 33.3358 | 39.0149 | 44.549 | 47.3897 | 50.2413 | 53.3147 | 56.6461
Scenario 3: Aggressive Fuel Sub | SCE | Com | WholeBlg | Com - Retail | Gas Energy (MMTherm/year) | Energy Efficiency | 0.0040287 | 0.0087173 | 0.014101 | 0.020294 | 0.027433 | 0.035578 | 0.044785 | 0.05522 | 0.066946 | 0.080042 | 0.094659 | 0.11088 | 0.12886
Scenario 3: Aggressive Fuel Sub | SCE | Com | WholeBlg | Com - School | Electric Demand (MW) | Energy Efficiency | 0.12234 | 0.24687 | 0.37374 | 0.5036 | 0.63691 | 0.7726 | 0.91232 | 1.0557 | 1.1885 | 1.2254 | 1.2557 | 1.2862 | 1.3172
Scenario 3: Aggressive Fuel Sub | SCE | Com | WholeBlg | Com - School | Electric Energy (GWh/year) | Energy Efficiency | 1.1149 | 2.2498 | 3.406 | 4.5894 | 5.8043 | 7.0415 | 8.3155 | 9.6225 | 10.8336 | 11.1692 | 11.4456 | 11.7236 | 12.0062
Scenario 3: Aggressive Fuel Sub | SCE | Com | WholeBlg | Com - Warehouse | Electric Demand (MW) | Energy Efficiency | 0.20517 | 0.41494 | 0.62962 | 0.85048 | 1.0785 | 1.3119 | 1.5533 | 1.8021 | 2.0351 | 2.1098 | 2.175 | 2.2417 | 2.31
Scenario 3: Aggressive Fuel Sub | SCE | Com | WholeBlg | Com - Warehouse | Electric Energy (GWh/year) | Energy Efficiency | 1.981 | 4.0248 | 6.1361 | 8.3317 | 10.6274 | 13.009 | 15.5004 | 18.1023 | 20.6028 | 21.7075 | 22.7778 | 23.9167 | 25.1302
Scenario 3: Aggressive Fuel Sub | SCE | Com | WholeBlg | Com - Warehouse | Gas Energy (MMTherm/year) | Energy Efficiency | -0.0012158 | -0.0026606 | -0.0043527 | -0.0063514 | -0.0087311 | -0.0115 | -0.014674 | -0.018315 | -0.022433 | -0.02707 | -0.032275 | -0.03807 | -0.044535
Scenario 3: Aggressive Fuel Sub | SCE | Ind | WholeBlg | Ind - All Other Industrial | Electric Demand (MW) | Energy Efficiency | 0.13253 | 0.26489 | 0.3974 | 0.53029 | 0.66344 | 0.68751 | 0.71186 | 0.7362 | 0.76031 | 0.78427 | 0.80804 | 0.82666 | 0.82688
Scenario 3: Aggressive Fuel Sub | SCE | Ind | WholeBlg | Ind - All Other Industrial | Electric Energy (GWh/year) | Energy Efficiency | 0.97146 | 1.9416 | 2.9129 | 3.8869 | 4.8628 | 5.0648 | 5.2688 | 5.4726 | 5.6749 | 5.8761 | 6.0759 | 6.2325 | 6.2341
Scenario 3: Aggressive Fuel Sub | SCE | Ind | WholeBlg | Ind - Chemicals | Electric Demand (MW) | Energy Efficiency | 0.40129 | 0.80545 | 1.2134 | 1.6257 | 2.0418 | 2.1303 | 2.2191 | 2.3071 | 2.3938 | 2.4795 | 2.5643 | 2.6332 | 2.6461
Scenario 3: Aggressive Fuel Sub | SCE | Ind | WholeBlg | Ind - Chemicals | Electric Energy (GWh/year) | Energy Efficiency | 2.9415 | 5.9039 | 8.8943 | 11.916 | 14.9658 | 15.6917 | 16.4208 | 17.144 | 17.8589 | 18.5669 | 19.2684 | 19.8377 | 19.9362
Scenario 3: Aggressive Fuel Sub | SCE | Ind | WholeBlg | Ind - Electronics | Electric Demand (MW) | Energy Efficiency | 0.19729 | 0.39473 | 0.59293 | 0.79224 | 0.99252 | 1.031 | 1.0703 | 1.1097 | 1.149 | 1.1882 | 1.2271 | 1.2584 | 1.2622
Scenario 3: Aggressive Fuel Sub | SCE | Ind | WholeBlg | Ind - Electronics | Electric Energy (GWh/year) | Energy Efficiency | 1.4461 | 2.8933 | 4.3461 | 5.807 | 7.2749 | 7.5952 | 7.9208 | 8.2479 | 8.5742 | 8.8998 | 9.2239 | 9.4836 | 9.5122
Scenario 3: Aggressive Fuel Sub | SCE | Ind | WholeBlg | Ind - Fabricated Metals | Electric Demand (MW) | Energy Efficiency | 0.27261 | 0.54702 | 0.82422 | 1.1038 | 1.3853 | 1.4433 | 1.5009 | 1.557 | 1.6119 | 1.6659 | 1.7191 | 1.7614 | 1.7654
Scenario 3: Aggressive Fuel Sub | SCE | Ind | WholeBlg | Ind - Fabricated Metals | Electric Energy (GWh/year) | Energy Efficiency | 1.9982 | 4.0097 | 6.0414 | 8.0909 | 10.1538 | 10.6316 | 11.1063 | 11.5709 | 12.027 | 12.4769 | 12.9215 | 13.2746 | 13.3052
Scenario 3: Aggressive Fuel Sub | SCE | Ind | WholeBlg | Ind - Food | Electric Demand (MW) | Energy Efficiency | 0.56746 | 1.1326 | 1.6971 | 2.262 | 2.8267 | 2.9233 | 3.0216 | 3.1199 | 3.2173 | 3.314 | 3.4097 | 3.4829 | 3.4769
Scenario 3: Aggressive Fuel Sub | SCE | Ind | WholeBlg | Ind - Food | Electric Energy (GWh/year) | Energy Efficiency | 4.1595 | 8.302 | 12.4396 | 16.5797 | 20.719 | 21.5366 | 22.3655 | 23.1945 | 24.0172 | 24.8346 | 25.6444 | 26.2655 | 26.22
Scenario 3: Aggressive Fuel Sub | SCE | Ind | WholeBlg | Ind - Industrial Machinery | Electric Demand (MW) | Energy Efficiency | 0.085271 | 0.17117 | 0.25802 | 0.34566 | 0.43379 | 0.45198 | 0.46999 | 0.4875 | 0.50465 | 0.52165 | 0.53851 | 0.55197 | 0.55342
Scenario 3: Aggressive Fuel Sub | SCE | Ind | WholeBlg | Ind - Industrial Machinery | Electric Energy (GWh/year) | Energy Efficiency | 0.62504 | 1.2546 | 1.8913 | 2.5336 | 3.1796 | 3.3293 | 3.4778 | 3.6229 | 3.7655 | 3.907 | 4.0476 | 4.1596 | 4.1709
Scenario 3: Aggressive Fuel Sub | SCE | Ind | WholeBlg | Ind - Lumber & Furniture | Electric Demand (MW) | Energy Efficiency | 0.046975 | 0.093863 | 0.14081 | 0.18789 | 0.23509 | 0.2436 | 0.2522 | 0.26075 | 0.26917 | 0.27748 | 0.28568 | 0.29204 | 0.29185
Scenario 3: Aggressive Fuel Sub | SCE | Ind | WholeBlg | Ind - Lumber & Furniture | Electric Energy (GWh/year) | Energy Efficiency | 0.34433 | 0.68801 | 1.0321 | 1.3772 | 1.7231 | 1.7946 | 1.8666 | 1.9383 | 2.0091 | 2.0791 | 2.1483 | 2.202 | 2.2005
Scenario 3: Aggressive Fuel Sub | SCE | Ind | WholeBlg | Ind - Paper | Electric Demand (MW) | Energy Efficiency | 0.18393 | 0.36432 | 0.54215 | 0.71825 | 0.8927 | 0.91376 | 0.93625 | 0.95959 | 0.98335 | 1.0077 | 1.0328 | 1.0515 | 1.0455
Scenario 3: Aggressive Fuel Sub | SCE | Ind | WholeBlg | Ind - Paper | Electric Energy (GWh/year) | Energy Efficiency | 1.3483 | 2.6705 | 3.9739 | 5.2647 | 6.5432 | 6.733 | 6.9326 | 7.1379 | 7.3459 | 7.5578 | 7.7747 | 7.9372 | 7.8905
Scenario 3: Aggressive Fuel Sub | SCE | Ind | WholeBlg | Ind - Petroleum | Electric Demand (MW) | Energy Efficiency | 0.70429 | 1.4055 | 2.1059 | 2.8069 | 3.508 | 3.6283 | 3.7508 | 3.8735 | 3.9952 | 4.116 | 4.2353 | 4.3268 | 4.32
Scenario 3: Aggressive Fuel Sub | SCE | Ind | WholeBlg | Ind - Petroleum | Electric Energy (GWh/year) | Energy Efficiency | 5.1625 | 10.3024 | 15.4362 | 20.5743 | 25.7127 | 26.7301 | 27.763 | 28.7973 | 29.8239 | 30.8436 | 31.8529 | 32.6284 | 32.5767
Scenario 3: Aggressive Fuel Sub | SCE | Ind | WholeBlg | Ind - Plastics | Electric Demand (MW) | Energy Efficiency | 0.32338 | 0.64639 | 0.96998 | 1.2947 | 1.6203 | 1.6799 | 1.7403 | 1.8004 | 1.8599 | 1.9187 | 1.9767 | 2.0218 | 2.0218
Scenario 3: Aggressive Fuel Sub | SCE | Ind | WholeBlg | Ind - Plastics | Electric Energy (GWh/year) | Energy Efficiency | 2.3704 | 4.738 | 7.1099 | 9.4899 | 11.8762 | 12.3756 | 12.8803 | 13.3834 | 13.8815 | 14.3749 | 14.8626 | 15.2427 | 15.2429
Scenario 3: Aggressive Fuel Sub | SCE | Ind | WholeBlg | Ind - Primary Metals | Electric Demand (MW) | Energy Efficiency | 0.15345 | 0.3086 | 0.46618 | 0.62623 | 0.78838 | 0.8259 | 0.86393 | 0.90183 | 0.93953 | 0.97725 | 1.015 | 1.0467 | 1.057
Scenario 3: Aggressive Fuel Sub | SCE | Ind | WholeBlg | Ind - Primary Metals | Electric Energy (GWh/year) | Energy Efficiency | 1.1248 | 2.262 | 3.417 | 4.5901 | 5.7786 | 6.0831 | 6.3918 | 6.6999 | 7.0069 | 7.3146 | 7.6224 | 7.8805 | 7.9584
Scenario 3: Aggressive Fuel Sub | SCE | Ind | WholeBlg | Ind - Printing & Publishing | Electric Demand (MW) | Energy Efficiency | 0.054327 | 0.10843 | 0.1625 | 0.21663 | 0.27076 | 0.28006 | 0.28949 | 0.29891 | 0.30823 | 0.3175 | 0.32671 | 0.33379 | 0.33331
Scenario 3: Aggressive Fuel Sub | SCE | Ind | WholeBlg | Ind - Printing & Publishing | Electric Energy (GWh/year) | Energy Efficiency | 0.39822 | 0.79482 | 1.1911 | 1.5878 | 1.9846 | 2.0632 | 2.1428 | 2.2222 | 2.3009 | 2.3793 | 2.4571 | 2.5172 | 2.5135
Scenario 3: Aggressive Fuel Sub | SCE | Ind | WholeBlg | Ind - Stone-Glass-Clay | Electric Demand (MW) | Energy Efficiency | 0.2751 | 0.55347 | 0.83537 | 1.1209 | 1.4095 | 1.4741 | 1.5384 | 1.602 | 1.6648 | 1.7269 | 1.7886 | 1.8397 | 1.8526
Scenario 3: Aggressive Fuel Sub | SCE | Ind | WholeBlg | Ind - Stone-Glass-Clay | Electric Energy (GWh/year) | Energy Efficiency | 2.0165 | 4.0569 | 6.1232 | 8.2158 | 10.3315 | 10.858 | 11.3826 | 11.903 | 12.4179 | 12.9288 | 13.4368 | 13.8564 | 13.9541
Scenario 3: Aggressive Fuel Sub | SCE | Ind | WholeBlg | Ind - Textiles | Electric Demand (MW) | Energy Efficiency | 0.038505 | 0.076918 | 0.11535 | 0.15379 | 0.19221 | 0.19882 | 0.20543 | 0.21194 | 0.21833 | 0.22465 | 0.23091 | 0.23564 | 0.23503
Scenario 3: Aggressive Fuel Sub | SCE | Ind | WholeBlg | Ind - Textiles | Electric Energy (GWh/year) | Energy Efficiency | 0.28224 | 0.56381 | 0.84547 | 1.1273 | 1.4089 | 1.4647 | 1.5206 | 1.5756 | 1.6299 | 1.6836 | 1.7368 | 1.7773 | 1.7727
Scenario 3: Aggressive Fuel Sub | SCE | Ind | WholeBlg | Ind - Transportation Equipment | Electric Demand (MW) | Energy Efficiency | 0.32431 | 0.64951 | 0.97853 | 1.3102 | 1.6433 | 1.7097 | 1.7768 | 1.842 | 1.9066 | 1.9717 | 2.0372 | 2.0901 | 2.0975
Scenario 3: Aggressive Fuel Sub | SCE | Ind | WholeBlg | Ind - Transportation Equipment | Electric Energy (GWh/year) | Energy Efficiency | 2.3772 | 4.7609 | 7.1725 | 9.6034 | 12.0448 | 12.5943 | 13.1485 | 13.6897 | 14.227 | 14.7679 | 15.3125 | 15.7511 | 15.8067
Scenario 3: Aggressive Fuel Sub | SCE | Res | AppPlug | Res - Multi Family | Electric Energy (GWh/year) | Fuel Substitution | -0.017715 | -0.037081 | -0.058133 | -0.080907 | -0.10544 | -0.10544 | -0.10544 | -0.10544 | -0.10544 | -0.10544 | -0.10544 | -0.10544 | -0.10544
Scenario 3: Aggressive Fuel Sub | SCE | Res | AppPlug | Res - Multi Family | Gas Energy (MMTherm/year) | Fuel Substitution | 0.003608 | 0.0075523 | 0.01184 | 0.016478 | 0.021474 | 0.021474 | 0.021474 | 0.021474 | 0.021474 | 0.021474 | 0.021474 | 0.021474 | 0.021474
Scenario 3: Aggressive Fuel Sub | SCE | Res | AppPlug | Res - Single Family | Electric Energy (GWh/year) | Fuel Substitution | -0.12941 | -0.27066 | -0.42391 | -0.58934 | -0.76712 | -0.76712 | -0.76712 | -0.76712 | -0.76712 | -0.76712 | -0.76712 | -0.76712 | -0.76712
Scenario 3: Aggressive Fuel Sub | SCE | Res | AppPlug | Res - Single Family | Gas Energy (MMTherm/year) | Fuel Substitution | 0.026267 | 0.05494 | 0.086048 | 0.11963 | 0.15571 | 0.15571 | 0.15571 | 0.15571 | 0.15571 | 0.15571 | 0.15571 | 0.15571 | 0.15571
Scenario 3: Aggressive Fuel Sub | SCE | Res | BROs | Income Qualified - Multi Family IQ | Electric Demand (MW) | Energy Efficiency | 2.6492 | 2.7675 | 2.8929 | 3.0048 | 3.0809 | 3.1625 | 3.2358 | 3.3198 | 3.4 | 3.4841 | 3.5569 | 3.6463 | 3.7381
Scenario 3: Aggressive Fuel Sub | SCE | Res | BROs | Income Qualified - Multi Family IQ | Electric Energy (GWh/year) | Energy Efficiency | 11.846 | 12.4085 | 13.0114 | 13.5709 | 13.9959 | 14.4595 | 14.8998 | 15.4065 | 15.9147 | 16.4624 | 16.9806 | 17.605 | 18.2718
Scenario 3: Aggressive Fuel Sub | SCE | Res | BROs | Income Qualified - Single Family IQ | Electric Demand (MW) | Energy Efficiency | 9.0294 | 9.3687 | 9.7261 | 10.067 | 10.2865 | 10.5247 | 10.7392 | 10.9854 | 11.2183 | 11.4547 | 11.6538 | 11.9071 | 12.1677
Scenario 3: Aggressive Fuel Sub | SCE | Res | BROs | Income Qualified - Single Family IQ | Electric Energy (GWh/year) | Energy Efficiency | 40.3774 | 42.0082 | 43.7462 | 45.4696 | 46.7327 | 48.1237 | 49.4539 | 50.9844 | 52.5144 | 54.1291 | 55.6414 | 57.4964 | 59.4833
Scenario 3: Aggressive Fuel Sub | SCE | Res | BROs | Res - Multi Family | Electric Demand (MW) | Energy Efficiency | 19.6664 | 20.4106 | 21.195 | 21.9413 | 22.4232 | 22.9459 | 23.4166 | 23.9569 | 24.4684 | 24.9885 | 25.4271 | 25.9842 | 26.5574
Scenario 3: Aggressive Fuel Sub | SCE | Res | BROs | Res - Multi Family | Electric Energy (GWh/year) | Energy Efficiency | 87.9402 | 91.5157 | 95.3273 | 99.0972 | 101.8653 | 104.9126 | 107.8264 | 111.1788 | 114.5307 | 118.0714 | 121.3894 | 125.4558 | 129.8108
Scenario 3: Aggressive Fuel Sub | SCE | Res | BROs | Res - Single Family | Electric Demand (MW) | Energy Efficiency | 4.7019 | 4.913 | 5.1369 | 5.336 | 5.4716 | 5.6171 | 5.7476 | 5.8972 | 6.0401 | 6.19 | 6.3198 | 6.4792 | 6.6427
Scenario 3: Aggressive Fuel Sub | SCE | Res | BROs | Res - Single Family | Electric Energy (GWh/year) | Energy Efficiency | 21.0259 | 22.0293 | 23.1049 | 24.101 | 24.8581 | 25.6837 | 26.4676 | 27.3698 | 28.2747 | 29.2506 | 30.174 | 31.2862 | 32.4738
Scenario 3: Aggressive Fuel Sub | SCE | Res | BldgEnv | Res - Single Family | Electric Demand (MW) | Energy Efficiency | 0.08821 | 0.17751 | 0.26612 | 0.35268 | 0.43768 | 0.52041 | 0.60058 | 0.67442 | 0.68756 | 0.68412 | 0.68081 | 0.605 | 0.53133
Scenario 3: Aggressive Fuel Sub | SCE | Res | BldgEnv | Res - Single Family | Electric Energy (GWh/year) | Energy Efficiency | 0.19196 | 0.37965 | 0.56283 | 0.74128 | 0.91525 | 1.0847 | 1.2496 | 1.4243 | 1.4315 | 1.4445 | 1.457 | 1.2664 | 1.0809
Scenario 3: Aggressive Fuel Sub | SCE | Res | BldgEnv | Res - Single Family | Gas Energy (MMTherm/year) | Energy Efficiency | 0.033814 | 0.067445 | 0.10054 | 0.13281 | 0.16438 | 0.1951 | 0.22493 | 0.25304 | 0.2559 | 0.25514 | 0.25441 | 0.2233 | 0.19307
Scenario 3: Aggressive Fuel Sub | SCE | Res | HVAC | Res - Multi Family | Electric Demand (MW) | Energy Efficiency | 2.0793 | 3.8271 | 3.1896 | 2.6109 | 2.1069 | 1.6812 | 1.3308 | 1.0478 | 0.82284 | 0.64614 | 0.50889 | 0.40338 | 0.32317
Scenario 3: Aggressive Fuel Sub | SCE | Res | HVAC | Res - Multi Family | Electric Demand (MW) | Fuel Substitution | 0 | 0 | 0 | 0 | 0 | 2.8794e-07 | 5.9435e-07 | 9.1542e-07 | 1.2025e-06 | 1.4957e-06 | 1.7928e-06 | 2.0923e-06 | 2.3935e-06
Scenario 3: Aggressive Fuel Sub | SCE | Res | HVAC | Res - Multi Family | Electric Energy (GWh/year) | Energy Efficiency | 2.3159 | 4.2978 | 3.6711 | 3.1135 | 2.642 | 2.2562 | 1.9561 | 1.7327 | 1.5754 | 1.4732 | 1.4162 | 1.3957 | 1.4044
Scenario 3: Aggressive Fuel Sub | SCE | Res | HVAC | Res - Multi Family | Electric Energy (GWh/year) | Fuel Substitution | 7.9465e-06 | 1.6014e-05 | 2.4127e-05 | 3.1595e-05 | 4.4792e-05 | 4.7577e-05 | 5.0541e-05 | 5.3647e-05 | 5.6402e-05 | 5.9215e-05 | 6.2065e-05 | 6.494e-05 | 6.7831e-05
Scenario 3: Aggressive Fuel Sub | SCE | Res | HVAC | Res - Multi Family | Gas Energy (MMTherm/year) | Fuel Substitution | 1.1741e-05 | 2.3634e-05 | 3.5574e-05 | 4.7993e-05 | 6.2769e-05 | 6.2769e-05 | 6.2769e-05 | 6.2769e-05 | 6.2769e-05 | 6.2769e-05 | 6.2769e-05 | 6.2769e-05 | 6.2769e-05
Scenario 3: Aggressive Fuel Sub | SCE | Res | HVAC | Res - Single Family | Electric Demand (MW) | Energy Efficiency | 25.3583 | 47.0623 | 42.0669 | 37.6206 | 33.9101 | 30.9859 | 27.6576 | 25.147 | 22.126 | 19.5122 | 17.4054 | 15.718 | 14.3728
Scenario 3: Aggressive Fuel Sub | SCE | Res | HVAC | Res - Single Family | Electric Demand (MW) | Fuel Substitution | 0 | 0 | 0 | 0 | 0 | 1.1647e-05 | 2.3992e-05 | 3.6642e-05 | 4.0973e-05 | 4.5402e-05 | 4.9894e-05 | 5.4429e-05 | 5.8991e-05
Scenario 3: Aggressive Fuel Sub | SCE | Res | HVAC | Res - Single Family | Electric Energy (GWh/year) | Energy Efficiency | 36.7954 | 69.1724 | 83.4693 | 95.681 | 106.0623 | 114.859 | 100.0181 | 86.4344 | 73.2942 | 61.6803 | 51.7655 | 43.4419 | 36.5456
Scenario 3: Aggressive Fuel Sub | SCE | Res | HVAC | Res - Single Family | Electric Energy (GWh/year) | Fuel Substitution | -0.00093508 | -0.0018953 | -0.002865 | -0.0038679 | -0.0048759 | -0.0047978 | -0.0047153 | -0.0046312 | -0.0046018 | -0.0045716 | -0.0045411 | -0.0045103 | -0.0044792
Scenario 3: Aggressive Fuel Sub | SCE | Res | HVAC | Res - Single Family | Gas Energy (MMTherm/year) | Energy Efficiency | -0.060804 | -0.11561 | -0.16398 | -0.20595 | -0.2419 | -0.27241 | -0.23969 | -0.20916 | -0.17871 | -0.15143 | -0.12796 | -0.10812 | -0.091607
Scenario 3: Aggressive Fuel Sub | SCE | Res | HVAC | Res - Single Family | Gas Energy (MMTherm/year) | Fuel Substitution | 0.0002906 | 0.00058898 | 0.00089008 | 0.0012131 | 0.0015377 | 0.0015377 | 0.0015377 | 0.0015377 | 0.0015377 | 0.0015377 | 0.0015377 | 0.0015377 | 0.0015377
Scenario 3: Aggressive Fuel Sub | SCE | Res | WaterHeat | Res - Multi Family | Electric Demand (MW) | Energy Efficiency | 0.051524 | 0.10559 | 0.16263 | 0.22238 | 0.28485 | 0.34965 | 0.41692 | 0.48661 | 0.55867 | 0.63307 | 0.70984 | 0.78908 | 0.87228
Scenario 3: Aggressive Fuel Sub | SCE | Res | WaterHeat | Res - Multi Family | Electric Demand (MW) | Fuel Substitution | 0 | 0 | 0 | 0 | 0 | 0.24375 | 0.53275 | 0.86956 | 1.2436 | 1.644 | 2.0623 | 2.4922 | 2.9298
Scenario 3: Aggressive Fuel Sub | SCE | Res | WaterHeat | Res - Multi Family | Electric Energy (GWh/year) | Energy Efficiency | 0.27344 | 0.56013 | 0.86231 | 1.1787 | 1.5092 | 1.8519 | 2.2076 | 2.5758 | 2.9564 | 3.3493 | 3.7545 | 4.1711 | 4.6087
Scenario 3: Aggressive Fuel Sub | SCE | Res | WaterHeat | Res - Multi Family | Electric Energy (GWh/year) | Fuel Substitution | -63.9647 | -128.4574 | -193.4024 | -258.8225 | -324.7515 | -323.4271 | -321.8561 | -320.025 | -317.9916 | -315.8146 | -313.541 | -311.2037 | -308.8245
Scenario 3: Aggressive Fuel Sub | SCE | Res | WaterHeat | Res - Multi Family | Gas Energy (MMTherm/year) | Fuel Substitution | 4.5381 | 9.1112 | 13.7138 | 18.348 | 23.0169 | 23.0169 | 23.0169 | 23.0169 | 23.0169 | 23.0169 | 23.0169 | 23.0169 | 23.0169
Scenario 3: Aggressive Fuel Sub | SCE | Res | WaterHeat | Res - Single Family | Electric Demand (MW) | Energy Efficiency | 0.038622 | 0.081598 | 0.12819 | 0.17778 | 0.23061 | 0.28638 | 0.34492 | 0.40612 | 0.46997 | 0.53647 | 0.60578 | 0.67804 | 0.75348
Scenario 3: Aggressive Fuel Sub | SCE | Res | WaterHeat | Res - Single Family | Electric Demand (MW) | Fuel Substitution | 0 | 0 | 0 | 0 | 0 | 1.7586 | 3.8299 | 6.2385 | 8.9084 | 11.7631 | 14.7426 | 17.8049 | 20.9224
Scenario 3: Aggressive Fuel Sub | SCE | Res | WaterHeat | Res - Single Family | Electric Energy (GWh/year) | Energy Efficiency | 0.1983 | 0.41881 | 0.65784 | 0.91228 | 1.1834 | 1.4695 | 1.7699 | 2.0838 | 2.4114 | 2.7525 | 3.108 | 3.4783 | 3.8648
Scenario 3: Aggressive Fuel Sub | SCE | Res | WaterHeat | Res - Single Family | Electric Energy (GWh/year) | Fuel Substitution | -8.7054 | -17.27 | -25.6418 | -33.8753 | -42.0381 | -32.5857 | -21.4519 | -8.5053 | 5.8459 | 21.1909 | 37.2065 | 53.6671 | 70.4241
Scenario 3: Aggressive Fuel Sub | SCE | Res | WaterHeat | Res - Single Family | Gas Energy (MMTherm/year) | Fuel Substitution | 1.2118 | 2.404 | 3.5692 | 4.7151 | 5.8511 | 5.8511 | 5.8511 | 5.8511 | 5.8511 | 5.8511 | 5.8511 | 5.8511 | 5.8511
Scenario 3: Aggressive Fuel Sub | SCE | Res | WholeBlg | Res - Multi Family | Electric Demand (MW) | Energy Efficiency | 0 | 0 | 0 | 0 | 0.012356 | 0.023791 | 0.034392 | 0.044157 | 0.053106 | 0.061266 | 0.068763 | 0.075728 | 0.082193
Scenario 3: Aggressive Fuel Sub | SCE | Res | WholeBlg | Res - Multi Family | Electric Energy (GWh/year) | Energy Efficiency | 0 | 0 | 0 | 0 | 0.11936 | 0.22982 | 0.33223 | 0.42657 | 0.513 | 0.59183 | 0.66425 | 0.73154 | 0.79399
Scenario 3: Aggressive Fuel Sub | SCE | Res | WholeBlg | Res - Multi Family | Gas Energy (MMTherm/year) | Energy Efficiency | 0 | 0 | 0 | 0 | 0.0008868 | 0.0017074 | 0.0024683 | 0.0031691 | 0.0038113 | 0.004397 | 0.004935 | 0.0054349 | 0.0058989
Scenario 3: Aggressive Fuel Sub | SCE | Res | WholeBlg | Res - Single Family | Electric Demand (MW) | Energy Efficiency | 0 | 0 | 0.091141 | 0.18255 | 0.27117 | 0.35402 | 0.43002 | 0.499 | 0.56155 | 0.61815 | 0.66957 | 0.71669 | 0.75986
Scenario 3: Aggressive Fuel Sub | SCE | Res | WholeBlg | Res - Single Family | Electric Energy (GWh/year) | Energy Efficiency | 0 | 0 | 0.40802 | 0.81723 | 1.214 | 1.5849 | 1.9251 | 2.2339 | 2.514 | 2.7674 | 2.9975 | 3.2085 | 3.4018
Scenario 3: Aggressive Fuel Sub | SCE | Res | WholeBlg | Res - Single Family | Gas Energy (MMTherm/year) | Energy Efficiency | 0 | 0 | 0.0023526 | 0.0047121 | 0.0069997 | 0.0091383 | 0.0111 | 0.012881 | 0.014495 | 0.015957 | 0.017284 | 0.0185 | 0.019615
Scenario 3: Aggressive Fuel Sub | SCG | Ag | WholeBlg | Ag - Dairies, fishing, hunting | Gas Energy (MMTherm/year) | Energy Efficiency | 0.010787 | 0.021574 | 0.032361 | 0.043148 | 0.053935 | 0.064722 | 0.075509 | 0.086296 | 0.091794 | 0.091794 | 0.091794 | 0.091794 | 0.091794
Scenario 3: Aggressive Fuel Sub | SCG | Ag | WholeBlg | Ag - Irrigated Agriculture, vineyards, forestry and greenhouses | Gas Energy (MMTherm/year) | Energy Efficiency | 0.046276 | 0.092552 | 0.13883 | 0.1851 | 0.23138 | 0.27766 | 0.32393 | 0.37021 | 0.39379 | 0.39379 | 0.39379 | 0.39379 | 0.39379
Scenario 3: Aggressive Fuel Sub | SCG | Ag | WholeBlg | Ag - Water pumping | Gas Energy (MMTherm/year) | Energy Efficiency | 0.015198 | 0.030397 | 0.045595 | 0.060794 | 0.075992 | 0.091191 | 0.10639 | 0.12159 | 0.12933 | 0.12933 | 0.12933 | 0.12933 | 0.12933
Scenario 3: Aggressive Fuel Sub | SCG | Com | AppPlug | Com - College | Gas Energy (MMTherm/year) | Energy Efficiency | 0 | 0 | 0 | 0 | 0 | 0 | 0 | 0 | 0 | 0 | 0 | 0 | 0.0034642
Scenario 3: Aggressive Fuel Sub | SCG | Com | AppPlug | Com - Health | Gas Energy (MMTherm/year) | Energy Efficiency | 0.90838 | 1.9148 | 3.0144 | 4.1792 | 4.6421 | 5.0804 | 5.487 | 5.8455 | 6.1457 | 6.3762 | 6.5321 | 6.4793 | 6.3436
Scenario 3: Aggressive Fuel Sub | SCG | Com | AppPlug | Com - Lodging | Gas Energy (MMTherm/year) | Energy Efficiency | 0.64293 | 1.3494 | 2.1044 | 2.8942 | 3.2648 | 3.6246 | 3.9668 | 4.2866 | 4.5773 | 4.8339 | 5.0542 | 5.0595 | 5.0033
Scenario 3: Aggressive Fuel Sub | SCG | Com | AppPlug | Com - Other | Gas Energy (MMTherm/year) | Energy Efficiency | 0.035181 | 0.071597 | 0.075434 | 0.0777 | 0.074705 | 0.078008 | 0.074081 | 0.069341 | 0.06425 | 0.059276 | 0.058422 | 0.050522 | 0.0473
Scenario 3: Aggressive Fuel Sub | SCG | Com | BldgEnv | Com - College | Electric Demand (MW) | Energy Efficiency | 0.0042323 | 0.0084492 | 0.012563 | 0.016385 | 0.019802 | 0.022754 | 0.025216 | 0.023211 | 0.020793 | 0.018105 | 0.015402 | 0.012866 | 0.010784
Scenario 3: Aggressive Fuel Sub | SCG | Com | BldgEnv | Com - College | Electric Energy (GWh/year) | Energy Efficiency | 0.0014401 | 0.0028749 | 0.0042701 | 0.0055668 | 0.0067257 | 0.0077274 | 0.008563 | 0.0078796 | 0.007056 | 0.0061459 | 0.0052303 | 0.0043717 | 0.0036669
Scenario 3: Aggressive Fuel Sub | SCG | Com | BldgEnv | Com - College | Gas Energy (MMTherm/year) | Energy Efficiency | 0.0038406 | 0.0076553 | 0.011313 | 0.014679 | 0.01765 | 0.020165 | 0.022201 | 0.019997 | 0.017392 | 0.01457 | 0.011727 | 0.009026 | 0.0067524
Scenario 3: Aggressive Fuel Sub | SCG | Com | BldgEnv | Com - Grocery | Electric Demand (MW) | Energy Efficiency | 0.0042695 | 0.0072377 | 0.0089445 | 0.0098332 | 0.010742 | 0.011639 | 0.012568 | 0.0098465 | 0.0085027 | 0.008483 | 0.0093482 | 0.010256 | 0.011238
Scenario 3: Aggressive Fuel Sub | SCG | Com | BldgEnv | Com - Grocery | Electric Energy (GWh/year) | Energy Efficiency | 0.0014531 | 0.0024636 | 0.0030441 | 0.0033473 | 0.0036574 | 0.0039633 | 0.0042802 | 0.0033553 | 0.002899 | 0.0028942 | 0.0031894 | 0.0034991 | 0.0038341
Scenario 3: Aggressive Fuel Sub | SCG | Com | BldgEnv | Com - Grocery | Gas Energy (MMTherm/year) | Energy Efficiency | 0.0029256 | 0.0047939 | 0.0056338 | 0.0058132 | 0.0059987 | 0.0061879 | 0.0063833 | 0.0037798 | 0.002249 | 0.0017593 | 0.0019435 | 0.0021343 | 0.002334
Scenario 3: Aggressive Fuel Sub | SCG | Com | BldgEnv | Com - Health | Electric Demand (MW) | Energy Efficiency | 0.0061214 | 0.011652 | 0.01642 | 0.020305 | 0.023314 | 0.025494 | 0.026965 | 0.022501 | 0.018648 | 0.015581 | 0.013416 | 0.012206 | 0.0119
Scenario 3: Aggressive Fuel Sub | SCG | Com | BldgEnv | Com - Health | Electric Energy (GWh/year) | Energy Efficiency | 0.0029185 | 0.005556 | 0.00783 | 0.0096837 | 0.01112 | 0.012162 | 0.012866 | 0.010743 | 0.0089107 | 0.0074523 | 0.0064238 | 0.0058504 | 0.0057071
Scenario 3: Aggressive Fuel Sub | SCG | Com | BldgEnv | Com - Health | Gas Energy (MMTherm/year) | Energy Efficiency | 0.0037474 | 0.0070768 | 0.0098685 | 0.012054 | 0.013631 | 0.014638 | 0.015145 | 0.011764 | 0.008809 | 0.006399 | 0.0045991 | 0.0034247 | 0.0028376
Scenario 3: Aggressive Fuel Sub | SCG | Com | BldgEnv | Com - Lodging | Electric Demand (MW) | Energy Efficiency | 0.00016451 | 0.00036355 | 0.00060387 | 0.0011098 | 0.0017181 | 0.0024475 | 0.0033192 | 0.004195 | 0.0052282 | 0.0064392 | 0.0076311 | 0.0089931 | 0.010528
Scenario 3: Aggressive Fuel Sub | SCG | Com | BldgEnv | Com - Lodging | Electric Energy (GWh/year) | Energy Efficiency | 0.00010577 | 0.00023373 | 0.00038822 | 0.00071572 | 0.0011095 | 0.0015817 | 0.002146 | 0.0027137 | 0.0033835 | 0.0041685 | 0.0049401 | 0.0058217 | 0.0068156
Scenario 3: Aggressive Fuel Sub | SCG | Com | BldgEnv | Com - Lodging | Gas Energy (MMTherm/year) | Energy Efficiency | 6.203e-05 | 0.00013718 | 0.00022803 | 0.00041807 | 0.00064672 | 0.00092102 | 0.001249 | 0.0015778 | 0.0019658 | 0.0024207 | 0.0028693 | 0.003382 | 0.00396
Scenario 3: Aggressive Fuel Sub | SCG | Com | BldgEnv | Com - Office (Large) | Electric Demand (MW) | Energy Efficiency | 0.0049679 | 0.010084 | 0.015306 | 0.020629 | 0.026067 | 0.031612 | 0.037221 | 0.042303 | 0.047411 | 0.05252 | 0.05764 | 0.062743 | 0.067831
Scenario 3: Aggressive Fuel Sub | SCG | Com | BldgEnv | Com - Office (Large) | Electric Energy (GWh/year) | Energy Efficiency | 0.0016949 | 0.0034403 | 0.0052218 | 0.0070379 | 0.0088932 | 0.010785 | 0.012699 | 0.014433 | 0.016175 | 0.017918 | 0.019665 | 0.021407 | 0.023143
Scenario 3: Aggressive Fuel Sub | SCG | Com | BldgEnv | Com - Office (Large) | Gas Energy (MMTherm/year) | Energy Efficiency | 0.00064552 | 0.0013095 | 0.0019866 | 0.0026763 | 0.0033802 | 0.0040975 | 0.0048226 | 0.00547 | 0.0061208 | 0.006772 | 0.0074248 | 0.0080755 | 0.0087245
Scenario 3: Aggressive Fuel Sub | SCG | Com | BldgEnv | Com - Office (Small) | Electric Demand (MW) | Energy Efficiency | 0.0026111 | 0.0045231 | 0.0057743 | 0.0065992 | 0.0067186 | 0.014321 | 0.015162 | 0.014037 | 0.013669 | 0.014013 | 0.014832 | 0.015628 | 0.016475
Scenario 3: Aggressive Fuel Sub | SCG | Com | BldgEnv | Com - Office (Small) | Electric Energy (GWh/year) | Energy Efficiency | 0.0008869 | 0.0015369 | 0.0019622 | 0.0022436 | 0.0022844 | 0.0048783 | 0.0051649 | 0.0047851 | 0.004662 | 0.004781 | 0.0050604 | 0.0053318 | 0.0056209
Scenario 3: Aggressive Fuel Sub | SCG | Com | BldgEnv | Com - Office (Small) | Gas Energy (MMTherm/year) | Energy Efficiency | 0.00074245 | 0.0012308 | 0.0014776 | 0.0015848 | 0.0016 | 0.0025727 | 0.0026816 | 0.0021305 | 0.0018409 | 0.0017992 | 0.0019033 | 0.0020062 | 0.002114
Scenario 3: Aggressive Fuel Sub | SCG | Com | BldgEnv | Com - Other | Electric Demand (MW) | Energy Efficiency | 0.011886 | 0.022592 | 0.031865 | 0.058415 | 0.07624 | 0.090028 | 0.096095 | 0.087309 | 0.079766 | 0.073811 | 0.050728 | 0.035072 | 0.026514
Scenario 3: Aggressive Fuel Sub | SCG | Com | BldgEnv | Com - Other | Electric Energy (GWh/year) | Energy Efficiency | 0.0040466 | 0.0076919 | 0.01084 | 0.0199 | 0.025982 | 0.030688 | 0.032759 | 0.02977 | 0.027205 | 0.025189 | 0.017314 | 0.011972 | 0.0090519
Scenario 3: Aggressive Fuel Sub | SCG | Com | BldgEnv | Com - Other | Gas Energy (MMTherm/year) | Energy Efficiency | 0.0087463 | 0.016512 | 0.023025 | 0.032111 | 0.038167 | 0.042637 | 0.044468 | 0.036652 | 0.029843 | 0.024333 | 0.016295 | 0.010896 | 0.008002
Scenario 3: Aggressive Fuel Sub | SCG | Com | BldgEnv | Com - Refrig. Warehouse | Electric Demand (MW) | Energy Efficiency | 0.0010285 | 0.0011247 | 0.0013205 | 0.0026221 | 0.0031937 | 0.0038396 | 0.0045623 | 0.0051759 | 0.0060427 | 0.0067772 | 0.0073497 | 0.007886 | 0.0083596
Scenario 3: Aggressive Fuel Sub | SCG | Com | BldgEnv | Com - Refrig. Warehouse | Electric Energy (GWh/year) | Energy Efficiency | 0.0003532 | 0.0003861 | 0.00045438 | 0.00090121 | 0.0010984 | 0.0013213 | 0.0015707 | 0.0017819 | 0.002081 | 0.0023339 | 0.0025313 | 0.0027162 | 0.0028794
Scenario 3: Aggressive Fuel Sub | SCG | Com | BldgEnv | Com - Refrig. Warehouse | Gas Energy (MMTherm/year) | Energy Efficiency | 0.00022962 | 0.00024808 | 0.00032016 | 0.00063943 | 0.00083039 | 0.0010477 | 0.0012923 | 0.0014959 | 0.0017918 | 0.0020378 | 0.0022248 | 0.0023977 | 0.0025468
Scenario 3: Aggressive Fuel Sub | SCG | Com | BldgEnv | Com - Restaurant | Electric Demand (MW) | Energy Efficiency | 0.00080985 | 0.0016653 | 0.0025657 | 0.0035116 | 0.0045047 | 0.0055355 | 0.0065982 | 0.0075305 | 0.0085014 | 0.0095058 | 0.010543 | 0.011608 | 0.012702
Scenario 3: Aggressive Fuel Sub | SCG | Com | BldgEnv | Com - Restaurant | Electric Energy (GWh/year) | Energy Efficiency | 0.00027632 | 0.00056819 | 0.00087543 | 0.0011982 | 0.0015371 | 0.0018888 | 0.0022514 | 0.0025695 | 0.0029009 | 0.0032436 | 0.0035976 | 0.0039612 | 0.0043342
Scenario 3: Aggressive Fuel Sub | SCG | Com | BldgEnv | Com - Restaurant | Gas Energy (MMTherm/year) | Energy Efficiency | 0.00022114 | 0.00045407 | 0.00069866 | 0.00095503 | 0.0012237 | 0.0015021 | 0.0017887 | 0.0020344 | 0.0022904 | 0.0025553 | 0.002829 | 0.0031103 | 0.0033991
Scenario 3: Aggressive Fuel Sub | SCG | Com | BldgEnv | Com - Retail | Electric Demand (MW) | Energy Efficiency | 0.02142 | 0.039919 | 0.055096 | 0.058343 | 0.06493 | 0.074533 | 0.078187 | 0.062734 | 0.050353 | 0.041549 | 0.044938 | 0.042325 | 0.04325
Scenario 3: Aggressive Fuel Sub | SCG | Com | BldgEnv | Com - Retail | Electric Energy (GWh/year) | Energy Efficiency | 0.0072894 | 0.013585 | 0.018737 | 0.019845 | 0.022078 | 0.025349 | 0.026596 | 0.021343 | 0.017135 | 0.014158 | 0.015314 | 0.014437 | 0.014759
Scenario 3: Aggressive Fuel Sub | SCG | Com | BldgEnv | Com - Retail | Gas Energy (MMTherm/year) | Energy Efficiency | 0.028941 | 0.053297 | 0.072279 | 0.073445 | 0.08263 | 0.089052 | 0.090363 | 0.063581 | 0.041466 | 0.024812 | 0.026068 | 0.018339 | 0.015741
Scenario 3: Aggressive Fuel Sub | SCG | Com | BldgEnv | Com - School | Electric Demand (MW) | Energy Efficiency | 0.001097 | 0.0022341 | 0.0034112 | 0.0046224 | 0.0058488 | 0.0071009 | 0.0083653 | 0.0094947 | 0.010643 | 0.011811 | 0.012993 | 0.014193 | 0.015403
Scenario 3: Aggressive Fuel Sub | SCG | Com | BldgEnv | Com - School | Electric Energy (GWh/year) | Energy Efficiency | 0.00037425 | 0.00076218 | 0.0011638 | 0.001577 | 0.0019954 | 0.0024226 | 0.002854 | 0.0032393 | 0.0036311 | 0.0040296 | 0.0044328 | 0.0048423 | 0.0052551
Scenario 3: Aggressive Fuel Sub | SCG | Com | BldgEnv | Com - School | Gas Energy (MMTherm/year) | Energy Efficiency | 0.00014288 | 0.00029078 | 0.00044368 | 0.00060082 | 0.00075981 | 0.000922 | 0.0010857 | 0.0012294 | 0.0013757 | 0.0015245 | 0.0016751 | 0.0018281 | 0.0019824
Scenario 3: Aggressive Fuel Sub | SCG | Com | BldgEnv | Com - Warehouse | Electric Demand (MW) | Energy Efficiency | 0.0072285 | 0.015455 | 0.024647 | 0.041341 | 0.059354 | 0.078344 | 0.097867 | 0.11105 | 0.12283 | 0.13273 | 0.13382 | 0.13199 | 0.12743
Scenario 3: Aggressive Fuel Sub | SCG | Com | BldgEnv | Com - Warehouse | Electric Energy (GWh/year) | Energy Efficiency | 0.0046166 | 0.0098696 | 0.015738 | 0.026496 | 0.038103 | 0.05034 | 0.062921 | 0.071466 | 0.079115 | 0.08556 | 0.086275 | 0.085115 | 0.082196
Scenario 3: Aggressive Fuel Sub | SCG | Com | BldgEnv | Com - Warehouse | Gas Energy (MMTherm/year) | Energy Efficiency | 0.0039466 | 0.0084589 | 0.013523 | 0.023074 | 0.033377 | 0.044231 | 0.055372 | 0.062741 | 0.069238 | 0.074578 | 0.074584 | 0.072817 | 0.069383
Scenario 3: Aggressive Fuel Sub | SCG | Com | FoodServ | Com - College | Electric Demand (MW) | Energy Efficiency | 0.0035735 | 0.0073855 | 0.011474 | 0.015853 | 0.020459 | 0.025358 | 0.030549 | 0.035978 | 0.041638 | 0.047496 | 0.053565 | 0.059973 | 0.066586
Scenario 3: Aggressive Fuel Sub | SCG | Com | FoodServ | Com - College | Electric Energy (GWh/year) | Energy Efficiency | 0.017584 | 0.036334 | 0.056437 | 0.077963 | 0.1006 | 0.12468 | 0.15018 | 0.17686 | 0.20466 | 0.23344 | 0.26324 | 0.29472 | 0.32719
Scenario 3: Aggressive Fuel Sub | SCG | Com | FoodServ | Com - College | Gas Energy (MMTherm/year) | Energy Efficiency | 0.024227 | 0.049443 | 0.075642 | 0.10278 | 0.1307 | 0.15945 | 0.18977 | 0.22097 | 0.25277 | 0.28504 | 0.31778 | 0.35113 | 0.38289
Scenario 3: Aggressive Fuel Sub | SCG | Com | FoodServ | Com - Grocery | Electric Demand (MW) | Energy Efficiency | 0.02297 | 0.047558 | 0.073615 | 0.10116 | 0.13022 | 0.16078 | 0.19275 | 0.22621 | 0.26105 | 0.29719 | 0.33466 | 0.37338 | 0.41335
Scenario 3: Aggressive Fuel Sub | SCG | Com | FoodServ | Com - Grocery | Electric Energy (GWh/year) | Energy Efficiency | 0.11314 | 0.23417 | 0.36239 | 0.49791 | 0.64082 | 0.79109 | 0.94828 | 1.1127 | 1.284 | 1.4616 | 1.6457 | 1.8359 | 2.0323
Scenario 3: Aggressive Fuel Sub | SCG | Com | FoodServ | Com - Grocery | Gas Energy (MMTherm/year) | Energy Efficiency | 0.17061 | 0.34923 | 0.53515 | 0.72816 | 0.92803 | 1.1344 | 1.3655 | 1.6096 | 1.8608 | 2.1185 | 2.3826 | 2.6526 | 2.8795
Scenario 3: Aggressive Fuel Sub | SCG | Com | FoodServ | Com - Health | Electric Demand (MW) | Energy Efficiency | 0.008794 | 0.01834 | 0.028699 | 0.039644 | 0.051314 | 0.06363 | 0.076767 | 0.090529 | 0.10489 | 0.11965 | 0.13473 | 0.15061 | 0.16735
Scenario 3: Aggressive Fuel Sub | SCG | Com | FoodServ | Com - Health | Electric Energy (GWh/year) | Energy Efficiency | 0.042931 | 0.089525 | 0.14008 | 0.19348 | 0.25044 | 0.31053 | 0.37465 | 0.44181 | 0.5119 | 0.58394 | 0.65755 | 0.73501 | 0.81673
Scenario 3: Aggressive Fuel Sub | SCG | Com | FoodServ | Com - Health | Gas Energy (MMTherm/year) | Energy Efficiency | 0.061813 | 0.12667 | 0.19454 | 0.26489 | 0.33782 | 0.41306 | 0.49474 | 0.57971 | 0.66672 | 0.75531 | 0.84526 | 0.9372 | 1.0209
Scenario 3: Aggressive Fuel Sub | SCG | Com | FoodServ | Com - Lodging | Electric Demand (MW) | Energy Efficiency | 0.011653 | 0.024093 | 0.037304 | 0.05122 | 0.065884 | 0.081306 | 0.097478 | 0.11438 | 0.13196 | 0.15014 | 0.16896 | 0.18837 | 0.20836
Scenario 3: Aggressive Fuel Sub | SCG | Com | FoodServ | Com - Lodging | Electric Energy (GWh/year) | Energy Efficiency | 0.057255 | 0.11835 | 0.18322 | 0.25155 | 0.32354 | 0.39924 | 0.47861 | 0.56158 | 0.6478 | 0.73705 | 0.82935 | 0.92457 | 1.0226
Scenario 3: Aggressive Fuel Sub | SCG | Com | FoodServ | Com - Lodging | Gas Energy (MMTherm/year) | Energy Efficiency | 0.050226 | 0.10298 | 0.15817 | 0.21564 | 0.27535 | 0.33722 | 0.40588 | 0.47838 | 0.55305 | 0.62975 | 0.70842 | 0.78896 | 0.85976
Scenario 3: Aggressive Fuel Sub | SCG | Com | FoodServ | Com - Other | Electric Demand (MW) | Energy Efficiency | 0.079593 | 0.16425 | 0.2537 | 0.34766 | 0.42235 | 0.54815 | 0.65462 | 0.76497 | 0.87891 | 0.99649 | 1.1177 | 1.2424 | 1.3707
Scenario 3: Aggressive Fuel Sub | SCG | Com | FoodServ | Com - Other | Electric Energy (GWh/year) | Energy Efficiency | 0.38952 | 0.80359 | 1.2409 | 1.7002 | 2.0657 | 2.6798 | 3.2 | 3.7391 | 4.2957 | 4.87 | 5.462 | 6.0711 | 6.6973
Scenario 3: Aggressive Fuel Sub | SCG | Com | FoodServ | Com - Other | Gas Energy (MMTherm/year) | Energy Efficiency | 0.26808 | 0.55053 | 0.84688 | 1.1566 | 1.4251 | 1.8119 | 2.1646 | 2.5311 | 2.9087 | 3.2974 | 3.6971 | 4.1072 | 4.5127
Scenario 3: Aggressive Fuel Sub | SCG | Com | FoodServ | Com - Restaurant | Electric Demand (MW) | Energy Efficiency | 0.20427 | 0.42147 | 0.65068 | 0.89199 | 1.1456 | 1.4107 | 1.6866 | 1.9736 | 2.2713 | 2.579 | 2.8966 | 3.2236 | 3.5601
Scenario 3: Aggressive Fuel Sub | SCG | Com | FoodServ | Com - Restaurant | Electric Energy (GWh/year) | Energy Efficiency | 1.018 | 2.0999 | 3.2413 | 4.4426 | 5.705 | 7.0239 | 8.3964 | 9.8235 | 11.3039 | 12.8335 | 14.4119 | 16.0369 | 17.7086
Scenario 3: Aggressive Fuel Sub | SCG | Com | FoodServ | Com - Restaurant | Gas Energy (MMTherm/year) | Energy Efficiency | 0.78428 | 1.6109 | 2.4785 | 3.3865 | 4.3346 | 5.3198 | 6.4133 | 7.5716 | 8.7704 | 10.008 | 11.2835 | 12.5955 | 13.7681
Scenario 3: Aggressive Fuel Sub | SCG | Com | FoodServ | Com - Retail | Electric Demand (MW) | Energy Efficiency | 0.0018986 | 0.0040043 | 0.0063053 | 0.0088212 | 0.0088212 | 0.015128 | 0.018336 | 0.021794 | 0.025484 | 0.029401 | 0.033552 | 0.037924 | 0.042521
Scenario 3: Aggressive Fuel Sub | SCG | Com | FoodServ | Com - Retail | Electric Energy (GWh/year) | Energy Efficiency | 0.0093001 | 0.019614 | 0.030885 | 0.043209 | 0.043209 | 0.0741 | 0.089817 | 0.10676 | 0.12483 | 0.14401 | 0.16435 | 0.18576 | 0.20828
Scenario 3: Aggressive Fuel Sub | SCG | Com | FoodServ | Com - Retail | Gas Energy (MMTherm/year) | Energy Efficiency | 0.00020595 | 0.00043436 | 0.00068397 | 0.00095688 | 0.00095688 | 0.001641 | 0.001989 | 0.0023641 | 0.0027644 | 0.0031892 | 0.0036395 | 0.0041138 | 0.0046124
Scenario 3: Aggressive Fuel Sub | SCG | Com | FoodServ | Com - School | Electric Demand (MW) | Energy Efficiency | 0.021325 | 0.04376 | 0.067317 | 0.091952 | 0.11748 | 0.14402 | 0.17145 | 0.19972 | 0.22888 | 0.25893 | 0.28981 | 0.32157 | 0.35412
Scenario 3: Aggressive Fuel Sub | SCG | Com | FoodServ | Com - School | Electric Energy (GWh/year) | Energy Efficiency | 0.10191 | 0.20915 | 0.32178 | 0.43958 | 0.56168 | 0.68864 | 0.81981 | 0.9551 | 1.0946 | 1.2384 | 1.3861 | 1.5381 | 1.6939
Scenario 3: Aggressive Fuel Sub | SCG | Com | FoodServ | Com - School | Gas Energy (MMTherm/year) | Energy Efficiency | 0.059778 | 0.12196 | 0.18644 | 0.25303 | 0.32137 | 0.39151 | 0.46487 | 0.54032 | 0.61716 | 0.69534 | 0.77469 | 0.85525 | 0.93278
Scenario 3: Aggressive Fuel Sub | SCG | Com | HVAC | Com - College | Electric Demand (MW) | Energy Efficiency | 0.04653 | 0.093183 | 0.14109 | 0.19059 | 0.24033 | 0.28974 | 0.34065 | 0.39204 | 0.44383 | 0.49554 | 0.54744 | 0.60148 | 0.65564
Scenario 3: Aggressive Fuel Sub | SCG | Com | HVAC | Com - College | Electric Energy (GWh/year) | Energy Efficiency | 0.061919 | 0.12403 | 0.18769 | 0.25328 | 0.3192 | 0.37744 | 0.43734 | 0.49782 | 0.55877 | 0.61962 | 0.6807 | 0.74431 | 0.80805
Scenario 3: Aggressive Fuel Sub | SCG | Com | HVAC | Com - College | Gas Energy (MMTherm/year) | Energy Efficiency | 0.0085031 | 0.017054 | 0.025742 | 0.034593 | 0.045418 | 0.050652 | 0.056384 | 0.062174 | 0.068009 | 0.073481 | 0.079332 | 0.085427 | 0.091537
Scenario 3: Aggressive Fuel Sub | SCG | Com | HVAC | Com - Grocery | Gas Energy (MMTherm/year) | Energy Efficiency | 0.0046181 | 0.0093483 | 0.014133 | 0.018993 | 0.02394 | 0.028975 | 0.033927 | 0.038958 | 0.04404 | 0.049151 | 0.054311 | 0.059504 | 0.064738
Scenario 3: Aggressive Fuel Sub | SCG | Com | HVAC | Com - Health | Electric Demand (MW) | Energy Efficiency | 0.0019458 | 0.0039197 | 0.0059236 | 0.0079411 | 0.0099809 | 0.0099809 | 0.0099809 | 0.0099809 | 0.0099809 | 0.0099809 | 0.0099809 | 0.0099809 | 0.0099809
Scenario 3: Aggressive Fuel Sub | SCG | Com | HVAC | Com - Health | Electric Energy (GWh/year) | Energy Efficiency | 0.0097179 | 0.019577 | 0.029585 | 0.039661 | 0.049849 | 0.049849 | 0.049849 | 0.049849 | 0.049849 | 0.049849 | 0.049849 | 0.049849 | 0.049849
Scenario 3: Aggressive Fuel Sub | SCG | Com | HVAC | Com - Health | Gas Energy (MMTherm/year) | Energy Efficiency | 0.14266 | 0.28881 | 0.43589 | 0.5804 | 0.71999 | 0.84582 | 0.84085 | 0.82196 | 0.79121 | 0.75106 | 0.70466 | 0.65612 | 0.60853
Scenario 3: Aggressive Fuel Sub | SCG | Com | HVAC | Com - Lodging | Electric Demand (MW) | Energy Efficiency | 0.00081197 | 0.0016331 | 0.0024632 | 0.0033004 | 0.0041462 | 0.0041462 | 0.0041462 | 0.0041462 | 0.0041462 | 0.0041462 | 0.0041462 | 0.0041462 | 0.0041462
Scenario 3: Aggressive Fuel Sub | SCG | Com | HVAC | Com - Lodging | Electric Energy (GWh/year) | Energy Efficiency | 0.0040552 | 0.0081561 | 0.012302 | 0.016483 | 0.020708 | 0.020708 | 0.020708 | 0.020708 | 0.020708 | 0.020708 | 0.020708 | 0.020708 | 0.020708
Scenario 3: Aggressive Fuel Sub | SCG | Com | HVAC | Com - Lodging | Gas Energy (MMTherm/year) | Energy Efficiency | 0.070983 | 0.14308 | 0.2148 | 0.28453 | 0.35089 | 0.4101 | 0.40303 | 0.38893 | 0.33616 | 0.28542 | 0.23818 | 0.19564 | 0.16877
Scenario 3: Aggressive Fuel Sub | SCG | Com | HVAC | Com - Office (Large) | Electric Demand (MW) | Energy Efficiency | 0.014092 | 0.028174 | 0.042213 | 0.056221 | 0.070232 | 0.070232 | 0.070232 | 0.070232 | 0.070232 | 0.070232 | 0.070232 | 0.070232 | 0.070232
Scenario 3: Aggressive Fuel Sub | SCG | Com | HVAC | Com - Office (Large) | Electric Energy (GWh/year) | Energy Efficiency | 0.070379 | 0.14071 | 0.21082 | 0.28078 | 0.35076 | 0.35076 | 0.35076 | 0.35076 | 0.35076 | 0.35076 | 0.35076 | 0.35076 | 0.35076
Scenario 3: Aggressive Fuel Sub | SCG | Com | HVAC | Com - Office (Large) | Gas Energy (MMTherm/year) | Energy Efficiency | 0.042497 | 0.084964 | 0.1273 | 0.16954 | 0.21179 | 0.21185 | 0.21191 | 0.21198 | 0.21204 | 0.2121 | 0.21216 | 0.21221 | 0.21227
Scenario 3: Aggressive Fuel Sub | SCG | Com | HVAC | Com - Office (Small) | Electric Demand (MW) | Energy Efficiency | 0.052627 | 0.10541 | 0.15825 | 0.21121 | 0.21529 | 0.65702 | 0.70061 | 0.74428 | 0.78798 | 0.83161 | 0.87525 | 0.91882 | 0.96237
Scenario 3: Aggressive Fuel Sub | SCG | Com | HVAC | Com - Office (Small) | Electric Energy (GWh/year) | Energy Efficiency | 0.096147 | 0.1927 | 0.28947 | 0.38655 | 0.407 | 1.0372 | 1.0994 | 1.1617 | 1.224 | 1.2863 | 1.3485 | 1.4107 | 1.4728
Scenario 3: Aggressive Fuel Sub | SCG | Com | HVAC | Com - Office (Small) | Gas Energy (MMTherm/year) | Energy Efficiency | 0.020427 | 0.041017 | 0.06173 | 0.082563 | 0.094868 | 0.12032 | 0.12283 | 0.12534 | 0.12785 | 0.13037 | 0.13288 | 0.13539 | 0.13789
Scenario 3: Aggressive Fuel Sub | SCG | Com | HVAC | Com - Other | Electric Demand (MW) | Energy Efficiency | 1.118 | 2.2575 | 3.4198 | 4.6029 | 4.6755 | 7.0269 | 8.2451 | 9.4839 | 10.7177 | 11.97 | 13.2422 | 14.5307 | 15.8385
Scenario 3: Aggressive Fuel Sub | SCG | Com | HVAC | Com - Other | Electric Energy (GWh/year) | Energy Efficiency | 1.5516 | 3.1341 | 4.7492 | 6.394 | 6.4865 | 9.7665 | 11.4741 | 13.2103 | 14.947 | 16.7089 | 18.4978 | 20.3089 | 22.1463
Scenario 3: Aggressive Fuel Sub | SCG | Com | HVAC | Com - Other | Gas Energy (MMTherm/year) | Energy Efficiency | 0.085433 | 0.17246 | 0.26118 | 0.3514 | 0.35775 | 0.53603 | 0.62758 | 0.72067 | 0.8131 | 0.90695 | 1.0023 | 1.099 | 1.1972
Scenario 3: Aggressive Fuel Sub | SCG | Com | HVAC | Com - Restaurant | Electric Demand (MW) | Energy Efficiency | 0.081 | 0.16354 | 0.24768 | 0.3336 | 0.4216 | 0.51083 | 0.60091 | 0.69214 | 0.78438 | 0.87738 | 0.97125 | 1.0658 | 1.1611
Scenario 3: Aggressive Fuel Sub | SCG | Com | HVAC | Com - Restaurant | Electric Energy (GWh/year) | Energy Efficiency | 0.052023 | 0.10502 | 0.15904 | 0.21418 | 0.27065 | 0.3279 | 0.38554 | 0.44391 | 0.50294 | 0.56246 | 0.62254 | 0.68304 | 0.74405
Scenario 3: Aggressive Fuel Sub | SCG | Com | HVAC | Com - Restaurant | Gas Energy (MMTherm/year) | Energy Efficiency | 0.39891 | 0.81182 | 1.2353 | 1.6671 | 2.1063 | 2.5512 | 3.0009 | 3.4556 | 3.9152 | 4.3795 | 4.8487 | 5.3226 | 5.8016
Scenario 3: Aggressive Fuel Sub | SCG | Com | HVAC | Com - Retail | Electric Demand (MW) | Energy Efficiency | 0.19428 | 0.39158 | 0.59024 | 0.79143 | 0.79341 | 1.2268 | 1.4341 | 1.6447 | 1.8572 | 2.0713 | 2.2874 | 2.5048 | 2.7239
Scenario 3: Aggressive Fuel Sub | SCG | Com | HVAC | Com - Retail | Electric Energy (GWh/year) | Energy Efficiency | 0.17552 | 0.35374 | 0.53318 | 0.71487 | 0.72493 | 1.0931 | 1.269 | 1.4477 | 1.6281 | 1.8099 | 1.9933 | 2.1779 | 2.3639
Scenario 3: Aggressive Fuel Sub | SCG | Com | HVAC | Com - Retail | Gas Energy (MMTherm/year) | Energy Efficiency | 0.012142 | 0.02445 | 0.036857 | 0.049397 | 0.055397 | 0.065786 | 0.070742 | 0.075775 | 0.080856 | 0.085975 | 0.091143 | 0.096344 | 0.10158
Scenario 3: Aggressive Fuel Sub | SCG | Com | HVAC | Com - School | Electric Demand (MW) | Energy Efficiency | 0.17913 | 0.35608 | 0.53171 | 0.70583 | 0.87629 | 1.0399 | 1.2009 | 1.3594 | 1.5162 | 1.672 | 1.8262 | 1.9799 | 2.1322
Scenario 3: Aggressive Fuel Sub | SCG | Com | HVAC | Com - School | Electric Energy (GWh/year) | Energy Efficiency | 0.1609 | 0.32018 | 0.47851 | 0.63572 | 0.79008 | 0.91607 | 1.0399 | 1.1619 | 1.2826 | 1.4024 | 1.5211 | 1.6393 | 1.7565
Scenario 3: Aggressive Fuel Sub | SCG | Com | HVAC | Com - School | Gas Energy (MMTherm/year) | Energy Efficiency | 0.044607 | 0.088918 | 0.13309 | 0.17707 | 0.22043 | 0.24712 | 0.27331 | 0.29914 | 0.32471 | 0.35011 | 0.37527 | 0.40034 | 0.42522
Scenario 3: Aggressive Fuel Sub | SCG | Com | HVAC | Com - Warehouse | Gas Energy (MMTherm/year) | Energy Efficiency | 2.0083e-06 | 4.132e-06 | 6.3303e-06 | 8.6297e-06 | 1.1061e-05 | 1.3605e-05 | 1.6236e-05 | 1.8962e-05 | 2.1756e-05 | 2.4615e-05 | 2.7542e-05 | 3.0519e-05 | 3.3561e-05
Scenario 3: Aggressive Fuel Sub | SCG | Com | WaterHeat | Com - College | Electric Demand (MW) | Energy Efficiency | -0.00040233 | -0.00080403 | -0.0012075 | -0.0016138 | -0.0020209 | -0.0020209 | -0.0020209 | -0.0020209 | -0.0020209 | -0.0020209 | -0.0020209 | -0.0020209 | -0.0020209
Scenario 3: Aggressive Fuel Sub | SCG | Com | WaterHeat | Com - College | Electric Energy (GWh/year) | Energy Efficiency | -0.0015803 | -0.0031581 | -0.0047428 | -0.0063386 | -0.0079372 | -0.0079372 | -0.0079372 | -0.0079372 | -0.0079372 | -0.0079372 | -0.0079372 | -0.0079372 | -0.0079372
Scenario 3: Aggressive Fuel Sub | SCG | Com | WaterHeat | Com - College | Gas Energy (MMTherm/year) | Energy Efficiency | 0.051644 | 0.10112 | 0.14989 | 0.19786 | 0.23381 | 0.23081 | 0.22792 | 0.22539 | 0.22263 | 0.21975 | 0.21729 | 0.21563 | 0.21431
Scenario 3: Aggressive Fuel Sub | SCG | Com | WaterHeat | Com - Grocery | Electric Demand (MW) | Energy Efficiency | 1.8566e-05 | 3.729e-05 | 5.6133e-05 | 7.5121e-05 | 9.4273e-05 | 9.4273e-05 | 9.4273e-05 | 9.4273e-05 | 9.4273e-05 | 9.4273e-05 | 9.4273e-05 | 9.4273e-05 | 9.4273e-05
Scenario 3: Aggressive Fuel Sub | SCG | Com | WaterHeat | Com - Grocery | Electric Energy (GWh/year) | Energy Efficiency | 0.00010095 | 0.00020277 | 0.00030522 | 0.00040847 | 0.00051261 | 0.00051261 | 0.00051261 | 0.00051261 | 0.00051261 | 0.00051261 | 0.00051261 | 0.00051261 | 0.00051261
Scenario 3: Aggressive Fuel Sub | SCG | Com | WaterHeat | Com - Grocery | Gas Energy (MMTherm/year) | Energy Efficiency | 0.060175 | 0.095183 | 0.11582 | 0.13512 | 0.10532 | 0.095515 | 0.092654 | 0.090463 | 0.088513 | 0.086779 | 0.08524 | 0.083876 | 0.082674
Scenario 3: Aggressive Fuel Sub | SCG | Com | WaterHeat | Com - Health | Electric Demand (MW) | Energy Efficiency | -0.00043313 | -0.00086953 | -0.0013108 | -0.0017525 | -0.0021982 | -0.0021982 | -0.0021982 | -0.0021982 | -0.0021982 | -0.0021982 | -0.0021982 | -0.0021982 | -0.0021982
Scenario 3: Aggressive Fuel Sub | SCG | Com | WaterHeat | Com - Health | Electric Energy (GWh/year) | Energy Efficiency | -0.0038218 | -0.0076727 | -0.011567 | -0.015465 | -0.019399 | -0.019399 | -0.019399 | -0.019399 | -0.019399 | -0.019399 | -0.019399 | -0.019399 | -0.019399
Scenario 3: Aggressive Fuel Sub | SCG | Com | WaterHeat | Com - Health | Gas Energy (MMTherm/year) | Energy Efficiency | 0.86602 | 1.5367 | 2.0363 | 2.4055 | 2.6632 | 2.7676 | 2.0946 | 1.5781 | 1.1912 | 0.93366 | 0.7638 | 0.65349 | 0.58375
Scenario 3: Aggressive Fuel Sub | SCG | Com | WaterHeat | Com - Lodging | Electric Demand (MW) | Energy Efficiency | 0.0004298 | 0.0008649 | 0.0013052 | 0.0017558 | 0.0022204 | 0.0022204 | 0.0022204 | 0.0022204 | 0.0022204 | 0.0022204 | 0.0022204 | 0.0022204 | 0.0022204
Scenario 3: Aggressive Fuel Sub | SCG | Com | WaterHeat | Com - Lodging | Electric Energy (GWh/year) | Energy Efficiency | 0.0035364 | 0.0071164 | 0.01074 | 0.014447 | 0.01827 | 0.01827 | 0.01827 | 0.01827 | 0.01827 | 0.01827 | 0.01827 | 0.01827 | 0.01827
Scenario 3: Aggressive Fuel Sub | SCG | Com | WaterHeat | Com - Lodging | Gas Energy (MMTherm/year) | Energy Efficiency | 0.63891 | 1.2403 | 1.8077 | 2.3355 | 2.8146 | 2.8003 | 2.6677 | 2.5731 | 2.5077 | 2.467 | 2.4431 | 2.4305 | 2.4243
Scenario 3: Aggressive Fuel Sub | SCG | Com | WaterHeat | Com - Office (Large) | Electric Demand (MW) | Energy Efficiency | -3.7627e-05 | -7.4308e-05 | -0.00010918 | -0.0001424 | -0.00017428 | -0.00017428 | -0.00017428 | -0.00017428 | -0.00017428 | -0.00017428 | -0.00017428 | -0.00017428 | -0.00017428
Scenario 3: Aggressive Fuel Sub | SCG | Com | WaterHeat | Com - Office (Large) | Electric Energy (GWh/year) | Energy Efficiency | -0.0007682 | -0.001517 | -0.0022289 | -0.0029069 | -0.0035575 | -0.0035575 | -0.0035575 | -0.0035575 | -0.0035575 | -0.0035575 | -0.0035575 | -0.0035575 | -0.0035575
Scenario 3: Aggressive Fuel Sub | SCG | Com | WaterHeat | Com - Office (Large) | Gas Energy (MMTherm/year) | Energy Efficiency | 0.11449 | 0.22601 | 0.33454 | 0.43914 | 0.51577 | 0.50792 | 0.50079 | 0.49434 | 0.48828 | 0.48279 | 0.47783 | 0.47353 | 0.46964
Scenario 3: Aggressive Fuel Sub | SCG | Com | WaterHeat | Com - Office (Small) | Electric Demand (MW) | Energy Efficiency | -3.2661e-06 | -6.5459e-06 | -9.838e-06 | -1.3145e-05 | -1.5209e-05 | -1.5209e-05 | -1.5209e-05 | -1.5209e-05 | -1.5209e-05 | -1.5209e-05 | -1.5209e-05 | -1.5209e-05 | -1.5209e-05
Scenario 3: Aggressive Fuel Sub | SCG | Com | WaterHeat | Com - Office (Small) | Electric Energy (GWh/year) | Energy Efficiency | -0.00039761 | -0.00079689 | -0.0011977 | -0.0016003 | -0.0018515 | -0.0018515 | -0.0018515 | -0.0018515 | -0.0018515 | -0.0018515 | -0.0018515 | -0.0018515 | -0.0018515
Scenario 3: Aggressive Fuel Sub | SCG | Com | WaterHeat | Com - Office (Small) | Gas Energy (MMTherm/year) | Energy Efficiency | 0.013549 | 0.026226 | 0.038111 | 0.04909 | 0.048476 | 0.045693 | 0.043165 | 0.040869 | 0.038784 | 0.03689 | 0.035169 | 0.033607 | 0.032187
Scenario 3: Aggressive Fuel Sub | SCG | Com | WaterHeat | Com - Other | Electric Demand (MW) | Energy Efficiency | -0.0038366 | -0.0077086 | -0.011619 | -0.015569 | -0.018421 | -0.018421 | -0.018421 | -0.018421 | -0.018421 | -0.018421 | -0.018421 | -0.018421 | -0.018421
Scenario 3: Aggressive Fuel Sub | SCG | Com | WaterHeat | Com - Other | Electric Energy (GWh/year) | Energy Efficiency | -0.025486 | -0.051207 | -0.077184 | -0.10342 | -0.12237 | -0.12237 | -0.12237 | -0.12237 | -0.12237 | -0.12237 | -0.12237 | -0.12237 | -0.12237
Scenario 3: Aggressive Fuel Sub | SCG | Com | WaterHeat | Com - Other | Gas Energy (MMTherm/year) | Energy Efficiency | 0.38288 | 0.75185 | 1.1169 | 1.4633 | 1.674 | 1.6794 | 1.6652 | 1.6536 | 1.6431 | 1.6339 | 1.6274 | 1.6194 | 1.6136
Scenario 3: Aggressive Fuel Sub | SCG | Com | WaterHeat | Com - Refrig. Warehouse | Electric Demand (MW) | Energy Efficiency | -6.8726e-06 | -9.0499e-06 | -1.0538e-05 | -1.6863e-05 | -1.8961e-05 | -1.8961e-05 | -1.8961e-05 | -1.8961e-05 | -1.8961e-05 | -1.8961e-05 | -1.8961e-05 | -1.8961e-05 | -1.8961e-05
Scenario 3: Aggressive Fuel Sub | SCG | Com | WaterHeat | Com - Refrig. Warehouse | Electric Energy (GWh/year) | Energy Efficiency | -8.385e-05 | -0.00011041 | -0.00012857 | -0.00020573 | -0.00023132 | -0.00023132 | -0.00023132 | -0.00023132 | -0.00023132 | -0.00023132 | -0.00023132 | -0.00023132 | -0.00023132
Scenario 3: Aggressive Fuel Sub | SCG | Com | WaterHeat | Com - Refrig. Warehouse | Gas Energy (MMTherm/year) | Energy Efficiency | 0.0066724 | 0.0086176 | 0.010462 | 0.012972 | 0.0094182 | 0.0089711 | 0.0083824 | 0.0080133 | 0.0076785 | 0.0073747 | 0.0070991 | 0.0068491 | 0.0066222
Scenario 3: Aggressive Fuel Sub | SCG | Com | WaterHeat | Com - Restaurant | Electric Demand (MW) | Energy Efficiency | -0.0045696 | -0.009188 | -0.013826 | -0.018456 | -0.023082 | -0.023082 | -0.023082 | -0.023082 | -0.023082 | -0.023082 | -0.023082 | -0.023082 | -0.023082
Scenario 3: Aggressive Fuel Sub | SCG | Com | WaterHeat | Com - Restaurant | Electric Energy (GWh/year) | Energy Efficiency | -0.02411 | -0.048477 | -0.07295 | -0.097379 | -0.12178 | -0.12178 | -0.12178 | -0.12178 | -0.12178 | -0.12178 | -0.12178 | -0.12178 | -0.12178
Scenario 3: Aggressive Fuel Sub | SCG | Com | WaterHeat | Com - Restaurant | Gas Energy (MMTherm/year) | Energy Efficiency | 0.28854 | 0.57955 | 0.87164 | 1.1633 | 1.4492 | 1.4859 | 1.4867 | 1.4876 | 1.4888 | 1.49 | 1.4914 | 1.4929 | 1.4945
Scenario 3: Aggressive Fuel Sub | SCG | Com | WaterHeat | Com - Retail | Electric Demand (MW) | Energy Efficiency | -0.00013844 | -0.00027801 | -0.00041841 | -0.00055994 | -0.00065892 | -0.00065892 | -0.00065892 | -0.00065892 | -0.00065892 | -0.00065892 | -0.00065892 | -0.00065892 | -0.00065892
Scenario 3: Aggressive Fuel Sub | SCG | Com | WaterHeat | Com - Retail | Electric Energy (GWh/year) | Energy Efficiency | -0.00090352 | -0.0018144 | -0.0027307 | -0.0036544 | -0.0043003 | -0.0043003 | -0.0043003 | -0.0043003 | -0.0043003 | -0.0043003 | -0.0043003 | -0.0043003 | -0.0043003
Scenario 3: Aggressive Fuel Sub | SCG | Com | WaterHeat | Com - Retail | Gas Energy (MMTherm/year) | Energy Efficiency | 0.076481 | 0.12616 | 0.17102 | 0.20169 | 0.17017 | 0.15605 | 0.14559 | 0.13464 | 0.12491 | 0.11666 | 0.10924 | 0.10301 | 0.097334
Scenario 3: Aggressive Fuel Sub | SCG | Com | WaterHeat | Com - School | Electric Demand (MW) | Energy Efficiency | -0.00028889 | -0.00057531 | -0.00085704 | -0.0011344 | -0.0014066 | -0.0014066 | -0.0014066 | -0.0014066 | -0.0014066 | -0.0014066 | -0.0014066 | -0.0014066 | -0.0014066
Scenario 3: Aggressive Fuel Sub | SCG | Com | WaterHeat | Com - School | Electric Energy (GWh/year) | Energy Efficiency | -0.0044886 | -0.0089391 | -0.013317 | -0.017626 | -0.021857 | -0.021857 | -0.021857 | -0.021857 | -0.021857 | -0.021857 | -0.021857 | -0.021857 | -0.021857
Scenario 3: Aggressive Fuel Sub | SCG | Com | WaterHeat | Com - School | Gas Energy (MMTherm/year) | Energy Efficiency | 0.097116 | 0.19283 | 0.2869 | 0.37906 | 0.45852 | 0.45987 | 0.45699 | 0.4544 | 0.45205 | 0.44993 | 0.44802 | 0.4463 | 0.44477
Scenario 3: Aggressive Fuel Sub | SCG | Com | WaterHeat | Com - Warehouse | Electric Demand (MW) | Energy Efficiency | 1.3786e-07 | 2.8618e-07 | 4.4484e-07 | 6.1084e-07 | 7.8079e-07 | 7.8079e-07 | 7.8079e-07 | 7.8079e-07 | 7.8079e-07 | 7.8079e-07 | 7.8079e-07 | 7.8079e-07 | 7.8079e-07
Scenario 3: Aggressive Fuel Sub | SCG | Com | WaterHeat | Com - Warehouse | Electric Energy (GWh/year) | Energy Efficiency | 4.4203e-06 | 9.1633e-06 | 1.4224e-05 | 1.9512e-05 | 2.4924e-05 | 2.4924e-05 | 2.4924e-05 | 2.4924e-05 | 2.4924e-05 | 2.4924e-05 | 2.4924e-05 | 2.4924e-05 | 2.4924e-05
Scenario 3: Aggressive Fuel Sub | SCG | Com | WaterHeat | Com - Warehouse | Gas Energy (MMTherm/year) | Energy Efficiency | 0.10597 | 0.16305 | 0.20854 | 0.23472 | 0.17117 | 0.14879 | 0.13431 | 0.1218 | 0.11047 | 0.1008 | 0.092453 | 0.085673 | 0.079521
Scenario 3: Aggressive Fuel Sub | SCG | Com | WholeBlg | Com - College | Gas Energy (MMTherm/year) | Energy Efficiency | 0.01122 | 0.022437 | 0.03362 | 0.044437 | 0.05385 | 0.053823 | 0.05383 | 0.053867 | 0.05391 | 0.053966 | 0.053981 | 0.053923 | 0.053854
Scenario 3: Aggressive Fuel Sub | SCG | Com | WholeBlg | Com - Grocery | Gas Energy (MMTherm/year) | Energy Efficiency | 0.00422 | 0.0084941 | 0.012812 | 0.01705 | 0.020818 | 0.021062 | 0.021296 | 0.021525 | 0.02174 | 0.021928 | 0.022102 | 0.022248 | 0.022365
Scenario 3: Aggressive Fuel Sub | SCG | Com | WholeBlg | Com - Health | Gas Energy (MMTherm/year) | Energy Efficiency | 0.015493 | 0.031237 | 0.047194 | 0.062907 | 0.076943 | 0.078103 | 0.079246 | 0.08038 | 0.081472 | 0.082472 | 0.083411 | 0.08423 | 0.084865
Scenario 3: Aggressive Fuel Sub | SCG | Com | WholeBlg | Com - Lodging | Gas Energy (MMTherm/year) | Energy Efficiency | 0.0075833 | 0.015275 | 0.023057 | 0.030704 | 0.037517 | 0.038014 | 0.0385 | 0.038984 | 0.03945 | 0.039881 | 0.040287 | 0.040644 | 0.040928
Scenario 3: Aggressive Fuel Sub | SCG | Com | WholeBlg | Com - Office (Large) | Gas Energy (MMTherm/year) | Energy Efficiency | 0.02428 | 0.048681 | 0.07313 | 0.096899 | 0.11775 | 0.11822 | 0.11873 | 0.11929 | 0.11983 | 0.12045 | 0.12097 | 0.12132 | 0.12153
Scenario 3: Aggressive Fuel Sub | SCG | Com | WholeBlg | Com - Office (Small) | Gas Energy (MMTherm/year) | Energy Efficiency | 0.0028911 | 0.0058131 | 0.0087595 | 0.011645 | 0.014203 | 0.01434 | 0.014469 | 0.014592 | 0.014704 | 0.014803 | 0.014893 | 0.014964 | 0.015022
Scenario 3: Aggressive Fuel Sub | SCG | Com | WholeBlg | Com - Other | Gas Energy (MMTherm/year) | Energy Efficiency | 0.050505 | 0.10173 | 0.15356 | 0.20453 | 0.24995 | 0.25332 | 0.25662 | 0.25991 | 0.26306 | 0.26594 | 0.26867 | 0.27107 | 0.27296
Scenario 3: Aggressive Fuel Sub | SCG | Com | WholeBlg | Com - Refrig. Warehouse | Gas Energy (MMTherm/year) | Energy Efficiency | 0.0009793 | 0.0019766 | 0.00299 | 0.0039908 | 0.0048884 | 0.0049721 | 0.0050524 | 0.0051302 | 0.0052038 | 0.0052689 | 0.0053306 | 0.0053858 | 0.0054304
Scenario 3: Aggressive Fuel Sub | SCG | Com | WholeBlg | Com - Restaurant | Gas Energy (MMTherm/year) | Energy Efficiency | 0.02148 | 0.04336 | 0.065598 | 0.087564 | 0.10727 | 0.10914 | 0.11095 | 0.11272 | 0.11441 | 0.11593 | 0.11737 | 0.11868 | 0.11973
Scenario 3: Aggressive Fuel Sub | SCG | Com | WholeBlg | Com - Retail | Electric Demand (MW) | Energy Efficiency | 0 | 0 | 0 | 0 | 0 | 0 | 0 | 0 | 0 | 0 | 0 | 0 | -0.0054537
Scenario 3: Aggressive Fuel Sub | SCG | Com | WholeBlg | Com - Retail | Electric Energy (GWh/year) | Energy Efficiency | 0 | 0 | 0 | 0 | 0 | 0 | 0 | 0 | 0 | 0 | 0 | 0 | 0.87409
Scenario 3: Aggressive Fuel Sub | SCG | Com | WholeBlg | Com - Retail | Gas Energy (MMTherm/year) | Energy Efficiency | 0.00582 | 0.011725 | 0.017701 | 0.023579 | 0.028819 | 0.029209 | 0.029583 | 0.02995 | 0.030296 | 0.030607 | 0.030898 | 0.031151 | 0.037695
Scenario 3: Aggressive Fuel Sub | SCG | Com | WholeBlg | Com - School | Gas Energy (MMTherm/year) | Energy Efficiency | 0.0093335 | 0.018703 | 0.028087 | 0.037208 | 0.045202 | 0.045352 | 0.045495 | 0.045636 | 0.045754 | 0.045848 | 0.045905 | 0.045901 | 0.045896
Scenario 3: Aggressive Fuel Sub | SCG | Com | WholeBlg | Com - Warehouse | Gas Energy (MMTherm/year) | Energy Efficiency | 0.019112 | 0.038505 | 0.058141 | 0.077461 | 0.0947 | 0.096005 | 0.097254 | 0.098469 | 0.099612 | 0.10061 | 0.10155 | 0.10237 | 0.10304
Scenario 3: Aggressive Fuel Sub | SCG | Ind | WholeBlg | Ind - All Other Industrial | Gas Energy (MMTherm/year) | Energy Efficiency | 0.079331 | 0.15903 | 0.23898 | 0.31913 | 0.39945 | 0.46086 | 0.52219 | 0.58349 | 0.64478 | 0.70609 | 0.76749 | 0.81602 | 0.81728
Scenario 3: Aggressive Fuel Sub | SCG | Ind | WholeBlg | Ind - Chemicals | Gas Energy (MMTherm/year) | Energy Efficiency | 0.95915 | 1.9235 | 2.8927 | 3.8659 | 4.8428 | 5.5928 | 6.343 | 7.0928 | 7.8424 | 8.5921 | 9.3418 | 9.9344 | 9.9537
Scenario 3: Aggressive Fuel Sub | SCG | Ind | WholeBlg | Ind - Electronics | Gas Energy (MMTherm/year) | Energy Efficiency | 0.04582 | 0.091901 | 0.13824 | 0.18481 | 0.23161 | 0.26765 | 0.30381 | 0.3401 | 0.37651 | 0.41305 | 0.44971 | 0.47899 | 0.481
Scenario 3: Aggressive Fuel Sub | SCG | Ind | WholeBlg | Ind - Fabricated Metals | Gas Energy (MMTherm/year) | Energy Efficiency | 0.27502 | 0.55297 | 0.83394 | 1.1169 | 1.4013 | 1.6207 | 1.8398 | 2.0584 | 2.2767 | 2.4949 | 2.713 | 2.8858 | 2.8938
Scenario 3: Aggressive Fuel Sub | SCG | Ind | WholeBlg | Ind - Food | Gas Energy (MMTherm/year) | Energy Efficiency | 1.3185 | 2.634 | 3.9461 | 5.2548 | 6.5598 | 7.5449 | 8.5262 | 9.5033 | 10.4765 | 11.4458 | 12.4112 | 13.1568 | 13.112
Scenario 3: Aggressive Fuel Sub | SCG | Ind | WholeBlg | Ind - Industrial Machinery | Gas Energy (MMTherm/year) | Energy Efficiency | 0.028598 | 0.057649 | 0.087186 | 0.11703 | 0.14708 | 0.1704 | 0.19372 | 0.21702 | 0.24035 | 0.26373 | 0.28717 | 0.30596 | 0.30762
Scenario 3: Aggressive Fuel Sub | SCG | Ind | WholeBlg | Ind - Lumber & Furniture | Gas Energy (MMTherm/year) | Energy Efficiency | 0.012864 | 0.025801 | 0.038804 | 0.051867 | 0.064991 | 0.075055 | 0.085085 | 0.095086 | 0.10506 | 0.11502 | 0.12497 | 0.13281 | 0.13295
Scenario 3: Aggressive Fuel Sub | SCG | Ind | WholeBlg | Ind - Paper | Gas Energy (MMTherm/year) | Energy Efficiency | 0.20099 | 0.40192 | 0.60283 | 0.80405 | 1.0057 | 1.1593 | 1.3132 | 1.4674 | 1.6222 | 1.7777 | 1.9339 | 2.0581 | 2.0631
Scenario 3: Aggressive Fuel Sub | SCG | Ind | WholeBlg | Ind - Petroleum | Gas Energy (MMTherm/year) | Energy Efficiency | 3.9121 | 7.828 | 11.7476 | 15.6702 | 19.5935 | 22.5759 | 25.5493 | 28.5123 | 31.4661 | 34.4116 | 37.348 | 39.6343 | 39.5753
Scenario 3: Aggressive Fuel Sub | SCG | Ind | WholeBlg | Ind - Plastics | Gas Energy (MMTherm/year) | Energy Efficiency | 0.04497 | 0.092043 | 0.14114 | 0.19211 | 0.24493 | 0.28858 | 0.33296 | 0.37779 | 0.42317 | 0.46914 | 0.51575 | 0.55564 | 0.56902
Scenario 3: Aggressive Fuel Sub | SCG | Ind | WholeBlg | Ind - Primary Metals | Gas Energy (MMTherm/year) | Energy Efficiency | 0.29429 | 0.58947 | 0.88569 | 1.1827 | 1.4804 | 1.708 | 1.9357 | 2.1635 | 2.3913 | 2.6192 | 2.8471 | 3.0267 | 3.0305
Scenario 3: Aggressive Fuel Sub | SCG | Ind | WholeBlg | Ind - Printing & Publishing | Gas Energy (MMTherm/year) | Energy Efficiency | 0.016289 | 0.032615 | 0.048977 | 0.065371 | 0.081772 | 0.094238 | 0.10665 | 0.11902 | 0.13137 | 0.14371 | 0.15607 | 0.16575 | 0.16569
Scenario 3: Aggressive Fuel Sub | SCG | Ind | WholeBlg | Ind - Stone-Glass-Clay | Gas Energy (MMTherm/year) | Energy Efficiency | 0.31118 | 0.62419 | 0.93858 | 1.254 | 1.5704 | 1.8128 | 2.0549 | 2.2967 | 2.5383 | 2.7798 | 3.0211 | 3.2114 | 3.2157
Scenario 3: Aggressive Fuel Sub | SCG | Ind | WholeBlg | Ind - Textiles | Gas Energy (MMTherm/year) | Energy Efficiency | 0.14869 | 0.29731 | 0.44588 | 0.59428 | 0.74245 | 0.85471 | 0.96659 | 1.0781 | 1.1892 | 1.2999 | 1.4103 | 1.496 | 1.4926
Scenario 3: Aggressive Fuel Sub | SCG | Ind | WholeBlg | Ind - Transportation Equipment | Gas Energy (MMTherm/year) | Energy Efficiency | 0.11064 | 0.22103 | 0.33119 | 0.44109 | 0.55072 | 0.63358 | 0.71615 | 0.79845 | 0.88046 | 0.9622 | 1.0436 | 1.1067 | 1.1034
Scenario 3: Aggressive Fuel Sub | SCG | Res | BROs | Income Qualified - Multi Family IQ | Gas Energy (MMTherm/year) | Energy Efficiency | 0.23348 | 0.2365 | 0.24016 | 0.24449 | 0.24945 | 0.25506 | 0.26114 | 0.26853 | 0.27677 | 0.2863 | 0.29665 | 0.30796 | 0.32045
Scenario 3: Aggressive Fuel Sub | SCG | Res | BROs | Income Qualified - Single Family IQ | Gas Energy (MMTherm/year) | Energy Efficiency | 0.72066 | 0.72917 | 0.73953 | 0.75176 | 0.76591 | 0.78207 | 0.80011 | 0.82174 | 0.84593 | 0.87291 | 0.90228 | 0.93442 | 0.96995
Scenario 3: Aggressive Fuel Sub | SCG | Res | BROs | Res - Multi Family | Gas Energy (MMTherm/year) | Energy Efficiency | 2.4695 | 2.4988 | 2.5345 | 2.5767 | 2.6254 | 2.681 | 2.743 | 2.8174 | 2.9005 | 2.9935 | 3.0946 | 3.2053 | 3.3277
Scenario 3: Aggressive Fuel Sub | SCG | Res | BROs | Res - Single Family | Gas Energy (MMTherm/year) | Energy Efficiency | 0.70639 | 0.71555 | 0.7267 | 0.73985 | 0.75495 | 0.77198 | 0.79043 | 0.81285 | 0.83786 | 0.86681 | 0.89829 | 0.93269 | 0.97065
Scenario 3: Aggressive Fuel Sub | SCG | Res | BldgEnv | Res - Multi Family | Electric Demand (MW) | Energy Efficiency | 0 | 0 | 0 | 0 | 0 | 0 | 0 | 0 | 0.00028811 | 0.00056956 | 0.00084453 | 0.0011132 | 0.0013758
Scenario 3: Aggressive Fuel Sub | SCG | Res | BldgEnv | Res - Multi Family | Electric Energy (GWh/year) | Energy Efficiency | 0 | 0 | 0 | 0 | 0 | 0 | 0 | 0 | 0.00044233 | 0.00087443 | 0.0012966 | 0.0017091 | 0.0021122
Scenario 3: Aggressive Fuel Sub | SCG | Res | BldgEnv | Res - Multi Family | Gas Energy (MMTherm/year) | Energy Efficiency | 0 | 0 | 0 | 0 | 0 | 0 | 0 | 0 | 0.00013853 | 0.00027385 | 0.00040606 | 0.00053524 | 0.00066148
Scenario 3: Aggressive Fuel Sub | SCG | Res | BldgEnv | Res - Single Family | Electric Demand (MW) | Energy Efficiency | 0.017752 | 0.038242 | 0.059866 | 0.081594 | 0.1033 | 0.12441 | 0.14765 | 0.16398 | 0.17657 | 0.17122 | 0.16609 | 0.16115 | 0.15642
Scenario 3: Aggressive Fuel Sub | SCG | Res | BldgEnv | Res - Single Family | Electric Energy (GWh/year) | Energy Efficiency | -0.01577 | -0.030807 | -0.045164 | -0.058934 | -0.072144 | -0.084848 | -0.093641 | -0.08538 | -0.080682 | -0.065274 | -0.050476 | -0.036269 | -0.022631
Scenario 3: Aggressive Fuel Sub | SCG | Res | BldgEnv | Res - Single Family | Gas Energy (MMTherm/year) | Energy Efficiency | 0.0037928 | 0.0082048 | 0.012878 | 0.017584 | 0.022293 | 0.026875 | 0.032114 | 0.035977 | 0.038834 | 0.037794 | 0.036796 | 0.035837 | 0.034918
Scenario 3: Aggressive Fuel Sub | SCG | Res | HVAC | Res - Multi Family | Electric Demand (MW) | Energy Efficiency | -9.6786e-05 | -0.00019557 | -0.00029522 | -0.0003952 | -0.00049536 | -0.00049536 | -0.00049536 | -0.00049536 | -0.00049536 | -0.00049536 | -0.00049536 | -0.00049536 | -0.00049536
Scenario 3: Aggressive Fuel Sub | SCG | Res | HVAC | Res - Multi Family | Electric Energy (GWh/year) | Energy Efficiency | -9.131e-09 | -1.845e-08 | -2.7852e-08 | -3.7284e-08 | -4.6733e-08 | -4.6733e-08 | -4.6733e-08 | -4.6733e-08 | -4.6733e-08 | -4.6733e-08 | -4.6733e-08 | -4.6733e-08 | 0.00053278
Scenario 3: Aggressive Fuel Sub | SCG | Res | HVAC | Res - Multi Family | Gas Energy (MMTherm/year) | Energy Efficiency | 2.285e-05 | 4.6171e-05 | 6.9697e-05 | 9.3301e-05 | 0.00011695 | 0.00011695 | 0.00011695 | 0.00011695 | 0.00011695 | 0.00011695 | 0.00011695 | 0.00011695 | 0.00015123
Scenario 3: Aggressive Fuel Sub | SCG | Res | HVAC | Res - Single Family | Electric Demand (MW) | Energy Efficiency | 1.0035 | 1.0797 | 1.1624 | 1.2487 | 1.301 | 1.301 | 1.301 | 1.301 | 1.301 | 1.301 | 1.301 | 1.301 | 1.301
Scenario 3: Aggressive Fuel Sub | SCG | Res | HVAC | Res - Single Family | Electric Energy (GWh/year) | Energy Efficiency | 1.1646 | 1.3731 | 1.5968 | 1.8283 | 2.0187 | 2.0187 | 2.0187 | 2.0187 | 2.0187 | 2.0187 | 2.0187 | 2.0187 | 2.0297
Scenario 3: Aggressive Fuel Sub | SCG | Res | HVAC | Res - Single Family | Gas Energy (MMTherm/year) | Energy Efficiency | 0.02836 | 0.04416 | 0.06095 | 0.078226 | 0.095131 | 0.095131 | 0.095131 | 0.095131 | 0.095131 | 0.095131 | 0.095131 | 0.095131 | 0.095735
Scenario 3: Aggressive Fuel Sub | SCG | Res | WaterHeat | Res - Multi Family | Electric Demand (MW) | Energy Efficiency | -0.0039671 | -0.0080246 | -0.012212 | -0.016476 | -0.020786 | -0.020786 | -0.020786 | -0.020786 | -0.020786 | -0.020786 | -0.020786 | -0.020786 | -0.020786
Scenario 3: Aggressive Fuel Sub | SCG | Res | WaterHeat | Res - Multi Family | Electric Energy (GWh/year) | Energy Efficiency | -0.020449 | -0.041365 | -0.062948 | -0.084929 | -0.10715 | -0.10715 | -0.10715 | -0.10715 | -0.10715 | -0.10715 | -0.10715 | -0.10715 | -0.10715
Scenario 3: Aggressive Fuel Sub | SCG | Res | WaterHeat | Res - Multi Family | Gas Energy (MMTherm/year) | Energy Efficiency | 0.37593 | 0.71253 | 1.0273 | 1.3157 | 1.5926 | 1.6559 | 1.7148 | 1.7527 | 1.7875 | 1.8187 | 1.8471 | 1.7114 | 1.6157
Scenario 3: Aggressive Fuel Sub | SCG | Res | WaterHeat | Res - Single Family | Electric Demand (MW) | Energy Efficiency | -0.025103 | -0.051826 | -0.079718 | -0.10827 | -0.13731 | -0.13731 | -0.13731 | -0.13731 | -0.13731 | -0.13731 | -0.13731 | -0.13731 | -0.13731
Scenario 3: Aggressive Fuel Sub | SCG | Res | WaterHeat | Res - Single Family | Electric Energy (GWh/year) | Energy Efficiency | -0.14269 | -0.29467 | -0.45328 | -0.61566 | -0.78076 | -0.78076 | -0.78076 | -0.78076 | -0.78076 | -0.78076 | -0.78076 | -0.78076 | -0.78076
Scenario 3: Aggressive Fuel Sub | SCG | Res | WaterHeat | Res - Single Family | Gas Energy (MMTherm/year) | Energy Efficiency | 2.1868 | 4.3119 | 6.3984 | 8.4453 | 10.4675 | 10.7543 | 11.0059 | 11.169 | 11.3024 | 11.4153 | 11.5143 | 10.9288 | 10.5079
Scenario 3: Aggressive Fuel Sub | SDG&E | Ag | WholeBlg | Ag - Dairies, fishing, hunting | Electric Demand (MW) | Energy Efficiency | 0.0032232 | 0.0064691 | 0.0097365 | 0.013024 | 0.016331 | 0.019655 | 0.022994 | 0.02635 | 0.028141 | 0.028294 | 0.02844 | 0.02858 | 0.028715
Scenario 3: Aggressive Fuel Sub | SDG&E | Ag | WholeBlg | Ag - Dairies, fishing, hunting | Electric Energy (GWh/year) | Energy Efficiency | 0.013731 | 0.027558 | 0.041477 | 0.055483 | 0.069569 | 0.083728 | 0.097955 | 0.11225 | 0.11988 | 0.12053 | 0.12115 | 0.12175 | 0.12233
Scenario 3: Aggressive Fuel Sub | SDG&E | Ag | WholeBlg | Ag - Dairies, fishing, hunting | Gas Energy (MMTherm/year) | Energy Efficiency | 3.6951e-05 | 7.3901e-05 | 0.00011085 | 0.0001478 | 0.00018475 | 0.0002217 | 0.00025865 | 0.0002956 | 0.00031444 | 0.00031444 | 0.00031444 | 0.00031444 | 0.00031444
Scenario 3: Aggressive Fuel Sub | SDG&E | Ag | WholeBlg | Ag - Irrigated Agriculture, vineyards, forestry and greenhouses | Electric Demand (MW) | Energy Efficiency | 0.022666 | 0.046131 | 0.07035 | 0.095304 | 0.12095 | 0.14722 | 0.17409 | 0.20157 | 0.21855 | 0.22419 | 0.22965 | 0.23497 | 0.24015
Scenario 3: Aggressive Fuel Sub | SDG&E | Ag | WholeBlg | Ag - Irrigated Agriculture, vineyards, forestry and greenhouses | Electric Energy (GWh/year) | Energy Efficiency | 0.096557 | 0.19652 | 0.29969 | 0.40599 | 0.51524 | 0.62716 | 0.74164 | 0.85869 | 0.931 | 0.95503 | 0.9783 | 1.0009 | 1.023
Scenario 3: Aggressive Fuel Sub | SDG&E | Ag | WholeBlg | Ag - Irrigated Agriculture, vineyards, forestry and greenhouses | Gas Energy (MMTherm/year) | Energy Efficiency | 0.002672 | 0.005344 | 0.008016 | 0.010688 | 0.01336 | 0.016032 | 0.018704 | 0.021376 | 0.022738 | 0.022738 | 0.022738 | 0.022738 | 0.022738
Scenario 3: Aggressive Fuel Sub | SDG&E | Ag | WholeBlg | Ag - Water pumping | Electric Demand (MW) | Energy Efficiency | 0.070902 | 0.14167 | 0.21229 | 0.28278 | 0.35313 | 0.42334 | 0.49342 | 0.56336 | 0.59838 | 0.59717 | 0.59595 | 0.5947 | 0.59343
Scenario 3: Aggressive Fuel Sub | SDG&E | Ag | WholeBlg | Ag - Water pumping | Electric Energy (GWh/year) | Energy Efficiency | 0.30204 | 0.60349 | 0.90437 | 1.2047 | 1.5043 | 1.8034 | 2.102 | 2.3999 | 2.5491 | 2.5439 | 2.5387 | 2.5334 | 2.528
Scenario 3: Aggressive Fuel Sub | SDG&E | Ag | WholeBlg | Ag - Water pumping | Gas Energy (MMTherm/year) | Energy Efficiency | 0.00076531 | 0.0015306 | 0.0022959 | 0.0030613 | 0.0038266 | 0.0045919 | 0.0053572 | 0.0061225 | 0.0065126 | 0.0065126 | 0.0065126 | 0.0065126 | 0.0065126
Scenario 3: Aggressive Fuel Sub | SDG&E | Com | AppPlug | Com - Health | Gas Energy (MMTherm/year) | Energy Efficiency | 0.048843 | 0.10321 | 0.22622 | 0.36291 | 0.4898 | 0.62723 | 0.7074 | 0.7924 | 0.88379 | 0.98229 | 1.0866 | 1.1558 | 1.215
Scenario 3: Aggressive Fuel Sub | SDG&E | Com | AppPlug | Com - Lodging | Gas Energy (MMTherm/year) | Energy Efficiency | 0.023976 | 0.050106 | 0.15067 | 0.26051 | 0.37835 | 0.50555 | 0.56935 | 0.63613 | 0.70609 | 0.77855 | 0.85136 | 0.89758 | 0.93895
Scenario 3: Aggressive Fuel Sub | SDG&E | Com | AppPlug | Com - Other | Gas Energy (MMTherm/year) | Energy Efficiency | 0.00021041 | 0.0004553 | 0.00073801 | 0.0010621 | 0.0014265 | 0.0018383 | 0.0020898 | 0.0023581 | 0.0026409 | 0.0029371 | 0.0032474 | 0.0035662 | 0.0038931
Scenario 3: Aggressive Fuel Sub | SDG&E | Com | BROs | Com - Lodging | Electric Energy (GWh/year) | Energy Efficiency | 0.0087675 | 0.026709 | 0.045497 | 0.065382 | 0.086586 | 0.10905 | 0.13298 | 0.15831 | 0.18486 | 0.21282 | 0.24187 | 0.27116 | 0.30058
Scenario 3: Aggressive Fuel Sub | SDG&E | Com | BROs | Com - Other | Electric Energy (GWh/year) | Energy Efficiency | 0.0079453 | 0.02424 | 0.041373 | 0.059562 | 0.079028 | 0.09974 | 0.12201 | 0.14578 | 0.1708 | 0.1973 | 0.22498 | 0.25314 | 0.28261
Scenario 3: Aggressive Fuel Sub | SDG&E | Com | BROs | Com - Retail | Electric Demand (MW) | Energy Efficiency | 0.0016338 | 0.0049596 | 0.0084061 | 0.012008 | 0.015803 | 0.01978 | 0.023999 | 0.028447 | 0.033057 | 0.037867 | 0.042807 | 0.047746 | 0.0531
Scenario 3: Aggressive Fuel Sub | SDG&E | Com | BROs | Com - Retail | Electric Energy (GWh/year) | Energy Efficiency | 0.017664 | 0.05362 | 0.090882 | 0.12982 | 0.17085 | 0.21385 | 0.25947 | 0.30755 | 0.35739 | 0.40939 | 0.46281 | 0.5162 | 0.57409
Scenario 3: Aggressive Fuel Sub | SDG&E | Com | BldgEnv | Com - College | Electric Demand (MW) | Energy Efficiency | 1.5303e-06 | 3.0565e-06 | 4.5787e-06 | 6.1012e-06 | 7.6185e-06 | 9.1362e-06 | 1.0655e-05 | 1.0772e-05 | 1.0904e-05 | 1.1051e-05 | 1.1212e-05 | 1.1403e-05 | 1.1612e-05
Scenario 3: Aggressive Fuel Sub | SDG&E | Com | BldgEnv | Com - College | Electric Energy (GWh/year) | Energy Efficiency | 5.2284e-07 | 1.0443e-06 | 1.5644e-06 | 2.0846e-06 | 2.603e-06 | 3.1215e-06 | 3.6405e-06 | 3.6805e-06 | 3.7254e-06 | 3.7756e-06 | 3.8307e-06 | 3.8962e-06 | 3.9673e-06
Scenario 3: Aggressive Fuel Sub | SDG&E | Com | BldgEnv | Com - College | Gas Energy (MMTherm/year) | Energy Efficiency | 1.1194e-06 | 2.2321e-06 | 3.3379e-06 | 4.4381e-06 | 5.531e-06 | 6.6182e-06 | 7.6999e-06 | 7.6955e-06 | 7.695e-06 | 7.6993e-06 | 7.7079e-06 | 7.726e-06 | 7.7494e-06
Scenario 3: Aggressive Fuel Sub | SDG&E | Com | BldgEnv | Com - Grocery | Electric Demand (MW) | Energy Efficiency | 3.2639e-05 | 6.3724e-05 | 9.3332e-05 | 0.00012157 | 0.0001485 | 0.00017423 | 0.00019884 | 0.00019063 | 0.00018302 | 0.00017599 | 0.00016949 | 0.00016348 | 0.0001579
Scenario 3: Aggressive Fuel Sub | SDG&E | Com | BldgEnv | Com - Grocery | Electric Energy (GWh/year) | Energy Efficiency | 1.1152e-05 | 2.1772e-05 | 3.1888e-05 | 4.1535e-05 | 5.0737e-05 | 5.9529e-05 | 6.7937e-05 | 6.5131e-05 | 6.2531e-05 | 6.0131e-05 | 5.791e-05 | 5.5854e-05 | 5.3948e-05
Scenario 3: Aggressive Fuel Sub | SDG&E | Com | BldgEnv | Com - Grocery | Gas Energy (MMTherm/year) | Energy Efficiency | 1.02e-05 | 1.991e-05 | 2.9157e-05 | 3.7968e-05 | 4.6366e-05 | 5.4379e-05 | 6.2029e-05 | 5.9369e-05 | 5.6885e-05 | 5.4572e-05 | 5.2416e-05 | 5.0405e-05 | 4.8532e-05
Scenario 3: Aggressive Fuel Sub | SDG&E | Com | BldgEnv | Com - Health | Electric Demand (MW) | Energy Efficiency | 3.0881e-05 | 6.017e-05 | 8.7911e-05 | 0.00011419 | 0.00013899 | 0.00016232 | 0.00018422 | 0.0001755 | 0.00016749 | 0.00016026 | 0.00015389 | 0.00014803 | 0.00014276
Scenario 3: Aggressive Fuel Sub | SDG&E | Com | BldgEnv | Com - Health | Electric Energy (GWh/year) | Energy Efficiency | 1.4834e-05 | 2.8903e-05 | 4.2229e-05 | 5.4852e-05 | 6.6764e-05 | 7.7972e-05 | 8.8494e-05 | 8.4306e-05 | 8.0455e-05 | 7.6984e-05 | 7.3922e-05 | 7.1108e-05 | 6.8579e-05
Scenario 3: Aggressive Fuel Sub | SDG&E | Com | BldgEnv | Com - Health | Gas Energy (MMTherm/year) | Energy Efficiency | 1.616e-05 | 3.1448e-05 | 4.5881e-05 | 5.9493e-05 | 7.2277e-05 | 8.4241e-05 | 9.5444e-05 | 9.0479e-05 | 8.5914e-05 | 8.1792e-05 | 7.8143e-05 | 7.4835e-05 | 7.1904e-05
Scenario 3: Aggressive Fuel Sub | SDG&E | Com | BldgEnv | Com - Lodging | Electric Demand (MW) | Energy Efficiency | 1.4944e-06 | 2.9747e-06 | 4.4412e-06 | 5.9029e-06 | 7.3465e-06 | 8.7821e-06 | 1.0205e-05 | 1.0366e-05 | 9.5339e-06 | 9.7186e-06 | 1.0683e-05 | 1.1644e-05 | 1.2606e-05
Scenario 3: Aggressive Fuel Sub | SDG&E | Com | BldgEnv | Com - Lodging | Electric Energy (GWh/year) | Energy Efficiency | 9.7653e-07 | 1.9438e-06 | 2.9021e-06 | 3.8572e-06 | 4.8006e-06 | 5.7386e-06 | 6.6687e-06 | 6.7737e-06 | 6.2299e-06 | 6.3506e-06 | 6.981e-06 | 7.6091e-06 | 8.2371e-06
Scenario 3: Aggressive Fuel Sub | SDG&E | Com | BldgEnv | Com - Lodging | Gas Energy (MMTherm/year) | Energy Efficiency | 4.9173e-07 | 9.7768e-07 | 1.4579e-06 | 1.9342e-06 | 2.404e-06 | 2.8693e-06 | 3.3293e-06 | 3.3393e-06 | 2.9778e-06 | 2.9926e-06 | 3.2965e-06 | 3.598e-06 | 3.8978e-06
Scenario 3: Aggressive Fuel Sub | SDG&E | Com | BldgEnv | Com - Office (Large) | Electric Demand (MW) | Energy Efficiency | 8.0313e-05 | 0.00015694 | 0.00023005 | 0.00029983 | 0.0003664 | 0.00043 | 0.00049081 | 0.00047319 | 0.00045174 | 0.00043637 | 0.00042205 | 0.00040876 | 0.00039645
Scenario 3: Aggressive Fuel Sub | SDG&E | Com | BldgEnv | Com - Office (Large) | Electric Energy (GWh/year) | Energy Efficiency | 2.744e-05 | 5.362e-05 | 7.86e-05 | 0.00010244 | 0.00012519 | 0.00014692 | 0.00016769 | 0.00016167 | 0.00015434 | 0.00014909 | 0.0001442 | 0.00013966 | 0.00013545
Scenario 3: Aggressive Fuel Sub | SDG&E | Com | BldgEnv | Com - Office (Large) | Gas Energy (MMTherm/year) | Energy Efficiency | 1.173e-05 | 2.2917e-05 | 3.3586e-05 | 4.3763e-05 | 5.3468e-05 | 6.2735e-05 | 7.159e-05 | 6.891e-05 | 6.4613e-05 | 6.2264e-05 | 6.0069e-05 | 5.8024e-05 | 5.6122e-05
Scenario 3: Aggressive Fuel Sub | SDG&E | Com | BldgEnv | Com - Office (Small) | Electric Demand (MW) | Energy Efficiency | 3.483e-05 | 6.801e-05 | 9.9628e-05 | 0.00012976 | 0.00016152 | 0.00019179 | 0.00022064 | 0.00021433 | 0.00020597 | 0.00020047 | 0.00019534 | 0.00018755 | 0.00018025
Scenario 3: Aggressive Fuel Sub | SDG&E | Com | BldgEnv | Com - Office (Small) | Electric Energy (GWh/year) | Energy Efficiency | 1.19e-05 | 2.3237e-05 | 3.404e-05 | 4.4335e-05 | 5.5185e-05 | 6.5527e-05 | 7.5386e-05 | 7.3229e-05 | 7.0373e-05 | 6.8493e-05 | 6.6742e-05 | 6.4078e-05 | 6.1586e-05
Scenario 3: Aggressive Fuel Sub | SDG&E | Com | BldgEnv | Com - Office (Small) | Gas Energy (MMTherm/year) | Energy Efficiency | 4.3106e-06 | 8.4175e-06 | 1.2332e-05 | 1.6062e-05 | 2.0711e-05 | 2.5141e-05 | 2.9362e-05 | 2.9206e-05 | 2.8185e-05 | 2.807e-05 | 2.7974e-05 | 2.6804e-05 | 2.5707e-05
Scenario 3: Aggressive Fuel Sub | SDG&E | Com | BldgEnv | Com - Other | Electric Demand (MW) | Energy Efficiency | 1.9862e-05 | 3.8932e-05 | 5.7241e-05 | 7.4816e-05 | 9.1664e-05 | 0.00010782 | 0.00012332 | 0.00011936 | 0.0001138 | 0.00011028 | 0.00010715 | 0.0001042 | 0.00010142
Scenario 3: Aggressive Fuel Sub | SDG&E | Com | BldgEnv | Com - Other | Electric Energy (GWh/year) | Energy Efficiency | 6.7895e-06 | 1.3308e-05 | 1.9567e-05 | 2.5574e-05 | 3.1334e-05 | 3.6858e-05 | 4.2155e-05 | 4.0802e-05 | 3.8901e-05 | 3.7698e-05 | 3.6628e-05 | 3.5619e-05 | 3.4669e-05
Scenario 3: Aggressive Fuel Sub | SDG&E | Com | BldgEnv | Com - Other | Gas Energy (MMTherm/year) | Energy Efficiency | 3.1116e-06 | 6.1018e-06 | 8.9739e-06 | 1.1731e-05 | 1.4373e-05 | 1.6906e-05 | 1.933e-05 | 1.8674e-05 | 1.7386e-05 | 1.6779e-05 | 1.626e-05 | 1.5755e-05 | 1.5262e-05
Scenario 3: Aggressive Fuel Sub | SDG&E | Com | BldgEnv | Com - Refrig. Warehouse | Electric Demand (MW) | Energy Efficiency | 2.2844e-07 | 4.4866e-07 | 6.6109e-07 | 8.6547e-07 | 1.0625e-06 | 1.2527e-06 | 1.4367e-06 | 1.4395e-06 | 1.4003e-06 | 1.4095e-06 | 1.4396e-06 | 1.4733e-06 | 1.5105e-06
Scenario 3: Aggressive Fuel Sub | SDG&E | Com | BldgEnv | Com - Refrig. Warehouse | Electric Energy (GWh/year) | Energy Efficiency | 7.8051e-08 | 1.5329e-07 | 2.2587e-07 | 2.957e-07 | 3.6303e-07 | 4.2802e-07 | 4.9087e-07 | 4.9183e-07 | 4.7843e-07 | 4.8157e-07 | 4.9186e-07 | 5.0337e-07 | 5.1607e-07
Scenario 3: Aggressive Fuel Sub | SDG&E | Com | BldgEnv | Com - Refrig. Warehouse | Gas Energy (MMTherm/year) | Energy Efficiency | 2.8663e-08 | 5.6305e-08 | 8.2982e-08 | 1.0866e-07 | 1.3342e-07 | 1.5734e-07 | 1.8048e-07 | 1.917e-07 | 1.869e-07 | 1.9864e-07 | 2.17e-07 | 2.3573e-07 | 2.5482e-07
Scenario 3: Aggressive Fuel Sub | SDG&E | Com | BldgEnv | Com - Restaurant | Electric Demand (MW) | Energy Efficiency | 1.1567e-05 | 2.2546e-05 | 3.2968e-05 | 4.2856e-05 | 5.2597e-05 | 6.1897e-05 | 7.0783e-05 | 6.8758e-05 | 6.6056e-05 | 6.4327e-05 | 6.274e-05 | 6.1289e-05 | 5.997e-05
Scenario 3: Aggressive Fuel Sub | SDG&E | Com | BldgEnv | Com - Restaurant | Electric Energy (GWh/year) | Energy Efficiency | 3.9521e-06 | 7.7031e-06 | 1.1264e-05 | 1.4643e-05 | 1.7971e-05 | 2.1148e-05 | 2.4184e-05 | 2.3492e-05 | 2.2569e-05 | 2.1978e-05 | 2.1436e-05 | 2.094e-05 | 2.049e-05
Scenario 3: Aggressive Fuel Sub | SDG&E | Com | BldgEnv | Com - Restaurant | Gas Energy (MMTherm/year) | Energy Efficiency | 1.4217e-06 | 2.7714e-06 | 4.0532e-06 | 5.2697e-06 | 6.4759e-06 | 7.6279e-06 | 8.7288e-06 | 8.6876e-06 | 8.3575e-06 | 8.3334e-06 | 8.3176e-06 | 8.31e-06 | 8.3103e-06
Scenario 3: Aggressive Fuel Sub | SDG&E | Com | BldgEnv | Com - Retail | Electric Demand (MW) | Energy Efficiency | 5.7184e-05 | 0.00011071 | 0.00016079 | 0.00020724 | 0.00024997 | 0.00028957 | 0.00032685 | 0.00030565 | 0.00028599 | 0.00026785 | 0.00025152 | 0.00023719 | 0.00022445
Scenario 3: Aggressive Fuel Sub | SDG&E | Com | BldgEnv | Com - Retail | Electric Energy (GWh/year) | Energy Efficiency | 1.9538e-05 | 3.7827e-05 | 5.4936e-05 | 7.0807e-05 | 8.5406e-05 | 9.8936e-05 | 0.00011168 | 0.00010443 | 9.7714e-05 | 9.1517e-05 | 8.5936e-05 | 8.104e-05 | 7.6686e-05
Scenario 3: Aggressive Fuel Sub | SDG&E | Com | BldgEnv | Com - Retail | Gas Energy (MMTherm/year) | Energy Efficiency | 1.6867e-05 | 3.2585e-05 | 4.7177e-05 | 6.0618e-05 | 7.29e-05 | 8.4248e-05 | 9.4983e-05 | 8.8389e-05 | 8.239e-05 | 7.6998e-05 | 7.2267e-05 | 6.8231e-05 | 6.4699e-05
Scenario 3: Aggressive Fuel Sub | SDG&E | Com | BldgEnv | Com - School | Electric Demand (MW) | Energy Efficiency | 9.4924e-06 | 1.8624e-05 | 2.7415e-05 | 3.6658e-05 | 4.5564e-05 | 5.4145e-05 | 6.2418e-05 | 6.2199e-05 | 6.1526e-05 | 6.1585e-05 | 6.1003e-05 | 6.0591e-05 | 6.0342e-05
Scenario 3: Aggressive Fuel Sub | SDG&E | Com | BldgEnv | Com - School | Electric Energy (GWh/year) | Energy Efficiency | 3.2432e-06 | 6.3632e-06 | 9.3668e-06 | 1.2525e-05 | 1.5568e-05 | 1.85e-05 | 2.1326e-05 | 2.1251e-05 | 2.1021e-05 | 2.1041e-05 | 2.0843e-05 | 2.0702e-05 | 2.0617e-05
Scenario 3: Aggressive Fuel Sub | SDG&E | Com | BldgEnv | Com - School | Gas Energy (MMTherm/year) | Energy Efficiency | 1.1811e-06 | 2.3179e-06 | 3.4129e-06 | 4.7466e-06 | 6.03e-06 | 7.2649e-06 | 8.454e-06 | 8.5858e-06 | 8.5139e-06 | 8.6663e-06 | 8.5506e-06 | 8.4587e-06 | 8.3897e-06
Scenario 3: Aggressive Fuel Sub | SDG&E | Com | BldgEnv | Com - Warehouse | Electric Demand (MW) | Energy Efficiency | 2.1552e-05 | 4.2278e-05 | 6.222e-05 | 8.1425e-05 | 9.9906e-05 | 0.00011771 | 0.00013486 | 0.00013057 | 0.00012419 | 0.00012045 | 0.0001174 | 0.00011461 | 0.00011208
Scenario 3: Aggressive Fuel Sub | SDG&E | Com | BldgEnv | Com - Warehouse | Electric Energy (GWh/year) | Energy Efficiency | 1.4083e-05 | 2.7627e-05 | 4.0658e-05 | 5.3207e-05 | 6.5283e-05 | 7.6917e-05 | 8.8122e-05 | 8.5323e-05 | 8.1151e-05 | 7.8705e-05 | 7.6717e-05 | 7.4895e-05 | 7.3238e-05
Scenario 3: Aggressive Fuel Sub | SDG&E | Com | BldgEnv | Com - Warehouse | Gas Energy (MMTherm/year) | Energy Efficiency | 5.6816e-06 | 1.1161e-05 | 1.6447e-05 | 2.1551e-05 | 2.6475e-05 | 3.1231e-05 | 3.5823e-05 | 3.4739e-05 | 3.2284e-05 | 3.1319e-05 | 3.0682e-05 | 3.0103e-05 | 2.9581e-05
Scenario 3: Aggressive Fuel Sub | SDG&E | Com | ComRefrig | Com - College | Electric Demand (MW) | Energy Efficiency | 8.7483e-05 | 0.0001479 | 0.00018528 | 0.00020607 | 0.00021615 | 0.00022207 | 0.00022584 | 0.00022858 | 0.00023115 | 0.00023355 | 0.00023579 | 0.0002379 | 0.00023987
Scenario 3: Aggressive Fuel Sub | SDG&E | Com | ComRefrig | Com - College | Electric Energy (GWh/year) | Energy Efficiency | 0.0006413 | 0.0010911 | 0.0013745 | 0.0015354 | 0.0016158 | 0.0016625 | 0.001691 | 0.0017108 | 0.0017294 | 0.0017468 | 0.0017631 | 0.0017783 | 0.0017926
Scenario 3: Aggressive Fuel Sub | SDG&E | Com | ComRefrig | Com - Grocery | Electric Demand (MW) | Energy Efficiency | 0.082548 | 0.12794 | 0.14784 | 0.15863 | 0.16455 | 0.16879 | 0.17276 | 0.17647 | 0.17995 | 0.1832 | 0.18625 | 0.18911 | 0.19178
Scenario 3: Aggressive Fuel Sub | SDG&E | Com | ComRefrig | Com - Grocery | Electric Energy (GWh/year) | Energy Efficiency | 0.61873 | 0.96838 | 1.129 | 1.2151 | 1.2599 | 1.2906 | 1.3193 | 1.3462 | 1.3714 | 1.3949 | 1.417 | 1.4376 | 1.457
Scenario 3: Aggressive Fuel Sub | SDG&E | Com | ComRefrig | Com - Refrig. Warehouse | Electric Demand (MW) | Energy Efficiency | 2.6911e-05 | 4.4747e-05 | 5.5286e-05 | 6.0808e-05 | 6.3385e-05 | 6.5007e-05 | 6.603e-05 | 6.6921e-05 | 6.7756e-05 | 6.8537e-05 | 6.9268e-05 | 6.9953e-05 | 7.0595e-05
Scenario 3: Aggressive Fuel Sub | SDG&E | Com | ComRefrig | Com - Refrig. Warehouse | Electric Energy (GWh/year) | Energy Efficiency | 0.00019791 | 0.00033121 | 0.00041144 | 0.00045446 | 0.00047513 | 0.00048769 | 0.00049519 | 0.00050165 | 0.0005077 | 0.00051335 | 0.00051865 | 0.00052361 | 0.00052825
Scenario 3: Aggressive Fuel Sub | SDG&E | Com | ComRefrig | Com - Restaurant | Electric Demand (MW) | Energy Efficiency | 0.0031726 | 0.0049481 | 0.0057565 | 0.0061895 | 0.0064332 | 0.0065945 | 0.0067455 | 0.0068869 | 0.0070193 | 0.0071433 | 0.0072593 | 0.007368 | 0.0074698
Scenario 3: Aggressive Fuel Sub | SDG&E | Com | ComRefrig | Com - Restaurant | Electric Energy (GWh/year) | Energy Efficiency | 0.02377 | 0.037436 | 0.043936 | 0.047406 | 0.049266 | 0.050434 | 0.051528 | 0.052551 | 0.053509 | 0.054406 | 0.055246 | 0.056032 | 0.056768
Scenario 3: Aggressive Fuel Sub | SDG&E | Com | ComRefrig | Com - Retail | Electric Demand (MW) | Energy Efficiency | 0.035616 | 0.055617 | 0.064827 | 0.069503 | 0.072133 | 0.073885 | 0.075526 | 0.077062 | 0.078501 | 0.079848 | 0.081109 | 0.08229 | 0.083395
Scenario 3: Aggressive Fuel Sub | SDG&E | Com | ComRefrig | Com - Retail | Electric Energy (GWh/year) | Energy Efficiency | 0.26639 | 0.41984 | 0.49334 | 0.53078 | 0.55085 | 0.56354 | 0.57542 | 0.58654 | 0.59696 | 0.6067 | 0.61583 | 0.62437 | 0.63236
Scenario 3: Aggressive Fuel Sub | SDG&E | Com | ComRefrig | Com - School | Electric Demand (MW) | Energy Efficiency | 8.2176e-06 | 1.275e-05 | 1.6994e-05 | 2.0968e-05 | 2.4689e-05 | 2.8173e-05 | 3.1436e-05 | 3.4491e-05 | 3.7352e-05 | 4.0031e-05 | 4.254e-05 | 4.4888e-05 | 4.7088e-05
Scenario 3: Aggressive Fuel Sub | SDG&E | Com | ComRefrig | Com - School | Electric Energy (GWh/year) | Energy Efficiency | 6.3932e-05 | 9.6664e-05 | 0.00012731 | 0.00015599 | 0.00018285 | 0.00020799 | 0.00023153 | 0.00025356 | 0.00027419 | 0.0002935 | 0.00031158 | 0.0003285 | 0.00034435
Scenario 3: Aggressive Fuel Sub | SDG&E | Com | FoodServ | Com - College | Electric Demand (MW) | Energy Efficiency | 0.0029749 | 0.0061089 | 0.0093815 | 0.012817 | 0.016382 | 0.020106 | 0.023991 | 0.028025 | 0.032211 | 0.036552 | 0.041038 | 0.045617 | 0.050348
Scenario 3: Aggressive Fuel Sub | SDG&E | Com | FoodServ | Com - College | Electric Demand (MW) | Fuel Substitution | -0.0003015 | -0.00065386 | -0.0010577 | -0.001514 | -0.0020233 | -0.0025863 | -0.0032037 | -0.0038758 | -0.004603 | -0.0053855 | -0.0062231 | -0.0071157 | -0.008063
Scenario 3: Aggressive Fuel Sub | SDG&E | Com | FoodServ | Com - College | Electric Energy (GWh/year) | Energy Efficiency | 0.014267 | 0.029293 | 0.044989 | 0.061472 | 0.078582 | 0.096463 | 0.11512 | 0.13451 | 0.15462 | 0.1755 | 0.19708 | 0.21859 | 0.24082
Scenario 3: Aggressive Fuel Sub | SDG&E | Com | FoodServ | Com - College | Electric Energy (GWh/year) | Fuel Substitution | -0.0036983 | -0.0079911 | -0.012895 | -0.018432 | -0.024623 | -0.031493 | -0.03907 | -0.047379 | -0.056447 | -0.066308 | -0.076992 | -0.088529 | -0.10094
Scenario 3: Aggressive Fuel Sub | SDG&E | Com | FoodServ | Com - College | Gas Energy (MMTherm/year) | Energy Efficiency | 0.0068361 | 0.013935 | 0.021287 | 0.028914 | 0.036766 | 0.044873 | 0.05323 | 0.061817 | 0.07063 | 0.079669 | 0.088916 | 0.09846 | 0.1078
Scenario 3: Aggressive Fuel Sub | SDG&E | Com | FoodServ | Com - College | Gas Energy (MMTherm/year) | Fuel Substitution | 0.00038221 | 0.00082605 | 0.0013332 | 0.0019058 | 0.002546 | 0.0032564 | 0.0040396 | 0.0048982 | 0.0058349 | 0.0068531 | 0.0079558 | 0.0091458 | 0.010426
Scenario 3: Aggressive Fuel Sub | SDG&E | Com | FoodServ | Com - Grocery | Electric Demand (MW) | Energy Efficiency | 0.019742 | 0.040619 | 0.06245 | 0.085265 | 0.10898 | 0.13369 | 0.15939 | 0.18606 | 0.21365 | 0.24219 | 0.27165 | 0.30108 | 0.33144
Scenario 3: Aggressive Fuel Sub | SDG&E | Com | FoodServ | Com - Grocery | Electric Demand (MW) | Fuel Substitution | -0.0017692 | -0.00383 | -0.0061849 | -0.0088373 | -0.01179 | -0.015046 | -0.018608 | -0.022477 | -0.026654 | -0.031139 | -0.035932 | -0.041029 | -0.046428
Scenario 3: Aggressive Fuel Sub | SDG&E | Com | FoodServ | Com - Grocery | Electric Energy (GWh/year) | Energy Efficiency | 0.094541 | 0.19449 | 0.29904 | 0.40834 | 0.522 | 0.64045 | 0.76369 | 0.89164 | 1.024 | 1.1611 | 1.3026 | 1.4401 | 1.5821
Scenario 3: Aggressive Fuel Sub | SDG&E | Com | FoodServ | Com - Grocery | Electric Energy (GWh/year) | Fuel Substitution | -0.038964 | -0.083614 | -0.13399 | -0.19015 | -0.25216 | -0.32007 | -0.39401 | -0.47408 | -0.56044 | -0.65335 | -0.75295 | -0.85934 | -0.97262
Scenario 3: Aggressive Fuel Sub | SDG&E | Com | FoodServ | Com - Grocery | Gas Energy (MMTherm/year) | Energy Efficiency | 0.041036 | 0.083842 | 0.12833 | 0.17453 | 0.2223 | 0.27174 | 0.32282 | 0.37549 | 0.42961 | 0.48521 | 0.54222 | 0.60062 | 0.65061
Scenario 3: Aggressive Fuel Sub | SDG&E | Com | FoodServ | Com - Grocery | Gas Energy (MMTherm/year) | Fuel Substitution | 0.0040478 | 0.0086858 | 0.013918 | 0.019751 | 0.026189 | 0.033239 | 0.040914 | 0.049223 | 0.058182 | 0.067818 | 0.078145 | 0.089173 | 0.10091
Scenario 3: Aggressive Fuel Sub | SDG&E | Com | FoodServ | Com - Health | Electric Demand (MW) | Energy Efficiency | 0.0063675 | 0.013073 | 0.020076 | 0.027458 | 0.035106 | 0.042977 | 0.050773 | 0.058819 | 0.067217 | 0.076138 | 0.085709 | 0.094865 | 0.10409
Scenario 3: Aggressive Fuel Sub | SDG&E | Com | FoodServ | Com - Health | Electric Demand (MW) | Fuel Substitution | -0.00078117 | -0.0016989 | -0.002756 | -0.0039554 | -0.0053 | -0.0067921 | -0.0084335 | -0.010226 | -0.01217 | -0.014267 | -0.016517 | -0.018919 | -0.021472
Scenario 3: Aggressive Fuel Sub | SDG&E | Com | FoodServ | Com - Health | Electric Energy (GWh/year) | Energy Efficiency | 0.031269 | 0.064184 | 0.098569 | 0.13482 | 0.17239 | 0.21107 | 0.2494 | 0.28897 | 0.33029 | 0.37419 | 0.42129 | 0.465 | 0.50903
Scenario 3: Aggressive Fuel Sub | SDG&E | Com | FoodServ | Com - Health | Electric Energy (GWh/year) | Fuel Substitution | -0.011611 | -0.025043 | -0.040348 | -0.057577 | -0.076785 | -0.098034 | -0.12138 | -0.14689 | -0.17459 | -0.2046 | -0.237 | -0.27183 | -0.30913
Scenario 3: Aggressive Fuel Sub | SDG&E | Com | FoodServ | Com - Health | Gas Energy (MMTherm/year) | Energy Efficiency | 0.018033 | 0.036803 | 0.056285 | 0.076589 | 0.097534 | 0.11904 | 0.14066 | 0.16285 | 0.18572 | 0.2095 | 0.23433 | 0.25927 | 0.28203
Scenario 3: Aggressive Fuel Sub | SDG&E | Com | FoodServ | Com - Health | Gas Energy (MMTherm/year) | Fuel Substitution | 0.0012292 | 0.0026522 | 0.0042742 | 0.0061005 | 0.0081367 | 0.010389 | 0.012864 | 0.015566 | 0.018502 | 0.02168 | 0.025109 | 0.028794 | 0.032739
Scenario 3: Aggressive Fuel Sub | SDG&E | Com | FoodServ | Com - Lodging | Electric Demand (MW) | Energy Efficiency | 0.010944 | 0.02233 | 0.034138 | 0.046447 | 0.059125 | 0.072256 | 0.085791 | 0.099726 | 0.11409 | 0.12885 | 0.14398 | 0.15589 | 0.16809
Scenario 3: Aggressive Fuel Sub | SDG&E | Com | FoodServ | Com - Lodging | Electric Demand (MW) | Fuel Substitution | -0.0010861 | -0.0023494 | -0.0037915 | -0.0054146 | -0.0072205 | -0.0092104 | -0.011386 | -0.013747 | -0.016293 | -0.019026 | -0.021941 | -0.025039 | -0.028315
Scenario 3: Aggressive Fuel Sub | SDG&E | Com | FoodServ | Com - Lodging | Electric Energy (GWh/year) | Energy Efficiency | 0.067522 | 0.13762 | 0.21019 | 0.28568 | 0.36335 | 0.44365 | 0.52632 | 0.61132 | 0.69879 | 0.78862 | 0.88056 | 0.9432 | 1.0073
Scenario 3: Aggressive Fuel Sub | SDG&E | Com | FoodServ | Com - Lodging | Electric Energy (GWh/year) | Fuel Substitution | -0.015293 | -0.032868 | -0.05275 | -0.074969 | -0.099548 | -0.12651 | -0.1559 | -0.18773 | -0.22205 | -0.25885 | -0.29823 | -0.34022 | -0.38481
Scenario 3: Aggressive Fuel Sub | SDG&E | Com | FoodServ | Com - Lodging | Gas Energy (MMTherm/year) | Energy Efficiency | 0.016272 | 0.03308 | 0.050401 | 0.068315 | 0.086665 | 0.10553 | 0.12485 | 0.14459 | 0.16478 | 0.18539 | 0.20634 | 0.22763 | 0.24601
Scenario 3: Aggressive Fuel Sub | SDG&E | Com | FoodServ | Com - Lodging | Gas Energy (MMTherm/year) | Fuel Substitution | 0.001583 | 0.0034025 | 0.0054609 | 0.0077612 | 0.010306 | 0.013097 | 0.016139 | 0.019434 | 0.022984 | 0.026791 | 0.030865 | 0.035206 | 0.039817
Scenario 3: Aggressive Fuel Sub | SDG&E | Com | FoodServ | Com - Office (Large) | Electric Demand (MW) | Energy Efficiency | 0.00055854 | 0.0011312 | 0.0017173 | 0.0023164 | 0.0029269 | 0.0035506 | 0.004188 | 0.0048375 | 0.0054965 | 0.0061656 | 0.0068439 | 0.0069728 | 0.0070967
Scenario 3: Aggressive Fuel Sub | SDG&E | Com | FoodServ | Com - Office (Large) | Electric Energy (GWh/year) | Energy Efficiency | 0.004899 | 0.0099223 | 0.015063 | 0.020317 | 0.025672 | 0.031143 | 0.036734 | 0.042431 | 0.048211 | 0.054079 | 0.060029 | 0.06116 | 0.062247
Scenario 3: Aggressive Fuel Sub | SDG&E | Com | FoodServ | Com - Office (Small) | Electric Demand (MW) | Energy Efficiency | 0.00022954 | 0.00046551 | 0.00070762 | 0.00095563 | 0.0012093 | 0.0014684 | 0.0017327 | 0.0020021 | 0.0022763 | 0.0025551 | 0.0028383 | 0.0028963 | 0.0029519
Scenario 3: Aggressive Fuel Sub | SDG&E | Com | FoodServ | Com - Office (Small) | Electric Energy (GWh/year) | Energy Efficiency | 0.0020134 | 0.004083 | 0.0062066 | 0.008382 | 0.010607 | 0.012879 | 0.015198 | 0.017561 | 0.019966 | 0.022411 | 0.024896 | 0.025404 | 0.025892
Scenario 3: Aggressive Fuel Sub | SDG&E | Com | FoodServ | Com - Other | Electric Demand (MW) | Energy Efficiency | 0.028197 | 0.058222 | 0.089952 | 0.12339 | 0.15846 | 0.19523 | 0.23372 | 0.2739 | 0.31576 | 0.35934 | 0.40461 | 0.45159 | 0.50033
Scenario 3: Aggressive Fuel Sub | SDG&E | Com | FoodServ | Com - Other | Electric Demand (MW) | Fuel Substitution | -0.0055463 | -0.012005 | -0.019389 | -0.027716 | -0.037002 | -0.047261 | -0.058508 | -0.070756 | -0.084013 | -0.09829 | -0.11359 | -0.12991 | -0.14724
Scenario 3: Aggressive Fuel Sub | SDG&E | Com | FoodServ | Com - Other | Electric Energy (GWh/year) | Energy Efficiency | 0.13508 | 0.27908 | 0.43148 | 0.59234 | 0.76124 | 0.93864 | 1.1246 | 1.319 | 1.5218 | 1.7332 | 1.9531 | 2.1817 | 2.4191
Scenario 3: Aggressive Fuel Sub | SDG&E | Com | FoodServ | Com - Other | Electric Energy (GWh/year) | Fuel Substitution | -0.034186 | -0.073877 | -0.11918 | -0.17022 | -0.22714 | -0.29007 | -0.35916 | -0.43454 | -0.51634 | -0.60474 | -0.69985 | -0.80175 | -0.91054
Scenario 3: Aggressive Fuel Sub | SDG&E | Com | FoodServ | Com - Other | Gas Energy (MMTherm/year) | Energy Efficiency | 0.045315 | 0.092849 | 0.14256 | 0.19443 | 0.2483 | 0.30426 | 0.36229 | 0.42234 | 0.48437 | 0.54836 | 0.61426 | 0.68209 | 0.74957
Scenario 3: Aggressive Fuel Sub | SDG&E | Com | FoodServ | Com - Other | Gas Energy (MMTherm/year) | Fuel Substitution | 0.0032894 | 0.0071083 | 0.011467 | 0.016378 | 0.021854 | 0.027908 | 0.034556 | 0.041808 | 0.04968 | 0.058186 | 0.067339 | 0.077147 | 0.087619
Scenario 3: Aggressive Fuel Sub | SDG&E | Com | FoodServ | Com - Restaurant | Electric Demand (MW) | Energy Efficiency | 0.052131 | 0.10581 | 0.16096 | 0.21731 | 0.28398 | 0.35342 | 0.42569 | 0.50077 | 0.57854 | 0.65901 | 0.7422 | 0.82276 | 0.90595
Scenario 3: Aggressive Fuel Sub | SDG&E | Com | FoodServ | Com - Restaurant | Electric Demand (MW) | Fuel Substitution | -0.011133 | -0.02403 | -0.03869 | -0.055114 | -0.073325 | -0.093337 | -0.11516 | -0.13881 | -0.16428 | -0.19157 | -0.22068 | -0.25159 | -0.28428
Scenario 3: Aggressive Fuel Sub | SDG&E | Com | FoodServ | Com - Restaurant | Electric Energy (GWh/year) | Energy Efficiency | 0.27413 | 0.55633 | 0.84631 | 1.1426 | 1.4917 | 1.8552 | 2.2335 | 2.6265 | 3.0336 | 3.4549 | 3.8904 | 4.2935 | 4.71
Scenario 3: Aggressive Fuel Sub | SDG&E | Com | FoodServ | Com - Restaurant | Electric Energy (GWh/year) | Fuel Substitution | -0.12198 | -0.26186 | -0.41958 | -0.59516 | -0.78854 | -0.99981 | -1.2291 | -1.4765 | -1.7423 | -2.0269 | -2.3306 | -2.6535 | -2.9959
Scenario 3: Aggressive Fuel Sub | SDG&E | Com | FoodServ | Com - Restaurant | Gas Energy (MMTherm/year) | Energy Efficiency | 0.1042 | 0.21106 | 0.32056 | 0.43225 | 0.55816 | 0.68845 | 0.82319 | 0.96227 | 1.1055 | 1.2527 | 1.4039 | 1.5589 | 1.696
Scenario 3: Aggressive Fuel Sub | SDG&E | Com | FoodServ | Com - Restaurant | Gas Energy (MMTherm/year) | Fuel Substitution | 0.012301 | 0.026403 | 0.042299 | 0.059991 | 0.079471 | 0.10075 | 0.12383 | 0.14874 | 0.17548 | 0.20411 | 0.23466 | 0.26714 | 0.30157
Scenario 3: Aggressive Fuel Sub | SDG&E | Com | FoodServ | Com - Retail | Electric Demand (MW) | Energy Efficiency | 0.00059119 | 0.0011845 | 0.00178 | 0.0023728 | 0.0029539 | 0.0035321 | 0.004103 | 0.004666 | 0.0052227 | 0.0057772 | 0.0063296 | 0.0064609 | 0.0065894
Scenario 3: Aggressive Fuel Sub | SDG&E | Com | FoodServ | Com - Retail | Electric Energy (GWh/year) | Energy Efficiency | 0.0045352 | 0.0091094 | 0.01372 | 0.018339 | 0.022916 | 0.027496 | 0.032053 | 0.036582 | 0.041091 | 0.0456 | 0.050107 | 0.050923 | 0.051706
Scenario 3: Aggressive Fuel Sub | SDG&E | Com | FoodServ | Com - Retail | Gas Energy (MMTherm/year) | Energy Efficiency | 1.4513e-05 | 2.8581e-05 | 4.224e-05 | 5.5192e-05 | 6.6807e-05 | 7.7792e-05 | 8.7841e-05 | 9.696e-05 | 0.00010532 | 0.00011324 | 0.00012076 | 0.00012827 | 0.00013594
Scenario 3: Aggressive Fuel Sub | SDG&E | Com | FoodServ | Com - School | Electric Demand (MW) | Energy Efficiency | 0.012271 | 0.025228 | 0.038832 | 0.053079 | 0.067976 | 0.083504 | 0.099659 | 0.11645 | 0.13389 | 0.15198 | 0.17072 | 0.18906 | 0.20802
Scenario 3: Aggressive Fuel Sub | SDG&E | Com | FoodServ | Com - School | Electric Demand (MW) | Fuel Substitution | -0.00038128 | -0.00082351 | -0.0013269 | -0.0018919 | -0.002519 | -0.0032084 | -0.0039605 | -0.0047754 | -0.0056532 | -0.0065937 | -0.0075965 | -0.008661 | -0.0097864
Scenario 3: Aggressive Fuel Sub | SDG&E | Com | FoodServ | Com - School | Electric Energy (GWh/year) | Energy Efficiency | 0.061629 | 0.12667 | 0.19494 | 0.26644 | 0.3412 | 0.41913 | 0.50021 | 0.58451 | 0.67207 | 0.76289 | 0.85701 | 0.94524 | 1.0364
Scenario 3: Aggressive Fuel Sub | SDG&E | Com | FoodServ | Com - School | Electric Energy (GWh/year) | Fuel Substitution | -0.0054772 | -0.011796 | -0.018976 | -0.027047 | -0.036041 | -0.045993 | -0.056942 | -0.068943 | -0.082041 | -0.096283 | -0.11171 | -0.12837 | -0.1463
Scenario 3: Aggressive Fuel Sub | SDG&E | Com | FoodServ | Com - School | Gas Energy (MMTherm/year) | Energy Efficiency | 0.014941 | 0.03045 | 0.046502 | 0.063074 | 0.080161 | 0.097729 | 0.11576 | 0.13426 | 0.15321 | 0.1726 | 0.19244 | 0.21271 | 0.23258
Scenario 3: Aggressive Fuel Sub | SDG&E | Com | FoodServ | Com - School | Gas Energy (MMTherm/year) | Fuel Substitution | 0.000571 | 0.0012299 | 0.0019787 | 0.0028203 | 0.0037579 | 0.0047949 | 0.0059354 | 0.0071847 | 0.0085473 | 0.010028 | 0.011631 | 0.013361 | 0.015221
Scenario 3: Aggressive Fuel Sub | SDG&E | Com | HVAC | Com - College | Electric Demand (MW) | Energy Efficiency | 0.0082184 | 0.017087 | 0.026558 | 0.03672 | 0.04741 | 0.058609 | 0.066156 | 0.073935 | 0.07571 | 0.077583 | 0.079512 | 0.081929 | 0.084494
Scenario 3: Aggressive Fuel Sub | SDG&E | Com | HVAC | Com - College | Electric Energy (GWh/year) | Energy Efficiency | 0.022364 | 0.046879 | 0.073157 | 0.10109 | 0.13051 | 0.16039 | 0.17321 | 0.18583 | 0.17726 | 0.16199 | 0.14586 | 0.12925 | 0.11912
Scenario 3: Aggressive Fuel Sub | SDG&E | Com | HVAC | Com - College | Electric Energy (GWh/year) | Fuel Substitution | 2.4148e-07 | 5.0854e-07 | 8.0216e-07 | 1.3193e-06 | 1.8834e-06 | 1.8834e-06 | 1.8834e-06 | 1.8834e-06 | 1.8834e-06 | 1.8834e-06 | 1.8834e-06 | 1.8834e-06 | 1.8834e-06
Scenario 3: Aggressive Fuel Sub | SDG&E | Com | HVAC | Com - College | Gas Energy (MMTherm/year) | Energy Efficiency | 0.00032127 | 0.0009814 | 0.0017799 | 0.0026516 | 0.0035796 | 0.0040337 | 0.0045357 | 0.0050687 | 0.0060545 | 0.0066729 | 0.0073206 | 0.0080368 | 0.0092758
Scenario 3: Aggressive Fuel Sub | SDG&E | Com | HVAC | Com - College | Gas Energy (MMTherm/year) | Fuel Substitution | 5.847e-08 | 1.2314e-07 | 1.9423e-07 | 2.8694e-07 | 3.8798e-07 | 3.8798e-07 | 3.8798e-07 | 3.8798e-07 | 3.8798e-07 | 3.8798e-07 | 3.8798e-07 | 3.8798e-07 | 3.8798e-07
Scenario 3: Aggressive Fuel Sub | SDG&E | Com | HVAC | Com - Grocery | Electric Demand (MW) | Energy Efficiency | 0.0054132 | 0.01143 | 0.018077 | 0.025398 | 0.03341 | 0.042173 | 0.051729 | 0.062113 | 0.0659 | 0.068156 | 0.070576 | 0.073165 | 0.073938
Scenario 3: Aggressive Fuel Sub | SDG&E | Com | HVAC | Com - Grocery | Electric Energy (GWh/year) | Energy Efficiency | 0.028236 | 0.059582 | 0.094168 | 0.13224 | 0.17384 | 0.21931 | 0.26888 | 0.32272 | 0.3433 | 0.35624 | 0.37007 | 0.38483 | 0.39145
Scenario 3: Aggressive Fuel Sub | SDG&E | Com | HVAC | Com - Grocery | Electric Energy (GWh/year) | Fuel Substitution | -0.00010784 | -0.00022759 | -0.00035974 | -0.00050496 | -0.00066396 | -0.00066396 | -0.00066396 | -0.00066396 | -0.00066396 | -0.00066396 | -0.00066396 | -0.00066396 | -0.00066396
Scenario 3: Aggressive Fuel Sub | SDG&E | Com | HVAC | Com - Grocery | Gas Energy (MMTherm/year) | Energy Efficiency | 0.0002687 | 0.00055671 | 0.00086277 | 0.0011903 | 0.0015339 | 0.0019013 | 0.002293 | 0.0027084 | 0.003248 | 0.0038452 | 0.0044745 | 0.0051375 | 0.0058436
Scenario 3: Aggressive Fuel Sub | SDG&E | Com | HVAC | Com - Grocery | Gas Energy (MMTherm/year) | Fuel Substitution | 1.5827e-05 | 3.3367e-05 | 5.2688e-05 | 7.3877e-05 | 9.7025e-05 | 9.7025e-05 | 9.7025e-05 | 9.7025e-05 | 9.7025e-05 | 9.7025e-05 | 9.7025e-05 | 9.7025e-05 | 9.7025e-05
Scenario 3: Aggressive Fuel Sub | SDG&E | Com | HVAC | Com - Health | Electric Demand (MW) | Energy Efficiency | 0.0085414 | 0.017844 | 0.027944 | 0.039046 | 0.051043 | 0.063665 | 0.072625 | 0.082098 | 0.091519 | 0.10135 | 0.11179 | 0.12247 | 0.13344
Scenario 3: Aggressive Fuel Sub | SDG&E | Com | HVAC | Com - Health | Electric Energy (GWh/year) | Energy Efficiency | 0.083209 | 0.1718 | 0.26605 | 0.36773 | 0.47567 | 0.58779 | 0.65603 | 0.72767 | 0.78204 | 0.85575 | 0.93486 | 1.0173 | 1.1009
Scenario 3: Aggressive Fuel Sub | SDG&E | Com | HVAC | Com - Health | Electric Energy (GWh/year) | Fuel Substitution | 3.4176e-06 | 7.1708e-06 | 1.1271e-05 | 1.5728e-05 | 2.0549e-05 | 2.0549e-05 | 2.0549e-05 | 2.0549e-05 | 2.0549e-05 | 2.0549e-05 | 2.0549e-05 | 2.0549e-05 | 2.0549e-05
Scenario 3: Aggressive Fuel Sub | SDG&E | Com | HVAC | Com - Health | Gas Energy (MMTherm/year) | Energy Efficiency | 0.0057655 | 0.011636 | 0.017622 | 0.024354 | 0.031427 | 0.03779 | 0.040514 | 0.043328 | 0.042381 | 0.045088 | 0.048216 | 0.051732 | 0.055179
Scenario 3: Aggressive Fuel Sub | SDG&E | Com | HVAC | Com - Health | Gas Energy (MMTherm/year) | Fuel Substitution | 8.1906e-07 | 1.7318e-06 | 2.7426e-06 | 3.8563e-06 | 5.0781e-06 | 5.0781e-06 | 5.0781e-06 | 5.0781e-06 | 5.0781e-06 | 5.0781e-06 | 5.0781e-06 | 5.0781e-06 | 5.0781e-06
Scenario 3: Aggressive Fuel Sub | SDG&E | Com | HVAC | Com - Lodging | Electric Demand (MW) | Energy Efficiency | 0.0064879 | 0.013634 | 0.021462 | 0.030028 | 0.039279 | 0.049162 | 0.058185 | 0.067836 | 0.071218 | 0.073835 | 0.078436 | 0.081514 | 0.084866
Scenario 3: Aggressive Fuel Sub | SDG&E | Com | HVAC | Com - Lodging | Electric Energy (GWh/year) | Energy Efficiency | 0.052957 | 0.10973 | 0.17042 | 0.23543 | 0.30424 | 0.37648 | 0.42797 | 0.4823 | 0.4867 | 0.48736 | 0.50201 | 0.50416 | 0.50741
Scenario 3: Aggressive Fuel Sub | SDG&E | Com | HVAC | Com - Lodging | Electric Energy (GWh/year) | Fuel Substitution | -1.5546e-05 | -3.2886e-05 | -5.2118e-05 | -7.3355e-05 | -9.6717e-05 | -9.6717e-05 | -9.6717e-05 | -9.6717e-05 | -9.6717e-05 | -9.6717e-05 | -9.6717e-05 | -9.6717e-05 | -9.6717e-05
Scenario 3: Aggressive Fuel Sub | SDG&E | Com | HVAC | Com - Lodging | Gas Energy (MMTherm/year) | Energy Efficiency | 0.0026017 | 0.0053042 | 0.0081126 | 0.011054 | 0.014096 | 0.016859 | 0.018149 | 0.019488 | 0.018721 | 0.017901 | 0.017016 | 0.016144 | 0.015253
Scenario 3: Aggressive Fuel Sub | SDG&E | Com | HVAC | Com - Lodging | Gas Energy (MMTherm/year) | Fuel Substitution | 3.55e-06 | 7.4899e-06 | 1.1838e-05 | 1.6613e-05 | 2.1838e-05 | 2.1838e-05 | 2.1838e-05 | 2.1838e-05 | 2.1838e-05 | 2.1838e-05 | 2.1838e-05 | 2.1838e-05 | 2.1838e-05
Scenario 3: Aggressive Fuel Sub | SDG&E | Com | HVAC | Com - Office (Large) | Electric Demand (MW) | Energy Efficiency | 0.010422 | 0.01883 | 0.025074 | 0.029126 | 0.03041 | 0.032042 | 0.023956 | 0.017875 | 0.012892 | 0.010175 | 0.010297 | 0.0093986 | 0.0085993
Scenario 3: Aggressive Fuel Sub | SDG&E | Com | HVAC | Com - Office (Large) | Electric Energy (GWh/year) | Energy Efficiency | 0.092386 | 0.16623 | 0.22017 | 0.25393 | 0.26185 | 0.2746 | 0.19864 | 0.14086 | 0.093004 | 0.065726 | 0.064679 | 0.053807 | 0.043761
Scenario 3: Aggressive Fuel Sub | SDG&E | Com | HVAC | Com - Office (Large) | Gas Energy (MMTherm/year) | Energy Efficiency | 0.002026 | 0.0042197 | 0.0065841 | 0.0091248 | 0.011839 | 0.011839 | 0.011838 | 0.011837 | 0.011837 | 0.011837 | 0.011837 | 0.011837 | 0.011836
Scenario 3: Aggressive Fuel Sub | SDG&E | Com | HVAC | Com - Office (Small) | Electric Demand (MW) | Energy Efficiency | 0.0041222 | 0.008558 | 0.01331 | 0.018379 | 0.02376 | 0.029463 | 0.035487 | 0.041819 | 0.048452 | 0.055373 | 0.062573 | 0.070047 | 0.077787
Scenario 3: Aggressive Fuel Sub | SDG&E | Com | HVAC | Com - Office (Small) | Electric Energy (GWh/year) | Energy Efficiency | 0.0035245 | 0.0073037 | 0.011339 | 0.015631 | 0.020174 | 0.024975 | 0.030034 | 0.035339 | 0.040885 | 0.046664 | 0.052668 | 0.058893 | 0.065332
Scenario 3: Aggressive Fuel Sub | SDG&E | Com | HVAC | Com - Office (Small) | Gas Energy (MMTherm/year) | Energy Efficiency | 0.00022801 | 0.00047392 | 0.00073787 | 0.0010201 | 0.00132 | 0.0016385 | 0.0019756 | 0.0023303 | 0.0027023 | 0.0030907 | 0.0034952 | 0.0039154 | 0.0043508
Scenario 3: Aggressive Fuel Sub | SDG&E | Com | HVAC | Com - Other | Electric Demand (MW) | Energy Efficiency | 0.049762 | 0.10472 | 0.16499 | 0.23072 | 0.30128 | 0.37759 | 0.45969 | 0.54745 | 0.63616 | 0.72895 | 0.83122 | 0.93999 | 1.0544
Scenario 3: Aggressive Fuel Sub | SDG&E | Com | HVAC | Com - Other | Electric Energy (GWh/year) | Energy Efficiency | 0.051681 | 0.10916 | 0.17238 | 0.24142 | 0.31572 | 0.3962 | 0.48295 | 0.57591 | 0.66008 | 0.74543 | 0.85086 | 0.96612 | 1.0878
Scenario 3: Aggressive Fuel Sub | SDG&E | Com | HVAC | Com - Other | Electric Energy (GWh/year) | Fuel Substitution | -6.0636e-05 | -0.00012837 | -0.00020354 | -0.00028528 | -0.00037517 | -0.00037517 | -0.00037517 | -0.00037517 | -0.00037517 | -0.00037517 | -0.00037517 | -0.00037517 | -0.00037517
Scenario 3: Aggressive Fuel Sub | SDG&E | Com | HVAC | Com - Other | Gas Energy (MMTherm/year) | Energy Efficiency | 0.0067549 | 0.014185 | 0.022315 | 0.031173 | 0.04067 | 0.050931 | 0.061963 | 0.073743 | 0.085941 | 0.098781 | 0.11262 | 0.12727 | 0.14266
Scenario 3: Aggressive Fuel Sub | SDG&E | Com | HVAC | Com - Other | Gas Energy (MMTherm/year) | Fuel Substitution | 9.6452e-06 | 2.0391e-05 | 3.2289e-05 | 4.5581e-05 | 6.016e-05 | 6.016e-05 | 6.016e-05 | 6.016e-05 | 6.016e-05 | 6.016e-05 | 6.016e-05 | 6.016e-05 | 6.016e-05
Scenario 3: Aggressive Fuel Sub | SDG&E | Com | HVAC | Com - Restaurant | Electric Demand (MW) | Energy Efficiency | 0.0011772 | 0.0022744 | 0.0033073 | 0.0042321 | 0.0078158 | 0.011669 | 0.015823 | 0.020282 | 0.025027 | 0.030062 | 0.035397 | 0.041032 | 0.046961
Scenario 3: Aggressive Fuel Sub | SDG&E | Com | HVAC | Com - Restaurant | Electric Energy (GWh/year) | Energy Efficiency | -5.047e-05 | -5.5419e-05 | -2.1105e-05 | 6.2935e-05 | 0.00026804 | 0.000499 | 0.00075945 | 0.0010535 | 0.0013856 | 0.0017599 | 0.0021809 | 0.0026536 | 0.0031832
Scenario 3: Aggressive Fuel Sub | SDG&E | Com | HVAC | Com - Restaurant | Electric Energy (GWh/year) | Fuel Substitution | 4.2756e-08 | 8.9873e-08 | 4.6472e-07 | 8.7393e-07 | 1.3185e-06 | 1.3185e-06 | 1.3185e-06 | 1.3185e-06 | 1.3185e-06 | 1.3185e-06 | 1.3185e-06 | 1.3185e-06 | 1.3185e-06
Scenario 3: Aggressive Fuel Sub | SDG&E | Com | HVAC | Com - Restaurant | Gas Energy (MMTherm/year) | Energy Efficiency | 0.003983 | 0.0084066 | 0.013305 | 0.018693 | 0.025367 | 0.032783 | 0.041007 | 0.050098 | 0.06011 | 0.07111 | 0.083167 | 0.096354 | 0.11074
Scenario 3: Aggressive Fuel Sub | SDG&E | Com | HVAC | Com - Restaurant | Gas Energy (MMTherm/year) | Fuel Substitution | 9.8329e-09 | 2.0669e-08 | 7.5585e-08 | 1.3553e-07 | 2.0064e-07 | 2.0064e-07 | 2.0064e-07 | 2.0064e-07 | 2.0064e-07 | 2.0064e-07 | 2.0064e-07 | 2.0064e-07 | 2.0064e-07
Scenario 3: Aggressive Fuel Sub | SDG&E | Com | HVAC | Com - Retail | Electric Demand (MW) | Energy Efficiency | 0.013065 | 0.026914 | 0.041573 | 0.05691 | 0.07266 | 0.088978 | 0.10526 | 0.12206 | 0.12258 | 0.12255 | 0.12221 | 0.12172 | 0.12113
Scenario 3: Aggressive Fuel Sub | SDG&E | Com | HVAC | Com - Retail | Electric Energy (GWh/year) | Energy Efficiency | 0.037534 | 0.07832 | 0.1178 | 0.16046 | 0.2054 | 0.25262 | 0.29969 | 0.34959 | 0.34161 | 0.33239 | 0.32887 | 0.3253 | 0.32172
Scenario 3: Aggressive Fuel Sub | SDG&E | Com | HVAC | Com - Retail | Electric Energy (GWh/year) | Fuel Substitution | 4.0548e-06 | 8.528e-06 | 1.3433e-05 | 1.8785e-05 | 2.4597e-05 | 2.4597e-05 | 2.4597e-05 | 2.4597e-05 | 2.4597e-05 | 2.4597e-05 | 2.4597e-05 | 2.4597e-05 | 2.4597e-05
Scenario 3: Aggressive Fuel Sub | SDG&E | Com | HVAC | Com - Retail | Gas Energy (MMTherm/year) | Energy Efficiency | 0.00064052 | 0.0013255 | 0.002055 | 0.0028273 | 0.0036354 | 0.0039762 | 0.004332 | 0.0047019 | 0.0047219 | 0.0047317 | 0.0047377 | 0.004741 | 0.0047428
Scenario 3: Aggressive Fuel Sub | SDG&E | Com | HVAC | Com - Retail | Gas Energy (MMTherm/year) | Fuel Substitution | 3.0022e-07 | 6.3129e-07 | 9.9423e-07 | 1.3901e-06 | 1.8199e-06 | 1.8199e-06 | 1.8199e-06 | 1.8199e-06 | 1.8199e-06 | 1.8199e-06 | 1.8199e-06 | 1.8199e-06 | 1.8199e-06
Scenario 3: Aggressive Fuel Sub | SDG&E | Com | HVAC | Com - School | Electric Demand (MW) | Energy Efficiency | 0.015214 | 0.030687 | 0.046302 | 0.061966 | 0.077663 | 0.093303 | 0.10353 | 0.1142 | 0.12554 | 0.13824 | 0.15237 | 0.16792 | 0.18487
Scenario 3: Aggressive Fuel Sub | SDG&E | Com | HVAC | Com - School | Electric Energy (GWh/year) | Energy Efficiency | 0.049896 | 0.098119 | 0.14398 | 0.18693 | 0.22671 | 0.26304 | 0.26483 | 0.26609 | 0.26814 | 0.27514 | 0.28747 | 0.30526 | 0.32845
Scenario 3: Aggressive Fuel Sub | SDG&E | Com | HVAC | Com - School | Electric Energy (GWh/year) | Fuel Substitution | 2.7594e-08 | 5.7563e-08 | 8.9908e-08 | 1.2463e-07 | 1.6175e-07 | 1.6175e-07 | 1.6175e-07 | 1.6175e-07 | 1.6175e-07 | 1.6175e-07 | 1.6175e-07 | 1.6175e-07 | 1.6175e-07
Scenario 3: Aggressive Fuel Sub | SDG&E | Com | HVAC | Com - School | Gas Energy (MMTherm/year) | Energy Efficiency | 0.0027814 | 0.0057147 | 0.0087996 | 0.012036 | 0.015436 | 0.018986 | 0.022714 | 0.02659 | 0.030618 | 0.03479 | 0.039108 | 0.043569 | 0.048166
Scenario 3: Aggressive Fuel Sub | SDG&E | Com | HVAC | Com - School | Gas Energy (MMTherm/year) | Fuel Substitution | 1.0541e-07 | 2.1987e-07 | 3.4339e-07 | 4.76e-07 | 6.1772e-07 | 6.1772e-07 | 6.1772e-07 | 6.1772e-07 | 6.1772e-07 | 6.1772e-07 | 6.1772e-07 | 6.1772e-07 | 6.1772e-07
Scenario 3: Aggressive Fuel Sub | SDG&E | Com | HVAC | Com - Warehouse | Electric Demand (MW) | Energy Efficiency | 2.2177e-05 | 4.5897e-05 | 7.1176e-05 | 9.8079e-05 | 0.00012653 | 0.0001566 | 0.00018826 | 0.00022149 | 0.0002563 | 0.00029269 | 0.00033061 | 0.00037004 | 0.0003762
Scenario 3: Aggressive Fuel Sub | SDG&E | Com | HVAC | Com - Warehouse | Electric Energy (GWh/year) | Energy Efficiency | 6.7904e-05 | 0.00014053 | 0.00021794 | 0.00030031 | 0.00038743 | 0.00047951 | 0.00057643 | 0.0006782 | 0.00078478 | 0.00089619 | 0.0010123 | 0.001133 | 0.0011519
Scenario 3: Aggressive Fuel Sub | SDG&E | Com | HVAC | Com - Warehouse | Electric Energy (GWh/year) | Fuel Substitution | -1.0339e-05 | -2.189e-05 | -3.4663e-05 | -4.8786e-05 | -6.3949e-05 | -6.3949e-05 | -6.3949e-05 | -6.3949e-05 | -6.3949e-05 | -6.3949e-05 | -6.3949e-05 | -6.3949e-05 | -6.3949e-05
Scenario 3: Aggressive Fuel Sub | SDG&E | Com | HVAC | Com - Warehouse | Gas Energy (MMTherm/year) | Fuel Substitution | 1.6707e-06 | 3.5341e-06 | 5.622e-06 | 7.9259e-06 | 1.0588e-05 | 1.0588e-05 | 1.0588e-05 | 1.0588e-05 | 1.0588e-05 | 1.0588e-05 | 1.0588e-05 | 1.0588e-05 | 1.0588e-05
Scenario 3: Aggressive Fuel Sub | SDG&E | Com | Lighting | Com - College | Electric Demand (MW) | Energy Efficiency | 0 | 0.0083577 | 0.019223 | 0.030398 | 0.041783 | 0.053441 | 0.065364 | 0.07752 | 0.079907 | 0.079907 | 0.079907 | 0.079907 | 0.079907
Scenario 3: Aggressive Fuel Sub | SDG&E | Com | Lighting | Com - College | Electric Energy (GWh/year) | Energy Efficiency | 0 | 0.03258 | 0.074937 | 0.1185 | 0.16288 | 0.20832 | 0.2548 | 0.30219 | 0.31149 | 0.31149 | 0.31149 | 0.31149 | 0.31149
Scenario 3: Aggressive Fuel Sub | SDG&E | Com | Lighting | Com - College | Gas Energy (MMTherm/year) | Energy Efficiency | 0 | -0.00014631 | -0.00033653 | -0.00053215 | -0.00073147 | -0.00093556 | -0.0011443 | -0.0013571 | -0.0013989 | -0.0013989 | -0.0013989 | -0.0013989 | -0.0013989
Scenario 3: Aggressive Fuel Sub | SDG&E | Com | Lighting | Com - Grocery | Electric Demand (MW) | Energy Efficiency | 0.013669 | 0.027448 | 0.041333 | 0.055349 | 0.069463 | 0.083724 | 0.098139 | 0.1127 | 0.12739 | 0.13633 | 0.14423 | 0.15228 | 0.16048
Scenario 3: Aggressive Fuel Sub | SDG&E | Com | Lighting | Com - Grocery | Electric Energy (GWh/year) | Energy Efficiency | 0.078297 | 0.15723 | 0.23677 | 0.31707 | 0.39793 | 0.47963 | 0.56222 | 0.64566 | 0.72984 | 0.78114 | 0.82653 | 0.87277 | 0.91986
Scenario 3: Aggressive Fuel Sub | SDG&E | Com | Lighting | Com - Grocery | Gas Energy (MMTherm/year) | Energy Efficiency | -0.00093757 | -0.0018827 | -0.0028351 | -0.0037965 | -0.0047645 | -0.0057426 | -0.0067313 | -0.0077302 | -0.0087377 | -0.0093503 | -0.0098917 | -0.010443 | -0.011005
Scenario 3: Aggressive Fuel Sub | SDG&E | Com | Lighting | Com - Health | Electric Demand (MW) | Energy Efficiency | 0.031343 | 0.062857 | 0.09457 | 0.12672 | 0.15902 | 0.19139 | 0.22316 | 0.2551 | 0.28746 | 0.32057 | 0.35468 | 0.38843 | 0.42209
Scenario 3: Aggressive Fuel Sub | SDG&E | Com | Lighting | Com - Health | Electric Energy (GWh/year) | Energy Efficiency | 0.19205 | 0.38515 | 0.57947 | 0.77644 | 0.97436 | 1.1727 | 1.3674 | 1.5631 | 1.7614 | 1.9643 | 2.1733 | 2.3801 | 2.5864
Scenario 3: Aggressive Fuel Sub | SDG&E | Com | Lighting | Com - Health | Gas Energy (MMTherm/year) | Energy Efficiency | -0.0010607 | -0.0021272 | -0.0032004 | -0.0042883 | -0.0053814 | -0.0064769 | -0.0075521 | -0.0086333 | -0.0097282 | -0.010849 | -0.012003 | -0.013145 | -0.014285
Scenario 3: Aggressive Fuel Sub | SDG&E | Com | Lighting | Com - Office (Large) | Electric Demand (MW) | Energy Efficiency | 0.024004 | 0.048258 | 0.072736 | 0.097445 | 0.12231 | 0.14746 | 0.17294 | 0.19867 | 0.22451 | 0.25051 | 0.27666 | 0.30295 | 0.32941
Scenario 3: Aggressive Fuel Sub | SDG&E | Com | Lighting | Com - Office (Large) | Electric Energy (GWh/year) | Energy Efficiency | 0.1766 | 0.35504 | 0.53513 | 0.71692 | 0.89986 | 1.0849 | 1.2723 | 1.4616 | 1.6518 | 1.8431 | 2.0354 | 2.2289 | 2.4235
Scenario 3: Aggressive Fuel Sub | SDG&E | Com | Lighting | Com - Office (Large) | Gas Energy (MMTherm/year) | Energy Efficiency | -0.0001751 | -0.00035202 | -0.00053059 | -0.00071083 | -0.00089221 | -0.0010757 | -0.0012615 | -0.0014492 | -0.0016377 | -0.0018274 | -0.0020181 | -0.0022099 | -0.0024029
Scenario 3: Aggressive Fuel Sub | SDG&E | Com | Lighting | Com - Refrig. Warehouse | Electric Demand (MW) | Energy Efficiency | 3.435e-05 | 6.8973e-05 | 0.00010389 | 0.00013888 | 0.00017409 | 0.00020957 | 0.00024539 | 0.00028155 | 0.00031815 | 0.00035513 | 0.00039258 | 0.00043052 | 0.00046897
Scenario 3: Aggressive Fuel Sub | SDG&E | Com | Lighting | Com - Refrig. Warehouse | Electric Energy (GWh/year) | Energy Efficiency | 0.00030573 | 0.00061387 | 0.0009246 | 0.001236 | 0.0015494 | 0.0018651 | 0.0021838 | 0.0025056 | 0.0028313 | 0.0031604 | 0.0034936 | 0.0038312 | 0.0041732
Scenario 3: Aggressive Fuel Sub | SDG&E | Com | Lighting | Com - Restaurant | Electric Demand (MW) | Energy Efficiency | 0.008696 | 0.017277 | 0.025769 | 0.034157 | 0.043484 | 0.052887 | 0.062378 | 0.071958 | 0.081617 | 0.091359 | 0.10119 | 0.11111 | 0.12112
Scenario 3: Aggressive Fuel Sub | SDG&E | Com | Lighting | Com - Restaurant | Electric Energy (GWh/year) | Energy Efficiency | 0.054414 | 0.10811 | 0.16125 | 0.21373 | 0.27209 | 0.33093 | 0.39031 | 0.45025 | 0.51068 | 0.57164 | 0.63314 | 0.6952 | 0.75782
Scenario 3: Aggressive Fuel Sub | SDG&E | Com | Lighting | Com - Restaurant | Gas Energy (MMTherm/year) | Energy Efficiency | -0.00016638 | -0.00033056 | -0.00049304 | -0.00065352 | -0.00083198 | -0.0010119 | -0.0011935 | -0.0013768 | -0.0015616 | -0.001748 | -0.0019361 | -0.0021258 | -0.0023174
Scenario 3: Aggressive Fuel Sub | SDG&E | Com | Lighting | Com - Retail | Electric Demand (MW) | Energy Efficiency | 0.058115 | 0.11559 | 0.17251 | 0.2288 | 0.28426 | 0.33919 | 0.39351 | 0.44725 | 0.50047 | 0.5533 | 0.60575 | 0.65794 | 0.70991
Scenario 3: Aggressive Fuel Sub | SDG&E | Com | Lighting | Com - Retail | Electric Energy (GWh/year) | Energy Efficiency | 0.36207 | 0.72017 | 1.0748 | 1.4254 | 1.771 | 2.1132 | 2.4516 | 2.7864 | 3.118 | 3.4471 | 3.7739 | 4.099 | 4.4228
Scenario 3: Aggressive Fuel Sub | SDG&E | Com | Lighting | Com - Retail | Gas Energy (MMTherm/year) | Energy Efficiency | -0.00054337 | -0.0010808 | -0.001613 | -0.0021392 | -0.0026578 | -0.0031714 | -0.0036793 | -0.0041817 | -0.0046794 | -0.0051733 | -0.0056637 | -0.0061516 | -0.0066376
Scenario 3: Aggressive Fuel Sub | SDG&E | Com | Lighting | Com - Warehouse | Electric Demand (MW) | Energy Efficiency | 0.00062192 | 0.0012597 | 0.0019134 | 0.0025845 | 0.0032704 | 0.0039727 | 0.0046903 | 0.005423 | 0.0055588 | 0.0055588 | 0.0055588 | 0.0055588 | 0.0055588
Scenario 3: Aggressive Fuel Sub | SDG&E | Com | Lighting | Com - Warehouse | Electric Energy (GWh/year) | Energy Efficiency | 0.0051613 | 0.010454 | 0.015879 | 0.021449 | 0.027141 | 0.032969 | 0.038924 | 0.045005 | 0.046132 | 0.046132 | 0.046132 | 0.046132 | 0.046132
Scenario 3: Aggressive Fuel Sub | SDG&E | Com | Lighting | Com - Warehouse | Gas Energy (MMTherm/year) | Energy Efficiency | -1.7241e-05 | -3.4923e-05 | -5.3043e-05 | -7.1649e-05 | -9.0662e-05 | -0.00011013 | -0.00013003 | -0.00015034 | -0.0001541 | -0.0001541 | -0.0001541 | -0.0001541 | -0.0001541
Scenario 3: Aggressive Fuel Sub | SDG&E | Com | WaterHeat | Com - College | Electric Demand (MW) | Energy Efficiency | 0.0079352 | 0.016617 | 0.026061 | 0.036324 | 0.047369 | 0.059276 | 0.072054 | 0.0857 | 0.10024 | 0.11569 | 0.13206 | 0.14951 | 0.16795
Scenario 3: Aggressive Fuel Sub | SDG&E | Com | WaterHeat | Com - College | Electric Demand (MW) | Fuel Substitution | 0 | 0 | 0 | 0 | 0 | 0.46016 | 0.99168 | 1.5911 | 2.2501 | 2.9921 | 3.826 | 4.732 | 5.693
Scenario 3: Aggressive Fuel Sub | SDG&E | Com | WaterHeat | Com - College | Electric Energy (GWh/year) | Energy Efficiency | 0.030096 | 0.063024 | 0.098843 | 0.13777 | 0.17966 | 0.22482 | 0.27328 | 0.32504 | 0.38017 | 0.43877 | 0.50085 | 0.56706 | 0.63698
Scenario 3: Aggressive Fuel Sub | SDG&E | Com | WaterHeat | Com - College | Electric Energy (GWh/year) | Fuel Substitution | -0.82932 | -1.7484 | -2.7576 | -3.8577 | -5.0492 | -3.2299 | -1.1284 | 1.2417 | 3.8472 | 6.7807 | 10.078 | 13.6599 | 17.4598
Scenario 3: Aggressive Fuel Sub | SDG&E | Com | WaterHeat | Com - College | Gas Energy (MMTherm/year) | Energy Efficiency | 0.0077655 | 0.015653 | 0.023661 | 0.031663 | 0.036032 | 0.036065 | 0.036033 | 0.035998 | 0.032144 | 0.028303 | 0.028239 | 0.028239 | 0.032007
Scenario 3: Aggressive Fuel Sub | SDG&E | Com | WaterHeat | Com - College | Gas Energy (MMTherm/year) | Fuel Substitution | 0.094583 | 0.19935 | 0.31434 | 0.43964 | 0.57533 | 0.57533 | 0.57533 | 0.57533 | 0.57533 | 0.57533 | 0.57533 | 0.57533 | 0.57533
Scenario 3: Aggressive Fuel Sub | SDG&E | Com | WaterHeat | Com - Grocery | Electric Demand (MW) | Energy Efficiency | 0.020357 | 0.042673 | 0.066973 | 0.093333 | 0.12173 | 0.15229 | 0.18505 | 0.22006 | 0.25731 | 0.29688 | 0.33879 | 0.38309 | 0.42987
Scenario 3: Aggressive Fuel Sub | SDG&E | Com | WaterHeat | Com - Grocery | Electric Energy (GWh/year) | Energy Efficiency | 0.10691 | 0.2241 | 0.35172 | 0.49015 | 0.63929 | 0.79975 | 0.97183 | 1.1557 | 1.3513 | 1.5591 | 1.7792 | 2.0119 | 2.2575
Scenario 3: Aggressive Fuel Sub | SDG&E | Com | WaterHeat | Com - Grocery | Electric Energy (GWh/year) | Fuel Substitution | -0.034604 | -0.072328 | -0.11317 | -0.15721 | -0.20449 | -0.20449 | -0.20449 | -0.20449 | -0.20449 | -0.20449 | -0.20449 | -0.20449 | -0.20449
Scenario 3: Aggressive Fuel Sub | SDG&E | Com | WaterHeat | Com - Grocery | Gas Energy (MMTherm/year) | Energy Efficiency | 0.0049153 | 0.0098397 | 0.01477 | 0.019664 | 0.021684 | 0.023053 | 0.023039 | 0.023024 | 0.020296 | 0.017596 | 0.017555 | 0.01757 | 0.020267
Scenario 3: Aggressive Fuel Sub | SDG&E | Com | WaterHeat | Com - Grocery | Gas Energy (MMTherm/year) | Fuel Substitution | 0.0046883 | 0.0097992 | 0.015333 | 0.021299 | 0.027705 | 0.027705 | 0.027705 | 0.027705 | 0.027705 | 0.027705 | 0.027705 | 0.027705 | 0.027705
Scenario 3: Aggressive Fuel Sub | SDG&E | Com | WaterHeat | Com - Health | Electric Demand (MW) | Energy Efficiency | 0.025394 | 0.053221 | 0.083538 | 0.11659 | 0.15218 | 0.19027 | 0.23018 | 0.27267 | 0.31805 | 0.36682 | 0.4194 | 0.47406 | 0.53115
Scenario 3: Aggressive Fuel Sub | SDG&E | Com | WaterHeat | Com - Health | Electric Demand (MW) | Fuel Substitution | 0 | 0 | 0 | 0 | 0 | 0.57877 | 1.2511 | 2.0131 | 2.8541 | 3.8016 | 4.8737 | 6.0433 | 7.2876
Scenario 3: Aggressive Fuel Sub | SDG&E | Com | WaterHeat | Com - Health | Electric Energy (GWh/year) | Energy Efficiency | 0.21096 | 0.44213 | 0.69399 | 0.96852 | 1.2642 | 1.5807 | 1.9122 | 2.2652 | 2.6422 | 3.0474 | 3.4842 | 3.9384 | 4.4127
Scenario 3: Aggressive Fuel Sub | SDG&E | Com | WaterHeat | Com - Health | Electric Energy (GWh/year) | Fuel Substitution | -2.2667 | -4.7848 | -7.5569 | -10.5871 | -13.8787 | -8.8748 | -3.062 | 3.5254 | 10.7963 | 18.9881 | 28.2572 | 38.3686 | 49.1263
Scenario 3: Aggressive Fuel Sub | SDG&E | Com | WaterHeat | Com - Health | Gas Energy (MMTherm/year) | Energy Efficiency | 0.017223 | 0.034841 | 0.052858 | 0.071173 | 0.085042 | 0.085325 | 0.085363 | 0.085398 | 0.080381 | 0.075363 | 0.075326 | 0.075428 | 0.080482
Scenario 3: Aggressive Fuel Sub | SDG&E | Com | WaterHeat | Com - Health | Gas Energy (MMTherm/year) | Fuel Substitution | 0.26212 | 0.55316 | 0.87342 | 1.2234 | 1.6034 | 1.6034 | 1.6034 | 1.6034 | 1.6034 | 1.6034 | 1.6034 | 1.6034 | 1.6034
Scenario 3: Aggressive Fuel Sub | SDG&E | Com | WaterHeat | Com - Lodging | Electric Demand (MW) | Energy Efficiency | 0.0060499 | 0.012602 | 0.019662 | 0.027273 | 0.03537 | 0.043831 | 0.052823 | 0.062347 | 0.072412 | 0.083026 | 0.094174 | 0.10586 | 0.11811
Scenario 3: Aggressive Fuel Sub | SDG&E | Com | WaterHeat | Com - Lodging | Electric Demand (MW) | Fuel Substitution | 0 | 0 | 0 | 0 | 0 | 0.74106 | 1.5967 | 2.5611 | 3.6203 | 4.8032 | 6.1305 | 7.5685 | 9.0895
Scenario 3: Aggressive Fuel Sub | SDG&E | Com | WaterHeat | Com - Lodging | Electric Energy (GWh/year) | Energy Efficiency | 0.04902 | 0.10211 | 0.15932 | 0.221 | 0.28662 | 0.35522 | 0.42811 | 0.50532 | 0.58693 | 0.67298 | 0.76336 | 0.85808 | 0.95738
Scenario 3: Aggressive Fuel Sub | SDG&E | Com | WaterHeat | Com - Lodging | Electric Energy (GWh/year) | Fuel Substitution | -3.1093 | -6.543 | -10.3002 | -14.3823 | -18.7892 | -12.5409 | -5.3265 | 2.8052 | 11.7353 | 21.7092 | 32.9003 | 45.0246 | 57.8492
Scenario 3: Aggressive Fuel Sub | SDG&E | Com | WaterHeat | Com - Lodging | Gas Energy (MMTherm/year) | Energy Efficiency | 0.090566 | 0.18224 | 0.2751 | 0.36888 | 0.45757 | 0.46026 | 0.4598 | 0.45937 | 0.45003 | 0.4408 | 0.43664 | 0.43309 | 0.43576
Scenario 3: Aggressive Fuel Sub | SDG&E | Com | WaterHeat | Com - Lodging | Gas Energy (MMTherm/year) | Fuel Substitution | 0.35329 | 0.74318 | 1.1696 | 1.6326 | 2.1323 | 2.1323 | 2.1323 | 2.1323 | 2.1323 | 2.1323 | 2.1323 | 2.1323 | 2.1323
Scenario 3: Aggressive Fuel Sub | SDG&E | Com | WaterHeat | Com - Office (Large) | Electric Demand (MW) | Energy Efficiency | 0.0053101 | 0.011086 | 0.017331 | 0.024049 | 0.031231 | 0.038908 | 0.047101 | 0.055801 | 0.064976 | 0.074642 | 0.084797 | 0.095449 | 0.10661
Scenario 3: Aggressive Fuel Sub | SDG&E | Com | WaterHeat | Com - Office (Large) | Electric Demand (MW) | Fuel Substitution | 0 | 0 | 0 | 0 | 0 | 0.061315 | 0.1314 | 0.20972 | 0.2951 | 0.39287 | 0.5023 | 0.6205 | 0.74508
Scenario 3: Aggressive Fuel Sub | SDG&E | Com | WaterHeat | Com - Office (Large) | Electric Energy (GWh/year) | Energy Efficiency | 0.09585 | 0.20011 | 0.31282 | 0.43409 | 0.56373 | 0.70229 | 0.85017 | 1.0072 | 1.1728 | 1.3472 | 1.5305 | 1.7228 | 1.9242
Scenario 3: Aggressive Fuel Sub | SDG&E | Com | WaterHeat | Com - Office (Large) | Electric Energy (GWh/year) | Fuel Substitution | -0.47627 | -0.99992 | -1.5706 | -2.1882 | -2.8524 | -1.6986 | -0.37964 | 1.0943 | 2.7011 | 4.5411 | 6.6005 | 8.825 | 11.1696
Scenario 3: Aggressive Fuel Sub | SDG&E | Com | WaterHeat | Com - Office (Large) | Gas Energy (MMTherm/year) | Energy Efficiency | 0.016483 | 0.032747 | 0.048789 | 0.064515 | 0.071758 | 0.070272 | 0.06882 | 0.067403 | 0.060571 | 0.054099 | 0.05276 | 0.051507 | 0.0557
Scenario 3: Aggressive Fuel Sub | SDG&E | Com | WaterHeat | Com - Office (Large) | Gas Energy (MMTherm/year) | Fuel Substitution | 0.053299 | 0.11189 | 0.17574 | 0.24483 | 0.31914 | 0.31914 | 0.31914 | 0.31914 | 0.31914 | 0.31914 | 0.31914 | 0.31914 | 0.31914
Scenario 3: Aggressive Fuel Sub | SDG&E | Com | WaterHeat | Com - Office (Small) | Electric Demand (MW) | Energy Efficiency | 0.00031858 | 0.000666 | 0.0010426 | 0.0014488 | 0.0018848 | 0.0023514 | 0.0028486 | 0.0033766 | 0.0039356 | 0.004526 | 0.0051479 | 0.0058017 | 0.0064877
Scenario 3: Aggressive Fuel Sub | SDG&E | Com | WaterHeat | Com - Office (Small) | Electric Demand (MW) | Fuel Substitution | 0 | 0 | 0 | 0 | 0 | 0.0043925 | 0.0094341 | 0.015087 | 0.021266 | 0.028182 | 0.035906 | 0.044241 | 0.053029
Scenario 3: Aggressive Fuel Sub | SDG&E | Com | WaterHeat | Com - Office (Small) | Electric Energy (GWh/year) | Energy Efficiency | 0.034012 | 0.071104 | 0.11131 | 0.15468 | 0.20123 | 0.25104 | 0.30413 | 0.3605 | 0.4202 | 0.48323 | 0.54963 | 0.61944 | 0.69269
Scenario 3: Aggressive Fuel Sub | SDG&E | Com | WaterHeat | Com - Office (Small) | Electric Energy (GWh/year) | Fuel Substitution | -0.2102 | -0.44215 | -0.69572 | -0.97085 | -1.2675 | -0.77903 | -0.21839 | 0.41019 | 1.0974 | 1.8665 | 2.7254 | 3.6523 | 4.6296
Scenario 3: Aggressive Fuel Sub | SDG&E | Com | WaterHeat | Com - Office (Small) | Gas Energy (MMTherm/year) | Energy Efficiency | 0.0068326 | 0.01363 | 0.020387 | 0.027005 | 0.027091 | 0.026853 | 0.026602 | 0.02634 | 0.019987 | 0.013699 | 0.013349 | 0.013103 | 0.018861
Scenario 3: Aggressive Fuel Sub | SDG&E | Com | WaterHeat | Com - Office (Small) | Gas Energy (MMTherm/year) | Fuel Substitution | 0.023314 | 0.049033 | 0.077146 | 0.10765 | 0.14052 | 0.14052 | 0.14052 | 0.14052 | 0.14052 | 0.14052 | 0.14052 | 0.14052 | 0.14052
Scenario 3: Aggressive Fuel Sub | SDG&E | Com | WaterHeat | Com - Other | Electric Demand (MW) | Energy Efficiency | 0.15453 | 0.32449 | 0.51032 | 0.71252 | 0.93105 | 1.167 | 1.4205 | 1.692 | 1.9817 | 2.2902 | 2.6177 | 2.9647 | 3.3319
Scenario 3: Aggressive Fuel Sub | SDG&E | Com | WaterHeat | Com - Other | Electric Demand (MW) | Fuel Substitution | 0 | 0 | 0 | 0 | 0 | 2.4207 | 5.2147 | 8.3657 | 11.8307 | 15.7564 | 20.1758 | 24.9801 | 30.0782
Scenario 3: Aggressive Fuel Sub | SDG&E | Com | WaterHeat | Com - Other | Electric Energy (GWh/year) | Energy Efficiency | 0.99729 | 2.0941 | 3.2934 | 4.5983 | 6.0086 | 7.531 | 9.1672 | 10.9192 | 12.789 | 14.7798 | 16.8934 | 19.1331 | 21.5024
Scenario 3: Aggressive Fuel Sub | SDG&E | Com | WaterHeat | Com - Other | Electric Energy (GWh/year) | Fuel Substitution | -7.8846 | -16.6135 | -26.192 | -36.6293 | -47.9335 | -31.6439 | -12.8423 | 8.3616 | 31.6786 | 58.0964 | 87.8361 | 120.1661 | 154.4731
Scenario 3: Aggressive Fuel Sub | SDG&E | Com | WaterHeat | Com - Other | Gas Energy (MMTherm/year) | Energy Efficiency | 0.030288 | 0.061308 | 0.093066 | 0.12481 | 0.14443 | 0.14773 | 0.14776 | 0.14778 | 0.13471 | 0.12172 | 0.12118 | 0.1217 | 0.13472
Scenario 3: Aggressive Fuel Sub | SDG&E | Com | WaterHeat | Com - Other | Gas Energy (MMTherm/year) | Fuel Substitution | 0.88052 | 1.8548 | 2.9236 | 4.0878 | 5.3484 | 5.3484 | 5.3484 | 5.3484 | 5.3484 | 5.3484 | 5.3484 | 5.3484 | 5.3484
Scenario 3: Aggressive Fuel Sub | SDG&E | Com | WaterHeat | Com - Refrig. Warehouse | Electric Demand (MW) | Energy Efficiency | 0.00010258 | 0.00021475 | 0.0003367 | 0.00046797 | 0.00060904 | 0.0007602 | 0.00092189 | 0.0010943 | 0.001278 | 0.0014729 | 0.0016796 | 0.0018985 | 0.0021299
Scenario 3: Aggressive Fuel Sub | SDG&E | Com | WaterHeat | Com - Refrig. Warehouse | Electric Demand (MW) | Fuel Substitution | 0 | 0 | 0 | 0 | 0 | 0.00040299 | 0.00086748 | 0.0013904 | 0.0019644 | 0.0025992 | 0.0033108 | 0.0040814 | 0.0048967
Scenario 3: Aggressive Fuel Sub | SDG&E | Com | WaterHeat | Com - Refrig. Warehouse | Electric Energy (GWh/year) | Energy Efficiency | 0.0011794 | 0.002469 | 0.003871 | 0.0053802 | 0.0070021 | 0.00874 | 0.010599 | 0.012581 | 0.014692 | 0.016933 | 0.01931 | 0.021827 | 0.024487
Scenario 3: Aggressive Fuel Sub | SDG&E | Com | WaterHeat | Com - Refrig. Warehouse | Electric Energy (GWh/year) | Fuel Substitution | -0.0023898 | -0.0050167 | -0.0078795 | -0.010978 | -0.014311 | -0.0094862 | -0.0039253 | 0.0023357 | 0.0092068 | 0.016807 | 0.025326 | 0.034552 | 0.044313
Scenario 3: Aggressive Fuel Sub | SDG&E | Com | WaterHeat | Com - Refrig. Warehouse | Gas Energy (MMTherm/year) | Energy Efficiency | 7.4202e-06 | 1.5133e-05 | 2.3138e-05 | 3.1371e-05 | 3.9867e-05 | 3.9867e-05 | 3.9867e-05 | 0.00016316 | 0.00016316 | 0.00016316 | 0.00027943 | 0.0002811 | 0.0004025
Scenario 3: Aggressive Fuel Sub | SDG&E | Com | WaterHeat | Com - Refrig. Warehouse | Gas Energy (MMTherm/year) | Fuel Substitution | 0.00028127 | 0.0005902 | 0.00092664 | 0.0012905 | 0.0016819 | 0.0016819 | 0.0016819 | 0.0016819 | 0.0016819 | 0.0016819 | 0.0016819 | 0.0016819 | 0.0016819
Scenario 3: Aggressive Fuel Sub | SDG&E | Com | WaterHeat | Com - Restaurant | Electric Demand (MW) | Energy Efficiency | 0.045677 | 0.094684 | 0.14703 | 0.20252 | 0.26885 | 0.3402 | 0.41656 | 0.49803 | 0.58464 | 0.67648 | 0.77365 | 0.87627 | 0.98442
Scenario 3: Aggressive Fuel Sub | SDG&E | Com | WaterHeat | Com - Restaurant | Electric Demand (MW) | Fuel Substitution | 0 | 0 | 0 | 0 | 0 | 2.3126 | 4.9652 | 7.9384 | 11.1898 | 14.8264 | 18.8961 | 23.2987 | 27.9517
Scenario 3: Aggressive Fuel Sub | SDG&E | Com | WaterHeat | Com - Restaurant | Electric Energy (GWh/year) | Energy Efficiency | 0.23437 | 0.48582 | 0.7544 | 1.0392 | 1.3795 | 1.7456 | 2.1375 | 2.5556 | 3 | 3.4713 | 3.97 | 4.4966 | 5.0516
Scenario 3: Aggressive Fuel Sub | SDG&E | Com | WaterHeat | Com - Restaurant | Electric Energy (GWh/year) | Fuel Substitution | -4.8936 | -10.276 | -16.1386 | -22.4735 | -29.2967 | -16.9394 | -2.7654 | 13.1224 | 30.4964 | 49.9286 | 71.6755 | 95.2017 | 120.0653
Scenario 3: Aggressive Fuel Sub | SDG&E | Com | WaterHeat | Com - Restaurant | Gas Energy (MMTherm/year) | Energy Efficiency | 0.010971 | 0.022111 | 0.03342 | 0.044862 | 0.058238 | 0.063218 | 0.06348 | 0.065743 | 0.066103 | 0.066518 | 0.068639 | 0.068865 | 0.070999
Scenario 3: Aggressive Fuel Sub | SDG&E | Com | WaterHeat | Com - Restaurant | Gas Energy (MMTherm/year) | Fuel Substitution | 0.56768 | 1.1919 | 1.8717 | 2.6062 | 3.3972 | 3.3972 | 3.3972 | 3.3972 | 3.3972 | 3.3972 | 3.3972 | 3.3972 | 3.3972
Scenario 3: Aggressive Fuel Sub | SDG&E | Com | WaterHeat | Com - Retail | Electric Demand (MW) | Energy Efficiency | 0.010252 | 0.021231 | 0.032933 | 0.045072 | 0.057868 | 0.071351 | 0.085478 | 0.10023 | 0.11545 | 0.1313 | 0.14777 | 0.16504 | 0.18293
Scenario 3: Aggressive Fuel Sub | SDG&E | Com | WaterHeat | Com - Retail | Electric Demand (MW) | Fuel Substitution | 0 | 0 | 0 | 0 | 0 | 0.08728 | 0.18725 | 0.29905 | 0.42087 | 0.55321 | 0.69978 | 0.85681 | 1.0213
Scenario 3: Aggressive Fuel Sub | SDG&E | Com | WaterHeat | Com - Retail | Electric Energy (GWh/year) | Energy Efficiency | 0.063287 | 0.13118 | 0.20364 | 0.27965 | 0.35976 | 0.44414 | 0.53254 | 0.62485 | 0.72053 | 0.82014 | 0.92362 | 1.0315 | 1.1434
Scenario 3: Aggressive Fuel Sub | SDG&E | Com | WaterHeat | Com - Retail | Electric Energy (GWh/year) | Fuel Substitution | -0.24091 | -0.50608 | -0.79511 | -1.1076 | -1.4433 | -0.87503 | -0.22416 | 0.50368 | 1.2968 | 2.1584 | 3.1126 | 4.135 | 5.2061
Scenario 3: Aggressive Fuel Sub | SDG&E | Com | WaterHeat | Com - Retail | Gas Energy (MMTherm/year) | Energy Efficiency | 0.01229 | 0.024541 | 0.036741 | 0.048863 | 0.048899 | 0.04863 | 0.048339 | 0.048029 | 0.03623 | 0.024506 | 0.024134 | 0.023774 | 0.034855
Scenario 3: Aggressive Fuel Sub | SDG&E | Com | WaterHeat | Com - Retail | Gas Energy (MMTherm/year) | Fuel Substitution | 0.026227 | 0.055095 | 0.086559 | 0.12058 | 0.15711 | 0.15711 | 0.15711 | 0.15711 | 0.15711 | 0.15711 | 0.15711 | 0.15711 | 0.15711
Scenario 3: Aggressive Fuel Sub | SDG&E | Com | WaterHeat | Com - School | Electric Demand (MW) | Energy Efficiency | 0.0063059 | 0.013206 | 0.020713 | 0.028836 | 0.037597 | 0.047008 | 0.057069 | 0.067795 | 0.079201 | 0.0913 | 0.10411 | 0.11763 | 0.13189
Scenario 3: Aggressive Fuel Sub | SDG&E | Com | WaterHeat | Com - School | Electric Demand (MW) | Fuel Substitution | 0 | 0 | 0 | 0 | 0 | 0.2314 | 0.49646 | 0.79316 | 1.1171 | 1.4888 | 1.9054 | 2.3565 | 2.8332
Scenario 3: Aggressive Fuel Sub | SDG&E | Com | WaterHeat | Com - School | Electric Energy (GWh/year) | Energy Efficiency | 0.085611 | 0.17929 | 0.2812 | 0.39149 | 0.51043 | 0.63822 | 0.77483 | 0.92046 | 1.0753 | 1.2396 | 1.4135 | 1.5972 | 1.7907
Scenario 3: Aggressive Fuel Sub | SDG&E | Com | WaterHeat | Com - School | Electric Energy (GWh/year) | Fuel Substitution | -1.3384 | -2.8152 | -4.43 | -6.183 | -8.0749 | -4.7999 | -1.0483 | 3.1509 | 7.7365 | 12.9971 | 18.8939 | 25.2783 | 32.0257
Scenario 3: Aggressive Fuel Sub | SDG&E | Com | WaterHeat | Com - School | Gas Energy (MMTherm/year) | Energy Efficiency | 0.010918 | 0.021928 | 0.033032 | 0.044147 | 0.051095 | 0.051454 | 0.050947 | 0.050446 | 0.046727 | 0.043152 | 0.042656 | 0.042209 | 0.044967
Scenario 3: Aggressive Fuel Sub | SDG&E | Com | WaterHeat | Com - School | Gas Energy (MMTherm/year) | Fuel Substitution | 0.15338 | 0.32257 | 0.50757 | 0.7084 | 0.92511 | 0.92511 | 0.92511 | 0.92511 | 0.92511 | 0.92511 | 0.92511 | 0.92511 | 0.92511
Scenario 3: Aggressive Fuel Sub | SDG&E | Com | WaterHeat | Com - Warehouse | Electric Demand (MW) | Energy Efficiency | 0.00064378 | 0.0013086 | 0.001998 | 0.00246 | 0.0029681 | 0.003523 | 0.0041242 | 0.0047722 | 0.0052921 | 0.0058646 | 0.006489 | 0.0073405 | 0.0082401
Scenario 3: Aggressive Fuel Sub | SDG&E | Com | WaterHeat | Com - Warehouse | Electric Demand (MW) | Fuel Substitution | 0 | 0 | 0 | 0 | 0 | 0.001247 | 0.0026864 | 0.0043097 | 0.0060945 | 0.0080969 | 0.010346 | 0.012785 | 0.01537
Scenario 3: Aggressive Fuel Sub | SDG&E | Com | WaterHeat | Com - Warehouse | Electric Energy (GWh/year) | Energy Efficiency | 0.01108 | 0.023099 | 0.036089 | 0.049297 | 0.063579 | 0.078978 | 0.095506 | 0.11318 | 0.13148 | 0.151 | 0.17173 | 0.19427 | 0.21808
Scenario 3: Aggressive Fuel Sub | SDG&E | Com | WaterHeat | Com - Warehouse | Electric Energy (GWh/year) | Fuel Substitution | -0.018898 | -0.039767 | -0.062612 | -0.087452 | -0.1143 | -0.079898 | -0.040182 | 0.0046083 | 0.053855 | 0.10911 | 0.17115 | 0.23847 | 0.3098
Scenario 3: Aggressive Fuel Sub | SDG&E | Com | WaterHeat | Com - Warehouse | Gas Energy (MMTherm/year) | Energy Efficiency | 0.0098482 | 0.019723 | 0.029618 | 0.039223 | 0.039581 | 0.039628 | 0.039663 | 0.039689 | 0.030064 | 0.020432 | 0.020197 | 0.020426 | 0.030038
Scenario 3: Aggressive Fuel Sub | SDG&E | Com | WaterHeat | Com - Warehouse | Gas Energy (MMTherm/year) | Fuel Substitution | 0.0021582 | 0.0045397 | 0.0071452 | 0.0099772 | 0.013038 | 0.013038 | 0.013038 | 0.013038 | 0.013038 | 0.013038 | 0.013038 | 0.013038 | 0.013038
Scenario 3: Aggressive Fuel Sub | SDG&E | Com | WholeBlg | Com - College | Electric Demand (MW) | Energy Efficiency | 0.040077 | 0.081432 | 0.12414 | 0.16847 | 0.21461 | 0.26226 | 0.31201 | 0.36385 | 0.41322 | 0.43212 | 0.44946 | 0.46736 | 0.48468
Scenario 3: Aggressive Fuel Sub | SDG&E | Com | WholeBlg | Com - College | Electric Energy (GWh/year) | Energy Efficiency | 0.36523 | 0.7421 | 1.1313 | 1.5353 | 1.9558 | 2.3902 | 2.8439 | 3.3166 | 3.7667 | 3.9388 | 4.0968 | 4.26 | 4.4179
Scenario 3: Aggressive Fuel Sub | SDG&E | Com | WholeBlg | Com - College | Gas Energy (MMTherm/year) | Energy Efficiency | 0.0026244 | 0.0052422 | 0.0078474 | 0.010359 | 0.01253 | 0.012469 | 0.012394 | 0.012306 | 0.012202 | 0.01209 | 0.011975 | 0.011853 | 0.011758
Scenario 3: Aggressive Fuel Sub | SDG&E | Com | WholeBlg | Com - Grocery | Electric Demand (MW) | Energy Efficiency | 0.096551 | 0.19598 | 0.2985 | 0.40471 | 0.51502 | 0.62868 | 0.74676 | 0.86929 | 0.98536 | 1.0273 | 1.065 | 1.1036 | 1.1386
Scenario 3: Aggressive Fuel Sub | SDG&E | Com | WholeBlg | Com - Grocery | Electric Energy (GWh/year) | Energy Efficiency | 0.87989 | 1.786 | 2.7203 | 3.6882 | 4.6935 | 5.7299 | 6.8064 | 7.9236 | 8.9818 | 9.3636 | 9.7072 | 10.0595 | 10.3781
Scenario 3: Aggressive Fuel Sub | SDG&E | Com | WholeBlg | Com - Grocery | Gas Energy (MMTherm/year) | Energy Efficiency | 0.00090904 | 0.0018289 | 0.0027581 | 0.0036692 | 0.0044764 | 0.0045217 | 0.0045621 | 0.0045975 | 0.0046275 | 0.0046524 | 0.0046764 | 0.0046991 | 0.0047183
Scenario 3: Aggressive Fuel Sub | SDG&E | Com | WholeBlg | Com - Health | Electric Demand (MW) | Energy Efficiency | 0.11162 | 0.2265 | 0.34478 | 0.46705 | 0.59369 | 0.72367 | 0.85842 | 0.9977 | 1.1288 | 1.1738 | 1.2135 | 1.2539 | 1.2939
Scenario 3: Aggressive Fuel Sub | SDG&E | Com | WholeBlg | Com - Health | Electric Energy (GWh/year) | Energy Efficiency | 1.0172 | 2.0641 | 3.142 | 4.2564 | 5.4104 | 6.5956 | 7.8242 | 9.0942 | 10.2894 | 10.6993 | 11.0613 | 11.4293 | 11.7939
Scenario 3: Aggressive Fuel Sub | SDG&E | Com | WholeBlg | Com - Health | Gas Energy (MMTherm/year) | Energy Efficiency | 0.0044007 | 0.0088946 | 0.013473 | 0.018 | 0.022057 | 0.022446 | 0.022783 | 0.02307 | 0.02331 | 0.023503 | 0.023692 | 0.02388 | 0.024042
Scenario 3: Aggressive Fuel Sub | SDG&E | Com | WholeBlg | Com - Lodging | Electric Demand (MW) | Energy Efficiency | 0.056059 | 0.11344 | 0.1722 | 0.23272 | 0.29515 | 0.35898 | 0.42498 | 0.49303 | 0.5567 | 0.5768 | 0.59408 | 0.6115 | 0.62864
Scenario 3: Aggressive Fuel Sub | SDG&E | Com | WholeBlg | Com - Lodging | Electric Energy (GWh/year) | Energy Efficiency | 0.51088 | 1.0338 | 1.5693 | 2.1208 | 2.6897 | 3.2718 | 3.8736 | 4.494 | 5.0745 | 5.2576 | 5.415 | 5.5739 | 5.7301
Scenario 3: Aggressive Fuel Sub | SDG&E | Com | WholeBlg | Com - Lodging | Gas Energy (MMTherm/year) | Energy Efficiency | 0.0032279 | 0.0064785 | 0.009746 | 0.012932 | 0.015731 | 0.01581 | 0.01587 | 0.01591 | 0.015928 | 0.015932 | 0.015931 | 0.015922 | 0.015917
Scenario 3: Aggressive Fuel Sub | SDG&E | Com | WholeBlg | Com - Office (Large) | Electric Demand (MW) | Energy Efficiency | 0.19212 | 0.38867 | 0.58979 | 0.79641 | 1.0091 | 1.2261 | 1.4502 | 1.681 | 1.8965 | 1.9621 | 2.0177 | 2.0737 | 2.1315
Scenario 3: Aggressive Fuel Sub | SDG&E | Com | WholeBlg | Com - Office (Large) | Electric Energy (GWh/year) | Energy Efficiency | 1.7509 | 3.542 | 5.3749 | 7.2579 | 9.196 | 11.1747 | 13.2185 | 15.323 | 17.2868 | 17.8847 | 18.3912 | 18.902 | 19.4284
Scenario 3: Aggressive Fuel Sub | SDG&E | Com | WholeBlg | Com - Office (Large) | Gas Energy (MMTherm/year) | Energy Efficiency | 0.0055626 | 0.011151 | 0.016751 | 0.022193 | 0.026949 | 0.027006 | 0.027041 | 0.027052 | 0.027035 | 0.027016 | 0.026996 | 0.026965 | 0.026942
Scenario 3: Aggressive Fuel Sub | SDG&E | Com | WholeBlg | Com - Office (Small) | Electric Demand (MW) | Energy Efficiency | 0.057577 | 0.11625 | 0.1761 | 0.23747 | 0.30057 | 0.36488 | 0.43118 | 0.49939 | 0.56292 | 0.58175 | 0.59776 | 0.61411 | 0.63021
Scenario 3: Aggressive Fuel Sub | SDG&E | Com | WholeBlg | Com - Office (Small) | Electric Energy (GWh/year) | Energy Efficiency | 0.52471 | 1.0594 | 1.6049 | 2.1642 | 2.7391 | 3.3256 | 3.9301 | 4.552 | 5.1312 | 5.3027 | 5.4486 | 5.5977 | 5.7444
Scenario 3: Aggressive Fuel Sub | SDG&E | Com | WholeBlg | Com - Office (Small) | Gas Energy (MMTherm/year) | Energy Efficiency | 0.00048878 | 0.00098389 | 0.0014846 | 0.0019762 | 0.0024125 | 0.0024393 | 0.0024624 | 0.0024822 | 0.0024983 | 0.0025106 | 0.0025219 | 0.0025326 | 0.0025417
Scenario 3: Aggressive Fuel Sub | SDG&E | Com | WholeBlg | Com - Other | Electric Demand (MW) | Energy Efficiency | 0.1016 | 0.20582 | 0.31279 | 0.42313 | 0.53719 | 0.65409 | 0.77543 | 0.90096 | 1.0191 | 1.0587 | 1.0936 | 1.1291 | 1.1655
Scenario 3: Aggressive Fuel Sub | SDG&E | Com | WholeBlg | Com - Other | Electric Energy (GWh/year) | Energy Efficiency | 0.92594 | 1.8757 | 2.8505 | 3.8561 | 4.8955 | 5.9614 | 7.0678 | 8.2124 | 9.2891 | 9.6502 | 9.968 | 10.2919 | 10.6235
Scenario 3: Aggressive Fuel Sub | SDG&E | Com | WholeBlg | Com - Other | Gas Energy (MMTherm/year) | Energy Efficiency | 0.0072321 | 0.014558 | 0.021967 | 0.02924 | 0.035695 | 0.036096 | 0.036462 | 0.036791 | 0.037078 | 0.037331 | 0.037578 | 0.037813 | 0.038008
Scenario 3: Aggressive Fuel Sub | SDG&E | Com | WholeBlg | Com - Refrig. Warehouse | Electric Demand (MW) | Energy Efficiency | 0.0021094 | 0.0043239 | 0.0066526 | 0.0091156 | 0.011717 | 0.014424 | 0.017258 | 0.020224 | 0.023088 | 0.024371 | 0.02557 | 0.026793 | 0.027901
Scenario 3: Aggressive Fuel Sub | SDG&E | Com | WholeBlg | Com - Refrig. Warehouse | Electric Energy (GWh/year) | Energy Efficiency | 0.019223 | 0.039404 | 0.060627 | 0.083072 | 0.10678 | 0.13146 | 0.1573 | 0.18434 | 0.21046 | 0.22214 | 0.23307 | 0.24422 | 0.25432
Scenario 3: Aggressive Fuel Sub | SDG&E | Com | WholeBlg | Com - Refrig. Warehouse | Gas Energy (MMTherm/year) | Energy Efficiency | 3.0758e-05 | 6.1818e-05 | 9.3143e-05 | 0.00012382 | 0.00015095 | 0.00015224 | 0.00015332 | 0.00015419 | 0.00015485 | 0.00015524 | 0.00015559 | 0.00015593 | 0.00015628
Scenario 3: Aggressive Fuel Sub | SDG&E | Com | WholeBlg | Com - Restaurant | Electric Demand (MW) | Energy Efficiency | 0.085148 | 0.17671 | 0.27535 | 0.33822 | 0.40338 | 0.47038 | 0.53991 | 0.61198 | 0.68006 | 0.70382 | 0.72509 | 0.74695 | 0.76696
Scenario 3: Aggressive Fuel Sub | SDG&E | Com | WholeBlg | Com - Restaurant | Electric Energy (GWh/year) | Energy Efficiency | 1.1384 | 2.3995 | 3.7963 | 4.3692 | 4.963 | 5.5739 | 6.2079 | 6.865 | 7.4857 | 7.7021 | 7.896 | 8.0952 | 8.2776
Scenario 3: Aggressive Fuel Sub | SDG&E | Com | WholeBlg | Com - Restaurant | Gas Energy (MMTherm/year) | Energy Efficiency | -0.0010315 | -0.0027362 | -0.005198 | -0.0022149 | 0.00042982 | 0.00057982 | 0.00070741 | 0.00081528 | 0.00090186 | 0.00095974 | 0.0010132 | 0.0010644 | 0.0011105
Scenario 3: Aggressive Fuel Sub | SDG&E | Com | WholeBlg | Com - Retail | Electric Demand (MW) | Energy Efficiency | 0.076453 | 0.15189 | 0.22623 | 0.29987 | 0.37358 | 0.44636 | 0.51987 | 0.59427 | 0.65958 | 0.65335 | 0.64137 | 0.62865 | 0.6164
Scenario 3: Aggressive Fuel Sub | SDG&E | Com | WholeBlg | Com - Retail | Electric Energy (GWh/year) | Energy Efficiency | 2.9299 | 6.2971 | 10.1301 | 14.4362 | 19.1372 | 24.2519 | 29.7464 | 35.5528 | 41.5183 | 47.0372 | 52.6582 | 58.4144 | 64.3156
Scenario 3: Aggressive Fuel Sub | SDG&E | Com | WholeBlg | Com - Retail | Gas Energy (MMTherm/year) | Energy Efficiency | 0.016045 | 0.03516 | 0.057544 | 0.083199 | 0.11147 | 0.14203 | 0.17515 | 0.21035 | 0.2472 | 0.28546 | 0.32479 | 0.36508 | 0.40634
Scenario 3: Aggressive Fuel Sub | SDG&E | Com | WholeBlg | Com - School | Electric Demand (MW) | Energy Efficiency | 0.034981 | 0.070773 | 0.10743 | 0.14516 | 0.18412 | 0.22398 | 0.26533 | 0.30809 | 0.34825 | 0.36137 | 0.37289 | 0.38468 | 0.39661
Scenario 3: Aggressive Fuel Sub | SDG&E | Com | WholeBlg | Com - School | Electric Energy (GWh/year) | Energy Efficiency | 0.31879 | 0.64497 | 0.97899 | 1.3229 | 1.6779 | 2.0414 | 2.4184 | 2.8083 | 3.1744 | 3.2939 | 3.3989 | 3.5064 | 3.6151
Scenario 3: Aggressive Fuel Sub | SDG&E | Com | WholeBlg | Com - School | Gas Energy (MMTherm/year) | Energy Efficiency | 0.0012693 | 0.0025479 | 0.0038339 | 0.0050892 | 0.0061947 | 0.0062326 | 0.0062648 | 0.0062914 | 0.0063113 | 0.0063264 | 0.006341 | 0.0063548 | 0.0063684
Scenario 3: Aggressive Fuel Sub | SDG&E | Com | WholeBlg | Com - Warehouse | Electric Demand (MW) | Energy Efficiency | 0.032639 | 0.066199 | 0.10074 | 0.13649 | 0.17354 | 0.21162 | 0.25118 | 0.29217 | 0.33087 | 0.34446 | 0.35655 | 0.36889 | 0.38145
Scenario 3: Aggressive Fuel Sub | SDG&E | Com | WholeBlg | Com - Warehouse | Electric Energy (GWh/year) | Energy Efficiency | 0.29744 | 0.60329 | 0.91809 | 1.2438 | 1.5815 | 1.9287 | 2.2894 | 2.6631 | 3.0159 | 3.1397 | 3.25 | 3.3625 | 3.4769
Scenario 3: Aggressive Fuel Sub | SDG&E | Com | WholeBlg | Com - Warehouse | Gas Energy (MMTherm/year) | Energy Efficiency | 0.0018257 | 0.0036789 | 0.0055572 | 0.0074061 | 0.009053 | 0.0091736 | 0.0092798 | 0.0093732 | 0.0094526 | 0.0095153 | 0.0095745 | 0.009632 | 0.0096815
Scenario 3: Aggressive Fuel Sub | SDG&E | Ind | WholeBlg | Ind - All Other Industrial | Electric Demand (MW) | Energy Efficiency | 0.035261 | 0.070504 | 0.10575 | 0.14111 | 0.17652 | 0.18291 | 0.1894 | 0.19594 | 0.2024 | 0.20885 | 0.21524 | 0.22021 | 0.22026
Scenario 3: Aggressive Fuel Sub | SDG&E | Ind | WholeBlg | Ind - All Other Industrial | Electric Energy (GWh/year) | Energy Efficiency | 0.25846 | 0.51679 | 0.7751 | 1.0343 | 1.2938 | 1.3475 | 1.4018 | 1.4565 | 1.5107 | 1.5648 | 1.6184 | 1.6602 | 1.6606
Scenario 3: Aggressive Fuel Sub | SDG&E | Ind | WholeBlg | Ind - All Other Industrial | Gas Energy (MMTherm/year) | Energy Efficiency | 0.012219 | 0.024474 | 0.036747 | 0.049035 | 0.06133 | 0.070687 | 0.08001 | 0.08931 | 0.098592 | 0.10786 | 0.11714 | 0.12442 | 0.1244
Scenario 3: Aggressive Fuel Sub | SDG&E | Ind | WholeBlg | Ind - Chemicals | Electric Demand (MW) | Energy Efficiency | 0.038865 | 0.078043 | 0.11753 | 0.15743 | 0.19766 | 0.20613 | 0.21463 | 0.22306 | 0.23134 | 0.23952 | 0.24758 | 0.25402 | 0.255
Scenario 3: Aggressive Fuel Sub | SDG&E | Ind | WholeBlg | Ind - Chemicals | Electric Energy (GWh/year) | Energy Efficiency | 0.28488 | 0.57205 | 0.86148 | 1.154 | 1.4488 | 1.5184 | 1.5882 | 1.6576 | 1.7259 | 1.7937 | 1.8605 | 1.9139 | 1.9214
Scenario 3: Aggressive Fuel Sub | SDG&E | Ind | WholeBlg | Ind - Chemicals | Gas Energy (MMTherm/year) | Energy Efficiency | 0.015043 | 0.030156 | 0.045325 | 0.060541 | 0.075795 | 0.087468 | 0.099121 | 0.11075 | 0.12236 | 0.13395 | 0.14553 | 0.15462 | 0.1547
Scenario 3: Aggressive Fuel Sub | SDG&E | Ind | WholeBlg | Ind - Electronics | Electric Demand (MW) | Energy Efficiency | 0.12251 | 0.2465 | 0.37202 | 0.49945 | 0.62853 | 0.65824 | 0.68853 | 0.71917 | 0.74979 | 0.7806 | 0.81135 | 0.83728 | 0.84613
Scenario 3: Aggressive Fuel Sub | SDG&E | Ind | WholeBlg | Ind - Electronics | Electric Energy (GWh/year) | Energy Efficiency | 0.89804 | 1.8068 | 2.7269 | 3.6609 | 4.607 | 4.8483 | 5.0942 | 5.3429 | 5.5918 | 5.8424 | 6.0929 | 6.3033 | 6.3701
Scenario 3: Aggressive Fuel Sub | SDG&E | Ind | WholeBlg | Ind - Electronics | Gas Energy (MMTherm/year) | Energy Efficiency | 0.016572 | 0.033382 | 0.050428 | 0.067699 | 0.085191 | 0.098925 | 0.1128 | 0.12683 | 0.14102 | 0.15537 | 0.16989 | 0.18185 | 0.18405
Scenario 3: Aggressive Fuel Sub | SDG&E | Ind | WholeBlg | Ind - Fabricated Metals | Electric Demand (MW) | Energy Efficiency | 0.020212 | 0.040561 | 0.061062 | 0.081722 | 0.10247 | 0.10662 | 0.11072 | 0.11471 | 0.11859 | 0.1224 | 0.12614 | 0.12904 | 0.12906
Scenario 3: Aggressive Fuel Sub | SDG&E | Ind | WholeBlg | Ind - Fabricated Metals | Electric Energy (GWh/year) | Energy Efficiency | 0.14816 | 0.29731 | 0.44757 | 0.59901 | 0.7511 | 0.7854 | 0.81933 | 0.85256 | 0.88495 | 0.9169 | 0.9483 | 0.97266 | 0.97297
Scenario 3: Aggressive Fuel Sub | SDG&E | Ind | WholeBlg | Ind - Fabricated Metals | Gas Energy (MMTherm/year) | Energy Efficiency | 0.0044971 | 0.0090334 | 0.013607 | 0.0182 | 0.022803 | 0.026327 | 0.029831 | 0.033314 | 0.036779 | 0.04023 | 0.043668 | 0.046355 | 0.046334
Scenario 3: Aggressive Fuel Sub | SDG&E | Ind | WholeBlg | Ind - Food | Electric Demand (MW) | Energy Efficiency | 0.055068 | 0.10996 | 0.1647 | 0.21949 | 0.27423 | 0.28352 | 0.29297 | 0.30248 | 0.31187 | 0.32121 | 0.33042 | 0.33736 | 0.33657
Scenario 3: Aggressive Fuel Sub | SDG&E | Ind | WholeBlg | Ind - Food | Electric Energy (GWh/year) | Energy Efficiency | 0.40365 | 0.80599 | 1.2073 | 1.6088 | 2.01 | 2.0887 | 2.1686 | 2.2488 | 2.3281 | 2.4071 | 2.4851 | 2.5442 | 2.5383
Scenario 3: Aggressive Fuel Sub | SDG&E | Ind | WholeBlg | Ind - Food | Gas Energy (MMTherm/year) | Energy Efficiency | 0.024321 | 0.04849 | 0.072489 | 0.096319 | 0.11997 | 0.13761 | 0.15507 | 0.17236 | 0.18949 | 0.20648 | 0.22333 | 0.23606 | 0.23416
Scenario 3: Aggressive Fuel Sub | SDG&E | Ind | WholeBlg | Ind - Industrial Machinery | Electric Demand (MW) | Energy Efficiency | 0.037666 | 0.075629 | 0.11393 | 0.15255 | 0.19132 | 0.19913 | 0.20682 | 0.21431 | 0.22158 | 0.2288 | 0.23591 | 0.24145 | 0.24166
Scenario 3: Aggressive Fuel Sub | SDG&E | Ind | WholeBlg | Ind - Industrial Machinery | Electric Energy (GWh/year) | Energy Efficiency | 0.27609 | 0.55436 | 0.8351 | 1.1182 | 1.4023 | 1.4668 | 1.5305 | 1.5927 | 1.6535 | 1.7138 | 1.7734 | 1.8199 | 1.8217
Scenario 3: Aggressive Fuel Sub | SDG&E | Ind | WholeBlg | Ind - Industrial Machinery | Gas Energy (MMTherm/year) | Energy Efficiency | 0.030988 | 0.06239 | 0.094208 | 0.12624 | 0.15836 | 0.18305 | 0.2076 | 0.23199 | 0.25629 | 0.28053 | 0.30471 | 0.32375 | 0.32413
Scenario 3: Aggressive Fuel Sub | SDG&E | Ind | WholeBlg | Ind - Lumber & Furniture | Electric Demand (MW) | Energy Efficiency | 0.0026862 | 0.0053703 | 0.0080543 | 0.010747 | 0.013445 | 0.01393 | 0.014422 | 0.014914 | 0.015399 | 0.015879 | 0.016351 | 0.016713 | 0.016699
Scenario 3: Aggressive Fuel Sub | SDG&E | Ind | WholeBlg | Ind - Lumber & Furniture | Electric Energy (GWh/year) | Energy Efficiency | 0.01969 | 0.039364 | 0.059037 | 0.078775 | 0.098545 | 0.10262 | 0.10674 | 0.11087 | 0.11494 | 0.11897 | 0.12295 | 0.12602 | 0.12591
Scenario 3: Aggressive Fuel Sub | SDG&E | Ind | WholeBlg | Ind - Lumber & Furniture | Gas Energy (MMTherm/year) | Energy Efficiency | 0.00015599 | 0.00031279 | 0.00047019 | 0.00062806 | 0.00078636 | 0.00090712 | 0.0010269 | 0.0011458 | 0.0012638 | 0.0013812 | 0.001498 | 0.0015888 | 0.0015857
Scenario 3: Aggressive Fuel Sub | SDG&E | Ind | WholeBlg | Ind - Paper | Electric Demand (MW) | Energy Efficiency | 0.0034704 | 0.006916 | 0.010338 | 0.013757 | 0.017165 | 0.017699 | 0.018244 | 0.018797 | 0.019344 | 0.019894 | 0.020444 | 0.02086 | 0.020796
Scenario 3: Aggressive Fuel Sub | SDG&E | Ind | WholeBlg | Ind - Paper | Electric Energy (GWh/year) | Energy Efficiency | 0.025438 | 0.050694 | 0.075779 | 0.10083 | 0.12581 | 0.1304 | 0.13505 | 0.13977 | 0.14444 | 0.14912 | 0.1538 | 0.15736 | 0.15686
Scenario 3: Aggressive Fuel Sub | SDG&E | Ind | WholeBlg | Ind - Paper | Gas Energy (MMTherm/year) | Energy Efficiency | 8.7731e-06 | 1.748e-05 | 2.6115e-05 | 3.4696e-05 | 4.3224e-05 | 4.9582e-05 | 5.5882e-05 | 6.2136e-05 | 6.8348e-05 | 7.4528e-05 | 8.0682e-05 | 8.5373e-05 | 8.4809e-05
Scenario 3: Aggressive Fuel Sub | SDG&E | Ind | WholeBlg | Ind - Petroleum | Electric Demand (MW) | Energy Efficiency | 0.0020329 | 0.0040607 | 0.0060854 | 0.0081144 | 0.010144 | 0.010499 | 0.010863 | 0.011229 | 0.011593 | 0.011955 | 0.012312 | 0.012585 | 0.012573
Scenario 3: Aggressive Fuel Sub | SDG&E | Ind | WholeBlg | Ind - Petroleum | Electric Energy (GWh/year) | Energy Efficiency | 0.014901 | 0.029765 | 0.044605 | 0.059477 | 0.074354 | 0.077349 | 0.080402 | 0.083479 | 0.086531 | 0.089576 | 0.092583 | 0.094893 | 0.094804
Scenario 3: Aggressive Fuel Sub | SDG&E | Ind | WholeBlg | Ind - Petroleum | Gas Energy (MMTherm/year) | Energy Efficiency | 1.1219e-05 | 2.2443e-05 | 3.367e-05 | 4.4897e-05 | 5.6118e-05 | 6.463e-05 | 7.3106e-05 | 8.1543e-05 | 8.9946e-05 | 9.8318e-05 | 0.00010665 | 0.00011312 | 0.00011285
Scenario 3: Aggressive Fuel Sub | SDG&E | Ind | WholeBlg | Ind - Plastics | Electric Demand (MW) | Energy Efficiency | 0.013994 | 0.027992 | 0.042002 | 0.05607 | 0.070171 | 0.072769 | 0.075405 | 0.078049 | 0.080657 | 0.083246 | 0.085793 | 0.08776 | 0.087763
Scenario 3: Aggressive Fuel Sub | SDG&E | Ind | WholeBlg | Ind - Plastics | Electric Energy (GWh/year) | Energy Efficiency | 0.10258 | 0.20518 | 0.30787 | 0.41099 | 0.51434 | 0.53607 | 0.55809 | 0.58016 | 0.60198 | 0.62367 | 0.64505 | 0.6616 | 0.66164
Scenario 3: Aggressive Fuel Sub | SDG&E | Ind | WholeBlg | Ind - Plastics | Gas Energy (MMTherm/year) | Energy Efficiency | 0.0031663 | 0.0064638 | 0.0098788 | 0.013399 | 0.017018 | 0.019957 | 0.022916 | 0.025874 | 0.02884 | 0.031817 | 0.034807 | 0.037294 | 0.037885
Scenario 3: Aggressive Fuel Sub | SDG&E | Ind | WholeBlg | Ind - Primary Metals | Electric Demand (MW) | Energy Efficiency | 0.0046907 | 0.0094241 | 0.014207 | 0.01905 | 0.023935 | 0.024989 | 0.026051 | 0.027107 | 0.028148 | 0.029187 | 0.030218 | 0.031056 | 0.031233
Scenario 3: Aggressive Fuel Sub | SDG&E | Ind | WholeBlg | Ind - Primary Metals | Electric Energy (GWh/year) | Energy Efficiency | 0.034383 | 0.069078 | 0.10414 | 0.13963 | 0.17543 | 0.18407 | 0.19276 | 0.20142 | 0.20998 | 0.21853 | 0.22703 | 0.23394 | 0.23529
Scenario 3: Aggressive Fuel Sub | SDG&E | Ind | WholeBlg | Ind - Primary Metals | Gas Energy (MMTherm/year) | Energy Efficiency | 0.016125 | 0.032275 | 0.048451 | 0.064641 | 0.080834 | 0.093156 | 0.10545 | 0.11772 | 0.12997 | 0.1422 | 0.1544 | 0.16394 | 0.16382
Scenario 3: Aggressive Fuel Sub | SDG&E | Ind | WholeBlg | Ind - Printing & Publishing | Electric Demand (MW) | Energy Efficiency | 0.017813 | 0.035596 | 0.053365 | 0.071183 | 0.089016 | 0.092178 | 0.095399 | 0.098643 | 0.10185 | 0.10505 | 0.1082 | 0.11063 | 0.11055
Scenario 3: Aggressive Fuel Sub | SDG&E | Ind | WholeBlg | Ind - Printing & Publishing | Electric Energy (GWh/year) | Energy Efficiency | 0.13057 | 0.26092 | 0.39116 | 0.52176 | 0.65246 | 0.67907 | 0.7061 | 0.73329 | 0.76022 | 0.78708 | 0.81363 | 0.8341 | 0.83354
Scenario 3: Aggressive Fuel Sub | SDG&E | Ind | WholeBlg | Ind - Printing & Publishing | Gas Energy (MMTherm/year) | Energy Efficiency | 0.001058 | 0.0021284 | 0.0032101 | 0.0043025 | 0.0054039 | 0.0062578 | 0.0071131 | 0.0079704 | 0.0088301 | 0.0096928 | 0.010559 | 0.011254 | 0.011317
Scenario 3: Aggressive Fuel Sub | SDG&E | Ind | WholeBlg | Ind - Stone-Glass-Clay | Electric Demand (MW) | Energy Efficiency | 0.0048645 | 0.0097669 | 0.014699 | 0.019673 | 0.024677 | 0.025694 | 0.026704 | 0.027705 | 0.028684 | 0.029651 | 0.030602 | 0.031353 | 0.031422
Scenario 3: Aggressive Fuel Sub | SDG&E | Ind | WholeBlg | Ind - Stone-Glass-Clay | Electric Energy (GWh/year) | Energy Efficiency | 0.035657 | 0.071591 | 0.10774 | 0.1442 | 0.18087 | 0.18927 | 0.19761 | 0.2059 | 0.21403 | 0.22208 | 0.23001 | 0.23629 | 0.23682
Scenario 3: Aggressive Fuel Sub | SDG&E | Ind | WholeBlg | Ind - Stone-Glass-Clay | Gas Energy (MMTherm/year) | Energy Efficiency | 0.01316 | 0.026534 | 0.040067 | 0.053726 | 0.067494 | 0.078183 | 0.088853 | 0.099512 | 0.11016 | 0.12081 | 0.13147 | 0.13998 | 0.14061
Scenario 3: Aggressive Fuel Sub | SDG&E | Ind | WholeBlg | Ind - Textiles | Electric Demand (MW) | Energy Efficiency | 0.002083 | 0.0041597 | 0.006231 | 0.0083004 | 0.010362 | 0.010696 | 0.011026 | 0.011349 | 0.011661 | 0.011969 | 0.01227 | 0.012486 | 0.01241
Scenario 3: Aggressive Fuel Sub | SDG&E | Ind | WholeBlg | Ind - Textiles | Electric Energy (GWh/year) | Energy Efficiency | 0.015268 | 0.03049 | 0.045672 | 0.060841 | 0.075949 | 0.078798 | 0.08162 | 0.084386 | 0.087072 | 0.089722 | 0.092323 | 0.094209 | 0.09364
Scenario 3: Aggressive Fuel Sub | SDG&E | Ind | WholeBlg | Ind - Textiles | Gas Energy (MMTherm/year) | Energy Efficiency | 0.00017054 | 0.00034123 | 0.00051206 | 0.00068279 | 0.00085323 | 0.00098237 | 0.0011108 | 0.0012386 | 0.0013658 | 0.0014924 | 0.0016183 | 0.0017159 | 0.001711
Scenario 3: Aggressive Fuel Sub | SDG&E | Ind | WholeBlg | Ind - Transportation Equipment | Electric Demand (MW) | Energy Efficiency | 0.076761 | 0.15386 | 0.2318 | 0.31041 | 0.38929 | 0.40502 | 0.4208 | 0.43615 | 0.45124 | 0.46646 | 0.48172 | 0.49386 | 0.49514
Scenario 3: Aggressive Fuel Sub | SDG&E | Ind | WholeBlg | Ind - Transportation Equipment | Electric Energy (GWh/year) | Energy Efficiency | 0.56266 | 1.1278 | 1.6991 | 2.2752 | 2.8534 | 2.9835 | 3.1139 | 3.2414 | 3.3672 | 3.4939 | 3.6209 | 3.7219 | 3.7317
Scenario 3: Aggressive Fuel Sub | SDG&E | Ind | WholeBlg | Ind - Transportation Equipment | Gas Energy (MMTherm/year) | Energy Efficiency | 0.0099145 | 0.019803 | 0.029667 | 0.039505 | 0.049314 | 0.05672 | 0.064096 | 0.071444 | 0.078764 | 0.086056 | 0.093319 | 0.098931 | 0.098598
Scenario 3: Aggressive Fuel Sub | SDG&E | Res | AppPlug | Res - Multi Family | Electric Demand (MW) | Energy Efficiency | 3.2238e-05 | 6.4961e-05 | 9.8106e-05 | 0.00071171 | 0.0014045 | 0.0021033 | 0.0028073 | 0.0035153 | 0.0042265 | 0.0049403 | 0.0056566 | 0.0063759 | 0.0070657
Scenario 3: Aggressive Fuel Sub | SDG&E | Res | AppPlug | Res - Multi Family | Electric Energy (GWh/year) | Energy Efficiency | 0.00022892 | 0.00046129 | 0.00069666 | 0.0050539 | 0.0099735 | 0.014936 | 0.019935 | 0.024962 | 0.030012 | 0.035081 | 0.040168 | 0.045275 | 0.050174
Scenario 3: Aggressive Fuel Sub | SDG&E | Res | AppPlug | Res - Multi Family | Electric Energy (GWh/year) | Fuel Substitution | -4.8293e-06 | -1.0121e-05 | -1.5884e-05 | -2.2124e-05 | -2.8847e-05 | -2.8847e-05 | -2.8847e-05 | -2.8847e-05 | -2.8847e-05 | -2.8847e-05 | -2.8847e-05 | -2.8847e-05 | -2.8847e-05
Scenario 3: Aggressive Fuel Sub | SDG&E | Res | AppPlug | Res - Multi Family | Gas Energy (MMTherm/year) | Energy Efficiency | 2.1995e-05 | 4.4321e-05 | 6.6935e-05 | 0.00048558 | 0.00095826 | 0.001435 | 0.0019153 | 0.0023984 | 0.0028836 | 0.0033706 | 0.0038593 | 0.00435 | 0.0048207
Scenario 3: Aggressive Fuel Sub | SDG&E | Res | AppPlug | Res - Multi Family | Gas Energy (MMTherm/year) | Fuel Substitution | 1.0236e-06 | 2.1452e-06 | 3.3665e-06 | 4.6893e-06 | 6.1141e-06 | 6.1141e-06 | 6.1141e-06 | 6.1141e-06 | 6.1141e-06 | 6.1141e-06 | 6.1141e-06 | 6.1141e-06 | 6.1141e-06
Scenario 3: Aggressive Fuel Sub | SDG&E | Res | AppPlug | Res - Single Family | Electric Demand (MW) | Energy Efficiency | 0 | 0 | 0 | 0 | 0 | 1.4201e-05 | 2.953e-05 | 4.4927e-05 | 6.0381e-05 | 7.5886e-05 | 9.1441e-05 | 0.00010705 | 0.00012271
Scenario 3: Aggressive Fuel Sub | SDG&E | Res | AppPlug | Res - Single Family | Electric Energy (GWh/year) | Energy Efficiency | 0 | 0 | 0 | 0 | 0 | 9.0418e-05 | 0.00018802 | 0.00028605 | 0.00038445 | 0.00048317 | 0.00058221 | 0.00068159 | 0.00078131
Scenario 3: Aggressive Fuel Sub | SDG&E | Res | AppPlug | Res - Single Family | Electric Energy (GWh/year) | Fuel Substitution | -4.7572e-06 | -9.9317e-06 | -1.5527e-05 | -2.1548e-05 | -2.7996e-05 | -2.7996e-05 | -2.7996e-05 | -2.7996e-05 | -2.7996e-05 | -2.7996e-05 | -2.7996e-05 | -2.7996e-05 | -2.7996e-05
Scenario 3: Aggressive Fuel Sub | SDG&E | Res | AppPlug | Res - Single Family | Gas Energy (MMTherm/year) | Energy Efficiency | 2.9173e-09 | 6.3088e-09 | 1.013e-08 | 1.4326e-08 | 1.8786e-08 | 1.7053e-05 | 3.5441e-05 | 5.3909e-05 | 7.2446e-05 | 9.1045e-05 | 0.0001097 | 0.00012842 | 0.0001472
Scenario 3: Aggressive Fuel Sub | SDG&E | Res | AppPlug | Res - Single Family | Gas Energy (MMTherm/year) | Fuel Substitution | 1.0093e-06 | 2.107e-06 | 3.2942e-06 | 4.5715e-06 | 5.9394e-06 | 5.9394e-06 | 5.9394e-06 | 5.9394e-06 | 5.9394e-06 | 5.9394e-06 | 5.9394e-06 | 5.9394e-06 | 5.9394e-06
Scenario 3: Aggressive Fuel Sub | SDG&E | Res | BROs | Income Qualified - Multi Family IQ | Electric Demand (MW) | Energy Efficiency | 0.75079 | 0.77168 | 0.79386 | 0.81959 | 0.84639 | 0.87536 | 0.90326 | 0.933 | 0.96101 | 0.98825 | 1.0114 | 0.96908 | 0.99268
Scenario 3: Aggressive Fuel Sub | SDG&E | Res | BROs | Income Qualified - Multi Family IQ | Electric Energy (GWh/year) | Energy Efficiency | 3.3676 | 3.4808 | 3.6031 | 3.7455 | 3.8972 | 4.0641 | 4.232 | 4.4151 | 4.5975 | 4.7843 | 4.9603 | 4.8829 | 5.0881
Scenario 3: Aggressive Fuel Sub | SDG&E | Res | BROs | Income Qualified - Multi Family IQ | Gas Energy (MMTherm/year) | Energy Efficiency | 0.061453 | 0.062715 | 0.064211 | 0.06593 | 0.067803 | 0.06974 | 0.071817 | 0.074003 | 0.07638 | 0.078911 | 0.081736 | 0.084893 | 0.088418
Scenario 3: Aggressive Fuel Sub | SDG&E | Res | BROs | Income Qualified - Single Family IQ | Electric Demand (MW) | Energy Efficiency | 1.4012 | 1.4302 | 1.4612 | 1.5036 | 1.5477 | 1.5954 | 1.6408 | 1.6894 | 1.7347 | 1.7782 | 1.8142 | 1.744 | 1.7817
Scenario 3: Aggressive Fuel Sub | SDG&E | Res | BROs | Income Qualified - Single Family IQ | Electric Energy (GWh/year) | Energy Efficiency | 6.2891 | 6.4562 | 6.6377 | 6.8781 | 7.1344 | 7.4168 | 7.6991 | 8.0082 | 8.3148 | 8.6278 | 8.9201 | 8.8036 | 9.1517
Scenario 3: Aggressive Fuel Sub | SDG&E | Res | BROs | Income Qualified - Single Family IQ | Gas Energy (MMTherm/year) | Energy Efficiency | 0.20572 | 0.20904 | 0.21307 | 0.21779 | 0.22296 | 0.22831 | 0.23399 | 0.23999 | 0.24653 | 0.25359 | 0.26152 | 0.27042 | 0.28043
Scenario 3: Aggressive Fuel Sub | SDG&E | Res | BROs | Res - Multi Family | Electric Demand (MW) | Energy Efficiency | 4.9533 | 5.0618 | 5.1776 | 5.3325 | 5.494 | 5.6688 | 5.8359 | 6.0149 | 6.1825 | 6.3446 | 6.4804 | 6.6558 | 6.8371
Scenario 3: Aggressive Fuel Sub | SDG&E | Res | BROs | Res - Multi Family | Electric Energy (GWh/year) | Energy Efficiency | 22.2177 | 22.8324 | 23.5 | 24.3693 | 25.297 | 26.319 | 27.3427 | 28.4633 | 29.577 | 30.7156 | 31.7824 | 33.106 | 34.5312
Scenario 3: Aggressive Fuel Sub | SDG&E | Res | BROs | Res - Multi Family | Gas Energy (MMTherm/year) | Energy Efficiency | 0.69719 | 0.70875 | 0.72277 | 0.73911 | 0.75704 | 0.77558 | 0.79528 | 0.81607 | 0.83874 | 0.86316 | 0.89058 | 0.92135 | 0.95587
Scenario 3: Aggressive Fuel Sub | SDG&E | Res | BROs | Res - Single Family | Electric Demand (MW) | Energy Efficiency | 2.0795 | 2.1375 | 2.1989 | 2.2694 | 2.3426 | 2.4218 | 2.4977 | 2.5785 | 2.6544 | 2.7278 | 2.7898 | 2.8686 | 2.9496
Scenario 3: Aggressive Fuel Sub | SDG&E | Res | BROs | Res - Single Family | Electric Energy (GWh/year) | Energy Efficiency | 9.3337 | 9.649 | 9.9894 | 10.3814 | 10.7991 | 11.2584 | 11.7198 | 12.2226 | 12.723 | 13.2352 | 13.7166 | 14.3092 | 14.9459
Scenario 3: Aggressive Fuel Sub | SDG&E | Res | BROs | Res - Single Family | Gas Energy (MMTherm/year) | Energy Efficiency | 0.19225 | 0.19619 | 0.20086 | 0.20622 | 0.21207 | 0.21811 | 0.22459 | 0.23141 | 0.23883 | 0.24673 | 0.25555 | 0.2654 | 0.27641
Scenario 3: Aggressive Fuel Sub | SDG&E | Res | BldgEnv | Res - Multi Family | Electric Demand (MW) | Energy Efficiency | 0 | 0 | 0 | 5.1947e-05 | 0.00010276 | 0.0005048 | 0.0008983 | 0.0012835 | 0.0016608 | 0.0020303 | 0.0023924 | 0.0027473 | 0.0030951
Scenario 3: Aggressive Fuel Sub | SDG&E | Res | BldgEnv | Res - Multi Family | Electric Energy (GWh/year) | Energy Efficiency | 0 | 0 | 0 | 0.00024371 | 0.00048211 | 0.0012648 | 0.0020309 | 0.0027809 | 0.0035153 | 0.0042348 | 0.0049397 | 0.0056305 | 0.0063078
Scenario 3: Aggressive Fuel Sub | SDG&E | Res | BldgEnv | Res - Multi Family | Gas Energy (MMTherm/year) | Energy Efficiency | 0 | 0 | 0 | 8.7761e-05 | 0.00017361 | 0.00059739 | 0.0010122 | 0.0014182 | 0.0018159 | 0.0022054 | 0.002587 | 0.0029611 | 0.0033278
Scenario 3: Aggressive Fuel Sub | SDG&E | Res | BldgEnv | Res - Single Family | Electric Demand (MW) | Energy Efficiency | 0.007352 | 0.014735 | 0.022083 | 0.029323 | 0.036346 | 0.043195 | 0.049863 | 0.055531 | 0.056535 | 0.056188 | 0.055862 | 0.049698 | 0.043668
Scenario 3: Aggressive Fuel Sub | SDG&E | Res | BldgEnv | Res - Single Family | Electric Energy (GWh/year) | Energy Efficiency | 0.014568 | 0.028703 | 0.042478 | 0.055942 | 0.069155 | 0.082086 | 0.094742 | 0.10847 | 0.11155 | 0.11591 | 0.12014 | 0.10777 | 0.09568
Scenario 3: Aggressive Fuel Sub | SDG&E | Res | BldgEnv | Res - Single Family | Gas Energy (MMTherm/year) | Energy Efficiency | 0.0044099 | 0.0087625 | 0.013046 | 0.017245 | 0.021332 | 0.025319 | 0.029207 | 0.032909 | 0.0337 | 0.034222 | 0.034733 | 0.031059 | 0.027476
Scenario 3: Aggressive Fuel Sub | SDG&E | Res | HVAC | Res - Multi Family | Electric Demand (MW) | Energy Efficiency | 0.051358 | 0.092445 | 0.073956 | 0.059165 | 0.047332 | 0.037865 | 0.030292 | 0.024234 | 0.019387 | 0.01551 | 0.012408 | 0.0099262 | 0.007941
Scenario 3: Aggressive Fuel Sub | SDG&E | Res | HVAC | Res - Multi Family | Electric Energy (GWh/year) | Energy Efficiency | 0.0399 | 0.07182 | 0.057456 | 0.045965 | 0.036772 | 0.033782 | 0.032089 | 0.031354 | 0.031319 | 0.0318 | 0.032667 | 0.033846 | 0.035259
Scenario 3: Aggressive Fuel Sub | SDG&E | Res | HVAC | Res - Multi Family | Electric Energy (GWh/year) | Fuel Substitution | -0.00098476 | -0.0019829 | -0.0030976 | -0.0042175 | -0.0053452 | -0.0053452 | -0.0053452 | -0.0053452 | -0.0053452 | -0.0053452 | -0.0053452 | -0.0053452 | -0.0053452
Scenario 3: Aggressive Fuel Sub | SDG&E | Res | HVAC | Res - Multi Family | Gas Energy (MMTherm/year) | Energy Efficiency | 0 | 0 | 0 | 0 | 0 | 0.0005666 | 0.0011106 | 0.0016262 | 0.0021105 | 0.0025639 | 0.0029893 | 0.0033926 | 0.0037762
Scenario 3: Aggressive Fuel Sub | SDG&E | Res | HVAC | Res - Multi Family | Gas Energy (MMTherm/year) | Fuel Substitution | 0.00060329 | 0.001215 | 0.0019067 | 0.0026018 | 0.0033019 | 0.0033019 | 0.0033019 | 0.0033019 | 0.0033019 | 0.0033019 | 0.0033019 | 0.0033019 | 0.0033019
Scenario 3: Aggressive Fuel Sub | SDG&E | Res | HVAC | Res - Single Family | Electric Demand (MW) | Energy Efficiency | 0.78716 | 1.5201 | 1.8223 | 2.186 | 2.5678 | 2.7351 | 2.917 | 3.11 | 3.0999 | 3.0713 | 3.0485 | 3.0302 | 3.0156
Scenario 3: Aggressive Fuel Sub | SDG&E | Res | HVAC | Res - Single Family | Electric Demand (MW) | Fuel Substitution | 0 | 0 | 0 | 0 | 0 | 7.0673e-05 | 0.0001496 | 0.00023322 | 0.00023322 | 0.00023322 | 0.00023322 | 0.00023322 | 0.00023322
Scenario 3: Aggressive Fuel Sub | SDG&E | Res | HVAC | Res - Single Family | Electric Energy (GWh/year) | Energy Efficiency | 0.49971 | 1.0013 | 1.3522 | 1.7341 | 2.1179 | 2.2584 | 2.4041 | 2.5535 | 2.564 | 2.5596 | 2.5568 | 2.5555 | 2.5552
Scenario 3: Aggressive Fuel Sub | SDG&E | Res | HVAC | Res - Single Family | Electric Energy (GWh/year) | Fuel Substitution | -0.089912 | -0.18145 | -0.27398 | -0.36714 | -0.46078 | -0.46061 | -0.46042 | -0.46022 | -0.46022 | -0.46022 | -0.46022 | -0.46022 | -0.46022
Scenario 3: Aggressive Fuel Sub | SDG&E | Res | HVAC | Res - Single Family | Gas Energy (MMTherm/year) | Energy Efficiency | 0.0055236 | 0.011784 | 0.018515 | 0.025456 | 0.032009 | 0.032262 | 0.032437 | 0.032534 | 0.033352 | 0.034198 | 0.034984 | 0.035721 | 0.036415
Scenario 3: Aggressive Fuel Sub | SDG&E | Res | HVAC | Res - Single Family | Gas Energy (MMTherm/year) | Fuel Substitution | 0.021547 | 0.043467 | 0.065618 | 0.087963 | 0.11041 | 0.11041 | 0.11041 | 0.11041 | 0.11041 | 0.11041 | 0.11041 | 0.11041 | 0.11041
Scenario 3: Aggressive Fuel Sub | SDG&E | Res | WaterHeat | Res - Multi Family | Electric Demand (MW) | Energy Efficiency | 0.78965 | 1.5735 | 2.3473 | 3.1122 | 3.8608 | 4.5978 | 5.3225 | 6.0346 | 6.7338 | 7.4215 | 8.0989 | 8.7631 | 9.4202
Scenario 3: Aggressive Fuel Sub | SDG&E | Res | WaterHeat | Res - Multi Family | Electric Demand (MW) | Fuel Substitution | 0 | 0 | 0 | 0 | 0 | 0.00062927 | 0.0013586 | 0.002186 | 0.0030901 | 0.0040493 | 0.0050463 | 0.0060687 | 0.0071082
Scenario 3: Aggressive Fuel Sub | SDG&E | Res | WaterHeat | Res - Multi Family | Electric Energy (GWh/year) | Energy Efficiency | 3.8766 | 7.725 | 11.5235 | 15.2777 | 18.9512 | 22.5671 | 26.1218 | 29.6138 | 33.0414 | 36.4118 | 39.731 | 42.9755 | 46.1847
Scenario 3: Aggressive Fuel Sub | SDG&E | Res | WaterHeat | Res - Multi Family | Electric Energy (GWh/year) | Fuel Substitution | -0.19448 | -0.39502 | -0.6001 | -0.80908 | -1.0215 | -1.0183 | -1.0146 | -1.0104 | -1.0058 | -1.001 | -0.99591 | -0.99073 | -0.98546
Scenario 3: Aggressive Fuel Sub | SDG&E | Res | WaterHeat | Res - Multi Family | Gas Energy (MMTherm/year) | Energy Efficiency | 0.1335 | 0.25994 | 0.37863 | 0.47862 | 0.57235 | 0.61691 | 0.65673 | 0.68556 | 0.71034 | 0.73148 | 0.74921 | 0.69279 | 0.63882
Scenario 3: Aggressive Fuel Sub | SDG&E | Res | WaterHeat | Res - Multi Family | Gas Energy (MMTherm/year) | Fuel Substitution | 0.014127 | 0.028696 | 0.043594 | 0.058778 | 0.074211 | 0.074211 | 0.074211 | 0.074211 | 0.074211 | 0.074211 | 0.074211 | 0.074211 | 0.074211
Scenario 3: Aggressive Fuel Sub | SDG&E | Res | WaterHeat | Res - Single Family | Electric Demand (MW) | Energy Efficiency | 0.44883 | 0.90024 | 1.3489 | 1.7908 | 2.2209 | 2.646 | 3.062 | 3.4692 | 3.8685 | 4.2605 | 4.6461 | 5.0211 | 5.3915
Scenario 3: Aggressive Fuel Sub | SDG&E | Res | WaterHeat | Res - Single Family | Electric Demand (MW) | Fuel Substitution | 0 | 0 | 0 | 0 | 0 | 0.0031638 | 0.006705 | 0.010659 | 0.014959 | 0.019505 | 0.024219 | 0.029046 | 0.033949
Scenario 3: Aggressive Fuel Sub | SDG&E | Res | WaterHeat | Res - Single Family | Electric Energy (GWh/year) | Energy Efficiency | 2.2995 | 4.6113 | 6.908 | 9.1687 | 11.3683 | 13.5428 | 15.6702 | 17.7509 | 19.7898 | 21.7911 | 23.7589 | 25.659 | 27.5361
Scenario 3: Aggressive Fuel Sub | SDG&E | Res | WaterHeat | Res - Single Family | Electric Energy (GWh/year) | Fuel Substitution | -0.012723 | -0.025799 | -0.039153 | -0.052773 | -0.066652 | -0.049852 | -0.031049 | -0.010055 | 0.012774 | 0.036911 | 0.061941 | 0.087569 | 0.1136
Scenario 3: Aggressive Fuel Sub | SDG&E | Res | WaterHeat | Res - Single Family | Gas Energy (MMTherm/year) | Energy Efficiency | 0.46949 | 0.93797 | 1.395 | 1.8315 | 2.2373 | 2.3893 | 2.5201 | 2.6202 | 2.7011 | 2.7666 | 2.8201 | 2.6206 | 2.4297
Scenario 3: Aggressive Fuel Sub | SDG&E | Res | WaterHeat | Res - Single Family | Gas Energy (MMTherm/year) | Fuel Substitution | 0.001833 | 0.003717 | 0.0056412 | 0.0076038 | 0.0096037 | 0.0096037 | 0.0096037 | 0.0096037 | 0.0096037 | 0.0096037 | 0.0096037 | 0.0096037 | 0.0096037

## PV Costs (hidden)
Scenario | Utility | Sector | End Use | Building Type | Cost Test | Measure Type | 2025 | 2026 | 2027 | 2028 | 2029 | 2030 | 2031 | 2032 | 2033 | 2034 | 2035 | 2036 | 2037
Scenario 1: Reference | PG&E | Ag | WholeBlg | Ag - Dairies, fishing, hunting | Participant Cost Test | Energy Efficiency | 410753.3723 | 415062.9903 | 420326.4073 | 425430.3806 | 431207.2573 | 435850.2963 | 440458.9123 | 444653.5285 | 449431.5317 | 453617.6529 | 457900.5285 | 461810.4178 | 465773.0104
Scenario 1: Reference | PG&E | Ag | WholeBlg | Ag - Dairies, fishing, hunting | Program Administrator Cost Test | Energy Efficiency | 410753.3723 | 415062.9903 | 420326.4073 | 425430.3806 | 431207.2573 | 435850.2963 | 440458.9123 | 444653.5285 | 449431.5317 | 453617.6529 | 457900.5285 | 461810.4178 | 465773.0104
Scenario 1: Reference | PG&E | Ag | WholeBlg | Ag - Dairies, fishing, hunting | Rate Impact Measure Test | Energy Efficiency | 410753.3723 | 415062.9903 | 420326.4073 | 425430.3806 | 431207.2573 | 435850.2963 | 440458.9123 | 444653.5285 | 449431.5317 | 453617.6529 | 457900.5285 | 461810.4178 | 465773.0104
Scenario 1: Reference | PG&E | Ag | WholeBlg | Ag - Dairies, fishing, hunting | Total Resource Cost Test | Energy Efficiency | 410753.3723 | 415062.9903 | 420326.4073 | 425430.3806 | 431207.2573 | 435850.2963 | 440458.9123 | 444653.5285 | 449431.5317 | 453617.6529 | 457900.5285 | 461810.4178 | 465773.0104
Scenario 1: Reference | PG&E | Ag | WholeBlg | Ag - Irrigated Agriculture, vineyards, forestry and greenhouses | Participant Cost Test | Energy Efficiency | 3355191.1045 | 3449977.7046 | 3545856.9192 | 3639517.2464 | 3731499.0733 | 3814477.5424 | 3897534.5508 | 3979119.1653 | 4063824.6446 | 4143359.6375 | 4221700.0422 | 4297580.1277 | 4372368.0143
Scenario 1: Reference | PG&E | Ag | WholeBlg | Ag - Irrigated Agriculture, vineyards, forestry and greenhouses | Program Administrator Cost Test | Energy Efficiency | 3355191.1045 | 3449977.7046 | 3545856.9192 | 3639517.2464 | 3731499.0733 | 3814477.5424 | 3897534.5508 | 3979119.1653 | 4063824.6446 | 4143359.6375 | 4221700.0422 | 4297580.1277 | 4372368.0143
Scenario 1: Reference | PG&E | Ag | WholeBlg | Ag - Irrigated Agriculture, vineyards, forestry and greenhouses | Rate Impact Measure Test | Energy Efficiency | 3355191.1045 | 3449977.7046 | 3545856.9192 | 3639517.2464 | 3731499.0733 | 3814477.5424 | 3897534.5508 | 3979119.1653 | 4063824.6446 | 4143359.6375 | 4221700.0422 | 4297580.1277 | 4372368.0143
Scenario 1: Reference | PG&E | Ag | WholeBlg | Ag - Irrigated Agriculture, vineyards, forestry and greenhouses | Total Resource Cost Test | Energy Efficiency | 3355191.1045 | 3449977.7046 | 3545856.9192 | 3639517.2464 | 3731499.0733 | 3814477.5424 | 3897534.5508 | 3979119.1653 | 4063824.6446 | 4143359.6375 | 4221700.0422 | 4297580.1277 | 4372368.0143
Scenario 1: Reference | PG&E | Ag | WholeBlg | Ag - Water pumping | Participant Cost Test | Energy Efficiency | 2180097.8257 | 2154049.2805 | 2126693.104 | 2098898.6769 | 2070202.106 | 2045017.8494 | 2021730.6962 | 1998364.2288 | 1972062.7038 | 1943497.8231 | 1913221.5029 | 1882482.8554 | 1850995.7274
Scenario 1: Reference | PG&E | Ag | WholeBlg | Ag - Water pumping | Program Administrator Cost Test | Energy Efficiency | 2180097.8257 | 2154049.2805 | 2126693.104 | 2098898.6769 | 2070202.106 | 2045017.8494 | 2021730.6962 | 1998364.2288 | 1972062.7038 | 1943497.8231 | 1913221.5029 | 1882482.8554 | 1850995.7274
Scenario 1: Reference | PG&E | Ag | WholeBlg | Ag - Water pumping | Rate Impact Measure Test | Energy Efficiency | 2180097.8257 | 2154049.2805 | 2126693.104 | 2098898.6769 | 2070202.106 | 2045017.8494 | 2021730.6962 | 1998364.2288 | 1972062.7038 | 1943497.8231 | 1913221.5029 | 1882482.8554 | 1850995.7274
Scenario 1: Reference | PG&E | Ag | WholeBlg | Ag - Water pumping | Total Resource Cost Test | Energy Efficiency | 2180097.8257 | 2154049.2805 | 2126693.104 | 2098898.6769 | 2070202.106 | 2045017.8494 | 2021730.6962 | 1998364.2288 | 1972062.7038 | 1943497.8231 | 1913221.5029 | 1882482.8554 | 1850995.7274
Scenario 1: Reference | PG&E | Com | AppPlug | Com - Health | Participant Cost Test | Energy Efficiency | 1316832.0856 | 1428333.0621 | 1526858.1257 | 1595773.1483 | 1319882.1028 | 1291571.1741 | 2839834.7761 | 1823836.3647 | 1866437.5228 | 1892391.7815 | 1900392.7877 | 1921060.427 | 1930546.9733
Scenario 1: Reference | PG&E | Com | AppPlug | Com - Health | Program Administrator Cost Test | Energy Efficiency | 3640436.8137 | 3882726.187 | 4083246.3425 | 4201676.9419 | 3416217.4926 | 3336037.5923 | 7023457.7869 | 4509314.5716 | 4544465.3357 | 4538587.2035 | 4490488.4671 | 4456325.2494 | 4394833.3216
Scenario 1: Reference | PG&E | Com | AppPlug | Com - Health | Rate Impact Measure Test | Energy Efficiency | 8446166.9656 | 9174514.9 | 9787572.9729 | 10139061.4418 | 8457510.9305 | 7001675.3369 | 18374718.3593 | 10426048.5933 | 10341985.4051 | 10150975.9065 | 9456235.5274 | 7905722.6612 | 6181794.2278
Scenario 1: Reference | PG&E | Com | AppPlug | Com - Health | Total Resource Cost Test | Energy Efficiency | 4144459.374 | 4429248.135 | 4667402.9948 | 4812357.6414 | 3921032.9153 | 3833516.8242 | 8102132.3492 | 5207541.1174 | 5259162.7952 | 5263446.7491 | 5218701.8917 | 5203057.9664 | 5156974.5834
Scenario 1: Reference | PG&E | Com | AppPlug | Com - Lodging | Participant Cost Test | Energy Efficiency | 1123442.5848 | 1221529.9741 | 1283301.7498 | 1335755.7138 | 1392105.7295 | 1439125.284 | 1481899.8151 | 1518440.184 | 1548438.7269 | 1573422.4962 | 585787.8834 | 961751.5575 | 4228875.8079
Scenario 1: Reference | PG&E | Com | AppPlug | Com - Lodging | Program Administrator Cost Test | Energy Efficiency | 2847197.4215 | 3049804.8292 | 3152242.0289 | 3227432.5453 | 3309674.2651 | 3366233.8401 | 3410692.7242 | 3438978.4885 | 3451223.541 | 3451799.3368 | 1320168.4276 | 1989803.4125 | 9096305.7528
Scenario 1: Reference | PG&E | Com | AppPlug | Com - Lodging | Rate Impact Measure Test | Energy Efficiency | 7020702.4843 | 7699311.175 | 8051210.4486 | 8327388.1979 | 8399468.5419 | 8375819.483 | 8302163.887 | 8166453.5679 | 7966918.5811 | 7711541.0892 | 2726044.3903 | 3499446.678 | 12672824.4595
Scenario 1: Reference | PG&E | Com | AppPlug | Com - Lodging | Total Resource Cost Test | Energy Efficiency | 3289873.5066 | 3531589.075 | 3659579.2642 | 3756866.5068 | 3862671.2408 | 3939266.6282 | 4002101.5039 | 4046316.3371 | 4071885.2875 | 4083709.367 | 1543034.828 | 2395987.7179 | 10778252.2306
Scenario 1: Reference | PG&E | Com | AppPlug | Com - Other | Participant Cost Test | Energy Efficiency | 2207.533 | 2521.6618 | 2870.9845 | 3222.5419 | 3553.0423 | 3954.8174 | 4379.9469 | 4780.0284 | 5121.6322 | 5493.7815 | 28690.4463 | 26683.0464 | 24604.5338
Scenario 1: Reference | PG&E | Com | AppPlug | Com - Other | Program Administrator Cost Test | Energy Efficiency | 8215.9246 | 9225.7407 | 10325.9616 | 11394.7261 | 12351.8501 | 13517.7797 | 14720.289 | 15796.763 | 16644.0117 | 17557.1969 | 90173.2546 | 82481.259 | 74806.1895
Scenario 1: Reference | PG&E | Com | AppPlug | Com - Other | Rate Impact Measure Test | Energy Efficiency | 19377.024 | 22041.8657 | 24996.5909 | 27955.1892 | 30709.5223 | 34072.7878 | 37617.5128 | 40948.8609 | 43785.5108 | 41520.684 | 153687.0446 | 136469.1282 | 104121.2118
Scenario 1: Reference | PG&E | Com | AppPlug | Com - Other | Total Resource Cost Test | Energy Efficiency | 8988.5612 | 10108.3223 | 11330.8062 | 12522.6158 | 13595.4149 | 14901.9657 | 16253.2704 | 17469.773 | 18436.5829 | 19480.0204 | 100214.9108 | 91820.3252 | 83417.7764
Scenario 1: Reference | PG&E | Com | BROs | Com - Lodging | Participant Cost Test | Energy Efficiency | 1852.5806 | 3808.1104 | 5858.4985 | 8029.2819 | 10348.1301 | 12815.587 | 15484.3597 | 18233.3106 | 21216.4867 | 24800.9402 | 28101.2601 | 31385.83 | 34573.9932
Scenario 1: Reference | PG&E | Com | BROs | Com - Lodging | Program Administrator Cost Test | Energy Efficiency | 1852.5806 | 3808.1104 | 5858.4985 | 8029.2819 | 10348.1301 | 12815.587 | 15484.3597 | 18233.3106 | 21216.4867 | 24800.9402 | 28101.2601 | 31385.83 | 34573.9932
Scenario 1: Reference | PG&E | Com | BROs | Com - Lodging | Rate Impact Measure Test | Energy Efficiency | 1852.5806 | 3808.1104 | 5858.4985 | 8029.2819 | 10348.1301 | 12815.587 | 15484.3597 | 18233.3106 | 21216.4867 | 24800.9402 | 28101.2601 | 31385.83 | 34573.9932
Scenario 1: Reference | PG&E | Com | BROs | Com - Lodging | Total Resource Cost Test | Energy Efficiency | 1852.5806 | 3808.1104 | 5858.4985 | 8029.2819 | 10348.1301 | 12815.587 | 15484.3597 | 18233.3106 | 21216.4867 | 24800.9402 | 28101.2601 | 31385.83 | 34573.9932
Scenario 1: Reference | PG&E | Com | BROs | Com - Other | Participant Cost Test | Energy Efficiency | 7145.7344 | 15447.7819 | 24800.712 | 35049.6924 | 46805.4297 | 60685.6361 | 75688.9366 | 88840.1548 | 104813.6833 | 123998.9484 | 142294.3965 | 160843.6285 | 178184.2275
Scenario 1: Reference | PG&E | Com | BROs | Com - Other | Program Administrator Cost Test | Energy Efficiency | 7145.7344 | 15447.7819 | 24800.712 | 35049.6924 | 46805.4297 | 60685.6361 | 75688.9366 | 88840.1548 | 104813.6833 | 123998.9484 | 142294.3965 | 160843.6285 | 178184.2275
Scenario 1: Reference | PG&E | Com | BROs | Com - Other | Rate Impact Measure Test | Energy Efficiency | 7145.7344 | 15447.7819 | 24800.712 | 35049.6924 | 46805.4297 | 60685.6361 | 75688.9366 | 88840.1548 | 104813.6833 | 123998.9484 | 142294.3965 | 160843.6285 | 178184.2275
Scenario 1: Reference | PG&E | Com | BROs | Com - Other | Total Resource Cost Test | Energy Efficiency | 7145.7344 | 15447.7819 | 24800.712 | 35049.6924 | 46805.4297 | 60685.6361 | 75688.9366 | 88840.1548 | 104813.6833 | 123998.9484 | 142294.3965 | 160843.6285 | 178184.2275
Scenario 1: Reference | PG&E | Com | BROs | Com - Retail | Participant Cost Test | Energy Efficiency | 9249.8275 | 18816.2903 | 28649.0331 | 38858.5421 | 49543.5676 | 60733.738 | 72749.9769 | 86591.1179 | 99700.532 | 115303.4206 | 129252.5623 | 142827.0654 | 158748.6874
Scenario 1: Reference | PG&E | Com | BROs | Com - Retail | Program Administrator Cost Test | Energy Efficiency | 9249.8275 | 18816.2903 | 28649.0331 | 38858.5421 | 49543.5676 | 60733.738 | 72749.9769 | 86591.1179 | 99700.532 | 115303.4206 | 129252.5623 | 142827.0654 | 158748.6874
Scenario 1: Reference | PG&E | Com | BROs | Com - Retail | Rate Impact Measure Test | Energy Efficiency | 9249.8275 | 18816.2903 | 28649.0331 | 38858.5421 | 49543.5676 | 60733.738 | 72749.9769 | 86591.1179 | 99700.532 | 115303.4206 | 129252.5623 | 142827.0654 | 158748.6874
Scenario 1: Reference | PG&E | Com | BROs | Com - Retail | Total Resource Cost Test | Energy Efficiency | 9249.8275 | 18816.2903 | 28649.0331 | 38858.5421 | 49543.5676 | 60733.738 | 72749.9769 | 86591.1179 | 99700.532 | 115303.4206 | 129252.5623 | 142827.0654 | 158748.6874
Scenario 1: Reference | PG&E | Com | BldgEnv | Com - College | Participant Cost Test | Energy Efficiency | 491.5765 | 488.6192 | 555.5857 | 634.9972 | 674.7574 | 710.6249 | 754.8733 | 788.7005 | 834.0267 | 870.7043 | 897.7925 | 907.3142 | 922.4102
Scenario 1: Reference | PG&E | Com | BldgEnv | Com - College | Program Administrator Cost Test | Energy Efficiency | 229.4002 | 231.3897 | 252.8588 | 277.4443 | 288.4664 | 296.8376 | 309.0688 | 315.9804 | 328.6793 | 337.5702 | 342.5965 | 340.4282 | 341.703
Scenario 1: Reference | PG&E | Com | BldgEnv | Com - College | Rate Impact Measure Test | Energy Efficiency | 1220.8914 | 1218.153 | 1267.4266 | 1322.8498 | 1315.799 | 1286.3823 | 1263.4243 | 1193.3854 | 1122.4394 | 1018.4198 | 884.046 | 715.3966 | 538.659
Scenario 1: Reference | PG&E | Com | BldgEnv | Com - College | Total Resource Cost Test | Energy Efficiency | 547.8094 | 545.9161 | 612.8065 | 691.2325 | 728.6199 | 760.8298 | 802.2262 | 831.4645 | 873.7122 | 906.3527 | 928.6991 | 932.2859 | 942.6823
Scenario 1: Reference | PG&E | Com | BldgEnv | Com - Grocery | Participant Cost Test | Energy Efficiency | 1278.0871 | 1292.968 | 1316.523 | 1355.8207 | 1388.0018 | 1431.9756 | 1474.5145 | 1518.1659 | 1553.0753 | 1590.3557 | 1629.6449 | 1667.8642 | 1709.4373
Scenario 1: Reference | PG&E | Com | BldgEnv | Com - Grocery | Program Administrator Cost Test | Energy Efficiency | 418.4257 | 431.117 | 447.3667 | 467.542 | 482.8104 | 503.083 | 521.433 | 539.1951 | 551.654 | 564.3433 | 577.0719 | 588.4352 | 600.4676
Scenario 1: Reference | PG&E | Com | BldgEnv | Com - Grocery | Rate Impact Measure Test | Energy Efficiency | 2081.4607 | 2123.498 | 2167.8244 | 2204.8085 | 2196.9527 | 2188.5972 | 2145.4788 | 2050.061 | 1895.5801 | 1711.979 | 1496.0621 | 1241.0833 | 948.6714
Scenario 1: Reference | PG&E | Com | BldgEnv | Com - Grocery | Total Resource Cost Test | Energy Efficiency | 1242.1381 | 1263.437 | 1294.0626 | 1339.5859 | 1375.618 | 1424.2476 | 1470.0293 | 1515.9377 | 1550.9117 | 1587.642 | 1625.7044 | 1661.7124 | 1700.5493
Scenario 1: Reference | PG&E | Com | BldgEnv | Com - Health | Participant Cost Test | Energy Efficiency | 153191.0904 | 161867.1162 | 164890.156 | 161491.6676 | 151665.0944 | 136785.2417 | 117718.0575 | 96379.6269 | 74442.5022 | 53282.892 | 33858.9175 | 16780.6388 | 3521.6351
Scenario 1: Reference | PG&E | Com | BldgEnv | Com - Health | Program Administrator Cost Test | Energy Efficiency | 60151.9165 | 62315.1708 | 62303.0297 | 59854.1857 | 55140.0697 | 48922.5378 | 41429.2963 | 33445.6975 | 25554.6033 | 18199.0536 | 11660.3094 | 6152.9311 | 2067.3588
Scenario 1: Reference | PG&E | Com | BldgEnv | Com - Health | Rate Impact Measure Test | Energy Efficiency | 206940.6406 | 217026.787 | 219977.3706 | 214106.779 | 199834.5744 | 179473.8496 | 153766.3691 | 117862.0197 | 81617.6356 | 51496.078 | 28313.633 | 12212.7053 | 3115.0477
Scenario 1: Reference | PG&E | Com | BldgEnv | Com - Health | Total Resource Cost Test | Energy Efficiency | 162573.884 | 170530.3243 | 172523.5751 | 167782.1856 | 156467.5666 | 140282.13 | 120018.2337 | 97750.8123 | 75182.5691 | 53676.8506 | 34154.4821 | 17234.3655 | 4334.6349
Scenario 1: Reference | PG&E | Com | BldgEnv | Com - Lodging | Participant Cost Test | Energy Efficiency | 117068.0017 | 112942.3916 | 103858.133 | 90637.6363 | 74607.3434 | 57231.1749 | 39909.3557 | 23708.9196 | 9298.0703 | 1729.345 | 1765.2378 | 1803.12 | 1839.9234
Scenario 1: Reference | PG&E | Com | BldgEnv | Com - Lodging | Program Administrator Cost Test | Energy Efficiency | 78801.2564 | 74653.385 | 67477.4171 | 57959.1309 | 47093.2281 | 35806.8687 | 24983.9733 | 15221.6957 | 6842.337 | 2652.9974 | 2692.5893 | 2732.9892 | 2767.8353
Scenario 1: Reference | PG&E | Com | BldgEnv | Com - Lodging | Rate Impact Measure Test | Energy Efficiency | 262423.3332 | 251969.1773 | 231033.5081 | 201249.6165 | 165768.7839 | 127587.6774 | 89855.5396 | 51828.2721 | 20965.5425 | 7222.2353 | 6333.7702 | 5314.5144 | 4138.2913
Scenario 1: Reference | PG&E | Com | BldgEnv | Com - Lodging | Total Resource Cost Test | Energy Efficiency | 157097.9779 | 150176.6674 | 136908.0766 | 118530.473 | 96927.4631 | 74007.7371 | 51592.1317 | 30991.379 | 12973.9933 | 3766.4104 | 3829.1271 | 3893.9442 | 3952.5016
Scenario 1: Reference | PG&E | Com | BldgEnv | Com - Office (Large) | Participant Cost Test | Energy Efficiency | 8112.4126 | 8351.7257 | 8639.6063 | 8866.1364 | 10024.5663 | 10213.6907 | 10432.1087 | 10566.8308 | 9828.5468 | 9967.7267 | 10075.1313 | 10179.7603 | 10286.6783
Scenario 1: Reference | PG&E | Com | BldgEnv | Com - Office (Large) | Program Administrator Cost Test | Energy Efficiency | 3367.0333 | 3470.1982 | 3592.9233 | 3675.7922 | 3923.8467 | 3982.8156 | 4051.4103 | 4073.5525 | 3928.345 | 3941.1748 | 3936.5738 | 3928.7125 | 3920.0406
Scenario 1: Reference | PG&E | Com | BldgEnv | Com - Office (Large) | Rate Impact Measure Test | Energy Efficiency | 17795.5155 | 17891.2572 | 17995.2533 | 17762.4814 | 18151.4796 | 17526.2237 | 16788.3737 | 15570.7971 | 13501.4032 | 11957.9866 | 10207.0167 | 8286.9955 | 6193.5998
Scenario 1: Reference | PG&E | Com | BldgEnv | Com - Office (Large) | Total Resource Cost Test | Energy Efficiency | 8585.0374 | 8842.5691 | 9150.9098 | 9379.8711 | 10424.6278 | 10604.0223 | 10811.9497 | 10919.5623 | 10253.1479 | 10355.7755 | 10420.5041 | 10480.1838 | 10540.5267
Scenario 1: Reference | PG&E | Com | BldgEnv | Com - Office (Small) | Participant Cost Test | Energy Efficiency | 2041.2697 | 2084.0772 | 2133.2855 | 1069.0725 | 13925.5716 | 2156.3169 | 2199.7556 | 2241.6413 | 2278.3137 | 2316.6761 | 2355.5156 | 2394.4928 | 2434.4412
Scenario 1: Reference | PG&E | Com | BldgEnv | Com - Office (Small) | Program Administrator Cost Test | Energy Efficiency | 678.6015 | 703.4307 | 729.9492 | 163.5611 | 6863.6822 | 735.8181 | 754.2271 | 770.5152 | 783.0434 | 795.2734 | 806.6563 | 817.087 | 826.9858
Scenario 1: Reference | PG&E | Com | BldgEnv | Com - Office (Small) | Rate Impact Measure Test | Energy Efficiency | 3414.9944 | 3484.1477 | 3541.1135 | 628.1836 | 32238.647 | 3194.0549 | 3100.6592 | 2928.6782 | 2689.9419 | 2411.9372 | 2090.8203 | 1723.0455 | 1306.398
Scenario 1: Reference | PG&E | Com | BldgEnv | Com - Office (Small) | Total Resource Cost Test | Energy Efficiency | 1990.7877 | 2043.2777 | 2101.5682 | 849.8867 | 15829.7478 | 2122.4926 | 2168.9458 | 2212.2747 | 2248.4839 | 2285.4812 | 2321.937 | 2357.5287 | 2393.214
Scenario 1: Reference | PG&E | Com | BldgEnv | Com - Other | Participant Cost Test | Energy Efficiency | 2451.4221 | 2468.7228 | 2494.8531 | 3078.5401 | 3076.9029 | 3094.7239 | 3119.2866 | 3136.4129 | 2654.7548 | 2680.0057 | 2707.8808 | 2733.9422 | 2764.7044
Scenario 1: Reference | PG&E | Com | BldgEnv | Com - Other | Program Administrator Cost Test | Energy Efficiency | 686.2966 | 703.7644 | 724.2822 | 839.7081 | 846.6221 | 862.1397 | 879.3938 | 891.3017 | 816.1861 | 826.1135 | 836.1279 | 844.2207 | 853.4021
Scenario 1: Reference | PG&E | Com | BldgEnv | Com - Other | Rate Impact Measure Test | Energy Efficiency | 3293.7909 | 3349.589 | 3402.4296 | 3854.3886 | 3792.5379 | 3738.3789 | 3655.8609 | 3437.4745 | 2805.5555 | 2506.9606 | 2168.3949 | 1781.0961 | 1348.5688
Scenario 1: Reference | PG&E | Com | BldgEnv | Com - Other | Total Resource Cost Test | Energy Efficiency | 2261.8295 | 2290.561 | 2328.0145 | 2850.8297 | 2855.8143 | 2881.9606 | 2914.2111 | 2936.3503 | 2523.4524 | 2549.7228 | 2577.7679 | 2602.7227 | 2631.7934
Scenario 1: Reference | PG&E | Com | BldgEnv | Com - Refrig. Warehouse | Participant Cost Test | Energy Efficiency | 362.6082 | 383.564 | 403.7016 | 422.8331 | 440.6668 | 457.557 | 470.5416 | 482.3362 | 490.148 | 498.1222 | 504.8684 | 512.2165 | 520.3693
Scenario 1: Reference | PG&E | Com | BldgEnv | Com - Refrig. Warehouse | Program Administrator Cost Test | Energy Efficiency | 194.2961 | 204.5949 | 213.0722 | 219.5689 | 223.9825 | 226.6653 | 226.393 | 224.921 | 221.2442 | 217.7142 | 213.8818 | 210.735 | 208.3956
Scenario 1: Reference | PG&E | Com | BldgEnv | Com - Refrig. Warehouse | Rate Impact Measure Test | Energy Efficiency | 921.0257 | 951.3324 | 971.207 | 978.267 | 971.0865 | 949.477 | 907.146 | 838.5151 | 748.7019 | 653.1782 | 550.4326 | 442.6239 | 328.6976
Scenario 1: Reference | PG&E | Com | BldgEnv | Com - Refrig. Warehouse | Total Resource Cost Test | Energy Efficiency | 430.2265 | 454.2367 | 475.8201 | 494.6786 | 510.5127 | 523.9051 | 531.7381 | 537.5392 | 538.5326 | 539.7667 | 539.92 | 541.175 | 543.7934
Scenario 1: Reference | PG&E | Com | BldgEnv | Com - Restaurant | Participant Cost Test | Energy Efficiency | 668.7632 | 668.6997 | 678.922 | 688.9673 | 698.7539 | 707.8935 | 719.7794 | 730.4299 | 740.0179 | 750.9029 | 761.2952 | 297.9643 | 5697.5071
Scenario 1: Reference | PG&E | Com | BldgEnv | Com - Restaurant | Program Administrator Cost Test | Energy Efficiency | 206.159 | 208.6384 | 214.9642 | 220.7075 | 225.871 | 230.2823 | 235.6776 | 240.0402 | 243.5141 | 247.2605 | 250.4359 | 38.9304 | 2439.4885
Scenario 1: Reference | PG&E | Com | BldgEnv | Com - Restaurant | Rate Impact Measure Test | Energy Efficiency | 1014.3339 | 1015.1977 | 1027.6301 | 1029.0435 | 1019.1648 | 996.2772 | 967.9441 | 912.2573 | 836.4126 | 749.7955 | 649.0281 | 81.8089 | 3855.0537
Scenario 1: Reference | PG&E | Com | BldgEnv | Com - Restaurant | Total Resource Cost Test | Energy Efficiency | 636.3607 | 638.5046 | 651.4365 | 663.6696 | 675.1555 | 685.4717 | 698.5394 | 709.7775 | 719.4416 | 730.2129 | 740.095 | 230.29 | 6108.2023
Scenario 1: Reference | PG&E | Com | BldgEnv | Com - Retail | Participant Cost Test | Energy Efficiency | 114036.5983 | 117526.2558 | 3010.9305 | 103910.7002 | 115749.9758 | 89322.1625 | 76795.8149 | 62432.091 | 3587.4212 | 3641.8088 | 3705.2251 | 3770.7791 | 3877.8137
Scenario 1: Reference | PG&E | Com | BldgEnv | Com - Retail | Program Administrator Cost Test | Energy Efficiency | 21735.9968 | 22000.9948 | 1117.2881 | 18253.7453 | 26257.5644 | 15693.4054 | 13433.9494 | 10891.0403 | 1373.7026 | 1394.0475 | 1416.802 | 1438.1426 | 1469.9355
Scenario 1: Reference | PG&E | Com | BldgEnv | Com - Retail | Rate Impact Measure Test | Energy Efficiency | 95582.0803 | 97552.7891 | 5530.4271 | 82084.918 | 120998.7606 | 71949.5743 | 61808.3794 | 47059.5471 | 4709.6741 | 4223.549 | 3671.0667 | 3033.0515 | 2322.4556
Scenario 1: Reference | PG&E | Com | BldgEnv | Com - Retail | Total Resource Cost Test | Energy Efficiency | 101430.669 | 104130.4708 | 3078.5947 | 90938.096 | 106212.7824 | 78063.7431 | 67017.0132 | 54410.9034 | 3695.1843 | 3746.3943 | 3806.1889 | 3866.4218 | 3965.8316
Scenario 1: Reference | PG&E | Com | BldgEnv | Com - School | Participant Cost Test | Energy Efficiency | 2400.6112 | 2477.9724 | 2554.0142 | 2621.9738 | 2671.5954 | 2729.886 | 2779.0624 | 2832.5878 | 2882.0324 | 2933.2589 | 2983.7975 | 3043.8331 | 3093.7348
Scenario 1: Reference | PG&E | Com | BldgEnv | Com - School | Program Administrator Cost Test | Energy Efficiency | 953.0318 | 989.3615 | 1022.7217 | 1049.7212 | 1065.3986 | 1084.1639 | 1096.9192 | 1110.5878 | 1121.0605 | 1131.2751 | 1140.0993 | 1152.2205 | 1158.7217
Scenario 1: Reference | PG&E | Com | BldgEnv | Com - School | Rate Impact Measure Test | Energy Efficiency | 4992.8056 | 5065.447 | 5093.4372 | 5050.8056 | 4915.0765 | 4752.6989 | 4522.4143 | 4223.1078 | 3852.5847 | 3432.1105 | 2955.9093 | 2430.2946 | 1830.6999
Scenario 1: Reference | PG&E | Com | BldgEnv | Com - School | Total Resource Cost Test | Energy Efficiency | 2496.8515 | 2583.0864 | 2665.4927 | 2736.3285 | 2784.0302 | 2840.4007 | 2884.8892 | 2933.0888 | 2975.4622 | 3018.7231 | 3060.1492 | 3110.9877 | 3149.6799
Scenario 1: Reference | PG&E | Com | BldgEnv | Com - Warehouse | Participant Cost Test | Energy Efficiency | 310151.0873 | 310293.8849 | 297219.3377 | 271808.4533 | 236424.2168 | 194477.7842 | 149508.9405 | 104870.2623 | 62977.8823 | 25440.9982 | 6836.6002 | 6893.8951 | 6959.3972
Scenario 1: Reference | PG&E | Com | BldgEnv | Com - Warehouse | Program Administrator Cost Test | Energy Efficiency | 209326.2395 | 205542.0337 | 193420.0814 | 174000.3633 | 149156.7729 | 121364.2262 | 92739.9252 | 65420.3409 | 40637.0925 | 19254.1362 | 9121.341 | 9173.3151 | 9231.2023
Scenario 1: Reference | PG&E | Com | BldgEnv | Com - Warehouse | Rate Impact Measure Test | Energy Efficiency | 698381.6788 | 694739.4782 | 662980.6621 | 604719.0062 | 525340.7142 | 432735.8138 | 334016.2256 | 223514.1409 | 125764.5493 | 52502.4548 | 21454.8905 | 17837.4075 | 13801.4911
Scenario 1: Reference | PG&E | Com | BldgEnv | Com - Warehouse | Total Resource Cost Test | Energy Efficiency | 416817.8454 | 413104.7851 | 392198.8831 | 355733.8668 | 307170.6246 | 251271.161 | 192527.0872 | 135318.3536 | 82494.5805 | 35993.1706 | 13522.6878 | 13611.61 | 13711.7293
Scenario 1: Reference | PG&E | Com | ComRefrig | Com - College | Participant Cost Test | Energy Efficiency | 892.6324 | 577.2656 | 339.085 | 176.6954 | 100.0199 | 2827.5731 | 3254.645 | 3341.7634 | 3438.1003 | 3531.589 | 3622.9972 | 3707.5384 | 3800.7223
Scenario 1: Reference | PG&E | Com | ComRefrig | Com - College | Program Administrator Cost Test | Energy Efficiency | 298.2114 | 190.9291 | 111.23 | 57.7689 | 32.0809 | 530.6985 | 595.0306 | 598.6064 | 603.4293 | 607.3563 | 610.5582 | 612.2824 | 615.103
Scenario 1: Reference | PG&E | Com | ComRefrig | Com - College | Rate Impact Measure Test | Energy Efficiency | 3264.2323 | 1996.9185 | 1108.826 | 544.8942 | 283.9496 | 4188.78 | 4295.9402 | 3889.1466 | 3458.4153 | 2979.0821 | 2457.928 | 1887.3746 | 1277.7343
Scenario 1: Reference | PG&E | Com | ComRefrig | Com - College | Total Resource Cost Test | Energy Efficiency | 858.0261 | 553.3809 | 324.3347 | 168.8586 | 95.0993 | 2394.2754 | 2743.5296 | 2807.3085 | 2878.5156 | 2947.0284 | 3013.5177 | 3074.0448 | 3141.4791
Scenario 1: Reference | PG&E | Com | ComRefrig | Com - Grocery | Participant Cost Test | Energy Efficiency | 658682.2974 | 327702.1664 | 160380.2132 | 93514.2231 | 59517.4916 | 3413629.5636 | 4011842.4257 | 4129878.6272 | 4241282.5287 | 4354093.2283 | 4469414.233 | 4586328.7699 | 4707928.2791
Scenario 1: Reference | PG&E | Com | ComRefrig | Com - Grocery | Program Administrator Cost Test | Energy Efficiency | 223573.98 | 111482.8107 | 54161.8848 | 30095.557 | 18083.2391 | 637377.1412 | 732995.862 | 739325.9505 | 743982.7338 | 748424.0223 | 752835.7879 | 757058.1025 | 761588.3849
Scenario 1: Reference | PG&E | Com | ComRefrig | Com - Grocery | Rate Impact Measure Test | Energy Efficiency | 2447248.2158 | 1165993.6801 | 539927.2703 | 283870.6435 | 160055.7071 | 5028361.9491 | 5291647.8439 | 4803087.6985 | 4263714.1742 | 3670823.7411 | 3030550.8089 | 2333550.135 | 1581974.2289
Scenario 1: Reference | PG&E | Com | ComRefrig | Com - Grocery | Total Resource Cost Test | Energy Efficiency | 635898.9967 | 316564.3609 | 154617.4815 | 88992.8693 | 55802.2481 | 2887931.2353 | 3381448.3202 | 3469023.4093 | 3550647.4644 | 3633087.7743 | 3717262.2126 | 3802403.9842 | 3891066.0487
Scenario 1: Reference | PG&E | Com | ComRefrig | Com - Health | Participant Cost Test | Energy Efficiency | 0 | 0 | 0 | 0 | 0 | 0 | 0 | 0 | 0 | 0 | 0 | 0 | 0
Scenario 1: Reference | PG&E | Com | ComRefrig | Com - Health | Program Administrator Cost Test | Energy Efficiency | 0 | 0 | 0 | 0 | 0 | 0 | 0 | 0 | 0 | 0 | 0 | 0 | 0
Scenario 1: Reference | PG&E | Com | ComRefrig | Com - Health | Rate Impact Measure Test | Energy Efficiency | 0 | 0 | 0 | 0 | 0 | 0 | 0 | 0 | 0 | 0 | 0 | 0 | 0
Scenario 1: Reference | PG&E | Com | ComRefrig | Com - Health | Total Resource Cost Test | Energy Efficiency | 0 | 0 | 0 | 0 | 0 | 0 | 0 | 0 | 0 | 0 | 0 | 0 | 0
Scenario 1: Reference | PG&E | Com | ComRefrig | Com - Refrig. Warehouse | Participant Cost Test | Energy Efficiency | 1920.6963 | 1189.9561 | 662.0024 | 314.9927 | 200.2303 | 7343.4814 | 8977.2292 | 9276.1023 | 9561.3367 | 9851.7079 | 10142.4112 | 10441.1889 | 10749.4056
Scenario 1: Reference | PG&E | Com | ComRefrig | Com - Refrig. Warehouse | Program Administrator Cost Test | Energy Efficiency | 642.9854 | 394.5304 | 217.9341 | 103.833 | 63.5737 | 1372.5687 | 1639.1557 | 1659.5607 | 1676.1843 | 1692.4182 | 1707.4481 | 1722.5834 | 1738.0063
Scenario 1: Reference | PG&E | Com | ComRefrig | Com - Refrig. Warehouse | Rate Impact Measure Test | Energy Efficiency | 7038.1392 | 4126.3761 | 2172.5341 | 979.3855 | 562.6941 | 10829.3491 | 11832.5686 | 10780.7282 | 9605.4694 | 8300.3526 | 6872.9635 | 5309.4113 | 3610.0578
Scenario 1: Reference | PG&E | Com | ComRefrig | Com - Refrig. Warehouse | Total Resource Cost Test | Energy Efficiency | 1847.2633 | 1141.4683 | 633.813 | 301.6861 | 189.872 | 6213.7031 | 7565.7815 | 7790.9481 | 8003.6109 | 8219.5646 | 8434.8094 | 8655.7886 | 8883.6001
Scenario 1: Reference | PG&E | Com | ComRefrig | Com - Restaurant | Participant Cost Test | Energy Efficiency | 23277.3826 | 11913.0364 | 5805.6267 | 3464.3362 | 2064.6297 | 116400.0847 | 133277.6856 | 136669.3867 | 139950.2162 | 143260.8705 | 146577.3096 | 120572.0309 | 316583.988
Scenario 1: Reference | PG&E | Com | ComRefrig | Com - Restaurant | Program Administrator Cost Test | Energy Efficiency | 7896.8747 | 4046.3002 | 1964.217 | 1120.1797 | 627.3244 | 21737.4932 | 24359.7219 | 24475.359 | 24558.1982 | 24633.8583 | 24698.4396 | 19938.8906 | 51081.3715
Scenario 1: Reference | PG&E | Com | ComRefrig | Com - Restaurant | Rate Impact Measure Test | Energy Efficiency | 86439.4527 | 42320.0707 | 19580.8241 | 10565.8826 | 5552.4813 | 171493.5025 | 175864.7222 | 159012.3432 | 140746.8177 | 120827.1558 | 99427.4513 | 61469.8087 | 106086.7191
Scenario 1: Reference | PG&E | Com | ComRefrig | Com - Restaurant | Total Resource Cost Test | Energy Efficiency | 22469.0483 | 11503.0885 | 5599.8381 | 3300.9484 | 1935.7706 | 98477.4699 | 112342.2155 | 114806.8275 | 117168.1835 | 119544.8031 | 121916.8092 | 99991.4334 | 261551.3479
Scenario 1: Reference | PG&E | Com | ComRefrig | Com - Retail | Participant Cost Test | Energy Efficiency | 304155.2297 | 156003.0886 | 28639.5919 | 58726.9822 | 34844.0475 | 1465144.9467 | 1695737.2343 | 1745337.7397 | 1792258.9656 | 1839675.3167 | 1888216.0285 | 1937443.0998 | 1988584.1213
Scenario 1: Reference | PG&E | Com | ComRefrig | Com - Retail | Program Administrator Cost Test | Energy Efficiency | 103068.7289 | 52847.1364 | 9046.9688 | 19311.3377 | 10883.7723 | 273643.6897 | 309937.3182 | 312553.901 | 314487.308 | 316314.1948 | 318141.3575 | 319892.2081 | 321764.0826
Scenario 1: Reference | PG&E | Com | ComRefrig | Com - Retail | Rate Impact Measure Test | Energy Efficiency | 1128193.7325 | 552725.8116 | 90187.1338 | 182150.5369 | 96332.8452 | 2158883.0177 | 2237589.9977 | 2030605.3719 | 1802366.7625 | 1551486.7534 | 1280718.2387 | 986056.8562 | 668381.1657
Scenario 1: Reference | PG&E | Com | ComRefrig | Com - Retail | Total Resource Cost Test | Energy Efficiency | 293502.1999 | 150525.4402 | 27121.8991 | 56209.1907 | 32901.2878 | 1239574.3489 | 1429368.3821 | 1466134.746 | 1500491.412 | 1535111.3732 | 1570518.6027 | 1606346.6124 | 1643609.0204
Scenario 1: Reference | PG&E | Com | ComRefrig | Com - School | Participant Cost Test | Energy Efficiency | 79.5633 | 73.5504 | 70.2443 | 67.0871 | 64.072 | 5500.6414 | 7068.1314 | 7251.8522 | 7433.2094 | 7618.8173 | 7808.7071 | 8011.0322 | 8213.2595
Scenario 1: Reference | PG&E | Com | ComRefrig | Com - School | Program Administrator Cost Test | Energy Efficiency | 26.2212 | 23.6721 | 22.1615 | 20.7473 | 19.4235 | 1023.579 | 1287.2479 | 1294.3613 | 1300.3018 | 1306.2494 | 1312.1918 | 1319.4504 | 1325.9139
Scenario 1: Reference | PG&E | Com | ComRefrig | Com - School | Rate Impact Measure Test | Energy Efficiency | 287.0182 | 247.5854 | 220.9226 | 195.6954 | 171.9187 | 8072.2377 | 9289.6842 | 8406.2269 | 7449.7494 | 6405.0953 | 5280.9863 | 4066.2378 | 2753.788
Scenario 1: Reference | PG&E | Com | ComRefrig | Com - School | Total Resource Cost Test | Energy Efficiency | 76.1977 | 69.9955 | 66.5 | 63.1841 | 60.0384 | 4650.8261 | 5954.2423 | 6088.4091 | 6220.0043 | 6354.5804 | 6492.15 | 6639.4533 | 6786.0665
Scenario 1: Reference | PG&E | Com | FoodServ | Com - College | Participant Cost Test | Energy Efficiency | 266214.9061 | 275985.5813 | 281747.627 | 307941.2712 | 323722.4795 | 335734.5281 | 346188.6447 | 355555.3935 | 366529.1429 | 377215.2571 | 394082.0092 | 407127.0781 | 419117.4593
Scenario 1: Reference | PG&E | Com | FoodServ | Com - College | Participant Cost Test | Fuel Substitution | 1629.1315 | 1787.5833 | 1919.7827 | 2036.9972 | 2139.0765 | 2217.9303 | 2283.6275 | 2389.1309 | 2498.1143 | 2619.3509 | 2757.8543 | 2903.2883 | 3068.3829
Scenario 1: Reference | PG&E | Com | FoodServ | Com - College | Program Administrator Cost Test | Energy Efficiency | 207415.2636 | 212227.2131 | 213140.4505 | 232519.5122 | 228443.2742 | 232080.3826 | 235706.7637 | 238246.9017 | 241799.8714 | 244922.983 | 249494.1555 | 252412.4857 | 255368.6716
Scenario 1: Reference | PG&E | Com | FoodServ | Com - College | Program Administrator Cost Test | Fuel Substitution | 1701.0672 | 1959.5586 | 2228.4141 | 2508.0008 | 2811.5597 | 3144.8692 | 3474.4912 | 3897.1442 | 4352.9085 | 4881.8759 | 5523.2563 | 6227.5239 | 7023.1789
Scenario 1: Reference | PG&E | Com | FoodServ | Com - College | Rate Impact Measure Test | Energy Efficiency | 787685.1295 | 813065.4193 | 794593.7178 | 820443.3311 | 796981.8055 | 768579.9572 | 732174.3893 | 686363.9326 | 636936.1365 | 578807.2028 | 514276.001 | 438300.5902 | 353490.8226
Scenario 1: Reference | PG&E | Com | FoodServ | Com - College | Rate Impact Measure Test | Fuel Substitution | 1735.0146 | 2004.2043 | 2278.4536 | 2563.0406 | 2870.7977 | 3207.8364 | 3539.7797 | 3963.1949 | 4417.1194 | 4941.8131 | 5575.2878 | 6267.7327 | 7046.3006
Scenario 1: Reference | PG&E | Com | FoodServ | Com - College | Total Resource Cost Test | Energy Efficiency | 333418.3608 | 343274.626 | 347567.5984 | 379009.1159 | 386689.9464 | 397204.6807 | 406619.6079 | 414507.9648 | 424206.1472 | 433387.216 | 445898.1194 | 455491.3966 | 465047.6251
Scenario 1: Reference | PG&E | Com | FoodServ | Com - College | Total Resource Cost Test | Fuel Substitution | 2151.163 | 2479.5843 | 2822.8516 | 3181.0143 | 3566.9129 | 3986.5962 | 4407.4603 | 4951.6328 | 5543.3475 | 6234.8182 | 7066.4529 | 7988.5376 | 9034.7492
Scenario 1: Reference | PG&E | Com | FoodServ | Com - Grocery | Participant Cost Test | Energy Efficiency | 1480106.289 | 1539656.5537 | 1600196.3235 | 1660027.9554 | 1793274.7665 | 1867007.0839 | 1929628.2216 | 1991735.843 | 2051631.4798 | 2112914.7934 | 2295004.9659 | 2432502.152 | 2524226.8393
Scenario 1: Reference | PG&E | Com | FoodServ | Com - Grocery | Participant Cost Test | Fuel Substitution | 15627.3376 | 17094.3781 | 18345.7422 | 19453.4213 | 20416.0194 | 21151.6523 | 21761.9162 | 22405.671 | 23035.81 | 23625.8754 | 24262.5723 | 24909.0551 | 25674.3917
Scenario 1: Reference | PG&E | Com | FoodServ | Com - Grocery | Program Administrator Cost Test | Energy Efficiency | 1432219.2845 | 1473102.5612 | 1512922.0779 | 1550054.407 | 1600223.5828 | 1636547.4253 | 1668260.9967 | 1697981.1965 | 1724310.434 | 1750579.0725 | 1810533.7057 | 1856502.0479 | 1889694.7086
Scenario 1: Reference | PG&E | Com | FoodServ | Com - Grocery | Program Administrator Cost Test | Fuel Substitution | 16391.1478 | 18861.6609 | 21421.603 | 24071.0815 | 26929.2446 | 30040.7072 | 33080.2683 | 36400.935 | 39814.4839 | 43465.4088 | 47682.2391 | 52063.7406 | 56798.6007
Scenario 1: Reference | PG&E | Com | FoodServ | Com - Grocery | Rate Impact Measure Test | Energy Efficiency | 4528456.8637 | 4687273.7978 | 4705073.3978 | 4641767.7332 | 4661771.1455 | 4539051.3095 | 4360051.0248 | 4140465.3165 | 3875271.0976 | 3569055.7365 | 3263695.2868 | 2885479.2897 | 2434905.208
Scenario 1: Reference | PG&E | Com | FoodServ | Com - Grocery | Rate Impact Measure Test | Fuel Substitution | 16511.1968 | 19018.9227 | 21597.1332 | 24263.3128 | 27135.1918 | 30258.5429 | 33304.9636 | 36626.9957 | 40032.9891 | 43668.1541 | 47857.1393 | 52198.0006 | 56875.2685
Scenario 1: Reference | PG&E | Com | FoodServ | Com - Grocery | Total Resource Cost Test | Energy Efficiency | 2019874.2241 | 2084900.4697 | 2149619.3671 | 2211755.0307 | 2333796.1605 | 2404804.0122 | 2464710.8616 | 2522696.7838 | 2576660.0942 | 2631339.7579 | 2756801.4443 | 2855217.9135 | 2927504.359
Scenario 1: Reference | PG&E | Com | FoodServ | Com - Grocery | Total Resource Cost Test | Fuel Substitution | 20997.6007 | 24184.8925 | 27506.0632 | 30957.0693 | 34651.0077 | 38632.3884 | 42581.7951 | 46934.5326 | 51454.0856 | 56321.8964 | 61871.3183 | 67709.5868 | 74047.8837
Scenario 1: Reference | PG&E | Com | FoodServ | Com - Health | Participant Cost Test | Energy Efficiency | 612689.2752 | 636892.97 | 667152.2838 | 689435.1336 | 792652.3794 | 823836.0171 | 873145.2411 | 885875.2697 | 912259.3445 | 936556.1526 | 993478.6774 | 1040768.8792 | 1077616.1991
Scenario 1: Reference | PG&E | Com | FoodServ | Com - Health | Participant Cost Test | Fuel Substitution | 4353.5397 | 4832.3833 | 5246.0655 | 5628.3009 | 6027.5727 | 6377.768 | 6718.2977 | 7043.8347 | 7373.4348 | 7688.2106 | 8018.5415 | 8361.6924 | 8753.2067
Scenario 1: Reference | PG&E | Com | FoodServ | Com - Health | Program Administrator Cost Test | Energy Efficiency | 589627.2567 | 605442.2633 | 626429.6026 | 638664.1481 | 671217.4378 | 681209.0976 | 712997.4214 | 712016.0539 | 722415.4367 | 730534.2951 | 746197.6712 | 762437.1471 | 775686.7257
Scenario 1: Reference | PG&E | Com | FoodServ | Com - Health | Program Administrator Cost Test | Fuel Substitution | 4665.0333 | 5436.4163 | 6238.2709 | 7084.3936 | 8077.0931 | 9190.6353 | 10351.4575 | 11591.2629 | 12904.9841 | 14321.599 | 15960.5669 | 17714.1059 | 19651.8181
Scenario 1: Reference | PG&E | Com | FoodServ | Com - Health | Rate Impact Measure Test | Energy Efficiency | 1978064.7715 | 2046837.0951 | 2064911.3647 | 2026912.7717 | 2113132.1839 | 2046457.7906 | 2005344.2578 | 1868594.084 | 1740424.1413 | 1587751.7018 | 1424185.0147 | 1242015.2257 | 1029877.4933
Scenario 1: Reference | PG&E | Com | FoodServ | Com - Health | Rate Impact Measure Test | Fuel Substitution | 4768.4485 | 5573.0844 | 6392.0101 | 7254.0259 | 8260.132 | 9385.6194 | 10554.0331 | 11796.5936 | 13105 | 14508.7397 | 16123.4716 | 17840.3554 | 19724.6395
Scenario 1: Reference | PG&E | Com | FoodServ | Com - Health | Total Resource Cost Test | Energy Efficiency | 846889.5398 | 873297.0374 | 907491.6081 | 929849.9794 | 1022516.1297 | 1049444.1094 | 1104052.4429 | 1110394.2359 | 1134050.9475 | 1154610.5865 | 1192418.4945 | 1228945.974 | 1259559.0721
Scenario 1: Reference | PG&E | Com | FoodServ | Com - Health | Total Resource Cost Test | Fuel Substitution | 5939.102 | 6926.345 | 7957.6162 | 9049.4632 | 10321.1709 | 11735.8253 | 13228.6632 | 14836.2474 | 16554.1403 | 18421.4527 | 20561.8734 | 22876.5778 | 25445.5713
Scenario 1: Reference | PG&E | Com | FoodServ | Com - Lodging | Participant Cost Test | Energy Efficiency | 493781.1814 | 517472.861 | 541565.1564 | 564921.635 | 629214.6605 | 662107.9246 | 687954.4628 | 714204.198 | 740442.2614 | 768129.9585 | 833564.5022 | 886925.3549 | 940629.242
Scenario 1: Reference | PG&E | Com | FoodServ | Com - Lodging | Participant Cost Test | Fuel Substitution | 4688.3856 | 5163.8461 | 5565.5208 | 5923.5461 | 6277.5775 | 6569.8327 | 6845.5601 | 7082.6843 | 7307.9107 | 7500.8179 | 7693.8241 | 7883.2399 | 8106.5264
Scenario 1: Reference | PG&E | Com | FoodServ | Com - Lodging | Program Administrator Cost Test | Energy Efficiency | 516793.4287 | 534537.978 | 551760.861 | 567296.8163 | 593096.5537 | 609075.7802 | 622945.1943 | 636428.9673 | 649183.6069 | 662592.8564 | 686150.2429 | 704009.0763 | 731576.8449
Scenario 1: Reference | PG&E | Com | FoodServ | Com - Lodging | Program Administrator Cost Test | Fuel Substitution | 4884.2163 | 5654.0303 | 6451.7851 | 7281.6839 | 8233.5957 | 9289.9359 | 10377.6817 | 11501.3746 | 12660.6558 | 13879.5332 | 15270.6967 | 16721.3326 | 18300.9565
Scenario 1: Reference | PG&E | Com | FoodServ | Com - Lodging | Rate Impact Measure Test | Energy Efficiency | 1803367.8841 | 1873732.0625 | 1893091.2396 | 1882091.9321 | 1916639.0282 | 1872400.9801 | 1799630.0804 | 1708836.9763 | 1598528.4194 | 1469824.4231 | 1332843.4677 | 1162424.3698 | 978504.0494
Scenario 1: Reference | PG&E | Com | FoodServ | Com - Lodging | Rate Impact Measure Test | Fuel Substitution | 4937.5689 | 5724.0507 | 6530.0244 | 7367.4155 | 8325.4437 | 9387.0608 | 10477.8219 | 11602.0758 | 12757.9471 | 13969.7745 | 15348.5327 | 16781.093 | 18335.5591
Scenario 1: Reference | PG&E | Com | FoodServ | Com - Lodging | Total Resource Cost Test | Energy Efficiency | 708276.7188 | 735582.1163 | 762691.8775 | 788010.0761 | 848820.6536 | 881002.7179 | 906740.5005 | 932405.8001 | 957479.4247 | 983923.261 | 1032137.9052 | 1070834.5396 | 1122178.3453
Scenario 1: Reference | PG&E | Com | FoodServ | Com - Lodging | Total Resource Cost Test | Fuel Substitution | 6216.0914 | 7201.4302 | 8227.7739 | 9299.2805 | 10518.8692 | 11860.0957 | 13259.5243 | 14718.4649 | 16237.9424 | 17848.0792 | 19664.8627 | 21582.4916 | 23679.8124
Scenario 1: Reference | PG&E | Com | FoodServ | Com - Office (Large) | Participant Cost Test | Energy Efficiency | 4529.3134 | 4642.8902 | 4769.9631 | 4891.0065 | 5022.8177 | 5153.7812 | 5295.2284 | 5429.6001 | 5557.6914 | 5699.6899 | 5842.8075 | 5991.0908 | 6145.3014
Scenario 1: Reference | PG&E | Com | FoodServ | Com - Office (Large) | Program Administrator Cost Test | Energy Efficiency | 5445.9916 | 5518.6116 | 5605.2472 | 5682.7421 | 5770.7044 | 5855.594 | 5950.25 | 6034.8426 | 6110.5778 | 6199.7053 | 6288.0453 | 6366.5998 | 6402.4275
Scenario 1: Reference | PG&E | Com | FoodServ | Com - Office (Large) | Rate Impact Measure Test | Energy Efficiency | 44172.7433 | 44437.1236 | 44944.2381 | 45331.2278 | 42937.6541 | 40170.6481 | 37183.4414 | 33807.4968 | 30117.2195 | 26138.8452 | 21827.5988 | 17128.317 | 12005.358
Scenario 1: Reference | PG&E | Com | FoodServ | Com - Office (Large) | Total Resource Cost Test | Energy Efficiency | 7031.2513 | 7143.6232 | 7274.7342 | 7394.5943 | 7528.6906 | 7659.4175 | 7803.58 | 7935.2027 | 8055.7698 | 8194.5968 | 8333.0279 | 8472.8199 | 8604.8475
Scenario 1: Reference | PG&E | Com | FoodServ | Com - Office (Small) | Participant Cost Test | Energy Efficiency | 1159.6915 | 1194.2111 | 1230.2759 | 906.5658 | 3121.8053 | 1323.9198 | 1362.902 | 1402.7436 | 1442.9651 | 1484.6166 | 1527.5763 | 1571.8353 | 1617.5523
Scenario 1: Reference | PG&E | Com | FoodServ | Com - Office (Small) | Program Administrator Cost Test | Energy Efficiency | 1394.399 | 1419.458 | 1445.7136 | 1053.3169 | 3586.6353 | 1504.2037 | 1531.4934 | 1559.1087 | 1586.5132 | 1614.8572 | 1643.9818 | 1670.3546 | 1685.2325
Scenario 1: Reference | PG&E | Com | FoodServ | Com - Office (Small) | Rate Impact Measure Test | Energy Efficiency | 11310.0487 | 11429.8002 | 11592.0843 | 8402.3077 | 26686.8126 | 10319.1642 | 9570.387 | 8734.2065 | 7819.4512 | 6808.4693 | 5706.7297 | 4493.8216 | 3160.0231
Scenario 1: Reference | PG&E | Com | FoodServ | Com - Office (Small) | Total Resource Cost Test | Energy Efficiency | 1800.2911 | 1837.4318 | 1876.3102 | 1370.6149 | 4679.2672 | 1967.5756 | 2008.5091 | 2050.0689 | 2091.5509 | 2134.473 | 2178.6335 | 2222.947 | 2264.9485
Scenario 1: Reference | PG&E | Com | FoodServ | Com - Other | Participant Cost Test | Energy Efficiency | 1719475.5958 | 1789262.0141 | 1860605.5285 | 1930985.1869 | 2071370.5601 | 2156363.1269 | 2235561.2172 | 2313417.6371 | 2387215.186 | 2465385.2598 | 2578940.6065 | 2678124.262 | 2769010.1458
Scenario 1: Reference | PG&E | Com | FoodServ | Com - Other | Participant Cost Test | Fuel Substitution | 20834.5113 | 23106.6024 | 24968.0649 | 26628.2915 | 28073.6613 | 29176.2624 | 30029.5343 | 30704.4136 | 31310.6061 | 31682.7011 | 31984.3002 | 32119.7469 | 32212.5464
Scenario 1: Reference | PG&E | Com | FoodServ | Com - Other | Program Administrator Cost Test | Energy Efficiency | 1661293.6452 | 1705534.1943 | 1748754.7519 | 1788539.8177 | 1841122.9757 | 1879967.3178 | 1916821.8971 | 1950241.2766 | 1978140.7356 | 2007906.3598 | 2046866.2291 | 2080722.4526 | 2112146.3611
Scenario 1: Reference | PG&E | Com | FoodServ | Com - Other | Program Administrator Cost Test | Fuel Substitution | 20140.5899 | 23467.2052 | 26977.1918 | 30679.9757 | 34745.8848 | 39244.8306 | 43705.8524 | 48393.0352 | 53325.2824 | 58506.9821 | 64488.9374 | 70649.2227 | 77217.1814
Scenario 1: Reference | PG&E | Com | FoodServ | Com - Other | Rate Impact Measure Test | Energy Efficiency | 6162808.8535 | 6365507.1179 | 6323066.3325 | 6219055.1259 | 6182539.4355 | 5995865.0019 | 5746716.3067 | 5434263.5603 | 5051802.034 | 4613105.2075 | 4120307.2462 | 3546175.2301 | 2889014.154
Scenario 1: Reference | PG&E | Com | FoodServ | Com - Other | Rate Impact Measure Test | Fuel Substitution | 20260.826 | 23625.3386 | 27154.4073 | 30874.8629 | 34955.584 | 39467.6433 | 43936.7735 | 48626.5241 | 53552.1695 | 58718.6885 | 64672.6542 | 70791.1354 | 77298.7547
Scenario 1: Reference | PG&E | Com | FoodServ | Com - Other | Total Resource Cost Test | Energy Efficiency | 2412611.4068 | 2489787.85 | 2566993.8146 | 2640745.3397 | 2771707.5131 | 2855157.5589 | 2932979.8836 | 3007229.3435 | 3074553.6271 | 3146083.4005 | 3238204.632 | 3321459.3973 | 3400561.7061
Scenario 1: Reference | PG&E | Com | FoodServ | Com - Other | Total Resource Cost Test | Fuel Substitution | 25134.0654 | 29304.4181 | 33724.7585 | 38402.6931 | 43504.6561 | 49101.7731 | 54722.4418 | 60683.533 | 67016.1616 | 73719.0376 | 81376.2626 | 89358.5612 | 97915.3197
Scenario 1: Reference | PG&E | Com | FoodServ | Com - Restaurant | Participant Cost Test | Energy Efficiency | 3317895.738 | 3446076.8449 | 3577948.0753 | 3706906.3701 | 3995004.2142 | 4143513.8976 | 4277615.9979 | 4409396.9055 | 4540247.1792 | 4674543.8018 | 5065623.175 | 4130841.7878 | 13142528.8589
Scenario 1: Reference | PG&E | Com | FoodServ | Com - Restaurant | Participant Cost Test | Fuel Substitution | 49818.1477 | 54858.2538 | 59092.5535 | 62862.4238 | 66150.5356 | 68679.6348 | 70698.9478 | 72371.4078 | 73886.3982 | 74987.9638 | 75998.5023 | 68454.9103 | 67255.5118
Scenario 1: Reference | PG&E | Com | FoodServ | Com - Restaurant | Program Administrator Cost Test | Energy Efficiency | 3723456.2279 | 3819301.9817 | 3914014.9153 | 4000336.9416 | 4117235.5453 | 4192365.939 | 4263308.7915 | 4328103.666 | 4388435.5489 | 4448914.192 | 4579365.7062 | 3641261.8498 | 10971389.5397
Scenario 1: Reference | PG&E | Com | FoodServ | Com - Restaurant | Program Administrator Cost Test | Fuel Substitution | 50434.0376 | 58392.3216 | 66713.0845 | 75407.6725 | 84868.321 | 95257.6717 | 105448.6376 | 116024.6658 | 126860.6984 | 138127.301 | 150916.9423 | 146114.5506 | 154184.1107
Scenario 1: Reference | PG&E | Com | FoodServ | Com - Restaurant | Rate Impact Measure Test | Energy Efficiency | 11987164.4997 | 12354970.0762 | 12362656.9158 | 12176866.5809 | 12152310.1495 | 11774796.2772 | 11284936.0703 | 10688239.8795 | 9985835.6966 | 9178289.2975 | 8349206.0173 | 5701353.5498 | 14312322.887
Scenario 1: Reference | PG&E | Com | FoodServ | Com - Restaurant | Rate Impact Measure Test | Fuel Substitution | 50696.6756 | 58736.6884 | 67097.8326 | 75829.488 | 85320.7753 | 95736.908 | 105943.73 | 116523.6247 | 127343.8886 | 138576.5488 | 151305.3416 | 146378.5257 | 154326.4172
Scenario 1: Reference | PG&E | Com | FoodServ | Com - Restaurant | Total Resource Cost Test | Energy Efficiency | 4951520.4114 | 5096264.8513 | 5242112.567 | 5379411.0772 | 5647978.0067 | 5790871.3531 | 5920355.6477 | 6043503.6732 | 6162480.249 | 6283489.823 | 6553130.6671 | 5256451.2379 | 16020239.6364
Scenario 1: Reference | PG&E | Com | FoodServ | Com - Restaurant | Total Resource Cost Test | Fuel Substitution | 63943.7731 | 74091.7526 | 84755.9626 | 95938.9914 | 108018.0918 | 121159.567 | 134232.909 | 147932.9869 | 162112.4871 | 176970.7149 | 193624.196 | 187877.5872 | 198556.673
Scenario 1: Reference | PG&E | Com | FoodServ | Com - Retail | Participant Cost Test | Energy Efficiency | 5948.1352 | 6373.2561 | 6848.779 | 2784.9071 | 45792.4707 | 7752.3437 | 8513.7047 | 9031.8612 | 9486.7178 | 9946.0141 | 10412.2442 | 10864.0243 | 11329.7873
Scenario 1: Reference | PG&E | Com | FoodServ | Com - Retail | Program Administrator Cost Test | Energy Efficiency | 7336.9971 | 7778.7598 | 8271.9899 | 3235.7162 | 55008.3746 | 9058.9755 | 9850.7011 | 10340.8968 | 10746.7865 | 11148.3081 | 11548.4014 | 11914.0183 | 12253.8882
Scenario 1: Reference | PG&E | Com | FoodServ | Com - Retail | Rate Impact Measure Test | Energy Efficiency | 51438.0762 | 52915.3091 | 54552.9953 | 25811.3049 | 281208.4654 | 49921.8834 | 49147.7898 | 46326.3515 | 42578.3768 | 38124.0506 | 32984.791 | 27011.5404 | 20241.1154
Scenario 1: Reference | PG&E | Com | FoodServ | Com - Retail | Total Resource Cost Test | Energy Efficiency | 9418.8444 | 10009.3994 | 10669.0625 | 4210.4337 | 71035.7394 | 11772.2958 | 12830.4978 | 13502.0482 | 14067.1378 | 14629.413 | 15192.6869 | 15722.9099 | 16255.1626
Scenario 1: Reference | PG&E | Com | FoodServ | Com - School | Participant Cost Test | Energy Efficiency | 719881.7066 | 746576.0971 | 773231.3894 | 798625.0945 | 860365.6542 | 897129.7374 | 923902.6911 | 952332.3116 | 981393.9629 | 1011642.3865 | 1055537.8925 | 1100146.4953 | 1136199.7361
Scenario 1: Reference | PG&E | Com | FoodServ | Com - School | Participant Cost Test | Fuel Substitution | 2069.7567 | 2211.8094 | 2331.0894 | 2498.5583 | 2694.7595 | 2885.0649 | 3072.4538 | 3264.6074 | 3471.2387 | 3678.3237 | 3899.2762 | 4137.9514 | 4565.2672
Scenario 1: Reference | PG&E | Com | FoodServ | Com - School | Program Administrator Cost Test | Energy Efficiency | 567572.2645 | 579905.6178 | 591503.9176 | 601285.7268 | 617979.5247 | 628459.5733 | 635919.6503 | 644040.997 | 652030.4619 | 660279.4606 | 672171.7409 | 684302.32 | 692196.9175
Scenario 1: Reference | PG&E | Com | FoodServ | Com - School | Program Administrator Cost Test | Fuel Substitution | 2180.2685 | 2444.8691 | 2724.863 | 3091.5703 | 3551.4265 | 4092.6749 | 4667.3034 | 5307.872 | 6019.2571 | 6812.5018 | 7749.5261 | 8796.8606 | 10324.0928
Scenario 1: Reference | PG&E | Com | FoodServ | Com - School | Rate Impact Measure Test | Energy Efficiency | 2301528.5602 | 2361993.1402 | 2337344.9693 | 2288199.0346 | 2276080.2431 | 2198755.657 | 2085627.7687 | 1955807.0783 | 1806164.1404 | 1635113.6417 | 1445575.2321 | 1230180.2483 | 980493.0198
Scenario 1: Reference | PG&E | Com | FoodServ | Com - School | Rate Impact Measure Test | Fuel Substitution | 2230.8487 | 2510.1491 | 2796.5799 | 3168.8052 | 3632.7249 | 4177.0971 | 4752.7354 | 5392.1443 | 6099.0689 | 6885.0258 | 7810.7696 | 8843.6948 | 10353.3278
Scenario 1: Reference | PG&E | Com | FoodServ | Com - School | Total Resource Cost Test | Energy Efficiency | 903256.2801 | 929430.2357 | 955002.6968 | 978381.8672 | 1031770.3967 | 1063692.1537 | 1086532.0018 | 1110945.0716 | 1135668.3785 | 1161362.176 | 1195155.4581 | 1229945.011 | 1258206.4975
Scenario 1: Reference | PG&E | Com | FoodServ | Com - School | Total Resource Cost Test | Fuel Substitution | 2768.8801 | 3106.698 | 3466.0988 | 3937.5827 | 4524.7174 | 5210.6735 | 5947.2325 | 6774.5501 | 7700.2682 | 8739.6531 | 9958.1854 | 11331.9608 | 13341.2452
Scenario 1: Reference | PG&E | Com | HVAC | Com - College | Participant Cost Test | Energy Efficiency | 852236.4873 | 891490.1135 | 779300.5682 | 1849371.859 | 984324.1653 | 580728.5014 | 140805.2748 | 136062.2487 | 116285.8856 | 119783.089 | 124477.5432 | 125618.9376 | 128288.6615
Scenario 1: Reference | PG&E | Com | HVAC | Com - College | Participant Cost Test | Fuel Substitution | 161454.7789 | 193806.4407 | 208664.1386 | 223859.5531 | 238015.5979 | 0 | 0 | 0 | 0 | 0 | 0 | 0 | 0
Scenario 1: Reference | PG&E | Com | HVAC | Com - College | Program Administrator Cost Test | Energy Efficiency | 311293.1294 | 309894.3834 | 286427.8369 | 502868.6206 | 296857.5357 | 108476.4254 | 101325.629 | 95019.1303 | 81788.7071 | 82525.017 | 84215.8571 | 83153.7391 | 83168.2317
Scenario 1: Reference | PG&E | Com | HVAC | Com - College | Program Administrator Cost Test | Fuel Substitution | 188580.2997 | 212851.9218 | 230813.1215 | 247237.4753 | 262829.714 | 0 | 0 | 0 | 0 | 0 | 0 | 0 | 0
Scenario 1: Reference | PG&E | Com | HVAC | Com - College | Rate Impact Measure Test | Energy Efficiency | 1076625.7174 | 1028869.9075 | 953764.9563 | 1203655.4705 | 838599.0544 | 516316.5254 | 456644.1491 | 397545.9032 | 322822.3358 | 284188.5867 | 244740.4607 | 193016.4681 | 140302.9251
Scenario 1: Reference | PG&E | Com | HVAC | Com - College | Rate Impact Measure Test | Fuel Substitution | 249792.8374 | 288176.4657 | 307973.8806 | 326218.4132 | 342134.2456 | 0 | 0 | 0 | 0 | 0 | 0 | 0 | 0
Scenario 1: Reference | PG&E | Com | HVAC | Com - College | Total Resource Cost Test | Energy Efficiency | 508849.314 | 514770.9252 | 482468.8466 | 879964.6385 | 521156.0825 | 273881.2117 | 178942.5209 | 171695.1105 | 149970.5416 | 153159.6943 | 157676.0935 | 157715.2868 | 159742.7838
Scenario 1: Reference | PG&E | Com | HVAC | Com - College | Total Resource Cost Test | Fuel Substitution | 298084.2947 | 351319.1274 | 382845.7784 | 412380.234 | 440452.9894 | 0 | 0 | 0 | 0 | 0 | 0 | 0 | 0
Scenario 1: Reference | PG&E | Com | HVAC | Com - Grocery | Participant Cost Test | Energy Efficiency | 831061.942 | 925313.4741 | 1019613.7209 | 1253635.0448 | 1346266.2528 | 1437698.0222 | 1526007.0615 | 1615587.1241 | 1535334.3914 | 1612248.2427 | 1685531.1711 | 1912475.4234 | 1976277.9789
Scenario 1: Reference | PG&E | Com | HVAC | Com - Grocery | Participant Cost Test | Fuel Substitution | 549792.0356 | 568355.7569 | 586290.6798 | 593259.3351 | 496630.8758 | 32574.9059 | 34637.6724 | 36159.6185 | 37265.497 | 38257.8043 | 39106.8678 | 39855.2314 | 40531.7609
Scenario 1: Reference | PG&E | Com | HVAC | Com - Grocery | Program Administrator Cost Test | Energy Efficiency | 340328.2834 | 370612.0326 | 399585.3281 | 524180.7607 | 549744.4163 | 573499.1975 | 594618.8048 | 614740.7276 | 529574.7527 | 544772.4397 | 557920.4331 | 661707.1615 | 667598.3095
Scenario 1: Reference | PG&E | Com | HVAC | Com - Grocery | Program Administrator Cost Test | Fuel Substitution | 927199.8935 | 1026455.4265 | 1119814.2308 | 1204642.9588 | 1263961.3195 | 12039.1952 | 12623.9516 | 12996.9761 | 13222.6632 | 13390.135 | 13502.3342 | 13575.9382 | 13622.1727
Scenario 1: Reference | PG&E | Com | HVAC | Com - Grocery | Rate Impact Measure Test | Energy Efficiency | 2116947.7856 | 2214011.1894 | 2286440.9329 | 2538016.0715 | 2537331.4029 | 2499068.2813 | 2422842.3797 | 2313475.4546 | 1927465.1774 | 1734980.7164 | 1505019.356 | 1383532.3004 | 1047082.9776
Scenario 1: Reference | PG&E | Com | HVAC | Com - Grocery | Rate Impact Measure Test | Fuel Substitution | 1212670.2138 | 1325180.3005 | 1426497.4182 | 1513911.0101 | 1569973.4373 | 71162.7286 | 68314.5343 | 63412.2631 | 57127.3231 | 49893.9582 | 41870.5228 | 33102.3581 | 23701.4655
Scenario 1: Reference | PG&E | Com | HVAC | Com - Grocery | Total Resource Cost Test | Energy Efficiency | 671405.4089 | 741244.4538 | 810184.5199 | 1036977.892 | 1103489.5612 | 1168054.4936 | 1228976.8225 | 1289650.1223 | 1166418.0735 | 1216541.8257 | 1263319.0112 | 1474906.307 | 1511240.0829
Scenario 1: Reference | PG&E | Com | HVAC | Com - Grocery | Total Resource Cost Test | Fuel Substitution | 1126206.7086 | 1245767.1416 | 1358836.9235 | 1457852.2313 | 1431877.7658 | 40069.4658 | 42524.1453 | 44308.0695 | 45586.324 | 46714.2918 | 47664.9639 | 48491.1183 | 49228.5245
Scenario 1: Reference | PG&E | Com | HVAC | Com - Health | Participant Cost Test | Energy Efficiency | 2343426.7145 | 2540200.2556 | 2751642.1217 | 2917391.4688 | 3086621.7355 | 2651359.5725 | 2369913.3217 | 2482893.1492 | 2588713.9901 | 2679734.9966 | 2755864.245 | 2847784.1143 | 2935914.7396
Scenario 1: Reference | PG&E | Com | HVAC | Com - Health | Participant Cost Test | Fuel Substitution | 321730.8234 | 345788.6505 | 369483.1692 | 390860.3179 | 410111.7253 | 16129.5155 | 17321.9709 | 18247.3201 | 19000.7545 | 19639.686 | 20200.1261 | 20705.8823 | 21173.8989
Scenario 1: Reference | PG&E | Com | HVAC | Com - Health | Program Administrator Cost Test | Energy Efficiency | 1078751.2993 | 1137067.7861 | 1197377.544 | 1234043.41 | 1269693.6864 | 1088406.4506 | 1111187.8491 | 1131756.7084 | 1147619.5693 | 1155298.6841 | 1153508.3576 | 1158678.4164 | 1160578.211
Scenario 1: Reference | PG&E | Com | HVAC | Com - Health | Program Administrator Cost Test | Fuel Substitution | 425768.0691 | 469275.8595 | 509889.1795 | 547101.7776 | 582660.6753 | 5635.2535 | 5970.1791 | 6204.7447 | 6374.815 | 6501.9042 | 6599.4389 | 6676.2324 | 6738.4717
Scenario 1: Reference | PG&E | Com | HVAC | Com - Health | Rate Impact Measure Test | Energy Efficiency | 4436815.5727 | 4561063.3462 | 4672022.9274 | 4651464.535 | 4595800.7851 | 4184347.4398 | 4027955.7022 | 3832993.3172 | 3595308.2868 | 3192304.5103 | 2737593.9328 | 2262428.2251 | 1737931.1634
Scenario 1: Reference | PG&E | Com | HVAC | Com - Health | Rate Impact Measure Test | Fuel Substitution | 655033.4333 | 707852.057 | 754062.5084 | 792510.3364 | 824735.2327 | 32621.5728 | 31644.1034 | 29658.4602 | 26998.7091 | 23766.3434 | 20099.4378 | 16022.3682 | 11589.5193
Scenario 1: Reference | PG&E | Com | HVAC | Com - Health | Total Resource Cost Test | Energy Efficiency | 1833412.3087 | 1961937.5172 | 2097829.8974 | 2195806.3141 | 2294287.5514 | 2076974.1478 | 2071066.3103 | 2141753.6332 | 2205176.7274 | 2255159.4271 | 2291233.9944 | 2340888.5054 | 2386288.4942
Scenario 1: Reference | PG&E | Com | HVAC | Com - Health | Total Resource Cost Test | Fuel Substitution | 596498.0838 | 660083.9268 | 720677.4847 | 777424.4258 | 831816.3908 | 19690.514 | 21108.2254 | 22196.5848 | 23073.0125 | 23808.2729 | 24446.721 | 25017.6513 | 25541.8731
Scenario 1: Reference | PG&E | Com | HVAC | Com - Lodging | Participant Cost Test | Energy Efficiency | 1326552.8715 | 1410498.3166 | 1527276.8698 | 1637200.8667 | 1748773.3934 | 1668481.1389 | 1570047.2952 | 1648271.8582 | 1501674.684 | 1720664.0853 | 1780161.3869 | 1835253.5341 | 1884446.7626
Scenario 1: Reference | PG&E | Com | HVAC | Com - Lodging | Participant Cost Test | Fuel Substitution | 275993.2477 | 295303.4794 | 314411.6655 | 314734.7267 | 187229.1375 | 10492.6404 | 11163.4737 | 11655.6774 | 8428.9763 | 8661.8883 | 8861.7499 | 9035.8037 | 13125.7882
Scenario 1: Reference | PG&E | Com | HVAC | Com - Lodging | Program Administrator Cost Test | Energy Efficiency | 589199.4785 | 607702.7047 | 638508.8347 | 665087.8179 | 690874.3533 | 633528.5273 | 649681.7272 | 662854.2898 | 547549.7825 | 662481.2856 | 664057.785 | 663071.1169 | 658604.5402
Scenario 1: Reference | PG&E | Com | HVAC | Com - Lodging | Program Administrator Cost Test | Fuel Substitution | 337053.3539 | 372531.8347 | 405850.8707 | 435703.3753 | 437426.6733 | 4043.428 | 4248.311 | 4380.7446 | 2842.6053 | 2882.3663 | 2909.9697 | 2928.1999 | 4646.0853
Scenario 1: Reference | PG&E | Com | HVAC | Com - Lodging | Rate Impact Measure Test | Energy Efficiency | 2422611.6509 | 2446086.0951 | 2513783.0882 | 2546724.1199 | 2559747.3698 | 2419536.2219 | 2361038.105 | 2271543.6029 | 1824062.9148 | 1875261.2516 | 1617606.9215 | 1327056.0346 | 1004335.9927
Scenario 1: Reference | PG&E | Com | HVAC | Com - Lodging | Rate Impact Measure Test | Fuel Substitution | 448080.2007 | 488497.1035 | 524748.7729 | 555439.4523 | 555752.4215 | 21549.8142 | 20747.312 | 19319.926 | 12061.8219 | 10555.0962 | 8877.8288 | 7037.9625 | 7645.1795
Scenario 1: Reference | PG&E | Com | HVAC | Com - Lodging | Total Resource Cost Test | Energy Efficiency | 1070356.7941 | 1117962.5985 | 1196699.0463 | 1269383.9816 | 1342338.9365 | 1300629.5198 | 1320003.6712 | 1370911.541 | 1193548.8642 | 1409632.7659 | 1441217.6069 | 1468324.6436 | 1489338.2849
Scenario 1: Reference | PG&E | Com | HVAC | Com - Lodging | Total Resource Cost Test | Fuel Substitution | 522463.4697 | 576951.9397 | 628643.7975 | 659134.9442 | 534283.3992 | 13190.4714 | 14008.315 | 14599.7615 | 10242.3011 | 10507.2725 | 10731.6127 | 10924.2815 | 16306.3457
Scenario 1: Reference | PG&E | Com | HVAC | Com - Office (Large) | Participant Cost Test | Energy Efficiency | 5676220.988 | 6017850.7356 | 6349210.6194 | 6632182.924 | 6904929.7863 | 4207262.7535 | 1320621.2622 | 1357044.3715 | 1289438.1836 | 1288361.0728 | 1313149.2322 | 1338320.6846 | 1363824.6932
Scenario 1: Reference | PG&E | Com | HVAC | Com - Office (Large) | Participant Cost Test | Fuel Substitution | 480.9243 | 7294.6286 | 7721.1868 | 8092.0521 | 8405.7303 | 0 | 0 | 0 | 0 | 0 | 0 | 0 | 0
Scenario 1: Reference | PG&E | Com | HVAC | Com - Office (Large) | Program Administrator Cost Test | Energy Efficiency | 1368190.5612 | 1420523.3785 | 1468034.4985 | 1502236.5185 | 1532359.0236 | 295151.9969 | 299592.9772 | 301048.1439 | 272789.087 | 266806.425 | 266476.9959 | 266129.4977 | 265742.3729
Scenario 1: Reference | PG&E | Com | HVAC | Com - Office (Large) | Program Administrator Cost Test | Fuel Substitution | 419.5282 | 3960.2011 | 4160.1352 | 4326.2036 | 4460.4167 | 0 | 0 | 0 | 0 | 0 | 0 | 0 | 0
Scenario 1: Reference | PG&E | Com | HVAC | Com - Office (Large) | Rate Impact Measure Test | Energy Efficiency | 3097564.3414 | 3138059.7231 | 3163953.6119 | 3145194.4018 | 3106253.7248 | 1252845.9741 | 1184448.9909 | 1094201.401 | 885649.3931 | 763062.1668 | 652307.7784 | 532651.7033 | 404007.7875
Scenario 1: Reference | PG&E | Com | HVAC | Com - Office (Large) | Rate Impact Measure Test | Fuel Substitution | 477.1997 | 11043.2168 | 11177.4287 | 11153.7265 | 10980.7212 | 0 | 0 | 0 | 0 | 0 | 0 | 0 | 0
Scenario 1: Reference | PG&E | Com | HVAC | Com - Office (Large) | Total Resource Cost Test | Energy Efficiency | 2732857.5852 | 2868504.6764 | 2999717.1113 | 3105045.9416 | 3205788.8742 | 1577938.2646 | 1022692.6586 | 1044353.6137 | 988826.6868 | 986057.5935 | 999844.1993 | 1013838.7277 | 1028068.8749
Scenario 1: Reference | PG&E | Com | HVAC | Com - Office (Large) | Total Resource Cost Test | Fuel Substitution | 711.1487 | 10114.7061 | 10706.4916 | 11220.1667 | 11655.4214 | 0 | 0 | 0 | 0 | 0 | 0 | 0 | 0
Scenario 1: Reference | PG&E | Com | HVAC | Com - Office (Small) | Participant Cost Test | Energy Efficiency | 1191484.8045 | 1274688.7654 | 1352924.0074 | 948397.7473 | 4409843.7991 | 138775.3862 | 167952.7214 | 182072.1718 | 165747.816 | 166686.0008 | 173803.0465 | 180738.5798 | 187442.1465
Scenario 1: Reference | PG&E | Com | HVAC | Com - Office (Small) | Participant Cost Test | Fuel Substitution | 101540.8133 | 109779.0422 | 187859.1097 | 161728.5007 | 169799.9703 | 0 | 0 | 0 | 0 | 0 | 0 | 0 | 0
Scenario 1: Reference | PG&E | Com | HVAC | Com - Office (Small) | Program Administrator Cost Test | Energy Efficiency | 571981.8063 | 598865.8514 | 622620.3722 | 406543.3352 | 2194960.2703 | 63032.4598 | 69592.685 | 72337.0873 | 67930.2617 | 67545.33 | 68505.9712 | 69374.8231 | 70141.6529
Scenario 1: Reference | PG&E | Com | HVAC | Com - Office (Small) | Program Administrator Cost Test | Fuel Substitution | 85783.5091 | 93940.3045 | 163685.4653 | 141976.6885 | 150392.4803 | 0 | 0 | 0 | 0 | 0 | 0 | 0 | 0
Scenario 1: Reference | PG&E | Com | HVAC | Com - Office (Small) | Rate Impact Measure Test | Energy Efficiency | 1200958.369 | 1228901.2336 | 1247209.2947 | 698948.7337 | 5200606.8557 | 348221.6129 | 349657.4507 | 329198.5744 | 279706.9906 | 242711.3147 | 206560.5749 | 165935.5939 | 120792.7124
Scenario 1: Reference | PG&E | Com | HVAC | Com - Office (Small) | Rate Impact Measure Test | Fuel Substitution | 111502.9824 | 120558.2774 | 190772.5268 | 163983.0659 | 171981.9184 | 0 | 0 | 0 | 0 | 0 | 0 | 0 | 0
Scenario 1: Reference | PG&E | Com | HVAC | Com - Office (Small) | Total Resource Cost Test | Energy Efficiency | 782643.6787 | 825983.5452 | 865527.3537 | 578474.3474 | 2995988.9153 | 129275.7867 | 148997.8414 | 158371.4632 | 147242.5214 | 147702.4052 | 152241.8176 | 156609.2922 | 160747.828
Scenario 1: Reference | PG&E | Com | HVAC | Com - Office (Small) | Total Resource Cost Test | Fuel Substitution | 161965.3476 | 177999.588 | 309166.4593 | 269443.7939 | 286440.5692 | 0 | 0 | 0 | 0 | 0 | 0 | 0 | 0
Scenario 1: Reference | PG&E | Com | HVAC | Com - Other | Participant Cost Test | Energy Efficiency | 2981972.359 | 2529446.4542 | 2339041.2061 | 2504560.9742 | 2658781.7577 | 2808843.9854 | 2949662.7215 | 3075623.5587 | 2451843.2844 | 2589101.1733 | 2711271.4472 | 2820033.5639 | 2927333.4452
Scenario 1: Reference | PG&E | Com | HVAC | Com - Other | Participant Cost Test | Fuel Substitution | 1396212.8042 | 1489060.0504 | 1582207.4377 | 1665505.367 | 1682617.0411 | 0 | 0 | 0 | 0 | 0 | 0 | 0 | 0
Scenario 1: Reference | PG&E | Com | HVAC | Com - Other | Program Administrator Cost Test | Energy Efficiency | 2465519.6749 | 1755337.1471 | 1370489.7722 | 1405405.4281 | 1428589.1389 | 1456764.7665 | 1481446.5594 | 1494739.7328 | 1142846.5013 | 1159895.7917 | 1172278.4933 | 1180186.112 | 1189150.0121
Scenario 1: Reference | PG&E | Com | HVAC | Com - Other | Program Administrator Cost Test | Fuel Substitution | 2270944.9303 | 2507362.6588 | 2728735.9798 | 2932261.3384 | 3113316.0235 | 0 | 0 | 0 | 0 | 0 | 0 | 0 | 0
Scenario 1: Reference | PG&E | Com | HVAC | Com - Other | Rate Impact Measure Test | Energy Efficiency | 9726045.8681 | 7806839.9583 | 6722372.4824 | 6687784.1795 | 6543717.0234 | 6378192.949 | 6143558.0301 | 5797333.3256 | 4459466.3723 | 3961821.9011 | 3385976.2488 | 2729093.7607 | 2003710.335
Scenario 1: Reference | PG&E | Com | HVAC | Com - Other | Rate Impact Measure Test | Fuel Substitution | 2975157.3274 | 3243520.9273 | 3484227.517 | 3693806.5824 | 3866629.7239 | 0 | 0 | 0 | 0 | 0 | 0 | 0 | 0
Scenario 1: Reference | PG&E | Com | HVAC | Com - Other | Total Resource Cost Test | Energy Efficiency | 3694915.3413 | 2849064.3717 | 2420498.4789 | 2535810.3335 | 2634544.627 | 2736602.7727 | 2831071.2536 | 2907353.8649 | 2252026.4816 | 2334052.2417 | 2405346 | 2466366.6822 | 2527908.6848
Scenario 1: Reference | PG&E | Com | HVAC | Com - Other | Total Resource Cost Test | Fuel Substitution | 3007877.2831 | 3321933.5366 | 3619171.1127 | 3895376.7885 | 4087042.9819 | 0 | 0 | 0 | 0 | 0 | 0 | 0 | 0
Scenario 1: Reference | PG&E | Com | HVAC | Com - Restaurant | Participant Cost Test | Energy Efficiency | 1766787.1555 | 1970400.4869 | 2172230.0468 | 2364935.678 | 2545245.4599 | 2711838.1461 | 2868196.0732 | 3010759.7897 | 3141822.2488 | 3264239.6114 | 3383186.7618 | 2875021.0085 | 8049056.9841
Scenario 1: Reference | PG&E | Com | HVAC | Com - Restaurant | Participant Cost Test | Fuel Substitution | 140361.9689 | 151649.3581 | 162487.1578 | 172307.8262 | 181120.5477 | 19.1322 | 20.323 | 21.1979 | 21.8913 | 22.468 | 22.9636 | 21.1017 | 21.4578
Scenario 1: Reference | PG&E | Com | HVAC | Com - Restaurant | Program Administrator Cost Test | Energy Efficiency | 1002165.4035 | 1094054.9606 | 1181342.5948 | 1259902.0241 | 1328483.8225 | 1386906.5716 | 1437665.5601 | 1479128.8188 | 1512884.5149 | 1540820.4088 | 1566166.4734 | 1301074.2501 | 3871609.4474
Scenario 1: Reference | PG&E | Com | HVAC | Com - Restaurant | Program Administrator Cost Test | Fuel Substitution | 124938.8172 | 136918.1118 | 147967.2607 | 157941.0692 | 167308.7527 | 6.2067 | 6.5071 | 6.6994 | 6.8296 | 6.9201 | 6.9831 | 6.3361 | 6.3625
Scenario 1: Reference | PG&E | Com | HVAC | Com - Restaurant | Rate Impact Measure Test | Energy Efficiency | 2733614.8467 | 2911162.4614 | 3058204.3973 | 3160181.5037 | 3212925.5337 | 3215450.508 | 3173353.5894 | 3081653.0598 | 2943485.3159 | 2762732.7821 | 2544071.174 | 1864907.6585 | 4909473.4734
Scenario 1: Reference | PG&E | Com | HVAC | Com - Restaurant | Rate Impact Measure Test | Fuel Substitution | 191214.218 | 205664.865 | 218070.0288 | 228147.9504 | 236314.3835 | 34.8941 | 33.5023 | 31.1174 | 28.1245 | 24.6206 | 20.7369 | 14.8722 | 10.7683
Scenario 1: Reference | PG&E | Com | HVAC | Com - Restaurant | Total Resource Cost Test | Energy Efficiency | 1872587.462 | 2072784.5654 | 2268948.6624 | 2453205.8246 | 2622496.5263 | 2775784.352 | 2917163.6652 | 3043022.0641 | 3155970.7093 | 3259248.772 | 3358458.3963 | 2827153.9041 | 8165216.8893
Scenario 1: Reference | PG&E | Com | HVAC | Com - Restaurant | Total Resource Cost Test | Fuel Substitution | 221056.0789 | 243199.9425 | 264095.3616 | 283456.4391 | 301642.2578 | 23.1339 | 24.5338 | 25.5491 | 26.3434 | 26.9958 | 27.5496 | 25.2783 | 25.6674
Scenario 1: Reference | PG&E | Com | HVAC | Com - Retail | Participant Cost Test | Energy Efficiency | 2480387.7041 | 2714619.983 | 2898080.4567 | 2364301.196 | 8339158.2966 | 2995396.4419 | 2696520.3941 | 2852109.7798 | 2556111.9761 | 2610093.52 | 2737293.2063 | 2860197.3415 | 2981852.5766
Scenario 1: Reference | PG&E | Com | HVAC | Com - Retail | Participant Cost Test | Fuel Substitution | 423757.6929 | 458814.8422 | 492820.9194 | 475357.3359 | 502893.88 | 28973.2394 | 31022.6234 | 32574.9156 | 0 | 0 | 0 | 0 | 0
Scenario 1: Reference | PG&E | Com | HVAC | Com - Retail | Program Administrator Cost Test | Energy Efficiency | 632253.2589 | 674952.5272 | 677340.2657 | 533744.4535 | 2173394.5728 | 568052.9494 | 605645.9401 | 626999.7889 | 537890.1712 | 536523.4575 | 550830.2269 | 563556.8939 | 575463.6881
Scenario 1: Reference | PG&E | Com | HVAC | Com - Retail | Program Administrator Cost Test | Fuel Substitution | 381314.6336 | 417894.1636 | 451670.4942 | 437347.3027 | 463370.9716 | 9524.3622 | 10082.3587 | 10469.0203 | 0 | 0 | 0 | 0 | 0
Scenario 1: Reference | PG&E | Com | HVAC | Com - Retail | Rate Impact Measure Test | Energy Efficiency | 2990015.5995 | 3100955.5372 | 3114201.9024 | 2230699.8544 | 9495490.474 | 2728907.4435 | 2695840.822 | 2548305.7137 | 2068263.9096 | 1810928.7452 | 1567806.06 | 1282318.7244 | 956387.354
Scenario 1: Reference | PG&E | Com | HVAC | Com - Retail | Rate Impact Measure Test | Fuel Substitution | 582233.3002 | 625942.6261 | 663565.4745 | 629596.7559 | 653757.8709 | 46474.7486 | 45129.1729 | 42381.0085 | 0 | 0 | 0 | 0 | 0
Scenario 1: Reference | PG&E | Com | HVAC | Com - Retail | Total Resource Cost Test | Energy Efficiency | 1519457.7296 | 1655142.0266 | 1737426.382 | 1384310.6341 | 5461469.7746 | 1792834.7242 | 1828296.373 | 1923641.3132 | 1713592.086 | 1741541.628 | 1817392.5338 | 1889868.9264 | 1961194.5174
Scenario 1: Reference | PG&E | Com | HVAC | Com - Retail | Total Resource Cost Test | Fuel Substitution | 686044.466 | 754889.3081 | 819964.1726 | 798585.3883 | 850241.9313 | 35657.4764 | 38123.7628 | 39975.0468 | 0 | 0 | 0 | 0 | 0
Scenario 1: Reference | PG&E | Com | HVAC | Com - School | Participant Cost Test | Energy Efficiency | 2588501.8603 | 2727325.838 | 2892990.9245 | 3286910.6086 | 3538580.3599 | 1975747.4234 | 1855021.341 | 1969125.7902 | 1381240.1878 | 1210872.2877 | 1256064.7474 | 1663152.4326 | 1842057.0202
Scenario 1: Reference | PG&E | Com | HVAC | Com - School | Participant Cost Test | Fuel Substitution | 246342.5377 | 260913.4122 | 276202.6446 | 317417.0999 | 330425.8914 | 0 | 0 | 0 | 0 | 0 | 0 | 0 | 0
Scenario 1: Reference | PG&E | Com | HVAC | Com - School | Program Administrator Cost Test | Energy Efficiency | 775448.2041 | 814291.4966 | 838330.8691 | 878980.3034 | 900902.16 | 387046.0549 | 390994.4084 | 407787.6 | 345414.2939 | 330411.9742 | 331831.4188 | 357610.748 | 366843.6058
Scenario 1: Reference | PG&E | Com | HVAC | Com - School | Program Administrator Cost Test | Fuel Substitution | 311473.0895 | 336375.697 | 358099.7725 | 383744.5892 | 400214.7015 | 0 | 0 | 0 | 0 | 0 | 0 | 0 | 0
Scenario 1: Reference | PG&E | Com | HVAC | Com - School | Rate Impact Measure Test | Energy Efficiency | 2428316.0303 | 2512747.3218 | 2505441.1778 | 2604921.4866 | 2588035.2233 | 1759029.5164 | 1656751.8706 | 1566682.9354 | 1179795.93 | 985221.9138 | 846267.8852 | 752994.2248 | 580180.4553
Scenario 1: Reference | PG&E | Com | HVAC | Com - School | Rate Impact Measure Test | Fuel Substitution | 368042.162 | 394684.422 | 418571.2435 | 458369.4888 | 474814.2338 | 0 | 0 | 0 | 0 | 0 | 0 | 0 | 0
Scenario 1: Reference | PG&E | Com | HVAC | Com - School | Total Resource Cost Test | Energy Efficiency | 1497104.8012 | 1609350.499 | 1687517.0764 | 1894006.1238 | 2018040.9569 | 1276409.8135 | 1283446.3069 | 1357461.0793 | 1014584.9975 | 919436.4196 | 944117.4234 | 1167928.5769 | 1265238.4633
Scenario 1: Reference | PG&E | Com | HVAC | Com - School | Total Resource Cost Test | Fuel Substitution | 474097.6872 | 513826.4529 | 549400.2621 | 611979.3556 | 641086.4398 | 0 | 0 | 0 | 0 | 0 | 0 | 0 | 0
Scenario 1: Reference | PG&E | Com | HVAC | Com - Warehouse | Participant Cost Test | Energy Efficiency | 337058.6377 | 375208.7715 | 413603.1522 | 451774.6325 | 488945.346 | 527014.5077 | 561406.9094 | 595297.1426 | 368756.5266 | 288838.7874 | 302520.5519 | 338360.3993 | 352351.0326
Scenario 1: Reference | PG&E | Com | HVAC | Com - Warehouse | Participant Cost Test | Fuel Substitution | 103660.1399 | 109890.2738 | 114623.4215 | 119863.2422 | 124389.4218 | 0 | 0 | 0 | 0 | 0 | 0 | 0 | 0
Scenario 1: Reference | PG&E | Com | HVAC | Com - Warehouse | Program Administrator Cost Test | Energy Efficiency | 48957.9102 | 53298.9313 | 57491.7056 | 61474.8916 | 65145.5028 | 68794.0944 | 71771.7194 | 74554.545 | 49928.0082 | 38336.6324 | 39336.862 | 44233.1364 | 45116.9954
Scenario 1: Reference | PG&E | Com | HVAC | Com - Warehouse | Program Administrator Cost Test | Fuel Substitution | 176667.3748 | 196036.9894 | 213981.0267 | 230946.6209 | 247526.8921 | 0 | 0 | 0 | 0 | 0 | 0 | 0 | 0
Scenario 1: Reference | PG&E | Com | HVAC | Com - Warehouse | Rate Impact Measure Test | Energy Efficiency | 325143.3081 | 339737.1122 | 350772.329 | 356672.3726 | 356797.2168 | 351901.9737 | 339221.7388 | 320856.2201 | 193967.4711 | 135218.1392 | 116626.6129 | 102488.7338 | 75971.6534
Scenario 1: Reference | PG&E | Com | HVAC | Com - Warehouse | Rate Impact Measure Test | Fuel Substitution | 218485.7703 | 240133.6717 | 259562.9946 | 277226.7923 | 293630.8349 | 0 | 0 | 0 | 0 | 0 | 0 | 0 | 0
Scenario 1: Reference | PG&E | Com | HVAC | Com - Warehouse | Total Resource Cost Test | Energy Efficiency | 209599.8658 | 232277.4511 | 254989.1707 | 277447.0842 | 299158.9549 | 321380.5104 | 341141.7018 | 360530.4086 | 229524.3942 | 174616.3947 | 182257.6718 | 207877.589 | 215703.4835
Scenario 1: Reference | PG&E | Com | HVAC | Com - Warehouse | Total Resource Cost Test | Fuel Substitution | 224268.8751 | 248780.739 | 270272.4192 | 292004.9537 | 313112.4021 | 0 | 0 | 0 | 0 | 0 | 0 | 0 | 0
Scenario 1: Reference | PG&E | Com | Lighting | Com - College | Participant Cost Test | Energy Efficiency | 0 | 0 | 0 | 0 | 0 | 0 | 0 | 0 | 0 | 0 | 0 | 0 | 0
Scenario 1: Reference | PG&E | Com | Lighting | Com - College | Program Administrator Cost Test | Energy Efficiency | 0 | 0 | 0 | 0 | 0 | 0 | 0 | 0 | 0 | 0 | 0 | 0 | 0
Scenario 1: Reference | PG&E | Com | Lighting | Com - College | Rate Impact Measure Test | Energy Efficiency | 0 | 0 | 0 | 0 | 0 | 0 | 0 | 0 | 0 | 0 | 0 | 0 | 0
Scenario 1: Reference | PG&E | Com | Lighting | Com - College | Total Resource Cost Test | Energy Efficiency | 0 | 0 | 0 | 0 | 0 | 0 | 0 | 0 | 0 | 0 | 0 | 0 | 0
Scenario 1: Reference | PG&E | Com | Lighting | Com - Grocery | Participant Cost Test | Energy Efficiency | 70205.728 | 73973.2195 | 77691.5427 | 81284.4467 | 84636.6772 | 88100.163 | 91247.2906 | 94158.5023 | 96950.3781 | 99811.8183 | 102749.3288 | 105723.5611 | 108812.0601
Scenario 1: Reference | PG&E | Com | Lighting | Com - Grocery | Program Administrator Cost Test | Energy Efficiency | 37868.3777 | 39220.2333 | 40479.7638 | 41609.4284 | 42554.3691 | 43501.7564 | 44276.728 | 44929.775 | 45480.8329 | 46023.1774 | 46558.9203 | 47069.354 | 47589.527
Scenario 1: Reference | PG&E | Com | Lighting | Com - Grocery | Rate Impact Measure Test | Energy Efficiency | 284093.3922 | 281327.0357 | 277091.3927 | 269952.1143 | 259675.5844 | 246864.5229 | 230983.0131 | 212199.5627 | 191074.6799 | 167487.6758 | 141667.4909 | 113167.6604 | 82121.2845
Scenario 1: Reference | PG&E | Com | Lighting | Com - Grocery | Total Resource Cost Test | Energy Efficiency | 80502.1218 | 84523.6713 | 88459.9698 | 92225.1575 | 95690.284 | 99257.7262 | 102461.6343 | 105397.3641 | 108179.75 | 111021.6166 | 113929.8105 | 116860.3169 | 119899.079
Scenario 1: Reference | PG&E | Com | Lighting | Com - Health | Participant Cost Test | Energy Efficiency | 198545.5754 | 209418.3032 | 221859.5218 | 231520.2376 | 241911.8418 | 252119.7741 | 261407.6953 | 269914.84 | 277979.1708 | 285329.324 | 291973.2671 | 300663.4131 | 309621.3364
Scenario 1: Reference | PG&E | Com | Lighting | Com - Health | Program Administrator Cost Test | Energy Efficiency | 96389.9029 | 99902.1696 | 103996.217 | 106580.4043 | 109358.9616 | 111900.5391 | 113983.6567 | 115696.6739 | 117103.5239 | 118101.7938 | 118714.2187 | 120084.5478 | 121455.5461
Scenario 1: Reference | PG&E | Com | Lighting | Com - Health | Rate Impact Measure Test | Energy Efficiency | 731277.6528 | 724757.1727 | 720022.4193 | 699418.9481 | 675020.8149 | 642343.5575 | 601474.4194 | 552665.9878 | 497494.1902 | 434465.9456 | 364912.4379 | 291332.9283 | 210976.1482
Scenario 1: Reference | PG&E | Com | Lighting | Com - Health | Total Resource Cost Test | Energy Efficiency | 222967.9473 | 234403.1513 | 247520.9407 | 257446.0151 | 268121.4786 | 278525.8247 | 287891.8096 | 296384.9047 | 304340.7071 | 311467.3416 | 317782.0338 | 326291.3043 | 335044.5458
Scenario 1: Reference | PG&E | Com | Lighting | Com - Lodging | Participant Cost Test | Energy Efficiency | 0 | 0 | 0 | 0 | 0 | 0 | 0 | 0 | 0 | 0 | 0 | 0 | 0
Scenario 1: Reference | PG&E | Com | Lighting | Com - Lodging | Program Administrator Cost Test | Energy Efficiency | 0 | 0 | 0 | 0 | 0 | 0 | 0 | 0 | 0 | 0 | 0 | 0 | 0
Scenario 1: Reference | PG&E | Com | Lighting | Com - Lodging | Rate Impact Measure Test | Energy Efficiency | 0 | 0 | 0 | 0 | 0 | 0 | 0 | 0 | 0 | 0 | 0 | 0 | 0
Scenario 1: Reference | PG&E | Com | Lighting | Com - Lodging | Total Resource Cost Test | Energy Efficiency | 0 | 0 | 0 | 0 | 0 | 0 | 0 | 0 | 0 | 0 | 0 | 0 | 0
Scenario 1: Reference | PG&E | Com | Lighting | Com - Office (Large) | Participant Cost Test | Energy Efficiency | 269200.9541 | 292202.2184 | 315591.4064 | 337315.4513 | 359150.4746 | 379813.1491 | 400658.7709 | 421537.41 | 442727.9635 | 464833.4899 | 486252.7402 | 507550.6059 | 528874.0466
Scenario 1: Reference | PG&E | Com | Lighting | Com - Office (Large) | Program Administrator Cost Test | Energy Efficiency | 80316.0275 | 85469.0668 | 90500.39 | 94833.4052 | 98992.2927 | 102634.8288 | 106144.9286 | 109486.4932 | 112735.6322 | 116043.6791 | 119010.689 | 121787.604 | 124415.8811
Scenario 1: Reference | PG&E | Com | Lighting | Com - Office (Large) | Rate Impact Measure Test | Energy Efficiency | 639519.6405 | 651099.0081 | 658146.6133 | 653828.5241 | 642035.6852 | 619103.1168 | 588519.2261 | 549338.4519 | 502639.5146 | 447378.3057 | 382363.1765 | 307322.2729 | 222484.9399
Scenario 1: Reference | PG&E | Com | Lighting | Com - Office (Large) | Total Resource Cost Test | Energy Efficiency | 280211.8618 | 303403.9298 | 326895.605 | 348565.6145 | 370260.2151 | 390661.4268 | 411171.0136 | 431636.7007 | 452345.6777 | 473913.1261 | 494706.4319 | 515305.8728 | 535863.3715
Scenario 1: Reference | PG&E | Com | Lighting | Com - Office (Small) | Participant Cost Test | Energy Efficiency | 0 | 0 | 0 | 0 | 0 | 0 | 0 | 0 | 0 | 0 | 0 | 0 | 0
Scenario 1: Reference | PG&E | Com | Lighting | Com - Office (Small) | Program Administrator Cost Test | Energy Efficiency | 0 | 0 | 0 | 0 | 0 | 0 | 0 | 0 | 0 | 0 | 0 | 0 | 0
Scenario 1: Reference | PG&E | Com | Lighting | Com - Office (Small) | Rate Impact Measure Test | Energy Efficiency | 0 | 0 | 0 | 0 | 0 | 0 | 0 | 0 | 0 | 0 | 0 | 0 | 0
Scenario 1: Reference | PG&E | Com | Lighting | Com - Office (Small) | Total Resource Cost Test | Energy Efficiency | 0 | 0 | 0 | 0 | 0 | 0 | 0 | 0 | 0 | 0 | 0 | 0 | 0
Scenario 1: Reference | PG&E | Com | Lighting | Com - Other | Participant Cost Test | Energy Efficiency | 0 | 0 | 0 | 0 | 0 | 0 | 0 | 0 | 0 | 0 | 0 | 0 | 0
Scenario 1: Reference | PG&E | Com | Lighting | Com - Other | Program Administrator Cost Test | Energy Efficiency | 0 | 0 | 0 | 0 | 0 | 0 | 0 | 0 | 0 | 0 | 0 | 0 | 0
Scenario 1: Reference | PG&E | Com | Lighting | Com - Other | Rate Impact Measure Test | Energy Efficiency | 0 | 0 | 0 | 0 | 0 | 0 | 0 | 0 | 0 | 0 | 0 | 0 | 0
Scenario 1: Reference | PG&E | Com | Lighting | Com - Other | Total Resource Cost Test | Energy Efficiency | 0 | 0 | 0 | 0 | 0 | 0 | 0 | 0 | 0 | 0 | 0 | 0 | 0
Scenario 1: Reference | PG&E | Com | Lighting | Com - Refrig. Warehouse | Participant Cost Test | Energy Efficiency | 1200.7922 | 1269.8644 | 1337.2412 | 1403.5804 | 1469.2741 | 1535.0577 | 1593.3721 | 1650.2863 | 1705.2311 | 1761.669 | 1818.1666 | 1876.1774 | 1935.8525
Scenario 1: Reference | PG&E | Com | Lighting | Com - Refrig. Warehouse | Program Administrator Cost Test | Energy Efficiency | 826.0943 | 858.7551 | 888.6952 | 916.4415 | 942.3188 | 966.8599 | 986.6086 | 1004.8312 | 1020.7032 | 1036.3971 | 1051.0425 | 1065.5126 | 1079.8781
Scenario 1: Reference | PG&E | Com | Lighting | Com - Refrig. Warehouse | Rate Impact Measure Test | Energy Efficiency | 6771.8378 | 6736.8843 | 6656.5234 | 6508.5813 | 6295.999 | 6008.4497 | 5635.2064 | 5192.6536 | 4684.9286 | 4109.8552 | 3468.0798 | 2753.544 | 1965.5915
Scenario 1: Reference | PG&E | Com | Lighting | Com - Refrig. Warehouse | Total Resource Cost Test | Energy Efficiency | 1455.1732 | 1532.359 | 1606.8083 | 1679.3508 | 1750.4858 | 1821.1164 | 1882.8473 | 1942.6345 | 1999.5981 | 2057.8424 | 2115.6809 | 2174.8196 | 2235.4268
Scenario 1: Reference | PG&E | Com | Lighting | Com - Restaurant | Participant Cost Test | Energy Efficiency | 18071.9663 | 19599.0343 | 21120.303 | 22578.6609 | 23977.2361 | 69643.7302 | 76931.9746 | 79109.1651 | 81244.9838 | 37472.0177 | 33666.6318 | 26570.1319 | 98357.6193
Scenario 1: Reference | PG&E | Com | Lighting | Com - Restaurant | Program Administrator Cost Test | Energy Efficiency | 8115.5645 | 8628.7489 | 9116.185 | 9554.5667 | 9947.4499 | 24515.7424 | 26462.3216 | 26754.0432 | 27009.9071 | 13643.8778 | 12402.5584 | 9596.3294 | 34827.2574
Scenario 1: Reference | PG&E | Com | Lighting | Com - Restaurant | Rate Impact Measure Test | Energy Efficiency | 62097.7184 | 63141.0529 | 63666.4894 | 63249.7276 | 61940.1368 | 141962.8099 | 140860.4075 | 128911.5803 | 115727.8743 | 50609.3037 | 38422.5553 | 23443.2424 | 60806.0997
Scenario 1: Reference | PG&E | Com | Lighting | Com - Restaurant | Total Resource Cost Test | Energy Efficiency | 20006.2272 | 21621.0209 | 23219.2401 | 24738.6876 | 26183.7702 | 74132.1791 | 81618.5513 | 83727.7887 | 85783.6452 | 40085.8447 | 36078.3093 | 28389.2497 | 104786.0387
Scenario 1: Reference | PG&E | Com | Lighting | Com - Retail | Participant Cost Test | Energy Efficiency | 476982.3739 | 502461.3092 | 527614.0085 | 433948.311 | 1221230.1576 | 589236.7367 | 614093.6662 | 633883.6797 | 652940.9093 | 672413.8079 | 692418.8958 | 712670.0848 | 733654.4408
Scenario 1: Reference | PG&E | Com | Lighting | Com - Retail | Program Administrator Cost Test | Energy Efficiency | 192601.6109 | 199426.8728 | 205787.2689 | 165477.374 | 467709.1776 | 218262.4615 | 223609.4305 | 226950.8231 | 229801.0999 | 232585.721 | 235341.9301 | 237967.9772 | 240629.1026
Scenario 1: Reference | PG&E | Com | Lighting | Com - Retail | Rate Impact Measure Test | Energy Efficiency | 1519180.9718 | 1504795.5994 | 1482254.4815 | 1129938.3166 | 3004240.3633 | 1303894.9229 | 1227878.9004 | 1127830.0883 | 1014959.8646 | 888499.5138 | 749602.2319 | 595879.447 | 427848.5682
Scenario 1: Reference | PG&E | Com | Lighting | Com - Retail | Total Resource Cost Test | Energy Efficiency | 518558.7239 | 544739.1672 | 570418.774 | 467496.854 | 1316528.8044 | 631968.9997 | 656934.8106 | 676409.7729 | 695002.4227 | 713944.5246 | 733358.4528 | 752939.2241 | 773202.5679
Scenario 1: Reference | PG&E | Com | Lighting | Com - School | Participant Cost Test | Energy Efficiency | 0 | 0 | 0 | 0 | 0 | 0 | 0 | 0 | 0 | 0 | 0 | 0 | 0
Scenario 1: Reference | PG&E | Com | Lighting | Com - School | Program Administrator Cost Test | Energy Efficiency | 0 | 0 | 0 | 0 | 0 | 0 | 0 | 0 | 0 | 0 | 0 | 0 | 0
Scenario 1: Reference | PG&E | Com | Lighting | Com - School | Rate Impact Measure Test | Energy Efficiency | 0 | 0 | 0 | 0 | 0 | 0 | 0 | 0 | 0 | 0 | 0 | 0 | 0
Scenario 1: Reference | PG&E | Com | Lighting | Com - School | Total Resource Cost Test | Energy Efficiency | 0 | 0 | 0 | 0 | 0 | 0 | 0 | 0 | 0 | 0 | 0 | 0 | 0
Scenario 1: Reference | PG&E | Com | Lighting | Com - Warehouse | Participant Cost Test | Energy Efficiency | 5819.4276 | 6326.7797 | 6834.3517 | 7339.5862 | 7834.3825 | 8336.5478 | 8903.6888 | 9488.4944 | 2091.3403 | 0 | 0 | 0 | 0
Scenario 1: Reference | PG&E | Com | Lighting | Com - Warehouse | Program Administrator Cost Test | Energy Efficiency | 1451.0052 | 1546.5759 | 1637.8935 | 1724.4863 | 1804.6491 | 1882.6694 | 1971.3223 | 2059.6091 | 445.0533 | 0 | 0 | 0 | 0
Scenario 1: Reference | PG&E | Com | Lighting | Com - Warehouse | Rate Impact Measure Test | Energy Efficiency | 11380.217 | 11603.044 | 11729.5912 | 11707.3098 | 11524.6951 | 11181.7473 | 10762.1948 | 10176.355 | 1954.5487 | 0 | 0 | 0 | 0
Scenario 1: Reference | PG&E | Com | Lighting | Com - Warehouse | Total Resource Cost Test | Energy Efficiency | 5932.3137 | 6435.9361 | 6937.8927 | 7435.6491 | 7921.0854 | 8412.2876 | 8967.2827 | 9538.192 | 2098.3887 | 0 | 0 | 0 | 0
Scenario 1: Reference | PG&E | Com | WaterHeat | Com - College | Participant Cost Test | Energy Efficiency | 275116.1713 | 367325.3082 | 309034.4614 | 608455.9535 | 467814.2537 | 418077.8208 | 389487.6095 | 452319.0643 | 495409.7554 | 528025.4371 | 533261.3106 | 507827.6033 | 454997.1494
Scenario 1: Reference | PG&E | Com | WaterHeat | Com - College | Participant Cost Test | Fuel Substitution | 572520.2465 | 672431.1845 | 791593.7543 | 866551.2357 | 871513.6877 | 128386.5726 | 164390.4351 | 209334.3567 | 170962.2943 | 221554.861 | 287595.5694 | 357347.4374 | 430893.1595
Scenario 1: Reference | PG&E | Com | WaterHeat | Com - College | Program Administrator Cost Test | Energy Efficiency | 375906.8102 | 602050.2831 | 541116.4131 | 813233.2312 | 820806.7789 | 818136.8174 | 969154.309 | 1109116.5286 | 1215635.4334 | 1272842.3486 | 1262743.758 | 1181202.1845 | 1039533.0764
Scenario 1: Reference | PG&E | Com | WaterHeat | Com - College | Program Administrator Cost Test | Fuel Substitution | 775846.4429 | 992186.2954 | 1263968.6206 | 1585548.7002 | 1957172.4166 | 209520.1936 | 268545.3713 | 341109.938 | 311570.0332 | 402720.2233 | 521419.6102 | 646245.7552 | 777311.8539
Scenario 1: Reference | PG&E | Com | WaterHeat | Com - College | Rate Impact Measure Test | Energy Efficiency | 896499.926 | 1270814.4057 | 1123792.0499 | 1843972.0566 | 1638106.7069 | 1389391.425 | 1660693.9863 | 1917655.34 | 2120379.9603 | 2243623.9369 | 2083187.6611 | 1717703.6718 | 1287139.0446
Scenario 1: Reference | PG&E | Com | WaterHeat | Com - College | Rate Impact Measure Test | Fuel Substitution | 775846.4429 | 992186.2954 | 1263968.6206 | 1585548.7002 | 1957172.4166 | 3202021.584 | 3706401.1866 | 4128693.4557 | 4278724.0776 | 4565586.2825 | 4628930.7623 | 4092695.8925 | 2886292.6466
Scenario 1: Reference | PG&E | Com | WaterHeat | Com - College | Total Resource Cost Test | Energy Efficiency | 511023.3328 | 762813.1502 | 666942.7422 | 1102553.6056 | 1006339.4491 | 960045.8861 | 1060341.5575 | 1214695.7755 | 1327218.8727 | 1392741.0897 | 1384810.1238 | 1298381.7979 | 1145366.5219
Scenario 1: Reference | PG&E | Com | WaterHeat | Com - College | Total Resource Cost Test | Fuel Substitution | 993128.4922 | 1266649.9365 | 1611164.1213 | 1965323.64 | 2304517.6726 | 298152.9412 | 381896.012 | 486243.9268 | 403688.9917 | 523118.0431 | 679001.3153 | 843626.3297 | 1017184.7462
Scenario 1: Reference | PG&E | Com | WaterHeat | Com - Grocery | Participant Cost Test | Energy Efficiency | 95327.2619 | 113199.2637 | 134307.2343 | 158893.5916 | 186959.2326 | 207903.5903 | 230636.8991 | 264757.7618 | 297624.5704 | 326439.2269 | 347987.1475 | 359122.8099 | 357685.6123
Scenario 1: Reference | PG&E | Com | WaterHeat | Com - Grocery | Participant Cost Test | Fuel Substitution | 14593.0608 | 16717.0667 | 19479.3716 | 22702.8428 | 26527.6226 | 0 | 0 | 0 | 0 | 0 | 0 | 0 | 0
Scenario 1: Reference | PG&E | Com | WaterHeat | Com - Grocery | Program Administrator Cost Test | Energy Efficiency | 242603.3698 | 286734.6916 | 338170.3665 | 397192.2386 | 463460.2637 | 515475.1233 | 591531.782 | 667473.1152 | 737798.9595 | 794669.6791 | 832100.2525 | 843733.2961 | 825946.3727
Scenario 1: Reference | PG&E | Com | WaterHeat | Com - Grocery | Program Administrator Cost Test | Fuel Substitution | 34942.4967 | 44081.2781 | 55463.4453 | 69594.088 | 87416.356 | 0 | 0 | 0 | 0 | 0 | 0 | 0 | 0
Scenario 1: Reference | PG&E | Com | WaterHeat | Com - Grocery | Rate Impact Measure Test | Energy Efficiency | 454244.8636 | 529245.2896 | 617269.4581 | 719093.2242 | 834381.5479 | 899055.0472 | 1037938.1262 | 1179274.2304 | 1313644.4994 | 1419443.5893 | 1386191.0816 | 1236528.5841 | 1027802.0801
Scenario 1: Reference | PG&E | Com | WaterHeat | Com - Grocery | Rate Impact Measure Test | Fuel Substitution | 34942.4967 | 44081.2781 | 55463.4453 | 69594.088 | 87416.356 | 0 | 0 | 0 | 0 | 0 | 0 | 0 | 0
Scenario 1: Reference | PG&E | Com | WaterHeat | Com - Grocery | Total Resource Cost Test | Energy Efficiency | 270565.374 | 319005.1188 | 375469.2128 | 440289.3536 | 513115.7601 | 568396.8651 | 644610.3826 | 728226.4839 | 805951.9668 | 869905.969 | 912870.6901 | 927711.0023 | 910248.1999
Scenario 1: Reference | PG&E | Com | WaterHeat | Com - Grocery | Total Resource Cost Test | Fuel Substitution | 43157.9089 | 54350.8791 | 68290.3242 | 85594.5238 | 107321.9883 | 0 | 0 | 0 | 0 | 0 | 0 | 0 | 0
Scenario 1: Reference | PG&E | Com | WaterHeat | Com - Health | Participant Cost Test | Energy Efficiency | 466080.5413 | 527150.4789 | 581979.9655 | 658741.0074 | 717516.2749 | 598096.073 | 542580.1522 | 602905.4383 | 641677.9944 | 650318.3889 | 625185.1371 | 569310.1282 | 491733.6145
Scenario 1: Reference | PG&E | Com | WaterHeat | Com - Health | Participant Cost Test | Fuel Substitution | 1111525.5476 | 1288692.4632 | 1499702.0333 | 1648541.9904 | 1764383.0499 | 250261.8871 | 319588.2355 | 409798.0757 | 238438.8401 | 308855.5805 | 404202.886 | 505619.8776 | 613082.7936
Scenario 1: Reference | PG&E | Com | WaterHeat | Com - Health | Program Administrator Cost Test | Energy Efficiency | 843548.0339 | 975246.0192 | 1133363.0996 | 1307283.5339 | 1425885.8489 | 1210828.0452 | 1376080.0386 | 1504374.0949 | 1575509.9488 | 1568571.3973 | 1481400.8981 | 1325378.9069 | 1124954.8831
Scenario 1: Reference | PG&E | Com | WaterHeat | Com - Health | Program Administrator Cost Test | Fuel Substitution | 1860926.3533 | 2402124.9898 | 3077750.4402 | 3889189.3252 | 4893659.9613 | 329929.1176 | 424506.4632 | 543655.6161 | 443477.5647 | 574404.0415 | 751662.7207 | 940166.1013 | 1139862.4847
Scenario 1: Reference | PG&E | Com | WaterHeat | Com - Health | Rate Impact Measure Test | Energy Efficiency | 2219697.2454 | 2439005.8298 | 2704731.8171 | 2980282.2755 | 3160160.7006 | 2060302.1538 | 2362963.3387 | 2605758.8455 | 2754485.8993 | 2770217.2943 | 2448434.1726 | 1931065.0981 | 1395177.8186
Scenario 1: Reference | PG&E | Com | WaterHeat | Com - Health | Rate Impact Measure Test | Fuel Substitution | 1860926.3533 | 2402124.9898 | 3077750.4402 | 3894761.4803 | 4916689.7732 | 8315627.0831 | 9656922.7998 | 10775896.8024 | 11219486.5913 | 11877221.7734 | 11995595.3567 | 10437847.6641 | 6983947.3722
Scenario 1: Reference | PG&E | Com | WaterHeat | Com - Health | Total Resource Cost Test | Energy Efficiency | 1044506.2687 | 1195700.5964 | 1358058.2587 | 1552616.6289 | 1688372.4831 | 1406615.1672 | 1498509.0629 | 1640343.3996 | 1720207.297 | 1716424.369 | 1624711.6948 | 1456965.1077 | 1239566.3995
Scenario 1: Reference | PG&E | Com | WaterHeat | Com - Health | Total Resource Cost Test | Fuel Substitution | 2152808.2919 | 2772057.7023 | 3550657.1345 | 4409055.1022 | 5429067.6964 | 522883.2558 | 669305.2312 | 857865.9806 | 562696.9848 | 728831.8317 | 953764.1637 | 1192976.0401 | 1446403.8815
Scenario 1: Reference | PG&E | Com | WaterHeat | Com - Lodging | Participant Cost Test | Energy Efficiency | 2038620.2789 | 2201829.2014 | 2359008.9097 | 2531553.301 | 2712971.9767 | 1974436.9332 | 1192372.408 | 1278278.4239 | 569747.0935 | 515490.6849 | 42649.8251 | 387995.6287 | 313575.4916
Scenario 1: Reference | PG&E | Com | WaterHeat | Com - Lodging | Participant Cost Test | Fuel Substitution | 1251638.6503 | 1450208.1094 | 1686079.6123 | 1877427.8259 | 2043940.7527 | 602258.6275 | 249048.9466 | 319346.7957 | 185295.0655 | 243131.7968 | 317972.0301 | 397488.9858 | 481650.3575
Scenario 1: Reference | PG&E | Com | WaterHeat | Com - Lodging | Program Administrator Cost Test | Energy Efficiency | 2830401.6431 | 3030279.3369 | 3240019.6351 | 3444258.7294 | 3645413.7042 | 1435532.7101 | 1509659.3617 | 1518814.0115 | 1241540.2319 | 1098219.3042 | 75902.066 | 795418.164 | 622896.7121
Scenario 1: Reference | PG&E | Com | WaterHeat | Com - Lodging | Program Administrator Cost Test | Fuel Substitution | 1877301.5529 | 2411427.8266 | 3075717.2304 | 3876744.6424 | 4871328.4349 | 339505.0495 | 331485.4385 | 424021.5352 | 344879.2015 | 452502.3526 | 591751.5542 | 739701.0074 | 896245.1263
Scenario 1: Reference | PG&E | Com | WaterHeat | Com - Lodging | Rate Impact Measure Test | Energy Efficiency | 9396760.7443 | 9646909.7859 | 9866943.9836 | 10015298.5033 | 10122305.6302 | 2507456.9685 | 2663095.4803 | 2710529.6553 | 2189852.0825 | 1958426.9768 | 132708.0815 | 1170863.8604 | 778410.4863
Scenario 1: Reference | PG&E | Com | WaterHeat | Com - Lodging | Rate Impact Measure Test | Fuel Substitution | 1877301.5529 | 2411427.8266 | 3075717.2304 | 3876744.6424 | 4871328.4349 | 7905067.4455 | 9035904.253 | 10038125.5666 | 10445325.7022 | 11184613.7222 | 11261116.3127 | 9746445.8252 | 6434854.1265
Scenario 1: Reference | PG&E | Com | WaterHeat | Com - Lodging | Total Resource Cost Test | Energy Efficiency | 3858300.517 | 4131456.4912 | 4401793.0913 | 4679857.7084 | 4959675.8005 | 2503530.3657 | 2002628.7083 | 2054649.6839 | 1402953.4064 | 1246393.0589 | 91676.6736 | 909009.478 | 717531.3206
Scenario 1: Reference | PG&E | Com | WaterHeat | Com - Lodging | Total Resource Cost Test | Fuel Substitution | 2244919.6486 | 2874605.7961 | 3661841.9337 | 4552648.1208 | 5625753.9464 | 896747.2685 | 522070.1217 | 668902.493 | 437526.7342 | 574068.251 | 750737.5693 | 938445.5003 | 1137070.3051
Scenario 1: Reference | PG&E | Com | WaterHeat | Com - Office (Large) | Participant Cost Test | Energy Efficiency | 1346638.5625 | 1432047.6048 | 1460918.7908 | 1423455.6033 | 1322001.4672 | 856376.1152 | 373123.111 | 202290.3081 | 60111.1147 | 38909.9514 | 36102.1899 | 33510.4738 | 31121.7548
Scenario 1: Reference | PG&E | Com | WaterHeat | Com - Office (Large) | Participant Cost Test | Fuel Substitution | 340685.7805 | 399499.2689 | 472972.3658 | 508807.6681 | 522672.8731 | 115626.8177 | 147082.4047 | 187643.3511 | 123875.53 | 165129.3723 | 214537.7369 | 266490.094 | 320832.7822
Scenario 1: Reference | PG&E | Com | WaterHeat | Com - Office (Large) | Program Administrator Cost Test | Energy Efficiency | 2543284.2634 | 2697702.1857 | 2711708.5944 | 2545354.0159 | 2213101.8116 | 1418607.1237 | 936140.7573 | 496787.8167 | 145580.6747 | 93947.941 | 85765.2125 | 78365.4116 | 71690.4497
Scenario 1: Reference | PG&E | Com | WaterHeat | Com - Office (Large) | Program Administrator Cost Test | Fuel Substitution | 433611.9569 | 553311.153 | 705890.8797 | 883313.3832 | 1099313.968 | 164109.7265 | 209111.73 | 265411.1466 | 223244.6283 | 296869.8379 | 384781.5819 | 476846.4556 | 572768.6015
Scenario 1: Reference | PG&E | Com | WaterHeat | Com - Office (Large) | Rate Impact Measure Test | Energy Efficiency | 4807721.1091 | 5076082.5738 | 5111850.2806 | 4839505.5788 | 4277232.1248 | 2406168.4589 | 1602482.327 | 858808.89 | 255061.9957 | 167220.8629 | 143127.5314 | 115429.0538 | 89704.1513
Scenario 1: Reference | PG&E | Com | WaterHeat | Com - Office (Large) | Rate Impact Measure Test | Fuel Substitution | 433611.9569 | 553311.153 | 705890.8797 | 883729.1822 | 1100646.2965 | 2181835.4775 | 2507506.8668 | 2781309.3282 | 2845239.9868 | 3127016.0189 | 3179797.647 | 2821381.5914 | 2005241.2147
Scenario 1: Reference | PG&E | Com | WaterHeat | Com - Office (Large) | Total Resource Cost Test | Energy Efficiency | 3060866.1423 | 3242957.8965 | 3265416.2263 | 3096113.9377 | 2747228.6113 | 1755690.4733 | 1021238.5114 | 543302.5074 | 159152.9294 | 102820.273 | 94065.9076 | 86134.1976 | 78966.1256
Scenario 1: Reference | PG&E | Com | WaterHeat | Com - Office (Large) | Total Resource Cost Test | Fuel Substitution | 560782.6216 | 713565.533 | 911744.0871 | 1099091.9653 | 1305454.3999 | 251692.2732 | 320478.0962 | 408399.658 | 292531.4028 | 389924.0325 | 506560.8162 | 629190.8597 | 757449.2503
Scenario 1: Reference | PG&E | Com | WaterHeat | Com - Office (Small) | Participant Cost Test | Energy Efficiency | 202221.1653 | 257590.6414 | 11935.0835 | 279216.793 | 349195.0939 | 398279.8467 | 452626.9738 | 490668.7269 | 502942.2409 | 483856.7938 | 434516.6494 | 363189.1369 | 282314.6296
Scenario 1: Reference | PG&E | Com | WaterHeat | Com - Office (Small) | Participant Cost Test | Fuel Substitution | 76245.689 | 88302.7541 | 101944.8216 | 97435.4057 | 114875.0552 | 16452.8231 | 21403.227 | 27281.7788 | 33933.5842 | 45723.4021 | 59479.7373 | 73992.3829 | 89263.9223
Scenario 1: Reference | PG&E | Com | WaterHeat | Com - Office (Small) | Program Administrator Cost Test | Energy Efficiency | 561064.5147 | 703548.8073 | 28475.8551 | 738950.731 | 899051.3526 | 1024829.8194 | 1146093.3651 | 1222541.8387 | 1233014.2378 | 1165132.7563 | 1027632.9954 | 843545.5386 | 643921.5659
Scenario 1: Reference | PG&E | Com | WaterHeat | Com - Office (Small) | Program Administrator Cost Test | Fuel Substitution | 113137.0732 | 144743.3716 | 182784.1038 | 191507.6294 | 248551.0516 | 29535.8942 | 38330.1356 | 48743.4745 | 60490.1394 | 81324.9282 | 105561.5045 | 131036.7015 | 157749.0693
Scenario 1: Reference | PG&E | Com | WaterHeat | Com - Office (Small) | Rate Impact Measure Test | Energy Efficiency | 922585.6046 | 1164777.9283 | 60512.7728 | 1241021.7545 | 1554274.5021 | 1738042.8789 | 1961093.4091 | 2111002.0548 | 2149070.5 | 2052702.2637 | 1694616.722 | 1226275.4332 | 797151.4855
Scenario 1: Reference | PG&E | Com | WaterHeat | Com - Office (Small) | Rate Impact Measure Test | Fuel Substitution | 113137.0732 | 144743.3716 | 182784.1038 | 191507.6294 | 248554.6806 | 516562.9602 | 599423.4114 | 668816.5027 | 711675.9484 | 791804.9855 | 808113.9884 | 721229.9686 | 519091.422
Scenario 1: Reference | PG&E | Com | WaterHeat | Com - Office (Small) | Total Resource Cost Test | Energy Efficiency | 607859.3521 | 762935.2747 | 32560.2946 | 803031.0031 | 983106.9375 | 1114500.6865 | 1247966.3655 | 1332970.8021 | 1346206.5678 | 1274937.3889 | 1127054.8001 | 927329.4442 | 709583.1824
Scenario 1: Reference | PG&E | Com | WaterHeat | Com - Office (Small) | Total Resource Cost Test | Fuel Substitution | 131262.5718 | 167692.4229 | 211557.2028 | 221520.8327 | 288542.6483 | 38867.9639 | 50556.7732 | 64436.4738 | 80141.237 | 107977.8766 | 140455.399 | 174715.4809 | 210763.6328
Scenario 1: Reference | PG&E | Com | WaterHeat | Com - Other | Participant Cost Test | Energy Efficiency | 893655.3545 | 1076665.4549 | 1167042.4504 | 1371786.3861 | 1604750.0392 | 1561101.678 | 1653776.4468 | 1882989.5434 | 1980306.4296 | 2099180.3777 | 2120657.7886 | 2031568.3575 | 1841254.6716
Scenario 1: Reference | PG&E | Com | WaterHeat | Com - Other | Participant Cost Test | Fuel Substitution | 5795849.2052 | 6768237.2547 | 7274269.4256 | 7961272.9812 | 8432461.4355 | 1334547.669 | 1693039.9497 | 2154685.1727 | 1249893.1686 | 1613429.777 | 2091814.6979 | 2596030.4037 | 3126210.1604
Scenario 1: Reference | PG&E | Com | WaterHeat | Com - Other | Program Administrator Cost Test | Energy Efficiency | 1714973.0158 | 2066909.7355 | 2468457.8873 | 2933141.1327 | 3457209.7257 | 3489277.7404 | 4033454.8851 | 4534944.4319 | 4880360.4919 | 5082185.9315 | 5044561.1811 | 4749462.5204 | 4232076.5669
Scenario 1: Reference | PG&E | Com | WaterHeat | Com - Other | Program Administrator Cost Test | Fuel Substitution | 7640204.5949 | 9746854.5952 | 12246082.8777 | 15336840.4386 | 19129192.494 | 1764651.7504 | 2254209.5006 | 2865391.4717 | 2326611.6112 | 3003081.6406 | 3893195.3217 | 4831206.3317 | 5810084.2697
Scenario 1: Reference | PG&E | Com | WaterHeat | Com - Other | Rate Impact Measure Test | Energy Efficiency | 3793314.4046 | 4435831.1186 | 5162488.4304 | 5992276.5564 | 6916374.1001 | 5996416.5662 | 6984056.3353 | 7916499.8784 | 8597068.383 | 9020396.9789 | 8369788.9053 | 6942543.8196 | 5260264.2181
Scenario 1: Reference | PG&E | Com | WaterHeat | Com - Other | Rate Impact Measure Test | Fuel Substitution | 7640204.5949 | 9746854.5952 | 12246082.8777 | 15336840.4386 | 19129192.494 | 30012143.7781 | 34639524.1694 | 38491886.3802 | 39592119.5832 | 41955198.5571 | 42281786.412 | 37003546.6432 | 25471738.713
Scenario 1: Reference | PG&E | Com | WaterHeat | Com - Other | Total Resource Cost Test | Energy Efficiency | 2097007.3273 | 2519198.5205 | 2885953.3091 | 3408427.9434 | 3996839.6553 | 3948646.7741 | 4444926.4406 | 4998872.6863 | 5329911.2789 | 5562233.8253 | 5533393.4354 | 5221662.0715 | 4663806.4777
Scenario 1: Reference | PG&E | Com | WaterHeat | Com - Other | Total Resource Cost Test | Fuel Substitution | 9699137.3197 | 12330497.397 | 14847814.8776 | 18177349.1725 | 22045660.0602 | 2792022.0182 | 3549639.2268 | 4515609.724 | 2951558.1955 | 3809796.5291 | 4939102.6706 | 6129254.8385 | 7380544.5858
Scenario 1: Reference | PG&E | Com | WaterHeat | Com - Refrig. Warehouse | Participant Cost Test | Energy Efficiency | 20430.5549 | 26754.7044 | 33829.1677 | 42482.5977 | 52884.2562 | 63719.1432 | 77451.1835 | 92236.442 | 107047.3324 | 120369.5962 | 130354.176 | 135235.0572 | 133775.7715
Scenario 1: Reference | PG&E | Com | WaterHeat | Com - Refrig. Warehouse | Participant Cost Test | Fuel Substitution | 8998.8957 | 10228.0792 | 11688.9201 | 13279.3729 | 15020.2226 | 991.622 | 1289.3063 | 1644.7469 | 2049.6463 | 2686.4726 | 3516.2934 | 4398.5271 | 5331.4132
Scenario 1: Reference | PG&E | Com | WaterHeat | Com - Refrig. Warehouse | Program Administrator Cost Test | Energy Efficiency | 56762.4039 | 73104.555 | 91042.8698 | 112600.0881 | 138033.8469 | 163936.9061 | 196154.1335 | 229940.3145 | 262669.7906 | 290217.6389 | 308797.4916 | 314737.137 | 305857.6059
Scenario 1: Reference | PG&E | Com | WaterHeat | Com - Refrig. Warehouse | Program Administrator Cost Test | Fuel Substitution | 17650.8846 | 22689.6755 | 28859.1871 | 36379.0822 | 45744.3985 | 1844.9645 | 2398.917 | 3060.2611 | 3813.5114 | 4998.0872 | 6541.4735 | 8182.035 | 9916.439
Scenario 1: Reference | PG&E | Com | WaterHeat | Com - Refrig. Warehouse | Rate Impact Measure Test | Energy Efficiency | 98589.694 | 126137.7557 | 156729.871 | 193813.7147 | 237975.7317 | 278164.8271 | 335794.2155 | 397211.3929 | 457996.2255 | 511477.1579 | 509418.606 | 457676.7156 | 378694.7166
Scenario 1: Reference | PG&E | Com | WaterHeat | Com - Refrig. Warehouse | Rate Impact Measure Test | Fuel Substitution | 17650.8846 | 22689.6755 | 28901.4287 | 36575.6775 | 46216.9088 | 75343.907 | 87062.6117 | 96721.0929 | 102373.0381 | 109607.1312 | 110622.9472 | 96101.0597 | 63996.1223
Scenario 1: Reference | PG&E | Com | WaterHeat | Com - Refrig. Warehouse | Total Resource Cost Test | Energy Efficiency | 61610.9608 | 79475.7453 | 99020.2244 | 122528.9962 | 150298.525 | 178417.2085 | 213695.5236 | 250780.0631 | 286817.5053 | 317563.4336 | 338629.286 | 345921.6897 | 336945.8563
Scenario 1: Reference | PG&E | Com | WaterHeat | Com - Refrig. Warehouse | Total Resource Cost Test | Fuel Substitution | 19299.3272 | 24775.1558 | 31485.9255 | 39674.3105 | 49859.5919 | 2340.7755 | 3043.5702 | 3882.6346 | 4838.3346 | 6341.3235 | 8299.6203 | 10381.2986 | 12582.1455
Scenario 1: Reference | PG&E | Com | WaterHeat | Com - Restaurant | Participant Cost Test | Energy Efficiency | 175414.5899 | 206178.6312 | 241251.2596 | 280528.0563 | 322607.7042 | 210892.8112 | 233617.6677 | 247917.9503 | 250010.5791 | 238333.9611 | 41323.822 | 191060.4046 | 179847.8095
Scenario 1: Reference | PG&E | Com | WaterHeat | Com - Restaurant | Participant Cost Test | Fuel Substitution | 2001947.8137 | 2303175.382 | 2642986.3747 | 2992463.5418 | 3353390.0388 | 482541.0279 | 622268.7718 | 786551.003 | 971077.4117 | 1251672.0005 | 1617087.4222 | 1802948.7167 | 2295857.5183
Scenario 1: Reference | PG&E | Com | WaterHeat | Com - Restaurant | Program Administrator Cost Test | Energy Efficiency | 403896.8237 | 469445.0247 | 543065.8224 | 624185.7286 | 708796.6922 | 566103.878 | 615099.8082 | 641384.5962 | 636745.1186 | 598036.324 | 122404.2963 | 465602.2282 | 446762.0441
Scenario 1: Reference | PG&E | Com | WaterHeat | Com - Restaurant | Program Administrator Cost Test | Fuel Substitution | 3333002.9883 | 4251284.8706 | 5350585.989 | 6660195.4864 | 8256575.9694 | 881059.2943 | 1133132.1052 | 1428525.8912 | 1759135.1655 | 2261746.0782 | 2914807.8294 | 3241905.3642 | 4118260.9178
Scenario 1: Reference | PG&E | Com | WaterHeat | Com - Restaurant | Rate Impact Measure Test | Energy Efficiency | 1105824.154 | 1250578.9954 | 1407480.9232 | 1572815.6706 | 1737399.8483 | 1040171.1713 | 1135208.9401 | 1192922.638 | 1198016.2425 | 1114749.4729 | 245771.0607 | 703758.7597 | 577353.3656
Scenario 1: Reference | PG&E | Com | WaterHeat | Com - Restaurant | Rate Impact Measure Test | Fuel Substitution | 3336775.7983 | 4262646.9615 | 5370044.1583 | 6690048.1453 | 8298937.9107 | 17340384.4712 | 19931061.0804 | 22028908.5704 | 23232615.5073 | 24673050.452 | 24923462.7914 | 19812066.2724 | 14826119.9865
Scenario 1: Reference | PG&E | Com | WaterHeat | Com - Restaurant | Total Resource Cost Test | Energy Efficiency | 476967.3808 | 554411.1511 | 641485.2907 | 737603.7484 | 838425.6995 | 617054.6686 | 671230.3206 | 700815.9525 | 696735.6905 | 655881.2595 | 135658.8762 | 512998.2869 | 494047.1317
Scenario 1: Reference | PG&E | Com | WaterHeat | Com - Restaurant | Total Resource Cost Test | Fuel Substitution | 3774640.453 | 4809908.772 | 6050357.2285 | 7529629.9523 | 9328921.2599 | 1139625.7131 | 1469465.7737 | 1857242.4895 | 2292775.0618 | 2955081.7223 | 3817521.0437 | 4255990.3021 | 5419110.4637
Scenario 1: Reference | PG&E | Com | WaterHeat | Com - Retail | Participant Cost Test | Energy Efficiency | 405407.6723 | 513903.4494 | 475006.9002 | 710245.9536 | 874935.5691 | 1031804.3453 | 1202444.775 | 1357375.2405 | 1427447.1421 | 1486484.1876 | 1471529.7754 | 1379157.1758 | 1221051.9814
Scenario 1: Reference | PG&E | Com | WaterHeat | Com - Retail | Participant Cost Test | Fuel Substitution | 144050.3477 | 159161.9522 | 214378.1776 | 210279.3261 | 216894.272 | 54646.7029 | 69975.8717 | 90233.419 | 52728.8946 | 69035.9181 | 89568.8907 | 111205.3477 | 133956.9021
Scenario 1: Reference | PG&E | Com | WaterHeat | Com - Retail | Program Administrator Cost Test | Energy Efficiency | 1043592.0937 | 1314539.6874 | 1266443.198 | 1802059.6889 | 2189620.7007 | 2564953.8907 | 2952209.4033 | 3288772.3585 | 3501400.5589 | 3581995.6589 | 3483267.8708 | 3206678.1383 | 2788532.4021
Scenario 1: Reference | PG&E | Com | WaterHeat | Com - Retail | Program Administrator Cost Test | Fuel Substitution | 188221.4838 | 238972.1254 | 310117.8684 | 354977.3138 | 446242.9662 | 72067.3397 | 92486.6603 | 118421.3668 | 95597.0112 | 124849.7882 | 161585.7537 | 200134.9889 | 240508.4259
Scenario 1: Reference | PG&E | Com | WaterHeat | Com - Retail | Rate Impact Measure Test | Energy Efficiency | 1717097.1634 | 2176935.6789 | 2114114.4855 | 3024308.7054 | 3734058.6558 | 4353015.6784 | 5054271.1328 | 5681158.3988 | 6102986.5731 | 6310928.0803 | 5744072.8091 | 4661277.0419 | 3451766.0503
Scenario 1: Reference | PG&E | Com | WaterHeat | Com - Retail | Rate Impact Measure Test | Fuel Substitution | 188221.4838 | 238972.1254 | 310117.8684 | 354977.3138 | 446242.9662 | 956364.7325 | 1107125.3667 | 1235593.8548 | 1265084.5009 | 1364688.4016 | 1384361.264 | 1225346.5928 | 867249.3468
Scenario 1: Reference | PG&E | Com | WaterHeat | Com - Retail | Total Resource Cost Test | Energy Efficiency | 1151588.2561 | 1449093.907 | 1376951.6458 | 1978510.2903 | 2407743.9449 | 2814456.834 | 3240965.2 | 3612967.7011 | 3822605.1474 | 3919249.9889 | 3819847.7718 | 3524668.6818 | 3072316.2925
Scenario 1: Reference | PG&E | Com | WaterHeat | Com - Retail | Total Resource Cost Test | Fuel Substitution | 224476.5745 | 276729.4703 | 388508.4331 | 428319.1388 | 513487.9752 | 114698.5012 | 147051.9793 | 189278.593 | 124538.688 | 163045.163 | 211526.7689 | 262609.2886 | 316319.2036
Scenario 1: Reference | PG&E | Com | WaterHeat | Com - School | Participant Cost Test | Energy Efficiency | 631156.056 | 708006.6877 | 771848.0774 | 810841.7993 | 814255.7302 | 490955.6383 | 409006.6829 | 308320.8516 | 205728.7159 | 115300.9116 | 43576.8678 | 31831.5958 | 30400.1844
Scenario 1: Reference | PG&E | Com | WaterHeat | Com - School | Participant Cost Test | Fuel Substitution | 897643.766 | 1044636.8443 | 1213674.2132 | 1394693.5238 | 1826157.0593 | 551352.5075 | 699037.4149 | 890409.2726 | 512933.1276 | 680155.7788 | 879758.6903 | 1089417.605 | 1308873.4551
Scenario 1: Reference | PG&E | Com | WaterHeat | Com - School | Program Administrator Cost Test | Energy Efficiency | 1344368.8487 | 1512306.705 | 1638028.8759 | 1692198.9878 | 1651727.3497 | 1266676.6312 | 1038985.1258 | 771767.9926 | 508807.1385 | 282506.0669 | 108326.8604 | 80582.276 | 76219.2444
Scenario 1: Reference | PG&E | Com | WaterHeat | Com - School | Program Administrator Cost Test | Fuel Substitution | 1327030.0824 | 1691681.4053 | 2129699.0745 | 2653433.0629 | 3497489.3448 | 703228.9705 | 894290.9706 | 1133358.7763 | 890713.2766 | 1177829.0792 | 1518437.9794 | 1874203.4051 | 2244573.0823
Scenario 1: Reference | PG&E | Com | WaterHeat | Com - School | Rate Impact Measure Test | Energy Efficiency | 2655778.9155 | 2953348.6903 | 3182083.5977 | 3289823.9862 | 3232277.9338 | 2168661.6438 | 1799040.9048 | 1354699.323 | 909578.4166 | 513768.2611 | 190456.1227 | 125857.3759 | 99093.7476
Scenario 1: Reference | PG&E | Com | WaterHeat | Com - School | Rate Impact Measure Test | Fuel Substitution | 1327030.0824 | 1691681.4053 | 2129699.0745 | 2653433.0629 | 3497489.3448 | 6571054.0323 | 7573070.6529 | 8431792.2018 | 8481183.7801 | 9327450.7629 | 9531077.8657 | 8574529.0065 | 6329930.1527
Scenario 1: Reference | PG&E | Com | WaterHeat | Com - School | Total Resource Cost Test | Energy Efficiency | 1568668.427 | 1759734.7775 | 1906151.6802 | 1975868.2234 | 1943045.4774 | 1378213.0286 | 1132082.537 | 842215.2707 | 556086.5563 | 309679.0619 | 119328.2985 | 88943.7062 | 84320.5742
Scenario 1: Reference | PG&E | Com | WaterHeat | Com - School | Total Resource Cost Test | Fuel Substitution | 1625672.7325 | 2068112.5662 | 2600072.1941 | 3237122.8962 | 4453573.3598 | 1155320.821 | 1466796.2735 | 1865925.7696 | 1211373.398 | 1606154.8674 | 2077354.5431 | 2572251.2402 | 3090225.5386
Scenario 1: Reference | PG&E | Com | WaterHeat | Com - Warehouse | Participant Cost Test | Energy Efficiency | 292552.7883 | 366700.4348 | 456618.3005 | 563888.8782 | 687616.3131 | 812722.5634 | 959994.3302 | 1100429.1633 | 1170428.9421 | 1251064.7429 | 1280020.8177 | 1248711.2148 | 1159032.9079
Scenario 1: Reference | PG&E | Com | WaterHeat | Com - Warehouse | Participant Cost Test | Fuel Substitution | 13294.413 | 15638.5417 | 21564.9677 | 24132.8126 | 26204.2581 | 4034.4731 | 5171.2307 | 6653.9342 | 3852.1342 | 5093.3808 | 6645.1507 | 8291.1773 | 10031.568
Scenario 1: Reference | PG&E | Com | WaterHeat | Com - Warehouse | Program Administrator Cost Test | Energy Efficiency | 743661.6246 | 929425.5185 | 1152055.2004 | 1412287.4365 | 1706715.5715 | 2010675.5506 | 2343261.6255 | 2647685.4648 | 2870431.6079 | 3014479.6767 | 3030015.8035 | 2903710.25 | 2647427.9718
Scenario 1: Reference | PG&E | Com | WaterHeat | Com - Warehouse | Program Administrator Cost Test | Fuel Substitution | 20674.5646 | 26699.4664 | 34902.3427 | 44113.736 | 55487.064 | 5301.5917 | 6822.2524 | 8740.9338 | 7050.5481 | 9297.5603 | 12098.4264 | 15056.363 | 18170.6157
Scenario 1: Reference | PG&E | Com | WaterHeat | Com - Warehouse | Rate Impact Measure Test | Energy Efficiency | 1239370.9601 | 1553193.4333 | 1933182.9594 | 2382200.4216 | 2896180.669 | 3413761.8995 | 4013050.4062 | 4575199.8707 | 5002841.5128 | 5310627.7114 | 4997711.9638 | 4222305.0129 | 3277388.1049
Scenario 1: Reference | PG&E | Com | WaterHeat | Com - Warehouse | Rate Impact Measure Test | Fuel Substitution | 20674.5646 | 26699.4664 | 34902.3427 | 44113.736 | 55487.064 | 73739.2966 | 85845.7687 | 96292.2275 | 99248.2723 | 108010.2681 | 109995.3794 | 97541.5524 | 68818.4038
Scenario 1: Reference | PG&E | Com | WaterHeat | Com - Warehouse | Total Resource Cost Test | Energy Efficiency | 823409.5858 | 1027138.6085 | 1271097.5666 | 1556820.8373 | 1880431.2336 | 2210424.0171 | 2577875.6219 | 2915411.5426 | 3134923.7893 | 3299164.841 | 3323385.429 | 3192005.9659 | 2917013.3678
Scenario 1: Reference | PG&E | Com | WaterHeat | Com - Warehouse | Total Resource Cost Test | Fuel Substitution | 24821.2232 | 31960.6808 | 44752.2037 | 55296.3354 | 67632.0971 | 8439.8811 | 10837.2366 | 13932.5815 | 9097.4749 | 12028.1453 | 15691.7457 | 19577.4901 | 23685.5576
Scenario 1: Reference | PG&E | Com | WholeBlg | Com - College | Participant Cost Test | Energy Efficiency | 255861.8555 | 259902.7732 | 263304.0073 | 267541.6419 | 272107.8913 | 276861.176 | 283342.6384 | 290146.1131 | 296248.8467 | 307220.337 | 312536.3646 | 315922.1954 | 325085.0186
Scenario 1: Reference | PG&E | Com | WholeBlg | Com - College | Program Administrator Cost Test | Energy Efficiency | 251906.4095 | 255559.4601 | 258592.5679 | 262336.8291 | 266453.6709 | 270757.1132 | 276678.6436 | 282994.9338 | 288419.4121 | 298707.396 | 303214.1436 | 305884.299 | 314157.6554
Scenario 1: Reference | PG&E | Com | WholeBlg | Com - College | Rate Impact Measure Test | Energy Efficiency | 277124.1816 | 281206.1425 | 284280.7635 | 288325.772 | 292063.976 | 295489.1082 | 300462.655 | 305009.292 | 308665.2998 | 316446.8402 | 317606.1688 | 316054.3094 | 319625.0441
Scenario 1: Reference | PG&E | Com | WholeBlg | Com - College | Total Resource Cost Test | Energy Efficiency | 257186.3963 | 261311.5055 | 264784.2997 | 269125.9152 | 273775.4036 | 278605.481 | 285187.98 | 292065.1616 | 298285.0827 | 309366.1209 | 314756.9598 | 318172.0849 | 327392.227
Scenario 1: Reference | PG&E | Com | WholeBlg | Com - Grocery | Participant Cost Test | Energy Efficiency | 1683564.5729 | 1727678.8984 | 1770136.753 | 1818759.2429 | 1873530.4315 | 1930721.3054 | 1993659.7014 | 2119176.8641 | 2186277.1632 | 2291267.0437 | 2355353.7811 | 2406879.2705 | 2440289.0218
Scenario 1: Reference | PG&E | Com | WholeBlg | Com - Grocery | Program Administrator Cost Test | Energy Efficiency | 1683564.5729 | 1727678.8984 | 1770136.753 | 1818759.2429 | 1873530.4315 | 1930721.3054 | 1993659.7014 | 2119176.8641 | 2186277.1632 | 2291267.0437 | 2355353.7811 | 2406879.2705 | 2440289.0218
Scenario 1: Reference | PG&E | Com | WholeBlg | Com - Grocery | Rate Impact Measure Test | Energy Efficiency | 1683564.5729 | 1727678.8984 | 1770136.753 | 1818759.2429 | 1873530.4315 | 1930721.3054 | 1993659.7014 | 2119176.8641 | 2186277.1632 | 2291267.0437 | 2355353.7811 | 2406879.2705 | 2440289.0218
Scenario 1: Reference | PG&E | Com | WholeBlg | Com - Grocery | Total Resource Cost Test | Energy Efficiency | 1683564.5729 | 1727678.8984 | 1770136.753 | 1818759.2429 | 1873530.4315 | 1930721.3054 | 1993659.7014 | 2119176.8641 | 2186277.1632 | 2291267.0437 | 2355353.7811 | 2406879.2705 | 2440289.0218
Scenario 1: Reference | PG&E | Com | WholeBlg | Com - Health | Participant Cost Test | Energy Efficiency | 1995628.5598 | 2054317.3557 | 2110005.2675 | 2172493.5097 | 2241848.9974 | 2312983.7252 | 2392915.7754 | 2497133.4595 | 2579192.2449 | 2709901.0889 | 2788120.0151 | 2851754.2483 | 2903564.81
Scenario 1: Reference | PG&E | Com | WholeBlg | Com - Health | Program Administrator Cost Test | Energy Efficiency | 1995628.5598 | 2054317.3557 | 2110005.2675 | 2172493.5097 | 2241848.9974 | 2312983.7252 | 2392915.7754 | 2497133.4595 | 2579192.2449 | 2709901.0889 | 2788120.0151 | 2851754.2483 | 2903564.81
Scenario 1: Reference | PG&E | Com | WholeBlg | Com - Health | Rate Impact Measure Test | Energy Efficiency | 1995628.5598 | 2054317.3557 | 2110005.2675 | 2172493.5097 | 2241848.9974 | 2312983.7252 | 2392915.7754 | 2497133.4595 | 2579192.2449 | 2709901.0889 | 2788120.0151 | 2851754.2483 | 2903564.81
Scenario 1: Reference | PG&E | Com | WholeBlg | Com - Health | Total Resource Cost Test | Energy Efficiency | 1995628.5598 | 2054317.3557 | 2110005.2675 | 2172493.5097 | 2241848.9974 | 2312983.7252 | 2392915.7754 | 2497133.4595 | 2579192.2449 | 2709901.0889 | 2788120.0151 | 2851754.2483 | 2903564.81
Scenario 1: Reference | PG&E | Com | WholeBlg | Com - Lodging | Participant Cost Test | Energy Efficiency | 303314.7127 | 310022.1384 | 316224.6185 | 323291.6699 | 331336.1332 | 339687.1964 | 349324.7689 | 357887.4183 | 368075.6522 | 384066.1445 | 394070.2961 | 402306.3517 | 408435.3517
Scenario 1: Reference | PG&E | Com | WholeBlg | Com - Lodging | Program Administrator Cost Test | Energy Efficiency | 303314.7127 | 310022.1384 | 316224.6185 | 323291.6699 | 331336.1332 | 339687.1964 | 349324.7689 | 357887.4183 | 368075.6522 | 384066.1445 | 394070.2961 | 402306.3517 | 408435.3517
Scenario 1: Reference | PG&E | Com | WholeBlg | Com - Lodging | Rate Impact Measure Test | Energy Efficiency | 303314.7127 | 310022.1384 | 316224.6185 | 323291.6699 | 331336.1332 | 339687.1964 | 349324.7689 | 357887.4183 | 368075.6522 | 384066.1445 | 394070.2961 | 402306.3517 | 408435.3517
Scenario 1: Reference | PG&E | Com | WholeBlg | Com - Lodging | Total Resource Cost Test | Energy Efficiency | 303314.7127 | 310022.1384 | 316224.6185 | 323291.6699 | 331336.1332 | 339687.1964 | 349324.7689 | 357887.4183 | 368075.6522 | 384066.1445 | 394070.2961 | 402306.3517 | 408435.3517
Scenario 1: Reference | PG&E | Com | WholeBlg | Com - Office (Large) | Participant Cost Test | Energy Efficiency | 2761344.4465 | 2829152.582 | 2891265.1301 | 2960750.2041 | 3039520.3038 | 3123580.4749 | 3223805.2022 | 3248297.3601 | 3346793.0819 | 3505239.2757 | 3599769.1016 | 3675028.8567 | 3756548.3889
Scenario 1: Reference | PG&E | Com | WholeBlg | Com - Office (Large) | Program Administrator Cost Test | Energy Efficiency | 2761344.4465 | 2829152.582 | 2891265.1301 | 2960750.2041 | 3039520.3038 | 3123580.4749 | 3223805.2022 | 3248297.3601 | 3346793.0819 | 3505239.2757 | 3599769.1016 | 3675028.8567 | 3756548.3889
Scenario 1: Reference | PG&E | Com | WholeBlg | Com - Office (Large) | Rate Impact Measure Test | Energy Efficiency | 2761344.4465 | 2829152.582 | 2891265.1301 | 2960750.2041 | 3039520.3038 | 3123580.4749 | 3223805.2022 | 3248297.3601 | 3346793.0819 | 3505239.2757 | 3599769.1016 | 3675028.8567 | 3756548.3889
Scenario 1: Reference | PG&E | Com | WholeBlg | Com - Office (Large) | Total Resource Cost Test | Energy Efficiency | 2761344.4465 | 2829152.582 | 2891265.1301 | 2960750.2041 | 3039520.3038 | 3123580.4749 | 3223805.2022 | 3248297.3601 | 3346793.0819 | 3505239.2757 | 3599769.1016 | 3675028.8567 | 3756548.3889
Scenario 1: Reference | PG&E | Com | WholeBlg | Com - Office (Small) | Participant Cost Test | Energy Efficiency | 491803.1942 | 504583.0497 | 516797.2113 | 530551.353 | 546070.9248 | 562320.7103 | 581004.1802 | 616125.3241 | 635133.0153 | 665131.5368 | 683252.3108 | 697939.6324 | 711745.8814
Scenario 1: Reference | PG&E | Com | WholeBlg | Com - Office (Small) | Program Administrator Cost Test | Energy Efficiency | 491803.1942 | 504583.0497 | 516797.2113 | 530551.353 | 546070.9248 | 562320.7103 | 581004.1802 | 616125.3241 | 635133.0153 | 665131.5368 | 683252.3108 | 697939.6324 | 711745.8814
Scenario 1: Reference | PG&E | Com | WholeBlg | Com - Office (Small) | Rate Impact Measure Test | Energy Efficiency | 491803.1942 | 504583.0497 | 516797.2113 | 530551.353 | 546070.9248 | 562320.7103 | 581004.1802 | 616125.3241 | 635133.0153 | 665131.5368 | 683252.3108 | 697939.6324 | 711745.8814
Scenario 1: Reference | PG&E | Com | WholeBlg | Com - Office (Small) | Total Resource Cost Test | Energy Efficiency | 491803.1942 | 504583.0497 | 516797.2113 | 530551.353 | 546070.9248 | 562320.7103 | 581004.1802 | 616125.3241 | 635133.0153 | 665131.5368 | 683252.3108 | 697939.6324 | 711745.8814
Scenario 1: Reference | PG&E | Com | WholeBlg | Com - Other | Participant Cost Test | Energy Efficiency | 2172463.6731 | 2323837.0089 | 2465464.8686 | 2595721.7183 | 2752107.0975 | 2946183.0826 | 3126670.8717 | 3204040.9192 | 3345869.5063 | 3542104.076 | 3683975.9404 | 3808305.354 | 3889221.2245
Scenario 1: Reference | PG&E | Com | WholeBlg | Com - Other | Program Administrator Cost Test | Energy Efficiency | 2172463.6731 | 2323837.0089 | 2465464.8686 | 2595721.7183 | 2752107.0975 | 2946183.0826 | 3126670.8717 | 3204040.9192 | 3345869.5063 | 3542104.076 | 3683975.9404 | 3808305.354 | 3889221.2245
Scenario 1: Reference | PG&E | Com | WholeBlg | Com - Other | Rate Impact Measure Test | Energy Efficiency | 2172463.6731 | 2323837.0089 | 2465464.8686 | 2595721.7183 | 2752107.0975 | 2946183.0826 | 3126670.8717 | 3204040.9192 | 3345869.5063 | 3542104.076 | 3683975.9404 | 3808305.354 | 3889221.2245
Scenario 1: Reference | PG&E | Com | WholeBlg | Com - Other | Total Resource Cost Test | Energy Efficiency | 2172463.6731 | 2323837.0089 | 2465464.8686 | 2595721.7183 | 2752107.0975 | 2946183.0826 | 3126670.8717 | 3204040.9192 | 3345869.5063 | 3542104.076 | 3683975.9404 | 3808305.354 | 3889221.2245
Scenario 1: Reference | PG&E | Com | WholeBlg | Com - Refrig. Warehouse | Participant Cost Test | Energy Efficiency | 245877.0212 | 255673.9825 | 265538.2879 | 276351.4779 | 288223.2465 | 300143.3403 | 312845.1964 | 343844.5023 | 358224.7645 | 378072.5451 | 392435.6994 | 404935.5591 | 408511.8439
Scenario 1: Reference | PG&E | Com | WholeBlg | Com - Refrig. Warehouse | Program Administrator Cost Test | Energy Efficiency | 245877.0212 | 255673.9825 | 265538.2879 | 276351.4779 | 288223.2465 | 300143.3403 | 312845.1964 | 343844.5023 | 358224.7645 | 378072.5451 | 392435.6994 | 404935.5591 | 408511.8439
Scenario 1: Reference | PG&E | Com | WholeBlg | Com - Refrig. Warehouse | Rate Impact Measure Test | Energy Efficiency | 245877.0212 | 255673.9825 | 265538.2879 | 276351.4779 | 288223.2465 | 300143.3403 | 312845.1964 | 343844.5023 | 358224.7645 | 378072.5451 | 392435.6994 | 404935.5591 | 408511.8439
Scenario 1: Reference | PG&E | Com | WholeBlg | Com - Refrig. Warehouse | Total Resource Cost Test | Energy Efficiency | 245877.0212 | 255673.9825 | 265538.2879 | 276351.4779 | 288223.2465 | 300143.3403 | 312845.1964 | 343844.5023 | 358224.7645 | 378072.5451 | 392435.6994 | 404935.5591 | 408511.8439
Scenario 1: Reference | PG&E | Com | WholeBlg | Com - Restaurant | Participant Cost Test | Energy Efficiency | 734478.7205 | 751195.8653 | 766960.939 | 784777.0239 | 804937.4218 | 825248.4697 | 847739.1323 | 876370.0836 | 900359.6233 | 941382.0226 | 964064.6668 | 973166.303 | 1087006.6592
Scenario 1: Reference | PG&E | Com | WholeBlg | Com - Restaurant | Program Administrator Cost Test | Energy Efficiency | 733868.418 | 750500.2888 | 766160.3021 | 783862.0261 | 803900.2616 | 824081.3188 | 846424.1541 | 874900.8429 | 898730.8989 | 939576.9999 | 962075.2162 | 973166.303 | 1061242.4689
Scenario 1: Reference | PG&E | Com | WholeBlg | Com - Restaurant | Rate Impact Measure Test | Energy Efficiency | 758248.9981 | 775540.7896 | 792104.4078 | 810366.3674 | 830533.7957 | 850304.6306 | 871904.9359 | 898963.1593 | 920709.818 | 958842.3338 | 977856.1747 | 973166.303 | 1128359.3644
Scenario 1: Reference | PG&E | Com | WholeBlg | Com - Restaurant | Total Resource Cost Test | Energy Efficiency | 735449.0533 | 752242.7969 | 768103.6242 | 786017.2162 | 806274.3285 | 826681.0856 | 849277.9544 | 878011.0952 | 902097.6758 | 943224.1147 | 966008.0751 | 973166.303 | 1110122.937
Scenario 1: Reference | PG&E | Com | WholeBlg | Com - Retail | Participant Cost Test | Energy Efficiency | 996194.6624 | 1014741.8597 | 1031836.3247 | 1028163.2517 | 1285402.4715 | 1097327.443 | 1128062.9674 | 1175262.0367 | 1204507.3141 | 1254282.3892 | 1280793.5739 | 1300550.3626 | 1336548.2252
Scenario 1: Reference | PG&E | Com | WholeBlg | Com - Retail | Program Administrator Cost Test | Energy Efficiency | 995772.5634 | 1014094.3302 | 1030911.1994 | 1028163.2517 | 1270611.2423 | 1095386.1804 | 1125644.6125 | 1172302.968 | 1200976.0415 | 1250107.9554 | 1275901.8796 | 1294875.6116 | 1330002.6278
Scenario 1: Reference | PG&E | Com | WholeBlg | Com - Retail | Rate Impact Measure Test | Energy Efficiency | 1125129.5715 | 1150877.7112 | 1175613.9829 | 1028163.2517 | 2666848.198 | 1240432.5053 | 1268851.7705 | 1310063.3085 | 1328170.6996 | 1362661.2001 | 1369253.786 | 1363398.0794 | 1367782.0957
Scenario 1: Reference | PG&E | Com | WholeBlg | Com - Retail | Total Resource Cost Test | Energy Efficiency | 1003407.7649 | 1022746.6169 | 1040751.7523 | 1028163.2517 | 1383318.4243 | 1108388.392 | 1140124.4938 | 1188351.7313 | 1218509.2857 | 1269248.3817 | 1296765.6677 | 1317529.1998 | 1354588.9478
Scenario 1: Reference | PG&E | Com | WholeBlg | Com - School | Participant Cost Test | Energy Efficiency | 434763.6329 | 441185.6717 | 446791.8402 | 453341.1623 | 460820.2355 | 468927.2642 | 479119.9018 | 496956.5429 | 507162.3154 | 524662.7511 | 534533.5071 | 542165.3539 | 553476.6758
Scenario 1: Reference | PG&E | Com | WholeBlg | Com - School | Program Administrator Cost Test | Energy Efficiency | 434763.6329 | 441185.6717 | 446791.8402 | 453341.1623 | 460820.2355 | 468927.2642 | 479119.9018 | 496956.5429 | 507162.3154 | 524662.7511 | 534533.5071 | 542165.3539 | 553476.6758
Scenario 1: Reference | PG&E | Com | WholeBlg | Com - School | Rate Impact Measure Test | Energy Efficiency | 434763.6329 | 441185.6717 | 446791.8402 | 453341.1623 | 460820.2355 | 468927.2642 | 479119.9018 | 496956.5429 | 507162.3154 | 524662.7511 | 534533.5071 | 542165.3539 | 553476.6758
Scenario 1: Reference | PG&E | Com | WholeBlg | Com - School | Total Resource Cost Test | Energy Efficiency | 434763.6329 | 441185.6717 | 446791.8402 | 453341.1623 | 460820.2355 | 468927.2642 | 479119.9018 | 496956.5429 | 507162.3154 | 524662.7511 | 534533.5071 | 542165.3539 | 553476.6758
Scenario 1: Reference | PG&E | Com | WholeBlg | Com - Warehouse | Participant Cost Test | Energy Efficiency | 1105442.5302 | 1144965.5368 | 1184250.924 | 1227510.5318 | 1257138.0212 | 1305880.1844 | 1358780.6916 | 1507635.7243 | 1567168.7694 | 1651866.6421 | 1710700.9247 | 1760963.9026 | 1785347.5557
Scenario 1: Reference | PG&E | Com | WholeBlg | Com - Warehouse | Program Administrator Cost Test | Energy Efficiency | 1101492.8938 | 1140576.6441 | 1179341.2474 | 1221999.0359 | 1257138.0212 | 1305880.1844 | 1358780.6916 | 1507635.7243 | 1567168.7694 | 1651866.6421 | 1710700.9247 | 1760963.9026 | 1785347.5557
Scenario 1: Reference | PG&E | Com | WholeBlg | Com - Warehouse | Rate Impact Measure Test | Energy Efficiency | 1160304.2885 | 1200752.2675 | 1241176.9593 | 1285243.8816 | 1257138.0212 | 1305880.1844 | 1358780.6916 | 1507635.7243 | 1567168.7694 | 1651866.6421 | 1710700.9247 | 1760963.9026 | 1785347.5557
Scenario 1: Reference | PG&E | Com | WholeBlg | Com - Warehouse | Total Resource Cost Test | Energy Efficiency | 1107420.5967 | 1147089.5482 | 1186547.5513 | 1230003.1373 | 1257138.0212 | 1305880.1844 | 1358780.6916 | 1507635.7243 | 1567168.7694 | 1651866.6421 | 1710700.9247 | 1760963.9026 | 1785347.5557
Scenario 1: Reference | PG&E | Ind | WholeBlg | Ind - All Other Industrial | Participant Cost Test | Energy Efficiency | 74201.4269 | 74487.3323 | 74550.3539 | 74629.9735 | 74597.4197 | 74651.0115 | 74631.1702 | 74698.3123 | 74676.2541 | 74733.3958 | 74756.2584 | 74821.521 | 74874.7074
Scenario 1: Reference | PG&E | Ind | WholeBlg | Ind - All Other Industrial | Program Administrator Cost Test | Energy Efficiency | 74201.4269 | 74487.3323 | 74550.3539 | 74629.9735 | 74597.4197 | 74651.0115 | 74631.1702 | 74698.3123 | 74676.2541 | 74733.3958 | 74756.2584 | 74821.521 | 74874.7074
Scenario 1: Reference | PG&E | Ind | WholeBlg | Ind - All Other Industrial | Rate Impact Measure Test | Energy Efficiency | 74201.4269 | 74487.3323 | 74550.3539 | 74629.9735 | 74597.4197 | 74651.0115 | 74631.1702 | 74698.3123 | 74676.2541 | 74733.3958 | 74756.2584 | 74821.521 | 74874.7074
Scenario 1: Reference | PG&E | Ind | WholeBlg | Ind - All Other Industrial | Total Resource Cost Test | Energy Efficiency | 74201.4269 | 74487.3323 | 74550.3539 | 74629.9735 | 74597.4197 | 74651.0115 | 74631.1702 | 74698.3123 | 74676.2541 | 74733.3958 | 74756.2584 | 74821.521 | 74874.7074
Scenario 1: Reference | PG&E | Ind | WholeBlg | Ind - Chemicals | Participant Cost Test | Energy Efficiency | 1344396.9841 | 1352200.8116 | 1358067.4245 | 1362978.4249 | 1366697.2236 | 1369559.6092 | 1371084.4253 | 1372092.6985 | 1372888.0718 | 1374004.9567 | 1374657.7595 | 1374926.2407 | 1374665.8091
Scenario 1: Reference | PG&E | Ind | WholeBlg | Ind - Chemicals | Program Administrator Cost Test | Energy Efficiency | 1344396.9841 | 1352200.8116 | 1358067.4245 | 1362978.4249 | 1366697.2236 | 1369559.6092 | 1371084.4253 | 1372092.6985 | 1372888.0718 | 1374004.9567 | 1374657.7595 | 1374926.2407 | 1374665.8091
Scenario 1: Reference | PG&E | Ind | WholeBlg | Ind - Chemicals | Rate Impact Measure Test | Energy Efficiency | 1344396.9841 | 1352200.8116 | 1358067.4245 | 1362978.4249 | 1366697.2236 | 1369559.6092 | 1371084.4253 | 1372092.6985 | 1372888.0718 | 1374004.9567 | 1374657.7595 | 1374926.2407 | 1374665.8091
Scenario 1: Reference | PG&E | Ind | WholeBlg | Ind - Chemicals | Total Resource Cost Test | Energy Efficiency | 1344396.9841 | 1352200.8116 | 1358067.4245 | 1362978.4249 | 1366697.2236 | 1369559.6092 | 1371084.4253 | 1372092.6985 | 1372888.0718 | 1374004.9567 | 1374657.7595 | 1374926.2407 | 1374665.8091
Scenario 1: Reference | PG&E | Ind | WholeBlg | Ind - Electronics | Participant Cost Test | Energy Efficiency | 466465.4657 | 469716.5183 | 471430.675 | 473294.8501 | 474285.0588 | 476198.6473 | 477507.4695 | 479398.6477 | 480438.6763 | 481970.2695 | 482964.9407 | 484083.4083 | 484985.4852
Scenario 1: Reference | PG&E | Ind | WholeBlg | Ind - Electronics | Program Administrator Cost Test | Energy Efficiency | 466465.4657 | 469716.5183 | 471430.675 | 473294.8501 | 474285.0588 | 476198.6473 | 477507.4695 | 479398.6477 | 480438.6763 | 481970.2695 | 482964.9407 | 484083.4083 | 484985.4852
Scenario 1: Reference | PG&E | Ind | WholeBlg | Ind - Electronics | Rate Impact Measure Test | Energy Efficiency | 466465.4657 | 469716.5183 | 471430.675 | 473294.8501 | 474285.0588 | 476198.6473 | 477507.4695 | 479398.6477 | 480438.6763 | 481970.2695 | 482964.9407 | 484083.4083 | 484985.4852
Scenario 1: Reference | PG&E | Ind | WholeBlg | Ind - Electronics | Total Resource Cost Test | Energy Efficiency | 466465.4657 | 469716.5183 | 471430.675 | 473294.8501 | 474285.0588 | 476198.6473 | 477507.4695 | 479398.6477 | 480438.6763 | 481970.2695 | 482964.9407 | 484083.4083 | 484985.4852
Scenario 1: Reference | PG&E | Ind | WholeBlg | Ind - Fabricated Metals | Participant Cost Test | Energy Efficiency | 144933.2811 | 146752.4961 | 148163.6435 | 149036.5414 | 149460.484 | 149772.2687 | 149791.0616 | 149873.049 | 149788.0707 | 149811.8685 | 149707.9988 | 149575.0953 | 149330.001
Scenario 1: Reference | PG&E | Ind | WholeBlg | Ind - Fabricated Metals | Program Administrator Cost Test | Energy Efficiency | 144933.2811 | 146752.4961 | 148163.6435 | 149036.5414 | 149460.484 | 149772.2687 | 149791.0616 | 149873.049 | 149788.0707 | 149811.8685 | 149707.9988 | 149575.0953 | 149330.001
Scenario 1: Reference | PG&E | Ind | WholeBlg | Ind - Fabricated Metals | Rate Impact Measure Test | Energy Efficiency | 144933.2811 | 146752.4961 | 148163.6435 | 149036.5414 | 149460.484 | 149772.2687 | 149791.0616 | 149873.049 | 149788.0707 | 149811.8685 | 149707.9988 | 149575.0953 | 149330.001
Scenario 1: Reference | PG&E | Ind | WholeBlg | Ind - Fabricated Metals | Total Resource Cost Test | Energy Efficiency | 144933.2811 | 146752.4961 | 148163.6435 | 149036.5414 | 149460.484 | 149772.2687 | 149791.0616 | 149873.049 | 149788.0707 | 149811.8685 | 149707.9988 | 149575.0953 | 149330.001
Scenario 1: Reference | PG&E | Ind | WholeBlg | Ind - Food | Participant Cost Test | Energy Efficiency | 2622802.3096 | 2627358.2983 | 2627871.1218 | 2626823.9972 | 2623165.8887 | 2619535.6004 | 2615066.639 | 2610733.7536 | 2605435.4218 | 2600943.6845 | 2595576.467 | 2589745.558 | 2583120.4536
Scenario 1: Reference | PG&E | Ind | WholeBlg | Ind - Food | Program Administrator Cost Test | Energy Efficiency | 2622802.3096 | 2627358.2983 | 2627871.1218 | 2626823.9972 | 2623165.8887 | 2619535.6004 | 2615066.639 | 2610733.7536 | 2605435.4218 | 2600943.6845 | 2595576.467 | 2589745.558 | 2583120.4536
Scenario 1: Reference | PG&E | Ind | WholeBlg | Ind - Food | Rate Impact Measure Test | Energy Efficiency | 2622802.3096 | 2627358.2983 | 2627871.1218 | 2626823.9972 | 2623165.8887 | 2619535.6004 | 2615066.639 | 2610733.7536 | 2605435.4218 | 2600943.6845 | 2595576.467 | 2589745.558 | 2583120.4536
Scenario 1: Reference | PG&E | Ind | WholeBlg | Ind - Food | Total Resource Cost Test | Energy Efficiency | 2622802.3096 | 2627358.2983 | 2627871.1218 | 2626823.9972 | 2623165.8887 | 2619535.6004 | 2615066.639 | 2610733.7536 | 2605435.4218 | 2600943.6845 | 2595576.467 | 2589745.558 | 2583120.4536
Scenario 1: Reference | PG&E | Ind | WholeBlg | Ind - Industrial Machinery | Participant Cost Test | Energy Efficiency | 98077.3829 | 99605.9685 | 100866.0307 | 101640.337 | 101965.1407 | 102277.7443 | 102464.4543 | 102740.0675 | 102878.9791 | 103130.5054 | 103261.8822 | 103372.472 | 103389.381
Scenario 1: Reference | PG&E | Ind | WholeBlg | Ind - Industrial Machinery | Program Administrator Cost Test | Energy Efficiency | 98077.3829 | 99605.9685 | 100866.0307 | 101640.337 | 101965.1407 | 102277.7443 | 102464.4543 | 102740.0675 | 102878.9791 | 103130.5054 | 103261.8822 | 103372.472 | 103389.381
Scenario 1: Reference | PG&E | Ind | WholeBlg | Ind - Industrial Machinery | Rate Impact Measure Test | Energy Efficiency | 98077.3829 | 99605.9685 | 100866.0307 | 101640.337 | 101965.1407 | 102277.7443 | 102464.4543 | 102740.0675 | 102878.9791 | 103130.5054 | 103261.8822 | 103372.472 | 103389.381
Scenario 1: Reference | PG&E | Ind | WholeBlg | Ind - Industrial Machinery | Total Resource Cost Test | Energy Efficiency | 98077.3829 | 99605.9685 | 100866.0307 | 101640.337 | 101965.1407 | 102277.7443 | 102464.4543 | 102740.0675 | 102878.9791 | 103130.5054 | 103261.8822 | 103372.472 | 103389.381
Scenario 1: Reference | PG&E | Ind | WholeBlg | Ind - Lumber & Furniture | Participant Cost Test | Energy Efficiency | 70994.081 | 71233.8232 | 71237.5635 | 71281.9341 | 71201.1709 | 71213.7019 | 71096.7525 | 71072.9333 | 70931.8038 | 70872.6548 | 70747.4401 | 70647.1579 | 70519.5278
Scenario 1: Reference | PG&E | Ind | WholeBlg | Ind - Lumber & Furniture | Program Administrator Cost Test | Energy Efficiency | 70994.081 | 71233.8232 | 71237.5635 | 71281.9341 | 71201.1709 | 71213.7019 | 71096.7525 | 71072.9333 | 70931.8038 | 70872.6548 | 70747.4401 | 70647.1579 | 70519.5278
Scenario 1: Reference | PG&E | Ind | WholeBlg | Ind - Lumber & Furniture | Rate Impact Measure Test | Energy Efficiency | 70994.081 | 71233.8232 | 71237.5635 | 71281.9341 | 71201.1709 | 71213.7019 | 71096.7525 | 71072.9333 | 70931.8038 | 70872.6548 | 70747.4401 | 70647.1579 | 70519.5278
Scenario 1: Reference | PG&E | Ind | WholeBlg | Ind - Lumber & Furniture | Total Resource Cost Test | Energy Efficiency | 70994.081 | 71233.8232 | 71237.5635 | 71281.9341 | 71201.1709 | 71213.7019 | 71096.7525 | 71072.9333 | 70931.8038 | 70872.6548 | 70747.4401 | 70647.1579 | 70519.5278
Scenario 1: Reference | PG&E | Ind | WholeBlg | Ind - Paper | Participant Cost Test | Energy Efficiency | 99446.2772 | 99844.5146 | 100214.6872 | 100660.8561 | 100987.7766 | 101241.6653 | 101464.5068 | 101810.1734 | 102202.9074 | 102750.373 | 103352.5728 | 104013.5585 | 104675.054
Scenario 1: Reference | PG&E | Ind | WholeBlg | Ind - Paper | Program Administrator Cost Test | Energy Efficiency | 99446.2772 | 99844.5146 | 100214.6872 | 100660.8561 | 100987.7766 | 101241.6653 | 101464.5068 | 101810.1734 | 102202.9074 | 102750.373 | 103352.5728 | 104013.5585 | 104675.054
Scenario 1: Reference | PG&E | Ind | WholeBlg | Ind - Paper | Rate Impact Measure Test | Energy Efficiency | 99446.2772 | 99844.5146 | 100214.6872 | 100660.8561 | 100987.7766 | 101241.6653 | 101464.5068 | 101810.1734 | 102202.9074 | 102750.373 | 103352.5728 | 104013.5585 | 104675.054
Scenario 1: Reference | PG&E | Ind | WholeBlg | Ind - Paper | Total Resource Cost Test | Energy Efficiency | 99446.2772 | 99844.5146 | 100214.6872 | 100660.8561 | 100987.7766 | 101241.6653 | 101464.5068 | 101810.1734 | 102202.9074 | 102750.373 | 103352.5728 | 104013.5585 | 104675.054
Scenario 1: Reference | PG&E | Ind | WholeBlg | Ind - Petroleum | Participant Cost Test | Energy Efficiency | 3666859.3073 | 3670291.0202 | 3671540.4119 | 3672199.4418 | 3669620.5509 | 3664008.9998 | 3656195.3366 | 3647460.077 | 3638801.5092 | 3630728.6531 | 3620925.1336 | 3609735.2063 | 3597705.6853
Scenario 1: Reference | PG&E | Ind | WholeBlg | Ind - Petroleum | Program Administrator Cost Test | Energy Efficiency | 3666859.3073 | 3670291.0202 | 3671540.4119 | 3672199.4418 | 3669620.5509 | 3664008.9998 | 3656195.3366 | 3647460.077 | 3638801.5092 | 3630728.6531 | 3620925.1336 | 3609735.2063 | 3597705.6853
Scenario 1: Reference | PG&E | Ind | WholeBlg | Ind - Petroleum | Rate Impact Measure Test | Energy Efficiency | 3666859.3073 | 3670291.0202 | 3671540.4119 | 3672199.4418 | 3669620.5509 | 3664008.9998 | 3656195.3366 | 3647460.077 | 3638801.5092 | 3630728.6531 | 3620925.1336 | 3609735.2063 | 3597705.6853
Scenario 1: Reference | PG&E | Ind | WholeBlg | Ind - Petroleum | Total Resource Cost Test | Energy Efficiency | 3666859.3073 | 3670291.0202 | 3671540.4119 | 3672199.4418 | 3669620.5509 | 3664008.9998 | 3656195.3366 | 3647460.077 | 3638801.5092 | 3630728.6531 | 3620925.1336 | 3609735.2063 | 3597705.6853
Scenario 1: Reference | PG&E | Ind | WholeBlg | Ind - Plastics | Participant Cost Test | Energy Efficiency | 89194.0707 | 91344.1288 | 93130.9384 | 94831.5235 | 96340.6155 | 97846.9464 | 98978.9433 | 99975.0221 | 100868.8599 | 101873.7996 | 102781.0116 | 103667.9657 | 104470.7485
Scenario 1: Reference | PG&E | Ind | WholeBlg | Ind - Plastics | Program Administrator Cost Test | Energy Efficiency | 89194.0707 | 91344.1288 | 93130.9384 | 94831.5235 | 96340.6155 | 97846.9464 | 98978.9433 | 99975.0221 | 100868.8599 | 101873.7996 | 102781.0116 | 103667.9657 | 104470.7485
Scenario 1: Reference | PG&E | Ind | WholeBlg | Ind - Plastics | Rate Impact Measure Test | Energy Efficiency | 89194.0707 | 91344.1288 | 93130.9384 | 94831.5235 | 96340.6155 | 97846.9464 | 98978.9433 | 99975.0221 | 100868.8599 | 101873.7996 | 102781.0116 | 103667.9657 | 104470.7485
Scenario 1: Reference | PG&E | Ind | WholeBlg | Ind - Plastics | Total Resource Cost Test | Energy Efficiency | 89194.0707 | 91344.1288 | 93130.9384 | 94831.5235 | 96340.6155 | 97846.9464 | 98978.9433 | 99975.0221 | 100868.8599 | 101873.7996 | 102781.0116 | 103667.9657 | 104470.7485
Scenario 1: Reference | PG&E | Ind | WholeBlg | Ind - Primary Metals | Participant Cost Test | Energy Efficiency | 151014.0675 | 151968.9611 | 152751.1379 | 153396.9307 | 153803.2994 | 154201.702 | 154541.7286 | 154929.9913 | 155207.8256 | 155527.8475 | 155755.0853 | 155955.5373 | 156086.489
Scenario 1: Reference | PG&E | Ind | WholeBlg | Ind - Primary Metals | Program Administrator Cost Test | Energy Efficiency | 151014.0675 | 151968.9611 | 152751.1379 | 153396.9307 | 153803.2994 | 154201.702 | 154541.7286 | 154929.9913 | 155207.8256 | 155527.8475 | 155755.0853 | 155955.5373 | 156086.489
Scenario 1: Reference | PG&E | Ind | WholeBlg | Ind - Primary Metals | Rate Impact Measure Test | Energy Efficiency | 151014.0675 | 151968.9611 | 152751.1379 | 153396.9307 | 153803.2994 | 154201.702 | 154541.7286 | 154929.9913 | 155207.8256 | 155527.8475 | 155755.0853 | 155955.5373 | 156086.489
Scenario 1: Reference | PG&E | Ind | WholeBlg | Ind - Primary Metals | Total Resource Cost Test | Energy Efficiency | 151014.0675 | 151968.9611 | 152751.1379 | 153396.9307 | 153803.2994 | 154201.702 | 154541.7286 | 154929.9913 | 155207.8256 | 155527.8475 | 155755.0853 | 155955.5373 | 156086.489
Scenario 1: Reference | PG&E | Ind | WholeBlg | Ind - Printing & Publishing | Participant Cost Test | Energy Efficiency | 58400.206 | 58630.4388 | 58696.0417 | 58788.2973 | 58755.3561 | 58771.4988 | 58716.751 | 58731.4379 | 58676.6345 | 58683.8 | 58637.1246 | 58601.1322 | 58543.3331
Scenario 1: Reference | PG&E | Ind | WholeBlg | Ind - Printing & Publishing | Program Administrator Cost Test | Energy Efficiency | 58400.206 | 58630.4388 | 58696.0417 | 58788.2973 | 58755.3561 | 58771.4988 | 58716.751 | 58731.4379 | 58676.6345 | 58683.8 | 58637.1246 | 58601.1322 | 58543.3331
Scenario 1: Reference | PG&E | Ind | WholeBlg | Ind - Printing & Publishing | Rate Impact Measure Test | Energy Efficiency | 58400.206 | 58630.4388 | 58696.0417 | 58788.2973 | 58755.3561 | 58771.4988 | 58716.751 | 58731.4379 | 58676.6345 | 58683.8 | 58637.1246 | 58601.1322 | 58543.3331
Scenario 1: Reference | PG&E | Ind | WholeBlg | Ind - Printing & Publishing | Total Resource Cost Test | Energy Efficiency | 58400.206 | 58630.4388 | 58696.0417 | 58788.2973 | 58755.3561 | 58771.4988 | 58716.751 | 58731.4379 | 58676.6345 | 58683.8 | 58637.1246 | 58601.1322 | 58543.3331
Scenario 1: Reference | PG&E | Ind | WholeBlg | Ind - Stone-Glass-Clay | Participant Cost Test | Energy Efficiency | 1050779.9672 | 1063415.5439 | 1072738.296 | 1080316.1609 | 1086594.2021 | 1091573.1756 | 1095044.0339 | 1098357.0539 | 1101176.1223 | 1104158.5797 | 1106977.066 | 1109725.4062 | 1111959.6143
Scenario 1: Reference | PG&E | Ind | WholeBlg | Ind - Stone-Glass-Clay | Program Administrator Cost Test | Energy Efficiency | 1050779.9672 | 1063415.5439 | 1072738.296 | 1080316.1609 | 1086594.2021 | 1091573.1756 | 1095044.0339 | 1098357.0539 | 1101176.1223 | 1104158.5797 | 1106977.066 | 1109725.4062 | 1111959.6143
Scenario 1: Reference | PG&E | Ind | WholeBlg | Ind - Stone-Glass-Clay | Rate Impact Measure Test | Energy Efficiency | 1050779.9672 | 1063415.5439 | 1072738.296 | 1080316.1609 | 1086594.2021 | 1091573.1756 | 1095044.0339 | 1098357.0539 | 1101176.1223 | 1104158.5797 | 1106977.066 | 1109725.4062 | 1111959.6143
Scenario 1: Reference | PG&E | Ind | WholeBlg | Ind - Stone-Glass-Clay | Total Resource Cost Test | Energy Efficiency | 1050779.9672 | 1063415.5439 | 1072738.296 | 1080316.1609 | 1086594.2021 | 1091573.1756 | 1095044.0339 | 1098357.0539 | 1101176.1223 | 1104158.5797 | 1106977.066 | 1109725.4062 | 1111959.6143
Scenario 1: Reference | PG&E | Ind | WholeBlg | Ind - Textiles | Participant Cost Test | Energy Efficiency | 5265.5066 | 5270.0715 | 5263.1017 | 5249.1052 | 5223.5843 | 5200.7882 | 5172.8988 | 5148.4261 | 5119.1557 | 5094.9716 | 5068.3843 | 5043.3275 | 5017.7489
Scenario 1: Reference | PG&E | Ind | WholeBlg | Ind - Textiles | Program Administrator Cost Test | Energy Efficiency | 5265.5066 | 5270.0715 | 5263.1017 | 5249.1052 | 5223.5843 | 5200.7882 | 5172.8988 | 5148.4261 | 5119.1557 | 5094.9716 | 5068.3843 | 5043.3275 | 5017.7489
Scenario 1: Reference | PG&E | Ind | WholeBlg | Ind - Textiles | Rate Impact Measure Test | Energy Efficiency | 5265.5066 | 5270.0715 | 5263.1017 | 5249.1052 | 5223.5843 | 5200.7882 | 5172.8988 | 5148.4261 | 5119.1557 | 5094.9716 | 5068.3843 | 5043.3275 | 5017.7489
Scenario 1: Reference | PG&E | Ind | WholeBlg | Ind - Textiles | Total Resource Cost Test | Energy Efficiency | 5265.5066 | 5270.0715 | 5263.1017 | 5249.1052 | 5223.5843 | 5200.7882 | 5172.8988 | 5148.4261 | 5119.1557 | 5094.9716 | 5068.3843 | 5043.3275 | 5017.7489
Scenario 1: Reference | PG&E | Ind | WholeBlg | Ind - Transportation Equipment | Participant Cost Test | Energy Efficiency | 141401.2259 | 141767.9837 | 142188.8209 | 142337.5613 | 142154.6053 | 142050.2615 | 141931.7554 | 141938.2947 | 141842.2772 | 141862.0439 | 141750.8637 | 141598.9249 | 141346.1446
Scenario 1: Reference | PG&E | Ind | WholeBlg | Ind - Transportation Equipment | Program Administrator Cost Test | Energy Efficiency | 141401.2259 | 141767.9837 | 142188.8209 | 142337.5613 | 142154.6053 | 142050.2615 | 141931.7554 | 141938.2947 | 141842.2772 | 141862.0439 | 141750.8637 | 141598.9249 | 141346.1446
Scenario 1: Reference | PG&E | Ind | WholeBlg | Ind - Transportation Equipment | Rate Impact Measure Test | Energy Efficiency | 141401.2259 | 141767.9837 | 142188.8209 | 142337.5613 | 142154.6053 | 142050.2615 | 141931.7554 | 141938.2947 | 141842.2772 | 141862.0439 | 141750.8637 | 141598.9249 | 141346.1446
Scenario 1: Reference | PG&E | Ind | WholeBlg | Ind - Transportation Equipment | Total Resource Cost Test | Energy Efficiency | 141401.2259 | 141767.9837 | 142188.8209 | 142337.5613 | 142154.6053 | 142050.2615 | 141931.7554 | 141938.2947 | 141842.2772 | 141862.0439 | 141750.8637 | 141598.9249 | 141346.1446
Scenario 1: Reference | PG&E | Res | AppPlug | Res - Multi Family | Participant Cost Test | Energy Efficiency | 0 | 0 | 185693.5431 | 213252.2809 | 218902.3551 | 224380.8832 | 229843.5038 | 232425.6092 | 237641.2422 | 242977.6741 | 248517.5989 | 254385.0658 | 258597.7148
Scenario 1: Reference | PG&E | Res | AppPlug | Res - Multi Family | Participant Cost Test | Fuel Substitution | 3.487 | 3.8898 | 4.3163 | 4.7646 | 5.2341 | 0 | 0 | 0 | 0 | 0 | 0 | 0 | 0
Scenario 1: Reference | PG&E | Res | AppPlug | Res - Multi Family | Program Administrator Cost Test | Energy Efficiency | 0 | 0 | 90406.3192 | 101787.7462 | 102435.8736 | 102940.7488 | 103379.2868 | 102490.8522 | 102736.0274 | 102983.3827 | 103266.0962 | 103631.5635 | 103282.0739
Scenario 1: Reference | PG&E | Res | AppPlug | Res - Multi Family | Program Administrator Cost Test | Fuel Substitution | 19.6519 | 22.2304 | 24.9493 | 27.7887 | 30.8692 | 0 | 0 | 0 | 0 | 0 | 0 | 0 | 0
Scenario 1: Reference | PG&E | Res | AppPlug | Res - Multi Family | Rate Impact Measure Test | Energy Efficiency | 0 | 0 | 248599.7333 | 270403.807 | 261490.8198 | 250764.1794 | 238526.789 | 221939.164 | 206589.5086 | 189616.587 | 171117.2648 | 150922.3659 | 127865.0426
Scenario 1: Reference | PG&E | Res | AppPlug | Res - Multi Family | Rate Impact Measure Test | Fuel Substitution | 27.7987 | 31.2357 | 34.6643 | 38.1455 | 41.7504 | 0 | 0 | 0 | 0 | 0 | 0 | 0 | 0
Scenario 1: Reference | PG&E | Res | AppPlug | Res - Multi Family | Total Resource Cost Test | Energy Efficiency | 0 | 0 | 132801.2555 | 150816.1026 | 153106.998 | 155225.4996 | 157283.8638 | 157344.9601 | 159165.8414 | 161025.9848 | 162978.636 | 165101.6931 | 166116.7686
Scenario 1: Reference | PG&E | Res | AppPlug | Res - Multi Family | Total Resource Cost Test | Fuel Substitution | 21.3954 | 24.1754 | 27.1075 | 30.1711 | 33.4862 | 0 | 0 | 0 | 0 | 0 | 0 | 0 | 0
Scenario 1: Reference | PG&E | Res | AppPlug | Res - Single Family | Participant Cost Test | Energy Efficiency | 100.8634 | 121.144 | 140.0147 | 157.1707 | 173.5167 | 0 | 0 | 0 | 0 | 0 | 0 | 1315487.7647 | 1425774.771
Scenario 1: Reference | PG&E | Res | AppPlug | Res - Single Family | Participant Cost Test | Fuel Substitution | 33.0444 | 36.6805 | 40.4837 | 44.4588 | 48.6099 | 0 | 0 | 0 | 0 | 0 | 0 | 0 | 0
Scenario 1: Reference | PG&E | Res | AppPlug | Res - Single Family | Program Administrator Cost Test | Energy Efficiency | 244.7552 | 289.3916 | 329.2849 | 363.9253 | 395.5973 | 0 | 0 | 0 | 0 | 0 | 0 | 206779.7992 | 219721.2444
Scenario 1: Reference | PG&E | Res | AppPlug | Res - Single Family | Program Administrator Cost Test | Fuel Substitution | 133.4883 | 149.9469 | 167.104 | 184.9178 | 204.1214 | 0 | 0 | 0 | 0 | 0 | 0 | 0 | 0
Scenario 1: Reference | PG&E | Res | AppPlug | Res - Single Family | Rate Impact Measure Test | Energy Efficiency | 487.0406 | 582.3617 | 670.3611 | 749.8086 | 789.7828 | 0 | 0 | 0 | 0 | 0 | 0 | 314714.9365 | 279605.7193
Scenario 1: Reference | PG&E | Res | AppPlug | Res - Single Family | Rate Impact Measure Test | Fuel Substitution | 180.8169 | 201.9899 | 222.9359 | 244.1184 | 266.0154 | 0 | 0 | 0 | 0 | 0 | 0 | 0 | 0
Scenario 1: Reference | PG&E | Res | AppPlug | Res - Single Family | Total Resource Cost Test | Energy Efficiency | 290.1438 | 343.9064 | 392.2916 | 434.6522 | 473.6798 | 0 | 0 | 0 | 0 | 0 | 0 | 579883.6264 | 624842.486
Scenario 1: Reference | PG&E | Res | AppPlug | Res - Single Family | Total Resource Cost Test | Fuel Substitution | 150.0105 | 168.2872 | 187.3459 | 207.1472 | 228.4263 | 0 | 0 | 0 | 0 | 0 | 0 | 0 | 0
Scenario 1: Reference | PG&E | Res | BROs | Income Qualified - Multi Family IQ | Participant Cost Test | Energy Efficiency | 979453.9822 | 996759.3421 | 1015571.8646 | 1038564.6261 | 1062897.6271 | 1089191.6975 | 1111319.6493 | 1137129.6928 | 1162421.9909 | 1187785.8523 | 1210793.7158 | 1102267.2673 | 1117983.8953
Scenario 1: Reference | PG&E | Res | BROs | Income Qualified - Multi Family IQ | Program Administrator Cost Test | Energy Efficiency | 979453.9822 | 996759.3421 | 1015571.8646 | 1038564.6261 | 1062897.6271 | 1089191.6975 | 1111319.6493 | 1137129.6928 | 1162421.9909 | 1187785.8523 | 1210793.7158 | 1102267.2673 | 1117983.8953
Scenario 1: Reference | PG&E | Res | BROs | Income Qualified - Multi Family IQ | Rate Impact Measure Test | Energy Efficiency | 979453.9822 | 996759.3421 | 1015571.8646 | 1038564.6261 | 1062897.6271 | 1089191.6975 | 1111319.6493 | 1137129.6928 | 1162421.9909 | 1187785.8523 | 1210793.7158 | 1102267.2673 | 1117983.8953
Scenario 1: Reference | PG&E | Res | BROs | Income Qualified - Multi Family IQ | Total Resource Cost Test | Energy Efficiency | 979453.9822 | 996759.3421 | 1015571.8646 | 1038564.6261 | 1062897.6271 | 1089191.6975 | 1111319.6493 | 1137129.6928 | 1162421.9909 | 1187785.8523 | 1210793.7158 | 1102267.2673 | 1117983.8953
Scenario 1: Reference | PG&E | Res | BROs | Income Qualified - Single Family IQ | Participant Cost Test | Energy Efficiency | 3562752.8148 | 3615344.816 | 3671755.5461 | 3744049.8554 | 3820259.9764 | 3902169.3407 | 3973367.9471 | 4054649.0055 | 4133072.3943 | 4208216.5536 | 4274207.406 | 3911028.9152 | 3955861.7715
Scenario 1: Reference | PG&E | Res | BROs | Income Qualified - Single Family IQ | Program Administrator Cost Test | Energy Efficiency | 3562752.8148 | 3615344.816 | 3671755.5461 | 3744049.8554 | 3820259.9764 | 3902169.3407 | 3973367.9471 | 4054649.0055 | 4133072.3943 | 4208216.5536 | 4274207.406 | 3911028.9152 | 3955861.7715
Scenario 1: Reference | PG&E | Res | BROs | Income Qualified - Single Family IQ | Rate Impact Measure Test | Energy Efficiency | 3562752.8148 | 3615344.816 | 3671755.5461 | 3744049.8554 | 3820259.9764 | 3902169.3407 | 3973367.9471 | 4054649.0055 | 4133072.3943 | 4208216.5536 | 4274207.406 | 3911028.9152 | 3955861.7715
Scenario 1: Reference | PG&E | Res | BROs | Income Qualified - Single Family IQ | Total Resource Cost Test | Energy Efficiency | 3562752.8148 | 3615344.816 | 3671755.5461 | 3744049.8554 | 3820259.9764 | 3902169.3407 | 3973367.9471 | 4054649.0055 | 4133072.3943 | 4208216.5536 | 4274207.406 | 3911028.9152 | 3955861.7715
Scenario 1: Reference | PG&E | Res | BROs | Res - Multi Family | Participant Cost Test | Energy Efficiency | 10069068.2318 | 10202560.5104 | 10347562.4056 | 10532069.9002 | 10727487.0627 | 10936552.0545 | 11115475.1261 | 11321158.6469 | 11520593.4185 | 11711375.2028 | 11881329.4674 | 12090436.8308 | 12308811.412
Scenario 1: Reference | PG&E | Res | BROs | Res - Multi Family | Program Administrator Cost Test | Energy Efficiency | 10069068.2318 | 10202560.5104 | 10347562.4056 | 10532069.9002 | 10727487.0627 | 10936552.0545 | 11115475.1261 | 11321158.6469 | 11520593.4185 | 11711375.2028 | 11881329.4674 | 12090436.8308 | 12308811.412
Scenario 1: Reference | PG&E | Res | BROs | Res - Multi Family | Rate Impact Measure Test | Energy Efficiency | 10069068.2318 | 10202560.5104 | 10347562.4056 | 10532069.9002 | 10727487.0627 | 10936552.0545 | 11115475.1261 | 11321158.6469 | 11520593.4185 | 11711375.2028 | 11881329.4674 | 12090436.8308 | 12308811.412
Scenario 1: Reference | PG&E | Res | BROs | Res - Multi Family | Total Resource Cost Test | Energy Efficiency | 10069068.2318 | 10202560.5104 | 10347562.4056 | 10532069.9002 | 10727487.0627 | 10936552.0545 | 11115475.1261 | 11321158.6469 | 11520593.4185 | 11711375.2028 | 11881329.4674 | 12090436.8308 | 12308811.412
Scenario 1: Reference | PG&E | Res | BROs | Res - Single Family | Participant Cost Test | Energy Efficiency | 2558619.1865 | 2599376.8277 | 2644004.1725 | 2698527.0172 | 2756277.1365 | 2818450.57 | 2869588.5181 | 2929692.4463 | 2988472.7966 | 3047239.6008 | 3100508.3526 | 3164193.9373 | 3230193.4469
Scenario 1: Reference | PG&E | Res | BROs | Res - Single Family | Program Administrator Cost Test | Energy Efficiency | 2558619.1865 | 2599376.8277 | 2644004.1725 | 2698527.0172 | 2756277.1365 | 2818450.57 | 2869588.5181 | 2929692.4463 | 2988472.7966 | 3047239.6008 | 3100508.3526 | 3164193.9373 | 3230193.4469
Scenario 1: Reference | PG&E | Res | BROs | Res - Single Family | Rate Impact Measure Test | Energy Efficiency | 2558619.1865 | 2599376.8277 | 2644004.1725 | 2698527.0172 | 2756277.1365 | 2818450.57 | 2869588.5181 | 2929692.4463 | 2988472.7966 | 3047239.6008 | 3100508.3526 | 3164193.9373 | 3230193.4469
Scenario 1: Reference | PG&E | Res | BROs | Res - Single Family | Total Resource Cost Test | Energy Efficiency | 2558619.1865 | 2599376.8277 | 2644004.1725 | 2698527.0172 | 2756277.1365 | 2818450.57 | 2869588.5181 | 2929692.4463 | 2988472.7966 | 3047239.6008 | 3100508.3526 | 3164193.9373 | 3230193.4469
Scenario 1: Reference | PG&E | Res | BldgEnv | Res - Single Family | Participant Cost Test | Energy Efficiency | 694954.8624 | 854138.7906 | 928267.9445 | 947471.8248 | 939187.0554 | 918159.1048 | 889490.8714 | 855043.7373 | 820203.8436 | 0 | 0 | 0 | 0
Scenario 1: Reference | PG&E | Res | BldgEnv | Res - Single Family | Program Administrator Cost Test | Energy Efficiency | 99191.0321 | 116679.6397 | 123058.4648 | 122569.7443 | 118866.8208 | 113812.6586 | 108070.4697 | 101880.0319 | 95861.071 | 0 | 0 | 0 | 0
Scenario 1: Reference | PG&E | Res | BldgEnv | Res - Single Family | Rate Impact Measure Test | Energy Efficiency | 132392.3444 | 157625.0977 | 165945.1724 | 164015.4113 | 157284.8809 | 148533.7236 | 138751.435 | 128087.9112 | 117501.7972 | 0 | 0 | 0 | 0
Scenario 1: Reference | PG&E | Res | BldgEnv | Res - Single Family | Total Resource Cost Test | Energy Efficiency | 293543.8865 | 355726.805 | 382952.6214 | 387861.8553 | 381839.1963 | 370897.2079 | 357127.9136 | 341292.2783 | 325518.1472 | 0 | 0 | 0 | 0
Scenario 1: Reference | PG&E | Res | HVAC | Res - Multi Family | Participant Cost Test | Energy Efficiency | 223931.8547 | 251471.2426 | 278200.5477 | 301892.9901 | 324219.0397 | 345959.6657 | 367507.5669 | 364779.2396 | 384509.7613 | 404544.9638 | 424934.6302 | 496265.6175 | 495339.2422
Scenario 1: Reference | PG&E | Res | HVAC | Res - Multi Family | Participant Cost Test | Fuel Substitution | 225.0435 | 401.6199 | 435.1078 | 468.9037 | 570.8511 | 335.6841 | 365.5112 | 394.4645 | 421.3668 | 454.7018 | 487.9202 | 516.1889 | 541.0697
Scenario 1: Reference | PG&E | Res | HVAC | Res - Multi Family | Program Administrator Cost Test | Energy Efficiency | 102149.0136 | 112537.3537 | 415916.3424 | 129817.5575 | 136678.185 | 142973.3865 | 148897.6547 | 144462.9082 | 149299.2527 | 154004.8219 | 158598.6651 | 250036.7021 | 228718.0179
Scenario 1: Reference | PG&E | Res | HVAC | Res - Multi Family | Program Administrator Cost Test | Fuel Substitution | 385.5701 | 571.5005 | 610.4902 | 647.132 | 744.8263 | 123.9764 | 133.4317 | 142.2642 | 150.0849 | 160.5042 | 170.0672 | 177.6339 | 183.7892
Scenario 1: Reference | PG&E | Res | HVAC | Res - Multi Family | Rate Impact Measure Test | Energy Efficiency | 407138.7658 | 432895.7485 | 1107355.3808 | 460639.8442 | 461434.8813 | 455160.1287 | 442873.4827 | 396829.3727 | 373855.5495 | 345164.8564 | 311148.2168 | 379126.5625 | 293129.2356
Scenario 1: Reference | PG&E | Res | HVAC | Res - Multi Family | Rate Impact Measure Test | Fuel Substitution | 526.0452 | 776.4063 | 822.0632 | 862.9676 | 975.3154 | 481.509 | 479.162 | 466.425 | 442.7595 | 416.7557 | 379.2064 | 327.208 | 263.4417
Scenario 1: Reference | PG&E | Res | HVAC | Res - Multi Family | Total Resource Cost Test | Energy Efficiency | 214650.5258 | 239340.6218 | 556722.2682 | 283176.5972 | 301964.9466 | 319953.9003 | 337539.1581 | 332416.4192 | 348056.1335 | 363775.866 | 379620.4593 | 495323.9161 | 477561.4036
Scenario 1: Reference | PG&E | Res | HVAC | Res - Multi Family | Total Resource Cost Test | Fuel Substitution | 526.9654 | 848.5985 | 912.9582 | 975.421 | 1155.1655 | 424.6211 | 461.4704 | 497.0201 | 529.8112 | 571.0283 | 611.4584 | 645.5134 | 675.1696
Scenario 1: Reference | PG&E | Res | HVAC | Res - Single Family | Participant Cost Test | Energy Efficiency | 15476960.4829 | 17783231.7423 | 19558244.0382 | 18113138.921 | 17425522.7412 | 7823432.2341 | 8286465.5516 | 8739949.0868 | 2080824.7491 | 1052004.4101 | 1099517.3004 | 1460205.6534 | 1504913.5477
Scenario 1: Reference | PG&E | Res | HVAC | Res - Single Family | Participant Cost Test | Fuel Substitution | 20008.7847 | 21525.9525 | 25879.8071 | 27627.6719 | 27041.4751 | 7323.6679 | 7967.9695 | 8636.3844 | 231.9384 | 257.2905 | 279.9424 | 298.9327 | 316.4886
Scenario 1: Reference | PG&E | Res | HVAC | Res - Single Family | Program Administrator Cost Test | Energy Efficiency | 5034031.0547 | 5226062.2166 | 6863305.8463 | 2166467.7765 | 2260501.1037 | 782954.5108 | 808572.1099 | 831971.6308 | 372810.9555 | 305073.8133 | 309836.4791 | 868740.9582 | 859181.2527
Scenario 1: Reference | PG&E | Res | HVAC | Res - Single Family | Program Administrator Cost Test | Fuel Substitution | 29850.0053 | 32352.0548 | 37420.3069 | 39699.386 | 41938.9098 | 2019.3616 | 2185.9425 | 2364.18 | 203.8051 | 224.4384 | 242.0007 | 256.5321 | 269.4186
Scenario 1: Reference | PG&E | Res | HVAC | Res - Single Family | Rate Impact Measure Test | Energy Efficiency | 16303240.1872 | 16854259.3335 | 20515367.8724 | 6909971.8711 | 6902221.574 | 2432385.5878 | 2361147.4429 | 2258998.1816 | 969324.7671 | 717422.8001 | 632969.3059 | 1235600.3567 | 1048563.0092
Scenario 1: Reference | PG&E | Res | HVAC | Res - Single Family | Rate Impact Measure Test | Fuel Substitution | 30381.8604 | 32993.2082 | 38346.0313 | 40720.9128 | 43045.3043 | 6385.9665 | 6415.3026 | 6344.8356 | 422.6349 | 420.9904 | 404.3862 | 373.7081 | 332.3917
Scenario 1: Reference | PG&E | Res | HVAC | Res - Single Family | Total Resource Cost Test | Energy Efficiency | 16626441.9581 | 18775449.8683 | 21916886.2486 | 16865234.5536 | 16051622.2297 | 5319092.5303 | 5617073.24 | 5907561.9471 | 1551172.7686 | 880611.3807 | 912820.0061 | 1577772.9413 | 1595259.1208
Scenario 1: Reference | PG&E | Res | HVAC | Res - Single Family | Total Resource Cost Test | Fuel Substitution | 43167.3616 | 47003.5684 | 55765.9356 | 59627.3065 | 61152.7537 | 8915.0885 | 9695.5061 | 10512.9476 | 404.6093 | 447.8434 | 485.8158 | 517.6194 | 546.623
Scenario 1: Reference | PG&E | Res | WaterHeat | Res - Multi Family | Participant Cost Test | Energy Efficiency | 906606.1583 | 976333.7212 | 1046596.5202 | 1108488.6021 | 1164880.2485 | 687703.8777 | 716191.9632 | 716840.3181 | 745204.3736 | 775372.9315 | 807992.6075 | 844425.3891 | 863206.1493
Scenario 1: Reference | PG&E | Res | WaterHeat | Res - Multi Family | Participant Cost Test | Fuel Substitution | 5312254.8077 | 5593220.4257 | 5870500.2689 | 6101500.8907 | 6277785.1424 | 64679.3996 | 78397.4349 | 92481.2106 | 105971.8313 | 121076.6207 | 140747.8858 | 160678.1253 | 177634.6322
Scenario 1: Reference | PG&E | Res | WaterHeat | Res - Multi Family | Program Administrator Cost Test | Energy Efficiency | 1188090.5966 | 1236115.6887 | 1280700.4874 | 1304593.4887 | 1315177.0343 | 875445.9149 | 870783.0901 | 826080.3785 | 821730.8492 | 819471.6 | 820623.8599 | 827149.3072 | 811115.3161
Scenario 1: Reference | PG&E | Res | WaterHeat | Res - Multi Family | Program Administrator Cost Test | Fuel Substitution | 4718560.0224 | 5318852.5449 | 5948860.169 | 6605393.8189 | 7322781.2096 | 49382.15 | 59113.6187 | 68771.4927 | 77699.9035 | 87572.8595 | 100405.3639 | 113038.8795 | 123250.172
Scenario 1: Reference | PG&E | Res | WaterHeat | Res - Multi Family | Rate Impact Measure Test | Energy Efficiency | 3598374.1201 | 3716723.8101 | 3812097.3635 | 3832393.9424 | 3743767.5649 | 2660932.5572 | 2522204.3298 | 2260944.0591 | 2082384.8969 | 1882173.4672 | 1662722.3431 | 1422103.1122 | 1119659.8276
Scenario 1: Reference | PG&E | Res | WaterHeat | Res - Multi Family | Rate Impact Measure Test | Fuel Substitution | 4718883.4723 | 5319332.1417 | 5949527.6823 | 6606372.8317 | 7324164.4527 | 226888.8846 | 249869.8092 | 263996.878 | 266546.0318 | 262257.4021 | 254722.9534 | 232013.3483 | 190014.2896
Scenario 1: Reference | PG&E | Res | WaterHeat | Res - Multi Family | Total Resource Cost Test | Energy Efficiency | 1904842.1242 | 2013494.4438 | 2119675.1427 | 2200091.7523 | 2263804.1775 | 1400307.2971 | 1422696.7584 | 1384514.2818 | 1407099.0817 | 1433185.493 | 1464509.5103 | 1504025.5885 | 1507621.4158
Scenario 1: Reference | PG&E | Res | WaterHeat | Res - Multi Family | Total Resource Cost Test | Fuel Substitution | 6011493.9294 | 6766021.3499 | 7561225.2146 | 8393956.2948 | 9297246.4846 | 109537.669 | 132134.4203 | 155033.7608 | 176684.6498 | 200817.9389 | 232225.139 | 263724.2476 | 290053.9417
Scenario 1: Reference | PG&E | Res | WaterHeat | Res - Single Family | Participant Cost Test | Energy Efficiency | 6459324.9913 | 7202597.0351 | 7944573.1369 | 5399418.4687 | 5664944.2335 | 2694838.2978 | 2781908.9581 | 2869308.319 | 2961854.546 | 3063797.1084 | 3174258.6498 | 3293683.7025 | 3419823.6111
Scenario 1: Reference | PG&E | Res | WaterHeat | Res - Single Family | Participant Cost Test | Fuel Substitution | 59463.1231 | 81873.647 | 102294.5077 | 121706.4468 | 141089.6286 | 467712.5722 | 566246.5195 | 666891.5212 | 763121.7244 | 861478.3401 | 997262.3619 | 1138762.9386 | 1260339.1498
Scenario 1: Reference | PG&E | Res | WaterHeat | Res - Single Family | Program Administrator Cost Test | Energy Efficiency | 5476603.8522 | 5949187.8581 | 6256315.8728 | 6427342.3451 | 6514446.0508 | 3333468.8647 | 3294033.9123 | 3253572.4167 | 3220676.2486 | 3201798.4192 | 3194252.1894 | 3197995.9718 | 3208953.8112
Scenario 1: Reference | PG&E | Res | WaterHeat | Res - Single Family | Program Administrator Cost Test | Fuel Substitution | 113449.3853 | 166019.8422 | 217825.9761 | 271934.0786 | 331692.0388 | 353504.0553 | 421903.7965 | 489883.8721 | 552712.7068 | 615179.724 | 702274.6496 | 790883.5298 | 863343.2171
Scenario 1: Reference | PG&E | Res | WaterHeat | Res - Single Family | Rate Impact Measure Test | Energy Efficiency | 15923296.9848 | 16998511.2753 | 17581028.1845 | 17731263.1451 | 17381768.9335 | 9899668.2043 | 9327933.5856 | 8674025.3769 | 7959811.3154 | 7181852.3617 | 6335770.7338 | 5405120.8677 | 4374436.2879
Scenario 1: Reference | PG&E | Res | WaterHeat | Res - Single Family | Rate Impact Measure Test | Fuel Substitution | 113449.3853 | 166019.8422 | 217825.9761 | 271934.0786 | 331692.0388 | 1615846.1565 | 1776626.2846 | 1873890.3524 | 1889491.3176 | 1835920.8829 | 1775842.4786 | 1618762.3574 | 1328428.1875
Scenario 1: Reference | PG&E | Res | WaterHeat | Res - Single Family | Total Resource Cost Test | Energy Efficiency | 11084353.5268 | 12223753.7718 | 13221698.2776 | 10817363.1925 | 11152789.0394 | 5396061.0082 | 5442688.9762 | 5488820.1821 | 5546334.0691 | 5624726.2097 | 5720853.3988 | 5835076.5663 | 5961785.4541
Scenario 1: Reference | PG&E | Res | WaterHeat | Res - Single Family | Total Resource Cost Test | Fuel Substitution | 144045.3419 | 210790.14 | 276660.8649 | 345643.6331 | 421637.752 | 789044.9756 | 949966.2546 | 1112687.5983 | 1266375.1923 | 1421929.2105 | 1637425.2815 | 1860112.2882 | 2048233.5843
Scenario 1: Reference | PG&E | Res | WholeBlg | Res - Multi Family | Participant Cost Test | Energy Efficiency | 0 | 0 | 13860.0483 | 14592.3029 | 14678.7617 | 14774.0446 | 4352557.6315 | 4246464.5694 | 4045259.7827 | 3869978.4342 | 3648436.9758 | 6008563.1967 | 5696772.343
Scenario 1: Reference | PG&E | Res | WholeBlg | Res - Multi Family | Program Administrator Cost Test | Energy Efficiency | 0 | 0 | 9852.144 | 10224.2345 | 10138.4425 | 10059.8215 | 2380065.1045 | 2288585.9785 | 2148897.1194 | 2026468.8328 | 1883369.6071 | 3016548.0921 | 2820696.7799
Scenario 1: Reference | PG&E | Res | WholeBlg | Res - Multi Family | Rate Impact Measure Test | Energy Efficiency | 0 | 0 | 34117.0931 | 33829.5157 | 31856.5702 | 29766.4807 | 6606388.283 | 5868891.5835 | 5030605.3069 | 4259433.704 | 3484337.8026 | 4723285.9985 | 3642925.617
Scenario 1: Reference | PG&E | Res | WholeBlg | Res - Multi Family | Total Resource Cost Test | Energy Efficiency | 0 | 0 | 20541.9289 | 21544.2287 | 21590.0503 | 21649.4523 | 5961170.829 | 5797159.8582 | 5505010.2817 | 5250088.6601 | 4934396.5528 | 8092406.9191 | 7650505.7193
Scenario 1: Reference | PG&E | Res | WholeBlg | Res - Single Family | Participant Cost Test | Energy Efficiency | 0 | 0 | 55848.7325 | 59059.3693 | 58867.1787 | 58743.9841 | 56826.3938 | 54309.4765 | 50920.8758 | 48273.9232 | 44992.4589 | 42293.2616 | 9209910.5324
Scenario 1: Reference | PG&E | Res | WholeBlg | Res - Single Family | Program Administrator Cost Test | Energy Efficiency | 0 | 0 | 29732.8864 | 30900.9919 | 30271.5909 | 29690.8511 | 28230.9616 | 26520.8169 | 24443.4507 | 22780.0445 | 20872.6344 | 19289.6706 | 3177852.0993
Scenario 1: Reference | PG&E | Res | WholeBlg | Res - Single Family | Rate Impact Measure Test | Energy Efficiency | 0 | 0 | 120536.7813 | 119616.4925 | 111139.7352 | 102432.3654 | 90646.0469 | 78299.5952 | 65449.3567 | 54256.0011 | 43175.5044 | 33458.2254 | 4325801.0615
Scenario 1: Reference | PG&E | Res | WholeBlg | Res - Single Family | Total Resource Cost Test | Energy Efficiency | 0 | 0 | 74072.6955 | 78028.45 | 77478.8848 | 77027.4984 | 74238.7623 | 70693.604 | 66046.4657 | 62393.671 | 57951.755 | 54290.1875 | 11239438.068
Scenario 1: Reference | SCE | Ag | WholeBlg | Ag - Dairies, fishing, hunting | Participant Cost Test | Energy Efficiency | 168976.9669 | 169980.3221 | 170873.9802 | 171699.6593 | 172487.512 | 173213.5923 | 173917.4394 | 174656.7483 | 175414.5268 | 176164.3182 | 176879.6566 | 177558.9883 | 178214.2462
Scenario 1: Reference | SCE | Ag | WholeBlg | Ag - Dairies, fishing, hunting | Program Administrator Cost Test | Energy Efficiency | 168976.9669 | 169980.3221 | 170873.9802 | 171699.6593 | 172487.512 | 173213.5923 | 173917.4394 | 174656.7483 | 175414.5268 | 176164.3182 | 176879.6566 | 177558.9883 | 178214.2462
Scenario 1: Reference | SCE | Ag | WholeBlg | Ag - Dairies, fishing, hunting | Rate Impact Measure Test | Energy Efficiency | 168976.9669 | 169980.3221 | 170873.9802 | 171699.6593 | 172487.512 | 173213.5923 | 173917.4394 | 174656.7483 | 175414.5268 | 176164.3182 | 176879.6566 | 177558.9883 | 178214.2462
Scenario 1: Reference | SCE | Ag | WholeBlg | Ag - Dairies, fishing, hunting | Total Resource Cost Test | Energy Efficiency | 168976.9669 | 169980.3221 | 170873.9802 | 171699.6593 | 172487.512 | 173213.5923 | 173917.4394 | 174656.7483 | 175414.5268 | 176164.3182 | 176879.6566 | 177558.9883 | 178214.2462
Scenario 1: Reference | SCE | Ag | WholeBlg | Ag - Irrigated Agriculture, vineyards, forestry and greenhouses | Participant Cost Test | Energy Efficiency | 406723.1093 | 427887.5249 | 447396.719 | 465950.9399 | 483918.6524 | 500636.0452 | 516607.7414 | 533025.5834 | 549772.9998 | 566731.9264 | 583541.3396 | 600156.7459 | 616709.8321
Scenario 1: Reference | SCE | Ag | WholeBlg | Ag - Irrigated Agriculture, vineyards, forestry and greenhouses | Program Administrator Cost Test | Energy Efficiency | 406723.1093 | 427887.5249 | 447396.719 | 465950.9399 | 483918.6524 | 500636.0452 | 516607.7414 | 533025.5834 | 549772.9998 | 566731.9264 | 583541.3396 | 600156.7459 | 616709.8321
Scenario 1: Reference | SCE | Ag | WholeBlg | Ag - Irrigated Agriculture, vineyards, forestry and greenhouses | Rate Impact Measure Test | Energy Efficiency | 406723.1093 | 427887.5249 | 447396.719 | 465950.9399 | 483918.6524 | 500636.0452 | 516607.7414 | 533025.5834 | 549772.9998 | 566731.9264 | 583541.3396 | 600156.7459 | 616709.8321
Scenario 1: Reference | SCE | Ag | WholeBlg | Ag - Irrigated Agriculture, vineyards, forestry and greenhouses | Total Resource Cost Test | Energy Efficiency | 406723.1093 | 427887.5249 | 447396.719 | 465950.9399 | 483918.6524 | 500636.0452 | 516607.7414 | 533025.5834 | 549772.9998 | 566731.9264 | 583541.3396 | 600156.7459 | 616709.8321
Scenario 1: Reference | SCE | Ag | WholeBlg | Ag - Water pumping | Participant Cost Test | Energy Efficiency | 2353873.7175 | 2351947.9797 | 2349879.7146 | 2347646.6681 | 2345371.4943 | 2343322.902 | 2341643.0529 | 2340088.0901 | 2338496.3875 | 2336550.7641 | 2334175.2454 | 2331387.0827 | 2328250.1675
Scenario 1: Reference | SCE | Ag | WholeBlg | Ag - Water pumping | Program Administrator Cost Test | Energy Efficiency | 2353873.7175 | 2351947.9797 | 2349879.7146 | 2347646.6681 | 2345371.4943 | 2343322.902 | 2341643.0529 | 2340088.0901 | 2338496.3875 | 2336550.7641 | 2334175.2454 | 2331387.0827 | 2328250.1675
Scenario 1: Reference | SCE | Ag | WholeBlg | Ag - Water pumping | Rate Impact Measure Test | Energy Efficiency | 2353873.7175 | 2351947.9797 | 2349879.7146 | 2347646.6681 | 2345371.4943 | 2343322.902 | 2341643.0529 | 2340088.0901 | 2338496.3875 | 2336550.7641 | 2334175.2454 | 2331387.0827 | 2328250.1675
Scenario 1: Reference | SCE | Ag | WholeBlg | Ag - Water pumping | Total Resource Cost Test | Energy Efficiency | 2353873.7175 | 2351947.9797 | 2349879.7146 | 2347646.6681 | 2345371.4943 | 2343322.902 | 2341643.0529 | 2340088.0901 | 2338496.3875 | 2336550.7641 | 2334175.2454 | 2331387.0827 | 2328250.1675
Scenario 1: Reference | SCE | Com | BROs | Com - Lodging | Participant Cost Test | Energy Efficiency | 4925.7645 | 10084.1032 | 15488.077 | 21252.3088 | 27426.0145 | 33953.7384 | 40984.7581 | 48295.2563 | 55989.6609 | 64126.985 | 72516.9056 | 80914.5621 | 89038.5031
Scenario 1: Reference | SCE | Com | BROs | Com - Lodging | Program Administrator Cost Test | Energy Efficiency | 4925.7645 | 10084.1032 | 15488.077 | 21252.3088 | 27426.0145 | 33953.7384 | 40984.7581 | 48295.2563 | 55989.6609 | 64126.985 | 72516.9056 | 80914.5621 | 89038.5031
Scenario 1: Reference | SCE | Com | BROs | Com - Lodging | Rate Impact Measure Test | Energy Efficiency | 4925.7645 | 10084.1032 | 15488.077 | 21252.3088 | 27426.0145 | 33953.7384 | 40984.7581 | 48295.2563 | 55989.6609 | 64126.985 | 72516.9056 | 80914.5621 | 89038.5031
Scenario 1: Reference | SCE | Com | BROs | Com - Lodging | Total Resource Cost Test | Energy Efficiency | 4925.7645 | 10084.1032 | 15488.077 | 21252.3088 | 27426.0145 | 33953.7384 | 40984.7581 | 48295.2563 | 55989.6609 | 64126.985 | 72516.9056 | 80914.5621 | 89038.5031
Scenario 1: Reference | SCE | Com | BROs | Com - Other | Participant Cost Test | Energy Efficiency | 7915.0287 | 16134.8831 | 24689.051 | 33739.8118 | 43364.0451 | 53470.8756 | 64346.0374 | 75559.9215 | 87295.0666 | 99618.7426 | 112250.8865 | 124839.1999 | 139018.6653
Scenario 1: Reference | SCE | Com | BROs | Com - Other | Program Administrator Cost Test | Energy Efficiency | 7915.0287 | 16134.8831 | 24689.051 | 33739.8118 | 43364.0451 | 53470.8756 | 64346.0374 | 75559.9215 | 87295.0666 | 99618.7426 | 112250.8865 | 124839.1999 | 139018.6653
Scenario 1: Reference | SCE | Com | BROs | Com - Other | Rate Impact Measure Test | Energy Efficiency | 7915.0287 | 16134.8831 | 24689.051 | 33739.8118 | 43364.0451 | 53470.8756 | 64346.0374 | 75559.9215 | 87295.0666 | 99618.7426 | 112250.8865 | 124839.1999 | 139018.6653
Scenario 1: Reference | SCE | Com | BROs | Com - Other | Total Resource Cost Test | Energy Efficiency | 7915.0287 | 16134.8831 | 24689.051 | 33739.8118 | 43364.0451 | 53470.8756 | 64346.0374 | 75559.9215 | 87295.0666 | 99618.7426 | 112250.8865 | 124839.1999 | 139018.6653
Scenario 1: Reference | SCE | Com | BROs | Com - Retail | Participant Cost Test | Energy Efficiency | 15823.1786 | 32154.8564 | 49100.7349 | 66837.0492 | 85576.7622 | 105136.9576 | 126065.0016 | 147502.9288 | 169755.1603 | 192916.0686 | 216381.0251 | 239593.8877 | 264938.8491
Scenario 1: Reference | SCE | Com | BROs | Com - Retail | Program Administrator Cost Test | Energy Efficiency | 15823.1786 | 32154.8564 | 49100.7349 | 66837.0492 | 85576.7622 | 105136.9576 | 126065.0016 | 147502.9288 | 169755.1603 | 192916.0686 | 216381.0251 | 239593.8877 | 264938.8491
Scenario 1: Reference | SCE | Com | BROs | Com - Retail | Rate Impact Measure Test | Energy Efficiency | 15823.1786 | 32154.8564 | 49100.7349 | 66837.0492 | 85576.7622 | 105136.9576 | 126065.0016 | 147502.9288 | 169755.1603 | 192916.0686 | 216381.0251 | 239593.8877 | 264938.8491
Scenario 1: Reference | SCE | Com | BROs | Com - Retail | Total Resource Cost Test | Energy Efficiency | 15823.1786 | 32154.8564 | 49100.7349 | 66837.0492 | 85576.7622 | 105136.9576 | 126065.0016 | 147502.9288 | 169755.1603 | 192916.0686 | 216381.0251 | 239593.8877 | 264938.8491
Scenario 1: Reference | SCE | Com | BldgEnv | Com - College | Participant Cost Test | Energy Efficiency | 8019.2988 | 8658.9656 | 9040.8248 | 9105.0748 | 8822.2875 | 8214.6062 | 7333.8809 | 6262.5112 | 153.7648 | 0 | 0 | 0 | 0
Scenario 1: Reference | SCE | Com | BldgEnv | Com - College | Program Administrator Cost Test | Energy Efficiency | 241.1325 | 255.2729 | 261.6353 | 258.8875 | 246.4798 | 226.0349 | 199.1288 | 168.151 | 11.4902 | 0 | 0 | 0 | 0
Scenario 1: Reference | SCE | Com | BldgEnv | Com - College | Rate Impact Measure Test | Energy Efficiency | 12867.356 | 13843.9511 | 14423.0541 | 14507.1796 | 14037.4279 | 13094.6832 | 11730.3712 | 9255.3455 | 509.3462 | 0 | 0 | 0 | 0
Scenario 1: Reference | SCE | Com | BldgEnv | Com - College | Total Resource Cost Test | Energy Efficiency | 5854.6416 | 6316.5489 | 6590.2126 | 6632.4399 | 6422.081 | 5976.2593 | 5332.8454 | 4551.9088 | 119.1256 | 0 | 0 | 0 | 0
Scenario 1: Reference | SCE | Com | BldgEnv | Com - Grocery | Participant Cost Test | Energy Efficiency | 310.2804 | 321.9053 | 331.5599 | 342.7295 | 356.4404 | 369.1774 | 380.3364 | 393.7977 | 406.1587 | 0 | 0 | 0 | 0
Scenario 1: Reference | SCE | Com | BldgEnv | Com - Grocery | Program Administrator Cost Test | Energy Efficiency | 21.3568 | 22.4824 | 23.3732 | 24.3859 | 25.593 | 26.6384 | 27.4726 | 28.4714 | 29.3108 | 0 | 0 | 0 | 0
Scenario 1: Reference | SCE | Com | BldgEnv | Com - Grocery | Rate Impact Measure Test | Energy Efficiency | 1153.9838 | 1191.8341 | 1205.1759 | 1212.9037 | 1216.0677 | 1195.0783 | 1147.3692 | 1075.8284 | 970.9109 | 0 | 0 | 0 | 0
Scenario 1: Reference | SCE | Com | BldgEnv | Com - Grocery | Total Resource Cost Test | Energy Efficiency | 238.553 | 247.8161 | 255.4652 | 264.2966 | 275.1013 | 285.0626 | 293.7081 | 304.1298 | 313.6219 | 0 | 0 | 0 | 0
Scenario 1: Reference | SCE | Com | BldgEnv | Com - Health | Participant Cost Test | Energy Efficiency | 14061.7945 | 12686.4721 | 950.2335 | 824.7067 | 696.2739 | 569.2306 | 456.8736 | 382.7664 | 387.6342 | 0 | 0 | 0 | 0
Scenario 1: Reference | SCE | Com | BldgEnv | Com - Health | Program Administrator Cost Test | Energy Efficiency | 622.6084 | 553.5523 | 79.3443 | 68.9062 | 58.8834 | 49.1891 | 41.1274 | 35.8005 | 36.1429 | 0 | 0 | 0 | 0
Scenario 1: Reference | SCE | Com | BldgEnv | Com - Health | Rate Impact Measure Test | Energy Efficiency | 19011.6177 | 17219.4471 | 2228.8308 | 2011.3851 | 1795.2255 | 1556.7403 | 1334.7707 | 1118.6855 | 990.6799 | 0 | 0 | 0 | 0
Scenario 1: Reference | SCE | Com | BldgEnv | Com - Health | Total Resource Cost Test | Energy Efficiency | 10465.8646 | 9434.0827 | 744.5078 | 646.2009 | 546.2751 | 447.6505 | 360.9389 | 303.7369 | 307.4869 | 0 | 0 | 0 | 0
Scenario 1: Reference | SCE | Com | BldgEnv | Com - Lodging | Participant Cost Test | Energy Efficiency | 639.3525 | 790.9848 | 976.5607 | 1203.0722 | 1478.7335 | 1812.8209 | 2215.7218 | 2698.6541 | 13.0708 | 0 | 0 | 0 | 0
Scenario 1: Reference | SCE | Com | BldgEnv | Com - Lodging | Program Administrator Cost Test | Energy Efficiency | 37.1679 | 45.063 | 54.5232 | 65.8239 | 79.2905 | 95.2635 | 114.1117 | 136.2118 | 1.3559 | 0 | 0 | 0 | 0
Scenario 1: Reference | SCE | Com | BldgEnv | Com - Lodging | Rate Impact Measure Test | Energy Efficiency | 495.7054 | 610.5344 | 749.6883 | 918.1812 | 1122.7152 | 1371.0695 | 1671.3591 | 1872.8035 | 9.14 | 0 | 0 | 0 | 0
Scenario 1: Reference | SCE | Com | BldgEnv | Com - Lodging | Total Resource Cost Test | Energy Efficiency | 484.7147 | 598.7524 | 738.1157 | 907.9745 | 1114.404 | 1364.2381 | 1665.117 | 2025.2697 | 10.5055 | 0 | 0 | 0 | 0
Scenario 1: Reference | SCE | Com | BldgEnv | Com - Office (Large) | Participant Cost Test | Energy Efficiency | 7968.9637 | 8150.6812 | 8303.7863 | 8463.5979 | 8667.6311 | 8861.9609 | 9003.808 | 9150.2965 | 9226.6649 | 0 | 0 | 0 | 0
Scenario 1: Reference | SCE | Com | BldgEnv | Com - Office (Large) | Program Administrator Cost Test | Energy Efficiency | 577.3604 | 591.9564 | 602.6423 | 613.0782 | 626.8535 | 638.7386 | 644.919 | 650.8536 | 649.9709 | 0 | 0 | 0 | 0
Scenario 1: Reference | SCE | Com | BldgEnv | Com - Office (Large) | Rate Impact Measure Test | Energy Efficiency | 14310.8398 | 14309.8022 | 14101.2223 | 13775.5186 | 13408.3092 | 12869.074 | 12078.7851 | 11044.6371 | 9704.8761 | 0 | 0 | 0 | 0
Scenario 1: Reference | SCE | Com | BldgEnv | Com - Office (Large) | Total Resource Cost Test | Energy Efficiency | 6155.635 | 6297.4333 | 6415.2927 | 6537.5967 | 6694.1952 | 6842.1112 | 6947.5846 | 7056.0612 | 7108.6363 | 0 | 0 | 0 | 0
Scenario 1: Reference | SCE | Com | BldgEnv | Com - Office (Small) | Participant Cost Test | Energy Efficiency | 286.7461 | 298.0231 | 308.7533 | 319.1287 | 107.8848 | 2802.7932 | 326.2863 | 335.3597 | 343.917 | 0 | 0 | 0 | 0
Scenario 1: Reference | SCE | Com | BldgEnv | Com - Office (Small) | Program Administrator Cost Test | Energy Efficiency | 21.6276 | 22.6347 | 23.5583 | 24.4094 | 3.1127 | 266.7156 | 24.37 | 24.9538 | 25.4515 | 0 | 0 | 0 | 0
Scenario 1: Reference | SCE | Com | BldgEnv | Com - Office (Small) | Rate Impact Measure Test | Energy Efficiency | 619.4918 | 633.0142 | 638.3835 | 635.4994 | 62.7419 | 6309.2421 | 527.8471 | 489.4808 | 438.8796 | 0 | 0 | 0 | 0
Scenario 1: Reference | SCE | Com | BldgEnv | Com - Office (Small) | Total Resource Cost Test | Energy Efficiency | 222.3498 | 231.2508 | 239.6856 | 247.7995 | 78.6321 | 2228.6708 | 252.7704 | 259.7056 | 266.1934 | 0 | 0 | 0 | 0
Scenario 1: Reference | SCE | Com | BldgEnv | Com - Other | Participant Cost Test | Energy Efficiency | 30686.0815 | 27945.2963 | 24074.4096 | 19481.6539 | 14617.042 | 9871.1988 | 5538.4414 | 3506.3455 | 3431.6876 | 0 | 0 | 0 | 0
Scenario 1: Reference | SCE | Com | BldgEnv | Com - Other | Program Administrator Cost Test | Energy Efficiency | 1003.8835 | 915.4176 | 798.2967 | 665.2493 | 529.8077 | 402.6239 | 291.8553 | 243.5275 | 245.1483 | 0 | 0 | 0 | 0
Scenario 1: Reference | SCE | Com | BldgEnv | Com - Other | Rate Impact Measure Test | Energy Efficiency | 36955.9629 | 33776.0833 | 29251.1036 | 23855.9739 | 18115.9166 | 12470.8007 | 7233.6183 | 4470.4376 | 3865.2445 | 0 | 0 | 0 | 0
Scenario 1: Reference | SCE | Com | BldgEnv | Com - Other | Total Resource Cost Test | Energy Efficiency | 22484.1406 | 20477.125 | 17650.3835 | 14302.407 | 10761.7371 | 7312.463 | 4168.7643 | 2697.9693 | 2647.3296 | 0 | 0 | 0 | 0
Scenario 1: Reference | SCE | Com | BldgEnv | Com - Refrig. Warehouse | Participant Cost Test | Energy Efficiency | 14.3261 | 1.5549 | 1.648 | 1.7075 | 1.7963 | 1.906 | 2.031 | 2.1459 | 2.2781 | 0 | 0 | 0 | 0
Scenario 1: Reference | SCE | Com | BldgEnv | Com - Refrig. Warehouse | Program Administrator Cost Test | Energy Efficiency | 5.3463 | 0.53619 | 0.55865 | 0.56777 | 0.58609 | 0.61021 | 0.63786 | 0.66048 | 0.6871 | 0 | 0 | 0 | 0
Scenario 1: Reference | SCE | Com | BldgEnv | Com - Refrig. Warehouse | Rate Impact Measure Test | Energy Efficiency | 193.175 | 18.5261 | 18.5226 | 17.9194 | 17.4507 | 16.9551 | 16.311 | 15.2338 | 13.9195 | 0 | 0 | 0 | 0
Scenario 1: Reference | SCE | Com | BldgEnv | Com - Refrig. Warehouse | Total Resource Cost Test | Energy Efficiency | 15.3745 | 1.6246 | 1.7123 | 1.7631 | 1.8435 | 1.9444 | 2.0595 | 2.1626 | 2.2817 | 0 | 0 | 0 | 0
Scenario 1: Reference | SCE | Com | BldgEnv | Com - Restaurant | Participant Cost Test | Energy Efficiency | 0 | 0 | 0 | 0 | 0 | 0 | 0 | 0 | 0 | 0 | 0 | 0 | 0
Scenario 1: Reference | SCE | Com | BldgEnv | Com - Restaurant | Program Administrator Cost Test | Energy Efficiency | 0 | 0 | 0 | 0 | 0 | 0 | 0 | 0 | 0 | 0 | 0 | 0 | 0
Scenario 1: Reference | SCE | Com | BldgEnv | Com - Restaurant | Rate Impact Measure Test | Energy Efficiency | 0 | 0 | 0 | 0 | 0 | 0 | 0 | 0 | 0 | 0 | 0 | 0 | 0
Scenario 1: Reference | SCE | Com | BldgEnv | Com - Restaurant | Total Resource Cost Test | Energy Efficiency | 0 | 0 | 0 | 0 | 0 | 0 | 0 | 0 | 0 | 0 | 0 | 0 | 0
Scenario 1: Reference | SCE | Com | BldgEnv | Com - Retail | Participant Cost Test | Energy Efficiency | 841.8156 | 872.2565 | 896.0667 | 921.6297 | 949.0266 | 968.3754 | 980.861 | 995.8248 | 1001.9796 | 0 | 0 | 0 | 0
Scenario 1: Reference | SCE | Com | BldgEnv | Com - Retail | Program Administrator Cost Test | Energy Efficiency | 57.917 | 60.3133 | 62.0014 | 63.8308 | 65.7969 | 66.9709 | 67.4666 | 68.1162 | 67.9288 | 0 | 0 | 0 | 0
Scenario 1: Reference | SCE | Com | BldgEnv | Com - Retail | Rate Impact Measure Test | Energy Efficiency | 1697.8194 | 1729.7246 | 1725.5707 | 1710.6593 | 1682.9613 | 1617.0425 | 1517.5956 | 1388.9215 | 1217.6863 | 0 | 0 | 0 | 0
Scenario 1: Reference | SCE | Com | BldgEnv | Com - Retail | Total Resource Cost Test | Energy Efficiency | 647.188 | 670.8929 | 689.2481 | 708.9716 | 730.1156 | 744.8336 | 754.0693 | 765.1936 | 769.3145 | 0 | 0 | 0 | 0
Scenario 1: Reference | SCE | Com | BldgEnv | Com - School | Participant Cost Test | Energy Efficiency | 443.4068 | 454.6934 | 466.4632 | 477.0647 | 485.7116 | 495.3028 | 502.141 | 509.9861 | 518.0396 | 0 | 0 | 0 | 0
Scenario 1: Reference | SCE | Com | BldgEnv | Com - School | Program Administrator Cost Test | Energy Efficiency | 32.4718 | 33.5001 | 34.5099 | 35.3339 | 35.9036 | 36.5172 | 36.8173 | 37.1752 | 37.5137 | 0 | 0 | 0 | 0
Scenario 1: Reference | SCE | Com | BldgEnv | Com - School | Rate Impact Measure Test | Energy Efficiency | 923.4215 | 930.7754 | 929.8373 | 915.4396 | 886.171 | 849.751 | 797.1547 | 729.2129 | 646.8804 | 0 | 0 | 0 | 0
Scenario 1: Reference | SCE | Com | BldgEnv | Com - School | Total Resource Cost Test | Energy Efficiency | 342.8566 | 351.7854 | 361.0342 | 369.2791 | 375.9017 | 383.2292 | 388.316 | 394.1655 | 400.1414 | 0 | 0 | 0 | 0
Scenario 1: Reference | SCE | Com | BldgEnv | Com - Warehouse | Participant Cost Test | Energy Efficiency | 3336.6742 | 3855.2548 | 4380.853 | 4899.9108 | 5383.0223 | 5775.5676 | 6047.8047 | 6180.1288 | 837.2341 | 0 | 0 | 0 | 0
Scenario 1: Reference | SCE | Com | BldgEnv | Com - Warehouse | Program Administrator Cost Test | Energy Efficiency | 351.0522 | 399.7059 | 446.9554 | 491.5197 | 530.5652 | 558.8601 | 574.1604 | 575.41 | 68.1282 | 0 | 0 | 0 | 0
Scenario 1: Reference | SCE | Com | BldgEnv | Com - Warehouse | Rate Impact Measure Test | Energy Efficiency | 7988.3728 | 9185.7982 | 10367.0332 | 11508.1926 | 12541.9974 | 13345.3459 | 13854.1817 | 12966.6052 | 1107.3267 | 0 | 0 | 0 | 0
Scenario 1: Reference | SCE | Com | BldgEnv | Com - Warehouse | Total Resource Cost Test | Energy Efficiency | 2686.7241 | 3098.3843 | 3513.5526 | 3921.4573 | 4298.6808 | 4601.7574 | 4807.6237 | 4901.5001 | 654.1921 | 0 | 0 | 0 | 0
Scenario 1: Reference | SCE | Com | ComRefrig | Com - College | Participant Cost Test | Energy Efficiency | 741.2646 | 520.6902 | 340.8083 | 206.1663 | 16594.3003 | 19381.0651 | 20619.1804 | 23715.0802 | 24767.6042 | 25462.6157 | 30955.2873 | 32718.0675 | 33633.4778
Scenario 1: Reference | SCE | Com | ComRefrig | Com - College | Program Administrator Cost Test | Energy Efficiency | 567.532 | 393.9557 | 255.1221 | 153.0778 | 8860.9302 | 10134.0041 | 10523.5715 | 11684.1424 | 11941.1336 | 12034.8389 | 13963.2924 | 14424.1262 | 14536.4673
Scenario 1: Reference | SCE | Com | ComRefrig | Com - College | Rate Impact Measure Test | Energy Efficiency | 2835.6707 | 1902.0159 | 1181.6792 | 675.177 | 34170.2984 | 36710.998 | 35536.4314 | 36499.6819 | 33828.6527 | 30313.5724 | 30366.9454 | 26138.3796 | 20671.7635
Scenario 1: Reference | SCE | Com | ComRefrig | Com - College | Total Resource Cost Test | Energy Efficiency | 1077.1939 | 752.0365 | 489.5418 | 294.9065 | 20332.9365 | 23536.0564 | 24785.9734 | 28094.8131 | 29084.3946 | 29663.0851 | 35405.0684 | 37092.359 | 37843.6616
Scenario 1: Reference | SCE | Com | ComRefrig | Com - Grocery | Participant Cost Test | Energy Efficiency | 1064589.6071 | 641213.2691 | 324712.9047 | 180227.1543 | 112147.3041 | 77268.0674 | 1000197.8435 | 5133707.433 | 5983886.0127 | 6159103.8687 | 6337858.5688 | 6515329.6334 | 6696645.6998
Scenario 1: Reference | SCE | Com | ComRefrig | Com - Grocery | Program Administrator Cost Test | Energy Efficiency | 823171.3997 | 493176.0016 | 251034.4649 | 137113.2526 | 81100.1796 | 52871.1324 | 456524.0595 | 2212775.754 | 2524755.3801 | 2546620.0243 | 2568112.4041 | 2587303.7422 | 2606271.2649
Scenario 1: Reference | SCE | Com | ComRefrig | Com - Grocery | Rate Impact Measure Test | Energy Efficiency | 4112971.7529 | 2381051.0262 | 1162745.8195 | 604762.36 | 338528.7329 | 207227.129 | 1641711.0843 | 7301507.0342 | 7535615.2439 | 6739006.2166 | 5860337.9848 | 4884571.7385 | 3810072.2647
Scenario 1: Reference | SCE | Com | ComRefrig | Com - Grocery | Total Resource Cost Test | Energy Efficiency | 1555006.3117 | 934010.4144 | 474253.7985 | 261043.9574 | 158285.2887 | 106099.5416 | 1149243.3253 | 5770409.9164 | 6672444.3951 | 6816606.2041 | 6962877.5895 | 7105986.7837 | 7251567.3012
Scenario 1: Reference | SCE | Com | ComRefrig | Com - Health | Participant Cost Test | Energy Efficiency | 0 | 0 | 0 | 0 | 111434.5071 | 133283.3467 | 138197.2587 | 142602.6149 | 146923.844 | 150819.1391 | 187302.6052 | 197742.8562 | 204063.788
Scenario 1: Reference | SCE | Com | ComRefrig | Com - Health | Program Administrator Cost Test | Energy Efficiency | 0 | 0 | 0 | 0 | 59347.3533 | 69591.6888 | 70742.5554 | 71566.3112 | 72289.1726 | 72750.7135 | 85662.1344 | 88322.305 | 89358.3242
Scenario 1: Reference | SCE | Com | ComRefrig | Com - Health | Rate Impact Measure Test | Energy Efficiency | 0 | 0 | 0 | 0 | 228683.6026 | 251991.3221 | 238460.0689 | 221959.928 | 203247.1225 | 181940.6531 | 185194.5649 | 159264.2011 | 126654.7443
Scenario 1: Reference | SCE | Com | ComRefrig | Com - Health | Total Resource Cost Test | Energy Efficiency | 0 | 0 | 0 | 0 | 136387.0216 | 161759.0585 | 166330.9602 | 170225.078 | 173961.0521 | 177141.7989 | 215381.8154 | 225306.9298 | 230750.7643
Scenario 1: Reference | SCE | Com | ComRefrig | Com - Refrig. Warehouse | Participant Cost Test | Energy Efficiency | 1745.7056 | 1311.0367 | 911.3706 | 588.0664 | 348.4637 | 180.8707 | 1133.9153 | 5583.8288 | 6389.5435 | 6586.484 | 6781.1253 | 6986.5359 | 7193.6963
Scenario 1: Reference | SCE | Com | ComRefrig | Com - Refrig. Warehouse | Program Administrator Cost Test | Energy Efficiency | 1327.2991 | 984.0737 | 675.9977 | 431.587 | 253.7537 | 131.7849 | 530.8336 | 2410.0412 | 2696.2242 | 2723.5987 | 2747.969 | 2774.6233 | 2799.8825
Scenario 1: Reference | SCE | Com | ComRefrig | Com - Refrig. Warehouse | Rate Impact Measure Test | Energy Efficiency | 6631.8433 | 4751.1025 | 3131.0978 | 1903.5912 | 1059.2198 | 516.5277 | 1910.5429 | 7952.802 | 8047.4333 | 7207.3634 | 6270.7832 | 5238.2233 | 4093.1146
Scenario 1: Reference | SCE | Com | ComRefrig | Com - Refrig. Warehouse | Total Resource Cost Test | Energy Efficiency | 2527.7224 | 1885.8067 | 1302.9711 | 836.2195 | 493.5544 | 256.2526 | 1315.9474 | 6279.5544 | 7125.0868 | 7289.8748 | 7450.098 | 7620.1065 | 7789.9675
Scenario 1: Reference | SCE | Com | ComRefrig | Com - Restaurant | Participant Cost Test | Energy Efficiency | 43297.6418 | 26139.5221 | 13381.1313 | 7408.047 | 4731.5549 | 3418.7939 | 54202.5995 | 284655.7872 | 333999.5893 | 343751.9706 | 353611.5164 | 363371.0074 | 373337.7717
Scenario 1: Reference | SCE | Com | ComRefrig | Com - Restaurant | Program Administrator Cost Test | Energy Efficiency | 33411.3875 | 20043.7549 | 10291.9555 | 5609.2613 | 3404.6121 | 2337.3952 | 24568.3002 | 122505.8355 | 140737.5511 | 141956.8485 | 143118.6265 | 144141.8038 | 145151.1552
Scenario 1: Reference | SCE | Com | ComRefrig | Com - Restaurant | Rate Impact Measure Test | Energy Efficiency | 166939.8293 | 96771.1386 | 47670.4593 | 24740.6436 | 14211.5471 | 9161.364 | 88324.651 | 404208.2272 | 420037.1356 | 375637.5444 | 326579.3069 | 272117.4256 | 212190.5932
Scenario 1: Reference | SCE | Com | ComRefrig | Com - Restaurant | Total Resource Cost Test | Energy Efficiency | 63176.7498 | 38015.6783 | 19491.4871 | 10703.735 | 6661.3703 | 4692.5646 | 62110.8468 | 319773.9765 | 372250.06 | 380276.2088 | 388320.7881 | 396158.9809 | 404128.6638
Scenario 1: Reference | SCE | Com | ComRefrig | Com - Retail | Participant Cost Test | Energy Efficiency | 514761.424 | 316198.4602 | 167234.3748 | 87585.865 | 55715.872 | 36080.6705 | 464975.6552 | 2401134.7063 | 2802792.8927 | 2880516.1712 | 2958617.8399 | 3034894.4953 | 3112125.7192
Scenario 1: Reference | SCE | Com | ComRefrig | Com - Retail | Program Administrator Cost Test | Energy Efficiency | 397506.3721 | 242552.3497 | 128422.606 | 66784.8295 | 40512.1328 | 24691.3366 | 212268.6489 | 1034895.2159 | 1182482.6935 | 1190927.9876 | 1198752.8864 | 1205103.3847 | 1211124.7461
Scenario 1: Reference | SCE | Com | ComRefrig | Com - Retail | Rate Impact Measure Test | Energy Efficiency | 1986138.5862 | 1171041.412 | 594830.0699 | 294566.3556 | 169105.9259 | 96777.0985 | 763347.0298 | 3414848.3309 | 3529344.4109 | 3151499.4373 | 2735511.1948 | 2275116.7953 | 1770527.9384
Scenario 1: Reference | SCE | Com | ComRefrig | Com - Retail | Total Resource Cost Test | Energy Efficiency | 751379.2734 | 459949.4197 | 243399.6017 | 127009.5779 | 78854.8581 | 49546.5334 | 534301.9126 | 2698870.8566 | 3125220.5391 | 3187934.8791 | 3250303.7793 | 3309944.7308 | 3369930.0924
Scenario 1: Reference | SCE | Com | ComRefrig | Com - School | Participant Cost Test | Energy Efficiency | 198.1051 | 92.5878 | 72.856 | 69.5824 | 66.4562 | 63.4706 | 1286.6262 | 6793.913 | 8090.7904 | 8295.5822 | 8496.8562 | 8709.4213 | 8917.6931
Scenario 1: Reference | SCE | Com | ComRefrig | Com - School | Program Administrator Cost Test | Energy Efficiency | 161.069 | 69.996 | 52.7627 | 49.3958 | 46.2439 | 43.2933 | 579.1952 | 2920.2793 | 3405.5654 | 3422.4456 | 3435.9609 | 3452.1155 | 3464.6735
Scenario 1: Reference | SCE | Com | ComRefrig | Com - School | Rate Impact Measure Test | Energy Efficiency | 804.7803 | 337.9402 | 244.3871 | 217.8688 | 193.0314 | 169.6871 | 2081.6476 | 9634.9345 | 10163.5897 | 9055.9073 | 7840.1843 | 6516.8901 | 5064.7832
Scenario 1: Reference | SCE | Com | ComRefrig | Com - School | Total Resource Cost Test | Energy Efficiency | 297.1249 | 133.6699 | 102.9044 | 97.3007 | 92.0117 | 87.0192 | 1470.4207 | 7628.5593 | 9013.773 | 9173.7331 | 9327.9205 | 9492.6082 | 9650.7523
Scenario 1: Reference | SCE | Com | FoodServ | Com - College | Participant Cost Test | Energy Efficiency | 7557.858 | 15334.9422 | 17505.1467 | 18865.6036 | 19799.8096 | 38524.4037 | 42696.6029 | 44223.9364 | 55160.2957 | 62106.3911 | 64499.4633 | 67360.9556 | 69236.5622
Scenario 1: Reference | SCE | Com | FoodServ | Com - College | Participant Cost Test | Fuel Substitution | 2666.2389 | 3105.7487 | 3448.9671 | 3754.536 | 4035.2836 | 4289.6902 | 4528.5266 | 4741.4147 | 4919.5557 | 5064.1949 | 5175.851 | 5240.4269 | 5267.5073
Scenario 1: Reference | SCE | Com | FoodServ | Com - College | Program Administrator Cost Test | Energy Efficiency | 12861.5789 | 23762.4354 | 26575.6532 | 28205.2362 | 29175.4984 | 50442.1667 | 54860.2536 | 56157.0696 | 67140.9278 | 73742.098 | 75617.9993 | 78167.997 | 79294.1386
Scenario 1: Reference | SCE | Com | FoodServ | Com - College | Program Administrator Cost Test | Fuel Substitution | 2370.4911 | 2880.7032 | 3428.6323 | 4018.912 | 4678.4048 | 5393.9681 | 6117.5089 | 6831.5456 | 7574.3825 | 8341.312 | 9196.5776 | 10061.9043 | 10977.5769
Scenario 1: Reference | SCE | Com | FoodServ | Com - College | Rate Impact Measure Test | Energy Efficiency | 52356.1066 | 95966.2941 | 103106.3206 | 104364.735 | 101924.1617 | 153315.1946 | 154672.1902 | 146236.6378 | 156512.1422 | 153383.8199 | 138657.3679 | 123044.5966 | 102835.6039
Scenario 1: Reference | SCE | Com | FoodServ | Com - College | Rate Impact Measure Test | Fuel Substitution | 2384.2445 | 2901.8209 | 3455.2452 | 4051.8809 | 4717.2424 | 5438.0888 | 6165.9623 | 6882.9831 | 7626.8459 | 8392.0884 | 9242.0083 | 10097.9377 | 10998.748
Scenario 1: Reference | SCE | Com | FoodServ | Com - College | Total Resource Cost Test | Energy Efficiency | 15506.8292 | 29129.6652 | 32702.4545 | 34808.1975 | 36105.4317 | 63925.708 | 69804.0646 | 71635.4473 | 86447.0313 | 95479.3349 | 98192.8115 | 101746.5827 | 103630.0659
Scenario 1: Reference | SCE | Com | FoodServ | Com - College | Total Resource Cost Test | Fuel Substitution | 3157.5136 | 3824.5601 | 4539.385 | 5307.2832 | 6155.7054 | 7073.5848 | 8019.7212 | 8975.8497 | 9979.112 | 11027.2485 | 12187.2046 | 13379.3873 | 14648.9389
Scenario 1: Reference | SCE | Com | FoodServ | Com - Grocery | Participant Cost Test | Energy Efficiency | 37825.4024 | 100252.0021 | 117254.4032 | 125241.3326 | 133275.1019 | 283621.3179 | 318935.1126 | 330803.0859 | 418976.6749 | 478686.2158 | 499434.2477 | 514127.6857 | 528991.656
Scenario 1: Reference | SCE | Com | FoodServ | Com - Grocery | Participant Cost Test | Fuel Substitution | 27831.5664 | 32052.8559 | 35268.9899 | 38068.7568 | 40596.2903 | 42859.0712 | 44822.9272 | 46431.2796 | 47810.9234 | 48908.7114 | 49676.7487 | 50058.6048 | 50303.3441
Scenario 1: Reference | SCE | Com | FoodServ | Com - Grocery | Program Administrator Cost Test | Energy Efficiency | 68887.9924 | 156819.8274 | 178970.7888 | 188142.2441 | 197182.906 | 367471.9933 | 404515.4885 | 414732.4287 | 503560.811 | 561084.6393 | 577994.407 | 588343.7495 | 597471.8848
Scenario 1: Reference | SCE | Com | FoodServ | Com - Grocery | Program Administrator Cost Test | Fuel Substitution | 24450.4028 | 29394.6095 | 34650.1851 | 40253.2341 | 46462.8343 | 53156.1676 | 59663.9078 | 65835.9253 | 72316.9924 | 78960.5548 | 86259.8237 | 93568.8513 | 101533.0435
Scenario 1: Reference | SCE | Com | FoodServ | Com - Grocery | Rate Impact Measure Test | Energy Efficiency | 277611.7913 | 635576.6387 | 697633.7469 | 699864.2664 | 691897.6874 | 1108552.6238 | 1129636.7523 | 1070084.4697 | 1163312.3385 | 1157000.2889 | 1051647.5133 | 919806.156 | 771568.7959
Scenario 1: Reference | SCE | Com | FoodServ | Com - Grocery | Rate Impact Measure Test | Fuel Substitution | 24508.5874 | 29484.178 | 34763.215 | 40393.3363 | 46627.8694 | 53343.5683 | 59869.5535 | 66054.0163 | 72539.1685 | 79175.3035 | 86451.6914 | 93721.2463 | 101623.8777
Scenario 1: Reference | SCE | Com | FoodServ | Com - Grocery | Total Resource Cost Test | Energy Efficiency | 82126.8832 | 191908.0281 | 220009.83 | 231976.7106 | 243829.1917 | 466739.4546 | 516142.7779 | 530513.5088 | 650202.6472 | 728624.8149 | 752796.3937 | 768307.3103 | 783478.8985
Scenario 1: Reference | SCE | Com | FoodServ | Com - Grocery | Total Resource Cost Test | Fuel Substitution | 33057.2073 | 39596.0522 | 46529.9223 | 53898.5003 | 61964.7362 | 70630.7289 | 79231.7994 | 87610.8075 | 96491.0386 | 105711.5786 | 115748.5458 | 125975.3312 | 137181.0448
Scenario 1: Reference | SCE | Com | FoodServ | Com - Health | Participant Cost Test | Energy Efficiency | 22559.4737 | 40797.7472 | 46920.1308 | 49467.3165 | 52436.7905 | 83978.6869 | 92367.5125 | 95374.0875 | 111511.9209 | 121670.0512 | 124869.9314 | 129018.5348 | 133734.2198
Scenario 1: Reference | SCE | Com | FoodServ | Com - Health | Participant Cost Test | Fuel Substitution | 7502.6923 | 8725.7652 | 9690.0837 | 10552.089 | 11355.5711 | 12098.8614 | 12768.4482 | 13347.0958 | 13845.4019 | 14270.862 | 14598.9077 | 14811.0529 | 14990.2376
Scenario 1: Reference | SCE | Com | FoodServ | Com - Health | Program Administrator Cost Test | Energy Efficiency | 37739.096 | 63269.2783 | 71262.3846 | 74012.8826 | 77317.0393 | 112843.7286 | 121675.8778 | 124088.341 | 139989.8824 | 149148.1562 | 150993.8531 | 154232.3408 | 157903.5431
Scenario 1: Reference | SCE | Com | FoodServ | Com - Health | Program Administrator Cost Test | Fuel Substitution | 6792.7288 | 8241.601 | 9795.4311 | 11466.3006 | 13337.7502 | 15376.1824 | 17388.4642 | 19330.9226 | 21355.2001 | 23453.496 | 25760.5019 | 28086.0221 | 30647.3929
Scenario 1: Reference | SCE | Com | FoodServ | Com - Health | Rate Impact Measure Test | Energy Efficiency | 154031.5164 | 251664.6617 | 272221.406 | 269780.9385 | 266197.3408 | 346139.9512 | 346174.8891 | 325873.7491 | 330708.9276 | 314475.8097 | 280115.8843 | 244968.7617 | 205965.9157
Scenario 1: Reference | SCE | Com | FoodServ | Com - Health | Rate Impact Measure Test | Fuel Substitution | 6838.8642 | 8312.9475 | 9885.8753 | 11578.9157 | 13471.0026 | 15528.1671 | 17555.9802 | 19509.3527 | 21537.7581 | 23630.7037 | 25919.4924 | 28212.9892 | 30723.6091
Scenario 1: Reference | SCE | Com | FoodServ | Com - Health | Total Resource Cost Test | Energy Efficiency | 45634.9118 | 77548.4898 | 87684.4303 | 91326.4434 | 95669.916 | 142236.2691 | 154004.5072 | 157469.2717 | 179019.0547 | 191732.6741 | 194698.3291 | 199392.0193 | 204856.615
Scenario 1: Reference | SCE | Com | FoodServ | Com - Health | Total Resource Cost Test | Fuel Substitution | 9113.1082 | 11019.2489 | 13059.0988 | 15246.3403 | 17668.6375 | 20299.3981 | 22946.8158 | 25566.484 | 28321.137 | 31211.7356 | 34364.3172 | 37594.3035 | 41169.104
Scenario 1: Reference | SCE | Com | FoodServ | Com - Lodging | Participant Cost Test | Energy Efficiency | 39081.191 | 89634.7825 | 105818.6513 | 112483.0208 | 119088.5215 | 153204.7582 | 165584.4422 | 172201.2054 | 184449.1373 | 194338.0204 | 201057.6934 | 207205.387 | 213364.3265
Scenario 1: Reference | SCE | Com | FoodServ | Com - Lodging | Participant Cost Test | Fuel Substitution | 7471.551 | 8643.9552 | 9546.8493 | 10341.0078 | 11073.8038 | 11730.9862 | 12301.2297 | 12771.9158 | 13164.9075 | 13474.3832 | 13684.8727 | 13796.7886 | 13854.8799
Scenario 1: Reference | SCE | Com | FoodServ | Com - Lodging | Program Administrator Cost Test | Energy Efficiency | 87412.3022 | 158516.178 | 179898.0947 | 187580.2344 | 195048.124 | 233490.1099 | 246550.585 | 252839.6163 | 264651.942 | 273676.4055 | 279303.6486 | 284199.8502 | 288894.1938
Scenario 1: Reference | SCE | Com | FoodServ | Com - Lodging | Program Administrator Cost Test | Fuel Substitution | 6590.7211 | 7959.0448 | 9421.6495 | 10989.0402 | 12744.4721 | 14639.8815 | 16488.9286 | 18253.6135 | 20094.125 | 21982.6026 | 24054.7171 | 26162.0091 | 28444.1826
Scenario 1: Reference | SCE | Com | FoodServ | Com - Lodging | Rate Impact Measure Test | Energy Efficiency | 342817.367 | 613996.6283 | 676291.5321 | 681095.3369 | 668871.99 | 734070.9165 | 719294.8379 | 680276.0964 | 645982.9961 | 597501.5076 | 534901.6796 | 463208.8691 | 382969.4279
Scenario 1: Reference | SCE | Com | FoodServ | Com - Lodging | Rate Impact Measure Test | Fuel Substitution | 6615.7481 | 7997.5708 | 9470.3104 | 11049.4461 | 12815.7629 | 14721.0097 | 16578.1661 | 18348.4889 | 20191.0291 | 22076.5163 | 24138.8506 | 26229.4864 | 28484.832
Scenario 1: Reference | SCE | Com | FoodServ | Com - Lodging | Total Resource Cost Test | Energy Efficiency | 101090.7191 | 189888.3518 | 216934.6227 | 226949.2917 | 236729.1066 | 287111.7753 | 304505.1397 | 313110.0382 | 329209.14 | 341694.7126 | 349673.8413 | 356723.2671 | 363641.7665
Scenario 1: Reference | SCE | Com | FoodServ | Com - Lodging | Total Resource Cost Test | Fuel Substitution | 8843.9967 | 10642.3156 | 12560.1641 | 14609.1852 | 16877.5505 | 19319.0526 | 21748.2273 | 24126.8494 | 26630.7211 | 29232.6624 | 32063.026 | 34989.7884 | 38177.8575
Scenario 1: Reference | SCE | Com | FoodServ | Com - Office (Large) | Participant Cost Test | Energy Efficiency | 5035.2892 | 5141.532 | 5247.4461 | 5360.9065 | 5489.5025 | 5622.7432 | 5752.7664 | 5890.0665 | 6021.3307 | 6152.3893 | 6293.5628 | 6433.9723 | 6581.8064
Scenario 1: Reference | SCE | Com | FoodServ | Com - Office (Large) | Program Administrator Cost Test | Energy Efficiency | 13974.4803 | 14039.9531 | 14099.6534 | 14174.6329 | 14283.868 | 14398.8158 | 14499.3226 | 14612.0348 | 14703.8112 | 14789.5825 | 14894.0018 | 14990.8106 | 15099.0925
Scenario 1: Reference | SCE | Com | FoodServ | Com - Office (Large) | Rate Impact Measure Test | Energy Efficiency | 53521.0884 | 53904.4045 | 54122.351 | 54309.3629 | 51781.9585 | 49032.1445 | 45963.954 | 42646.2122 | 38960.1503 | 34950.2831 | 30643.1649 | 25926.859 | 20806.0381
Scenario 1: Reference | SCE | Com | FoodServ | Com - Office (Large) | Total Resource Cost Test | Energy Efficiency | 15736.8315 | 15839.4893 | 15936.2596 | 16050.9502 | 16205.1939 | 16366.7759 | 16512.7908 | 16673.5581 | 16811.2769 | 16942.9187 | 17096.7488 | 17242.7009 | 17402.7248
Scenario 1: Reference | SCE | Com | FoodServ | Com - Office (Small) | Participant Cost Test | Energy Efficiency | 1302.9238 | 1338.6931 | 1375.1969 | 1412.5983 | 1047.4503 | 3591.475 | 1512.2956 | 1554.0503 | 1596.7066 | 1640.0382 | 1684.8417 | 1730.6411 | 1777.7905
Scenario 1: Reference | SCE | Com | FoodServ | Com - Office (Small) | Program Administrator Cost Test | Energy Efficiency | 3616.0154 | 3655.5619 | 3695.0927 | 3735.0143 | 2725.5004 | 9197.1097 | 3811.6029 | 3855.2768 | 3899.0837 | 3942.4488 | 3987.2542 | 4032.3011 | 4078.3671
Scenario 1: Reference | SCE | Com | FoodServ | Com - Office (Small) | Rate Impact Measure Test | Energy Efficiency | 13849.0359 | 14035.0105 | 14183.8312 | 14310.5113 | 9880.4993 | 31318.8264 | 12083.0707 | 11251.8861 | 10331.2594 | 9316.6728 | 8203.4426 | 6973.9325 | 5619.8517
Scenario 1: Reference | SCE | Com | FoodServ | Com - Office (Small) | Total Resource Cost Test | Energy Efficiency | 4072.0387 | 4124.1045 | 4176.4116 | 4229.4237 | 3092.108 | 10454.126 | 4340.9063 | 4399.1944 | 4457.931 | 4516.4621 | 4576.9488 | 4638.0255 | 4700.5938
Scenario 1: Reference | SCE | Com | FoodServ | Com - Other | Participant Cost Test | Energy Efficiency | 28387.4762 | 303381.4357 | 376725.7383 | 405890.2016 | 433228.7587 | 687253.0323 | 760574.4017 | 791909.637 | 896532.5947 | 975018.292 | 1014610.3553 | 1048054.5392 | 1082272.8084
Scenario 1: Reference | SCE | Com | FoodServ | Com - Other | Participant Cost Test | Fuel Substitution | 34748.8896 | 40396.8942 | 44615.0098 | 48268.2323 | 51398.3679 | 54355.5563 | 56702.0178 | 58481.7519 | 59676.541 | 60286.3906 | 60264.4887 | 59544.6161 | 58211.4259
Scenario 1: Reference | SCE | Com | FoodServ | Com - Other | Program Administrator Cost Test | Energy Efficiency | 43494.3353 | 432100.8437 | 529185.3379 | 562852.976 | 593153.2228 | 879807.7999 | 956798.9821 | 984894.3183 | 1087631.0687 | 1161288.1347 | 1193867.7407 | 1219390.4171 | 1244010.8427
Scenario 1: Reference | SCE | Com | FoodServ | Com - Other | Program Administrator Cost Test | Fuel Substitution | 29190.6487 | 35444.4237 | 42142.0286 | 49341.6255 | 57242.8763 | 66086.2403 | 74608.9389 | 82756.4571 | 91108.1354 | 99566.9393 | 108802.0349 | 118021.5526 | 127626.7289
Scenario 1: Reference | SCE | Com | FoodServ | Com - Other | Rate Impact Measure Test | Energy Efficiency | 180051.0153 | 1752130.5405 | 2044871.0396 | 2059346.5164 | 2045675.2255 | 2698127.0537 | 2717878.7214 | 2582201.83 | 2574752.6485 | 2457592.1693 | 2223225.1892 | 1942559.1466 | 1625378.3656
Scenario 1: Reference | SCE | Com | FoodServ | Com - Other | Rate Impact Measure Test | Fuel Substitution | 29250.6102 | 35537.0288 | 42259.2625 | 49487.3964 | 57415.0592 | 66282.2366 | 74824.7081 | 82986.0178 | 91342.7431 | 99794.4267 | 109005.9317 | 118186.8829 | 127726.4896
Scenario 1: Reference | SCE | Com | FoodServ | Com - Other | Total Resource Cost Test | Energy Efficiency | 53429.952 | 538284.3462 | 661039.3463 | 704914.5465 | 744783.2883 | 1120346.3612 | 1223000.0227 | 1262062.6912 | 1401417.4768 | 1502544.5369 | 1548981.365 | 1586228.305 | 1623665.3727
Scenario 1: Reference | SCE | Com | FoodServ | Com - Other | Total Resource Cost Test | Fuel Substitution | 38259.618 | 46302.0819 | 54895.1562 | 64105.0678 | 74101.221 | 85263.0095 | 96217.6106 | 106944.9087 | 118040.2758 | 129419.5524 | 141742.2261 | 154251.1252 | 167377.6252
Scenario 1: Reference | SCE | Com | FoodServ | Com - Restaurant | Participant Cost Test | Energy Efficiency | 224843.9172 | 800651.6126 | 957611.0741 | 1021370.4064 | 1083377.7975 | 1501120.0002 | 1629203.2658 | 1691466.0755 | 1908889.6936 | 2068402.6621 | 2146766.1855 | 2211301.955 | 2276921.3461
Scenario 1: Reference | SCE | Com | FoodServ | Com - Restaurant | Participant Cost Test | Fuel Substitution | 131353.05 | 151722.9969 | 167091.0855 | 180431.1622 | 192464.4018 | 202989.0313 | 211803.5109 | 218692.2989 | 223953.3761 | 227575.5592 | 229287.9164 | 228982.8205 | 227370.596
Scenario 1: Reference | SCE | Com | FoodServ | Com - Restaurant | Program Administrator Cost Test | Energy Efficiency | 439341.6585 | 1252685.4565 | 1459382.8763 | 1532158.8139 | 1600831.1369 | 2069715.2034 | 2201402.2893 | 2256877.7229 | 2470934.9885 | 2620036.608 | 2683748.7488 | 2731593.8911 | 2777159.4702
Scenario 1: Reference | SCE | Com | FoodServ | Com - Restaurant | Program Administrator Cost Test | Fuel Substitution | 113022.1546 | 136310.1164 | 161160.1429 | 187750.6641 | 217387.4417 | 249265.0774 | 280163.0291 | 309430.7689 | 339688.9979 | 370562.3962 | 404322.7436 | 438212.6211 | 474444.9673
Scenario 1: Reference | SCE | Com | FoodServ | Com - Restaurant | Rate Impact Measure Test | Energy Efficiency | 1753136.8518 | 5223075.8285 | 5857080.6334 | 5864866.4738 | 5775749.322 | 6702611.1877 | 6594232.4694 | 6227530.0037 | 6128653.1018 | 5783396.8511 | 5187841.8466 | 4486113.3672 | 3699851.5012
Scenario 1: Reference | SCE | Com | FoodServ | Com - Restaurant | Rate Impact Measure Test | Fuel Substitution | 113234.8769 | 136636.8283 | 161572.0428 | 188261.2103 | 217989.235 | 249949.2022 | 280914.8783 | 310229.519 | 340504.2984 | 371352.0965 | 405029.8664 | 438779.2354 | 474785.2502
Scenario 1: Reference | SCE | Com | FoodServ | Com - Restaurant | Total Resource Cost Test | Energy Efficiency | 518037.0295 | 1532913.5209 | 1794546.7523 | 1889638.4561 | 1980013.366 | 2595107.2035 | 2771623.4323 | 2848890.8493 | 3139046.3812 | 3343977.5398 | 3435116.9137 | 3505588.7238 | 3575868.8974
Scenario 1: Reference | SCE | Com | FoodServ | Com - Restaurant | Total Resource Cost Test | Fuel Substitution | 150939.72 | 181388.062 | 213800.427 | 248373.4417 | 286456.3576 | 327285.9267 | 367649.0784 | 406885.132 | 447833.5449 | 490161.4105 | 536036.2401 | 582896.1732 | 633330.4607
Scenario 1: Reference | SCE | Com | FoodServ | Com - Retail | Participant Cost Test | Energy Efficiency | 14097.875 | 14998.7632 | 15752.4294 | 16543.8987 | 17395.5644 | 18135.8596 | 18773.9415 | 19478.1209 | 20086.9752 | 20638.8254 | 21215.598 | 21729.3418 | 22256.6207
Scenario 1: Reference | SCE | Com | FoodServ | Com - Retail | Program Administrator Cost Test | Energy Efficiency | 27739.1905 | 28869.4834 | 29742.1185 | 30653.2166 | 31635.2667 | 32427.5156 | 33050.1467 | 33755.0173 | 34305.8577 | 34762.3729 | 35242.821 | 35624.0473 | 36014.274
Scenario 1: Reference | SCE | Com | FoodServ | Com - Retail | Rate Impact Measure Test | Energy Efficiency | 110585.5176 | 113103.5985 | 113903.4867 | 114234.2202 | 111496.1086 | 107336.845 | 101856.9595 | 95815.7772 | 88487.8208 | 80091.77 | 70858.8149 | 60443.1638 | 49001.8059
Scenario 1: Reference | SCE | Com | FoodServ | Com - Retail | Total Resource Cost Test | Energy Efficiency | 32673.4468 | 34119.0506 | 35255.4688 | 36443.5811 | 37723.7142 | 38775.0665 | 39621.0262 | 40572.3596 | 41336.299 | 41985.9617 | 42668.2803 | 43229.3169 | 43804.0912
Scenario 1: Reference | SCE | Com | FoodServ | Com - School | Participant Cost Test | Energy Efficiency | 35679.2761 | 93498.0689 | 113279.0603 | 120130.3666 | 126066.8401 | 230824.9369 | 260082.5964 | 267606.8962 | 285126.1523 | 299134.3808 | 307351.2757 | 315115.3646 | 322449.7929
Scenario 1: Reference | SCE | Com | FoodServ | Com - School | Participant Cost Test | Fuel Substitution | 4375.8541 | 5083.5236 | 5632.4432 | 6118.1105 | 6570.5279 | 7003.5565 | 7398.5975 | 7747.7742 | 8053.6608 | 8305.5653 | 8499.2813 | 8624.5214 | 8709.088
Scenario 1: Reference | SCE | Com | FoodServ | Com - School | Program Administrator Cost Test | Energy Efficiency | 66972.9611 | 148074.0144 | 174100.9093 | 181642.2037 | 187703.9859 | 305806.5387 | 336232.0526 | 341789.8008 | 357504.5146 | 369220.374 | 374709.0898 | 379704.4074 | 383880.0197
Scenario 1: Reference | SCE | Com | FoodServ | Com - School | Program Administrator Cost Test | Fuel Substitution | 3913.0304 | 4739.9997 | 5623.6039 | 6571.3343 | 7636.0914 | 8817.6232 | 9996.1396 | 11151.8567 | 12370.8812 | 13628.5003 | 15020.6069 | 16440.4998 | 17980.3344
Scenario 1: Reference | SCE | Com | FoodServ | Com - School | Rate Impact Measure Test | Energy Efficiency | 268734.7344 | 567483.3878 | 640981.3743 | 640159.8914 | 625017.8005 | 904969.8089 | 921998.2759 | 866364.3546 | 825098.8141 | 765550.3938 | 685433.1832 | 596167.3094 | 496883.1844
Scenario 1: Reference | SCE | Com | FoodServ | Com - School | Rate Impact Measure Test | Fuel Substitution | 3937.8312 | 4777.8416 | 5671.0194 | 6629.7604 | 7704.5705 | 8895.0429 | 10080.7674 | 11241.2926 | 12461.7013 | 13716.0255 | 15098.5927 | 16502.2436 | 18017.0902
Scenario 1: Reference | SCE | Com | FoodServ | Com - School | Total Resource Cost Test | Energy Efficiency | 79460.7077 | 180798.3385 | 213748.5804 | 223687.8319 | 231827.3799 | 386595.2666 | 427260.9613 | 435452.2145 | 457298.6679 | 473917.4073 | 482282.0363 | 489997.3257 | 496852.9343
Scenario 1: Reference | SCE | Com | FoodServ | Com - School | Total Resource Cost Test | Fuel Substitution | 5229.9968 | 6314.6522 | 7471.0046 | 8707.6426 | 10081.4443 | 11602.2411 | 13148.1627 | 14701.0932 | 16353.2471 | 18077.8797 | 19972.0265 | 21934.3421 | 24073.7527
Scenario 1: Reference | SCE | Com | HVAC | Com - College | Participant Cost Test | Energy Efficiency | 21598.9476 | 22680.8835 | 23856.0224 | 25056.941 | 26124.0333 | 27334.9919 | 28535.7262 | 29654.6486 | 30758.6837 | 31819.9292 | 32912.9633 | 34279.1381 | 35402.6209
Scenario 1: Reference | SCE | Com | HVAC | Com - College | Participant Cost Test | Fuel Substitution | 27282.9252 | 28596.2947 | 29673.4621 | 30566.591 | 31308.5468 | 0 | 0 | 0 | 0 | 0 | 0 | 0 | 0
Scenario 1: Reference | SCE | Com | HVAC | Com - College | Program Administrator Cost Test | Energy Efficiency | 41971.8376 | 43762.4599 | 46016.0198 | 48385.6513 | 50060.7192 | 52431.3387 | 54688.0919 | 56462.7582 | 58099.5092 | 59453.2283 | 60897.6563 | 63618.2479 | 64974.4824
Scenario 1: Reference | SCE | Com | HVAC | Com - College | Program Administrator Cost Test | Fuel Substitution | 8139.8773 | 8492.0037 | 8769.1647 | 8988.6679 | 9169.0246 | 0 | 0 | 0 | 0 | 0 | 0 | 0 | 0
Scenario 1: Reference | SCE | Com | HVAC | Com - College | Rate Impact Measure Test | Energy Efficiency | 202844.9387 | 204272.073 | 206541.5877 | 207442.363 | 203104.3098 | 200361.3072 | 194808.0226 | 184874.819 | 172104.6693 | 156056.2764 | 137855.2371 | 119599.344 | 94653.3843
Scenario 1: Reference | SCE | Com | HVAC | Com - College | Rate Impact Measure Test | Fuel Substitution | 40350.2153 | 40308.3866 | 39627.8614 | 38427.3756 | 36847.8149 | 0 | 0 | 0 | 0 | 0 | 0 | 0 | 0
Scenario 1: Reference | SCE | Com | HVAC | Com - College | Total Resource Cost Test | Energy Efficiency | 51151.3904 | 53401.8354 | 56154.8293 | 59034.8512 | 61163.4333 | 64048.7102 | 66815.7755 | 69065.9839 | 71171.9498 | 72976.6982 | 74885.6657 | 78186.8816 | 80020.5963
Scenario 1: Reference | SCE | Com | HVAC | Com - College | Total Resource Cost Test | Fuel Substitution | 33279.2201 | 34909.3363 | 36254.1388 | 37376.3192 | 38318.8726 | 0 | 0 | 0 | 0 | 0 | 0 | 0 | 0
Scenario 1: Reference | SCE | Com | HVAC | Com - Grocery | Participant Cost Test | Energy Efficiency | 94291.0956 | 147040.4499 | 169405.9091 | 188777.5159 | 209559.3523 | 231164.0141 | 253483.4045 | 277260.9438 | 298983.4991 | 323321.7778 | 349612.3119 | 376758.8613 | 405016.8119
Scenario 1: Reference | SCE | Com | HVAC | Com - Grocery | Participant Cost Test | Fuel Substitution | 803883.5354 | 808049.3248 | 799456.2047 | 782386.3379 | 762396.4395 | 70716.0471 | 72758.872 | 74386.4972 | 75727.7956 | 76885.3606 | 77927.3108 | 78898.8446 | 79829.0373
Scenario 1: Reference | SCE | Com | HVAC | Com - Grocery | Program Administrator Cost Test | Energy Efficiency | 134514.1341 | 206280.9047 | 234517.4151 | 258154.4039 | 283098.4029 | 308511.4695 | 334229.0385 | 361203.2633 | 385723.28 | 412415.4604 | 440714.8844 | 469394.6753 | 498752.728
Scenario 1: Reference | SCE | Com | HVAC | Com - Grocery | Program Administrator Cost Test | Fuel Substitution | 1081191.6363 | 1138792.9416 | 1184037.1947 | 1220336.7116 | 1257333.1657 | 13462.897 | 13774.9106 | 14009.5023 | 14191.8404 | 14340.9569 | 14469.1854 | 14584.6393 | 14692.5346
Scenario 1: Reference | SCE | Com | HVAC | Com - Grocery | Rate Impact Measure Test | Energy Efficiency | 407737.9489 | 596831.6937 | 651378.2495 | 685498.3554 | 715635.902 | 738490.1352 | 752690.2338 | 759337.6714 | 749482.341 | 732411.5537 | 704882.1763 | 662719.2875 | 604746.5711
Scenario 1: Reference | SCE | Com | HVAC | Com - Grocery | Rate Impact Measure Test | Fuel Substitution | 1536856.0815 | 1588293.1501 | 1619842.5763 | 1636223.5146 | 1648346.1327 | 128115.537 | 118480.4506 | 107117.1224 | 94372.2408 | 80519.8283 | 65658.7418 | 49763.9727 | 32837.2536
Scenario 1: Reference | SCE | Com | HVAC | Com - Grocery | Total Resource Cost Test | Energy Efficiency | 159464.7353 | 244490.3186 | 278386.4363 | 306936.0251 | 337147.7692 | 368032.6262 | 399398.5484 | 432389.4476 | 462411.3476 | 495257.8867 | 530201.3519 | 565738.5841 | 602232.9094
Scenario 1: Reference | SCE | Com | HVAC | Com - Grocery | Total Resource Cost Test | Fuel Substitution | 1429493.5118 | 1504410.072 | 1563914.5408 | 1612235.3208 | 1659079.7187 | 80926.0953 | 83252.005 | 85106.1973 | 86635.9501 | 87957.6863 | 89148.4713 | 90259.4241 | 91323.4593
Scenario 1: Reference | SCE | Com | HVAC | Com - Health | Participant Cost Test | Energy Efficiency | 44916.0007 | 47491.3519 | 136638.9589 | 167336.6432 | 208744.7828 | 240750.7251 | 298030.8143 | 321224.951 | 99192.7428 | 64155.6302 | 66096.5062 | 68459.0343 | 70977.3203
Scenario 1: Reference | SCE | Com | HVAC | Com - Health | Participant Cost Test | Fuel Substitution | 480138.9934 | 498519.1686 | 511752.8209 | 521305.1259 | 528950.3066 | 64234.9276 | 66737.6013 | 68838.0704 | 70629.2604 | 72213.6686 | 73668.5352 | 75047.3732 | 76345.2577
Scenario 1: Reference | SCE | Com | HVAC | Com - Health | Program Administrator Cost Test | Energy Efficiency | 101563.3684 | 105638.7967 | 215330.5581 | 251629.7536 | 298673.0923 | 347599.1329 | 464207.2685 | 488845.3379 | 167906.8781 | 128337.8921 | 130275.8703 | 132957.8045 | 135841.6064
Scenario 1: Reference | SCE | Com | HVAC | Com - Health | Program Administrator Cost Test | Fuel Substitution | 276778.9524 | 291915.2142 | 304171.6251 | 314262.9047 | 324219.2122 | 11935.9752 | 12338.7505 | 12666.4444 | 12937.2337 | 13170.0812 | 13378.9879 | 13573.5832 | 13749.6131
Scenario 1: Reference | SCE | Com | HVAC | Com - Health | Rate Impact Measure Test | Energy Efficiency | 493659.1071 | 494377.3386 | 772476.4072 | 833869.4976 | 908871.0052 | 982249.6119 | 1225852.6031 | 1213243.5987 | 444387.9915 | 329520.3857 | 288558.3671 | 244311.6847 | 194735.6585
Scenario 1: Reference | SCE | Com | HVAC | Com - Health | Rate Impact Measure Test | Fuel Substitution | 582613.771 | 594330.7927 | 597692.5363 | 594386.1178 | 587700.4956 | 106319.4876 | 99361.0337 | 90728.4456 | 80683.3578 | 69477.3744 | 57215.4092 | 43885.3058 | 29469.8571
Scenario 1: Reference | SCE | Com | HVAC | Com - Health | Total Resource Cost Test | Energy Efficiency | 120427.3583 | 125567.1174 | 257984.4066 | 302343.1985 | 360152.4436 | 418267.5048 | 553109.4028 | 584125.7767 | 203600.4773 | 155604.0349 | 158366.8854 | 162052.8941 | 166006.9675
Scenario 1: Reference | SCE | Com | HVAC | Com - Health | Total Resource Cost Test | Fuel Substitution | 678221.6198 | 713376.5636 | 742216.0592 | 766334.4553 | 788484.7733 | 73493.245 | 76348.9502 | 78746.4567 | 80792.1709 | 82602.817 | 84266.1936 | 85843.1272 | 87324.2167
Scenario 1: Reference | SCE | Com | HVAC | Com - Lodging | Participant Cost Test | Energy Efficiency | 135854.7838 | 153845.3355 | 172758.0917 | 282444.5165 | 354701.6403 | 398939.4451 | 441490.945 | 486251.6959 | 136192.5833 | 36138.6501 | 37466.9304 | 38799.1302 | 40143.3674
Scenario 1: Reference | SCE | Com | HVAC | Com - Lodging | Participant Cost Test | Fuel Substitution | 382485.0899 | 287324.9881 | 288108.2607 | 289049.9837 | 263062.1497 | 28712.5404 | 29612.3356 | 30337.4121 | 30866.6404 | 31383.21 | 31847.8732 | 32280.7472 | 32695.1324
Scenario 1: Reference | SCE | Com | HVAC | Com - Lodging | Program Administrator Cost Test | Energy Efficiency | 174036.4801 | 192778.9684 | 212058.2958 | 324871.7996 | 386362.7968 | 422448.2004 | 456021.9369 | 490214.9318 | 155689.8217 | 66671.1115 | 68123.9733 | 69533.8618 | 70915.5648
Scenario 1: Reference | SCE | Com | HVAC | Com - Lodging | Program Administrator Cost Test | Fuel Substitution | 221817.8846 | 208976.4379 | 216774.6434 | 223230.7313 | 223322.9816 | 5321.9941 | 5462.1704 | 5570.2143 | 5649.5318 | 5720.0927 | 5781.3189 | 5836.807 | 5888.924
Scenario 1: Reference | SCE | Com | HVAC | Com - Lodging | Rate Impact Measure Test | Energy Efficiency | 581880.6516 | 615624.8745 | 644103.126 | 890053.1125 | 992466.1445 | 1026006.9613 | 1042167.7602 | 1046492.0811 | 349398.5335 | 168021.8622 | 148340.8845 | 125940.1867 | 100677.1205
Scenario 1: Reference | SCE | Com | HVAC | Com - Lodging | Rate Impact Measure Test | Fuel Substitution | 349654.6698 | 334980.6077 | 338766.5791 | 339428.6406 | 332390.4665 | 45770.8895 | 42482.2861 | 38553.3577 | 34052.8122 | 29195.9484 | 23962.0887 | 18345.0882 | 12347.0883
Scenario 1: Reference | SCE | Com | HVAC | Com - Lodging | Total Resource Cost Test | Energy Efficiency | 212272.8359 | 235762.2597 | 260024.3494 | 404271.0701 | 486388.1398 | 535602.4297 | 581973.8826 | 629775.67 | 198667.1483 | 81972.7285 | 83984.8581 | 85955.5464 | 87902.7036
Scenario 1: Reference | SCE | Com | HVAC | Com - Lodging | Total Resource Cost Test | Fuel Substitution | 522914.1323 | 417049.5741 | 429442.4859 | 441767.7868 | 421014.9028 | 32886.9933 | 33914.236 | 34742.2709 | 35353.0006 | 35943.8583 | 36475.6533 | 36971.2625 | 37445.8141
Scenario 1: Reference | SCE | Com | HVAC | Com - Office (Large) | Participant Cost Test | Energy Efficiency | 28586.35 | 29809.9689 | 30980.1823 | 32154.7738 | 33393.7457 | 34619.5951 | 35773.4409 | 36940.245 | 38016.8664 | 39053.0939 | 40134.7194 | 41176.1443 | 42246.2646
Scenario 1: Reference | SCE | Com | HVAC | Com - Office (Large) | Participant Cost Test | Fuel Substitution | 1478.7828 | 1470.8389 | 1444.351 | 1406.032 | 1363.1315 | 0 | 0 | 0 | 0 | 0 | 0 | 0 | 0
Scenario 1: Reference | SCE | Com | HVAC | Com - Office (Large) | Program Administrator Cost Test | Energy Efficiency | 37204.6098 | 38328.6582 | 39355.9652 | 40362.4202 | 41423.1215 | 42441.0956 | 43346.4319 | 44244.7472 | 45014.1426 | 45717.2789 | 46455.7089 | 47130.3057 | 47821.2045
Scenario 1: Reference | SCE | Com | HVAC | Com - Office (Large) | Program Administrator Cost Test | Fuel Substitution | 1058.4199 | 1087.4655 | 1103.3492 | 1109.6809 | 1115.1849 | 0 | 0 | 0 | 0 | 0 | 0 | 0 | 0
Scenario 1: Reference | SCE | Com | HVAC | Com - Office (Large) | Rate Impact Measure Test | Energy Efficiency | 151033.9268 | 149796.3193 | 147107.6154 | 143330.3432 | 138992.9867 | 133651.081 | 127037.872 | 119448.8955 | 110520.5045 | 100455.6185 | 89414.8384 | 77066.8192 | 63489.4805
Scenario 1: Reference | SCE | Com | HVAC | Com - Office (Large) | Rate Impact Measure Test | Fuel Substitution | 1198.7822 | 1223.0673 | 1232.264 | 1230.4325 | 1226.5887 | 0 | 0 | 0 | 0 | 0 | 0 | 0 | 0
Scenario 1: Reference | SCE | Com | HVAC | Com - Office (Large) | Total Resource Cost Test | Energy Efficiency | 49353.8086 | 50997.895 | 52522.5427 | 54028.1991 | 55615.4635 | 57154.4235 | 58550.1443 | 59944.3514 | 61171.3108 | 62314.8438 | 63512.9646 | 64630.1671 | 65775.867
Scenario 1: Reference | SCE | Com | HVAC | Com - Office (Large) | Total Resource Cost Test | Fuel Substitution | 2049.057 | 2095.5678 | 2118.9449 | 2125.8684 | 2127.3842 | 0 | 0 | 0 | 0 | 0 | 0 | 0 | 0
Scenario 1: Reference | SCE | Com | HVAC | Com - Office (Small) | Participant Cost Test | Energy Efficiency | 16342.4266 | 17170.6469 | 17986.4987 | 18791.716 | 13444.9546 | 57712.7071 | 20614.2973 | 21395.5114 | 22171.1875 | 22938.5044 | 23713.2083 | 24487.6839 | 25269.4523
Scenario 1: Reference | SCE | Com | HVAC | Com - Office (Small) | Participant Cost Test | Fuel Substitution | 9891.0808 | 10296.6371 | 10610.1917 | 10853.1163 | 11043.9626 | 0 | 0 | 0 | 0 | 0 | 0 | 0 | 0
Scenario 1: Reference | SCE | Com | HVAC | Com - Office (Small) | Program Administrator Cost Test | Energy Efficiency | 32615.1984 | 34246.5925 | 35823.6467 | 37348.128 | 16188.7619 | 252173.5066 | 39377.146 | 40706.849 | 41941.6471 | 43061.5037 | 44149.6078 | 45159.2803 | 46129.1117
Scenario 1: Reference | SCE | Com | HVAC | Com - Office (Small) | Program Administrator Cost Test | Fuel Substitution | 4015.4479 | 4182.9167 | 4311.8636 | 4411.2262 | 4372.4912 | 0 | 0 | 0 | 0 | 0 | 0 | 0 | 0
Scenario 1: Reference | SCE | Com | HVAC | Com - Office (Small) | Rate Impact Measure Test | Energy Efficiency | 156965.2673 | 159438.3208 | 160202.7806 | 159258.7353 | 53542.7546 | 1103047.2684 | 138085.8801 | 131322.6114 | 122532.1875 | 111652.7835 | 98861.9586 | 83870.5739 | 66658.1698
Scenario 1: Reference | SCE | Com | HVAC | Com - Office (Small) | Rate Impact Measure Test | Fuel Substitution | 13408.8668 | 13414.7316 | 13221.0215 | 12868.2565 | 12285.2082 | 0 | 0 | 0 | 0 | 0 | 0 | 0 | 0
Scenario 1: Reference | SCE | Com | HVAC | Com - Office (Small) | Total Resource Cost Test | Energy Efficiency | 39560.7297 | 41544.1174 | 43467.9086 | 45334.6073 | 21902.8676 | 276701.4071 | 48138.2224 | 49799.9414 | 51364.4018 | 52810.3681 | 54227.7214 | 55566.546 | 56868.629
Scenario 1: Reference | SCE | Com | HVAC | Com - Office (Small) | Total Resource Cost Test | Fuel Substitution | 13017.0898 | 13591.1694 | 14047.7818 | 14413.3026 | 14642.8802 | 0 | 0 | 0 | 0 | 0 | 0 | 0 | 0
Scenario 1: Reference | SCE | Com | HVAC | Com - Other | Participant Cost Test | Energy Efficiency | 70453.8115 | 74009.6228 | 78910.3064 | 81618.7735 | 83301.7242 | 83738.9792 | 83206.9215 | 81908.5272 | 31591.3824 | 30478.2044 | 31620.4696 | 32766.6978 | 33942.4599
Scenario 1: Reference | SCE | Com | HVAC | Com - Other | Participant Cost Test | Fuel Substitution | 2080011.7177 | 2498890.1851 | 2550889.7028 | 2583648.8258 | 2673212.6352 | 403.0252 | 414.4538 | 423.7533 | 431.7401 | 438.9318 | 445.6408 | 452.068 | 458.3418
Scenario 1: Reference | SCE | Com | HVAC | Com - Other | Program Administrator Cost Test | Energy Efficiency | 405588.9583 | 435823.7186 | 466275.8353 | 493766.7848 | 519688.3915 | 543233.2263 | 567140.6084 | 586570.5973 | 533458.4903 | 555566.7679 | 578483.6413 | 599503.6487 | 620914.6416
Scenario 1: Reference | SCE | Com | HVAC | Com - Other | Program Administrator Cost Test | Fuel Substitution | 1267058.5878 | 1374389.9392 | 1428070.9112 | 1471212.2223 | 1520624.8338 | 57.7927 | 59.151 | 60.197 | 61.0506 | 61.7876 | 62.4533 | 63.0769 | 63.6767
Scenario 1: Reference | SCE | Com | HVAC | Com - Other | Rate Impact Measure Test | Energy Efficiency | 2308845.2668 | 2421093.1356 | 2509721.7984 | 2558945.9886 | 2576241.5677 | 2555812.3597 | 2506590.5841 | 2401585.3316 | 2004623.0254 | 1833136.6042 | 1618201.7032 | 1348709.6968 | 1025837.2688
Scenario 1: Reference | SCE | Com | HVAC | Com - Other | Rate Impact Measure Test | Fuel Substitution | 1907292.9887 | 2271315.2329 | 2297147.7084 | 2299603.5508 | 2334437.5715 | 548.2417 | 506.7385 | 458.1847 | 404.0315 | 345.2471 | 282.0812 | 214.3036 | 141.837
Scenario 1: Reference | SCE | Com | HVAC | Com - Other | Total Resource Cost Test | Energy Efficiency | 431705.3066 | 463268.0038 | 495565.4366 | 524117.0655 | 550685.6131 | 574473.9169 | 598305.1269 | 617393.9923 | 546729.7705 | 568520.0047 | 591922.3409 | 613429.4953 | 635340.187
Scenario 1: Reference | SCE | Com | HVAC | Com - Other | Total Resource Cost Test | Fuel Substitution | 2902647.0159 | 3426988.5915 | 3553357.4181 | 3656306.1252 | 3821107.5699 | 446.9039 | 459.5767 | 469.8887 | 478.745 | 486.7197 | 494.1592 | 501.2862 | 508.243
Scenario 1: Reference | SCE | Com | HVAC | Com - Restaurant | Participant Cost Test | Energy Efficiency | 7734.9527 | 8158.6357 | 8583.1453 | 9010.3715 | 9444.8554 | 9853.22 | 10250.7923 | 10656.744 | 11057.961 | 11451.82 | 11849.1911 | 12240.4221 | 12635.6763
Scenario 1: Reference | SCE | Com | HVAC | Com - Restaurant | Participant Cost Test | Fuel Substitution | 33001.2398 | 34452.218 | 35606.7924 | 36531.4846 | 37289.5394 | 53.447 | 54.8888 | 56.0383 | 57.0007 | 57.8473 | 58.6224 | 59.3546 | 60.0623
Scenario 1: Reference | SCE | Com | HVAC | Com - Restaurant | Program Administrator Cost Test | Energy Efficiency | 19146.1148 | 20296.6634 | 21450.7747 | 22619.9507 | 23830.0435 | 24802.9298 | 25661.2973 | 26556.2939 | 27373.6057 | 28088.131 | 28785.2347 | 29381.8989 | 29959.7226
Scenario 1: Reference | SCE | Com | HVAC | Com - Restaurant | Program Administrator Cost Test | Fuel Substitution | 10079.3964 | 10483.1388 | 10788.601 | 11020.8312 | 11210.5922 | 7.9334 | 8.1048 | 8.2319 | 8.3308 | 8.4122 | 8.4829 | 8.5472 | 8.6077
Scenario 1: Reference | SCE | Com | HVAC | Com - Restaurant | Rate Impact Measure Test | Energy Efficiency | 109219.4282 | 112347.1153 | 114389.0464 | 115341.2154 | 115418.6474 | 112872.2832 | 108455.83 | 102896.9715 | 95515.184 | 86219.8664 | 75270.1082 | 62288.6191 | 47419.7749
Scenario 1: Reference | SCE | Com | HVAC | Com - Restaurant | Rate Impact Measure Test | Fuel Substitution | 53727.3049 | 53417.9917 | 52251.2359 | 50399.8364 | 48072.4844 | 82.4632 | 76.0301 | 68.5416 | 60.2196 | 51.22 | 41.5893 | 31.2995 | 20.3444
Scenario 1: Reference | SCE | Com | HVAC | Com - Restaurant | Total Resource Cost Test | Energy Efficiency | 22433.4698 | 23764.0835 | 25098.6114 | 26449.3586 | 27844.1071 | 28990.5483 | 30017.884 | 31085.4101 | 32073.2391 | 32955.1545 | 33821.1409 | 34584.0782 | 35329.885
Scenario 1: Reference | SCE | Com | HVAC | Com - Restaurant | Total Resource Cost Test | Fuel Substitution | 40336.1271 | 42159.5318 | 43622.5899 | 44807.1087 | 45795.5057 | 59.2659 | 60.8648 | 62.1394 | 63.2066 | 64.1454 | 65.0048 | 65.8168 | 66.6014
Scenario 1: Reference | SCE | Com | HVAC | Com - Retail | Participant Cost Test | Energy Efficiency | 423380.5677 | 482796.9963 | 780183.8773 | 986373.7405 | 1122839.5442 | 1251894.9498 | 1386642.3392 | 1537090.1319 | 339818.6707 | 24418.1344 | 25212.5965 | 25988.0457 | 26767.1697
Scenario 1: Reference | SCE | Com | HVAC | Com - Retail | Participant Cost Test | Fuel Substitution | 89422.9226 | 93421.1066 | 96620.0557 | 99197.1246 | 101023.6023 | 109658.9877 | 113866.145 | 117247.4275 | 5709.7561 | 5814.722 | 5906.3727 | 5989.7148 | 162.162
Scenario 1: Reference | SCE | Com | HVAC | Com - Retail | Program Administrator Cost Test | Energy Efficiency | 437235.5009 | 488087.521 | 699383.8978 | 844159.8988 | 938544.473 | 1024679.8932 | 1110133.4749 | 1207742.6034 | 309848.1183 | 77038.7041 | 78710.0613 | 79982.8067 | 81140.8304
Scenario 1: Reference | SCE | Com | HVAC | Com - Retail | Program Administrator Cost Test | Fuel Substitution | 25963.9241 | 27019.7915 | 27830.6982 | 28453.344 | 28880.8541 | 19464.0116 | 20133.6865 | 20655.2694 | 1490.6284 | 1514.1694 | 1534.1724 | 1551.9685 | 22.9748
Scenario 1: Reference | SCE | Com | HVAC | Com - Retail | Rate Impact Measure Test | Energy Efficiency | 1237673.0066 | 1335162.2661 | 1791236.1562 | 2056693.7873 | 2183802.3122 | 2267974.7745 | 2324861.4503 | 2373955.4679 | 639176.7188 | 210641.6506 | 184976.8644 | 154716.4908 | 120528.6534
Scenario 1: Reference | SCE | Com | HVAC | Com - Retail | Rate Impact Measure Test | Fuel Substitution | 158353.6056 | 157241.4622 | 153547.2588 | 147787.3496 | 140264.3639 | 144133.9036 | 135010.5671 | 123523.8223 | 6270.3159 | 5471.0817 | 4601.4706 | 3663.3327 | 53.158
Scenario 1: Reference | SCE | Com | HVAC | Com - Retail | Total Resource Cost Test | Energy Efficiency | 554754.0484 | 622822.4785 | 928620.519 | 1139399.6483 | 1277848.0447 | 1406207.5395 | 1536987.4439 | 1685705.2205 | 418305.7237 | 87416.4112 | 89425.4148 | 91027.7261 | 92516.8775
Scenario 1: Reference | SCE | Com | HVAC | Com - Retail | Total Resource Cost Test | Fuel Substitution | 108321.7486 | 113286.4854 | 117294.7375 | 120556.2239 | 122923.2997 | 125586.1176 | 130399.4273 | 134268.1828 | 7004.6479 | 7133.4655 | 7245.9314 | 7348.1935 | 179.8171
Scenario 1: Reference | SCE | Com | HVAC | Com - School | Participant Cost Test | Energy Efficiency | 10548.7409 | 11043.2826 | 11538.0176 | 12018.4093 | 27621.3229 | 25450.7459 | 19619.0638 | 18161.2229 | 14294.8922 | 14750.9294 | 15197.7805 | 15662.3428 | 16112.0505
Scenario 1: Reference | SCE | Com | HVAC | Com - School | Participant Cost Test | Fuel Substitution | 14977.4863 | 15349.7569 | 15569.3674 | 15675.5246 | 45302.9447 | 0 | 0 | 0 | 0 | 0 | 0 | 0 | 0
Scenario 1: Reference | SCE | Com | HVAC | Com - School | Program Administrator Cost Test | Energy Efficiency | 34724.2928 | 36401.5962 | 38093.6049 | 39627.9119 | 69584.7016 | 65436.6727 | 54688.5834 | 52170.1832 | 45449.2644 | 46448.1161 | 47256.992 | 48158.7598 | 48687.5915
Scenario 1: Reference | SCE | Com | HVAC | Com - School | Program Administrator Cost Test | Fuel Substitution | 7468.0257 | 7666.0834 | 7785.7434 | 7847.1162 | 13306.9247 | 0 | 0 | 0 | 0 | 0 | 0 | 0 | 0
Scenario 1: Reference | SCE | Com | HVAC | Com - School | Rate Impact Measure Test | Energy Efficiency | 204559.5461 | 207412.8909 | 208498.1607 | 206701.8464 | 273596.0629 | 253355.9271 | 214167.792 | 193705.0323 | 160707.5564 | 144449.6332 | 125072.7788 | 103286.4033 | 77790.289
Scenario 1: Reference | SCE | Com | HVAC | Com - School | Rate Impact Measure Test | Fuel Substitution | 18241.2637 | 18143.5249 | 17806.9768 | 17286.3765 | 38792.3653 | 0 | 0 | 0 | 0 | 0 | 0 | 0 | 0
Scenario 1: Reference | SCE | Com | HVAC | Com - School | Total Resource Cost Test | Energy Efficiency | 39207.5077 | 41094.9913 | 42997.2624 | 44735.7359 | 80188.0809 | 75315.3617 | 62559.4298 | 59574.9508 | 51557.8374 | 52774.4401 | 53798.0671 | 54950.2774 | 55805.5886
Scenario 1: Reference | SCE | Com | HVAC | Com - School | Total Resource Cost Test | Fuel Substitution | 20546.501 | 21148.8025 | 21547.3506 | 21791.6395 | 55839.1802 | 0 | 0 | 0 | 0 | 0 | 0 | 0 | 0
Scenario 1: Reference | SCE | Com | HVAC | Com - Warehouse | Participant Cost Test | Energy Efficiency | 5404.0846 | 5727.7644 | 6046.266 | 6377.2702 | 6856.3104 | 7208.5672 | 7557.482 | 7914.8287 | 6918.143 | 7171.6405 | 7427.7803 | 7678.3818 | 7936.4694
Scenario 1: Reference | SCE | Com | HVAC | Com - Warehouse | Participant Cost Test | Fuel Substitution | 284009.3684 | 293316.9628 | 299288.3577 | 302910.785 | 305470.5143 | 46.0824 | 47.6289 | 48.9089 | 0 | 0 | 0 | 0 | 0
Scenario 1: Reference | SCE | Com | HVAC | Com - Warehouse | Program Administrator Cost Test | Energy Efficiency | 5189.2792 | 5426.9495 | 5652.5942 | 5883.9497 | 6215.8508 | 6438.0296 | 6599.6682 | 6758.5361 | 6257.6536 | 6359.973 | 6458.1975 | 6545.4263 | 6633.0348
Scenario 1: Reference | SCE | Com | HVAC | Com - Warehouse | Program Administrator Cost Test | Fuel Substitution | 213153.0557 | 225103.725 | 234785.3023 | 242758.3243 | 250746.7714 | 6.4257 | 6.6128 | 6.7618 | 0 | 0 | 0 | 0 | 0
Scenario 1: Reference | SCE | Com | HVAC | Com - Warehouse | Rate Impact Measure Test | Energy Efficiency | 18108.8046 | 18245.2533 | 18199.1656 | 18032.6679 | 17985.9195 | 17561.5374 | 16922.8483 | 16138.9441 | 13872.895 | 12781.7708 | 11537.592 | 10112.0647 | 8513.6977
Scenario 1: Reference | SCE | Com | HVAC | Com - Warehouse | Rate Impact Measure Test | Fuel Substitution | 313534.021 | 324582.2065 | 331667.5722 | 335624.3478 | 338456.3369 | 56.0756 | 52.1529 | 47.431 | 0 | 0 | 0 | 0 | 0
Scenario 1: Reference | SCE | Com | HVAC | Com - Warehouse | Total Resource Cost Test | Energy Efficiency | 7453.6337 | 7827.1531 | 8186.6009 | 8557.2457 | 9083.2197 | 9462.9712 | 9823.967 | 10189.6326 | 9388.8015 | 9661.6402 | 9934.429 | 10196.3455 | 10464.838
Scenario 1: Reference | SCE | Com | HVAC | Com - Warehouse | Total Resource Cost Test | Fuel Substitution | 431279.365 | 454130.4238 | 472847.3092 | 488471.6581 | 503112.4076 | 51.0995 | 52.8144 | 54.2337 | 0 | 0 | 0 | 0 | 0
Scenario 1: Reference | SCE | Com | Lighting | Com - College | Participant Cost Test | Energy Efficiency | 0 | 22535.5537 | 30120.5313 | 33162.2459 | 36005.2547 | 39162.3515 | 42336.5853 | 45362.8564 | 48363.3249 | 51264.3381 | 54223.6422 | 57814.2378 | 61403.6145
Scenario 1: Reference | SCE | Com | Lighting | Com - College | Program Administrator Cost Test | Energy Efficiency | 0 | 11127.7803 | 14581.5189 | 15739.2452 | 16753.5051 | 17865.2206 | 18934.5626 | 19890.2239 | 20790.0368 | 21605.001 | 22404.0973 | 23419.2723 | 24385.5389
Scenario 1: Reference | SCE | Com | Lighting | Com - College | Rate Impact Measure Test | Energy Efficiency | 0 | 55677.0113 | 69946.1918 | 71836.1665 | 72302.12 | 72323.2157 | 71188.4784 | 68589.8431 | 64713.5995 | 59459.0294 | 52965.8004 | 45540.8019 | 36365.8738
Scenario 1: Reference | SCE | Com | Lighting | Com - College | Total Resource Cost Test | Energy Efficiency | 0 | 29755.0117 | 39527.5448 | 43257.6247 | 46687.6559 | 50484.4966 | 54261.7181 | 57809.8198 | 61288.0288 | 64605.2207 | 67962.2705 | 72073.366 | 76142.7074
Scenario 1: Reference | SCE | Com | Lighting | Com - Grocery | Participant Cost Test | Energy Efficiency | 101579.1895 | 108852.5789 | 115886.4945 | 123036.6903 | 130393.7163 | 137607.6989 | 144622.7326 | 151846.9322 | 158949.8526 | 165888.2476 | 172923.6813 | 179558.1985 | 185844.285
Scenario 1: Reference | SCE | Com | Lighting | Com - Grocery | Program Administrator Cost Test | Energy Efficiency | 85372.4598 | 89942.3567 | 94115.6959 | 98198.146 | 102261.5599 | 106024.7236 | 109454.3612 | 112874.0861 | 116031.8568 | 118904.9205 | 121692.9827 | 124112.3298 | 126246.7751
Scenario 1: Reference | SCE | Com | Lighting | Com - Grocery | Rate Impact Measure Test | Energy Efficiency | 430619.7112 | 438162.1512 | 439575.9048 | 436400.5726 | 429768.0517 | 418071.3619 | 400975.068 | 379472.1137 | 352401.1559 | 319684.2894 | 281602.1701 | 236985.0217 | 185937.6882
Scenario 1: Reference | SCE | Com | Lighting | Com - Grocery | Total Resource Cost Test | Energy Efficiency | 163385.2012 | 173801.7639 | 183670.8492 | 193570.2168 | 203641.9798 | 213334.0528 | 222567.9079 | 231983.8662 | 241071.7652 | 249773.3426 | 258492.5854 | 266540.5761 | 274034.7295
Scenario 1: Reference | SCE | Com | Lighting | Com - Health | Participant Cost Test | Energy Efficiency | 118864.25 | 127742.5659 | 136953.8092 | 145307.217 | 154150.3044 | 162668.7653 | 171613.644 | 179938.7723 | 188173.8142 | 195735.1949 | 203058.1043 | 211294.1495 | 219564.1538
Scenario 1: Reference | SCE | Com | Lighting | Com - Health | Program Administrator Cost Test | Energy Efficiency | 93580.2737 | 98871.3709 | 104195.4688 | 108630.3083 | 113230.5826 | 117378.3028 | 121637.3316 | 125247.952 | 128610.4966 | 131330.5263 | 133732.4985 | 136686.1991 | 139608.0171
Scenario 1: Reference | SCE | Com | Lighting | Com - Health | Rate Impact Measure Test | Energy Efficiency | 482239.2154 | 492075.493 | 497170.9188 | 493183.5172 | 486091.7115 | 472700.1586 | 454967.9601 | 429731.1637 | 398375.6065 | 359758.7975 | 314813.947 | 264833.5723 | 207677.9746
Scenario 1: Reference | SCE | Com | Lighting | Com - Health | Total Resource Cost Test | Energy Efficiency | 185935.6482 | 198412.042 | 211218.8248 | 222505.9658 | 234376.1985 | 245574.9296 | 257254.203 | 267830.6485 | 278118.954 | 287260.2707 | 295920.2591 | 305869.7108 | 315823.5695
Scenario 1: Reference | SCE | Com | Lighting | Com - Lodging | Participant Cost Test | Energy Efficiency | 0 | 0 | 0 | 0 | 0 | 0 | 0 | 0 | 0 | 0 | 0 | 0 | 0
Scenario 1: Reference | SCE | Com | Lighting | Com - Lodging | Program Administrator Cost Test | Energy Efficiency | 0 | 0 | 0 | 0 | 0 | 0 | 0 | 0 | 0 | 0 | 0 | 0 | 0
Scenario 1: Reference | SCE | Com | Lighting | Com - Lodging | Rate Impact Measure Test | Energy Efficiency | 0 | 0 | 0 | 0 | 0 | 0 | 0 | 0 | 0 | 0 | 0 | 0 | 0
Scenario 1: Reference | SCE | Com | Lighting | Com - Lodging | Total Resource Cost Test | Energy Efficiency | 0 | 0 | 0 | 0 | 0 | 0 | 0 | 0 | 0 | 0 | 0 | 0 | 0
Scenario 1: Reference | SCE | Com | Lighting | Com - Office (Large) | Participant Cost Test | Energy Efficiency | 0 | 82237.9841 | 133622.5451 | 145262.4681 | 157400.6754 | 169568.8563 | 181345.8781 | 193212.2543 | 204447.714 | 215322.3364 | 226409.6045 | 237090.7855 | 247851.1507
Scenario 1: Reference | SCE | Com | Lighting | Com - Office (Large) | Program Administrator Cost Test | Energy Efficiency | 0 | 39183.3936 | 62417.9007 | 66524.6603 | 70670.0936 | 74640.5781 | 78259.3831 | 81745.3819 | 84802.8888 | 87562.328 | 90265.7283 | 92670.7224 | 94977.0422
Scenario 1: Reference | SCE | Com | Lighting | Com - Office (Large) | Rate Impact Measure Test | Energy Efficiency | 0 | 199309.3181 | 304385.2445 | 308664.7418 | 310022.4753 | 307112.1742 | 298984.6004 | 286350.7917 | 268010.0452 | 244486.1559 | 216247.3476 | 182259.0976 | 142744.1489
Scenario 1: Reference | SCE | Com | Lighting | Com - Office (Large) | Total Resource Cost Test | Energy Efficiency | 0 | 107399.6292 | 173468.4416 | 187473.6631 | 201964.4629 | 216337.1486 | 230061.619 | 243757.0344 | 256522.2209 | 268711.3383 | 281047.3927 | 292765.9197 | 304474.5016
Scenario 1: Reference | SCE | Com | Lighting | Com - Office (Small) | Participant Cost Test | Energy Efficiency | 0 | 0 | 0 | 0 | 0 | 0 | 0 | 0 | 0 | 0 | 0 | 0 | 0
Scenario 1: Reference | SCE | Com | Lighting | Com - Office (Small) | Program Administrator Cost Test | Energy Efficiency | 0 | 0 | 0 | 0 | 0 | 0 | 0 | 0 | 0 | 0 | 0 | 0 | 0
Scenario 1: Reference | SCE | Com | Lighting | Com - Office (Small) | Rate Impact Measure Test | Energy Efficiency | 0 | 0 | 0 | 0 | 0 | 0 | 0 | 0 | 0 | 0 | 0 | 0 | 0
Scenario 1: Reference | SCE | Com | Lighting | Com - Office (Small) | Total Resource Cost Test | Energy Efficiency | 0 | 0 | 0 | 0 | 0 | 0 | 0 | 0 | 0 | 0 | 0 | 0 | 0
Scenario 1: Reference | SCE | Com | Lighting | Com - Other | Participant Cost Test | Energy Efficiency | 0 | 0 | 0 | 0 | 0 | 0 | 0 | 0 | 0 | 0 | 0 | 0 | 0
Scenario 1: Reference | SCE | Com | Lighting | Com - Other | Program Administrator Cost Test | Energy Efficiency | 0 | 0 | 0 | 0 | 0 | 0 | 0 | 0 | 0 | 0 | 0 | 0 | 0
Scenario 1: Reference | SCE | Com | Lighting | Com - Other | Rate Impact Measure Test | Energy Efficiency | 0 | 0 | 0 | 0 | 0 | 0 | 0 | 0 | 0 | 0 | 0 | 0 | 0
Scenario 1: Reference | SCE | Com | Lighting | Com - Other | Total Resource Cost Test | Energy Efficiency | 0 | 0 | 0 | 0 | 0 | 0 | 0 | 0 | 0 | 0 | 0 | 0 | 0
Scenario 1: Reference | SCE | Com | Lighting | Com - Refrig. Warehouse | Participant Cost Test | Energy Efficiency | 4319.4428 | 1816.9845 | 1934.4167 | 2043.4897 | 2156.9703 | 2273.4396 | 2392.0447 | 2507.937 | 2626.6635 | 2745.0496 | 2861.7788 | 2976.1799 | 3086.1251
Scenario 1: Reference | SCE | Com | Lighting | Com - Refrig. Warehouse | Program Administrator Cost Test | Energy Efficiency | 4784.1838 | 1951.9766 | 2042.1915 | 2119.4952 | 2197.7455 | 2275.3305 | 2351.3144 | 2420.8725 | 2489.6274 | 2554.4892 | 2614.3323 | 2671.0034 | 2722.0801
Scenario 1: Reference | SCE | Com | Lighting | Com - Refrig. Warehouse | Rate Impact Measure Test | Energy Efficiency | 25506.2885 | 10050.2542 | 10080.5469 | 9954.15 | 9758.3937 | 9474.7273 | 9089.8021 | 8578.9554 | 7956.9322 | 7208.9806 | 6324.7961 | 5297.4124 | 4114.8084
Scenario 1: Reference | SCE | Com | Lighting | Com - Refrig. Warehouse | Total Resource Cost Test | Energy Efficiency | 7906.5528 | 3275.6314 | 3457.467 | 3620.9662 | 3789.2627 | 3959.7263 | 4130.8028 | 4294.0705 | 4459.2498 | 4620.8842 | 4776.8399 | 4928.0409 | 5070.538
Scenario 1: Reference | SCE | Com | Lighting | Com - Restaurant | Participant Cost Test | Energy Efficiency | 84358.6106 | 90726.6516 | 97135.3355 | 103609.2662 | 110199.8733 | 116496.9351 | 122659.1886 | 128923.9562 | 135136.798 | 141255.0283 | 147413.4474 | 153494.4668 | 159416.3012
Scenario 1: Reference | SCE | Com | Lighting | Com - Restaurant | Program Administrator Cost Test | Energy Efficiency | 54413.4411 | 57529.022 | 60537.3875 | 63455.272 | 66314.9052 | 68867.2166 | 71218.7123 | 73514.9123 | 75666.8372 | 77654.8713 | 79559.2481 | 81317.7614 | 82931.6409
Scenario 1: Reference | SCE | Com | Lighting | Com - Restaurant | Rate Impact Measure Test | Energy Efficiency | 282829.7259 | 288791.0584 | 291348.9607 | 290572.1286 | 287128.9533 | 279698.7366 | 268619.9276 | 254306.0034 | 236245.6428 | 214330.8127 | 188585.4194 | 158486.9917 | 123866.7054
Scenario 1: Reference | SCE | Com | Lighting | Com - Restaurant | Total Resource Cost Test | Energy Efficiency | 121986.2154 | 130370.3128 | 138702.2946 | 147018.4574 | 155392.3865 | 163243.7919 | 170805.6353 | 178414.8135 | 185856.8405 | 193076.5708 | 200263.3501 | 207258.477 | 213988.5488
Scenario 1: Reference | SCE | Com | Lighting | Com - Retail | Participant Cost Test | Energy Efficiency | 527144.1532 | 565380.8179 | 602451.2655 | 640036.9477 | 678406.3941 | 715898.7307 | 752488.1111 | 789794.9548 | 826190.3984 | 861985.5202 | 898020.0846 | 931552.2754 | 963582.5855
Scenario 1: Reference | SCE | Com | Lighting | Com - Retail | Program Administrator Cost Test | Energy Efficiency | 343758.1194 | 362473.1824 | 379630.4109 | 396352.6171 | 412806.3648 | 427964.4859 | 441856.4929 | 455486.2472 | 467901.07 | 479323.6631 | 490259.7666 | 499551.0105 | 507833.5961
Scenario 1: Reference | SCE | Com | Lighting | Com - Retail | Rate Impact Measure Test | Energy Efficiency | 1808813.0654 | 1841988.9382 | 1849528.9908 | 1837266.3038 | 1809221.2212 | 1759222.7723 | 1686514.3688 | 1594097.7837 | 1477444.8522 | 1337215.5342 | 1173597.8498 | 981838.7709 | 762893.805
Scenario 1: Reference | SCE | Com | Lighting | Com - Retail | Total Resource Cost Test | Energy Efficiency | 765378.7716 | 815727.1484 | 863719.641 | 911819.4752 | 960409.4344 | 1007124.5028 | 1051965.6866 | 1097241.8188 | 1140678.9175 | 1182745.1381 | 1224624.958 | 1262860.6698 | 1298891.4323
Scenario 1: Reference | SCE | Com | Lighting | Com - School | Participant Cost Test | Energy Efficiency | 0 | 0 | 0 | 0 | 0 | 0 | 0 | 0 | 0 | 0 | 0 | 0 | 0
Scenario 1: Reference | SCE | Com | Lighting | Com - School | Program Administrator Cost Test | Energy Efficiency | 0 | 0 | 0 | 0 | 0 | 0 | 0 | 0 | 0 | 0 | 0 | 0 | 0
Scenario 1: Reference | SCE | Com | Lighting | Com - School | Rate Impact Measure Test | Energy Efficiency | 0 | 0 | 0 | 0 | 0 | 0 | 0 | 0 | 0 | 0 | 0 | 0 | 0
Scenario 1: Reference | SCE | Com | Lighting | Com - School | Total Resource Cost Test | Energy Efficiency | 0 | 0 | 0 | 0 | 0 | 0 | 0 | 0 | 0 | 0 | 0 | 0 | 0
Scenario 1: Reference | SCE | Com | Lighting | Com - Warehouse | Participant Cost Test | Energy Efficiency | 13635.1965 | 15270.5208 | 16910.9802 | 18632.8061 | 20460.7525 | 68445.7464 | 78037.6784 | 82068.8891 | 11858.1424 | 0 | 0 | 0 | 0
Scenario 1: Reference | SCE | Com | Lighting | Com - Warehouse | Program Administrator Cost Test | Energy Efficiency | 5593.3695 | 6141.3773 | 6667.7689 | 7202.6092 | 7754.129 | 21833.3957 | 24303.4393 | 25102.1333 | 3662.2339 | 0 | 0 | 0 | 0
Scenario 1: Reference | SCE | Com | Lighting | Com - Warehouse | Rate Impact Measure Test | Energy Efficiency | 29232.7506 | 30998.2017 | 32265.8045 | 33162.3633 | 33756.4811 | 90248.6085 | 93304.8894 | 88341.1204 | 11599.089 | 0 | 0 | 0 | 0
Scenario 1: Reference | SCE | Com | Lighting | Com - Warehouse | Total Resource Cost Test | Energy Efficiency | 17056.3563 | 18999.9193 | 20930.191 | 22941.5276 | 25063.2952 | 80430.1081 | 91211.4772 | 95543.6276 | 13834.3815 | 0 | 0 | 0 | 0
Scenario 1: Reference | SCE | Com | WaterHeat | Com - College | Participant Cost Test | Energy Efficiency | 21.654 | 26.7221 | 32.9898 | 40.6635 | 49.8101 | 61.1938 | 75.0484 | 91.7153 | 111.9267 | 136.3139 | 166.0134 | 203.3909 | 247.4805
Scenario 1: Reference | SCE | Com | WaterHeat | Com - College | Participant Cost Test | Fuel Substitution | 1955844.5159 | 1905334.2653 | 1783495.7295 | 1650898.0548 | 1440977.5023 | 148205.9034 | 175731.8656 | 201235.5846 | 147885.4572 | 161499.9876 | 171980.1251 | 180229.1974 | 186922.159
Scenario 1: Reference | SCE | Com | WaterHeat | Com - College | Program Administrator Cost Test | Energy Efficiency | 337.9745 | 409.7459 | 496.9791 | 601.8581 | 724.3574 | 874.3932 | 1053.7122 | 1265.3784 | 1517.4986 | 1816.2192 | 2173.8175 | 2617.4703 | 3130.2592
Scenario 1: Reference | SCE | Com | WaterHeat | Com - College | Program Administrator Cost Test | Fuel Substitution | 2131216.9465 | 2235637.6184 | 2343601.1505 | 2457804.746 | 2564347.3725 | 171325.5264 | 203272.6435 | 232774.3011 | 176486.5148 | 192047.4563 | 203791.5198 | 212827.4213 | 219979.1084
Scenario 1: Reference | SCE | Com | WaterHeat | Com - College | Rate Impact Measure Test | Energy Efficiency | 1577.6723 | 1846.3611 | 2146.6703 | 2474.0265 | 2816.7878 | 3192.3806 | 3578.039 | 3949.905 | 4290.3407 | 4563.232 | 4728.653 | 4743.5128 | 4449.9103
Scenario 1: Reference | SCE | Com | WaterHeat | Com - College | Rate Impact Measure Test | Fuel Substitution | 2131216.9465 | 2235637.6184 | 2343601.1505 | 2457804.746 | 2564347.3725 | 2901471.8251 | 3206221.0414 | 3333825.3245 | 3148018.243 | 2829784.8071 | 2347275.3862 | 1737490.3417 | 1026046.9648
Scenario 1: Reference | SCE | Com | WaterHeat | Com - College | Total Resource Cost Test | Energy Efficiency | 345.5534 | 419.0986 | 508.5256 | 616.0903 | 741.791 | 895.811 | 1079.9791 | 1297.4787 | 1556.6729 | 1863.9291 | 2231.9221 | 2688.6571 | 3216.8774
Scenario 1: Reference | SCE | Com | WaterHeat | Com - College | Total Resource Cost Test | Fuel Substitution | 2769395.0397 | 2890545.7471 | 2958891.6489 | 3032672.8684 | 3019908.9748 | 278821.0907 | 329031.1733 | 375238.0353 | 258426.1821 | 282221.0752 | 300536.9521 | 314952.8201 | 326648.7122
Scenario 1: Reference | SCE | Com | WaterHeat | Com - Grocery | Participant Cost Test | Energy Efficiency | 52.074 | 64.3502 | 79.1894 | 97.3432 | 119.6235 | 146.6773 | 179.456 | 219.6151 | 268.3729 | 327.4613 | 399.4915 | 486.8482 | 593.054
Scenario 1: Reference | SCE | Com | WaterHeat | Com - Grocery | Participant Cost Test | Fuel Substitution | 54048.0581 | 53172.8904 | 51817.8282 | 50242.9955 | 48865.9672 | 0 | 0 | 0 | 0 | 0 | 0 | 0 | 0
Scenario 1: Reference | SCE | Com | WaterHeat | Com - Grocery | Program Administrator Cost Test | Energy Efficiency | 1294.4206 | 1570.2481 | 1896.9672 | 2289.2017 | 2761.7918 | 3324.6393 | 3993.5411 | 4798.3574 | 5757.1919 | 6897.4023 | 8262.2581 | 9886.9582 | 11826.4322
Scenario 1: Reference | SCE | Com | WaterHeat | Com - Grocery | Program Administrator Cost Test | Fuel Substitution | 88184.1334 | 92620.9395 | 97035.8483 | 101623.6685 | 106890.6701 | 0 | 0 | 0 | 0 | 0 | 0 | 0 | 0
Scenario 1: Reference | SCE | Com | WaterHeat | Com - Grocery | Rate Impact Measure Test | Energy Efficiency | 6246.3447 | 7316.634 | 8474.5213 | 9733.4352 | 11108.6853 | 12553.3525 | 14019.7396 | 15475.6849 | 16800.6301 | 17858.5188 | 18474.0427 | 18339.9063 | 17079.1788
Scenario 1: Reference | SCE | Com | WaterHeat | Com - Grocery | Rate Impact Measure Test | Fuel Substitution | 88184.1334 | 92620.9395 | 97035.8483 | 101623.6685 | 106890.6701 | 0 | 0 | 0 | 0 | 0 | 0 | 0 | 0
Scenario 1: Reference | SCE | Com | WaterHeat | Com - Grocery | Total Resource Cost Test | Energy Efficiency | 1312.6465 | 1592.7707 | 1924.6835 | 2323.2718 | 2803.6601 | 3375.9764 | 4056.3507 | 4875.2227 | 5851.1225 | 7012.0137 | 8402.0801 | 10057.3551 | 12034.0011
Scenario 1: Reference | SCE | Com | WaterHeat | Com - Grocery | Total Resource Cost Test | Fuel Substitution | 111126.8069 | 116328.9108 | 121502.5114 | 126894.9717 | 133018.3643 | 0 | 0 | 0 | 0 | 0 | 0 | 0 | 0
Scenario 1: Reference | SCE | Com | WaterHeat | Com - Health | Participant Cost Test | Energy Efficiency | 70.1312 | 87.0482 | 107.9303 | 132.8431 | 163.6487 | 200.9523 | 246.9467 | 302.2692 | 369.5176 | 450.1346 | 547.4942 | 668.8159 | 817.726
Scenario 1: Reference | SCE | Com | WaterHeat | Com - Health | Participant Cost Test | Fuel Substitution | 3921528.0807 | 3788292.8259 | 3541166.205 | 3271035.1597 | 2962355.3732 | 280504.7099 | 327102.1805 | 369457.828 | 192575.8976 | 211332.6079 | 225920.2313 | 237540.5735 | 247141.2973
Scenario 1: Reference | SCE | Com | WaterHeat | Com - Health | Program Administrator Cost Test | Energy Efficiency | 2019.6638 | 2460.4477 | 2994.2907 | 3617.3851 | 4374.0449 | 5272.1569 | 6359.649 | 7641.3154 | 9169.8886 | 10965.6991 | 13093.2984 | 15702.269 | 18847.8084
Scenario 1: Reference | SCE | Com | WaterHeat | Com - Health | Program Administrator Cost Test | Fuel Substitution | 4983493.79 | 5255106.1159 | 5530252.9422 | 5815141.3598 | 6138192.1663 | 266062.1896 | 314862.5157 | 360318.0782 | 240044.7605 | 263439.4835 | 281631.5714 | 296120.3705 | 308088.8838
Scenario 1: Reference | SCE | Com | WaterHeat | Com - Health | Rate Impact Measure Test | Energy Efficiency | 9819.5625 | 11551.8126 | 13479.2203 | 15499.0555 | 17729.0866 | 20059.6891 | 22496.0301 | 24829.0455 | 26953.7109 | 28587.957 | 29461.3874 | 29283.6996 | 27318.6061
Scenario 1: Reference | SCE | Com | WaterHeat | Com - Health | Rate Impact Measure Test | Fuel Substitution | 4983493.79 | 5255106.1159 | 5530252.9422 | 5815141.3598 | 6138192.1663 | 7024929.4579 | 7791086.5371 | 8131610.663 | 7731654.2339 | 6946439.8649 | 5733659.1375 | 4187059.5499 | 2371693.6295
Scenario 1: Reference | SCE | Com | WaterHeat | Com - Health | Total Resource Cost Test | Energy Efficiency | 2044.2098 | 2490.9145 | 3032.0664 | 3663.8802 | 4431.3219 | 5342.4902 | 6446.0803 | 7747.1097 | 9299.2197 | 11123.2462 | 13284.9213 | 15936.3545 | 19134.0126
Scenario 1: Reference | SCE | Com | WaterHeat | Com - Health | Total Resource Cost Test | Fuel Substitution | 5788065.5589 | 6080637.7642 | 6300268.1292 | 6531947.3216 | 6760849.7155 | 489871.7831 | 571289.5123 | 645294.9918 | 336332.7093 | 369105.7875 | 394591.687 | 414890.6573 | 431659.5324
Scenario 1: Reference | SCE | Com | WaterHeat | Com - Lodging | Participant Cost Test | Energy Efficiency | 11.8258 | 14.6974 | 18.2181 | 22.4989 | 27.7708 | 34.2151 | 42.0857 | 51.7023 | 63.396 | 77.6227 | 94.9933 | 116.1469 | 141.9045
Scenario 1: Reference | SCE | Com | WaterHeat | Com - Lodging | Participant Cost Test | Fuel Substitution | 4174374.4125 | 4034753.7653 | 3805357.1785 | 3568694.5458 | 3312806.4056 | 575256.1104 | 270841.8716 | 306677.7012 | 160179.587 | 176067.2436 | 188457.1465 | 198245.1329 | 206194.2948
Scenario 1: Reference | SCE | Com | WaterHeat | Com - Lodging | Program Administrator Cost Test | Energy Efficiency | 406.3151 | 495.5422 | 602.7812 | 730.5341 | 884.9105 | 1069.9637 | 1291.6205 | 1557.2808 | 1874.0623 | 2252.0885 | 2705.0352 | 3246.2361 | 3892.8743
Scenario 1: Reference | SCE | Com | WaterHeat | Com - Lodging | Program Administrator Cost Test | Fuel Substitution | 4993957.0968 | 5263790.896 | 5536815.6634 | 5852231.5449 | 6248668.9091 | 288386.9849 | 260869.3109 | 299339.5659 | 199800.7953 | 219632.4136 | 235095.8504 | 247309.737 | 257227.4201
Scenario 1: Reference | SCE | Com | WaterHeat | Com - Lodging | Rate Impact Measure Test | Energy Efficiency | 1990.5857 | 2344.5165 | 2734.5823 | 3154.4656 | 3614.7774 | 4102.7446 | 4604.1409 | 5098.5222 | 5549.1893 | 5912.489 | 6125.8694 | 6087.2101 | 5663.5269
Scenario 1: Reference | SCE | Com | WaterHeat | Com - Lodging | Rate Impact Measure Test | Fuel Substitution | 4993957.0968 | 5263790.896 | 5536815.6634 | 5852231.5449 | 6248668.9091 | 6993592.029 | 7716316.1546 | 8075848.465 | 7713398.5697 | 6933224.0192 | 5718991.5989 | 4162874.4765 | 2333260.2196
Scenario 1: Reference | SCE | Com | WaterHeat | Com - Lodging | Total Resource Cost Test | Energy Efficiency | 410.4541 | 500.6863 | 609.1575 | 738.4088 | 894.6303 | 1081.939 | 1306.3505 | 1575.3766 | 1896.2509 | 2279.2564 | 2738.2829 | 3286.8876 | 3942.5409
Scenario 1: Reference | SCE | Com | WaterHeat | Com - Lodging | Total Resource Cost Test | Fuel Substitution | 5939617.405 | 6236127.8437 | 6483924.1524 | 6773949.9382 | 7107017.6696 | 816993.7354 | 473258.1764 | 535905.8544 | 279890.5888 | 307666.0355 | 329324.4237 | 346432.3035 | 360324.5675
Scenario 1: Reference | SCE | Com | WaterHeat | Com - Office (Large) | Participant Cost Test | Energy Efficiency | 86.6202 | 107.3149 | 132.2984 | 162.6944 | 199.9955 | 245.3598 | 300.0965 | 366.7586 | 446.8952 | 543.6143 | 661.4016 | 803.4247 | 975.7911
Scenario 1: Reference | SCE | Com | WaterHeat | Com - Office (Large) | Participant Cost Test | Fuel Substitution | 1294587.6801 | 1253754.1251 | 1183570.3613 | 1102435.4339 | 950974.2271 | 136573.3767 | 161241.6458 | 184661.9172 | 122510.5744 | 133872.3577 | 142423.4448 | 148852.4911 | 153748.2541
Scenario 1: Reference | SCE | Com | WaterHeat | Com - Office (Large) | Program Administrator Cost Test | Energy Efficiency | 1231.7041 | 1499.4528 | 1816.4793 | 2195.1768 | 2651.8917 | 3197.3918 | 3843.5185 | 4616.8159 | 5529.4423 | 6611.4863 | 7907.2555 | 9442.3021 | 11274.1008
Scenario 1: Reference | SCE | Com | WaterHeat | Com - Office (Large) | Program Administrator Cost Test | Fuel Substitution | 1368375.7289 | 1426678.5781 | 1510418.6778 | 1604467.3643 | 1689690.1134 | 142596.2108 | 169504.0492 | 194993.91 | 143610.4053 | 156414.3409 | 165867.2779 | 172802.66 | 177927.0101
Scenario 1: Reference | SCE | Com | WaterHeat | Com - Office (Large) | Rate Impact Measure Test | Energy Efficiency | 5698.6954 | 6696.3955 | 7775.7798 | 8942.4811 | 10219.7357 | 11569.3175 | 12936.017 | 14286.7739 | 15502.2059 | 16479.5061 | 17075.8726 | 17007.224 | 15961.0887
Scenario 1: Reference | SCE | Com | WaterHeat | Com - Office (Large) | Rate Impact Measure Test | Fuel Substitution | 1368375.7289 | 1426678.5781 | 1510418.6778 | 1604467.3643 | 1689690.1134 | 2147576.9976 | 2393841.286 | 2504377.553 | 2362340.5536 | 2127136.3396 | 1765786.3542 | 1307757.2605 | 775503.8704
Scenario 1: Reference | SCE | Com | WaterHeat | Com - Office (Large) | Total Resource Cost Test | Energy Efficiency | 1262.0212 | 1537.013 | 1862.7838 | 2252.1199 | 2721.8902 | 3283.2677 | 3948.5523 | 4745.1814 | 5685.8556 | 6801.7513 | 8138.746 | 9723.5008 | 11615.6277
Scenario 1: Reference | SCE | Com | WaterHeat | Com - Office (Large) | Total Resource Cost Test | Fuel Substitution | 1797451.1508 | 1863976.3064 | 1924017.4154 | 1988720.3961 | 1975053.6149 | 247619.3258 | 291664.2015 | 333423.609 | 214084.1293 | 233941.3358 | 248885.2588 | 260119.8619 | 268674.5057
Scenario 1: Reference | SCE | Com | WaterHeat | Com - Office (Small) | Participant Cost Test | Energy Efficiency | 21.097 | 26.0711 | 32.1169 | 39.4626 | 34.5057 | 149.4048 | 72.7034 | 89.9867 | 110.7572 | 135.7488 | 165.9403 | 202.3893 | 246.4617
Scenario 1: Reference | SCE | Com | WaterHeat | Com - Office (Small) | Participant Cost Test | Fuel Substitution | 282772.6913 | 272016.9835 | 258730.3717 | 243925.8037 | 199739.429 | 18143.195 | 22683.7945 | 27076.4068 | 30763.6837 | 33645.2095 | 35849.6667 | 37555.7948 | 38914.2024
Scenario 1: Reference | SCE | Com | WaterHeat | Com - Office (Small) | Program Administrator Cost Test | Energy Efficiency | 275.7983 | 334.9668 | 405.5705 | 489.8107 | 420.9807 | 1791.7801 | 857.1232 | 1042.9308 | 1261.9973 | 1520.7298 | 1827.7585 | 2191.9296 | 2624.7147
Scenario 1: Reference | SCE | Com | WaterHeat | Com - Office (Small) | Program Administrator Cost Test | Fuel Substitution | 343965.421 | 359683.9115 | 374978.1948 | 390085.046 | 354484.7442 | 21149.0312 | 26359.5323 | 31366.2593 | 35528.1876 | 38738.2232 | 41153.2541 | 42985.2833 | 44411.5677
Scenario 1: Reference | SCE | Com | WaterHeat | Com - Office (Small) | Rate Impact Measure Test | Energy Efficiency | 1264.784 | 1482.6456 | 1720.6345 | 1977.5125 | 1607.8831 | 6425.812 | 2859.5161 | 3199.6568 | 3508.7449 | 3760.7269 | 3918.8009 | 3924.2139 | 3700.8295
Scenario 1: Reference | SCE | Com | WaterHeat | Com - Office (Small) | Rate Impact Measure Test | Fuel Substitution | 343965.421 | 359683.9115 | 374978.1948 | 390085.046 | 354484.7442 | 479472.0718 | 534708.3839 | 558932.8499 | 542449.6852 | 489374.7554 | 407564.9759 | 303520.9234 | 182024.7939
Scenario 1: Reference | SCE | Com | WaterHeat | Com - Office (Small) | Total Resource Cost Test | Energy Efficiency | 283.1822 | 344.0917 | 416.8114 | 503.6226 | 433.0577 | 1844.0718 | 882.5693 | 1074.4262 | 1300.7623 | 1568.2418 | 1885.8376 | 2262.7659 | 2710.9763
Scenario 1: Reference | SCE | Com | WaterHeat | Com - Office (Small) | Total Resource Cost Test | Fuel Substitution | 400218.0671 | 417442.9654 | 434137.1595 | 450712.3307 | 408623.8542 | 31706.2046 | 39644.2971 | 47323.3354 | 53769.029 | 58805.9788 | 62659.2451 | 65641.3232 | 68015.5403
Scenario 1: Reference | SCE | Com | WaterHeat | Com - Other | Participant Cost Test | Energy Efficiency | 858.6655 | 1064.1725 | 1315.1705 | 1620.9783 | 1994.0361 | 2449.0264 | 3006.4109 | 3683.558 | 4504.3307 | 5508.3963 | 6732.6432 | 8221.9853 | 10039.0077
Scenario 1: Reference | SCE | Com | WaterHeat | Com - Other | Participant Cost Test | Fuel Substitution | 23834324.6584 | 23100985.5874 | 21611534.0737 | 19998233.4245 | 17983166.5025 | 2074708.4519 | 2411479.0771 | 2718143.1241 | 1418123.2824 | 1553175.0385 | 1658046.1232 | 1740464.8174 | 1807054.0593
Scenario 1: Reference | SCE | Com | WaterHeat | Com - Other | Program Administrator Cost Test | Energy Efficiency | 16693.2218 | 20316.5205 | 24657.7649 | 29846.7222 | 36059.0195 | 43496.0356 | 52443.776 | 63112.7129 | 75805.0047 | 91059.6219 | 109328.7375 | 131156.1793 | 157319.1802
Scenario 1: Reference | SCE | Com | WaterHeat | Com - Other | Program Administrator Cost Test | Fuel Substitution | 26798345.7381 | 28142578.5323 | 29506877.8334 | 30930998.9578 | 32376973.374 | 1972972.3282 | 2327041.0811 | 2656608.7352 | 1769457.695 | 1933300.3181 | 2057488.4258 | 2152052.295 | 2225193.0522
Scenario 1: Reference | SCE | Com | WaterHeat | Com - Other | Rate Impact Measure Test | Energy Efficiency | 79318.0227 | 93199.5536 | 108439.4732 | 124920.5751 | 142770.5241 | 161675.4414 | 181267.8122 | 200465.6948 | 217961.3746 | 232473.0307 | 241321.5949 | 240643.0851 | 225514.4078
Scenario 1: Reference | SCE | Com | WaterHeat | Com - Other | Rate Impact Measure Test | Fuel Substitution | 26798345.7381 | 28142578.5323 | 29506877.8334 | 30930998.9578 | 32376973.374 | 34979378.909 | 38703343.5055 | 40335683.9675 | 37988736.5243 | 34178225.0435 | 28325464.5564 | 20867715.0155 | 12130655.8179
Scenario 1: Reference | SCE | Com | WaterHeat | Com - Other | Total Resource Cost Test | Energy Efficiency | 16993.7548 | 20688.9809 | 25118.0745 | 30414.0646 | 36756.9321 | 44353.1949 | 53496.0198 | 64401.9582 | 77381.5205 | 92987.5606 | 111685.1626 | 134033.8742 | 160832.8329
Scenario 1: Reference | SCE | Com | WaterHeat | Com - Other | Total Resource Cost Test | Fuel Substitution | 32887010.1923 | 34392812.9547 | 35365782.4891 | 36408128.5828 | 37118338.0645 | 3626081.1628 | 4214821.6163 | 4750895.0044 | 2478519.3362 | 2714594.908 | 2897900.7736 | 3041951.276 | 3158328.3091
Scenario 1: Reference | SCE | Com | WaterHeat | Com - Refrig. Warehouse | Participant Cost Test | Energy Efficiency | 6.2723 | 3.5286 | 4.3904 | 5.4148 | 6.6641 | 8.1867 | 10.0418 | 12.2846 | 15.0208 | 18.3427 | 22.3664 | 27.2803 | 33.2396
Scenario 1: Reference | SCE | Com | WaterHeat | Com - Refrig. Warehouse | Participant Cost Test | Fuel Substitution | 19519.683 | 18735.3733 | 16021.3713 | 16272.5602 | 15422.5867 | 600.6741 | 756.6144 | 910.3735 | 1041.6432 | 1145.7176 | 1226.4009 | 1289.9151 | 1341.5096
Scenario 1: Reference | SCE | Com | WaterHeat | Com - Refrig. Warehouse | Program Administrator Cost Test | Energy Efficiency | 191.3703 | 105.6588 | 129.0266 | 156.183 | 188.6595 | 227.4786 | 273.8722 | 328.8625 | 394.7007 | 473.1211 | 566.3036 | 678.0405 | 811.0094
Scenario 1: Reference | SCE | Com | WaterHeat | Com - Refrig. Warehouse | Program Administrator Cost Test | Fuel Substitution | 28116.1349 | 29661.3156 | 28158.9579 | 32057.0371 | 34213.9401 | 748.5687 | 943.1865 | 1135.0934 | 1298.9235 | 1428.7975 | 1529.466 | 1608.697 | 1673.047
Scenario 1: Reference | SCE | Com | WaterHeat | Com - Refrig. Warehouse | Rate Impact Measure Test | Energy Efficiency | 932.9026 | 497.3948 | 582.3954 | 670.9915 | 766.7536 | 867.8548 | 971.3622 | 1071.3894 | 1163.1359 | 1236.4421 | 1277.0912 | 1266.9015 | 1177.0224
Scenario 1: Reference | SCE | Com | WaterHeat | Com - Refrig. Warehouse | Rate Impact Measure Test | Fuel Substitution | 28116.1349 | 29661.3156 | 28158.9579 | 32057.0371 | 34213.9401 | 38797.9943 | 43474.5744 | 45639.543 | 44370.5112 | 39940.5555 | 32989.0814 | 24068.201 | 13579.9831
Scenario 1: Reference | SCE | Com | WaterHeat | Com - Refrig. Warehouse | Total Resource Cost Test | Energy Efficiency | 193.5656 | 106.8938 | 130.5632 | 158.0782 | 190.9919 | 230.344 | 277.3868 | 333.1622 | 399.958 | 479.5411 | 574.1319 | 687.5886 | 822.6433
Scenario 1: Reference | SCE | Com | WaterHeat | Com - Refrig. Warehouse | Total Resource Cost Test | Fuel Substitution | 30643.2044 | 32268.1452 | 30590.0741 | 34796.3632 | 37057.7758 | 1048.9057 | 1321.4937 | 1590.2802 | 1819.7451 | 2001.6563 | 2142.6665 | 2253.6545 | 2343.8018
Scenario 1: Reference | SCE | Com | WaterHeat | Com - Restaurant | Participant Cost Test | Energy Efficiency | 348.1947 | 432.0049 | 534.3709 | 659.519 | 812.8448 | 997.8835 | 1222.318 | 1496.506 | 1829.5855 | 2233.4183 | 2724.6398 | 3319.5919 | 4042.1521
Scenario 1: Reference | SCE | Com | WaterHeat | Com - Restaurant | Participant Cost Test | Fuel Substitution | 13294241.7558 | 12798066.0624 | 12258701.7065 | 11750462.0072 | 11254835.4467 | 1000055.1932 | 1247273.5563 | 1488009.7927 | 1692259.6635 | 1854323.2582 | 1980770.9043 | 2080819.5178 | 2162164.4286
Scenario 1: Reference | SCE | Com | WaterHeat | Com - Restaurant | Program Administrator Cost Test | Energy Efficiency | 5204.9583 | 6344.5795 | 7710.6673 | 9350.3368 | 11323.3325 | 13659.3555 | 16441.2962 | 19781.0324 | 23766.1484 | 28512.118 | 34185.3259 | 40935.9027 | 48993.6333
Scenario 1: Reference | SCE | Com | WaterHeat | Com - Restaurant | Program Administrator Cost Test | Fuel Substitution | 17736870.2178 | 18592730.198 | 19562357.6949 | 20752208.0896 | 22124560.6876 | 1195986.0847 | 1486385.6053 | 1767036.9897 | 2002578.7828 | 2186806.7077 | 2328006.2845 | 2437431.9203 | 2524402.5622
Scenario 1: Reference | SCE | Com | WaterHeat | Com - Restaurant | Rate Impact Measure Test | Energy Efficiency | 24199.6088 | 28473.948 | 33170.4149 | 38279.2494 | 43853.173 | 49667.3429 | 55604.4736 | 61503.2703 | 66935.8543 | 71376.4916 | 74115.7934 | 73978.0676 | 69516.6195
Scenario 1: Reference | SCE | Com | WaterHeat | Com - Restaurant | Rate Impact Measure Test | Fuel Substitution | 17736870.2178 | 18592730.198 | 19562357.6949 | 20752208.0896 | 22124560.6876 | 30554334.5466 | 33969935.2197 | 35461040.5445 | 34409153.281 | 31050636.3017 | 25855970.3868 | 19213502.6345 | 11410393.365
Scenario 1: Reference | SCE | Com | WaterHeat | Com - Restaurant | Total Resource Cost Test | Energy Efficiency | 5326.8265 | 6495.7812 | 7897.6971 | 9581.1685 | 11607.8282 | 14008.6148 | 16869.1075 | 20304.8095 | 24406.5033 | 29293.8144 | 35138.9498 | 42097.7599 | 50408.3865
Scenario 1: Reference | SCE | Com | WaterHeat | Com - Restaurant | Total Resource Cost Test | Fuel Substitution | 20221414.0793 | 21153837.7184 | 22213842.1776 | 23520505.5047 | 25018659.388 | 1747250.485 | 2179359.5892 | 2600109.1156 | 2957064.299 | 3240275.8145 | 3461235.7569 | 3636055.3658 | 3778186.9083
Scenario 1: Reference | SCE | Com | WaterHeat | Com - Retail | Participant Cost Test | Energy Efficiency | 70.63 | 143.6087 | 166.5329 | 193.2974 | 224.6966 | 261.4209 | 304.6794 | 356.4872 | 361.1687 | 439.6923 | 534.9809 | 649.9978 | 789.2324
Scenario 1: Reference | SCE | Com | WaterHeat | Com - Retail | Participant Cost Test | Fuel Substitution | 646897.5653 | 622440.1037 | 664331.0081 | 606684.8859 | 532338.0121 | 93406.5289 | 108352.4149 | 121977.8179 | 63622.7824 | 69585.2859 | 74200.0812 | 77813.8719 | 80720.9388
Scenario 1: Reference | SCE | Com | WaterHeat | Com - Retail | Program Administrator Cost Test | Energy Efficiency | 1052.6144 | 1380.0262 | 1650.2922 | 1972.6106 | 2357.9259 | 2814.0472 | 3354.3431 | 4001.0127 | 4677.6571 | 5596.5789 | 6692.448 | 7991.8821 | 9537.8502
Scenario 1: Reference | SCE | Com | WaterHeat | Com - Retail | Program Administrator Cost Test | Fuel Substitution | 754696.4091 | 790527.0889 | 846772.5519 | 886378.8135 | 926051.8816 | 86954.261 | 102009.5366 | 115914.2948 | 75304.8152 | 82079.7106 | 87227.7117 | 91172.1729 | 94269.3065
Scenario 1: Reference | SCE | Com | WaterHeat | Com - Retail | Rate Impact Measure Test | Energy Efficiency | 4892.548 | 5914.1493 | 6831.9099 | 7825.5821 | 8904.707 | 10033.164 | 11177.2171 | 12307.1379 | 13170.742 | 14006.7156 | 14506.2001 | 14439.8005 | 13531.3533
Scenario 1: Reference | SCE | Com | WaterHeat | Com - Retail | Rate Impact Measure Test | Fuel Substitution | 754696.4091 | 790527.0889 | 846772.5519 | 886378.8135 | 926051.8816 | 1202631.492 | 1328230.2481 | 1383146.2157 | 1291289.0783 | 1163111.7576 | 966876.1044 | 717308.2277 | 425369.925
Scenario 1: Reference | SCE | Com | WaterHeat | Com - Retail | Total Resource Cost Test | Energy Efficiency | 1077.3349 | 1433.1873 | 1711.9663 | 2044.1287 | 2440.8699 | 2910.2139 | 3465.9285 | 4130.8979 | 4804.0662 | 5750.4712 | 6879.6914 | 8219.3813 | 9814.0815
Scenario 1: Reference | SCE | Com | WaterHeat | Com - Retail | Total Resource Cost Test | Fuel Substitution | 876343.6038 | 915348.9834 | 1046736.9104 | 1065689.1184 | 1069864.0903 | 163290.5551 | 189418.9666 | 213237.5056 | 111218.5032 | 121642.0313 | 129709.2114 | 136026.2355 | 141107.6883
Scenario 1: Reference | SCE | Com | WaterHeat | Com - School | Participant Cost Test | Energy Efficiency | 118.0417 | 146.2927 | 180.6459 | 222.217 | 272.4022 | 333.509 | 407.1668 | 496.8037 | 605.6832 | 737.851 | 897.6809 | 1092.3744 | 1327.2584
Scenario 1: Reference | SCE | Com | WaterHeat | Com - School | Participant Cost Test | Fuel Substitution | 2966123.7936 | 2873886.142 | 2791145.497 | 2739134.7982 | 2939688.0419 | 653478.145 | 758283.0068 | 854340.675 | 444531.4993 | 484847.7337 | 515380.7602 | 538728.2751 | 556947.58
Scenario 1: Reference | SCE | Com | WaterHeat | Com - School | Program Administrator Cost Test | Energy Efficiency | 1237.3956 | 1508.1067 | 1831.4568 | 2215.7851 | 2671.565 | 3217.2964 | 3863.7411 | 4637.6365 | 5562.3449 | 6666.6293 | 7980.128 | 9555.0936 | 11424.0502
Scenario 1: Reference | SCE | Com | WaterHeat | Com - School | Program Administrator Cost Test | Fuel Substitution | 3584751.0471 | 3747100.6575 | 3954272.7796 | 4185712.4356 | 4673165.9131 | 587206.7729 | 688133.4456 | 780731.6214 | 490687.342 | 532636.3257 | 563523.3876 | 586334.4527 | 603412.3668
Scenario 1: Reference | SCE | Com | WaterHeat | Com - School | Rate Impact Measure Test | Energy Efficiency | 5519.996 | 6492.2061 | 7556.0559 | 8699.3064 | 9923.2418 | 11223.11 | 12542.7572 | 13852.8413 | 15071.2626 | 16089.5071 | 16734.7269 | 16791.224 | 15909.1077
Scenario 1: Reference | SCE | Com | WaterHeat | Com - School | Rate Impact Measure Test | Fuel Substitution | 3584751.0471 | 3747100.6575 | 3954272.7796 | 4185712.4356 | 4673165.9131 | 5765532.9663 | 6413429.1906 | 6701540.6866 | 6161272.8693 | 5559720.9922 | 4641181.2719 | 3479362.7476 | 2128011.4748
Scenario 1: Reference | SCE | Com | WaterHeat | Com - School | Total Resource Cost Test | Energy Efficiency | 1278.7102 | 1559.3092 | 1894.6829 | 2293.561 | 2766.9058 | 3334.0245 | 4006.2494 | 4811.5178 | 5774.334 | 6924.8771 | 8294.3163 | 9937.4246 | 11888.5907
Scenario 1: Reference | SCE | Com | WaterHeat | Com - School | Total Resource Cost Test | Fuel Substitution | 4419284.8319 | 4603242.617 | 4840560.278 | 5146910.2777 | 5964413.7677 | 1142128.2428 | 1325302.0596 | 1493169.2013 | 776902.2268 | 847361.8886 | 900721.6055 | 941522.442 | 973360.6561
Scenario 1: Reference | SCE | Com | WaterHeat | Com - Warehouse | Participant Cost Test | Energy Efficiency | 13.3696 | 16.494 | 20.2669 | 24.8836 | 30.5554 | 37.3981 | 45.6723 | 145.703 | 67.9166 | 82.6624 | 100.553 | 122.1368 | 148.3552
Scenario 1: Reference | SCE | Com | WaterHeat | Com - Warehouse | Participant Cost Test | Fuel Substitution | 67001.2312 | 64933.8628 | 70333.3891 | 65528.7486 | 59809.6075 | 6936.7721 | 8045.8158 | 9046.0944 | 4706.7561 | 5147.5404 | 5489.1241 | 5757.5634 | 5975.5486
Scenario 1: Reference | SCE | Com | WaterHeat | Com - Warehouse | Program Administrator Cost Test | Energy Efficiency | 212.7985 | 257.8976 | 311.3128 | 375.5147 | 453.0225 | 544.7702 | 653.6828 | 928.5657 | 938.5052 | 1122.4508 | 1341.7433 | 1601.5953 | 1911.869
Scenario 1: Reference | SCE | Com | WaterHeat | Com - Warehouse | Program Administrator Cost Test | Fuel Substitution | 81987.2899 | 86133.5825 | 92075.7762 | 96553.1608 | 101656.9765 | 6497.8096 | 7622.5062 | 8653.7213 | 5640.5892 | 6146.4835 | 6530.9493 | 6826.2431 | 7060.1631
Scenario 1: Reference | SCE | Com | WaterHeat | Com - Warehouse | Rate Impact Measure Test | Energy Efficiency | 995.095 | 1164.1738 | 1347.0882 | 1546.3578 | 1764.7862 | 1992.4496 | 2223.5481 | 2707.6853 | 2657.7579 | 2824.5435 | 2922.8099 | 2905.9666 | 2720.0575
Scenario 1: Reference | SCE | Com | WaterHeat | Com - Warehouse | Rate Impact Measure Test | Fuel Substitution | 81987.2899 | 86133.5825 | 92075.7762 | 96553.1608 | 101656.9765 | 95239.9877 | 105051.0524 | 109294.2895 | 102193.7951 | 91979.4303 | 76377.2233 | 56552.7027 | 33368.2872
Scenario 1: Reference | SCE | Com | WaterHeat | Com - Warehouse | Total Resource Cost Test | Energy Efficiency | 217.4779 | 263.6705 | 318.4062 | 384.224 | 463.7169 | 557.8595 | 669.6681 | 987.199 | 962.276 | 1151.3826 | 1376.9368 | 1644.3432 | 1963.7933
Scenario 1: Reference | SCE | Com | WaterHeat | Com - Warehouse | Total Resource Cost Test | Fuel Substitution | 97604.6624 | 102249.2944 | 116748.2022 | 119972.4445 | 122874.5033 | 12124.6138 | 14063.473 | 15812.082 | 8226.8664 | 8997.4048 | 9594.4971 | 10063.7063 | 10444.7094
Scenario 1: Reference | SCE | Com | WholeBlg | Com - College | Participant Cost Test | Energy Efficiency | 405119.2511 | 414180.57 | 424110.1083 | 436138.5863 | 449834.6938 | 463986.3184 | 480296.7953 | 495297.1795 | 510493.1741 | 526602.7393 | 541112.8248 | 553820.1204 | 565608.7788
Scenario 1: Reference | SCE | Com | WholeBlg | Com - College | Program Administrator Cost Test | Energy Efficiency | 405119.2511 | 414180.57 | 424110.1083 | 436138.5863 | 449834.6938 | 463986.3184 | 480296.7953 | 495297.1795 | 510493.1741 | 526602.7393 | 541112.8248 | 553820.1204 | 565608.7788
Scenario 1: Reference | SCE | Com | WholeBlg | Com - College | Rate Impact Measure Test | Energy Efficiency | 405119.2511 | 414180.57 | 424110.1083 | 436138.5863 | 449834.6938 | 463986.3184 | 480296.7953 | 495297.1795 | 510493.1741 | 526602.7393 | 541112.8248 | 553820.1204 | 565608.7788
Scenario 1: Reference | SCE | Com | WholeBlg | Com - College | Total Resource Cost Test | Energy Efficiency | 405119.2511 | 414180.57 | 424110.1083 | 436138.5863 | 449834.6938 | 463986.3184 | 480296.7953 | 495297.1795 | 510493.1741 | 526602.7393 | 541112.8248 | 553820.1204 | 565608.7788
Scenario 1: Reference | SCE | Com | WholeBlg | Com - Grocery | Participant Cost Test | Energy Efficiency | 1389079.688 | 1421369.8259 | 1458326.6398 | 1500612.6028 | 1549809.7611 | 1599694.9107 | 1650527.7858 | 1699819.905 | 1750962.9504 | 1801259.1849 | 1850908.9917 | 1893355.5925 | 1882370.3798
Scenario 1: Reference | SCE | Com | WholeBlg | Com - Grocery | Program Administrator Cost Test | Energy Efficiency | 1389079.688 | 1421369.8259 | 1458326.6398 | 1500612.6028 | 1549809.7611 | 1599694.9107 | 1650527.7858 | 1699819.905 | 1750962.9504 | 1801259.1849 | 1850908.9917 | 1893355.5925 | 1882370.3798
Scenario 1: Reference | SCE | Com | WholeBlg | Com - Grocery | Rate Impact Measure Test | Energy Efficiency | 1389079.688 | 1421369.8259 | 1458326.6398 | 1500612.6028 | 1549809.7611 | 1599694.9107 | 1650527.7858 | 1699819.905 | 1750962.9504 | 1801259.1849 | 1850908.9917 | 1893355.5925 | 1882370.3798
Scenario 1: Reference | SCE | Com | WholeBlg | Com - Grocery | Total Resource Cost Test | Energy Efficiency | 1389079.688 | 1421369.8259 | 1458326.6398 | 1500612.6028 | 1549809.7611 | 1599694.9107 | 1650527.7858 | 1699819.905 | 1750962.9504 | 1801259.1849 | 1850908.9917 | 1893355.5925 | 1882370.3798
Scenario 1: Reference | SCE | Com | WholeBlg | Com - Health | Participant Cost Test | Energy Efficiency | 1324451.3601 | 1360349.3357 | 1399105.4995 | 1443891.0478 | 1494917.5944 | 1546299.8489 | 1603735.7469 | 1656909.515 | 1711130.5957 | 1766714.0259 | 1819572.3729 | 1864964.6902 | 1906258.0273
Scenario 1: Reference | SCE | Com | WholeBlg | Com - Health | Program Administrator Cost Test | Energy Efficiency | 1324451.3601 | 1360349.3357 | 1399105.4995 | 1443891.0478 | 1494917.5944 | 1546299.8489 | 1603735.7469 | 1656909.515 | 1711130.5957 | 1766714.0259 | 1819572.3729 | 1864964.6902 | 1906258.0273
Scenario 1: Reference | SCE | Com | WholeBlg | Com - Health | Rate Impact Measure Test | Energy Efficiency | 1324451.3601 | 1360349.3357 | 1399105.4995 | 1443891.0478 | 1494917.5944 | 1546299.8489 | 1603735.7469 | 1656909.515 | 1711130.5957 | 1766714.0259 | 1819572.3729 | 1864964.6902 | 1906258.0273
Scenario 1: Reference | SCE | Com | WholeBlg | Com - Health | Total Resource Cost Test | Energy Efficiency | 1324451.3601 | 1360349.3357 | 1399105.4995 | 1443891.0478 | 1494917.5944 | 1546299.8489 | 1603735.7469 | 1656909.515 | 1711130.5957 | 1766714.0259 | 1819572.3729 | 1864964.6902 | 1906258.0273
Scenario 1: Reference | SCE | Com | WholeBlg | Com - Lodging | Participant Cost Test | Energy Efficiency | 626508.9715 | 641522.3631 | 657100.1646 | 676475.7319 | 698633.6531 | 721014.1877 | 746246.6696 | 769702.8806 | 793458.9308 | 818182.8958 | 841407.8339 | 860906.0506 | 874772.4748
Scenario 1: Reference | SCE | Com | WholeBlg | Com - Lodging | Program Administrator Cost Test | Energy Efficiency | 626508.9715 | 641522.3631 | 657100.1646 | 676475.7319 | 698633.6531 | 721014.1877 | 746246.6696 | 769702.8806 | 793458.9308 | 818182.8958 | 841407.8339 | 860906.0506 | 874772.4748
Scenario 1: Reference | SCE | Com | WholeBlg | Com - Lodging | Rate Impact Measure Test | Energy Efficiency | 626508.9715 | 641522.3631 | 657100.1646 | 676475.7319 | 698633.6531 | 721014.1877 | 746246.6696 | 769702.8806 | 793458.9308 | 818182.8958 | 841407.8339 | 860906.0506 | 874772.4748
Scenario 1: Reference | SCE | Com | WholeBlg | Com - Lodging | Total Resource Cost Test | Energy Efficiency | 626508.9715 | 641522.3631 | 657100.1646 | 676475.7319 | 698633.6531 | 721014.1877 | 746246.6696 | 769702.8806 | 793458.9308 | 818182.8958 | 841407.8339 | 860906.0506 | 874772.4748
Scenario 1: Reference | SCE | Com | WholeBlg | Com - Office (Large) | Participant Cost Test | Energy Efficiency | 2635960.823 | 2677002.403 | 2722170.9986 | 2776495.0125 | 2841341.5458 | 2905912.9996 | 2981897.8612 | 3048006.1267 | 3113859.0458 | 3181292.2179 | 3241307.486 | 3287586.7762 | 3368874.4859
Scenario 1: Reference | SCE | Com | WholeBlg | Com - Office (Large) | Program Administrator Cost Test | Energy Efficiency | 2635960.823 | 2677002.403 | 2722170.9986 | 2776495.0125 | 2841341.5458 | 2905912.9996 | 2981897.8612 | 3048006.1267 | 3113859.0458 | 3181292.2179 | 3241307.486 | 3287586.7762 | 3368874.4859
Scenario 1: Reference | SCE | Com | WholeBlg | Com - Office (Large) | Rate Impact Measure Test | Energy Efficiency | 2635960.823 | 2677002.403 | 2722170.9986 | 2776495.0125 | 2841341.5458 | 2905912.9996 | 2981897.8612 | 3048006.1267 | 3113859.0458 | 3181292.2179 | 3241307.486 | 3287586.7762 | 3368874.4859
Scenario 1: Reference | SCE | Com | WholeBlg | Com - Office (Large) | Total Resource Cost Test | Energy Efficiency | 2635960.823 | 2677002.403 | 2722170.9986 | 2776495.0125 | 2841341.5458 | 2905912.9996 | 2981897.8612 | 3048006.1267 | 3113859.0458 | 3181292.2179 | 3241307.486 | 3287586.7762 | 3368874.4859
Scenario 1: Reference | SCE | Com | WholeBlg | Com - Office (Small) | Participant Cost Test | Energy Efficiency | 462751.6171 | 471218.3861 | 480762.2474 | 492092.2525 | 505372.1495 | 518643.318 | 533362.3105 | 546730.5707 | 560277.2212 | 574414.9761 | 587072.3227 | 597323.9151 | 606162.0884
Scenario 1: Reference | SCE | Com | WholeBlg | Com - Office (Small) | Program Administrator Cost Test | Energy Efficiency | 462751.6171 | 471218.3861 | 480762.2474 | 492092.2525 | 505372.1495 | 518643.318 | 533362.3105 | 546730.5707 | 560277.2212 | 574414.9761 | 587072.3227 | 597323.9151 | 606162.0884
Scenario 1: Reference | SCE | Com | WholeBlg | Com - Office (Small) | Rate Impact Measure Test | Energy Efficiency | 462751.6171 | 471218.3861 | 480762.2474 | 492092.2525 | 505372.1495 | 518643.318 | 533362.3105 | 546730.5707 | 560277.2212 | 574414.9761 | 587072.3227 | 597323.9151 | 606162.0884
Scenario 1: Reference | SCE | Com | WholeBlg | Com - Office (Small) | Total Resource Cost Test | Energy Efficiency | 462751.6171 | 471218.3861 | 480762.2474 | 492092.2525 | 505372.1495 | 518643.318 | 533362.3105 | 546730.5707 | 560277.2212 | 574414.9761 | 587072.3227 | 597323.9151 | 606162.0884
Scenario 1: Reference | SCE | Com | WholeBlg | Com - Other | Participant Cost Test | Energy Efficiency | 2013428.1542 | 2052912.0211 | 2094924.9467 | 2147923.2248 | 2209258.7483 | 2270928.7303 | 2343213.3452 | 2408463.8385 | 2474208.6007 | 2542029.7342 | 2604876.0491 | 2656501.3684 | 2731620.5382
Scenario 1: Reference | SCE | Com | WholeBlg | Com - Other | Program Administrator Cost Test | Energy Efficiency | 2013428.1542 | 2052912.0211 | 2094924.9467 | 2147923.2248 | 2209258.7483 | 2270928.7303 | 2343213.3452 | 2408463.8385 | 2474208.6007 | 2542029.7342 | 2604876.0491 | 2656501.3684 | 2731620.5382
Scenario 1: Reference | SCE | Com | WholeBlg | Com - Other | Rate Impact Measure Test | Energy Efficiency | 2013428.1542 | 2052912.0211 | 2094924.9467 | 2147923.2248 | 2209258.7483 | 2270928.7303 | 2343213.3452 | 2408463.8385 | 2474208.6007 | 2542029.7342 | 2604876.0491 | 2656501.3684 | 2731620.5382
Scenario 1: Reference | SCE | Com | WholeBlg | Com - Other | Total Resource Cost Test | Energy Efficiency | 2013428.1542 | 2052912.0211 | 2094924.9467 | 2147923.2248 | 2209258.7483 | 2270928.7303 | 2343213.3452 | 2408463.8385 | 2474208.6007 | 2542029.7342 | 2604876.0491 | 2656501.3684 | 2731620.5382
Scenario 1: Reference | SCE | Com | WholeBlg | Com - Refrig. Warehouse | Participant Cost Test | Energy Efficiency | 154922.5826 | 160654.0518 | 166809.8237 | 174110.1441 | 182170.5277 | 190011.8402 | 197795.0662 | 205643.5012 | 213845.7028 | 221834.0838 | 230084.8197 | 237425.5221 | 235106.6371
Scenario 1: Reference | SCE | Com | WholeBlg | Com - Refrig. Warehouse | Program Administrator Cost Test | Energy Efficiency | 154922.5826 | 160654.0518 | 166809.8237 | 174110.1441 | 182170.5277 | 190011.8402 | 197795.0662 | 205643.5012 | 213845.7028 | 221834.0838 | 230084.8197 | 237425.5221 | 235106.6371
Scenario 1: Reference | SCE | Com | WholeBlg | Com - Refrig. Warehouse | Rate Impact Measure Test | Energy Efficiency | 154922.5826 | 160654.0518 | 166809.8237 | 174110.1441 | 182170.5277 | 190011.8402 | 197795.0662 | 205643.5012 | 213845.7028 | 221834.0838 | 230084.8197 | 237425.5221 | 235106.6371
Scenario 1: Reference | SCE | Com | WholeBlg | Com - Refrig. Warehouse | Total Resource Cost Test | Energy Efficiency | 154922.5826 | 160654.0518 | 166809.8237 | 174110.1441 | 182170.5277 | 190011.8402 | 197795.0662 | 205643.5012 | 213845.7028 | 221834.0838 | 230084.8197 | 237425.5221 | 235106.6371
Scenario 1: Reference | SCE | Com | WholeBlg | Com - Restaurant | Participant Cost Test | Energy Efficiency | 1197953.3383 | 1239875.7011 | 1286143.613 | 1341276.9695 | 1404436.9029 | 1468651.4413 | 1536282.8256 | 1605621.0149 | 1678552.989 | 1752951.2263 | 1829801.6426 | 1902550.7264 | 1938001.4004
Scenario 1: Reference | SCE | Com | WholeBlg | Com - Restaurant | Program Administrator Cost Test | Energy Efficiency | 1231688.1069 | 1278469.6933 | 1330087.7749 | 1391057.7853 | 1460627.7306 | 1530816.1856 | 1604348.536 | 1680172.8521 | 1759725.6663 | 1840673.9521 | 1924390.3426 | 2003935.7636 | 2046426.9476
Scenario 1: Reference | SCE | Com | WholeBlg | Com - Restaurant | Rate Impact Measure Test | Energy Efficiency | 1572642.6336 | 1658810.3901 | 1748593.955 | 1844848.3999 | 1946907.1389 | 2035978.5375 | 2116260.5139 | 2189188.9559 | 2249578.8906 | 2290852.6931 | 2312377.3231 | 2299941.8874 | 2215903.9165
Scenario 1: Reference | SCE | Com | WholeBlg | Com - Restaurant | Total Resource Cost Test | Energy Efficiency | 1260467.8495 | 1312667.6406 | 1370560.2548 | 1438747.4468 | 1516664.9184 | 1595406.9384 | 1678098.1994 | 1764489.1379 | 1855650.0034 | 1949109.7109 | 2046838.2548 | 2141557.2938 | 2200965.1999
Scenario 1: Reference | SCE | Com | WholeBlg | Com - Retail | Participant Cost Test | Energy Efficiency | 1781243.429 | 1841886.1446 | 1909093.7404 | 1988603.4223 | 2082974.0629 | 2182566.6743 | 2295258.7117 | 2413092.1957 | 2536678.8931 | 2668215.5935 | 2806279.141 | 2944308.4388 | 3107029.3487
Scenario 1: Reference | SCE | Com | WholeBlg | Com - Retail | Program Administrator Cost Test | Energy Efficiency | 1888506.5968 | 1964575.4341 | 2047469.1724 | 2144839.7413 | 2259600.5063 | 2380062.223 | 2513881.9761 | 2655482.3182 | 2802914.1728 | 2958559.426 | 3122362.3682 | 3286076.9221 | 3475568.5527
Scenario 1: Reference | SCE | Com | WholeBlg | Com - Retail | Rate Impact Measure Test | Energy Efficiency | 3045302.6974 | 3254456.294 | 3453326.9483 | 3664391.2385 | 3890497.9166 | 4092380.4782 | 4268076.0893 | 4420983.1776 | 4516691.6232 | 4547632.6582 | 4504670.5846 | 4349623.2037 | 4089146.5197
Scenario 1: Reference | SCE | Com | WholeBlg | Com - Retail | Total Resource Cost Test | Energy Efficiency | 1975896.6005 | 2068311.9487 | 2168971.4556 | 2287404.0825 | 2427213.9833 | 2575125.2791 | 2738808.099 | 2915479.4835 | 3100929.8326 | 3298062.1158 | 3508869.1352 | 3723613.5098 | 3970143.2605
Scenario 1: Reference | SCE | Com | WholeBlg | Com - School | Participant Cost Test | Energy Efficiency | 486725.8295 | 495459.4778 | 504783.2666 | 516707.2602 | 530507.6078 | 544315.6252 | 560520.7318 | 575010.5475 | 589371.259 | 604213.2329 | 617341.2685 | 627709.1691 | 641722.8336
Scenario 1: Reference | SCE | Com | WholeBlg | Com - School | Program Administrator Cost Test | Energy Efficiency | 486725.8295 | 495459.4778 | 504783.2666 | 516707.2602 | 530507.6078 | 544315.6252 | 560520.7318 | 575010.5475 | 589371.259 | 604213.2329 | 617341.2685 | 627709.1691 | 641722.8336
Scenario 1: Reference | SCE | Com | WholeBlg | Com - School | Rate Impact Measure Test | Energy Efficiency | 486725.8295 | 495459.4778 | 504783.2666 | 516707.2602 | 530507.6078 | 544315.6252 | 560520.7318 | 575010.5475 | 589371.259 | 604213.2329 | 617341.2685 | 627709.1691 | 641722.8336
Scenario 1: Reference | SCE | Com | WholeBlg | Com - School | Total Resource Cost Test | Energy Efficiency | 486725.8295 | 495459.4778 | 504783.2666 | 516707.2602 | 530507.6078 | 544315.6252 | 560520.7318 | 575010.5475 | 589371.259 | 604213.2329 | 617341.2685 | 627709.1691 | 641722.8336
Scenario 1: Reference | SCE | Com | WholeBlg | Com - Warehouse | Participant Cost Test | Energy Efficiency | 885283.0545 | 918373.5473 | 954436.6596 | 999764.5637 | 1054429.6668 | 1110923.8213 | 1172790.9677 | 1237687.0912 | 1305342.6725 | 1378635.3891 | 1455225.9705 | 1530750.4597 | 1617811.6433
Scenario 1: Reference | SCE | Com | WholeBlg | Com - Warehouse | Program Administrator Cost Test | Energy Efficiency | 886217.7931 | 917718.9939 | 951561.0921 | 993827.362 | 1044275.117 | 1095448.533 | 1150764.18 | 1207415.8834 | 1265314.2002 | 1326936.8599 | 1389590.081 | 1449041.1448 | 1516842.4718
Scenario 1: Reference | SCE | Com | WholeBlg | Com - Warehouse | Rate Impact Measure Test | Energy Efficiency | 1116541.4114 | 1179744.6306 | 1242541.1978 | 1316327.9178 | 1401355.1803 | 1477238.4714 | 1546949.7485 | 1610378.757 | 1658543.8972 | 1693890.9113 | 1710176.6052 | 1696093.5638 | 1660129.2931
Scenario 1: Reference | SCE | Com | WholeBlg | Com - Warehouse | Total Resource Cost Test | Energy Efficiency | 927337.4715 | 968256.9198 | 1012757.1412 | 1068522.2202 | 1136139.8509 | 1205801.9207 | 1281366.7076 | 1361957.9297 | 1445648.3191 | 1536247.8146 | 1631777.486 | 1726888.1779 | 1836115.3154
Scenario 1: Reference | SCE | Ind | WholeBlg | Ind - All Other Industrial | Participant Cost Test | Energy Efficiency | 76022.9118 | 75881.8495 | 75933.9762 | 76107.5187 | 76216.1085 | 76282.1701 | 76329.909 | 76362.0628 | 76383.7194 | 76382.4622 | 76330.0566 | 76290.9394 | 76234.0135
Scenario 1: Reference | SCE | Ind | WholeBlg | Ind - All Other Industrial | Program Administrator Cost Test | Energy Efficiency | 76022.9118 | 75881.8495 | 75933.9762 | 76107.5187 | 76216.1085 | 76282.1701 | 76329.909 | 76362.0628 | 76383.7194 | 76382.4622 | 76330.0566 | 76290.9394 | 76234.0135
Scenario 1: Reference | SCE | Ind | WholeBlg | Ind - All Other Industrial | Rate Impact Measure Test | Energy Efficiency | 76022.9118 | 75881.8495 | 75933.9762 | 76107.5187 | 76216.1085 | 76282.1701 | 76329.909 | 76362.0628 | 76383.7194 | 76382.4622 | 76330.0566 | 76290.9394 | 76234.0135
Scenario 1: Reference | SCE | Ind | WholeBlg | Ind - All Other Industrial | Total Resource Cost Test | Energy Efficiency | 76022.9118 | 75881.8495 | 75933.9762 | 76107.5187 | 76216.1085 | 76282.1701 | 76329.909 | 76362.0628 | 76383.7194 | 76382.4622 | 76330.0566 | 76290.9394 | 76234.0135
Scenario 1: Reference | SCE | Ind | WholeBlg | Ind - Chemicals | Participant Cost Test | Energy Efficiency | 230192.5517 | 231711.432 | 233778.3864 | 236110.0864 | 238177.569 | 239907.2236 | 241366.6268 | 242558.7643 | 243768.3052 | 244878.3849 | 245758.3901 | 246567.4341 | 247232.6284
Scenario 1: Reference | SCE | Ind | WholeBlg | Ind - Chemicals | Program Administrator Cost Test | Energy Efficiency | 230192.5517 | 231711.432 | 233778.3864 | 236110.0864 | 238177.569 | 239907.2236 | 241366.6268 | 242558.7643 | 243768.3052 | 244878.3849 | 245758.3901 | 246567.4341 | 247232.6284
Scenario 1: Reference | SCE | Ind | WholeBlg | Ind - Chemicals | Rate Impact Measure Test | Energy Efficiency | 230192.5517 | 231711.432 | 233778.3864 | 236110.0864 | 238177.569 | 239907.2236 | 241366.6268 | 242558.7643 | 243768.3052 | 244878.3849 | 245758.3901 | 246567.4341 | 247232.6284
Scenario 1: Reference | SCE | Ind | WholeBlg | Ind - Chemicals | Total Resource Cost Test | Energy Efficiency | 230192.5517 | 231711.432 | 233778.3864 | 236110.0864 | 238177.569 | 239907.2236 | 241366.6268 | 242558.7643 | 243768.3052 | 244878.3849 | 245758.3901 | 246567.4341 | 247232.6284
Scenario 1: Reference | SCE | Ind | WholeBlg | Ind - Electronics | Participant Cost Test | Energy Efficiency | 113169.5309 | 113196.1567 | 113571.857 | 114150.8704 | 114639.0733 | 115091.2944 | 115528.8102 | 115948.1834 | 116344.2272 | 116685.3032 | 116923.5489 | 117155.8397 | 117342.1311
Scenario 1: Reference | SCE | Ind | WholeBlg | Ind - Electronics | Program Administrator Cost Test | Energy Efficiency | 113169.5309 | 113196.1567 | 113571.857 | 114150.8704 | 114639.0733 | 115091.2944 | 115528.8102 | 115948.1834 | 116344.2272 | 116685.3032 | 116923.5489 | 117155.8397 | 117342.1311
Scenario 1: Reference | SCE | Ind | WholeBlg | Ind - Electronics | Rate Impact Measure Test | Energy Efficiency | 113169.5309 | 113196.1567 | 113571.857 | 114150.8704 | 114639.0733 | 115091.2944 | 115528.8102 | 115948.1834 | 116344.2272 | 116685.3032 | 116923.5489 | 117155.8397 | 117342.1311
Scenario 1: Reference | SCE | Ind | WholeBlg | Ind - Electronics | Total Resource Cost Test | Energy Efficiency | 113169.5309 | 113196.1567 | 113571.857 | 114150.8704 | 114639.0733 | 115091.2944 | 115528.8102 | 115948.1834 | 116344.2272 | 116685.3032 | 116923.5489 | 117155.8397 | 117342.1311
Scenario 1: Reference | SCE | Ind | WholeBlg | Ind - Fabricated Metals | Participant Cost Test | Energy Efficiency | 156374.9788 | 157328.2238 | 158837.1482 | 160139.618 | 161105.195 | 161777.3971 | 162302.3191 | 162716.7497 | 163084.4395 | 163384.3689 | 163505.4397 | 163557.0821 | 163485.6393
Scenario 1: Reference | SCE | Ind | WholeBlg | Ind - Fabricated Metals | Program Administrator Cost Test | Energy Efficiency | 156374.9788 | 157328.2238 | 158837.1482 | 160139.618 | 161105.195 | 161777.3971 | 162302.3191 | 162716.7497 | 163084.4395 | 163384.3689 | 163505.4397 | 163557.0821 | 163485.6393
Scenario 1: Reference | SCE | Ind | WholeBlg | Ind - Fabricated Metals | Rate Impact Measure Test | Energy Efficiency | 156374.9788 | 157328.2238 | 158837.1482 | 160139.618 | 161105.195 | 161777.3971 | 162302.3191 | 162716.7497 | 163084.4395 | 163384.3689 | 163505.4397 | 163557.0821 | 163485.6393
Scenario 1: Reference | SCE | Ind | WholeBlg | Ind - Fabricated Metals | Total Resource Cost Test | Energy Efficiency | 156374.9788 | 157328.2238 | 158837.1482 | 160139.618 | 161105.195 | 161777.3971 | 162302.3191 | 162716.7497 | 163084.4395 | 163384.3689 | 163505.4397 | 163557.0821 | 163485.6393
Scenario 1: Reference | SCE | Ind | WholeBlg | Ind - Food | Participant Cost Test | Energy Efficiency | 325509.4906 | 324010.5809 | 323468.6945 | 323495.8382 | 323265.5753 | 322946.515 | 322642.7203 | 322225.2599 | 321764.8991 | 321183.771 | 320341.5753 | 319484.973 | 318522.914
Scenario 1: Reference | SCE | Ind | WholeBlg | Ind - Food | Program Administrator Cost Test | Energy Efficiency | 325509.4906 | 324010.5809 | 323468.6945 | 323495.8382 | 323265.5753 | 322946.515 | 322642.7203 | 322225.2599 | 321764.8991 | 321183.771 | 320341.5753 | 319484.973 | 318522.914
Scenario 1: Reference | SCE | Ind | WholeBlg | Ind - Food | Rate Impact Measure Test | Energy Efficiency | 325509.4906 | 324010.5809 | 323468.6945 | 323495.8382 | 323265.5753 | 322946.515 | 322642.7203 | 322225.2599 | 321764.8991 | 321183.771 | 320341.5753 | 319484.973 | 318522.914
Scenario 1: Reference | SCE | Ind | WholeBlg | Ind - Food | Total Resource Cost Test | Energy Efficiency | 325509.4906 | 324010.5809 | 323468.6945 | 323495.8382 | 323265.5753 | 322946.515 | 322642.7203 | 322225.2599 | 321764.8991 | 321183.771 | 320341.5753 | 319484.973 | 318522.914
Scenario 1: Reference | SCE | Ind | WholeBlg | Ind - Industrial Machinery | Participant Cost Test | Energy Efficiency | 48913.5283 | 49245.0134 | 49771.3299 | 50188.3899 | 50450.3252 | 50622.8389 | 50796.6747 | 50944.449 | 51087.0341 | 51212.8436 | 51275.0604 | 51311.4908 | 51306.9952
Scenario 1: Reference | SCE | Ind | WholeBlg | Ind - Industrial Machinery | Program Administrator Cost Test | Energy Efficiency | 48913.5283 | 49245.0134 | 49771.3299 | 50188.3899 | 50450.3252 | 50622.8389 | 50796.6747 | 50944.449 | 51087.0341 | 51212.8436 | 51275.0604 | 51311.4908 | 51306.9952
Scenario 1: Reference | SCE | Ind | WholeBlg | Ind - Industrial Machinery | Rate Impact Measure Test | Energy Efficiency | 48913.5283 | 49245.0134 | 49771.3299 | 50188.3899 | 50450.3252 | 50622.8389 | 50796.6747 | 50944.449 | 51087.0341 | 51212.8436 | 51275.0604 | 51311.4908 | 51306.9952
Scenario 1: Reference | SCE | Ind | WholeBlg | Ind - Industrial Machinery | Total Resource Cost Test | Energy Efficiency | 48913.5283 | 49245.0134 | 49771.3299 | 50188.3899 | 50450.3252 | 50622.8389 | 50796.6747 | 50944.449 | 51087.0341 | 51212.8436 | 51275.0604 | 51311.4908 | 51306.9952
Scenario 1: Reference | SCE | Ind | WholeBlg | Ind - Lumber & Furniture | Participant Cost Test | Energy Efficiency | 26945.7403 | 26881.8837 | 26901.3015 | 26965.8283 | 27012.7432 | 27030.5201 | 27023.2779 | 27010.6425 | 26994.2814 | 26968.2789 | 26922.9363 | 26876.7951 | 26819.9273
Scenario 1: Reference | SCE | Ind | WholeBlg | Ind - Lumber & Furniture | Program Administrator Cost Test | Energy Efficiency | 26945.7403 | 26881.8837 | 26901.3015 | 26965.8283 | 27012.7432 | 27030.5201 | 27023.2779 | 27010.6425 | 26994.2814 | 26968.2789 | 26922.9363 | 26876.7951 | 26819.9273
Scenario 1: Reference | SCE | Ind | WholeBlg | Ind - Lumber & Furniture | Rate Impact Measure Test | Energy Efficiency | 26945.7403 | 26881.8837 | 26901.3015 | 26965.8283 | 27012.7432 | 27030.5201 | 27023.2779 | 27010.6425 | 26994.2814 | 26968.2789 | 26922.9363 | 26876.7951 | 26819.9273
Scenario 1: Reference | SCE | Ind | WholeBlg | Ind - Lumber & Furniture | Total Resource Cost Test | Energy Efficiency | 26945.7403 | 26881.8837 | 26901.3015 | 26965.8283 | 27012.7432 | 27030.5201 | 27023.2779 | 27010.6425 | 26994.2814 | 26968.2789 | 26922.9363 | 26876.7951 | 26819.9273
Scenario 1: Reference | SCE | Ind | WholeBlg | Ind - Paper | Participant Cost Test | Energy Efficiency | 105509.5343 | 103420.1569 | 101899.4207 | 100854.9625 | 99852.9171 | 98805.3754 | 97916.2842 | 97148.2194 | 96537.7646 | 96051.7881 | 95602.7111 | 95226.5387 | 94877.6773
Scenario 1: Reference | SCE | Ind | WholeBlg | Ind - Paper | Program Administrator Cost Test | Energy Efficiency | 105509.5343 | 103420.1569 | 101899.4207 | 100854.9625 | 99852.9171 | 98805.3754 | 97916.2842 | 97148.2194 | 96537.7646 | 96051.7881 | 95602.7111 | 95226.5387 | 94877.6773
Scenario 1: Reference | SCE | Ind | WholeBlg | Ind - Paper | Rate Impact Measure Test | Energy Efficiency | 105509.5343 | 103420.1569 | 101899.4207 | 100854.9625 | 99852.9171 | 98805.3754 | 97916.2842 | 97148.2194 | 96537.7646 | 96051.7881 | 95602.7111 | 95226.5387 | 94877.6773
Scenario 1: Reference | SCE | Ind | WholeBlg | Ind - Paper | Total Resource Cost Test | Energy Efficiency | 105509.5343 | 103420.1569 | 101899.4207 | 100854.9625 | 99852.9171 | 98805.3754 | 97916.2842 | 97148.2194 | 96537.7646 | 96051.7881 | 95602.7111 | 95226.5387 | 94877.6773
Scenario 1: Reference | SCE | Ind | WholeBlg | Ind - Petroleum | Participant Cost Test | Energy Efficiency | 404000.5214 | 402029.3447 | 401344.4965 | 401469.9207 | 401297.1248 | 401024.7136 | 400673.9146 | 400250.2771 | 399765.7227 | 399095.4138 | 398082.6549 | 397072.3097 | 395951.0845
Scenario 1: Reference | SCE | Ind | WholeBlg | Ind - Petroleum | Program Administrator Cost Test | Energy Efficiency | 404000.5214 | 402029.3447 | 401344.4965 | 401469.9207 | 401297.1248 | 401024.7136 | 400673.9146 | 400250.2771 | 399765.7227 | 399095.4138 | 398082.6549 | 397072.3097 | 395951.0845
Scenario 1: Reference | SCE | Ind | WholeBlg | Ind - Petroleum | Rate Impact Measure Test | Energy Efficiency | 404000.5214 | 402029.3447 | 401344.4965 | 401469.9207 | 401297.1248 | 401024.7136 | 400673.9146 | 400250.2771 | 399765.7227 | 399095.4138 | 398082.6549 | 397072.3097 | 395951.0845
Scenario 1: Reference | SCE | Ind | WholeBlg | Ind - Petroleum | Total Resource Cost Test | Energy Efficiency | 404000.5214 | 402029.3447 | 401344.4965 | 401469.9207 | 401297.1248 | 401024.7136 | 400673.9146 | 400250.2771 | 399765.7227 | 399095.4138 | 398082.6549 | 397072.3097 | 395951.0845
Scenario 1: Reference | SCE | Ind | WholeBlg | Ind - Plastics | Participant Cost Test | Energy Efficiency | 185500.5079 | 185188.3892 | 185421.976 | 185970.4194 | 186360.2112 | 186649.9439 | 186823.8255 | 186888.8174 | 186931.2288 | 186886.4916 | 186678.8396 | 186459.0234 | 186171.4444
Scenario 1: Reference | SCE | Ind | WholeBlg | Ind - Plastics | Program Administrator Cost Test | Energy Efficiency | 185500.5079 | 185188.3892 | 185421.976 | 185970.4194 | 186360.2112 | 186649.9439 | 186823.8255 | 186888.8174 | 186931.2288 | 186886.4916 | 186678.8396 | 186459.0234 | 186171.4444
Scenario 1: Reference | SCE | Ind | WholeBlg | Ind - Plastics | Rate Impact Measure Test | Energy Efficiency | 185500.5079 | 185188.3892 | 185421.976 | 185970.4194 | 186360.2112 | 186649.9439 | 186823.8255 | 186888.8174 | 186931.2288 | 186886.4916 | 186678.8396 | 186459.0234 | 186171.4444
Scenario 1: Reference | SCE | Ind | WholeBlg | Ind - Plastics | Total Resource Cost Test | Energy Efficiency | 185500.5079 | 185188.3892 | 185421.976 | 185970.4194 | 186360.2112 | 186649.9439 | 186823.8255 | 186888.8174 | 186931.2288 | 186886.4916 | 186678.8396 | 186459.0234 | 186171.4444
Scenario 1: Reference | SCE | Ind | WholeBlg | Ind - Primary Metals | Participant Cost Test | Energy Efficiency | 88019.9603 | 88951.7058 | 90295.3653 | 91663.6448 | 92814.8969 | 93842.3614 | 94902.3073 | 95927.3355 | 96937.0504 | 97899.849 | 98729.2902 | 99507.1681 | 100214.1333
Scenario 1: Reference | SCE | Ind | WholeBlg | Ind - Primary Metals | Program Administrator Cost Test | Energy Efficiency | 88019.9603 | 88951.7058 | 90295.3653 | 91663.6448 | 92814.8969 | 93842.3614 | 94902.3073 | 95927.3355 | 96937.0504 | 97899.849 | 98729.2902 | 99507.1681 | 100214.1333
Scenario 1: Reference | SCE | Ind | WholeBlg | Ind - Primary Metals | Rate Impact Measure Test | Energy Efficiency | 88019.9603 | 88951.7058 | 90295.3653 | 91663.6448 | 92814.8969 | 93842.3614 | 94902.3073 | 95927.3355 | 96937.0504 | 97899.849 | 98729.2902 | 99507.1681 | 100214.1333
Scenario 1: Reference | SCE | Ind | WholeBlg | Ind - Primary Metals | Total Resource Cost Test | Energy Efficiency | 88019.9603 | 88951.7058 | 90295.3653 | 91663.6448 | 92814.8969 | 93842.3614 | 94902.3073 | 95927.3355 | 96937.0504 | 97899.849 | 98729.2902 | 99507.1681 | 100214.1333
Scenario 1: Reference | SCE | Ind | WholeBlg | Ind - Printing & Publishing | Participant Cost Test | Energy Efficiency | 31163.3437 | 31021.0648 | 30980.2052 | 30998.2554 | 30984.838 | 30944.946 | 30905.953 | 30862.9291 | 30826.9576 | 30784.948 | 30716.448 | 30643.7752 | 30558.6579
Scenario 1: Reference | SCE | Ind | WholeBlg | Ind - Printing & Publishing | Program Administrator Cost Test | Energy Efficiency | 31163.3437 | 31021.0648 | 30980.2052 | 30998.2554 | 30984.838 | 30944.946 | 30905.953 | 30862.9291 | 30826.9576 | 30784.948 | 30716.448 | 30643.7752 | 30558.6579
Scenario 1: Reference | SCE | Ind | WholeBlg | Ind - Printing & Publishing | Rate Impact Measure Test | Energy Efficiency | 31163.3437 | 31021.0648 | 30980.2052 | 30998.2554 | 30984.838 | 30944.946 | 30905.953 | 30862.9291 | 30826.9576 | 30784.948 | 30716.448 | 30643.7752 | 30558.6579
Scenario 1: Reference | SCE | Ind | WholeBlg | Ind - Printing & Publishing | Total Resource Cost Test | Energy Efficiency | 31163.3437 | 31021.0648 | 30980.2052 | 30998.2554 | 30984.838 | 30944.946 | 30905.953 | 30862.9291 | 30826.9576 | 30784.948 | 30716.448 | 30643.7752 | 30558.6579
Scenario 1: Reference | SCE | Ind | WholeBlg | Ind - Stone-Glass-Clay | Participant Cost Test | Energy Efficiency | 157802.7643 | 159597.4728 | 161533.5243 | 163508.1193 | 165234.3619 | 166715.0838 | 167996.6264 | 169212.8957 | 170354.3192 | 171424.9399 | 172372.3932 | 173335.6034 | 174200.9108
Scenario 1: Reference | SCE | Ind | WholeBlg | Ind - Stone-Glass-Clay | Program Administrator Cost Test | Energy Efficiency | 157802.7643 | 159597.4728 | 161533.5243 | 163508.1193 | 165234.3619 | 166715.0838 | 167996.6264 | 169212.8957 | 170354.3192 | 171424.9399 | 172372.3932 | 173335.6034 | 174200.9108
Scenario 1: Reference | SCE | Ind | WholeBlg | Ind - Stone-Glass-Clay | Rate Impact Measure Test | Energy Efficiency | 157802.7643 | 159597.4728 | 161533.5243 | 163508.1193 | 165234.3619 | 166715.0838 | 167996.6264 | 169212.8957 | 170354.3192 | 171424.9399 | 172372.3932 | 173335.6034 | 174200.9108
Scenario 1: Reference | SCE | Ind | WholeBlg | Ind - Stone-Glass-Clay | Total Resource Cost Test | Energy Efficiency | 157802.7643 | 159597.4728 | 161533.5243 | 163508.1193 | 165234.3619 | 166715.0838 | 167996.6264 | 169212.8957 | 170354.3192 | 171424.9399 | 172372.3932 | 173335.6034 | 174200.9108
Scenario 1: Reference | SCE | Ind | WholeBlg | Ind - Textiles | Participant Cost Test | Energy Efficiency | 22087.3818 | 22023.1818 | 22019.7085 | 22020.01 | 21991.7995 | 21941.5157 | 21892.4802 | 21828.3465 | 21766.202 | 21702.5578 | 21623.4664 | 21547.3696 | 21467.3004
Scenario 1: Reference | SCE | Ind | WholeBlg | Ind - Textiles | Program Administrator Cost Test | Energy Efficiency | 22087.3818 | 22023.1818 | 22019.7085 | 22020.01 | 21991.7995 | 21941.5157 | 21892.4802 | 21828.3465 | 21766.202 | 21702.5578 | 21623.4664 | 21547.3696 | 21467.3004
Scenario 1: Reference | SCE | Ind | WholeBlg | Ind - Textiles | Rate Impact Measure Test | Energy Efficiency | 22087.3818 | 22023.1818 | 22019.7085 | 22020.01 | 21991.7995 | 21941.5157 | 21892.4802 | 21828.3465 | 21766.202 | 21702.5578 | 21623.4664 | 21547.3696 | 21467.3004
Scenario 1: Reference | SCE | Ind | WholeBlg | Ind - Textiles | Total Resource Cost Test | Energy Efficiency | 22087.3818 | 22023.1818 | 22019.7085 | 22020.01 | 21991.7995 | 21941.5157 | 21892.4802 | 21828.3465 | 21766.202 | 21702.5578 | 21623.4664 | 21547.3696 | 21467.3004
Scenario 1: Reference | SCE | Ind | WholeBlg | Ind - Transportation Equipment | Participant Cost Test | Energy Efficiency | 186034.1822 | 186439.9656 | 188533.9239 | 189945.6829 | 190662.4333 | 190991.4914 | 191674.9027 | 192334.3083 | 193161.9306 | 194012.7741 | 194565.1687 | 194897.1964 | 194959.7359
Scenario 1: Reference | SCE | Ind | WholeBlg | Ind - Transportation Equipment | Program Administrator Cost Test | Energy Efficiency | 186034.1822 | 186439.9656 | 188533.9239 | 189945.6829 | 190662.4333 | 190991.4914 | 191674.9027 | 192334.3083 | 193161.9306 | 194012.7741 | 194565.1687 | 194897.1964 | 194959.7359
Scenario 1: Reference | SCE | Ind | WholeBlg | Ind - Transportation Equipment | Rate Impact Measure Test | Energy Efficiency | 186034.1822 | 186439.9656 | 188533.9239 | 189945.6829 | 190662.4333 | 190991.4914 | 191674.9027 | 192334.3083 | 193161.9306 | 194012.7741 | 194565.1687 | 194897.1964 | 194959.7359
Scenario 1: Reference | SCE | Ind | WholeBlg | Ind - Transportation Equipment | Total Resource Cost Test | Energy Efficiency | 186034.1822 | 186439.9656 | 188533.9239 | 189945.6829 | 190662.4333 | 190991.4914 | 191674.9027 | 192334.3083 | 193161.9306 | 194012.7741 | 194565.1687 | 194897.1964 | 194959.7359
Scenario 1: Reference | SCE | Res | AppPlug | Res - Multi Family | Participant Cost Test | Energy Efficiency | 0 | 0 | 0 | 0 | 0 | 0 | 0 | 0 | 0 | 0 | 0 | 0 | 0
Scenario 1: Reference | SCE | Res | AppPlug | Res - Multi Family | Participant Cost Test | Fuel Substitution | 19818.7685 | 22099.8713 | 24504.9098 | 27039.8667 | 29708.0244 | 0 | 0 | 0 | 0 | 0 | 0 | 0 | 0
Scenario 1: Reference | SCE | Res | AppPlug | Res - Multi Family | Program Administrator Cost Test | Energy Efficiency | 0 | 0 | 0 | 0 | 0 | 0 | 0 | 0 | 0 | 0 | 0 | 0 | 0
Scenario 1: Reference | SCE | Res | AppPlug | Res - Multi Family | Program Administrator Cost Test | Fuel Substitution | 45294.5432 | 51042.2895 | 57127.6514 | 63552.3981 | 70503.9912 | 0 | 0 | 0 | 0 | 0 | 0 | 0 | 0
Scenario 1: Reference | SCE | Res | AppPlug | Res - Multi Family | Rate Impact Measure Test | Energy Efficiency | 0 | 0 | 0 | 0 | 0 | 0 | 0 | 0 | 0 | 0 | 0 | 0 | 0
Scenario 1: Reference | SCE | Res | AppPlug | Res - Multi Family | Rate Impact Measure Test | Fuel Substitution | 58094.0122 | 64997.8345 | 72238.275 | 79762.8861 | 87588.651 | 0 | 0 | 0 | 0 | 0 | 0 | 0 | 0
Scenario 1: Reference | SCE | Res | AppPlug | Res - Multi Family | Total Resource Cost Test | Energy Efficiency | 0 | 0 | 0 | 0 | 0 | 0 | 0 | 0 | 0 | 0 | 0 | 0 | 0
Scenario 1: Reference | SCE | Res | AppPlug | Res - Multi Family | Total Resource Cost Test | Fuel Substitution | 55203.9275 | 62092.2252 | 69380.1063 | 77072.3315 | 85358.0033 | 0 | 0 | 0 | 0 | 0 | 0 | 0 | 0
Scenario 1: Reference | SCE | Res | AppPlug | Res - Single Family | Participant Cost Test | Energy Efficiency | 0 | 0 | 0 | 0 | 0 | 0 | 0 | 0 | 0 | 0 | 0 | 0 | 0
Scenario 1: Reference | SCE | Res | AppPlug | Res - Single Family | Participant Cost Test | Fuel Substitution | 219392.8376 | 244022.1194 | 269738.1501 | 296670.5799 | 324879.0998 | 0 | 0 | 0 | 0 | 0 | 0 | 0 | 0
Scenario 1: Reference | SCE | Res | AppPlug | Res - Single Family | Program Administrator Cost Test | Energy Efficiency | 0 | 0 | 0 | 0 | 0 | 0 | 0 | 0 | 0 | 0 | 0 | 0 | 0
Scenario 1: Reference | SCE | Res | AppPlug | Res - Single Family | Program Administrator Cost Test | Fuel Substitution | 397474.2193 | 445724.0983 | 496288.5099 | 549316.8617 | 606124.7982 | 0 | 0 | 0 | 0 | 0 | 0 | 0 | 0
Scenario 1: Reference | SCE | Res | AppPlug | Res - Single Family | Rate Impact Measure Test | Energy Efficiency | 0 | 0 | 0 | 0 | 0 | 0 | 0 | 0 | 0 | 0 | 0 | 0 | 0
Scenario 1: Reference | SCE | Res | AppPlug | Res - Single Family | Rate Impact Measure Test | Fuel Substitution | 483491.4702 | 539305.9686 | 597343.4794 | 657421.4561 | 719730.5197 | 0 | 0 | 0 | 0 | 0 | 0 | 0 | 0
Scenario 1: Reference | SCE | Res | AppPlug | Res - Single Family | Total Resource Cost Test | Energy Efficiency | 0 | 0 | 0 | 0 | 0 | 0 | 0 | 0 | 0 | 0 | 0 | 0 | 0
Scenario 1: Reference | SCE | Res | AppPlug | Res - Single Family | Total Resource Cost Test | Fuel Substitution | 507170.6381 | 567735.158 | 631157.5849 | 697652.1517 | 768564.3481 | 0 | 0 | 0 | 0 | 0 | 0 | 0 | 0
Scenario 1: Reference | SCE | Res | BROs | Income Qualified - Multi Family IQ | Participant Cost Test | Energy Efficiency | 1495113.667 | 1558745.752 | 1626191.5317 | 1685817.6178 | 1725308.6454 | 1767625.0625 | 1804981.7739 | 1848045.7173 | 1888685.6951 | 1931171.1253 | 1967133.8437 | 2012027.8644 | 2057955.0896
Scenario 1: Reference | SCE | Res | BROs | Income Qualified - Multi Family IQ | Program Administrator Cost Test | Energy Efficiency | 1495113.667 | 1558745.752 | 1626191.5317 | 1685817.6178 | 1725308.6454 | 1767625.0625 | 1804981.7739 | 1848045.7173 | 1888685.6951 | 1931171.1253 | 1967133.8437 | 2012027.8644 | 2057955.0896
Scenario 1: Reference | SCE | Res | BROs | Income Qualified - Multi Family IQ | Rate Impact Measure Test | Energy Efficiency | 1495113.667 | 1558745.752 | 1626191.5317 | 1685817.6178 | 1725308.6454 | 1767625.0625 | 1804981.7739 | 1848045.7173 | 1888685.6951 | 1931171.1253 | 1967133.8437 | 2012027.8644 | 2057955.0896
Scenario 1: Reference | SCE | Res | BROs | Income Qualified - Multi Family IQ | Total Resource Cost Test | Energy Efficiency | 1495113.667 | 1558745.752 | 1626191.5317 | 1685817.6178 | 1725308.6454 | 1767625.0625 | 1804981.7739 | 1848045.7173 | 1888685.6951 | 1931171.1253 | 1967133.8437 | 2012027.8644 | 2057955.0896
Scenario 1: Reference | SCE | Res | BROs | Income Qualified - Single Family IQ | Participant Cost Test | Energy Efficiency | 5096999.1268 | 5277964.5166 | 5468499.3626 | 5649443.9056 | 5762028.0152 | 5884224.0348 | 5992257.0432 | 6117124.8684 | 6233685.4479 | 6351360.6813 | 6447500.0391 | 6572867.1552 | 6701458.7803
Scenario 1: Reference | SCE | Res | BROs | Income Qualified - Single Family IQ | Program Administrator Cost Test | Energy Efficiency | 5096999.1268 | 5277964.5166 | 5468499.3626 | 5649443.9056 | 5762028.0152 | 5884224.0348 | 5992257.0432 | 6117124.8684 | 6233685.4479 | 6351360.6813 | 6447500.0391 | 6572867.1552 | 6701458.7803
Scenario 1: Reference | SCE | Res | BROs | Income Qualified - Single Family IQ | Rate Impact Measure Test | Energy Efficiency | 5096999.1268 | 5277964.5166 | 5468499.3626 | 5649443.9056 | 5762028.0152 | 5884224.0348 | 5992257.0432 | 6117124.8684 | 6233685.4479 | 6351360.6813 | 6447500.0391 | 6572867.1552 | 6701458.7803
Scenario 1: Reference | SCE | Res | BROs | Income Qualified - Single Family IQ | Total Resource Cost Test | Energy Efficiency | 5096999.1268 | 5277964.5166 | 5468499.3626 | 5649443.9056 | 5762028.0152 | 5884224.0348 | 5992257.0432 | 6117124.8684 | 6233685.4479 | 6351360.6813 | 6447500.0391 | 6572867.1552 | 6701458.7803
Scenario 1: Reference | SCE | Res | BROs | Res - Multi Family | Participant Cost Test | Energy Efficiency | 11099129.6277 | 11496110.1277 | 11914203.1387 | 12310122.5777 | 12557210.2882 | 12825252.2573 | 13062261.5502 | 13336160.1365 | 13591996.8148 | 13850686.9514 | 14062447.4038 | 14337989.4691 | 14620611.4872
Scenario 1: Reference | SCE | Res | BROs | Res - Multi Family | Program Administrator Cost Test | Energy Efficiency | 11099129.6277 | 11496110.1277 | 11914203.1387 | 12310122.5777 | 12557210.2882 | 12825252.2573 | 13062261.5502 | 13336160.1365 | 13591996.8148 | 13850686.9514 | 14062447.4038 | 14337989.4691 | 14620611.4872
Scenario 1: Reference | SCE | Res | BROs | Res - Multi Family | Rate Impact Measure Test | Energy Efficiency | 11099129.6277 | 11496110.1277 | 11914203.1387 | 12310122.5777 | 12557210.2882 | 12825252.2573 | 13062261.5502 | 13336160.1365 | 13591996.8148 | 13850686.9514 | 14062447.4038 | 14337989.4691 | 14620611.4872
Scenario 1: Reference | SCE | Res | BROs | Res - Multi Family | Total Resource Cost Test | Energy Efficiency | 11099129.6277 | 11496110.1277 | 11914203.1387 | 12310122.5777 | 12557210.2882 | 12825252.2573 | 13062261.5502 | 13336160.1365 | 13591996.8148 | 13850686.9514 | 14062447.4038 | 14337989.4691 | 14620611.4872
Scenario 1: Reference | SCE | Res | BROs | Res - Single Family | Participant Cost Test | Energy Efficiency | 2654186.7139 | 2767793.0372 | 2888237.4204 | 2994469.7221 | 3064940.2214 | 3140422.1147 | 3207041.8501 | 3283837.3547 | 3356324.9372 | 3432183.3475 | 3496444.6172 | 3576574.5389 | 3658535.908
Scenario 1: Reference | SCE | Res | BROs | Res - Single Family | Program Administrator Cost Test | Energy Efficiency | 2654186.7139 | 2767793.0372 | 2888237.4204 | 2994469.7221 | 3064940.2214 | 3140422.1147 | 3207041.8501 | 3283837.3547 | 3356324.9372 | 3432183.3475 | 3496444.6172 | 3576574.5389 | 3658535.908
Scenario 1: Reference | SCE | Res | BROs | Res - Single Family | Rate Impact Measure Test | Energy Efficiency | 2654186.7139 | 2767793.0372 | 2888237.4204 | 2994469.7221 | 3064940.2214 | 3140422.1147 | 3207041.8501 | 3283837.3547 | 3356324.9372 | 3432183.3475 | 3496444.6172 | 3576574.5389 | 3658535.908
Scenario 1: Reference | SCE | Res | BROs | Res - Single Family | Total Resource Cost Test | Energy Efficiency | 2654186.7139 | 2767793.0372 | 2888237.4204 | 2994469.7221 | 3064940.2214 | 3140422.1147 | 3207041.8501 | 3283837.3547 | 3356324.9372 | 3432183.3475 | 3496444.6172 | 3576574.5389 | 3658535.908
Scenario 1: Reference | SCE | Res | BldgEnv | Res - Single Family | Participant Cost Test | Energy Efficiency | 3704582.7121 | 3953245.0649 | 4066674.0163 | 4065828.0513 | 4097902.7552 | 4061498.887 | 3993069.113 | 3909885.6763 | 1612086.0243 | 0 | 0 | 0 | 0
Scenario 1: Reference | SCE | Res | BldgEnv | Res - Single Family | Program Administrator Cost Test | Energy Efficiency | 148792.0705 | 146671.3461 | 143723.782 | 140113.9644 | 136811.3008 | 133159.1452 | 129416.0753 | 125720.1673 | 8493.1627 | 0 | 0 | 0 | 0
Scenario 1: Reference | SCE | Res | BldgEnv | Res - Single Family | Rate Impact Measure Test | Energy Efficiency | 1033401.1107 | 1035522.6319 | 1026317.2127 | 1008932.2508 | 933584.4386 | 852481.5301 | 767825.6698 | 680642.6258 | 47483.7467 | 0 | 0 | 0 | 0
Scenario 1: Reference | SCE | Res | BldgEnv | Res - Single Family | Total Resource Cost Test | Energy Efficiency | 1159449.2601 | 1226115.5982 | 1255522.7433 | 1253339.1187 | 1260508.0901 | 1248602.9105 | 1227762.6108 | 1203661.0974 | 446227.9326 | 0 | 0 | 0 | 0
Scenario 1: Reference | SCE | Res | HVAC | Res - Multi Family | Participant Cost Test | Energy Efficiency | 47708.0126 | 127431.4766 | 155688.3259 | 168554.5629 | 181194.7702 | 184145.3978 | 194968.804 | 205230.6381 | 215044.3892 | 224465.1114 | 233628.8304 | 242618.7783 | 251238.7042
Scenario 1: Reference | SCE | Res | HVAC | Res - Multi Family | Participant Cost Test | Fuel Substitution | 238.3202 | 250.7971 | 260.4854 | 286.3065 | 409.9568 | 5.0135 | 5.4804 | 5.8834 | 4.9478 | 5.1611 | 5.339 | 5.4941 | 5.6351
Scenario 1: Reference | SCE | Res | HVAC | Res - Multi Family | Program Administrator Cost Test | Energy Efficiency | 542353.0558 | 507247.2261 | 447047.0634 | 386170.3372 | 334555.3482 | 286411.3713 | 251708.1857 | 224164.5283 | 202661.8778 | 186102.9407 | 173564.094 | 164241.6351 | 157326.131
Scenario 1: Reference | SCE | Res | HVAC | Res - Multi Family | Program Administrator Cost Test | Fuel Substitution | 113.9603 | 118.4797 | 121.5898 | 130.104 | 159.7042 | 1.1374 | 1.2294 | 1.3052 | 1.2048 | 1.243 | 1.2715 | 1.2936 | 1.3116
Scenario 1: Reference | SCE | Res | HVAC | Res - Multi Family | Rate Impact Measure Test | Energy Efficiency | 1634214.1766 | 1535036.9956 | 1346753.3453 | 1145805.0327 | 972550.8301 | 810896.611 | 685409.7861 | 579132.955 | 488794.685 | 411628.1708 | 344433.1172 | 284257.3424 | 213459.4983
Scenario 1: Reference | SCE | Res | HVAC | Res - Multi Family | Rate Impact Measure Test | Fuel Substitution | 311.0454 | 314.9496 | 313.6392 | 320.4364 | 383.3316 | 5.9815 | 5.9332 | 5.7018 | 4.578 | 4.1058 | 3.5333 | 2.8745 | 2.1388
Scenario 1: Reference | SCE | Res | HVAC | Res - Multi Family | Total Resource Cost Test | Energy Efficiency | 556665.4596 | 548024.6163 | 497608.8696 | 441466.2932 | 394582.5499 | 347996.6511 | 317514.9081 | 294054.9006 | 276530.5712 | 263858.4041 | 255157.6653 | 249650.5739 | 246455.4539
Scenario 1: Reference | SCE | Res | HVAC | Res - Multi Family | Total Resource Cost Test | Fuel Substitution | 264.8192 | 278.4231 | 288.8934 | 317.5734 | 446.4098 | 5.2863 | 5.7818 | 6.2104 | 5.283 | 5.5132 | 5.7056 | 5.8733 | 6.0258
Scenario 1: Reference | SCE | Res | HVAC | Res - Single Family | Participant Cost Test | Energy Efficiency | 18981881.7557 | 18980454.6146 | 18754883.8083 | 18358049.3515 | 18020940.7777 | 17664360.7837 | 17351302.0957 | 17115259.2933 | 5212049.2186 | 2755065.8305 | 2238471.7568 | 1808643.2307 | 1453052.0377
Scenario 1: Reference | SCE | Res | HVAC | Res - Single Family | Participant Cost Test | Fuel Substitution | 7885.0501 | 8462.0519 | 8829.778 | 10194.5127 | 9674.1059 | 286.1263 | 290.5809 | 303.8706 | 61.3394 | 64.0262 | 66.2717 | 68.2313 | 70.0193
Scenario 1: Reference | SCE | Res | HVAC | Res - Single Family | Program Administrator Cost Test | Energy Efficiency | 14817206.6339 | 13450924.5206 | 12003106.7413 | 10563193.9439 | 9227404.6012 | 8017631.4378 | 6957127.9255 | 6050026.7726 | 3679163.9541 | 2758210.8988 | 2206936.9492 | 1755946.5553 | 1388741.0312
Scenario 1: Reference | SCE | Res | HVAC | Res - Single Family | Program Administrator Cost Test | Fuel Substitution | 4321.9234 | 4582.8511 | 4742.151 | 5139.9421 | 5228.1619 | 70.4128 | 72.1154 | 74.9336 | 16.0318 | 16.6237 | 17.0765 | 17.4368 | 17.7391
Scenario 1: Reference | SCE | Res | HVAC | Res - Single Family | Rate Impact Measure Test | Energy Efficiency | 49239217.1968 | 44647484.5658 | 39498150.5944 | 34231119.4572 | 29352223.1308 | 24926684.0215 | 21022299.3147 | 17641630.7698 | 11749681.5524 | 8097631.8243 | 5647384.1733 | 3787171.2306 | 2250628.7983
Scenario 1: Reference | SCE | Res | HVAC | Res - Single Family | Rate Impact Measure Test | Fuel Substitution | 6644.8251 | 6955.6875 | 7103.2808 | 7692.7203 | 7702.0491 | 207.0298 | 203.411 | 194.1683 | 52.0607 | 47.2473 | 41.2988 | 34.3826 | 26.6124
Scenario 1: Reference | SCE | Res | HVAC | Res - Single Family | Total Resource Cost Test | Energy Efficiency | 23930710.2501 | 22653729.911 | 21188436.6011 | 19646442.7091 | 18239501.1774 | 16943420.4596 | 15812368.3734 | 14867188.2527 | 6183755.2615 | 3996780.0447 | 3213056.443 | 2568665.644 | 2041471.3969
Scenario 1: Reference | SCE | Res | HVAC | Res - Single Family | Total Resource Cost Test | Fuel Substitution | 10185.9401 | 10923.4513 | 11398.1421 | 12945.0936 | 12476.2342 | 331.9746 | 336.6247 | 352.1212 | 68.0283 | 71.0749 | 73.6206 | 75.8404 | 77.8638
Scenario 1: Reference | SCE | Res | WaterHeat | Res - Multi Family | Participant Cost Test | Energy Efficiency | 215374.9964 | 230601.5733 | 248173.5351 | 265225.4297 | 282903.0731 | 299386.416 | 317039.7223 | 334999.1478 | 353345.8686 | 372166.1142 | 391637.0992 | 416885.8587 | 446128.0071
Scenario 1: Reference | SCE | Res | WaterHeat | Res - Multi Family | Participant Cost Test | Fuel Substitution | 117012104.0378 | 114416633.7563 | 110997705.2443 | 107009361.6133 | 102875594.3182 | 1063500.3065 | 1290114.3062 | 1535021.8764 | 1739759.9917 | 1900360.716 | 2024762.9984 | 2123338.0618 | 2204786.0083
Scenario 1: Reference | SCE | Res | WaterHeat | Res - Multi Family | Program Administrator Cost Test | Energy Efficiency | 162434.565 | 171326.0126 | 181658.7063 | 191297.8456 | 201084.7836 | 209720.6028 | 218908.9566 | 228023.175 | 237117.8062 | 246247.8367 | 255524.8405 | 268205.4637 | 283025.4476
Scenario 1: Reference | SCE | Res | WaterHeat | Res - Multi Family | Program Administrator Cost Test | Fuel Substitution | 97779001.4516 | 101950057.1414 | 105832453.8801 | 109558016.7059 | 113915155.4505 | 278210.2005 | 336155.0346 | 398440.1069 | 449886.8664 | 489601.7266 | 519757.2458 | 543113.7893 | 561964.3664
Scenario 1: Reference | SCE | Res | WaterHeat | Res - Multi Family | Rate Impact Measure Test | Energy Efficiency | 825318.4832 | 838034.388 | 849439.2131 | 848759.864 | 840712.0325 | 819859.0987 | 792515.6354 | 755362.5227 | 707817.8623 | 649477.327 | 579526.9424 | 502402.9233 | 410838.0019
Scenario 1: Reference | SCE | Res | WaterHeat | Res - Multi Family | Rate Impact Measure Test | Fuel Substitution | 97880109.8249 | 102064979.8418 | 105966067.8424 | 109714654.694 | 114089452.1329 | 2636037.4595 | 2874241.0977 | 3025497.1936 | 2968976.7074 | 2726952.8881 | 2339312.1677 | 1838544.9679 | 1247819.2875
Scenario 1: Reference | SCE | Res | WaterHeat | Res - Multi Family | Total Resource Cost Test | Energy Efficiency | 300978.799 | 320848.9117 | 343820.0457 | 365902.4662 | 388684.688 | 409663.5089 | 432099.4624 | 454798.8209 | 477871.3302 | 501431.9568 | 525716.2411 | 557559.7673 | 594512.7661
Scenario 1: Reference | SCE | Res | WaterHeat | Res - Multi Family | Total Resource Cost Test | Fuel Substitution | 130436580.0297 | 135578690.7633 | 140420242.6369 | 145146513.6273 | 150553017.4195 | 1286773.636 | 1560959.9143 | 1857279.8412 | 2104997.5243 | 2299312.3446 | 2449829.9022 | 2569098.5908 | 2667644.8291
Scenario 1: Reference | SCE | Res | WaterHeat | Res - Single Family | Participant Cost Test | Energy Efficiency | 160600.6219 | 182491.4601 | 201857.1962 | 219070.8751 | 238148.7649 | 256468.7189 | 274619.6226 | 292958.8593 | 311814.7927 | 331292.4258 | 352177.793 | 375310.953 | 399433.0253
Scenario 1: Reference | SCE | Res | WaterHeat | Res - Single Family | Participant Cost Test | Fuel Substitution | 8089287.7494 | 7874386.9276 | 7609445.5868 | 7385544.0648 | 7266956.7829 | 7536263.2437 | 9071959.2999 | 10769918.0438 | 12183601.6235 | 13291915.5037 | 14152823.9685 | 14838507.7897 | 15408842.9464
Scenario 1: Reference | SCE | Res | WaterHeat | Res - Single Family | Program Administrator Cost Test | Energy Efficiency | 119018.566 | 133122.6443 | 145114.7385 | 155300.4027 | 166406.8101 | 176648.9422 | 186461.4084 | 196101.0984 | 205790.9894 | 215595.5623 | 226033.9373 | 237642.4142 | 249527.5029
Scenario 1: Reference | SCE | Res | WaterHeat | Res - Single Family | Program Administrator Cost Test | Fuel Substitution | 15800832.507 | 16013496.3594 | 16079057.3235 | 16202127.8044 | 16514908.907 | 1974179.9557 | 2367147.125 | 2799393.2522 | 3154878.2099 | 3429077.2311 | 3637827.5114 | 3800357.2467 | 3932464.5223
Scenario 1: Reference | SCE | Res | WaterHeat | Res - Single Family | Rate Impact Measure Test | Energy Efficiency | 600968.083 | 646748.3692 | 673781.3499 | 684117.6817 | 690982.5759 | 686083.2383 | 670851.6796 | 645772.7471 | 610875.8713 | 565688.9566 | 510274.1954 | 443475.6407 | 361329.3845
Scenario 1: Reference | SCE | Res | WaterHeat | Res - Single Family | Rate Impact Measure Test | Fuel Substitution | 15831185.4276 | 16092999.3231 | 16234816.6771 | 16435318.3642 | 16823139.574 | 18806727.1354 | 20353271.0449 | 21374347.8371 | 20933204.9507 | 19199627.0684 | 16455084.3106 | 12923530.6975 | 8763003.8995
Scenario 1: Reference | SCE | Res | WaterHeat | Res - Single Family | Total Resource Cost Test | Energy Efficiency | 223308.9718 | 252601.8172 | 278253.2477 | 300797.8299 | 325685.3172 | 349355.3148 | 372625.6325 | 395988.8528 | 419890.4943 | 444469.3221 | 470784.075 | 499928.3031 | 530229.8661
Scenario 1: Reference | SCE | Res | WaterHeat | Res - Single Family | Total Resource Cost Test | Fuel Substitution | 21449400.6418 | 21702168.0874 | 21769954.7463 | 21930085.1479 | 22326907.3079 | 9118248.4492 | 10976291.7655 | 13030655.3845 | 14741072.1944 | 16082022.0123 | 17123636.478 | 17953247.2325 | 18643297.9834
Scenario 1: Reference | SCE | Res | WholeBlg | Res - Multi Family | Participant Cost Test | Energy Efficiency | 0 | 0 | 0 | 0 | 189568.7733 | 178931.1314 | 169222.971 | 158984.3881 | 148596.3667 | 138226.4203 | 129521.3453 | 122748.6016 | 116217.3692
Scenario 1: Reference | SCE | Res | WholeBlg | Res - Multi Family | Program Administrator Cost Test | Energy Efficiency | 0 | 0 | 0 | 0 | 88468.4053 | 82540.679 | 77169.1225 | 71677.4198 | 66240.1578 | 60930.0137 | 56461.2493 | 52922.0415 | 49561.4548
Scenario 1: Reference | SCE | Res | WholeBlg | Res - Multi Family | Rate Impact Measure Test | Energy Efficiency | 0 | 0 | 0 | 0 | 331673.9841 | 289768.0074 | 251390.1486 | 214268.397 | 179160.7489 | 146460.5681 | 117720.4376 | 92390.0246 | 68640.5598
Scenario 1: Reference | SCE | Res | WholeBlg | Res - Multi Family | Total Resource Cost Test | Energy Efficiency | 0 | 0 | 0 | 0 | 249326.9925 | 234904.0501 | 221758.4768 | 207972.3995 | 194045.4607 | 180195.5138 | 168564.1439 | 159486.692 | 150756.4395
Scenario 1: Reference | SCE | Res | WholeBlg | Res - Single Family | Participant Cost Test | Energy Efficiency | 0 | 0 | 663644.4117 | 678887.7718 | 671349.6333 | 640208.8384 | 599044.4089 | 554536.6973 | 512919.4169 | 473446.6637 | 438646.3225 | 410079.0344 | 383194.9519
Scenario 1: Reference | SCE | Res | WholeBlg | Res - Single Family | Program Administrator Cost Test | Energy Efficiency | 0 | 0 | 217165.6723 | 218663.7721 | 212852.2128 | 199815.6114 | 184065.8434 | 167756.4918 | 152778.3405 | 138859.7519 | 126689.8694 | 116639.7962 | 107344.7471
Scenario 1: Reference | SCE | Res | WholeBlg | Res - Single Family | Rate Impact Measure Test | Energy Efficiency | 0 | 0 | 1155805.4876 | 1103598.3436 | 1012089.5147 | 887724.963 | 756171.3794 | 629042.2338 | 514222.584 | 410476.3026 | 319013.0974 | 238853.489 | 165644.963
Scenario 1: Reference | SCE | Res | WholeBlg | Res - Single Family | Total Resource Cost Test | Energy Efficiency | 0 | 0 | 786600.3324 | 803067.5526 | 792599.0291 | 754383.4819 | 704547.1275 | 650993.1366 | 601041.8032 | 553796.3918 | 512189.8306 | 478007.8988 | 445914.6734
Scenario 1: Reference | SCG | Ag | WholeBlg | Ag - Dairies, fishing, hunting | Participant Cost Test | Energy Efficiency | 22738.1299 | 22738.1299 | 22738.1299 | 22738.1299 | 22738.1299 | 22738.1299 | 22738.1299 | 22738.1299 | 22738.1299 | 22738.1299 | 22738.1299 | 22738.1299 | 22738.1299
Scenario 1: Reference | SCG | Ag | WholeBlg | Ag - Dairies, fishing, hunting | Program Administrator Cost Test | Energy Efficiency | 22738.1299 | 22738.1299 | 22738.1299 | 22738.1299 | 22738.1299 | 22738.1299 | 22738.1299 | 22738.1299 | 22738.1299 | 22738.1299 | 22738.1299 | 22738.1299 | 22738.1299
Scenario 1: Reference | SCG | Ag | WholeBlg | Ag - Dairies, fishing, hunting | Rate Impact Measure Test | Energy Efficiency | 22738.1299 | 22738.1299 | 22738.1299 | 22738.1299 | 22738.1299 | 22738.1299 | 22738.1299 | 22738.1299 | 22738.1299 | 22738.1299 | 22738.1299 | 22738.1299 | 22738.1299
Scenario 1: Reference | SCG | Ag | WholeBlg | Ag - Dairies, fishing, hunting | Total Resource Cost Test | Energy Efficiency | 22738.1299 | 22738.1299 | 22738.1299 | 22738.1299 | 22738.1299 | 22738.1299 | 22738.1299 | 22738.1299 | 22738.1299 | 22738.1299 | 22738.1299 | 22738.1299 | 22738.1299
Scenario 1: Reference | SCG | Ag | WholeBlg | Ag - Irrigated Agriculture, vineyards, forestry and greenhouses | Participant Cost Test | Energy Efficiency | 97545.637 | 97545.637 | 97545.637 | 97545.637 | 97545.637 | 97545.637 | 97545.637 | 97545.637 | 97545.637 | 97545.637 | 97545.637 | 97545.637 | 97545.637
Scenario 1: Reference | SCG | Ag | WholeBlg | Ag - Irrigated Agriculture, vineyards, forestry and greenhouses | Program Administrator Cost Test | Energy Efficiency | 97545.637 | 97545.637 | 97545.637 | 97545.637 | 97545.637 | 97545.637 | 97545.637 | 97545.637 | 97545.637 | 97545.637 | 97545.637 | 97545.637 | 97545.637
Scenario 1: Reference | SCG | Ag | WholeBlg | Ag - Irrigated Agriculture, vineyards, forestry and greenhouses | Rate Impact Measure Test | Energy Efficiency | 97545.637 | 97545.637 | 97545.637 | 97545.637 | 97545.637 | 97545.637 | 97545.637 | 97545.637 | 97545.637 | 97545.637 | 97545.637 | 97545.637 | 97545.637
Scenario 1: Reference | SCG | Ag | WholeBlg | Ag - Irrigated Agriculture, vineyards, forestry and greenhouses | Total Resource Cost Test | Energy Efficiency | 97545.637 | 97545.637 | 97545.637 | 97545.637 | 97545.637 | 97545.637 | 97545.637 | 97545.637 | 97545.637 | 97545.637 | 97545.637 | 97545.637 | 97545.637
Scenario 1: Reference | SCG | Ag | WholeBlg | Ag - Water pumping | Participant Cost Test | Energy Efficiency | 32037.0758 | 32037.0758 | 32037.0758 | 32037.0758 | 32037.0758 | 32037.0758 | 32037.0758 | 32037.0758 | 32037.0758 | 32037.0758 | 32037.0758 | 32037.0758 | 32037.0758
Scenario 1: Reference | SCG | Ag | WholeBlg | Ag - Water pumping | Program Administrator Cost Test | Energy Efficiency | 32037.0758 | 32037.0758 | 32037.0758 | 32037.0758 | 32037.0758 | 32037.0758 | 32037.0758 | 32037.0758 | 32037.0758 | 32037.0758 | 32037.0758 | 32037.0758 | 32037.0758
Scenario 1: Reference | SCG | Ag | WholeBlg | Ag - Water pumping | Rate Impact Measure Test | Energy Efficiency | 32037.0758 | 32037.0758 | 32037.0758 | 32037.0758 | 32037.0758 | 32037.0758 | 32037.0758 | 32037.0758 | 32037.0758 | 32037.0758 | 32037.0758 | 32037.0758 | 32037.0758
Scenario 1: Reference | SCG | Ag | WholeBlg | Ag - Water pumping | Total Resource Cost Test | Energy Efficiency | 32037.0758 | 32037.0758 | 32037.0758 | 32037.0758 | 32037.0758 | 32037.0758 | 32037.0758 | 32037.0758 | 32037.0758 | 32037.0758 | 32037.0758 | 32037.0758 | 32037.0758
Scenario 1: Reference | SCG | Com | AppPlug | Com - College | Participant Cost Test | Energy Efficiency | 0 | 0 | 0 | 0 | 0 | 0 | 0 | 0 | 0 | 0 | 0 | 0 | 42708.4016
Scenario 1: Reference | SCG | Com | AppPlug | Com - College | Program Administrator Cost Test | Energy Efficiency | 0 | 0 | 0 | 0 | 0 | 0 | 0 | 0 | 0 | 0 | 0 | 0 | 9022.3844
Scenario 1: Reference | SCG | Com | AppPlug | Com - College | Rate Impact Measure Test | Energy Efficiency | 0 | 0 | 0 | 0 | 0 | 0 | 0 | 0 | 0 | 0 | 0 | 0 | 14880.0785
Scenario 1: Reference | SCG | Com | AppPlug | Com - College | Total Resource Cost Test | Energy Efficiency | 0 | 0 | 0 | 0 | 0 | 0 | 0 | 0 | 0 | 0 | 0 | 0 | 42092.4432
Scenario 1: Reference | SCG | Com | AppPlug | Com - Health | Participant Cost Test | Energy Efficiency | 1735272.2202 | 1964044.1187 | 2190488.9697 | 2362791.6713 | 2534750.8959 | 2683744.862 | 2818359.256 | 2908816.4105 | 2960807.1196 | 2961511.5679 | 2917775.8446 | 2860758.0184 | 2773515.2035
Scenario 1: Reference | SCG | Com | AppPlug | Com - Health | Program Administrator Cost Test | Energy Efficiency | 2374587.1189 | 2652345.3622 | 2920576.0881 | 3114054.8743 | 3302044.8154 | 3456534.3549 | 3588731.4431 | 3663230.6029 | 3688413.9301 | 3629486.9874 | 3516089.628 | 3388652.9803 | 3229246.8955
Scenario 1: Reference | SCG | Com | AppPlug | Com - Health | Rate Impact Measure Test | Energy Efficiency | 7001143.46 | 7937582.8951 | 8849751.8903 | 9433959.4389 | 9867931.5333 | 10193602.1837 | 10470585.3958 | 10562978.2718 | 10513557.9385 | 10263126.6928 | 9350981.1678 | 7331368.0232 | 5201840.0635
Scenario 1: Reference | SCG | Com | AppPlug | Com - Health | Total Resource Cost Test | Energy Efficiency | 3039224.5107 | 3404362.929 | 3759158.0161 | 4018920.2511 | 4273043.8825 | 4484983.0265 | 4669108.3829 | 4778788.5009 | 4824481.8853 | 4782379.3075 | 4669826.2745 | 4536694.2701 | 4358128.2299
Scenario 1: Reference | SCG | Com | AppPlug | Com - Lodging | Participant Cost Test | Energy Efficiency | 1391690.6574 | 1559762.5814 | 1728381.9058 | 1843883.378 | 1957629.7732 | 2062681.631 | 2153670.2094 | 2225803.7387 | 2272949.1591 | 2293985.781 | 2290400.3199 | 2259873.6171 | 2204939.0865
Scenario 1: Reference | SCG | Com | AppPlug | Com - Lodging | Program Administrator Cost Test | Energy Efficiency | 1762870.3127 | 1950714.176 | 2134076.6863 | 2245656.0596 | 2352152.9372 | 2445483.1061 | 2519888.2415 | 2570584.4377 | 2591400.581 | 2565603.5549 | 2511067.622 | 2428983.5532 | 2323916.5451
Scenario 1: Reference | SCG | Com | AppPlug | Com - Lodging | Rate Impact Measure Test | Energy Efficiency | 5487275.8805 | 6174616.1158 | 6860549.5772 | 7223130.7672 | 7384987.0978 | 7500310.283 | 7547552.048 | 7513265.5646 | 7376741.7514 | 7122563.3421 | 6475733.9462 | 5120339.1107 | 3676621.2284
Scenario 1: Reference | SCG | Com | AppPlug | Com - Lodging | Total Resource Cost Test | Energy Efficiency | 2308168.5276 | 2563056.5765 | 2813958.2339 | 2973371.5474 | 3127152.4145 | 3264483.2113 | 3377439.0839 | 3459271.8464 | 3501339.6612 | 3498857.4524 | 3458930.2701 | 3379666.967 | 3266101.9422
Scenario 1: Reference | SCG | Com | AppPlug | Com - Other | Participant Cost Test | Energy Efficiency | 63658.2251 | 67210.1899 | 69133.6458 | 69170.853 | 60098.3772 | 71692.1101 | 58868.226 | 53159.4518 | 47048.8187 | 41088.465 | 35563.5011 | 30620.243 | 26414.1402
Scenario 1: Reference | SCG | Com | AppPlug | Com - Other | Program Administrator Cost Test | Energy Efficiency | 96201.0921 | 100236.2421 | 101760.9716 | 100497.4972 | 86193.3239 | 101507.8641 | 82293.5164 | 73377.1157 | 64130.3606 | 55310.7116 | 47283.3207 | 40212.9732 | 34267.9619
Scenario 1: Reference | SCG | Com | AppPlug | Com - Other | Rate Impact Measure Test | Energy Efficiency | 179811.8127 | 189563.0513 | 195028.8691 | 195523.135 | 157413.0398 | 219584.718 | 170920.7453 | 157513.7391 | 143289.8219 | 122472.0584 | 101398.0256 | 80208.0646 | 53731.3087
Scenario 1: Reference | SCG | Com | AppPlug | Com - Other | Total Resource Cost Test | Energy Efficiency | 118481.4709 | 123759.8086 | 125957.7476 | 124707.2957 | 107227.756 | 126600.1026 | 102897.3955 | 91982.9238 | 80597.4471 | 69691.6743 | 59730.5461 | 50930.0582 | 43512.911
Scenario 1: Reference | SCG | Com | BldgEnv | Com - College | Participant Cost Test | Energy Efficiency | 23236.2492 | 23532.5771 | 23095.6803 | 21696.7761 | 19567.5134 | 16944.5773 | 14049.9505 | 11098.1152 | 8284.0133 | 5723.7596 | 3492.5233 | 1634.678 | 1352.8443
Scenario 1: Reference | SCG | Com | BldgEnv | Com - College | Program Administrator Cost Test | Energy Efficiency | 15944.1274 | 15831.8883 | 15177.2417 | 13960.8276 | 12319.0436 | 10424.3186 | 8431.9089 | 6480.6402 | 4684.796 | 3105.72 | 1774.716 | 702.1328 | 537.5169
Scenario 1: Reference | SCG | Com | BldgEnv | Com - College | Rate Impact Measure Test | Energy Efficiency | 47172.9008 | 47399.0005 | 46006.7757 | 42852.2628 | 38292.1207 | 32852.9341 | 26949.4611 | 19829.6113 | 13177.3966 | 7898.2725 | 4000.1896 | 1391.8268 | 829.144
Scenario 1: Reference | SCG | Com | BldgEnv | Com - College | Total Resource Cost Test | Energy Efficiency | 25989.2967 | 26129.2042 | 25425.6587 | 23706.9905 | 21217.4627 | 18228.8304 | 14990.4289 | 11736.5326 | 8673.5709 | 5920.007 | 3547.8545 | 1595.218 | 1297.6885
Scenario 1: Reference | SCG | Com | BldgEnv | Com - Grocery | Participant Cost Test | Energy Efficiency | 22252.8166 | 14902.2229 | 7477.0704 | 2400.2421 | 2465.8725 | 2534.596 | 2596.5449 | 2668.759 | 2732.4931 | 2788.9029 | 2851.0553 | 2906.8367 | 2964.6675
Scenario 1: Reference | SCG | Com | BldgEnv | Com - Grocery | Program Administrator Cost Test | Energy Efficiency | 12232.8285 | 7828.0199 | 3543.6707 | 719.4322 | 741.0637 | 763.1342 | 781.6402 | 803.1811 | 820.5875 | 834.4802 | 849.7422 | 861.9727 | 874.2665
Scenario 1: Reference | SCG | Com | BldgEnv | Com - Grocery | Rate Impact Measure Test | Energy Efficiency | 37144.5877 | 24470.9858 | 11807.8921 | 3257.8397 | 3254.1644 | 3220.4599 | 3135.9952 | 2989.1015 | 2766.3245 | 2490.4081 | 2173.5313 | 1800.0121 | 1372.1412
Scenario 1: Reference | SCG | Com | BldgEnv | Com - Grocery | Total Resource Cost Test | Energy Efficiency | 23048.5999 | 15224.8165 | 7421.6128 | 2150.8506 | 2211.3859 | 2274.2297 | 2329.782 | 2394.4174 | 2450.2145 | 2498.4109 | 2551.4214 | 2597.8418 | 2645.632
Scenario 1: Reference | SCG | Com | BldgEnv | Com - Health | Participant Cost Test | Energy Efficiency | 33121.3349 | 30087.9947 | 25864.1012 | 20853.2991 | 15611.5656 | 10504.6803 | 5872.11 | 3163.2868 | 3209.1591 | 3216.5961 | 3209.1791 | 3290.4112 | 3385.907
Scenario 1: Reference | SCG | Com | BldgEnv | Com - Health | Program Administrator Cost Test | Energy Efficiency | 15775.046 | 14018.8353 | 11763.3999 | 9225.2684 | 6677.0402 | 4284.7817 | 2191.3227 | 1001.0462 | 1011.9818 | 1005.629 | 993.2632 | 1019.6484 | 1051.6638
Scenario 1: Reference | SCG | Com | BldgEnv | Com - Health | Rate Impact Measure Test | Energy Efficiency | 48830.9832 | 44044.633 | 37562.236 | 29959.2301 | 22141.0889 | 14590.8671 | 7787.2922 | 3648.6231 | 3341.8121 | 2941.1738 | 2492.5465 | 2095.1099 | 1632.4261
Scenario 1: Reference | SCG | Com | BldgEnv | Com - Health | Total Resource Cost Test | Energy Efficiency | 32773.9376 | 29585.8233 | 25261.4309 | 20213.7771 | 14998.6772 | 9972.2679 | 5459.5775 | 2840.9921 | 2879.5511 | 2880.1907 | 2866.6033 | 2939.4838 | 3025.7843
Scenario 1: Reference | SCG | Com | BldgEnv | Com - Lodging | Participant Cost Test | Energy Efficiency | 914.3324 | 1129.0843 | 1391.4168 | 3125.2117 | 3834.6435 | 4691.4051 | 5720.1371 | 6946.621 | 8396.0163 | 10090.4444 | 12044.9616 | 14262.2234 | 16725.4909
Scenario 1: Reference | SCG | Com | BldgEnv | Com - Lodging | Program Administrator Cost Test | Energy Efficiency | 261.5322 | 317.0572 | 383.5409 | 805.6485 | 969.7382 | 1163.8191 | 1391.9887 | 1658.2305 | 1965.9954 | 2317.6867 | 2713.4718 | 3150.8701 | 3623.6064
Scenario 1: Reference | SCG | Com | BldgEnv | Com - Lodging | Rate Impact Measure Test | Energy Efficiency | 864.0501 | 1058.2783 | 1292.531 | 2737.8778 | 3330.1868 | 4043.1346 | 4896.8272 | 5552.5667 | 5986.3304 | 6284.4325 | 6361.4282 | 6113.3283 | 5409.1377
Scenario 1: Reference | SCG | Com | BldgEnv | Com - Lodging | Total Resource Cost Test | Energy Efficiency | 798.0145 | 981.8098 | 1205.499 | 2672.9283 | 3268.2377 | 3984.6881 | 4841.9786 | 5860.5368 | 7060.0313 | 8457.3709 | 10063.2814 | 11878.1394 | 13886.3655
Scenario 1: Reference | SCG | Com | BldgEnv | Com - Office (Large) | Participant Cost Test | Energy Efficiency | 13444.8657 | 13686.8995 | 13875.2845 | 14070.2152 | 14304.0532 | 14539.6419 | 14713.1093 | 14878.2289 | 14949.2557 | 14982.5169 | 15046.4161 | 15062.5587 | 15090.8457
Scenario 1: Reference | SCG | Com | BldgEnv | Com - Office (Large) | Program Administrator Cost Test | Energy Efficiency | 3122.0636 | 3196.2874 | 3249.4343 | 3287.9003 | 3334.6593 | 3377.8764 | 3398.3415 | 3413.1733 | 3397.6502 | 3369.6919 | 3349.1201 | 3314.0329 | 3281.3928
Scenario 1: Reference | SCG | Com | BldgEnv | Com - Office (Large) | Rate Impact Measure Test | Energy Efficiency | 14948.897 | 14971.4619 | 14789.7457 | 14493.4695 | 14144.1072 | 13679.0148 | 13015.2314 | 12109.7747 | 10934.6191 | 9624.7337 | 8231.1303 | 6690.889 | 5033.2427
Scenario 1: Reference | SCG | Com | BldgEnv | Com - Office (Large) | Total Resource Cost Test | Energy Efficiency | 11281.5438 | 11491.57 | 11651.0971 | 11810.296 | 12001.7448 | 12192.3079 | 12325.8241 | 12450.1547 | 12490.5733 | 12497.1464 | 12529.5705 | 12519.9146 | 12520.2196
Scenario 1: Reference | SCG | Com | BldgEnv | Com - Office (Small) | Participant Cost Test | Energy Efficiency | 12099.5316 | 8231.8116 | 4413.3312 | 2203.5518 | 898.376 | 14386.4475 | 2248.2295 | 2294.4478 | 2337.7464 | 2377.3362 | 2417.7594 | 2455.2065 | 2493.3562
Scenario 1: Reference | SCG | Com | BldgEnv | Com - Office (Small) | Program Administrator Cost Test | Energy Efficiency | 3155.219 | 2090.4205 | 1079.3075 | 511.0467 | 97.433 | 4250.4812 | 511.7383 | 520.5405 | 527.7743 | 533.3141 | 538.5134 | 542.3393 | 545.8531
Scenario 1: Reference | SCG | Com | BldgEnv | Com - Office (Small) | Rate Impact Measure Test | Energy Efficiency | 10479.2257 | 7248.242 | 4086.1398 | 2244.5647 | 345.7749 | 17539.3221 | 1957.2906 | 1845.5141 | 1697.5671 | 1522.6378 | 1323.0983 | 1094.7462 | 837.19
Scenario 1: Reference | SCG | Com | BldgEnv | Com - Office (Small) | Total Resource Cost Test | Energy Efficiency | 10376.9795 | 7024.2361 | 3738.3721 | 1847.3505 | 687.1696 | 12604.191 | 1878.979 | 1916.5616 | 1951.1725 | 1982.178 | 2013.5643 | 2042.0491 | 2070.8399
Scenario 1: Reference | SCG | Com | BldgEnv | Com - Other | Participant Cost Test | Energy Efficiency | 63636.6036 | 57615.8904 | 49430.1853 | 154638.885 | 110192.5518 | 73805.9839 | 32429.7348 | 5948.7391 | 4945.7674 | 5095.7001 | 5251.0997 | 5397.7979 | 5555.4213
Scenario 1: Reference | SCG | Com | BldgEnv | Com - Other | Program Administrator Cost Test | Energy Efficiency | 36390.1078 | 32298.7957 | 27080.6869 | 38308.226 | 25783.6765 | 18683.1616 | 7798.8317 | 2481.9591 | 2380.617 | 2442.0955 | 2503.6149 | 2557.2847 | 2614.1944
Scenario 1: Reference | SCG | Com | BldgEnv | Com - Other | Rate Impact Measure Test | Energy Efficiency | 109668.4706 | 98767.5443 | 84130.8769 | 124518.1028 | 83568.8549 | 64033.8194 | 26974.4798 | 8506.6752 | 7430.245 | 6779.5434 | 5996.7976 | 5052.1258 | 3950.1125
Scenario 1: Reference | SCG | Com | BldgEnv | Com - Other | Total Resource Cost Test | Energy Efficiency | 66737.0183 | 60036.4517 | 51134.0405 | 131498.124 | 92741.5037 | 63104.1094 | 27488.9441 | 5739.8428 | 4977.9771 | 5121.1767 | 5268.0329 | 5403.5837 | 5548.6696
Scenario 1: Reference | SCG | Com | BldgEnv | Com - Refrig. Warehouse | Participant Cost Test | Energy Efficiency | 2378.5266 | 176.8768 | 1111.4832 | 3985.1498 | 3065.8039 | 3571.183 | 4109.8112 | 4661.0396 | 5202.979 | 5701.7381 | 6120.62 | 6426.546 | 6584.6539
Scenario 1: Reference | SCG | Com | BldgEnv | Com - Refrig. Warehouse | Program Administrator Cost Test | Energy Efficiency | 962.6344 | 79.3638 | 300.4105 | 1344.0662 | 800.0299 | 910.6197 | 1024.9509 | 1137.271 | 1243.1303 | 1334.661 | 1404.1082 | 1446.0289 | 1454.0332
Scenario 1: Reference | SCG | Com | BldgEnv | Com - Refrig. Warehouse | Rate Impact Measure Test | Energy Efficiency | 4176.3507 | 368.1508 | 950.8908 | 5122.7987 | 2659.0817 | 3034.3451 | 3430.8264 | 3619.0625 | 3606.7447 | 3460.0936 | 3161.8594 | 2713.3203 | 2122.5142
Scenario 1: Reference | SCG | Com | BldgEnv | Com - Refrig. Warehouse | Total Resource Cost Test | Energy Efficiency | 2248.0405 | 171.7173 | 960.6488 | 3602.1 | 2631.0134 | 3051.7249 | 3497.9429 | 3951.7283 | 4395.0571 | 4799.4446 | 5134.5671 | 5373.9759 | 5489.3678
Scenario 1: Reference | SCG | Com | BldgEnv | Com - Restaurant | Participant Cost Test | Energy Efficiency | 2870.2552 | 2920.5408 | 2976.7118 | 3039.922 | 3112.4818 | 3173.4695 | 3228.9106 | 3291.5442 | 3352.8321 | 3409.1211 | 3468.5214 | 3523.0919 | 3580.8482
Scenario 1: Reference | SCG | Com | BldgEnv | Com - Restaurant | Program Administrator Cost Test | Energy Efficiency | 1066.0227 | 1100.4742 | 1135.5486 | 1172.0725 | 1211.4759 | 1241.9558 | 1267.4009 | 1295.1167 | 1320.3873 | 1341.5246 | 1362.9732 | 1380.7771 | 1399.0242
Scenario 1: Reference | SCG | Com | BldgEnv | Com - Restaurant | Rate Impact Measure Test | Energy Efficiency | 4556.8915 | 4672.9192 | 4754.7433 | 4803.2384 | 4821.9427 | 4758.5253 | 4629.3959 | 4400.2431 | 4078.3211 | 3687.2359 | 3234.6996 | 2706.2717 | 2102.3499
Scenario 1: Reference | SCG | Com | BldgEnv | Com - Restaurant | Total Resource Cost Test | Energy Efficiency | 2675.762 | 2733.0946 | 2794.7983 | 2862.2096 | 2937.8544 | 2999.5978 | 3054.1472 | 3115.0597 | 3173.3817 | 3225.4928 | 3279.8819 | 3328.5042 | 3379.5473
Scenario 1: Reference | SCG | Com | BldgEnv | Com - Retail | Participant Cost Test | Energy Efficiency | 113924.5912 | 98327.3314 | 79217.9976 | 8024.8437 | 40913.2382 | 31688.4326 | 8971.1879 | 9291.178 | 9575.5524 | 9843.6553 | 10120.4819 | 10361.0366 | 10603.5796
Scenario 1: Reference | SCG | Com | BldgEnv | Com - Retail | Program Administrator Cost Test | Energy Efficiency | 108082.1414 | 91820.8334 | 72244.1471 | 4090.315 | 36330.1821 | 23882.7584 | 4520.6882 | 4655.8524 | 4763.2003 | 4857.0974 | 4953.5176 | 5030.8089 | 5102.73
Scenario 1: Reference | SCG | Com | BldgEnv | Com - Retail | Rate Impact Measure Test | Energy Efficiency | 340982.3794 | 292348.7269 | 232528.3537 | 19003.2753 | 115139.8666 | 86294.7654 | 18400.3945 | 17560.3985 | 16275.7412 | 14693.9741 | 12840.548 | 10635.7981 | 8085.9117
Scenario 1: Reference | SCG | Com | BldgEnv | Com - Retail | Total Resource Cost Test | Energy Efficiency | 149493.0532 | 127814.0868 | 101673.1257 | 8454.3968 | 51514.901 | 37772.3838 | 9416.1354 | 9733.7173 | 10006.2654 | 10257.5978 | 10516.5867 | 10736.4715 | 10955.8669
Scenario 1: Reference | SCG | Com | BldgEnv | Com - School | Participant Cost Test | Energy Efficiency | 3121.8193 | 3182.8868 | 3248.2807 | 3307.8948 | 3338.5256 | 3391.0497 | 3422.8544 | 3453.2552 | 3489.2836 | 3531.4345 | 3564.1253 | 3610.4603 | 3642.0764
Scenario 1: Reference | SCG | Com | BldgEnv | Com - School | Program Administrator Cost Test | Energy Efficiency | 701.0206 | 720.8644 | 741.2166 | 755.6698 | 759.8757 | 770.128 | 773.1755 | 775.1289 | 778.0661 | 782.0923 | 782.782 | 786.6434 | 785.8777
Scenario 1: Reference | SCG | Com | BldgEnv | Com - School | Rate Impact Measure Test | Energy Efficiency | 3323.7685 | 3350.2546 | 3354.6714 | 3317.4691 | 3212.2816 | 3112.0875 | 2958.5491 | 2749.0118 | 2503.2004 | 2233.2868 | 1923.4498 | 1587.9893 | 1205.3475
Scenario 1: Reference | SCG | Com | BldgEnv | Com - School | Total Resource Cost Test | Energy Efficiency | 2605.1722 | 2658.9634 | 2715.9885 | 2766.2913 | 2790.2134 | 2833.0652 | 2857.1189 | 2879.5414 | 2906.4998 | 2938.3936 | 2961.6772 | 2996.4025 | 3018.067
Scenario 1: Reference | SCG | Com | BldgEnv | Com - Warehouse | Participant Cost Test | Energy Efficiency | 58644.4668 | 68214.2306 | 77943.8456 | 157404.9704 | 173076.5352 | 185859.0344 | 194541.4629 | 198195.1794 | 196202.7022 | 188598.3463 | 175969.2468 | 159340.0746 | 140125.8909
Scenario 1: Reference | SCG | Com | BldgEnv | Com - Warehouse | Program Administrator Cost Test | Energy Efficiency | 16506.2376 | 18880.1739 | 21200.789 | 40109.8116 | 43281.829 | 45607.5414 | 46839.8534 | 46822.7351 | 45480.0472 | 42898.0247 | 39275.644 | 34898.9992 | 30126.7893
Scenario 1: Reference | SCG | Com | BldgEnv | Com - Warehouse | Rate Impact Measure Test | Energy Efficiency | 53420.5954 | 61512.793 | 69501.3977 | 131053.0964 | 142751.4394 | 151980.2548 | 157818.8937 | 150305.6612 | 133118.6699 | 112189.6957 | 89197.7335 | 65989.3342 | 44229.1319
Scenario 1: Reference | SCG | Com | BldgEnv | Com - Warehouse | Total Resource Cost Test | Energy Efficiency | 51074.6594 | 59209.9665 | 67423.425 | 134479.6758 | 147365.0769 | 157714.5595 | 164531.1745 | 167070.7764 | 164855.7689 | 157962.8886 | 146925.6165 | 132634.0944 | 116294.5076
Scenario 1: Reference | SCG | Com | FoodServ | Com - College | Participant Cost Test | Energy Efficiency | 167037.5815 | 177986.0764 | 189478.3423 | 201206.3241 | 212140.9258 | 223892.5452 | 277742.717 | 302939.0595 | 318919.0529 | 334559.736 | 350674.4055 | 369413.7293 | 386110.5195
Scenario 1: Reference | SCG | Com | FoodServ | Com - College | Program Administrator Cost Test | Energy Efficiency | 115983.304 | 121611.4955 | 127393.0562 | 133127.8337 | 138194.9491 | 143581.7082 | 156072.0068 | 162792.32 | 167651.319 | 172059.4553 | 176360.9288 | 181555.6649 | 185425.2862
Scenario 1: Reference | SCG | Com | FoodServ | Com - College | Rate Impact Measure Test | Energy Efficiency | 448233.7143 | 473728.0242 | 481278.0586 | 483354.8101 | 478795.0643 | 471500.4902 | 472630.9651 | 455846.7987 | 429714.5841 | 396463.0567 | 356489.1805 | 311005.6058 | 254463.7408
Scenario 1: Reference | SCG | Com | FoodServ | Com - College | Total Resource Cost Test | Energy Efficiency | 183139.2768 | 193795.9424 | 204891.0206 | 216096.5594 | 226348.9503 | 237320.9891 | 268495.4784 | 284926.8772 | 296647.364 | 307796.0411 | 319060.6394 | 332334.9685 | 343443.7929
Scenario 1: Reference | SCG | Com | FoodServ | Com - Grocery | Participant Cost Test | Energy Efficiency | 1258166.5606 | 1349693.8884 | 1439774.2613 | 1532251.7288 | 1626862.785 | 1721410.7064 | 2784838.2929 | 3307480.7188 | 3549223.0363 | 3796108.7213 | 4054043.1681 | 4318182.6823 | 4595898.6981
Scenario 1: Reference | SCG | Com | FoodServ | Com - Grocery | Program Administrator Cost Test | Energy Efficiency | 959207.3432 | 1015116.2155 | 1068692.219 | 1122637.3852 | 1176738.1926 | 1229738.3895 | 1451711.3472 | 1573498.3787 | 1641213.5165 | 1706312.8642 | 1771694.956 | 1834797.8573 | 1893172.2295
Scenario 1: Reference | SCG | Com | FoodServ | Com - Grocery | Rate Impact Measure Test | Energy Efficiency | 3253804.1407 | 3461458.4799 | 3558157.9385 | 3587275.3642 | 3587550.9181 | 3552739.1087 | 3804798.8371 | 3805273.7068 | 3652979.8093 | 3443963.1812 | 3178373.4101 | 2846049.3354 | 2435964.6409
Scenario 1: Reference | SCG | Com | FoodServ | Com - Grocery | Total Resource Cost Test | Energy Efficiency | 1378786.4707 | 1468365.8379 | 1555278.8304 | 1643616.9638 | 1733082.0336 | 1821448.602 | 2380696.2142 | 2672560.2917 | 2823454.3633 | 2973841.6095 | 3128546.1425 | 3283428.8204 | 3439230.7526
Scenario 1: Reference | SCG | Com | FoodServ | Com - Health | Participant Cost Test | Energy Efficiency | 402120.7945 | 432399.9038 | 463884.5563 | 492685.7907 | 523482.7767 | 552967.1863 | 792845.2174 | 905302.2506 | 964691.232 | 1021437.4031 | 1077920.027 | 1146224.4746 | 1218818.0684
Scenario 1: Reference | SCG | Com | FoodServ | Com - Health | Program Administrator Cost Test | Energy Efficiency | 306130.8006 | 324388.412 | 342988.2535 | 359312.4204 | 376541.3563 | 392541.1321 | 446366.1303 | 475175.9269 | 493740.1004 | 509853.425 | 524923.5042 | 543926.1712 | 561838.5172
Scenario 1: Reference | SCG | Com | FoodServ | Com - Health | Rate Impact Measure Test | Energy Efficiency | 1144518.472 | 1220727.522 | 1254897.1572 | 1260635.656 | 1259685.5372 | 1242768.5852 | 1287756.6823 | 1263231.1153 | 1202399.6491 | 1118253.4464 | 1013457.058 | 896074.1948 | 751433.42
Scenario 1: Reference | SCG | Com | FoodServ | Com - Health | Total Resource Cost Test | Energy Efficiency | 451622.4067 | 481997.9117 | 513276.8806 | 541319.5561 | 571123.7079 | 599219.2844 | 730972.8274 | 798058.6098 | 838493.2121 | 875570.2562 | 911527.6933 | 955900.0706 | 1000985.6455
Scenario 1: Reference | SCG | Com | FoodServ | Com - Lodging | Participant Cost Test | Energy Efficiency | 341706.477 | 367960.646 | 394852.5642 | 421581.9668 | 449133.3124 | 477059.2331 | 752272.2405 | 895009.3122 | 960420.9096 | 1027360.7515 | 1097055.2916 | 1168857.6392 | 1243546.8572
Scenario 1: Reference | SCG | Com | FoodServ | Com - Lodging | Program Administrator Cost Test | Energy Efficiency | 263524.69 | 279733.2641 | 295957.6416 | 311641.3542 | 327524.5405 | 343304.7324 | 402486.4465 | 436747.0372 | 456185.4393 | 474927.8078 | 493683.3607 | 511621.2281 | 528192.5379
Scenario 1: Reference | SCG | Com | FoodServ | Com - Lodging | Rate Impact Measure Test | Energy Efficiency | 987152.3816 | 1050100.421 | 1080339.0613 | 1089532.9174 | 1090205.1873 | 1080304.3732 | 1141998.6489 | 1137300.8543 | 1088300.1576 | 1021398.0654 | 936370.77 | 829950.9054 | 699066.0256
Scenario 1: Reference | SCG | Com | FoodServ | Com - Lodging | Total Resource Cost Test | Energy Efficiency | 380792.6057 | 406944.0221 | 433427.7889 | 459390.9117 | 485905.5131 | 512499.1529 | 659629.9177 | 740885.9314 | 783384.93 | 825850.5122 | 869381.4936 | 912982.0924 | 956453.525
Scenario 1: Reference | SCG | Com | FoodServ | Com - Other | Participant Cost Test | Energy Efficiency | 1709669.0342 | 1847304.8357 | 1987069.0877 | 2128129.4134 | 1857630.6318 | 2822053.2798 | 2861075.3459 | 3143666.976 | 3337727.0265 | 3540266.5925 | 3749856.4282 | 3963463.1939 | 4186522.0051
Scenario 1: Reference | SCG | Com | FoodServ | Com - Other | Program Administrator Cost Test | Energy Efficiency | 1224911.5971 | 1299639.7503 | 1373254.2661 | 1445210.6121 | 1263659.1197 | 1827587.4833 | 1705886.4716 | 1794947.4712 | 1865011.542 | 1935468.4504 | 2005843.9658 | 2073537.6721 | 2140074.0699
Scenario 1: Reference | SCG | Com | FoodServ | Com - Other | Rate Impact Measure Test | Energy Efficiency | 5268453.873 | 5596742.3447 | 5708365.1726 | 5750483.8635 | 4736861.3128 | 6568641.1187 | 5618340.2249 | 5440122.605 | 5145794.3061 | 4770531.1416 | 4301518.4734 | 3724186.9361 | 3028135.3103
Scenario 1: Reference | SCG | Com | FoodServ | Com - Other | Total Resource Cost Test | Energy Efficiency | 1909939.5649 | 2047491.2476 | 2185627.8188 | 2323441.4447 | 2028286.74 | 3021898.4183 | 2883978.9258 | 3087289.9837 | 3244773.2684 | 3406960.6103 | 3572705.582 | 3738239.2048 | 3907473.0374
Scenario 1: Reference | SCG | Com | FoodServ | Com - Restaurant | Participant Cost Test | Energy Efficiency | 5239151.3762 | 5660578.8911 | 6090736.1335 | 6534703.3485 | 6993412.648 | 7446293.556 | 11733756.9755 | 13970178.5428 | 15034965.482 | 16131683.4134 | 17276437.7893 | 18459451.0486 | 19706888.5937
Scenario 1: Reference | SCG | Com | FoodServ | Com - Restaurant | Program Administrator Cost Test | Energy Efficiency | 4083161.6701 | 4347698.2679 | 4610818.4091 | 4876837.2593 | 5146545.5117 | 5406285.2522 | 6337037.5553 | 6886846.8943 | 7217608.3051 | 7539411.5416 | 7862402.3836 | 8175898.0135 | 8476619.5094
Scenario 1: Reference | SCG | Com | FoodServ | Com - Restaurant | Rate Impact Measure Test | Energy Efficiency | 15596229.8925 | 16627150.4928 | 17121374.4147 | 17330580.4661 | 17396612.977 | 17256474.2421 | 18209519.9279 | 18142332.6631 | 17402393.9522 | 16369778.7181 | 15035166.4443 | 13349177.1294 | 11265225.4362
Scenario 1: Reference | SCG | Com | FoodServ | Com - Restaurant | Total Resource Cost Test | Energy Efficiency | 5867156.5157 | 6290636.5607 | 6717588.9678 | 7153831.2577 | 7600351.7117 | 8035562.315 | 10337875.0603 | 11626239.3502 | 12333797.5403 | 13046243.3891 | 13778642.4109 | 14517578.6388 | 15270484.3659
Scenario 1: Reference | SCG | Com | FoodServ | Com - Retail | Participant Cost Test | Energy Efficiency | 4386.5978 | 4962.0687 | 5531.1208 | 6168.4578 | 0 | 16086.9631 | 8348.2615 | 9177.2503 | 9989.1374 | 10813.4338 | 11690.4532 | 12559.804 | 13469.7253
Scenario 1: Reference | SCG | Com | FoodServ | Com - Retail | Program Administrator Cost Test | Energy Efficiency | 1941.1681 | 2152.7715 | 2352.6003 | 2572.2396 | 0 | 6447.7553 | 3280.4268 | 3535.4664 | 3772.7841 | 4004.0309 | 4243.8983 | 4470.0905 | 4699.9368
Scenario 1: Reference | SCG | Com | FoodServ | Com - Retail | Rate Impact Measure Test | Energy Efficiency | 23214.4189 | 24756.9472 | 25804.3844 | 26674.8265 | 0 | 58250.852 | 27172.4622 | 26412.0512 | 24868.507 | 22598.6872 | 19609.5938 | 15695.0633 | 10845.1671
Scenario 1: Reference | SCG | Com | FoodServ | Com - Retail | Total Resource Cost Test | Energy Efficiency | 3916.7565 | 4411.8222 | 4897.2622 | 5439.137 | 0 | 14071.3937 | 7273.6921 | 7965.1537 | 8636.9194 | 9314.7253 | 10033.1949 | 10740.3357 | 11477.4685
Scenario 1: Reference | SCG | Com | FoodServ | Com - School | Participant Cost Test | Energy Efficiency | 455152.2048 | 486187.2696 | 517868.5596 | 549488.465 | 579007.0846 | 609621.7865 | 726971.1685 | 798811.6685 | 840863.4491 | 884231.8082 | 927463.2006 | 972880.8383 | 1017655.74
Scenario 1: Reference | SCG | Com | FoodServ | Com - School | Program Administrator Cost Test | Energy Efficiency | 293139.0013 | 306708.5914 | 320060.535 | 332799.7567 | 343837.3902 | 354985.2349 | 380386.4392 | 396799.5847 | 407477.268 | 418054.732 | 427910.2665 | 437879.4013 | 446225.1153
Scenario 1: Reference | SCG | Com | FoodServ | Com - School | Rate Impact Measure Test | Energy Efficiency | 1229109.5729 | 1285415.9433 | 1297879.2917 | 1294497.701 | 1274131.0265 | 1244273.6492 | 1227765.5348 | 1178956.8678 | 1104935.3868 | 1015328.1962 | 906666.1308 | 779499.2718 | 628108.1281
Scenario 1: Reference | SCG | Com | FoodServ | Com - School | Total Resource Cost Test | Energy Efficiency | 483632.8082 | 512558.8264 | 541762.2083 | 570530.1941 | 596836.8804 | 623912.1 | 692197.7167 | 737562.0788 | 768179.1606 | 799371.4087 | 829868.887 | 861553.0823 | 891462.1096
Scenario 1: Reference | SCG | Com | HVAC | Com - College | Participant Cost Test | Energy Efficiency | 833932.3792 | 856946.6984 | 882907.0846 | 910142.4078 | 1028681.4714 | 581328.3421 | 124461.9663 | 128233.7847 | 131872.8801 | 114011.0917 | 137646.7385 | 146299.6435 | 149659.5859
Scenario 1: Reference | SCG | Com | HVAC | Com - College | Program Administrator Cost Test | Energy Efficiency | 74948.2736 | 75477.2121 | 76330.2354 | 77268.5752 | 84581.5639 | 13069.6679 | 14713.7682 | 14857.8301 | 14975.3318 | 13684.0984 | 15014.4607 | 15639.3003 | 15678.2451
Scenario 1: Reference | SCG | Com | HVAC | Com - College | Rate Impact Measure Test | Energy Efficiency | 306410.789 | 298740.0896 | 293420.2793 | 287292.2075 | 302029.668 | 148818.1005 | 144946.0105 | 132049.3512 | 117372.659 | 96798.865 | 81893.3416 | 64110.1398 | 41040.6322
Scenario 1: Reference | SCG | Com | HVAC | Com - College | Total Resource Cost Test | Energy Efficiency | 235064.3631 | 240146.9708 | 246126.6494 | 252442.9872 | 328580.5233 | 177121.0873 | 98892.0942 | 101647.3257 | 104288.3556 | 90930.9199 | 108360.4091 | 114916.6288 | 117298.8427
Scenario 1: Reference | SCG | Com | HVAC | Com - Grocery | Participant Cost Test | Energy Efficiency | 108486.3216 | 113346.1884 | 116957.8648 | 121226.1738 | 125964.0391 | 130888.5277 | 135128.5046 | 140220.3135 | 144588.3102 | 148402.1846 | 152752.8911 | 156679.0338 | 160866.9107
Scenario 1: Reference | SCG | Com | HVAC | Com - Grocery | Program Administrator Cost Test | Energy Efficiency | 16478.7066 | 16878.9163 | 17073.0482 | 17341.4789 | 17653.3629 | 17967.4153 | 18167.4344 | 18461.0643 | 18641.5293 | 18737.2267 | 18887.9101 | 18974.753 | 19082.8828
Scenario 1: Reference | SCG | Com | HVAC | Com - Grocery | Rate Impact Measure Test | Energy Efficiency | 73800.3907 | 73522.7957 | 71994.176 | 70414.6233 | 68575.7064 | 66259.4304 | 62988.7866 | 59457.8554 | 54902.3139 | 49334.3987 | 43182.5299 | 36092.1943 | 28125.8157
Scenario 1: Reference | SCG | Com | HVAC | Com - Grocery | Total Resource Cost Test | Energy Efficiency | 86798.9142 | 90464.5353 | 93120.6303 | 96285.3264 | 99807.3452 | 103461.4291 | 106561.2136 | 110318.9645 | 113495.4779 | 116228.2489 | 119373.0349 | 122178.559 | 125181.3241
Scenario 1: Reference | SCG | Com | HVAC | Com - Health | Participant Cost Test | Energy Efficiency | 2419183.0442 | 2519605.0427 | 2593973.4311 | 2621188.9057 | 2623576.0362 | 2077902.7541 | 1481148.3459 | 1369958.6571 | 1244999.9831 | 1109484.7092 | 973315.987 | 854650.2176 | 747392.4126
Scenario 1: Reference | SCG | Com | HVAC | Com - Health | Program Administrator Cost Test | Energy Efficiency | 561321.3223 | 574502.2065 | 578652.0498 | 569859.9681 | 552886.7184 | 448996.8955 | 416326.3284 | 377520.2761 | 336356.3422 | 293865.7805 | 252742.9308 | 217576.2103 | 186539.1025
Scenario 1: Reference | SCG | Com | HVAC | Com - Health | Rate Impact Measure Test | Energy Efficiency | 1562129.9307 | 1602572.3982 | 1618159.6992 | 1593730.6549 | 1545897.4747 | 1316004.512 | 1225587.4246 | 1113667.9415 | 990623.7415 | 773737.3202 | 577834.1328 | 413855.3405 | 274935.631
Scenario 1: Reference | SCG | Com | HVAC | Com - Health | Total Resource Cost Test | Energy Efficiency | 1642587.1605 | 1706563.7152 | 1745539.6275 | 1746262.3826 | 1721873.5152 | 1494467.9109 | 1311138.1693 | 1207734.5032 | 1093138.8434 | 970279.3948 | 847863.7733 | 741624.9543 | 646092.8799
Scenario 1: Reference | SCG | Com | HVAC | Com - Lodging | Participant Cost Test | Energy Efficiency | 1618405.313 | 1675202.145 | 1705273.9182 | 1703905.0091 | 1675002.5745 | 1407365.7646 | 1105394.4372 | 1000803.2394 | 181107.9018 | 184503.3648 | 188381.6 | 192088.3431 | 424931.1749
Scenario 1: Reference | SCG | Com | HVAC | Com - Lodging | Program Administrator Cost Test | Energy Efficiency | 275098.05 | 279309.7492 | 278206.6512 | 271311.4672 | 259512.9931 | 211282.1272 | 191644.0035 | 170101.5021 | 30280.7579 | 30225.3065 | 30238.4269 | 30213.6669 | 66183.8129
Scenario 1: Reference | SCG | Com | HVAC | Com - Lodging | Rate Impact Measure Test | Energy Efficiency | 769809.9949 | 783413.0983 | 782095.7431 | 763717.2639 | 730655.0771 | 620933.2552 | 565420.9034 | 502704.6681 | 89181.7217 | 79582.0717 | 69132.6762 | 57469.9199 | 97546.7777
Scenario 1: Reference | SCG | Com | HVAC | Com - Lodging | Total Resource Cost Test | Energy Efficiency | 1138592.3829 | 1175447.058 | 1189968.4802 | 1178926.4478 | 1144913.77 | 1018057.1916 | 900058.1237 | 812649.0561 | 146728.7525 | 149069.0374 | 151792.4476 | 154370.8524 | 341063.0249
Scenario 1: Reference | SCG | Com | HVAC | Com - Office (Large) | Participant Cost Test | Energy Efficiency | 6354804.0176 | 6477503.816 | 6586475.7471 | 6703599.5807 | 6838887.1879 | 3492371.4068 | 2674.09 | 2690.2972 | 2686.2401 | 2677.6467 | 2681.9753 | 2678.274 | 2681.6383
Scenario 1: Reference | SCG | Com | HVAC | Com - Office (Large) | Program Administrator Cost Test | Energy Efficiency | 530124.1934 | 529762.2244 | 528110.0245 | 526959.9628 | 527052.0153 | 229.7052 | 226.3127 | 223.2199 | 218.513 | 213.5431 | 209.6944 | 205.2991 | 201.5264
Scenario 1: Reference | SCG | Com | HVAC | Com - Office (Large) | Rate Impact Measure Test | Energy Efficiency | 1207578.5237 | 1181388.2646 | 1148831.1873 | 1113819.8455 | 1077886.6282 | 852.1876 | 787.8202 | 720.3591 | 643.5561 | 562.2508 | 479.4144 | 390.5028 | 297.0251
Scenario 1: Reference | SCG | Com | HVAC | Com - Office (Large) | Total Resource Cost Test | Energy Efficiency | 1750675.9621 | 1774891.9434 | 1795192.1137 | 1817580.4926 | 1844731.678 | 699956.1222 | 2020.9896 | 2030.2967 | 2024.3552 | 2015.0649 | 2015.5589 | 2010.0717 | 2009.9408
Scenario 1: Reference | SCG | Com | HVAC | Com - Office (Small) | Participant Cost Test | Energy Efficiency | 1329693.7264 | 1368367.6433 | 1403388.8473 | 1439989.5409 | 996772.8048 | 81.993 | 78.0574 | 74.3106 | 70.7437 | 67.348 | 64.1153 | 61.0378 | 58.108
Scenario 1: Reference | SCG | Com | HVAC | Com - Office (Small) | Program Administrator Cost Test | Energy Efficiency | 226349.5056 | 228331.5323 | 229867.3348 | 231311.1666 | 153620.4655 | 46577.8344 | 4614.7224 | 4621.4472 | 4622.3522 | 4615.5317 | 4613.988 | 4606.7459 | 4603.4438
Scenario 1: Reference | SCG | Com | HVAC | Com - Office (Small) | Rate Impact Measure Test | Energy Efficiency | 677003.1816 | 664230.4501 | 647363.7659 | 627747.2565 | 314103.3407 | 1214563.3066 | 109276.7816 | 97865.1387 | 85324.9313 | 71626.5705 | 56904.0065 | 40862.5373 | 23487.6306
Scenario 1: Reference | SCG | Com | HVAC | Com - Office (Small) | Total Resource Cost Test | Energy Efficiency | 470755.4027 | 480278.1869 | 488666.8414 | 497289.2192 | 338041.965 | 46627.0971 | 4661.7723 | 4666.3803 | 4665.2608 | 4656.5042 | 4653.109 | 4644.0965 | 4639.102
Scenario 1: Reference | SCG | Com | HVAC | Com - Other | Participant Cost Test | Energy Efficiency | 272715.817 | 279951.0763 | 287336.3894 | 294299.2997 | 62255.5825 | 551992.3882 | 316983.8568 | 324517.7871 | 291312.5218 | 300771.4662 | 310887.7678 | 320546.3975 | 331331.4224
Scenario 1: Reference | SCG | Com | HVAC | Com - Other | Program Administrator Cost Test | Energy Efficiency | 173135.3188 | 175863.5903 | 178750.8601 | 181291.0935 | 17770.1418 | 351779.7384 | 189275.8114 | 191535.4872 | 186016.4316 | 188342.3179 | 190883.1272 | 192951.3855 | 195490.5031
Scenario 1: Reference | SCG | Com | HVAC | Com - Other | Rate Impact Measure Test | Energy Efficiency | 4313663.3141 | 4230941.1318 | 4118129.2162 | 3962724.6075 | 207290.3132 | 6856556.1253 | 3319032.4328 | 3023205.322 | 2634342.6984 | 2252219.5947 | 1825381.535 | 1341507.6603 | 802513.0399
Scenario 1: Reference | SCG | Com | HVAC | Com - Other | Total Resource Cost Test | Energy Efficiency | 352264.8279 | 360194.6324 | 368388.6385 | 375956.8987 | 57032.7481 | 720274.2305 | 400239.7601 | 407908.9095 | 381896.4733 | 390792.3922 | 400348.2524 | 409124.5438 | 419133.9927
Scenario 1: Reference | SCG | Com | HVAC | Com - Restaurant | Participant Cost Test | Energy Efficiency | 5370794.3773 | 5673271.8056 | 5936084.2277 | 6176216.8213 | 6408114.0496 | 6622130.6391 | 6829724.1095 | 7045475.3246 | 7264421.6638 | 7485357.7365 | 7715484.084 | 7949903.9961 | 8194436.638
Scenario 1: Reference | SCG | Com | HVAC | Com - Restaurant | Program Administrator Cost Test | Energy Efficiency | 1414197.4467 | 1464016.8532 | 1501383.797 | 1531154.3391 | 1557206.0769 | 1577482.8035 | 1594921.9502 | 1612937.7613 | 1630374.608 | 1646975.4055 | 1664280.091 | 1681203.5997 | 1698916.1317
Scenario 1: Reference | SCG | Com | HVAC | Com - Restaurant | Rate Impact Measure Test | Energy Efficiency | 6549545.0918 | 6585706.8884 | 6528855.058 | 6400277.8805 | 6214959.4887 | 5962863.8817 | 5653558.6567 | 5296761.2358 | 4882073.913 | 4403805.343 | 3858067.0381 | 3234991.6014 | 2523517.9162
Scenario 1: Reference | SCG | Com | HVAC | Com - Restaurant | Total Resource Cost Test | Energy Efficiency | 4694735.0307 | 4939360.2276 | 5148017.2598 | 5335799.8727 | 5515379.6821 | 5678602.5857 | 5835443.5785 | 5998387.8512 | 6163181.9641 | 6328807.0349 | 6501334.0756 | 6676606.6445 | 6859482.9511
Scenario 1: Reference | SCG | Com | HVAC | Com - Retail | Participant Cost Test | Energy Efficiency | 1128572.3823 | 1165574.6432 | 1199635.8316 | 1235369.9344 | 970160.7006 | 821889.5498 | 1129.4912 | 1155.6172 | 1177.0409 | 1197.6342 | 1221.5631 | 1243.349 | 1267.7042
Scenario 1: Reference | SCG | Com | HVAC | Com - Retail | Program Administrator Cost Test | Energy Efficiency | 102589.3329 | 103896.1389 | 104812.0813 | 105840.7764 | 74812.9637 | 19149.9361 | 9187.5101 | 9326.4981 | 9410.1269 | 9476.1538 | 9562.0164 | 9618.8833 | 9687.9024
Scenario 1: Reference | SCG | Com | HVAC | Com - Retail | Rate Impact Measure Test | Energy Efficiency | 607906.7941 | 595864.9805 | 576139.5878 | 555185.7682 | 153110.9755 | 657997.447 | 286410.6193 | 259560.1965 | 227770.6767 | 192228.4404 | 153427.7764 | 110056.5415 | 62388.827
Scenario 1: Reference | SCG | Com | HVAC | Com - Retail | Total Resource Cost Test | Energy Efficiency | 319575 | 328180.1519 | 335833.4652 | 343930.1703 | 261637.5914 | 184493.6337 | 9920.3059 | 10078.4207 | 10178.0149 | 10259.4099 | 10362.8134 | 10435.7595 | 10522.5326
Scenario 1: Reference | SCG | Com | HVAC | Com - School | Participant Cost Test | Energy Efficiency | 2226776.189 | 1965687.3465 | 2006383.479 | 2045588.4488 | 1924630.3828 | 541172.9689 | 540742.5143 | 543507.1282 | 548604.7578 | 555937.1171 | 561722.3716 | 571260.7369 | 577992.0157
Scenario 1: Reference | SCG | Com | HVAC | Com - School | Program Administrator Cost Test | Energy Efficiency | 288698.5595 | 288282.3448 | 288382.075 | 288159.1274 | 286074.96 | 79831.4726 | 78551.0136 | 77395.7828 | 76581.2807 | 76074.3382 | 75349.5192 | 75116.7418 | 74500.9545
Scenario 1: Reference | SCG | Com | HVAC | Com - School | Rate Impact Measure Test | Energy Efficiency | 1173951.3293 | 1133032.6663 | 1091084.6677 | 1043305.581 | 982665.8128 | 522087.1791 | 475052.2878 | 426341.7998 | 376620.0484 | 324996.8966 | 268594.3774 | 209509.2353 | 144219.4563
Scenario 1: Reference | SCG | Com | HVAC | Com - School | Total Resource Cost Test | Energy Efficiency | 948790.2405 | 898695.8774 | 910552.9809 | 921400.5202 | 895242.2128 | 435723.5177 | 435716.7231 | 436809.3803 | 439783.3088 | 444545.4416 | 448065.7375 | 454571.3887 | 458832.8511
Scenario 1: Reference | SCG | Com | HVAC | Com - Warehouse | Participant Cost Test | Energy Efficiency | 82.7864 | 89.2965 | 94.2804 | 100.5903 | 108.4991 | 115.7591 | 122.1503 | 129.0772 | 134.947 | 140.8587 | 147.0964 | 152.5917 | 159.0093
Scenario 1: Reference | SCG | Com | HVAC | Com - Warehouse | Program Administrator Cost Test | Energy Efficiency | 7.1661 | 7.5781 | 7.8441 | 8.205 | 8.6766 | 9.0756 | 9.3889 | 9.7268 | 9.9698 | 10.2025 | 10.4454 | 10.6231 | 10.8528
Scenario 1: Reference | SCG | Com | HVAC | Com - Warehouse | Rate Impact Measure Test | Energy Efficiency | 32.5018 | 33.4037 | 33.4401 | 33.6356 | 33.9711 | 33.6699 | 32.684 | 31.3897 | 29.3626 | 26.8627 | 23.8807 | 20.2064 | 15.9958
Scenario 1: Reference | SCG | Com | HVAC | Com - Warehouse | Total Resource Cost Test | Energy Efficiency | 62.6725 | 67.501 | 71.1651 | 75.8198 | 81.6668 | 87.0117 | 91.692 | 96.7634 | 101.0324 | 105.3239 | 109.8503 | 113.8142 | 118.4579
Scenario 1: Reference | SCG | Com | WaterHeat | Com - College | Participant Cost Test | Energy Efficiency | 336422.9713 | 333638.8373 | 289974.9313 | 297215.3652 | 297146.2146 | 140494.8528 | 34764.3663 | 30344.0233 | 18446.2155 | 17134.4138 | 15922.6386 | 14805.1419 | 13770.8949
Scenario 1: Reference | SCG | Com | WaterHeat | Com - College | Program Administrator Cost Test | Energy Efficiency | 159474.5443 | 149793.3165 | 146629.543 | 145095.8097 | 141463.9298 | 29379.0736 | 28023.0523 | 25156.9662 | 20844.7276 | 19036.1953 | 17392.3565 | 15902.6779 | 14549.4553
Scenario 1: Reference | SCG | Com | WaterHeat | Com - College | Rate Impact Measure Test | Energy Efficiency | 710430.6186 | 674947.2822 | 651113.3856 | 628036.6765 | 595744.6688 | 61066.0264 | 58659.3092 | 53239.3084 | 44686.9993 | 41061.1719 | 34580.924 | 27023.3837 | 19902.528
Scenario 1: Reference | SCG | Com | WaterHeat | Com - College | Total Resource Cost Test | Energy Efficiency | 366397.5288 | 358732.3753 | 312665.0554 | 317113.1107 | 314925.4546 | 116539.6742 | 41703.2189 | 36708.4343 | 25449.1341 | 23370.5936 | 21475.0209 | 19749.6699 | 18173.9754
Scenario 1: Reference | SCG | Com | WaterHeat | Com - Grocery | Participant Cost Test | Energy Efficiency | 216476.1296 | 125681.779 | 72565.5141 | 69556.4376 | 68408.4658 | 52769.8522 | 36457.1733 | 35012.1163 | 33701.2515 | 32529.1607 | 31483.091 | 30548.9752 | 29723.4248
Scenario 1: Reference | SCG | Com | WaterHeat | Com - Grocery | Program Administrator Cost Test | Energy Efficiency | 260668.6452 | 143278.5297 | 75459.392 | 70325.4662 | 67319.3302 | 49937.4084 | 47403.279 | 45139.9856 | 43106.0906 | 41285.7631 | 39666.2579 | 38222.2196 | 36944.1459
Scenario 1: Reference | SCG | Com | WaterHeat | Com - Grocery | Rate Impact Measure Test | Energy Efficiency | 575723.3166 | 347209.3956 | 213530.1857 | 202354.2086 | 195122.4275 | 127893.9299 | 124377.0539 | 121531.727 | 119230.7891 | 107850.7666 | 92109.2529 | 74035.8077 | 55292.9083
Scenario 1: Reference | SCG | Com | WaterHeat | Com - Grocery | Total Resource Cost Test | Energy Efficiency | 318825.6382 | 181341.2 | 101896.2168 | 96462.8826 | 93670.1508 | 70532.9249 | 57445.4204 | 54950.4698 | 52703.96 | 50697.834 | 48915.0662 | 47326.8215 | 45924.3044
Scenario 1: Reference | SCG | Com | WaterHeat | Com - Health | Participant Cost Test | Energy Efficiency | 17423553.9856 | 13427798.75 | 9577544.0575 | 6626227.6269 | 4588719.3641 | 2944366.2912 | 1787734.0888 | 1093636.3743 | 25687.8497 | 23986.0721 | 23405.7925 | 21917.3316 | 20546.5907
Scenario 1: Reference | SCG | Com | WaterHeat | Com - Health | Program Administrator Cost Test | Energy Efficiency | 3324694.7298 | 2538743.6887 | 1855702.2418 | 1340928.3598 | 992778.4465 | 470334.0918 | 306237.2622 | 193370.9517 | 29528.1528 | 27161.6414 | 25175.429 | 23225.4832 | 21462.0098
Scenario 1: Reference | SCG | Com | WaterHeat | Com - Health | Rate Impact Measure Test | Energy Efficiency | 9070571.2648 | 7176663.1171 | 5469704.5479 | 4136641.0573 | 3202887.1341 | 1215793.7166 | 797014.9343 | 505740.6086 | 65987.1241 | 60471.5827 | 51406.2953 | 40392.2321 | 29845.0672
Scenario 1: Reference | SCG | Com | WaterHeat | Com - Health | Total Resource Cost Test | Energy Efficiency | 12222035.1793 | 9420987.8961 | 6750246.2521 | 4730412.8894 | 3342529.4335 | 2006180.5533 | 1218557.2302 | 749780.4654 | 36057.1219 | 33346.4297 | 31546.5887 | 29274.8533 | 27210.3029
Scenario 1: Reference | SCG | Com | WaterHeat | Com - Lodging | Participant Cost Test | Energy Efficiency | 5175314.7494 | 4390807.8936 | 3589820.8696 | 3039487.5859 | 2670762.4175 | 1364160.3437 | 171678.3813 | 158367.727 | 27136.5303 | 23783.608 | 21119.3237 | 18967.045 | 17361.2791
Scenario 1: Reference | SCG | Com | WaterHeat | Com - Lodging | Program Administrator Cost Test | Energy Efficiency | 1937912.0222 | 1800059.693 | 1676015.8759 | 1584418.5625 | 1528124.5875 | 86999.2296 | 53621.3926 | 47967.8924 | 26037.2435 | 23332.3277 | 21054.959 | 19116.1392 | 17471.0339
Scenario 1: Reference | SCG | Com | WaterHeat | Com - Lodging | Rate Impact Measure Test | Energy Efficiency | 8782113.0883 | 8269091.1418 | 7750687.4238 | 7257710.7673 | 6814378.5358 | 208368.367 | 125429.219 | 113954.5253 | 59133.7108 | 52705.4708 | 43698.6506 | 33663.436 | 24464.0453
Scenario 1: Reference | SCG | Com | WaterHeat | Com - Lodging | Total Resource Cost Test | Energy Efficiency | 4658778.661 | 4115738.328 | 3548661.4704 | 3170647.6359 | 2921908.4662 | 974211.5221 | 138865.6399 | 126460.2164 | 35271.4408 | 31126.6771 | 27764.1183 | 24994.6898 | 22787.8003
Scenario 1: Reference | SCG | Com | WaterHeat | Com - Office (Large) | Participant Cost Test | Energy Efficiency | 900695.3455 | 904721.9651 | 853628.6151 | 859084.7413 | 867503.6113 | 446577.5924 | 65459.3488 | 60442.6086 | 52994.0497 | 49117.4412 | 45525.596 | 42197.4483 | 39113.5094
Scenario 1: Reference | SCG | Com | WaterHeat | Com - Office (Large) | Program Administrator Cost Test | Energy Efficiency | 379271.0159 | 367207.8872 | 355574.0173 | 345112.0958 | 335770.2298 | 79544.6314 | 72308.3538 | 65737.3734 | 59130.8479 | 53805.9582 | 48960.3648 | 44553.1493 | 40544.6833
Scenario 1: Reference | SCG | Com | WaterHeat | Com - Office (Large) | Rate Impact Measure Test | Energy Efficiency | 1599517.4374 | 1532790.0373 | 1459928.3418 | 1385732.4393 | 1310397.0245 | 160572.483 | 147354.0619 | 135353.8899 | 123195.8831 | 113563.3937 | 95414.4104 | 74227.7929 | 54706.2655
Scenario 1: Reference | SCG | Com | WaterHeat | Com - Office (Large) | Total Resource Cost Test | Energy Efficiency | 915986.5571 | 910844.6164 | 850939.0914 | 847857.8364 | 847760.9848 | 360853.1645 | 89363.3487 | 81601.1343 | 72095.8406 | 65983.9894 | 60396.5907 | 55288.7453 | 50618.7873
Scenario 1: Reference | SCG | Com | WaterHeat | Com - Office (Small) | Participant Cost Test | Energy Efficiency | 46021.6242 | 43668.3496 | 41510.1141 | 39546.5771 | 33344.3472 | 24258.3951 | 22482.7132 | 20837.6109 | 19311.0468 | 17899.1111 | 16590.804 | 15378.4703 | 14255.0267
Scenario 1: Reference | SCG | Com | WaterHeat | Com - Office (Small) | Program Administrator Cost Test | Energy Efficiency | 53671.8116 | 49898.8166 | 46449.7789 | 43247.2751 | 36839.5025 | 28597.8463 | 26019.4316 | 23674.6533 | 21541.4801 | 19602.159 | 17837.3913 | 16232.2041 | 14772.1752
Scenario 1: Reference | SCG | Com | WaterHeat | Com - Office (Small) | Rate Impact Measure Test | Energy Efficiency | 145298.9177 | 136771.6016 | 128529.046 | 120510.4082 | 93604.4632 | 57737.9038 | 53031.7519 | 48753.4175 | 44878.8038 | 41371.3028 | 34758.5834 | 27039.6549 | 19930.0841
Scenario 1: Reference | SCG | Com | WaterHeat | Com - Office (Small) | Total Resource Cost Test | Energy Efficiency | 68677.7555 | 64549.2377 | 60792.5988 | 57363.4857 | 47809.5448 | 34283.8555 | 31367.4816 | 28702.5945 | 26265.0187 | 24039.364 | 22004.5869 | 20144.3384 | 18443.4673
Scenario 1: Reference | SCG | Com | WaterHeat | Com - Other | Participant Cost Test | Energy Efficiency | 1690232.4914 | 1645638.69 | 1159942.7027 | 1151842.7865 | 909475.0598 | 461900.1152 | 167344.2516 | 155944.2462 | 135070.1035 | 129277.5156 | 124059.0911 | 119363.8261 | 115171.0723
Scenario 1: Reference | SCG | Com | WaterHeat | Com - Other | Program Administrator Cost Test | Energy Efficiency | 1055149.9678 | 990238.4669 | 971324.6575 | 956294.7436 | 748833.1053 | 209114.9764 | 192488.3001 | 181015.7041 | 168335.2672 | 159743.8266 | 152057.2965 | 145195.4019 | 139108.4306
Scenario 1: Reference | SCG | Com | WaterHeat | Com - Other | Rate Impact Measure Test | Energy Efficiency | 5130301.5045 | 4904697.4878 | 4749219.4067 | 4578375.7175 | 3343116.0021 | 513153.4198 | 480164.5626 | 463164.0786 | 443872.1536 | 402895.3913 | 343810.8774 | 275508.6463 | 205367.3458
Scenario 1: Reference | SCG | Com | WaterHeat | Com - Other | Total Resource Cost Test | Energy Efficiency | 2122407.905 | 2056699.1481 | 1567128.0967 | 1554988.798 | 1218520.7286 | 460874.6568 | 243801.4758 | 228620.4814 | 205883.8899 | 196258.3395 | 187652.3707 | 179963.8875 | 173143.5839
Scenario 1: Reference | SCG | Com | WaterHeat | Com - Refrig. Warehouse | Participant Cost Test | Energy Efficiency | 21680.4188 | 6220.544 | 6301.8004 | 7159.0987 | 5196.3638 | 3858.3477 | 3573.5577 | 3310.0055 | 3066.0806 | 2840.2975 | 2631.2865 | 2438.6469 | 2259.444
Scenario 1: Reference | SCG | Com | WaterHeat | Com - Refrig. Warehouse | Program Administrator Cost Test | Energy Efficiency | 27756.6146 | 7900.6238 | 7862.142 | 9013.2366 | 6341.1537 | 4552.848 | 4139.7108 | 3764.3693 | 3423.3295 | 3113.4251 | 2831.4619 | 2575.3377 | 2342.4411
Scenario 1: Reference | SCG | Com | WaterHeat | Com - Refrig. Warehouse | Rate Impact Measure Test | Energy Efficiency | 69744.5482 | 20681.5849 | 18969.4373 | 29986.392 | 16789.6344 | 9194.6988 | 8439.3565 | 7753.3693 | 7132.9108 | 6571.5029 | 5523.1862 | 4298.6121 | 3164.2255
Scenario 1: Reference | SCG | Com | WaterHeat | Com - Refrig. Warehouse | Total Resource Cost Test | Energy Efficiency | 33152.2709 | 9493.3856 | 9422.4575 | 11130.5802 | 7724.5056 | 5462.2945 | 4994.0701 | 4566.6936 | 4176.5296 | 3820.2738 | 3494.825 | 3198.1398 | 2926.5538
Scenario 1: Reference | SCG | Com | WaterHeat | Com - Restaurant | Participant Cost Test | Energy Efficiency | 723665.0383 | 743447.7483 | 756959.4717 | 770515.1988 | 785642.6065 | 78588.1875 | 79416.5533 | 80410.3425 | 81541.2002 | 82795.1996 | 84191.9184 | 85707.9757 | 87360.8004
Scenario 1: Reference | SCG | Com | WaterHeat | Com - Restaurant | Program Administrator Cost Test | Energy Efficiency | 679506.8551 | 684350.8363 | 683451.0664 | 682412.7507 | 682450.0512 | 119955.0119 | 120035.4054 | 120337.7173 | 120810.8286 | 121428.1165 | 122213.9063 | 123128.7583 | 124194.2542
Scenario 1: Reference | SCG | Com | WaterHeat | Com - Restaurant | Rate Impact Measure Test | Energy Efficiency | 4009428.9228 | 3937957.0044 | 3812035.4652 | 3668272.0796 | 3512565.0326 | 387415.6688 | 394043.5811 | 402021.6287 | 410984.1437 | 368773.5003 | 318850.0132 | 261750.9456 | 197424.6232
Scenario 1: Reference | SCG | Com | WaterHeat | Com - Restaurant | Total Resource Cost Test | Energy Efficiency | 1103415.3436 | 1125216.471 | 1137336.1893 | 1149362.1779 | 1163523.2097 | 145729.7402 | 146275.1055 | 147083.0892 | 148094.3054 | 149278.756 | 150669.449 | 152219.455 | 153957.5283
Scenario 1: Reference | SCG | Com | WaterHeat | Com - Retail | Participant Cost Test | Energy Efficiency | 358131.1962 | 248680.0681 | 198955.5928 | 149449.5645 | 151197.4817 | 115733.7086 | 99581.6689 | 91073.1327 | 77518.9093 | 71877.6348 | 66647.0793 | 61797.3164 | 57300.6033
Scenario 1: Reference | SCG | Com | WaterHeat | Com - Retail | Program Administrator Cost Test | Energy Efficiency | 326015.7471 | 203451.3888 | 184417.129 | 161130.3026 | 146874.1868 | 119007.4731 | 106503.9933 | 96652.6214 | 86415.0257 | 78663.3631 | 71608.6422 | 65188.4312 | 59345.5547
Scenario 1: Reference | SCG | Com | WaterHeat | Com - Retail | Rate Impact Measure Test | Energy Efficiency | 723297.1943 | 484028.5466 | 444826.1961 | 396631.1288 | 343558.5607 | 240074.515 | 216962.2007 | 198953.584 | 180018.255 | 166013.7581 | 139444.1438 | 108448.679 | 80002.6073
Scenario 1: Reference | SCG | Com | WaterHeat | Com - Retail | Total Resource Cost Test | Energy Efficiency | 468102.1344 | 314252.3832 | 260250.3097 | 209822.0104 | 200423.7365 | 153364.1518 | 133822.219 | 121487.836 | 105323.6353 | 96437.336 | 88308.9607 | 80873.3182 | 74070.7723
Scenario 1: Reference | SCG | Com | WaterHeat | Com - School | Participant Cost Test | Energy Efficiency | 429559.2043 | 432295.2516 | 435170.4096 | 438525.7091 | 440759.2502 | 36234.3852 | 34357.7936 | 32749.7089 | 30956.3644 | 29497.0219 | 28165.0024 | 26958.7453 | 25860.8446
Scenario 1: Reference | SCG | Com | WaterHeat | Com - School | Program Administrator Cost Test | Energy Efficiency | 269211.3037 | 263456.0839 | 257927.3022 | 252833.4138 | 247206.7966 | 46032.3622 | 43118.4965 | 40507.5727 | 38089.4385 | 35948.1668 | 34014.1216 | 32281.5942 | 30720.1676
Scenario 1: Reference | SCG | Com | WaterHeat | Com - School | Rate Impact Measure Test | Energy Efficiency | 1366948.6475 | 1313746.4873 | 1255645.4082 | 1194480.2434 | 1125310.4794 | 110489.5667 | 105828.5077 | 101835.8734 | 98250.1262 | 89144.939 | 75776.3795 | 60429.4664 | 44934.2136
Scenario 1: Reference | SCG | Com | WaterHeat | Com - School | Total Resource Cost Test | Energy Efficiency | 526734.6888 | 525263.2848 | 523956.1892 | 523361.0835 | 521496.8207 | 55439.2097 | 52211.1075 | 49378.7924 | 46546.5185 | 44137.2277 | 41957.0596 | 40000.5994 | 38233.2761
Scenario 1: Reference | SCG | Com | WaterHeat | Com - Warehouse | Participant Cost Test | Energy Efficiency | 505268.2868 | 309336.0848 | 248224.6549 | 215323.6297 | 189296.0784 | 150452.8778 | 115990.6109 | 101581.6182 | 83099.8972 | 76978.2577 | 71311.6354 | 66065.7053 | 61208.7936
Scenario 1: Reference | SCG | Com | WaterHeat | Com - Warehouse | Program Administrator Cost Test | Energy Efficiency | 469398.626 | 245741.912 | 196321.8971 | 175864.1342 | 157721.1248 | 130475.5876 | 116697.6967 | 104762.1085 | 92783.8149 | 84381.8276 | 76737.4437 | 69790.24 | 63476.9135
Scenario 1: Reference | SCG | Com | WaterHeat | Com - Warehouse | Rate Impact Measure Test | Energy Efficiency | 949251.8617 | 515121.8715 | 419269.4491 | 379355.7937 | 343875.1833 | 263261.1988 | 237750.8711 | 215681.2095 | 193326.3542 | 178104.6175 | 149695.3503 | 116501.3951 | 85751.2812
Scenario 1: Reference | SCG | Com | WaterHeat | Com - Warehouse | Total Resource Cost Test | Energy Efficiency | 652527.6704 | 373869.6905 | 298639.8918 | 261694.2424 | 231314.4284 | 185188.1198 | 151946.6352 | 134026.7337 | 113202.6299 | 103543.1676 | 94719.3585 | 86660.0973 | 79298.147
Scenario 1: Reference | SCG | Com | WholeBlg | Com - College | Participant Cost Test | Energy Efficiency | 89124.9475 | 89096.6701 | 88830.2103 | 88784.5929 | 88774.6019 | 88896.6095 | 89105.2952 | 89122.4491 | 89126.465 | 89241.6146 | 89051.2595 | 88644.3034 | 88577.9091
Scenario 1: Reference | SCG | Com | WholeBlg | Com - College | Program Administrator Cost Test | Energy Efficiency | 89124.9475 | 89096.6701 | 88830.2103 | 88784.5929 | 88774.6019 | 88896.6095 | 89105.2952 | 89122.4491 | 89126.465 | 89241.6146 | 89051.2595 | 88644.3034 | 88577.9091
Scenario 1: Reference | SCG | Com | WholeBlg | Com - College | Rate Impact Measure Test | Energy Efficiency | 89124.9475 | 89096.6701 | 88830.2103 | 88784.5929 | 88774.6019 | 88896.6095 | 89105.2952 | 89122.4491 | 89126.465 | 89241.6146 | 89051.2595 | 88644.3034 | 88577.9091
Scenario 1: Reference | SCG | Com | WholeBlg | Com - College | Total Resource Cost Test | Energy Efficiency | 89124.9475 | 89096.6701 | 88830.2103 | 88784.5929 | 88774.6019 | 88896.6095 | 89105.2952 | 89122.4491 | 89126.465 | 89241.6146 | 89051.2595 | 88644.3034 | 88577.9091
Scenario 1: Reference | SCG | Com | WholeBlg | Com - Grocery | Participant Cost Test | Energy Efficiency | 33520.438 | 33949.731 | 34300.2428 | 34739.583 | 35206.9727 | 35538.1208 | 35878.2616 | 36201.8589 | 36533.9421 | 36765.0338 | 36982.2749 | 37097.4212 | 37188.4581
Scenario 1: Reference | SCG | Com | WholeBlg | Com - Grocery | Program Administrator Cost Test | Energy Efficiency | 33520.438 | 33949.731 | 34300.2428 | 34739.583 | 35206.9727 | 35538.1208 | 35878.2616 | 36201.8589 | 36533.9421 | 36765.0338 | 36982.2749 | 37097.4212 | 37188.4581
Scenario 1: Reference | SCG | Com | WholeBlg | Com - Grocery | Rate Impact Measure Test | Energy Efficiency | 33520.438 | 33949.731 | 34300.2428 | 34739.583 | 35206.9727 | 35538.1208 | 35878.2616 | 36201.8589 | 36533.9421 | 36765.0338 | 36982.2749 | 37097.4212 | 37188.4581
Scenario 1: Reference | SCG | Com | WholeBlg | Com - Grocery | Total Resource Cost Test | Energy Efficiency | 33520.438 | 33949.731 | 34300.2428 | 34739.583 | 35206.9727 | 35538.1208 | 35878.2616 | 36201.8589 | 36533.9421 | 36765.0338 | 36982.2749 | 37097.4212 | 37188.4581
Scenario 1: Reference | SCG | Com | WholeBlg | Com - Health | Participant Cost Test | Energy Efficiency | 123065.3098 | 125053.1008 | 126753.6737 | 128768.7229 | 130893.9444 | 132643.3628 | 134466.1883 | 136141.5986 | 137835.964 | 139169.8952 | 140437.7358 | 141285.9948 | 141501.0998
Scenario 1: Reference | SCG | Com | WholeBlg | Com - Health | Program Administrator Cost Test | Energy Efficiency | 123065.3098 | 125053.1008 | 126753.6737 | 128768.7229 | 130893.9444 | 132643.3628 | 134466.1883 | 136141.5986 | 137835.964 | 139169.8952 | 140437.7358 | 141285.9948 | 141501.0998
Scenario 1: Reference | SCG | Com | WholeBlg | Com - Health | Rate Impact Measure Test | Energy Efficiency | 123065.3098 | 125053.1008 | 126753.6737 | 128768.7229 | 130893.9444 | 132643.3628 | 134466.1883 | 136141.5986 | 137835.964 | 139169.8952 | 140437.7358 | 141285.9948 | 141501.0998
Scenario 1: Reference | SCG | Com | WholeBlg | Com - Health | Total Resource Cost Test | Energy Efficiency | 123065.3098 | 125053.1008 | 126753.6737 | 128768.7229 | 130893.9444 | 132643.3628 | 134466.1883 | 136141.5986 | 137835.964 | 139169.8952 | 140437.7358 | 141285.9948 | 141501.0998
Scenario 1: Reference | SCG | Com | WholeBlg | Com - Lodging | Participant Cost Test | Energy Efficiency | 60235.9992 | 61095.616 | 61811.6344 | 62681.5055 | 63606.6099 | 64342.5207 | 65102.4443 | 65817.2652 | 66552.0105 | 67168.2238 | 67713.6119 | 68075.2064 | 68202.7985
Scenario 1: Reference | SCG | Com | WholeBlg | Com - Lodging | Program Administrator Cost Test | Energy Efficiency | 60235.9992 | 61095.616 | 61811.6344 | 62681.5055 | 63606.6099 | 64342.5207 | 65102.4443 | 65817.2652 | 66552.0105 | 67168.2238 | 67713.6119 | 68075.2064 | 68202.7985
Scenario 1: Reference | SCG | Com | WholeBlg | Com - Lodging | Rate Impact Measure Test | Energy Efficiency | 60235.9992 | 61095.616 | 61811.6344 | 62681.5055 | 63606.6099 | 64342.5207 | 65102.4443 | 65817.2652 | 66552.0105 | 67168.2238 | 67713.6119 | 68075.2064 | 68202.7985
Scenario 1: Reference | SCG | Com | WholeBlg | Com - Lodging | Total Resource Cost Test | Energy Efficiency | 60235.9992 | 61095.616 | 61811.6344 | 62681.5055 | 63606.6099 | 64342.5207 | 65102.4443 | 65817.2652 | 66552.0105 | 67168.2238 | 67713.6119 | 68075.2064 | 68202.7985
Scenario 1: Reference | SCG | Com | WholeBlg | Com - Office (Large) | Participant Cost Test | Energy Efficiency | 192858.8636 | 193821.7452 | 194204.4025 | 195004.8492 | 195937.1467 | 196799.0205 | 197969.4626 | 198754.1391 | 199480.7584 | 201005.0011 | 201208.3805 | 200854.2254 | 200602.4001
Scenario 1: Reference | SCG | Com | WholeBlg | Com - Office (Large) | Program Administrator Cost Test | Energy Efficiency | 192858.8636 | 193821.7452 | 194204.4025 | 195004.8492 | 195937.1467 | 196799.0205 | 197969.4626 | 198754.1391 | 199480.7584 | 201005.0011 | 201208.3805 | 200854.2254 | 200602.4001
Scenario 1: Reference | SCG | Com | WholeBlg | Com - Office (Large) | Rate Impact Measure Test | Energy Efficiency | 192858.8636 | 193821.7452 | 194204.4025 | 195004.8492 | 195937.1467 | 196799.0205 | 197969.4626 | 198754.1391 | 199480.7584 | 201005.0011 | 201208.3805 | 200854.2254 | 200602.4001
Scenario 1: Reference | SCG | Com | WholeBlg | Com - Office (Large) | Total Resource Cost Test | Energy Efficiency | 192858.8636 | 193821.7452 | 194204.4025 | 195004.8492 | 195937.1467 | 196799.0205 | 197969.4626 | 198754.1391 | 199480.7584 | 201005.0011 | 201208.3805 | 200854.2254 | 200602.4001
Scenario 1: Reference | SCG | Com | WholeBlg | Com - Office (Small) | Participant Cost Test | Energy Efficiency | 22964.6739 | 23210.0938 | 23403.8654 | 23658.7015 | 23931.1729 | 24100.6271 | 24270.7985 | 24431.2049 | 24598.6536 | 24751.742 | 24842.7824 | 24868.6707 | 24924.8163
Scenario 1: Reference | SCG | Com | WholeBlg | Com - Office (Small) | Program Administrator Cost Test | Energy Efficiency | 22964.6739 | 23210.0938 | 23403.8654 | 23658.7015 | 23931.1729 | 24100.6271 | 24270.7985 | 24431.2049 | 24598.6536 | 24751.742 | 24842.7824 | 24868.6707 | 24924.8163
Scenario 1: Reference | SCG | Com | WholeBlg | Com - Office (Small) | Rate Impact Measure Test | Energy Efficiency | 22964.6739 | 23210.0938 | 23403.8654 | 23658.7015 | 23931.1729 | 24100.6271 | 24270.7985 | 24431.2049 | 24598.6536 | 24751.742 | 24842.7824 | 24868.6707 | 24924.8163
Scenario 1: Reference | SCG | Com | WholeBlg | Com - Office (Small) | Total Resource Cost Test | Energy Efficiency | 22964.6739 | 23210.0938 | 23403.8654 | 23658.7015 | 23931.1729 | 24100.6271 | 24270.7985 | 24431.2049 | 24598.6536 | 24751.742 | 24842.7824 | 24868.6707 | 24924.8163
Scenario 1: Reference | SCG | Com | WholeBlg | Com - Other | Participant Cost Test | Energy Efficiency | 401170.2254 | 406871.0853 | 411731.1234 | 417717.4882 | 424064.4023 | 428944.0758 | 434087.6169 | 438937.0398 | 443914.1481 | 447893.5817 | 451584.4159 | 454038.2969 | 454918.5942
Scenario 1: Reference | SCG | Com | WholeBlg | Com - Other | Program Administrator Cost Test | Energy Efficiency | 401170.2254 | 406871.0853 | 411731.1234 | 417717.4882 | 424064.4023 | 428944.0758 | 434087.6169 | 438937.0398 | 443914.1481 | 447893.5817 | 451584.4159 | 454038.2969 | 454918.5942
Scenario 1: Reference | SCG | Com | WholeBlg | Com - Other | Rate Impact Measure Test | Energy Efficiency | 401170.2254 | 406871.0853 | 411731.1234 | 417717.4882 | 424064.4023 | 428944.0758 | 434087.6169 | 438937.0398 | 443914.1481 | 447893.5817 | 451584.4159 | 454038.2969 | 454918.5942
Scenario 1: Reference | SCG | Com | WholeBlg | Com - Other | Total Resource Cost Test | Energy Efficiency | 401170.2254 | 406871.0853 | 411731.1234 | 417717.4882 | 424064.4023 | 428944.0758 | 434087.6169 | 438937.0398 | 443914.1481 | 447893.5817 | 451584.4159 | 454038.2969 | 454918.5942
Scenario 1: Reference | SCG | Com | WholeBlg | Com - Refrig. Warehouse | Participant Cost Test | Energy Efficiency | 7778.8028 | 7921.7776 | 8049.7014 | 8199.5406 | 8356.4135 | 8470.3895 | 8584.2589 | 8696.6223 | 8812.5354 | 8895.0995 | 8981.9639 | 9043.9052 | 9071.258
Scenario 1: Reference | SCG | Com | WholeBlg | Com - Refrig. Warehouse | Program Administrator Cost Test | Energy Efficiency | 7778.8028 | 7921.7776 | 8049.7014 | 8199.5406 | 8356.4135 | 8470.3895 | 8584.2589 | 8696.6223 | 8812.5354 | 8895.0995 | 8981.9639 | 9043.9052 | 9071.258
Scenario 1: Reference | SCG | Com | WholeBlg | Com - Refrig. Warehouse | Rate Impact Measure Test | Energy Efficiency | 7778.8028 | 7921.7776 | 8049.7014 | 8199.5406 | 8356.4135 | 8470.3895 | 8584.2589 | 8696.6223 | 8812.5354 | 8895.0995 | 8981.9639 | 9043.9052 | 9071.258
Scenario 1: Reference | SCG | Com | WholeBlg | Com - Refrig. Warehouse | Total Resource Cost Test | Energy Efficiency | 7778.8028 | 7921.7776 | 8049.7014 | 8199.5406 | 8356.4135 | 8470.3895 | 8584.2589 | 8696.6223 | 8812.5354 | 8895.0995 | 8981.9639 | 9043.9052 | 9071.258
Scenario 1: Reference | SCG | Com | WholeBlg | Com - Restaurant | Participant Cost Test | Energy Efficiency | 170616.934 | 173803.3962 | 176641.4779 | 179961.5261 | 183456.8945 | 186085.4053 | 188719.1605 | 191316.9463 | 193990.738 | 196015.0572 | 198064.9791 | 199568.4087 | 200140.8496
Scenario 1: Reference | SCG | Com | WholeBlg | Com - Restaurant | Program Administrator Cost Test | Energy Efficiency | 170616.934 | 173803.3962 | 176641.4779 | 179961.5261 | 183456.8945 | 186085.4053 | 188719.1605 | 191316.9463 | 193990.738 | 196015.0572 | 198064.9791 | 199568.4087 | 200140.8496
Scenario 1: Reference | SCG | Com | WholeBlg | Com - Restaurant | Rate Impact Measure Test | Energy Efficiency | 170616.934 | 173803.3962 | 176641.4779 | 179961.5261 | 183456.8945 | 186085.4053 | 188719.1605 | 191316.9463 | 193990.738 | 196015.0572 | 198064.9791 | 199568.4087 | 200140.8496
Scenario 1: Reference | SCG | Com | WholeBlg | Com - Restaurant | Total Resource Cost Test | Energy Efficiency | 170616.934 | 173803.3962 | 176641.4779 | 179961.5261 | 183456.8945 | 186085.4053 | 188719.1605 | 191316.9463 | 193990.738 | 196015.0572 | 198064.9791 | 199568.4087 | 200140.8496
Scenario 1: Reference | SCG | Com | WholeBlg | Com - Retail | Participant Cost Test | Energy Efficiency | 46229.8388 | 46902.8539 | 47473.6148 | 48171.5517 | 48912.6021 | 49447.5814 | 49988.9096 | 50515.9896 | 51059.5527 | 51479.1716 | 51861.1866 | 52101.838 | 419416.271
Scenario 1: Reference | SCG | Com | WholeBlg | Com - Retail | Program Administrator Cost Test | Energy Efficiency | 46229.8388 | 46902.8539 | 47473.6148 | 48171.5517 | 48912.6021 | 49447.5814 | 49988.9096 | 50515.9896 | 51059.5527 | 51479.1716 | 51861.1866 | 52101.838 | 100282.649
Scenario 1: Reference | SCG | Com | WholeBlg | Com - Retail | Rate Impact Measure Test | Energy Efficiency | 46229.8388 | 46902.8539 | 47473.6148 | 48171.5517 | 48912.6021 | 49447.5814 | 49988.9096 | 50515.9896 | 51059.5527 | 51479.1716 | 51861.1866 | 52101.838 | 316818.9983
Scenario 1: Reference | SCG | Com | WholeBlg | Com - Retail | Total Resource Cost Test | Energy Efficiency | 46229.8388 | 46902.8539 | 47473.6148 | 48171.5517 | 48912.6021 | 49447.5814 | 49988.9096 | 50515.9896 | 51059.5527 | 51479.1716 | 51861.1866 | 52101.838 | 411579.7484
Scenario 1: Reference | SCG | Com | WholeBlg | Com - School | Participant Cost Test | Energy Efficiency | 74137.7842 | 74428.1385 | 74537.8711 | 74832.5049 | 75158.775 | 75377.7904 | 75588.9759 | 75710.5018 | 75831.9638 | 75945.9944 | 75864.0671 | 75577.6775 | 75692.7739
Scenario 1: Reference | SCG | Com | WholeBlg | Com - School | Program Administrator Cost Test | Energy Efficiency | 74137.7842 | 74428.1385 | 74537.8711 | 74832.5049 | 75158.775 | 75377.7904 | 75588.9759 | 75710.5018 | 75831.9638 | 75945.9944 | 75864.0671 | 75577.6775 | 75692.7739
Scenario 1: Reference | SCG | Com | WholeBlg | Com - School | Rate Impact Measure Test | Energy Efficiency | 74137.7842 | 74428.1385 | 74537.8711 | 74832.5049 | 75158.775 | 75377.7904 | 75588.9759 | 75710.5018 | 75831.9638 | 75945.9944 | 75864.0671 | 75577.6775 | 75692.7739
Scenario 1: Reference | SCG | Com | WholeBlg | Com - School | Total Resource Cost Test | Energy Efficiency | 74137.7842 | 74428.1385 | 74537.8711 | 74832.5049 | 75158.775 | 75377.7904 | 75588.9759 | 75710.5018 | 75831.9638 | 75945.9944 | 75864.0671 | 75577.6775 | 75692.7739
Scenario 1: Reference | SCG | Com | WholeBlg | Com - Warehouse | Participant Cost Test | Energy Efficiency | 151808.2092 | 154048.1189 | 155972.9937 | 158337.6566 | 160858.5731 | 162594.0087 | 164344.4005 | 166071.9795 | 167870.7429 | 169125.4652 | 170386.7622 | 171182.7897 | 171694.4431
Scenario 1: Reference | SCG | Com | WholeBlg | Com - Warehouse | Program Administrator Cost Test | Energy Efficiency | 151808.2092 | 154048.1189 | 155972.9937 | 158337.6566 | 160858.5731 | 162594.0087 | 164344.4005 | 166071.9795 | 167870.7429 | 169125.4652 | 170386.7622 | 171182.7897 | 171694.4431
Scenario 1: Reference | SCG | Com | WholeBlg | Com - Warehouse | Rate Impact Measure Test | Energy Efficiency | 151808.2092 | 154048.1189 | 155972.9937 | 158337.6566 | 160858.5731 | 162594.0087 | 164344.4005 | 166071.9795 | 167870.7429 | 169125.4652 | 170386.7622 | 171182.7897 | 171694.4431
Scenario 1: Reference | SCG | Com | WholeBlg | Com - Warehouse | Total Resource Cost Test | Energy Efficiency | 151808.2092 | 154048.1189 | 155972.9937 | 158337.6566 | 160858.5731 | 162594.0087 | 164344.4005 | 166071.9795 | 167870.7429 | 169125.4652 | 170386.7622 | 171182.7897 | 171694.4431
Scenario 1: Reference | SCG | Ind | WholeBlg | Ind - All Other Industrial | Participant Cost Test | Energy Efficiency | 101885.2021 | 102335.3196 | 102626.3994 | 102856.8036 | 103052.3347 | 103141.0343 | 103189.0722 | 103250.9561 | 103328.8806 | 103454.4902 | 103614.3155 | 103805.2033 | 104017.9479
Scenario 1: Reference | SCG | Ind | WholeBlg | Ind - All Other Industrial | Program Administrator Cost Test | Energy Efficiency | 101885.2021 | 102335.3196 | 102626.3994 | 102856.8036 | 103052.3347 | 103141.0343 | 103189.0722 | 103250.9561 | 103328.8806 | 103454.4902 | 103614.3155 | 103805.2033 | 104017.9479
Scenario 1: Reference | SCG | Ind | WholeBlg | Ind - All Other Industrial | Rate Impact Measure Test | Energy Efficiency | 101885.2021 | 102335.3196 | 102626.3994 | 102856.8036 | 103052.3347 | 103141.0343 | 103189.0722 | 103250.9561 | 103328.8806 | 103454.4902 | 103614.3155 | 103805.2033 | 104017.9479
Scenario 1: Reference | SCG | Ind | WholeBlg | Ind - All Other Industrial | Total Resource Cost Test | Energy Efficiency | 101885.2021 | 102335.3196 | 102626.3994 | 102856.8036 | 103052.3347 | 103141.0343 | 103189.0722 | 103250.9561 | 103328.8806 | 103454.4902 | 103614.3155 | 103805.2033 | 104017.9479
Scenario 1: Reference | SCG | Ind | WholeBlg | Ind - Chemicals | Participant Cost Test | Energy Efficiency | 1231835.6072 | 1238265.2859 | 1244004.1202 | 1248994.59 | 1253436.4597 | 1256674.47 | 1258856.5244 | 1260249.0466 | 1261762.9215 | 1263272.127 | 1264490.6028 | 1265289.7586 | 1265900.9486
Scenario 1: Reference | SCG | Ind | WholeBlg | Ind - Chemicals | Program Administrator Cost Test | Energy Efficiency | 1231835.6072 | 1238265.2859 | 1244004.1202 | 1248994.59 | 1253436.4597 | 1256674.47 | 1258856.5244 | 1260249.0466 | 1261762.9215 | 1263272.127 | 1264490.6028 | 1265289.7586 | 1265900.9486
Scenario 1: Reference | SCG | Ind | WholeBlg | Ind - Chemicals | Rate Impact Measure Test | Energy Efficiency | 1231835.6072 | 1238265.2859 | 1244004.1202 | 1248994.59 | 1253436.4597 | 1256674.47 | 1258856.5244 | 1260249.0466 | 1261762.9215 | 1263272.127 | 1264490.6028 | 1265289.7586 | 1265900.9486
Scenario 1: Reference | SCG | Ind | WholeBlg | Ind - Chemicals | Total Resource Cost Test | Energy Efficiency | 1231835.6072 | 1238265.2859 | 1244004.1202 | 1248994.59 | 1253436.4597 | 1256674.47 | 1258856.5244 | 1260249.0466 | 1261762.9215 | 1263272.127 | 1264490.6028 | 1265289.7586 | 1265900.9486
Scenario 1: Reference | SCG | Ind | WholeBlg | Ind - Electronics | Participant Cost Test | Energy Efficiency | 58846.9209 | 59166.8095 | 59479.7544 | 59770.8381 | 60046.9723 | 60303.7068 | 60558.2247 | 60815.0645 | 61067.2853 | 61319.4136 | 61560.5411 | 61790.1062 | 62014.7682
Scenario 1: Reference | SCG | Ind | WholeBlg | Ind - Electronics | Program Administrator Cost Test | Energy Efficiency | 58846.9209 | 59166.8095 | 59479.7544 | 59770.8381 | 60046.9723 | 60303.7068 | 60558.2247 | 60815.0645 | 61067.2853 | 61319.4136 | 61560.5411 | 61790.1062 | 62014.7682
Scenario 1: Reference | SCG | Ind | WholeBlg | Ind - Electronics | Rate Impact Measure Test | Energy Efficiency | 58846.9209 | 59166.8095 | 59479.7544 | 59770.8381 | 60046.9723 | 60303.7068 | 60558.2247 | 60815.0645 | 61067.2853 | 61319.4136 | 61560.5411 | 61790.1062 | 62014.7682
Scenario 1: Reference | SCG | Ind | WholeBlg | Ind - Electronics | Total Resource Cost Test | Energy Efficiency | 58846.9209 | 59166.8095 | 59479.7544 | 59770.8381 | 60046.9723 | 60303.7068 | 60558.2247 | 60815.0645 | 61067.2853 | 61319.4136 | 61560.5411 | 61790.1062 | 62014.7682
Scenario 1: Reference | SCG | Ind | WholeBlg | Ind - Fabricated Metals | Participant Cost Test | Energy Efficiency | 353215.3297 | 356879.0704 | 360670.6279 | 363114.6645 | 364899.1966 | 365943.1841 | 366503.9596 | 366932.2486 | 367296.5414 | 367682.1299 | 367916.3885 | 367922.9445 | 367748.0536
Scenario 1: Reference | SCG | Ind | WholeBlg | Ind - Fabricated Metals | Program Administrator Cost Test | Energy Efficiency | 353215.3297 | 356879.0704 | 360670.6279 | 363114.6645 | 364899.1966 | 365943.1841 | 366503.9596 | 366932.2486 | 367296.5414 | 367682.1299 | 367916.3885 | 367922.9445 | 367748.0536
Scenario 1: Reference | SCG | Ind | WholeBlg | Ind - Fabricated Metals | Rate Impact Measure Test | Energy Efficiency | 353215.3297 | 356879.0704 | 360670.6279 | 363114.6645 | 364899.1966 | 365943.1841 | 366503.9596 | 366932.2486 | 367296.5414 | 367682.1299 | 367916.3885 | 367922.9445 | 367748.0536
Scenario 1: Reference | SCG | Ind | WholeBlg | Ind - Fabricated Metals | Total Resource Cost Test | Energy Efficiency | 353215.3297 | 356879.0704 | 360670.6279 | 363114.6645 | 364899.1966 | 365943.1841 | 366503.9596 | 366932.2486 | 367296.5414 | 367682.1299 | 367916.3885 | 367922.9445 | 367748.0536
Scenario 1: Reference | SCG | Ind | WholeBlg | Ind - Food | Participant Cost Test | Energy Efficiency | 1693379.7963 | 1689006.1195 | 1684325.402 | 1679476.9782 | 1674294.9479 | 1668791.7923 | 1663279.0728 | 1657558.905 | 1651879.0989 | 1646350.6608 | 1640610.5099 | 1634573.1939 | 1628557.9354
Scenario 1: Reference | SCG | Ind | WholeBlg | Ind - Food | Program Administrator Cost Test | Energy Efficiency | 1693379.7963 | 1689006.1195 | 1684325.402 | 1679476.9782 | 1674294.9479 | 1668791.7923 | 1663279.0728 | 1657558.905 | 1651879.0989 | 1646350.6608 | 1640610.5099 | 1634573.1939 | 1628557.9354
Scenario 1: Reference | SCG | Ind | WholeBlg | Ind - Food | Rate Impact Measure Test | Energy Efficiency | 1693379.7963 | 1689006.1195 | 1684325.402 | 1679476.9782 | 1674294.9479 | 1668791.7923 | 1663279.0728 | 1657558.905 | 1651879.0989 | 1646350.6608 | 1640610.5099 | 1634573.1939 | 1628557.9354
Scenario 1: Reference | SCG | Ind | WholeBlg | Ind - Food | Total Resource Cost Test | Energy Efficiency | 1693379.7963 | 1689006.1195 | 1684325.402 | 1679476.9782 | 1674294.9479 | 1668791.7923 | 1663279.0728 | 1657558.905 | 1651879.0989 | 1646350.6608 | 1640610.5099 | 1634573.1939 | 1628557.9354
Scenario 1: Reference | SCG | Ind | WholeBlg | Ind - Industrial Machinery | Participant Cost Test | Energy Efficiency | 36728.8139 | 37300.0204 | 37916.3335 | 38304.3608 | 38548.731 | 38702.2329 | 38846.2651 | 38984.7008 | 39124.5176 | 39271.8537 | 39392.4646 | 39480.1102 | 39540.0723
Scenario 1: Reference | SCG | Ind | WholeBlg | Ind - Industrial Machinery | Program Administrator Cost Test | Energy Efficiency | 36728.8139 | 37300.0204 | 37916.3335 | 38304.3608 | 38548.731 | 38702.2329 | 38846.2651 | 38984.7008 | 39124.5176 | 39271.8537 | 39392.4646 | 39480.1102 | 39540.0723
Scenario 1: Reference | SCG | Ind | WholeBlg | Ind - Industrial Machinery | Rate Impact Measure Test | Energy Efficiency | 36728.8139 | 37300.0204 | 37916.3335 | 38304.3608 | 38548.731 | 38702.2329 | 38846.2651 | 38984.7008 | 39124.5176 | 39271.8537 | 39392.4646 | 39480.1102 | 39540.0723
Scenario 1: Reference | SCG | Ind | WholeBlg | Ind - Industrial Machinery | Total Resource Cost Test | Energy Efficiency | 36728.8139 | 37300.0204 | 37916.3335 | 38304.3608 | 38548.731 | 38702.2329 | 38846.2651 | 38984.7008 | 39124.5176 | 39271.8537 | 39392.4646 | 39480.1102 | 39540.0723
Scenario 1: Reference | SCG | Ind | WholeBlg | Ind - Lumber & Furniture | Participant Cost Test | Energy Efficiency | 16521.8919 | 16609.9205 | 16691.2992 | 16764.7977 | 16837.5023 | 16862.5166 | 16844.8225 | 16832.6071 | 16824.0772 | 16822.3708 | 16825.0333 | 16824.3507 | 16819.3028
Scenario 1: Reference | SCG | Ind | WholeBlg | Ind - Lumber & Furniture | Program Administrator Cost Test | Energy Efficiency | 16521.8919 | 16609.9205 | 16691.2992 | 16764.7977 | 16837.5023 | 16862.5166 | 16844.8225 | 16832.6071 | 16824.0772 | 16822.3708 | 16825.0333 | 16824.3507 | 16819.3028
Scenario 1: Reference | SCG | Ind | WholeBlg | Ind - Lumber & Furniture | Rate Impact Measure Test | Energy Efficiency | 16521.8919 | 16609.9205 | 16691.2992 | 16764.7977 | 16837.5023 | 16862.5166 | 16844.8225 | 16832.6071 | 16824.0772 | 16822.3708 | 16825.0333 | 16824.3507 | 16819.3028
Scenario 1: Reference | SCG | Ind | WholeBlg | Ind - Lumber & Furniture | Total Resource Cost Test | Energy Efficiency | 16521.8919 | 16609.9205 | 16691.2992 | 16764.7977 | 16837.5023 | 16862.5166 | 16844.8225 | 16832.6071 | 16824.0772 | 16822.3708 | 16825.0333 | 16824.3507 | 16819.3028
Scenario 1: Reference | SCG | Ind | WholeBlg | Ind - Paper | Participant Cost Test | Energy Efficiency | 258136.1244 | 257986.6475 | 257897.7694 | 258235.2366 | 258656.958 | 258864.1966 | 259179.7574 | 259741.0487 | 260564.2824 | 261639.9572 | 262821.5978 | 264004.3683 | 265200.5204
Scenario 1: Reference | SCG | Ind | WholeBlg | Ind - Paper | Program Administrator Cost Test | Energy Efficiency | 258136.1244 | 257986.6475 | 257897.7694 | 258235.2366 | 258656.958 | 258864.1966 | 259179.7574 | 259741.0487 | 260564.2824 | 261639.9572 | 262821.5978 | 264004.3683 | 265200.5204
Scenario 1: Reference | SCG | Ind | WholeBlg | Ind - Paper | Rate Impact Measure Test | Energy Efficiency | 258136.1244 | 257986.6475 | 257897.7694 | 258235.2366 | 258656.958 | 258864.1966 | 259179.7574 | 259741.0487 | 260564.2824 | 261639.9572 | 262821.5978 | 264004.3683 | 265200.5204
Scenario 1: Reference | SCG | Ind | WholeBlg | Ind - Paper | Total Resource Cost Test | Energy Efficiency | 258136.1244 | 257986.6475 | 257897.7694 | 258235.2366 | 258656.958 | 258864.1966 | 259179.7574 | 259741.0487 | 260564.2824 | 261639.9572 | 262821.5978 | 264004.3683 | 265200.5204
Scenario 1: Reference | SCG | Ind | WholeBlg | Ind - Petroleum | Participant Cost Test | Energy Efficiency | 5024354.6562 | 5027946.6218 | 5031362.1261 | 5034077.2556 | 5033629.5168 | 5027388.667 | 5018617.87 | 5007885.3548 | 4998626.736 | 4989594.8864 | 4978392.8228 | 4964991.4175 | 4951401.2872
Scenario 1: Reference | SCG | Ind | WholeBlg | Ind - Petroleum | Program Administrator Cost Test | Energy Efficiency | 5024354.6562 | 5027946.6218 | 5031362.1261 | 5034077.2556 | 5033629.5168 | 5027388.667 | 5018617.87 | 5007885.3548 | 4998626.736 | 4989594.8864 | 4978392.8228 | 4964991.4175 | 4951401.2872
Scenario 1: Reference | SCG | Ind | WholeBlg | Ind - Petroleum | Rate Impact Measure Test | Energy Efficiency | 5024354.6562 | 5027946.6218 | 5031362.1261 | 5034077.2556 | 5033629.5168 | 5027388.667 | 5018617.87 | 5007885.3548 | 4998626.736 | 4989594.8864 | 4978392.8228 | 4964991.4175 | 4951401.2872
Scenario 1: Reference | SCG | Ind | WholeBlg | Ind - Petroleum | Total Resource Cost Test | Energy Efficiency | 5024354.6562 | 5027946.6218 | 5031362.1261 | 5034077.2556 | 5033629.5168 | 5027388.667 | 5018617.87 | 5007885.3548 | 4998626.736 | 4989594.8864 | 4978392.8228 | 4964991.4175 | 4951401.2872
Scenario 1: Reference | SCG | Ind | WholeBlg | Ind - Plastics | Participant Cost Test | Energy Efficiency | 57755.0879 | 60441.4004 | 63018.9534 | 65421.2192 | 67761.2995 | 69801.6509 | 71406.1268 | 72619.1264 | 73925.9781 | 75270.4984 | 76596.9945 | 77835.5676 | 79003.0846
Scenario 1: Reference | SCG | Ind | WholeBlg | Ind - Plastics | Program Administrator Cost Test | Energy Efficiency | 57755.0879 | 60441.4004 | 63018.9534 | 65421.2192 | 67761.2995 | 69801.6509 | 71406.1268 | 72619.1264 | 73925.9781 | 75270.4984 | 76596.9945 | 77835.5676 | 79003.0846
Scenario 1: Reference | SCG | Ind | WholeBlg | Ind - Plastics | Rate Impact Measure Test | Energy Efficiency | 57755.0879 | 60441.4004 | 63018.9534 | 65421.2192 | 67761.2995 | 69801.6509 | 71406.1268 | 72619.1264 | 73925.9781 | 75270.4984 | 76596.9945 | 77835.5676 | 79003.0846
Scenario 1: Reference | SCG | Ind | WholeBlg | Ind - Plastics | Total Resource Cost Test | Energy Efficiency | 57755.0879 | 60441.4004 | 63018.9534 | 65421.2192 | 67761.2995 | 69801.6509 | 71406.1268 | 72619.1264 | 73925.9781 | 75270.4984 | 76596.9945 | 77835.5676 | 79003.0846
Scenario 1: Reference | SCG | Ind | WholeBlg | Ind - Primary Metals | Participant Cost Test | Energy Efficiency | 377953.5899 | 379015.1596 | 380239.9766 | 381205.8225 | 381901.2787 | 382393.5108 | 382893.9134 | 383364.1893 | 383797.517 | 384208.2388 | 384488.9508 | 384652.3553 | 384772.9011
Scenario 1: Reference | SCG | Ind | WholeBlg | Ind - Primary Metals | Program Administrator Cost Test | Energy Efficiency | 377953.5899 | 379015.1596 | 380239.9766 | 381205.8225 | 381901.2787 | 382393.5108 | 382893.9134 | 383364.1893 | 383797.517 | 384208.2388 | 384488.9508 | 384652.3553 | 384772.9011
Scenario 1: Reference | SCG | Ind | WholeBlg | Ind - Primary Metals | Rate Impact Measure Test | Energy Efficiency | 377953.5899 | 379015.1596 | 380239.9766 | 381205.8225 | 381901.2787 | 382393.5108 | 382893.9134 | 383364.1893 | 383797.517 | 384208.2388 | 384488.9508 | 384652.3553 | 384772.9011
Scenario 1: Reference | SCG | Ind | WholeBlg | Ind - Primary Metals | Total Resource Cost Test | Energy Efficiency | 377953.5899 | 379015.1596 | 380239.9766 | 381205.8225 | 381901.2787 | 382393.5108 | 382893.9134 | 383364.1893 | 383797.517 | 384208.2388 | 384488.9508 | 384652.3553 | 384772.9011
Scenario 1: Reference | SCG | Ind | WholeBlg | Ind - Printing & Publishing | Participant Cost Test | Energy Efficiency | 20919.47 | 20962.6712 | 21002.944 | 21038.9563 | 21043.4194 | 20994.7406 | 20943.3214 | 20904.9306 | 20894.3101 | 20901.8831 | 20904.7342 | 20893.5647 | 20873.795
Scenario 1: Reference | SCG | Ind | WholeBlg | Ind - Printing & Publishing | Program Administrator Cost Test | Energy Efficiency | 20919.47 | 20962.6712 | 21002.944 | 21038.9563 | 21043.4194 | 20994.7406 | 20943.3214 | 20904.9306 | 20894.3101 | 20901.8831 | 20904.7342 | 20893.5647 | 20873.795
Scenario 1: Reference | SCG | Ind | WholeBlg | Ind - Printing & Publishing | Rate Impact Measure Test | Energy Efficiency | 20919.47 | 20962.6712 | 21002.944 | 21038.9563 | 21043.4194 | 20994.7406 | 20943.3214 | 20904.9306 | 20894.3101 | 20901.8831 | 20904.7342 | 20893.5647 | 20873.795
Scenario 1: Reference | SCG | Ind | WholeBlg | Ind - Printing & Publishing | Total Resource Cost Test | Energy Efficiency | 20919.47 | 20962.6712 | 21002.944 | 21038.9563 | 21043.4194 | 20994.7406 | 20943.3214 | 20904.9306 | 20894.3101 | 20901.8831 | 20904.7342 | 20893.5647 | 20873.795
Scenario 1: Reference | SCG | Ind | WholeBlg | Ind - Stone-Glass-Clay | Participant Cost Test | Energy Efficiency | 399653.3436 | 401895.1208 | 403568.7487 | 404837.9148 | 405874.046 | 406515.083 | 406813.4571 | 407036.4349 | 407199.049 | 407380.2547 | 407537.6274 | 407664.7838 | 407754.0662
Scenario 1: Reference | SCG | Ind | WholeBlg | Ind - Stone-Glass-Clay | Program Administrator Cost Test | Energy Efficiency | 399653.3436 | 401895.1208 | 403568.7487 | 404837.9148 | 405874.046 | 406515.083 | 406813.4571 | 407036.4349 | 407199.049 | 407380.2547 | 407537.6274 | 407664.7838 | 407754.0662
Scenario 1: Reference | SCG | Ind | WholeBlg | Ind - Stone-Glass-Clay | Rate Impact Measure Test | Energy Efficiency | 399653.3436 | 401895.1208 | 403568.7487 | 404837.9148 | 405874.046 | 406515.083 | 406813.4571 | 407036.4349 | 407199.049 | 407380.2547 | 407537.6274 | 407664.7838 | 407754.0662
Scenario 1: Reference | SCG | Ind | WholeBlg | Ind - Stone-Glass-Clay | Total Resource Cost Test | Energy Efficiency | 399653.3436 | 401895.1208 | 403568.7487 | 404837.9148 | 405874.046 | 406515.083 | 406813.4571 | 407036.4349 | 407199.049 | 407380.2547 | 407537.6274 | 407664.7838 | 407754.0662
Scenario 1: Reference | SCG | Ind | WholeBlg | Ind - Textiles | Participant Cost Test | Energy Efficiency | 190958.5774 | 190835.6637 | 190704.1695 | 190446.6521 | 190102.4867 | 189678.5791 | 189233.3576 | 188766.0054 | 188286.5658 | 187812.2954 | 187307.8034 | 186779.8787 | 186255.2538
Scenario 1: Reference | SCG | Ind | WholeBlg | Ind - Textiles | Program Administrator Cost Test | Energy Efficiency | 190958.5774 | 190835.6637 | 190704.1695 | 190446.6521 | 190102.4867 | 189678.5791 | 189233.3576 | 188766.0054 | 188286.5658 | 187812.2954 | 187307.8034 | 186779.8787 | 186255.2538
Scenario 1: Reference | SCG | Ind | WholeBlg | Ind - Textiles | Rate Impact Measure Test | Energy Efficiency | 190958.5774 | 190835.6637 | 190704.1695 | 190446.6521 | 190102.4867 | 189678.5791 | 189233.3576 | 188766.0054 | 188286.5658 | 187812.2954 | 187307.8034 | 186779.8787 | 186255.2538
Scenario 1: Reference | SCG | Ind | WholeBlg | Ind - Textiles | Total Resource Cost Test | Energy Efficiency | 190958.5774 | 190835.6637 | 190704.1695 | 190446.6521 | 190102.4867 | 189678.5791 | 189233.3576 | 188766.0054 | 188286.5658 | 187812.2954 | 187307.8034 | 186779.8787 | 186255.2538
Scenario 1: Reference | SCG | Ind | WholeBlg | Ind - Transportation Equipment | Participant Cost Test | Energy Efficiency | 142098.2995 | 141739.2367 | 141402.2365 | 141038.8486 | 140661.0018 | 140267.7896 | 139882.3968 | 139491.056 | 139092.9185 | 138693.1198 | 138273.0496 | 137838.1427 | 137410.0991
Scenario 1: Reference | SCG | Ind | WholeBlg | Ind - Transportation Equipment | Program Administrator Cost Test | Energy Efficiency | 142098.2995 | 141739.2367 | 141402.2365 | 141038.8486 | 140661.0018 | 140267.7896 | 139882.3968 | 139491.056 | 139092.9185 | 138693.1198 | 138273.0496 | 137838.1427 | 137410.0991
Scenario 1: Reference | SCG | Ind | WholeBlg | Ind - Transportation Equipment | Rate Impact Measure Test | Energy Efficiency | 142098.2995 | 141739.2367 | 141402.2365 | 141038.8486 | 140661.0018 | 140267.7896 | 139882.3968 | 139491.056 | 139092.9185 | 138693.1198 | 138273.0496 | 137838.1427 | 137410.0991
Scenario 1: Reference | SCG | Ind | WholeBlg | Ind - Transportation Equipment | Total Resource Cost Test | Energy Efficiency | 142098.2995 | 141739.2367 | 141402.2365 | 141038.8486 | 140661.0018 | 140267.7896 | 139882.3968 | 139491.056 | 139092.9185 | 138693.1198 | 138273.0496 | 137838.1427 | 137410.0991
Scenario 1: Reference | SCG | Res | AppPlug | Res - Multi Family | Participant Cost Test | Energy Efficiency | 0 | 0 | 0 | 0 | 0 | 0 | 0 | 0 | 0 | 0 | 0 | 0 | 0
Scenario 1: Reference | SCG | Res | AppPlug | Res - Multi Family | Program Administrator Cost Test | Energy Efficiency | 0 | 0 | 0 | 0 | 0 | 0 | 0 | 0 | 0 | 0 | 0 | 0 | 0
Scenario 1: Reference | SCG | Res | AppPlug | Res - Multi Family | Rate Impact Measure Test | Energy Efficiency | 0 | 0 | 0 | 0 | 0 | 0 | 0 | 0 | 0 | 0 | 0 | 0 | 0
Scenario 1: Reference | SCG | Res | AppPlug | Res - Multi Family | Total Resource Cost Test | Energy Efficiency | 0 | 0 | 0 | 0 | 0 | 0 | 0 | 0 | 0 | 0 | 0 | 0 | 0
Scenario 1: Reference | SCG | Res | AppPlug | Res - Single Family | Participant Cost Test | Energy Efficiency | 0 | 0 | 0 | 0 | 0 | 0 | 0 | 0 | 0 | 0 | 0 | 0 | 0
Scenario 1: Reference | SCG | Res | AppPlug | Res - Single Family | Program Administrator Cost Test | Energy Efficiency | 0 | 0 | 0 | 0 | 0 | 0 | 0 | 0 | 0 | 0 | 0 | 0 | 0
Scenario 1: Reference | SCG | Res | AppPlug | Res - Single Family | Rate Impact Measure Test | Energy Efficiency | 0 | 0 | 0 | 0 | 0 | 0 | 0 | 0 | 0 | 0 | 0 | 0 | 0
Scenario 1: Reference | SCG | Res | AppPlug | Res - Single Family | Total Resource Cost Test | Energy Efficiency | 0 | 0 | 0 | 0 | 0 | 0 | 0 | 0 | 0 | 0 | 0 | 0 | 0
Scenario 1: Reference | SCG | Res | BROs | Income Qualified - Multi Family IQ | Participant Cost Test | Energy Efficiency | 106399.6848 | 106844.656 | 107477.1184 | 108284.1016 | 109241.8211 | 110330.6449 | 111463.7057 | 112973.7546 | 114643.1392 | 116622.3059 | 118697.4967 | 120899.8134 | 123285.9062
Scenario 1: Reference | SCG | Res | BROs | Income Qualified - Multi Family IQ | Program Administrator Cost Test | Energy Efficiency | 106399.6848 | 106844.656 | 107477.1184 | 108284.1016 | 109241.8211 | 110330.6449 | 111463.7057 | 112973.7546 | 114643.1392 | 116622.3059 | 118697.4967 | 120899.8134 | 123285.9062
Scenario 1: Reference | SCG | Res | BROs | Income Qualified - Multi Family IQ | Rate Impact Measure Test | Energy Efficiency | 106399.6848 | 106844.656 | 107477.1184 | 108284.1016 | 109241.8211 | 110330.6449 | 111463.7057 | 112973.7546 | 114643.1392 | 116622.3059 | 118697.4967 | 120899.8134 | 123285.9062
Scenario 1: Reference | SCG | Res | BROs | Income Qualified - Multi Family IQ | Total Resource Cost Test | Energy Efficiency | 106399.6848 | 106844.656 | 107477.1184 | 108284.1016 | 109241.8211 | 110330.6449 | 111463.7057 | 112973.7546 | 114643.1392 | 116622.3059 | 118697.4967 | 120899.8134 | 123285.9062
Scenario 1: Reference | SCG | Res | BROs | Income Qualified - Single Family IQ | Participant Cost Test | Energy Efficiency | 328406.1325 | 329423.2779 | 330953.4274 | 332958.2036 | 335408.4806 | 338297.5152 | 341509.8403 | 345715.8732 | 350395.0881 | 355579.5426 | 361028.216 | 366832.1287 | 373164.3709
Scenario 1: Reference | SCG | Res | BROs | Income Qualified - Single Family IQ | Program Administrator Cost Test | Energy Efficiency | 328406.1325 | 329423.2779 | 330953.4274 | 332958.2036 | 335408.4806 | 338297.5152 | 341509.8403 | 345715.8732 | 350395.0881 | 355579.5426 | 361028.216 | 366832.1287 | 373164.3709
Scenario 1: Reference | SCG | Res | BROs | Income Qualified - Single Family IQ | Rate Impact Measure Test | Energy Efficiency | 328406.1325 | 329423.2779 | 330953.4274 | 332958.2036 | 335408.4806 | 338297.5152 | 341509.8403 | 345715.8732 | 350395.0881 | 355579.5426 | 361028.216 | 366832.1287 | 373164.3709
Scenario 1: Reference | SCG | Res | BROs | Income Qualified - Single Family IQ | Total Resource Cost Test | Energy Efficiency | 328406.1325 | 329423.2779 | 330953.4274 | 332958.2036 | 335408.4806 | 338297.5152 | 341509.8403 | 345715.8732 | 350395.0881 | 355579.5426 | 361028.216 | 366832.1287 | 373164.3709
Scenario 1: Reference | SCG | Res | BROs | Res - Multi Family | Participant Cost Test | Energy Efficiency | 1125365.2534 | 1128924.1903 | 1134254.5624 | 1141224.4992 | 1149725.0613 | 1159722.0643 | 1170788.4709 | 1185294.954 | 1201426.6943 | 1219382.243 | 1238249.6223 | 1258341.7475 | 1280252.1074
Scenario 1: Reference | SCG | Res | BROs | Res - Multi Family | Program Administrator Cost Test | Energy Efficiency | 1125365.2534 | 1128924.1903 | 1134254.5624 | 1141224.4992 | 1149725.0613 | 1159722.0643 | 1170788.4709 | 1185294.954 | 1201426.6943 | 1219382.243 | 1238249.6223 | 1258341.7475 | 1280252.1074
Scenario 1: Reference | SCG | Res | BROs | Res - Multi Family | Rate Impact Measure Test | Energy Efficiency | 1125365.2534 | 1128924.1903 | 1134254.5624 | 1141224.4992 | 1149725.0613 | 1159722.0643 | 1170788.4709 | 1185294.954 | 1201426.6943 | 1219382.243 | 1238249.6223 | 1258341.7475 | 1280252.1074
Scenario 1: Reference | SCG | Res | BROs | Res - Multi Family | Total Resource Cost Test | Energy Efficiency | 1125365.2534 | 1128924.1903 | 1134254.5624 | 1141224.4992 | 1149725.0613 | 1159722.0643 | 1170788.4709 | 1185294.954 | 1201426.6943 | 1219382.243 | 1238249.6223 | 1258341.7475 | 1280252.1074
Scenario 1: Reference | SCG | Res | BROs | Res - Single Family | Participant Cost Test | Energy Efficiency | 321906.3941 | 323273.6587 | 325212.0913 | 327682.3752 | 330609.9416 | 333932.1914 | 337377.1859 | 341972.904 | 347051.8437 | 353095.1419 | 359431.0881 | 366154.089 | 373435.6527
Scenario 1: Reference | SCG | Res | BROs | Res - Single Family | Program Administrator Cost Test | Energy Efficiency | 321906.3941 | 323273.6587 | 325212.0913 | 327682.3752 | 330609.9416 | 333932.1914 | 337377.1859 | 341972.904 | 347051.8437 | 353095.1419 | 359431.0881 | 366154.089 | 373435.6527
Scenario 1: Reference | SCG | Res | BROs | Res - Single Family | Rate Impact Measure Test | Energy Efficiency | 321906.3941 | 323273.6587 | 325212.0913 | 327682.3752 | 330609.9416 | 333932.1914 | 337377.1859 | 341972.904 | 347051.8437 | 353095.1419 | 359431.0881 | 366154.089 | 373435.6527
Scenario 1: Reference | SCG | Res | BROs | Res - Single Family | Total Resource Cost Test | Energy Efficiency | 321906.3941 | 323273.6587 | 325212.0913 | 327682.3752 | 330609.9416 | 333932.1914 | 337377.1859 | 341972.904 | 347051.8437 | 353095.1419 | 359431.0881 | 366154.089 | 373435.6527
Scenario 1: Reference | SCG | Res | BldgEnv | Res - Multi Family | Participant Cost Test | Energy Efficiency | 0 | 0 | 0 | 0 | 0 | 0 | 0 | 0 | 5138.3859 | 5119.9495 | 5102.2103 | 5085.1169 | 5068.6156
Scenario 1: Reference | SCG | Res | BldgEnv | Res - Multi Family | Program Administrator Cost Test | Energy Efficiency | 0 | 0 | 0 | 0 | 0 | 0 | 0 | 0 | 3171.0907 | 3147.9533 | 3125.5575 | 3103.8602 | 3082.818
Scenario 1: Reference | SCG | Res | BldgEnv | Res - Multi Family | Rate Impact Measure Test | Energy Efficiency | 0 | 0 | 0 | 0 | 0 | 0 | 0 | 0 | 5023.4895 | 4664.0826 | 4289.7367 | 3898.5249 | 3490.065
Scenario 1: Reference | SCG | Res | BldgEnv | Res - Multi Family | Total Resource Cost Test | Energy Efficiency | 0 | 0 | 0 | 0 | 0 | 0 | 0 | 0 | 3890.4648 | 3864.7463 | 3839.8669 | 3815.7766 | 3792.4242
Scenario 1: Reference | SCG | Res | BldgEnv | Res - Single Family | Participant Cost Test | Energy Efficiency | 1636832.5442 | 1914641.7716 | 2059347.9793 | 2105346.5024 | 2140339.8559 | 2115967.976 | 2109199.1787 | 2030816.3145 | 1900377.4387 | 0 | 0 | 0 | 0
Scenario 1: Reference | SCG | Res | BldgEnv | Res - Single Family | Program Administrator Cost Test | Energy Efficiency | 129709.9475 | 154077.231 | 164654.0602 | 166309.2414 | 166864.1963 | 162371.4818 | 185699.7657 | 177087.8799 | 138776.5249 | 0 | 0 | 0 | 0
Scenario 1: Reference | SCG | Res | BldgEnv | Res - Single Family | Rate Impact Measure Test | Energy Efficiency | 186412.9178 | 221545.1911 | 234969.1836 | 234253.4022 | 231383.3276 | 220841.0449 | 252577.9081 | 234137.2194 | 174396.9555 | 0 | 0 | 0 | 0
Scenario 1: Reference | SCG | Res | BldgEnv | Res - Single Family | Total Resource Cost Test | Energy Efficiency | 528146.9586 | 623698.8872 | 672958.537 | 688823.4911 | 700829.8684 | 692717.3319 | 710606.6734 | 685174.7343 | 623086.2477 | 0 | 0 | 0 | 0
Scenario 1: Reference | SCG | Res | HVAC | Res - Multi Family | Participant Cost Test | Energy Efficiency | 399.6026 | 416 | 428.0589 | 438.045 | 447.6136 | 0 | 0 | 0 | 0 | 0 | 0 | 0 | 1274.7705
Scenario 1: Reference | SCG | Res | HVAC | Res - Multi Family | Program Administrator Cost Test | Energy Efficiency | 230.6894 | 239.5251 | 245.8324 | 250.9292 | 255.7712 | 0 | 0 | 0 | 0 | 0 | 0 | 0 | 720.7965
Scenario 1: Reference | SCG | Res | HVAC | Res - Multi Family | Rate Impact Measure Test | Energy Efficiency | 608.6016 | 613.0421 | 608.2953 | 597.9339 | 584.2623 | 0 | 0 | 0 | 0 | 0 | 0 | 0 | 953.5612
Scenario 1: Reference | SCG | Res | HVAC | Res - Multi Family | Total Resource Cost Test | Energy Efficiency | 410.5106 | 426.7251 | 438.4589 | 448.0495 | 457.1973 | 0 | 0 | 0 | 0 | 0 | 0 | 0 | 1039.4891
Scenario 1: Reference | SCG | Res | HVAC | Res - Single Family | Participant Cost Test | Energy Efficiency | 12326338.1219 | 6407704.5929 | 6885829.7441 | 7186825.0963 | 4173641.801 | 0 | 0 | 0 | 0 | 0 | 0 | 0 | 22454.4553
Scenario 1: Reference | SCG | Res | HVAC | Res - Single Family | Program Administrator Cost Test | Energy Efficiency | 687403.9371 | 244268.6603 | 258440.3245 | 265177.4309 | 246232.8073 | 0 | 0 | 0 | 0 | 0 | 0 | 0 | 12696.4756
Scenario 1: Reference | SCG | Res | HVAC | Res - Single Family | Rate Impact Measure Test | Energy Efficiency | 4057106.8466 | 1026186.5284 | 1050133.3965 | 1034209.0227 | 874592.0812 | 0 | 0 | 0 | 0 | 0 | 0 | 0 | 17269.3636
Scenario 1: Reference | SCG | Res | HVAC | Res - Single Family | Total Resource Cost Test | Energy Efficiency | 12338376.2256 | 6402227.4123 | 6879918.1024 | 7180333.206 | 4181040.512 | 0 | 0 | 0 | 0 | 0 | 0 | 0 | 18310.0894
Scenario 1: Reference | SCG | Res | WaterHeat | Res - Multi Family | Participant Cost Test | Energy Efficiency | 3725496.8605 | 3612224.0838 | 3614925.1437 | 3617983.2824 | 3631017.1116 | 540151.4644 | 514354.6554 | 492479.3913 | 470161.0205 | 448119.9856 | 428012.5642 | 411330.245 | 395426.775
Scenario 1: Reference | SCG | Res | WaterHeat | Res - Multi Family | Program Administrator Cost Test | Energy Efficiency | 1007586.7751 | 893838.9696 | 829777.3949 | 779899.5734 | 742393.9197 | 212198.3588 | 196783.1401 | 183886.867 | 171415.5054 | 159581.2871 | 148884.3268 | 139733.1408 | 131213.7284
Scenario 1: Reference | SCG | Res | WaterHeat | Res - Multi Family | Rate Impact Measure Test | Energy Efficiency | 6456764.8028 | 5791028.9662 | 5370080.4379 | 4988509.8962 | 4567777.0252 | 1054887.6602 | 934194.1348 | 812895.5179 | 687106.0443 | 565507.1494 | 449812.281 | 339076.1135 | 229519.3034
Scenario 1: Reference | SCG | Res | WaterHeat | Res - Multi Family | Total Resource Cost Test | Energy Efficiency | 4062172.8584 | 3915809.078 | 3899553.9105 | 3888746.9947 | 3891484.8709 | 543531.2086 | 513475.6292 | 488397.0558 | 463332.882 | 438940.5417 | 416751.2522 | 398118.1701 | 380506.7615
Scenario 1: Reference | SCG | Res | WaterHeat | Res - Single Family | Participant Cost Test | Energy Efficiency | 40524595.5578 | 42507134.3809 | 39202839.2898 | 23605395.5986 | 24072527.8064 | 2416510.0813 | 2189625.9868 | 1994544.646 | 1864929.7798 | 1761069.7254 | 1667886.2498 | 1584611.5075 | 1506865.9714
Scenario 1: Reference | SCG | Res | WaterHeat | Res - Single Family | Program Administrator Cost Test | Energy Efficiency | 5734059.4385 | 5527336.3762 | 5392950.4821 | 5263058.7393 | 5179251.082 | 913770.9916 | 807190.6254 | 717732.6718 | 656862.6264 | 607587.553 | 563626.4284 | 524460.631 | 488464.4663
Scenario 1: Reference | SCG | Res | WaterHeat | Res - Single Family | Rate Impact Measure Test | Energy Efficiency | 39202552.1569 | 37817361.3791 | 36461135.7366 | 34795188.4522 | 32809310.5121 | 4500310.2702 | 3773802.7022 | 3107441.6021 | 2569151.3746 | 2094273.1452 | 1650472.3023 | 1232593.8031 | 835063.5463
Scenario 1: Reference | SCG | Res | WaterHeat | Res - Single Family | Total Resource Cost Test | Energy Efficiency | 42664310.4207 | 44611037.0845 | 41289241.9689 | 25672950.521 | 26128762.0672 | 2375593.2703 | 2129420.6621 | 1921598.7675 | 1785352.9672 | 1676744.729 | 1579361.9496 | 1492308.3432 | 1411432.4859
Scenario 1: Reference | SCG | Res | WholeBlg | Res - Multi Family | Participant Cost Test | Energy Efficiency | 0 | 0 | 0 | 0 | 0 | 0 | 0 | 0 | 0 | 0 | 0 | 0 | 0
Scenario 1: Reference | SCG | Res | WholeBlg | Res - Multi Family | Program Administrator Cost Test | Energy Efficiency | 0 | 0 | 0 | 0 | 0 | 0 | 0 | 0 | 0 | 0 | 0 | 0 | 0
Scenario 1: Reference | SCG | Res | WholeBlg | Res - Multi Family | Rate Impact Measure Test | Energy Efficiency | 0 | 0 | 0 | 0 | 0 | 0 | 0 | 0 | 0 | 0 | 0 | 0 | 0
Scenario 1: Reference | SCG | Res | WholeBlg | Res - Multi Family | Total Resource Cost Test | Energy Efficiency | 0 | 0 | 0 | 0 | 0 | 0 | 0 | 0 | 0 | 0 | 0 | 0 | 0
Scenario 1: Reference | SCG | Res | WholeBlg | Res - Single Family | Participant Cost Test | Energy Efficiency | 0 | 0 | 0 | 0 | 0 | 0 | 0 | 0 | 0 | 0 | 0 | 0 | 0
Scenario 1: Reference | SCG | Res | WholeBlg | Res - Single Family | Program Administrator Cost Test | Energy Efficiency | 0 | 0 | 0 | 0 | 0 | 0 | 0 | 0 | 0 | 0 | 0 | 0 | 0
Scenario 1: Reference | SCG | Res | WholeBlg | Res - Single Family | Rate Impact Measure Test | Energy Efficiency | 0 | 0 | 0 | 0 | 0 | 0 | 0 | 0 | 0 | 0 | 0 | 0 | 0
Scenario 1: Reference | SCG | Res | WholeBlg | Res - Single Family | Total Resource Cost Test | Energy Efficiency | 0 | 0 | 0 | 0 | 0 | 0 | 0 | 0 | 0 | 0 | 0 | 0 | 0
Scenario 1: Reference | SDG&E | Ag | WholeBlg | Ag - Dairies, fishing, hunting | Participant Cost Test | Energy Efficiency | 7568.4617 | 7621.3503 | 7670.9953 | 7718.5359 | 7762.4737 | 7802.0128 | 7839.2643 | 7876.2406 | 7912.9963 | 7949.4555 | 7984.9557 | 8019.8855 | 8053.9062
Scenario 1: Reference | SDG&E | Ag | WholeBlg | Ag - Dairies, fishing, hunting | Program Administrator Cost Test | Energy Efficiency | 7568.4617 | 7621.3503 | 7670.9953 | 7718.5359 | 7762.4737 | 7802.0128 | 7839.2643 | 7876.2406 | 7912.9963 | 7949.4555 | 7984.9557 | 8019.8855 | 8053.9062
Scenario 1: Reference | SDG&E | Ag | WholeBlg | Ag - Dairies, fishing, hunting | Rate Impact Measure Test | Energy Efficiency | 7568.4617 | 7621.3503 | 7670.9953 | 7718.5359 | 7762.4737 | 7802.0128 | 7839.2643 | 7876.2406 | 7912.9963 | 7949.4555 | 7984.9557 | 8019.8855 | 8053.9062
Scenario 1: Reference | SDG&E | Ag | WholeBlg | Ag - Dairies, fishing, hunting | Total Resource Cost Test | Energy Efficiency | 7568.4617 | 7621.3503 | 7670.9953 | 7718.5359 | 7762.4737 | 7802.0128 | 7839.2643 | 7876.2406 | 7912.9963 | 7949.4555 | 7984.9557 | 8019.8855 | 8053.9062
Scenario 1: Reference | SDG&E | Ag | WholeBlg | Ag - Irrigated Agriculture, vineyards, forestry and greenhouses | Participant Cost Test | Energy Efficiency | 58307.1771 | 60163.8982 | 61917.371 | 63623.742 | 65227.8531 | 66689.1629 | 68085.6953 | 69486.1902 | 70905.7997 | 72326.0923 | 73722.815 | 75106.2677 | 76462.4871
Scenario 1: Reference | SDG&E | Ag | WholeBlg | Ag - Irrigated Agriculture, vineyards, forestry and greenhouses | Program Administrator Cost Test | Energy Efficiency | 58307.1771 | 60163.8982 | 61917.371 | 63623.742 | 65227.8531 | 66689.1629 | 68085.6953 | 69486.1902 | 70905.7997 | 72326.0923 | 73722.815 | 75106.2677 | 76462.4871
Scenario 1: Reference | SDG&E | Ag | WholeBlg | Ag - Irrigated Agriculture, vineyards, forestry and greenhouses | Rate Impact Measure Test | Energy Efficiency | 58307.1771 | 60163.8982 | 61917.371 | 63623.742 | 65227.8531 | 66689.1629 | 68085.6953 | 69486.1902 | 70905.7997 | 72326.0923 | 73722.815 | 75106.2677 | 76462.4871
Scenario 1: Reference | SDG&E | Ag | WholeBlg | Ag - Irrigated Agriculture, vineyards, forestry and greenhouses | Total Resource Cost Test | Energy Efficiency | 58307.1771 | 60163.8982 | 61917.371 | 63623.742 | 65227.8531 | 66689.1629 | 68085.6953 | 69486.1902 | 70905.7997 | 72326.0923 | 73722.815 | 75106.2677 | 76462.4871
Scenario 1: Reference | SDG&E | Ag | WholeBlg | Ag - Water pumping | Participant Cost Test | Energy Efficiency | 166386.5668 | 166065.179 | 165752.879 | 165426.5914 | 165097.9769 | 164784.4711 | 164469.3347 | 164142.2471 | 163789.6402 | 163427.7407 | 163061.5738 | 162692.1213 | 162323.5072
Scenario 1: Reference | SDG&E | Ag | WholeBlg | Ag - Water pumping | Program Administrator Cost Test | Energy Efficiency | 166386.5668 | 166065.179 | 165752.879 | 165426.5914 | 165097.9769 | 164784.4711 | 164469.3347 | 164142.2471 | 163789.6402 | 163427.7407 | 163061.5738 | 162692.1213 | 162323.5072
Scenario 1: Reference | SDG&E | Ag | WholeBlg | Ag - Water pumping | Rate Impact Measure Test | Energy Efficiency | 166386.5668 | 166065.179 | 165752.879 | 165426.5914 | 165097.9769 | 164784.4711 | 164469.3347 | 164142.2471 | 163789.6402 | 163427.7407 | 163061.5738 | 162692.1213 | 162323.5072
Scenario 1: Reference | SDG&E | Ag | WholeBlg | Ag - Water pumping | Total Resource Cost Test | Energy Efficiency | 166386.5668 | 166065.179 | 165752.879 | 165426.5914 | 165097.9769 | 164784.4711 | 164469.3347 | 164142.2471 | 163789.6402 | 163427.7407 | 163061.5738 | 162692.1213 | 162323.5072
Scenario 1: Reference | SDG&E | Com | AppPlug | Com - Health | Participant Cost Test | Energy Efficiency | 83158.3238 | 94875.5788 | 243731.8858 | 276869.3291 | 309138.1804 | 341940.101 | 364112.7844 | 400648.9948 | 443280.1608 | 490091.6799 | 535932.5659 | 545798.1147 | 562104.1387
Scenario 1: Reference | SDG&E | Com | AppPlug | Com - Health | Program Administrator Cost Test | Energy Efficiency | 295557.6606 | 329805.3524 | 773862.4576 | 860942.2323 | 942242.7065 | 1021953.9469 | 1069165.1214 | 1153481.0726 | 1250625.4016 | 1354694.927 | 1451926.1184 | 1454764.2472 | 1472785.8448
Scenario 1: Reference | SDG&E | Com | AppPlug | Com - Health | Rate Impact Measure Test | Energy Efficiency | 630439.1578 | 713456.7974 | 1456000.42 | 1644229.0724 | 1783844.371 | 1912176.999 | 1959978.8108 | 2088278.4923 | 2233626.1735 | 2378015.3683 | 2421844.7717 | 2135347.9586 | 1834654.1054
Scenario 1: Reference | SDG&E | Com | AppPlug | Com - Health | Total Resource Cost Test | Energy Efficiency | 330369.6465 | 369928.965 | 878136.0536 | 980897.9539 | 1077831.1032 | 1173720.8162 | 1232597.5056 | 1335329.3998 | 1454039.039 | 1582014.9446 | 1703102.7023 | 1712891.525 | 1740999.4817
Scenario 1: Reference | SDG&E | Com | AppPlug | Com - Lodging | Participant Cost Test | Energy Efficiency | 49887.766 | 55456.6726 | 225095.144 | 250606.8384 | 274176.6195 | 301754.4928 | 329251.7075 | 357663.6204 | 388027.0737 | 418136.2853 | 443978.2985 | 462534.0196 | 481480.3042
Scenario 1: Reference | SDG&E | Com | AppPlug | Com - Lodging | Program Administrator Cost Test | Energy Efficiency | 155710.4562 | 169698.6522 | 641565.7812 | 700980.7935 | 752067.854 | 812086.0833 | 869141.8851 | 926074.018 | 985620.5828 | 1041837.6598 | 1084635.4926 | 1107224.2744 | 1129664.5635
Scenario 1: Reference | SDG&E | Com | AppPlug | Com - Lodging | Rate Impact Measure Test | Energy Efficiency | 383722.8211 | 423385.6976 | 1204058.6156 | 1332916.5623 | 1414205.316 | 1512700.2903 | 1598454.0555 | 1678510.5706 | 1757386.4763 | 1821606.1926 | 1802065.3791 | 1619825.5298 | 1404272.141
Scenario 1: Reference | SDG&E | Com | AppPlug | Com - Lodging | Total Resource Cost Test | Energy Efficiency | 176412.4228 | 193073.8697 | 744231.4102 | 816675.2054 | 880245.2002 | 954808.0431 | 1026678.3341 | 1099133.3468 | 1175391.1256 | 1248489.5395 | 1306404.883 | 1340805.813 | 1375349.4415
Scenario 1: Reference | SDG&E | Com | AppPlug | Com - Other | Participant Cost Test | Energy Efficiency | 391.7728 | 465.1048 | 547.6719 | 640.3893 | 734.4245 | 846.6299 | 968.5769 | 1097.5996 | 1233.5941 | 1380.3638 | 1531.387 | 1691.593 | 1862.6164
Scenario 1: Reference | SDG&E | Com | AppPlug | Com - Other | Program Administrator Cost Test | Energy Efficiency | 1449.9524 | 1692.1622 | 1958.8606 | 2251.8503 | 2534.8001 | 2864.7716 | 3213.145 | 3569.7677 | 3933.4002 | 4315.084 | 4693.3233 | 5082.6619 | 5486.7933
Scenario 1: Reference | SDG&E | Com | AppPlug | Com - Other | Rate Impact Measure Test | Energy Efficiency | 2584.1936 | 3037.9251 | 3543.0529 | 4104.793 | 4661.3151 | 5320.9317 | 6030.8148 | 6774.6677 | 7551.3331 | 7646.2655 | 7544.7271 | 7243.5676 | 6711.519
Scenario 1: Reference | SDG&E | Com | AppPlug | Com - Other | Total Resource Cost Test | Energy Efficiency | 1587.0729 | 1854.9489 | 2150.5457 | 2475.9866 | 2794.842 | 3170.2853 | 3569.1053 | 3980.3006 | 4402.6835 | 4848.8511 | 5294.8968 | 5757.3574 | 6240.7004
Scenario 1: Reference | SDG&E | Com | BROs | Com - Lodging | Participant Cost Test | Energy Efficiency | 1753.4976 | 3588.3087 | 5511.1291 | 7565.3331 | 9751.8084 | 12057.4834 | 14538.0152 | 17123.9366 | 19847.0799 | 22717.1941 | 25656.662 | 28575.8482 | 31540.259
Scenario 1: Reference | SDG&E | Com | BROs | Com - Lodging | Program Administrator Cost Test | Energy Efficiency | 1753.4976 | 3588.3087 | 5511.1291 | 7565.3331 | 9751.8084 | 12057.4834 | 14538.0152 | 17123.9366 | 19847.0799 | 22717.1941 | 25656.662 | 28575.8482 | 31540.259
Scenario 1: Reference | SDG&E | Com | BROs | Com - Lodging | Rate Impact Measure Test | Energy Efficiency | 1753.4976 | 3588.3087 | 5511.1291 | 7565.3331 | 9751.8084 | 12057.4834 | 14538.0152 | 17123.9366 | 19847.0799 | 22717.1941 | 25656.662 | 28575.8482 | 31540.259
Scenario 1: Reference | SDG&E | Com | BROs | Com - Lodging | Total Resource Cost Test | Energy Efficiency | 1753.4976 | 3588.3087 | 5511.1291 | 7565.3331 | 9751.8084 | 12057.4834 | 14538.0152 | 17123.9366 | 19847.0799 | 22717.1941 | 25656.662 | 28575.8482 | 31540.259
Scenario 1: Reference | SDG&E | Com | BROs | Com - Other | Participant Cost Test | Energy Efficiency | 1589.053 | 3258.9718 | 5015.6213 | 6896.7932 | 8908.8078 | 11039.2071 | 13362.5969 | 15793.6192 | 18366.1125 | 21092.965 | 23903.3988 | 26724.3784 | 29797.3512
Scenario 1: Reference | SDG&E | Com | BROs | Com - Other | Program Administrator Cost Test | Energy Efficiency | 1589.053 | 3258.9718 | 5015.6213 | 6896.7932 | 8908.8078 | 11039.2071 | 13362.5969 | 15793.6192 | 18366.1125 | 21092.965 | 23903.3988 | 26724.3784 | 29797.3512
Scenario 1: Reference | SDG&E | Com | BROs | Com - Other | Rate Impact Measure Test | Energy Efficiency | 1589.053 | 3258.9718 | 5015.6213 | 6896.7932 | 8908.8078 | 11039.2071 | 13362.5969 | 15793.6192 | 18366.1125 | 21092.965 | 23903.3988 | 26724.3784 | 29797.3512
Scenario 1: Reference | SDG&E | Com | BROs | Com - Other | Total Resource Cost Test | Energy Efficiency | 1589.053 | 3258.9718 | 5015.6213 | 6896.7932 | 8908.8078 | 11039.2071 | 13362.5969 | 15793.6192 | 18366.1125 | 21092.965 | 23903.3988 | 26724.3784 | 29797.3512
Scenario 1: Reference | SDG&E | Com | BROs | Com - Retail | Participant Cost Test | Energy Efficiency | 3532.7754 | 7191.3058 | 10985.1405 | 14979.3569 | 19190.2284 | 23579.5125 | 28313.9213 | 33196.7086 | 38281.4332 | 43596.8824 | 48964.6318 | 54275.29 | 60542.671
Scenario 1: Reference | SDG&E | Com | BROs | Com - Retail | Program Administrator Cost Test | Energy Efficiency | 3532.7754 | 7191.3058 | 10985.1405 | 14979.3569 | 19190.2284 | 23579.5125 | 28313.9213 | 33196.7086 | 38281.4332 | 43596.8824 | 48964.6318 | 54275.29 | 60542.671
Scenario 1: Reference | SDG&E | Com | BROs | Com - Retail | Rate Impact Measure Test | Energy Efficiency | 3532.7754 | 7191.3058 | 10985.1405 | 14979.3569 | 19190.2284 | 23579.5125 | 28313.9213 | 33196.7086 | 38281.4332 | 43596.8824 | 48964.6318 | 54275.29 | 60542.671
Scenario 1: Reference | SDG&E | Com | BROs | Com - Retail | Total Resource Cost Test | Energy Efficiency | 3532.7754 | 7191.3058 | 10985.1405 | 14979.3569 | 19190.2284 | 23579.5125 | 28313.9213 | 33196.7086 | 38281.4332 | 43596.8824 | 48964.6318 | 54275.29 | 60542.671
Scenario 1: Reference | SDG&E | Com | BldgEnv | Com - College | Participant Cost Test | Energy Efficiency | 8.3775 | 8.4772 | 8.5764 | 8.6833 | 8.7814 | 8.8909 | 9.0031 | 9.1141 | 9.2282 | 9.347 | 9.4643 | 9.6174 | 9.7449
Scenario 1: Reference | SDG&E | Com | BldgEnv | Com - College | Program Administrator Cost Test | Energy Efficiency | 10.9543 | 10.9619 | 10.9681 | 10.9859 | 10.9886 | 11.0079 | 11.0299 | 11.0484 | 11.0701 | 11.0973 | 11.1208 | 11.1936 | 11.2281
Scenario 1: Reference | SDG&E | Com | BldgEnv | Com - College | Rate Impact Measure Test | Energy Efficiency | 19.8231 | 19.9273 | 20.0217 | 20.1358 | 20.2099 | 20.3176 | 20.4233 | 19.7595 | 18.6301 | 17.4042 | 16.0529 | 14.6415 | 13.0289
Scenario 1: Reference | SDG&E | Com | BldgEnv | Com - College | Total Resource Cost Test | Energy Efficiency | 13.9499 | 13.9917 | 14.032 | 14.0866 | 14.1232 | 14.1801 | 14.2409 | 14.2977 | 14.3588 | 14.427 | 14.491 | 14.6169 | 14.6954
Scenario 1: Reference | SDG&E | Com | BldgEnv | Com - Grocery | Participant Cost Test | Energy Efficiency | 364.5017 | 352.8236 | 341.5347 | 331.11 | 321.4026 | 312.3525 | 304.0549 | 296.28 | 288.971 | 281.9756 | 275.0149 | 268.0514 | 260.9963
Scenario 1: Reference | SDG&E | Com | BldgEnv | Com - Grocery | Program Administrator Cost Test | Energy Efficiency | 214.4491 | 204.4261 | 194.9564 | 186.173 | 177.9371 | 170.2418 | 163.0648 | 156.3018 | 149.9009 | 143.8384 | 137.9966 | 132.3707 | 126.9362
Scenario 1: Reference | SDG&E | Com | BldgEnv | Com - Grocery | Rate Impact Measure Test | Energy Efficiency | 393.4014 | 377.2847 | 361.8296 | 347.2939 | 333.6481 | 320.9337 | 309.0818 | 286.2648 | 258.0354 | 230.3395 | 202.8952 | 175.6636 | 148.6029
Scenario 1: Reference | SDG&E | Com | BldgEnv | Com - Grocery | Total Resource Cost Test | Energy Efficiency | 408.5904 | 392.9076 | 377.9235 | 364.0574 | 351.1036 | 339.0244 | 327.8592 | 317.3733 | 307.4884 | 298.0835 | 288.8796 | 279.8469 | 270.9056
Scenario 1: Reference | SDG&E | Com | BldgEnv | Com - Health | Participant Cost Test | Energy Efficiency | 327.7742 | 317.1294 | 306.6688 | 296.5129 | 286.4558 | 276.5216 | 267.1326 | 259.1824 | 251.5992 | 244.4226 | 237.5803 | 230.25 | 223.2478
Scenario 1: Reference | SDG&E | Com | BldgEnv | Com - Health | Program Administrator Cost Test | Energy Efficiency | 283.8749 | 269.5737 | 255.6953 | 242.349 | 229.1532 | 216.1846 | 204.2447 | 195.004 | 186.3953 | 178.5018 | 171.2116 | 163.0881 | 155.5746
Scenario 1: Reference | SDG&E | Com | BldgEnv | Com - Health | Rate Impact Measure Test | Energy Efficiency | 549.6404 | 525.4932 | 501.6525 | 478.3864 | 455.056 | 431.9058 | 410.4864 | 378.0658 | 338.3957 | 300.0205 | 262.4956 | 223.5946 | 185.7192
Scenario 1: Reference | SDG&E | Com | BldgEnv | Com - Health | Total Resource Cost Test | Energy Efficiency | 450.6476 | 431.6089 | 413.0555 | 395.1579 | 377.461 | 360.0481 | 343.8732 | 330.9135 | 318.7257 | 307.4028 | 296.8027 | 285.2009 | 274.3258
Scenario 1: Reference | SDG&E | Com | BldgEnv | Com - Lodging | Participant Cost Test | Energy Efficiency | 7.7691 | 7.8051 | 7.8411 | 7.8938 | 7.9233 | 7.9716 | 8.0128 | 8.0549 | 1.144 | 8.1415 | 14.0429 | 14.1158 | 14.1957
Scenario 1: Reference | SDG&E | Com | BldgEnv | Com - Lodging | Program Administrator Cost Test | Energy Efficiency | 5.8391 | 5.7708 | 5.7037 | 5.6575 | 5.5833 | 5.5322 | 5.4686 | 5.4056 | 0.88287 | 5.2884 | 8.6528 | 8.5404 | 8.4371
Scenario 1: Reference | SDG&E | Com | BldgEnv | Com - Lodging | Rate Impact Measure Test | Energy Efficiency | 11.2057 | 11.1257 | 11.0331 | 10.9743 | 10.8344 | 10.7404 | 10.6116 | 10.1135 | 1.685 | 8.6412 | 12.888 | 11.4565 | 9.9459
Scenario 1: Reference | SDG&E | Com | BldgEnv | Com - Lodging | Total Resource Cost Test | Energy Efficiency | 9.4021 | 9.3805 | 9.3595 | 9.3648 | 9.3337 | 9.3319 | 9.3178 | 9.3049 | 1.4162 | 9.287 | 15.6878 | 15.6629 | 15.6491
Scenario 1: Reference | SDG&E | Com | BldgEnv | Com - Office (Large) | Participant Cost Test | Energy Efficiency | 843.7441 | 818.1963 | 793.4812 | 769.4015 | 745.892 | 723.1919 | 701.1742 | 679.7436 | 584.4381 | 638.382 | 618.691 | 599.7085 | 581.4511
Scenario 1: Reference | SDG&E | Com | BldgEnv | Com - Office (Large) | Program Administrator Cost Test | Energy Efficiency | 275.0988 | 261.8659 | 249.264 | 237.2657 | 225.7891 | 214.9911 | 204.7661 | 194.9922 | 139.0723 | 176.5457 | 167.9959 | 159.9082 | 152.2795
Scenario 1: Reference | SDG&E | Com | BldgEnv | Com - Office (Large) | Rate Impact Measure Test | Energy Efficiency | 521.5254 | 499.9165 | 478.7906 | 458.0148 | 437.9893 | 419.0659 | 401.0294 | 368.6505 | 252.0412 | 290.7292 | 253.1798 | 216.4461 | 180.4603
Scenario 1: Reference | SDG&E | Com | BldgEnv | Com - Office (Large) | Total Resource Cost Test | Energy Efficiency | 776.5692 | 749.7598 | 723.9578 | 699.0077 | 674.8054 | 651.6331 | 629.3265 | 607.7315 | 503.2832 | 566.3232 | 546.766 | 528.017 | 510.0854
Scenario 1: Reference | SDG&E | Com | BldgEnv | Com - Office (Small) | Participant Cost Test | Energy Efficiency | 368.3135 | 357.0342 | 346.1577 | 335.5645 | 367.0999 | 355.9427 | 345.051 | 334.443 | 287.2533 | 314.0179 | 304.2702 | 294.8568 | 285.7928
Scenario 1: Reference | SDG&E | Com | BldgEnv | Com - Office (Small) | Program Administrator Cost Test | Energy Efficiency | 99.5433 | 94.6917 | 90.0942 | 85.7215 | 109.8866 | 104.6233 | 99.5904 | 94.779 | 67.1253 | 85.7435 | 81.5421 | 77.5583 | 73.7955
Scenario 1: Reference | SDG&E | Com | BldgEnv | Com - Office (Small) | Rate Impact Measure Test | Energy Efficiency | 193.0461 | 184.9689 | 177.1028 | 169.3478 | 212.4374 | 203.3823 | 194.6914 | 178.93 | 121.5043 | 141.0227 | 122.7555 | 104.8906 | 87.4068
Scenario 1: Reference | SDG&E | Com | BldgEnv | Com - Office (Small) | Total Resource Cost Test | Energy Efficiency | 325.0556 | 313.8888 | 303.1753 | 292.8116 | 331.1918 | 319.8323 | 308.8139 | 298.1434 | 246.4538 | 277.7514 | 268.0941 | 258.8174 | 249.9343
Scenario 1: Reference | SDG&E | Com | BldgEnv | Com - Other | Participant Cost Test | Energy Efficiency | 183.826 | 178.5861 | 173.4885 | 168.4911 | 163.5653 | 158.766 | 154.0568 | 149.4369 | 122.3599 | 140.4112 | 141.2557 | 136.5632 | 131.9222
Scenario 1: Reference | SDG&E | Com | BldgEnv | Com - Other | Program Administrator Cost Test | Energy Efficiency | 63.4489 | 60.6301 | 57.9239 | 55.3216 | 52.7967 | 50.388 | 48.0678 | 45.828 | 29.5657 | 41.5449 | 42.4893 | 40.2456 | 38.0634
Scenario 1: Reference | SDG&E | Com | BldgEnv | Com - Other | Rate Impact Measure Test | Energy Efficiency | 119.4056 | 114.9203 | 110.4925 | 106.0813 | 101.7494 | 97.5833 | 93.5222 | 86.108 | 53.6493 | 68.1129 | 63.6129 | 54.221 | 44.9957
Scenario 1: Reference | SDG&E | Com | BldgEnv | Com - Other | Total Resource Cost Test | Energy Efficiency | 171.5653 | 165.9991 | 160.6085 | 155.3582 | 150.2089 | 145.2277 | 140.3691 | 135.6267 | 105.7032 | 126.4238 | 127.6541 | 122.8575 | 118.1385
Scenario 1: Reference | SDG&E | Com | BldgEnv | Com - Refrig. Warehouse | Participant Cost Test | Energy Efficiency | 1.9064 | 1.8498 | 1.7954 | 1.7415 | 1.6897 | 1.6398 | 1.5919 | 2.0037 | 1.502 | 1.9139 | 2.1047 | 2.0679 | 2.0326
Scenario 1: Reference | SDG&E | Com | BldgEnv | Com - Refrig. Warehouse | Program Administrator Cost Test | Energy Efficiency | 0.51679 | 0.49301 | 0.47058 | 0.44844 | 0.42796 | 0.40873 | 0.39089 | 0.66625 | 0.35891 | 0.62283 | 0.73558 | 0.71606 | 0.69741
Scenario 1: Reference | SDG&E | Com | BldgEnv | Com - Refrig. Warehouse | Rate Impact Measure Test | Energy Efficiency | 1.0045 | 0.96593 | 0.92835 | 0.8889 | 0.85245 | 0.81778 | 0.78525 | 1.2379 | 0.65097 | 1.0107 | 1.0874 | 0.95483 | 0.81909
Scenario 1: Reference | SDG&E | Com | BldgEnv | Com - Refrig. Warehouse | Total Resource Cost Test | Energy Efficiency | 1.6837 | 1.6281 | 1.575 | 1.5223 | 1.4723 | 1.4244 | 1.3789 | 1.853 | 1.2946 | 1.7611 | 1.9708 | 1.9319 | 1.8947
Scenario 1: Reference | SDG&E | Com | BldgEnv | Com - Restaurant | Participant Cost Test | Energy Efficiency | 124.0311 | 120.1637 | 116.4365 | 112.7939 | 109.8862 | 106.5285 | 103.2699 | 112.9033 | 97.0934 | 106.1323 | 102.8955 | 99.7659 | 96.7493
Scenario 1: Reference | SDG&E | Com | BldgEnv | Com - Restaurant | Program Administrator Cost Test | Energy Efficiency | 33.3009 | 31.6239 | 30.0366 | 28.5198 | 27.6119 | 26.2939 | 25.0459 | 32.021 | 22.7624 | 29.05 | 27.6648 | 26.3488 | 25.1035
Scenario 1: Reference | SDG&E | Com | BldgEnv | Com - Restaurant | Rate Impact Measure Test | Energy Efficiency | 64.3623 | 61.5503 | 58.8287 | 56.1405 | 54.8592 | 52.4914 | 50.235 | 60.4874 | 41.2245 | 47.8032 | 41.6667 | 35.6481 | 29.7412
Scenario 1: Reference | SDG&E | Com | BldgEnv | Com - Restaurant | Total Resource Cost Test | Energy Efficiency | 109.2896 | 105.451 | 101.771 | 98.1978 | 95.5818 | 92.3434 | 89.2216 | 100.6722 | 83.3595 | 93.9298 | 90.7304 | 87.6525 | 84.7014
Scenario 1: Reference | SDG&E | Com | BldgEnv | Com - Retail | Participant Cost Test | Energy Efficiency | 628.6223 | 604.6112 | 583.8123 | 559.3086 | 532.3292 | 506.7128 | 484.1783 | 462.7678 | 442.8357 | 424.5837 | 408.0161 | 392.9122 | 379.051
Scenario 1: Reference | SDG&E | Com | BldgEnv | Com - Retail | Program Administrator Cost Test | Energy Efficiency | 348.3018 | 328.0242 | 308.8398 | 288.7292 | 268.0043 | 250.1164 | 236.8317 | 224.3279 | 212.667 | 201.8671 | 191.8679 | 182.6011 | 173.969
Scenario 1: Reference | SDG&E | Com | BldgEnv | Com - Retail | Rate Impact Measure Test | Energy Efficiency | 640.6263 | 606.9218 | 574.7653 | 540.2195 | 504.277 | 473.3276 | 450.6707 | 412.2469 | 366.974 | 323.774 | 282.3385 | 242.3887 | 203.6533
Scenario 1: Reference | SDG&E | Com | BldgEnv | Com - Retail | Total Resource Cost Test | Energy Efficiency | 689.3932 | 657.4004 | 628.4682 | 596.3907 | 562.2385 | 531.1719 | 505.6405 | 481.4757 | 458.9641 | 438.256 | 419.3111 | 401.9261 | 385.8781
Scenario 1: Reference | SDG&E | Com | BldgEnv | Com - School | Participant Cost Test | Energy Efficiency | 91.1095 | 88.4705 | 85.9326 | 93.9337 | 91.2634 | 88.6513 | 86.1045 | 83.6378 | 72.3168 | 78.9265 | 76.6949 | 74.5497 | 72.4913
Scenario 1: Reference | SDG&E | Com | BldgEnv | Com - School | Program Administrator Cost Test | Energy Efficiency | 25.6057 | 24.4845 | 23.4247 | 29.647 | 28.3671 | 27.1362 | 25.9604 | 24.8445 | 18.1988 | 22.7696 | 21.8127 | 20.9092 | 20.0578
Scenario 1: Reference | SDG&E | Com | BldgEnv | Com - School | Rate Impact Measure Test | Energy Efficiency | 50.7814 | 48.8709 | 46.9892 | 57.8998 | 55.596 | 53.3296 | 51.1197 | 47.1747 | 33.1072 | 37.6511 | 32.9971 | 28.3901 | 23.8164
Scenario 1: Reference | SDG&E | Com | BldgEnv | Com - School | Total Resource Cost Test | Energy Efficiency | 81.1491 | 78.5475 | 76.058 | 85.8588 | 83.1282 | 80.4707 | 77.8958 | 75.4175 | 63.0103 | 70.7221 | 68.5154 | 66.405 | 64.3902
Scenario 1: Reference | SDG&E | Com | BldgEnv | Com - Warehouse | Participant Cost Test | Energy Efficiency | 338.8797 | 329.475 | 320.4049 | 311.5803 | 302.9202 | 294.532 | 286.3336 | 278.3782 | 224.1075 | 263.1007 | 271.34 | 264.4301 | 257.7725
Scenario 1: Reference | SDG&E | Com | BldgEnv | Com - Warehouse | Program Administrator Cost Test | Energy Efficiency | 117.3831 | 112.3486 | 107.5515 | 102.996 | 98.6029 | 94.4447 | 90.4573 | 86.6578 | 53.7914 | 79.5214 | 85.0727 | 81.7938 | 78.6775
Scenario 1: Reference | SDG&E | Com | BldgEnv | Com - Warehouse | Rate Impact Measure Test | Energy Efficiency | 223.875 | 215.7642 | 207.8193 | 200.013 | 192.4115 | 185.1811 | 178.1889 | 164.706 | 99.1131 | 131.4624 | 127.9833 | 110.5385 | 93.1398
Scenario 1: Reference | SDG&E | Com | BldgEnv | Com - Warehouse | Total Resource Cost Test | Energy Efficiency | 316.5064 | 306.5309 | 296.9499 | 287.7051 | 278.6827 | 270.0108 | 261.5858 | 253.4576 | 193.2975 | 237.9565 | 247.4725 | 240.4263 | 233.667
Scenario 1: Reference | SDG&E | Com | ComRefrig | Com - College | Participant Cost Test | Energy Efficiency | 418.6587 | 296.0895 | 187.7594 | 107.1154 | 53.3767 | 31.8694 | 20.5072 | 15.0117 | 14.3359 | 13.6906 | 13.0744 | 12.486 | 11.9241
Scenario 1: Reference | SDG&E | Com | ComRefrig | Com - College | Program Administrator Cost Test | Energy Efficiency | 259.2366 | 181.8268 | 114.5463 | 65.0645 | 32.5054 | 18.8453 | 11.5232 | 8.0242 | 7.5115 | 7.0315 | 6.5822 | 6.1616 | 5.768
Scenario 1: Reference | SDG&E | Com | ComRefrig | Com - College | Rate Impact Measure Test | Energy Efficiency | 1889.6003 | 1275.813 | 767.9848 | 412.6162 | 193.5104 | 104.2498 | 58.5274 | 36.9255 | 30.7538 | 25.0001 | 19.6402 | 14.6043 | 9.87
Scenario 1: Reference | SDG&E | Com | ComRefrig | Com - College | Total Resource Cost Test | Energy Efficiency | 462.0669 | 325.8022 | 206.1085 | 117.3987 | 58.5552 | 34.5946 | 21.8675 | 15.7395 | 14.9322 | 14.1675 | 13.4433 | 12.7572 | 12.1072
Scenario 1: Reference | SDG&E | Com | ComRefrig | Com - Grocery | Participant Cost Test | Energy Efficiency | 397327.4418 | 224449.4567 | 101670.5964 | 56047.6173 | 30933.3909 | 22314.8933 | 21310.6643 | 20351.712 | 19435.9912 | 18561.5492 | 17726.5217 | 16929.1286 | 16167.6707
Scenario 1: Reference | SDG&E | Com | ComRefrig | Com - Grocery | Program Administrator Cost Test | Energy Efficiency | 250113.7568 | 141343.0239 | 64938.6448 | 34809.7495 | 18100.8229 | 12401.7024 | 11609.3661 | 10867.6995 | 10173.4591 | 9523.6093 | 8915.3091 | 8345.8993 | 7812.8911
Scenario 1: Reference | SDG&E | Com | ComRefrig | Com - Grocery | Rate Impact Measure Test | Energy Efficiency | 1823102.7837 | 991752.841 | 435386.2651 | 220751.1845 | 107757.2536 | 68604.5074 | 58964.7848 | 50010.296 | 41652.6639 | 33860.8372 | 26601.8332 | 19781.4852 | 13369.2562
Scenario 1: Reference | SDG&E | Com | ComRefrig | Com - Grocery | Total Resource Cost Test | Energy Efficiency | 441187.5287 | 249261.3142 | 113505.2987 | 61927.0828 | 33453.9631 | 23705.5494 | 22486.036 | 21331.2498 | 20237.6445 | 19201.8742 | 18220.7817 | 17291.3875 | 16410.8794
Scenario 1: Reference | SDG&E | Com | ComRefrig | Com - Refrig. Warehouse | Participant Cost Test | Energy Efficiency | 128.8924 | 87.4998 | 52.9929 | 28.4945 | 13.6749 | 8.6947 | 5.5127 | 4.8843 | 4.6645 | 4.4545 | 4.2541 | 4.0626 | 3.8798
Scenario 1: Reference | SDG&E | Com | ComRefrig | Com - Refrig. Warehouse | Program Administrator Cost Test | Energy Efficiency | 80.0044 | 53.8814 | 32.4326 | 17.3902 | 8.3553 | 5.0781 | 3.0338 | 2.6102 | 2.4434 | 2.2873 | 2.1412 | 2.0044 | 1.8763
Scenario 1: Reference | SDG&E | Com | ComRefrig | Com - Refrig. Warehouse | Rate Impact Measure Test | Energy Efficiency | 583.1597 | 378.0664 | 217.4468 | 110.2824 | 49.7407 | 28.0915 | 15.4088 | 12.0115 | 10.0039 | 8.1324 | 6.3888 | 4.7507 | 3.2107
Scenario 1: Reference | SDG&E | Com | ComRefrig | Com - Refrig. Warehouse | Total Resource Cost Test | Energy Efficiency | 142.3825 | 96.3771 | 58.239 | 31.2835 | 15.0196 | 9.3969 | 5.8367 | 5.1207 | 4.8581 | 4.6093 | 4.3737 | 4.1506 | 3.9391
Scenario 1: Reference | SDG&E | Com | ComRefrig | Com - Restaurant | Participant Cost Test | Energy Efficiency | 15269.0239 | 8778.3045 | 4124.9738 | 2251.7115 | 1275.6396 | 849.5584 | 811.3246 | 774.8147 | 739.9508 | 706.6586 | 674.867 | 644.5083 | 615.5178
Scenario 1: Reference | SDG&E | Com | ComRefrig | Com - Restaurant | Program Administrator Cost Test | Energy Efficiency | 9608.6642 | 5524.5301 | 2627.5382 | 1402.4171 | 751.9838 | 472.184 | 442.0157 | 413.7767 | 387.3435 | 362.6005 | 339.4395 | 317.7593 | 297.4652
Scenario 1: Reference | SDG&E | Com | ComRefrig | Com - Restaurant | Rate Impact Measure Test | Energy Efficiency | 70038.4603 | 38763.6282 | 17616.5373 | 8893.6357 | 4476.6866 | 2612.057 | 2245.0288 | 1904.0915 | 1585.8801 | 1289.2124 | 1012.8323 | 753.1545 | 509.0162
Scenario 1: Reference | SDG&E | Com | ComRefrig | Com - Restaurant | Total Resource Cost Test | Energy Efficiency | 16952.5569 | 9746.4567 | 4600.4701 | 2490.4851 | 1383.1935 | 902.525 | 856.0935 | 812.1265 | 770.489 | 731.0535 | 693.6999 | 658.3148 | 624.7909
Scenario 1: Reference | SDG&E | Com | ComRefrig | Com - Retail | Participant Cost Test | Energy Efficiency | 171336.609 | 98797.5095 | 46899.7203 | 24312.5268 | 13768.5244 | 9230.1704 | 8814.7614 | 8418.0828 | 8039.2884 | 7677.5705 | 7332.1576 | 7002.3135 | 6687.3351
Scenario 1: Reference | SDG&E | Com | ComRefrig | Com - Retail | Program Administrator Cost Test | Energy Efficiency | 107686.5882 | 62026.5633 | 29710.9778 | 15137.9737 | 8112.0797 | 5130.4086 | 4802.6145 | 4495.7838 | 4208.5746 | 3939.7307 | 3688.0768 | 3452.5126 | 3232.0085
Scenario 1: Reference | SDG&E | Com | ComRefrig | Com - Retail | Rate Impact Measure Test | Energy Efficiency | 784937.7067 | 435217.9449 | 199199.5936 | 95999.7034 | 48292.5793 | 28380.7129 | 24392.8162 | 20688.4154 | 17230.9477 | 14007.5653 | 11004.6216 | 8183.1597 | 5530.5455
Scenario 1: Reference | SDG&E | Com | ComRefrig | Com - Retail | Total Resource Cost Test | Energy Efficiency | 190140.4575 | 109595.6453 | 52199.4789 | 26887.7683 | 14926.529 | 9805.8206 | 9301.3333 | 8823.6241 | 8371.2258 | 7942.7541 | 7536.9027 | 7152.4389 | 6788.1993
Scenario 1: Reference | SDG&E | Com | ComRefrig | Com - School | Participant Cost Test | Energy Efficiency | 39.946 | 22.0395 | 21.0487 | 20.1025 | 19.1989 | 18.336 | 17.512 | 16.725 | 15.9735 | 15.2558 | 14.5705 | 13.9159 | 13.2909
Scenario 1: Reference | SDG&E | Com | ComRefrig | Com - School | Program Administrator Cost Test | Energy Efficiency | 25.8437 | 13.2315 | 12.3868 | 11.596 | 10.8558 | 10.1629 | 9.5143 | 8.9071 | 8.3386 | 7.8065 | 7.3084 | 6.8421 | 6.4056
Scenario 1: Reference | SDG&E | Com | ComRefrig | Com - School | Rate Impact Measure Test | Energy Efficiency | 188.3772 | 92.8403 | 83.0479 | 73.5379 | 64.6265 | 56.2198 | 48.3236 | 40.9879 | 34.1405 | 27.7558 | 21.8071 | 16.2172 | 10.9611
Scenario 1: Reference | SDG&E | Com | ComRefrig | Com - School | Total Resource Cost Test | Energy Efficiency | 44.8107 | 24.0537 | 22.8095 | 21.6316 | 20.5165 | 19.4608 | 18.4611 | 17.5144 | 16.6177 | 15.7685 | 14.9639 | 14.2018 | 13.4796
Scenario 1: Reference | SDG&E | Com | FoodServ | Com - College | Participant Cost Test | Energy Efficiency | 59979.5885 | 63619.0861 | 67245.7208 | 71267.5001 | 74926.6233 | 79063.5069 | 83310.4689 | 87504.8044 | 91816.7577 | 96302.3894 | 100742.9334 | 106292.3174 | 110994.0771
Scenario 1: Reference | SDG&E | Com | FoodServ | Com - College | Participant Cost Test | Fuel Substitution | 3610.3951 | 4237.6538 | 4706.1923 | 5100.6062 | 5440.5682 | 5709.2378 | 5903.8653 | 6031.3327 | 6079.5781 | 6043.5439 | 5919.9954 | 5719.7654 | 5397.2249
Scenario 1: Reference | SDG&E | Com | FoodServ | Com - College | Program Administrator Cost Test | Energy Efficiency | 54677.725 | 57296.8017 | 59855.6552 | 62700.0975 | 65131.3219 | 67917.6053 | 70718.8699 | 73390.4309 | 76074.4568 | 78815.0562 | 81431.2274 | 84858.0072 | 87400.864
Scenario 1: Reference | SDG&E | Com | FoodServ | Com - College | Program Administrator Cost Test | Fuel Substitution | 2397.6201 | 2896.2342 | 3421.9587 | 3977.4959 | 4587.1058 | 5263.3576 | 5949.635 | 6639.5109 | 7348.2787 | 8064.3815 | 8846.8226 | 9684.0411 | 10561.9679
Scenario 1: Reference | SDG&E | Com | FoodServ | Com - College | Rate Impact Measure Test | Energy Efficiency | 164187.081 | 172756.0732 | 174813.0319 | 176191.2235 | 174941.0153 | 173333.7602 | 170203.1097 | 165116.8219 | 158260.278 | 149550.9894 | 138394.64 | 126080.6861 | 109529.047
Scenario 1: Reference | SDG&E | Com | FoodServ | Com - College | Rate Impact Measure Test | Fuel Substitution | 2397.6201 | 2896.2342 | 3421.9587 | 3977.4959 | 4587.1058 | 5263.3576 | 5949.635 | 6639.5109 | 7348.2787 | 8064.3815 | 8846.8226 | 9684.0411 | 10561.9679
Scenario 1: Reference | SDG&E | Com | FoodServ | Com - College | Total Resource Cost Test | Energy Efficiency | 82858.9958 | 87193.6888 | 91461.6277 | 96199.2127 | 100364.5435 | 105106.2674 | 109918.2959 | 114582.4957 | 119324.4529 | 124215.2448 | 128969.1727 | 135060.9976 | 139946.801
Scenario 1: Reference | SDG&E | Com | FoodServ | Com - College | Total Resource Cost Test | Fuel Substitution | 2901.9049 | 3509.1539 | 4153.9723 | 4841.126 | 5593.9191 | 6425.5248 | 7280.2837 | 8152.375 | 9057.6816 | 9985.3602 | 10994.6472 | 12089.0851 | 13246.1521
Scenario 1: Reference | SDG&E | Com | FoodServ | Com - Grocery | Participant Cost Test | Energy Efficiency | 369036.3895 | 393655.7795 | 417880.773 | 443240.9422 | 468014.6939 | 494804.0717 | 522363.6611 | 550381.6684 | 578254.3436 | 607500.041 | 637080.9666 | 667392.5205 | 698535.8696
Scenario 1: Reference | SDG&E | Com | FoodServ | Com - Grocery | Participant Cost Test | Fuel Substitution | 38540.3088 | 44528.9222 | 48806.2713 | 52294.3916 | 55209.4255 | 57398.9684 | 58852.8268 | 59653.3656 | 59699.9394 | 58961.0896 | 57423.8886 | 54924.144 | 51421.2857
Scenario 1: Reference | SDG&E | Com | FoodServ | Com - Grocery | Program Administrator Cost Test | Energy Efficiency | 410781.4463 | 432775.096 | 454046.8091 | 475950.6059 | 496626.083 | 518838.0174 | 541231.667 | 563465.8626 | 584889.9559 | 607031.9321 | 628848.721 | 650704.5972 | 672345.9909
Scenario 1: Reference | SDG&E | Com | FoodServ | Com - Grocery | Program Administrator Cost Test | Fuel Substitution | 25780.3306 | 30610.5658 | 35635.9904 | 40888.9076 | 46598.6122 | 52851.7378 | 59037.6955 | 65193.3916 | 71436.2608 | 77658.3728 | 84402.1246 | 91067.2225 | 97991.3666
Scenario 1: Reference | SDG&E | Com | FoodServ | Com - Grocery | Rate Impact Measure Test | Energy Efficiency | 1083748.1159 | 1146079.5501 | 1171965.7011 | 1184187.3461 | 1184106.8887 | 1178967.6594 | 1164345.3639 | 1138995.6645 | 1100469.5631 | 1050869.0455 | 986731.6681 | 907097.4077 | 810129.844
Scenario 1: Reference | SDG&E | Com | FoodServ | Com - Grocery | Rate Impact Measure Test | Fuel Substitution | 25780.3306 | 30610.5658 | 35635.9904 | 40888.9076 | 46598.6122 | 52851.7378 | 59037.6955 | 65193.3916 | 71436.2608 | 77658.3728 | 84402.1246 | 91067.2225 | 97991.3666
Scenario 1: Reference | SDG&E | Com | FoodServ | Com - Grocery | Total Resource Cost Test | Energy Efficiency | 561383.5909 | 593399.7791 | 624477.5268 | 656657.2668 | 687382.9132 | 720472.5965 | 754068.8838 | 787707.4444 | 820517.5526 | 854647.7954 | 888620.1835 | 922972.8851 | 957727.6163
Scenario 1: Reference | SDG&E | Com | FoodServ | Com - Grocery | Total Resource Cost Test | Fuel Substitution | 31401.6882 | 37347.8454 | 43579.6413 | 50145.9586 | 57269.7706 | 65041.7029 | 72858.2263 | 80759.0715 | 88864.6942 | 97070.753 | 105918.0488 | 114824.4855 | 124157.1568
Scenario 1: Reference | SDG&E | Com | FoodServ | Com - Health | Participant Cost Test | Energy Efficiency | 142142.3284 | 151140.496 | 160187.4041 | 170526.4411 | 179614.5381 | 188306.7546 | 193104.2527 | 202402.222 | 213309.2504 | 226880.153 | 242617.983 | 248802.4997 | 256800.1438
Scenario 1: Reference | SDG&E | Com | FoodServ | Com - Health | Participant Cost Test | Fuel Substitution | 11358.0066 | 13249.0728 | 14661.3733 | 15853.7765 | 16889.0156 | 17715.8088 | 18328.2531 | 18738.7786 | 18910.267 | 18829.0245 | 18489.0013 | 17839.7104 | 16869.7984
Scenario 1: Reference | SDG&E | Com | FoodServ | Com - Health | Program Administrator Cost Test | Energy Efficiency | 158894.1055 | 166846.6552 | 174712.1787 | 183758.078 | 191211.2629 | 198031.3984 | 200576.929 | 207681.6735 | 216197.491 | 227122.6325 | 239878.7845 | 242882.8905 | 247378.8522
Scenario 1: Reference | SDG&E | Com | FoodServ | Com - Health | Program Administrator Cost Test | Fuel Substitution | 7700.3057 | 9242.9709 | 10872.2344 | 12597.8673 | 14494.2827 | 16595.8406 | 18720.72 | 20859.6345 | 23049.52 | 25253.6074 | 27649.9928 | 30053.7816 | 32589.5091
Scenario 1: Reference | SDG&E | Com | FoodServ | Com - Health | Rate Impact Measure Test | Energy Efficiency | 431364.2642 | 454287.1814 | 462566.0871 | 469197.7561 | 467758.8806 | 461368.0633 | 441313.754 | 429066.677 | 415538.8119 | 401460.5482 | 383824.111 | 343593.1026 | 300693.7691
Scenario 1: Reference | SDG&E | Com | FoodServ | Com - Health | Rate Impact Measure Test | Fuel Substitution | 7700.3057 | 9242.9709 | 10872.2344 | 12597.8673 | 14494.2827 | 16595.8406 | 18720.72 | 20859.6345 | 23049.52 | 25253.6074 | 27649.9928 | 30053.7816 | 32589.5091
Scenario 1: Reference | SDG&E | Com | FoodServ | Com - Health | Total Resource Cost Test | Energy Efficiency | 219582.8621 | 231360.9986 | 243061.1172 | 256485.3412 | 267800.7706 | 278323.3406 | 282953.9302 | 294020.7631 | 307191.6515 | 323912.2446 | 343391.1028 | 349143.6312 | 357258.3035
Scenario 1: Reference | SDG&E | Com | FoodServ | Com - Health | Total Resource Cost Test | Fuel Substitution | 9365.9619 | 11257.4111 | 13268.4418 | 15414.5737 | 17768.6562 | 20367.0963 | 23031.6493 | 25752.3812 | 28567.084 | 31440.3238 | 34550.2473 | 37721.1844 | 41091.6916
Scenario 1: Reference | SDG&E | Com | FoodServ | Com - Lodging | Participant Cost Test | Energy Efficiency | 138721.9087 | 146542.5766 | 154437.982 | 163365.9657 | 171102.3483 | 179912.3942 | 188433.6487 | 197086.3507 | 206239.3906 | 215379.9259 | 224246.7639 | 233268.9206 | 242726.7977
Scenario 1: Reference | SDG&E | Com | FoodServ | Com - Lodging | Participant Cost Test | Fuel Substitution | 15310.8529 | 17741.9362 | 19492.5965 | 20925.458 | 22125.2295 | 23026.6862 | 23623.4506 | 23946.8183 | 23954.2425 | 23633.5573 | 22980.386 | 21912.0238 | 20404.3146
Scenario 1: Reference | SDG&E | Com | FoodServ | Com - Lodging | Program Administrator Cost Test | Energy Efficiency | 167036.3246 | 174114.5252 | 181098.3753 | 189042.7099 | 195399.5088 | 202744.0386 | 209539.271 | 216255.5377 | 223269.4805 | 230022.0659 | 236260.0164 | 242437.8754 | 248735.246
Scenario 1: Reference | SDG&E | Com | FoodServ | Com - Lodging | Program Administrator Cost Test | Fuel Substitution | 10194.9335 | 12150.3478 | 14191.6526 | 16326.9767 | 18650.6778 | 21198.6464 | 23727.0197 | 26244.5764 | 28790.378 | 31316.7958 | 34048.1061 | 36711.3701 | 39411.2106
Scenario 1: Reference | SDG&E | Com | FoodServ | Com - Lodging | Rate Impact Measure Test | Energy Efficiency | 500321.9042 | 521888.931 | 529916.346 | 535056.1742 | 527512.48 | 518888.6688 | 504590.3244 | 485913.6738 | 463171.5542 | 434714.2589 | 399702.8596 | 358412.6559 | 310548.4996
Scenario 1: Reference | SDG&E | Com | FoodServ | Com - Lodging | Rate Impact Measure Test | Fuel Substitution | 10194.9335 | 12150.3478 | 14191.6526 | 16326.9767 | 18650.6778 | 21198.6464 | 23727.0197 | 26244.5764 | 28790.378 | 31316.7958 | 34048.1061 | 36711.3701 | 39411.2106
Scenario 1: Reference | SDG&E | Com | FoodServ | Com - Lodging | Total Resource Cost Test | Energy Efficiency | 222587.857 | 232805.4471 | 242959.6792 | 254495.0776 | 263978.3389 | 274887.6614 | 285143.8162 | 295385.6659 | 306148.756 | 316671.3558 | 326586.3362 | 336521.056 | 346840.3356
Scenario 1: Reference | SDG&E | Com | FoodServ | Com - Lodging | Total Resource Cost Test | Fuel Substitution | 12377.7758 | 14770.0132 | 17286.2514 | 19941.9306 | 22826.5895 | 25977.1922 | 29152.3476 | 32361.4568 | 35644.047 | 38953.6557 | 42513.655 | 46050.9007 | 49672.9261
Scenario 1: Reference | SDG&E | Com | FoodServ | Com - Office (Large) | Participant Cost Test | Energy Efficiency | 1048.2331 | 1096.3147 | 1144.3088 | 1193.118 | 1240.2531 | 1292.4521 | 1347.0809 | 1400.224 | 1449.1664 | 1500.5515 | 1551.7831 | 1604.2821 | 1657.9648
Scenario 1: Reference | SDG&E | Com | FoodServ | Com - Office (Large) | Program Administrator Cost Test | Energy Efficiency | 1519.7784 | 1569.0711 | 1616.8671 | 1664.4744 | 1708.4642 | 1758.1308 | 1809.7192 | 1857.9567 | 1899.4019 | 1942.8992 | 1985.0502 | 2027.6962 | 2070.7126
Scenario 1: Reference | SDG&E | Com | FoodServ | Com - Office (Large) | Rate Impact Measure Test | Energy Efficiency | 12077.1365 | 12442.7025 | 12756.887 | 13010.5511 | 12430.5759 | 11780.6715 | 11027.8186 | 10152.5652 | 9129.7554 | 8004.7667 | 6756.1987 | 5367.7363 | 3827.1788
Scenario 1: Reference | SDG&E | Com | FoodServ | Com - Office (Large) | Total Resource Cost Test | Energy Efficiency | 1886.66 | 1952.7813 | 2017.3752 | 2082.0657 | 2142.5528 | 2210.489 | 2281.1975 | 2348.0351 | 2406.6101 | 2468.0922 | 2528.1742 | 2589.1949 | 2651.0003
Scenario 1: Reference | SDG&E | Com | FoodServ | Com - Office (Small) | Participant Cost Test | Energy Efficiency | 430.7923 | 451.7017 | 472.7421 | 493.9539 | 515.2378 | 536.8767 | 558.7625 | 580.7442 | 602.9462 | 625.3022 | 647.9216 | 670.8275 | 694.0385
Scenario 1: Reference | SDG&E | Com | FoodServ | Com - Office (Small) | Program Administrator Cost Test | Energy Efficiency | 624.5832 | 646.486 | 667.9676 | 689.0967 | 709.7465 | 730.3168 | 750.6625 | 770.5893 | 790.2731 | 809.6351 | 828.8252 | 847.8773 | 866.8183
Scenario 1: Reference | SDG&E | Com | FoodServ | Com - Office (Small) | Rate Impact Measure Test | Energy Efficiency | 4963.3398 | 5126.6207 | 5270.1839 | 5386.4019 | 5164.0284 | 4893.6188 | 4574.2845 | 4210.7858 | 3798.5643 | 3335.7057 | 2820.9401 | 2244.5087 | 1602.0904
Scenario 1: Reference | SDG&E | Com | FoodServ | Com - Office (Small) | Total Resource Cost Test | Energy Efficiency | 775.3605 | 804.5815 | 833.4273 | 861.9806 | 890.0797 | 918.2236 | 946.2294 | 973.8497 | 1001.3043 | 1028.4908 | 1055.5978 | 1082.6669 | 1109.7318
Scenario 1: Reference | SDG&E | Com | FoodServ | Com - Other | Participant Cost Test | Energy Efficiency | 363944.7078 | 390932.5808 | 418271.3023 | 446500.8457 | 474483.1193 | 504424.6294 | 535283.7657 | 566845.9589 | 599203.3293 | 632817.0861 | 667015.2911 | 702254.3629 | 738978.2061
Scenario 1: Reference | SDG&E | Com | FoodServ | Com - Other | Participant Cost Test | Fuel Substitution | 36406.4208 | 42668.1155 | 47211.3043 | 50965.3657 | 54109.804 | 56475.7445 | 58025.7957 | 58818.2499 | 58727.098 | 57696.8774 | 55732.8687 | 52615.0548 | 48164.5465
Scenario 1: Reference | SDG&E | Com | FoodServ | Com - Other | Program Administrator Cost Test | Energy Efficiency | 410072.0995 | 434028.9281 | 457816.9901 | 481763.8995 | 504659.4015 | 528797.5954 | 553053.0742 | 577186.0775 | 601249.029 | 625665.4435 | 649753.5368 | 673920.8645 | 698324.4863
Scenario 1: Reference | SDG&E | Com | FoodServ | Com - Other | Program Administrator Cost Test | Fuel Substitution | 22778.2569 | 27502.5923 | 32459.5503 | 37658.4815 | 43349.8478 | 49663.1156 | 56050.6938 | 62485.3119 | 69026.5355 | 75526.4959 | 82670.2563 | 89834.3593 | 97182.8088
Scenario 1: Reference | SDG&E | Com | FoodServ | Com - Other | Rate Impact Measure Test | Energy Efficiency | 1239762.9238 | 1314276.9669 | 1342195.9569 | 1357900.7563 | 1360250.2619 | 1354251.582 | 1335511.3359 | 1302848.6374 | 1254705.4833 | 1190560.3534 | 1107204.2485 | 1003024.3784 | 875963.5861
Scenario 1: Reference | SDG&E | Com | FoodServ | Com - Other | Rate Impact Measure Test | Fuel Substitution | 22778.2569 | 27502.5923 | 32459.5503 | 37658.4815 | 43349.8478 | 49663.1156 | 56050.6938 | 62485.3119 | 69026.5355 | 75526.4959 | 82670.2563 | 89834.3593 | 97182.8088
Scenario 1: Reference | SDG&E | Com | FoodServ | Com - Other | Total Resource Cost Test | Energy Efficiency | 567710.2539 | 603669.5682 | 639644.0327 | 676239.0166 | 711751.187 | 749438.1303 | 787725.5475 | 826283.879 | 865225.7298 | 905185.5286 | 945191.8532 | 985867.4562 | 1027731.0975
Scenario 1: Reference | SDG&E | Com | FoodServ | Com - Other | Total Resource Cost Test | Fuel Substitution | 27286.7698 | 32935.1073 | 38916.3263 | 45272.3214 | 52219.9286 | 59893.4968 | 67752.2548 | 75772.5509 | 84017.4684 | 92343.7056 | 101452.7312 | 110738.3702 | 120350.5916
Scenario 1: Reference | SDG&E | Com | FoodServ | Com - Restaurant | Participant Cost Test | Energy Efficiency | 813604.3453 | 852914.2496 | 893002.1937 | 930612.7361 | 1079555.7391 | 1142076.6066 | 1207383.0632 | 1274332.8914 | 1341813.7863 | 1411312.415 | 1483058.7373 | 1556839.8934 | 1631867.439
Scenario 1: Reference | SDG&E | Com | FoodServ | Com - Restaurant | Participant Cost Test | Fuel Substitution | 125170.6065 | 144808.9332 | 158581.1594 | 169577.1651 | 178285.1687 | 184572.2781 | 188359.7499 | 189910.1619 | 188896.6693 | 185221.8423 | 178844.8463 | 169115.3801 | 155907.1182
Scenario 1: Reference | SDG&E | Com | FoodServ | Com - Restaurant | Program Administrator Cost Test | Energy Efficiency | 1062066.1822 | 1098520.4 | 1135034.2922 | 1167358.5391 | 1331972.4332 | 1389897.0792 | 1449279.5896 | 1508699.7383 | 1566751.5069 | 1625085.1887 | 1683971.8308 | 1743107.5605 | 1801109.7867
Scenario 1: Reference | SDG&E | Com | FoodServ | Com - Restaurant | Program Administrator Cost Test | Fuel Substitution | 81516.3553 | 96987.0475 | 112984.6624 | 129549.8461 | 147260.8404 | 166691.8121 | 185886.6212 | 204950.65 | 224142.1736 | 243061.8362 | 263528.2326 | 283408.6069 | 303664.56
Scenario 1: Reference | SDG&E | Com | FoodServ | Com - Restaurant | Rate Impact Measure Test | Energy Efficiency | 2853254.5867 | 2953840.1671 | 2973674.0438 | 2949199.0046 | 3243084.1118 | 3223557.2077 | 3180114.3826 | 3107925.5744 | 3000650.9544 | 2859192.0999 | 2679886.0379 | 2457142.5377 | 2184883.4561
Scenario 1: Reference | SDG&E | Com | FoodServ | Com - Restaurant | Rate Impact Measure Test | Fuel Substitution | 81516.3553 | 96987.0475 | 112984.6624 | 129549.8461 | 147260.8404 | 166691.8121 | 185886.6212 | 204950.65 | 224142.1736 | 243061.8362 | 263528.2326 | 283408.6069 | 303664.56
Scenario 1: Reference | SDG&E | Com | FoodServ | Com - Restaurant | Total Resource Cost Test | Energy Efficiency | 1372135.5862 | 1423699.5924 | 1475620.2034 | 1522448.9693 | 1744501.9626 | 1826726.3913 | 1911566.0987 | 1997171.5656 | 2081782.7131 | 2167645.3049 | 2255072.6437 | 2343691.4029 | 2432185.4589
Scenario 1: Reference | SDG&E | Com | FoodServ | Com - Restaurant | Total Resource Cost Test | Fuel Substitution | 98666.1616 | 117489.7647 | 137118.7993 | 157662.1868 | 179586.1179 | 203536.8653 | 227569.4399 | 251794.5808 | 276475.9869 | 301222.5346 | 327845.4551 | 354211.6531 | 381340.5883
Scenario 1: Reference | SDG&E | Com | FoodServ | Com - Retail | Participant Cost Test | Energy Efficiency | 1182.3131 | 1207.8451 | 1233.8982 | 1249.5998 | 1243.5219 | 1259.1001 | 1263.2817 | 1266.1752 | 1273.4265 | 1291.1805 | 1309.5834 | 1340.9205 | 1379.7845
Scenario 1: Reference | SDG&E | Com | FoodServ | Com - Retail | Program Administrator Cost Test | Energy Efficiency | 1599.3674 | 1617.4138 | 1635.4 | 1640.8124 | 1621.0849 | 1625.8643 | 1617.6452 | 1607.9524 | 1601.6784 | 1605.4412 | 1609.7627 | 1627.1381 | 1651.4357
Scenario 1: Reference | SDG&E | Com | FoodServ | Com - Retail | Rate Impact Measure Test | Energy Efficiency | 11859.1063 | 11889.23 | 11880.7895 | 11746.9091 | 10895.3529 | 10114.1044 | 9213.3511 | 8269.1572 | 7295.4089 | 6305.5547 | 5256.0906 | 4157.4815 | 2974.4462
Scenario 1: Reference | SDG&E | Com | FoodServ | Com - Retail | Total Resource Cost Test | Energy Efficiency | 2013.177 | 2040.1596 | 2067.2644 | 2078.1723 | 2056.3176 | 2066.5493 | 2059.7938 | 2051.1137 | 2048.2801 | 2059.9464 | 2072.2627 | 2102.303 | 2142.128
Scenario 1: Reference | SDG&E | Com | FoodServ | Com - School | Participant Cost Test | Energy Efficiency | 145974.1085 | 155341.5082 | 164754.0973 | 174346.6521 | 184319.5237 | 194325.8478 | 204560.9504 | 215144.7141 | 226128.8398 | 237219.2596 | 248633.0289 | 260340.1344 | 272292.5235
Scenario 1: Reference | SDG&E | Com | FoodServ | Com - School | Participant Cost Test | Fuel Substitution | 5294.8853 | 6160.6773 | 6792.3669 | 7317.0763 | 7764.7956 | 8114.3476 | 8363.5975 | 8523.0921 | 8580.4057 | 8565.0005 | 8446.3303 | 8178.1711 | 7738.8351
Scenario 1: Reference | SDG&E | Com | FoodServ | Com - School | Program Administrator Cost Test | Energy Efficiency | 135365.7227 | 141983.8658 | 148449.7283 | 154843.4013 | 161309.5268 | 167575.5951 | 173819.7406 | 180141.2162 | 186547.2832 | 192745.7201 | 198964.466 | 205175.0683 | 211159.8849
Scenario 1: Reference | SDG&E | Com | FoodServ | Com - School | Program Administrator Cost Test | Fuel Substitution | 3540.8601 | 4238.4132 | 4968.5081 | 5737.1686 | 6578.4671 | 7511.0731 | 8454.9055 | 9400.6679 | 10377.3945 | 11418.8946 | 12587.5634 | 13777.7803 | 15025.7656
Scenario 1: Reference | SDG&E | Com | FoodServ | Com - School | Rate Impact Measure Test | Energy Efficiency | 448545.4612 | 470610.8815 | 476707.5214 | 478274.6506 | 475209.4188 | 467557.3738 | 455558.4001 | 439370.8207 | 418431.1362 | 391732.6525 | 359122.6744 | 319704.0845 | 272566.063
Scenario 1: Reference | SDG&E | Com | FoodServ | Com - School | Rate Impact Measure Test | Fuel Substitution | 3540.8601 | 4238.4132 | 4968.5081 | 5737.1686 | 6578.4671 | 7511.0731 | 8454.9055 | 9400.6679 | 10377.3945 | 11418.8946 | 12587.5634 | 13777.7803 | 15025.7656
Scenario 1: Reference | SDG&E | Com | FoodServ | Com - School | Total Resource Cost Test | Energy Efficiency | 202283.2008 | 213310.2269 | 224223.7636 | 235174.0225 | 246406.1085 | 257480.6057 | 268663.5506 | 280109.7983 | 291870.6156 | 303537.952 | 315413.5784 | 327455.4073 | 339532.6496
Scenario 1: Reference | SDG&E | Com | FoodServ | Com - School | Total Resource Cost Test | Fuel Substitution | 4298.8474 | 5152.3976 | 6051.9973 | 7006.564 | 8049.2609 | 9199.9047 | 10379.9319 | 11580.9357 | 12833.939 | 14185.6504 | 15694.8922 | 17255.5126 | 18905.2608
Scenario 1: Reference | SDG&E | Com | HVAC | Com - College | Participant Cost Test | Energy Efficiency | 27345.2124 | 48785.2562 | 59137.9864 | 65432.1182 | 71630.8155 | 43837.6838 | 10090.1162 | 10633.8241 | 27128.8394 | 1629.8902 | 1731.4896 | 1854.1073 | 35731.0818
Scenario 1: Reference | SDG&E | Com | HVAC | Com - College | Participant Cost Test | Fuel Substitution | 1.0653 | 1.2002 | 1.3442 | 2.07 | 2.2985 | 0 | 0 | 0 | 0 | 0 | 0 | 0 | 0
Scenario 1: Reference | SDG&E | Com | HVAC | Com - College | Program Administrator Cost Test | Energy Efficiency | 9702.3383 | 26324.6994 | 33128.9866 | 36217.0408 | 39106.3866 | 13537.5867 | 14298.7203 | 14972.0846 | 18839.8243 | 5686.6188 | 5963.8852 | 6539.0295 | 23263.009
Scenario 1: Reference | SDG&E | Com | HVAC | Com - College | Program Administrator Cost Test | Fuel Substitution | 1.0798 | 1.2104 | 1.3489 | 1.8965 | 2.0901 | 0 | 0 | 0 | 0 | 0 | 0 | 0 | 0
Scenario 1: Reference | SDG&E | Com | HVAC | Com - College | Rate Impact Measure Test | Energy Efficiency | 46980.7743 | 70878.6699 | 81173.2113 | 86211.5405 | 90218.1154 | 58795.1827 | 59992.3849 | 60579.6052 | 40500.9527 | 16024.2575 | 14388.5086 | 12899.0881 | 29521.3105
Scenario 1: Reference | SDG&E | Com | HVAC | Com - College | Rate Impact Measure Test | Fuel Substitution | 2.3597 | 2.5685 | 2.7704 | 3.9303 | 4.1573 | 0 | 0 | 0 | 0 | 0 | 0 | 0 | 0
Scenario 1: Reference | SDG&E | Com | HVAC | Com - College | Total Resource Cost Test | Energy Efficiency | 16205.5784 | 35356.5136 | 43600.7065 | 47758.4059 | 51701.86 | 23824.6213 | 17930.5236 | 18801.2593 | 30485.8796 | 6379.3221 | 6699.7682 | 7327.0251 | 39297.6009
Scenario 1: Reference | SDG&E | Com | HVAC | Com - College | Total Resource Cost Test | Fuel Substitution | 1.6125 | 1.8106 | 2.021 | 2.9713 | 3.2889 | 0 | 0 | 0 | 0 | 0 | 0 | 0 | 0
Scenario 1: Reference | SDG&E | Com | HVAC | Com - Grocery | Participant Cost Test | Energy Efficiency | 25796.8428 | 29076.9793 | 32569.6726 | 36440.9364 | 40417.3905 | 44955.7564 | 49858.1923 | 55081.7176 | 27189.1839 | 21370.6204 | 23169.7333 | 25086.3308 | 18109.0687
Scenario 1: Reference | SDG&E | Com | HVAC | Com - Grocery | Participant Cost Test | Fuel Substitution | 200.5114 | 215.2854 | 228.2237 | 238.5428 | 247.3503 | 0 | 0 | 0 | 0 | 0 | 0 | 0 | 0
Scenario 1: Reference | SDG&E | Com | HVAC | Com - Grocery | Program Administrator Cost Test | Energy Efficiency | 22726.6007 | 25394.8809 | 28201.8628 | 31288.7915 | 34412.5817 | 37963.711 | 41763.6634 | 45770.434 | 22525.1267 | 17624.2909 | 18957.019 | 20365.5631 | 14761.9583
Scenario 1: Reference | SDG&E | Com | HVAC | Com - Grocery | Program Administrator Cost Test | Fuel Substitution | 159.243 | 179.2048 | 199.6828 | 220.7967 | 243.9629 | 0 | 0 | 0 | 0 | 0 | 0 | 0 | 0
Scenario 1: Reference | SDG&E | Com | HVAC | Com - Grocery | Rate Impact Measure Test | Energy Efficiency | 97621.652 | 104846.8683 | 111231.4529 | 116820.5754 | 120989.3802 | 124548.1075 | 126695.0217 | 127191.2205 | 51725.6647 | 34192.5506 | 32711.0702 | 30503.7417 | 17760.3423
Scenario 1: Reference | SDG&E | Com | HVAC | Com - Grocery | Rate Impact Measure Test | Fuel Substitution | 209.9958 | 232.9496 | 255.8718 | 278.7328 | 302.8634 | 0 | 0 | 0 | 0 | 0 | 0 | 0 | 0
Scenario 1: Reference | SDG&E | Com | HVAC | Com - Grocery | Total Resource Cost Test | Energy Efficiency | 29790.6888 | 33340.9011 | 37083.5171 | 41210.3478 | 45392.9947 | 50161.8595 | 55276.0738 | 60679.4577 | 30547.2086 | 24289.9359 | 26170.8862 | 28163.8678 | 20931.7575
Scenario 1: Reference | SDG&E | Com | HVAC | Com - Grocery | Total Resource Cost Test | Fuel Substitution | 190.5096 | 214.3954 | 239.0518 | 264.6342 | 292.5771 | 0 | 0 | 0 | 0 | 0 | 0 | 0 | 0
Scenario 1: Reference | SDG&E | Com | HVAC | Com - Health | Participant Cost Test | Energy Efficiency | 122872.4378 | 132337.4637 | 142544.9268 | 188296.5368 | 214783.6762 | 177112.7477 | 127452.4633 | 135412.7246 | 90627.0003 | 143283.0428 | 157498.0835 | 170443.4268 | 177288.2506
Scenario 1: Reference | SDG&E | Com | HVAC | Com - Health | Participant Cost Test | Fuel Substitution | 17.107 | 19.1562 | 21.2896 | 23.4913 | 25.8021 | 0 | 0 | 0 | 0 | 0 | 0 | 0 | 0
Scenario 1: Reference | SDG&E | Com | HVAC | Com - Health | Program Administrator Cost Test | Energy Efficiency | 97208.2059 | 101946.3285 | 107052.0779 | 141748.2758 | 159691.6459 | 123997.7258 | 125328.4187 | 131347.3627 | 83799.4998 | 136740.064 | 148424.7501 | 158832.6092 | 163040.4153
Scenario 1: Reference | SDG&E | Com | HVAC | Com - Health | Program Administrator Cost Test | Fuel Substitution | 15.732 | 17.7389 | 19.8595 | 22.1005 | 24.507 | 0 | 0 | 0 | 0 | 0 | 0 | 0 | 0
Scenario 1: Reference | SDG&E | Com | HVAC | Com - Health | Rate Impact Measure Test | Energy Efficiency | 293622.3563 | 305893.7096 | 317264.5811 | 365878.5264 | 388469.1037 | 341530.3277 | 334653.482 | 337411.1494 | 234060.667 | 303597.0099 | 286771.5693 | 259253.3687 | 216340.0062
Scenario 1: Reference | SDG&E | Com | HVAC | Com - Health | Rate Impact Measure Test | Fuel Substitution | 36.6931 | 39.9781 | 43.1221 | 46.0352 | 48.7859 | 0 | 0 | 0 | 0 | 0 | 0 | 0 | 0
Scenario 1: Reference | SDG&E | Com | HVAC | Com - Health | Total Resource Cost Test | Energy Efficiency | 133185.5262 | 140402.1868 | 148180.3657 | 189487.2118 | 211863.9392 | 174146.623 | 165696.7818 | 174066.6838 | 110823.8919 | 181785.1521 | 197848.7875 | 212380.2591 | 218507.2247
Scenario 1: Reference | SDG&E | Com | HVAC | Com - Health | Total Resource Cost Test | Fuel Substitution | 22.8166 | 25.7832 | 28.9369 | 32.2896 | 35.8921 | 0 | 0 | 0 | 0 | 0 | 0 | 0 | 0
Scenario 1: Reference | SDG&E | Com | HVAC | Com - Lodging | Participant Cost Test | Energy Efficiency | 100960.6943 | 110803.9345 | 121359.5022 | 133502.7622 | 144963.6054 | 132204.0222 | 115751.1084 | 125281.0838 | 48905.9994 | 42828.4469 | 49382.6951 | 49053.4765 | 52618.5023
Scenario 1: Reference | SDG&E | Com | HVAC | Com - Lodging | Participant Cost Test | Fuel Substitution | 64.6816 | 71.2469 | 77.2005 | 83.5697 | 82.9759 | 0 | 0 | 0 | 0 | 0 | 0 | 0 | 0
Scenario 1: Reference | SDG&E | Com | HVAC | Com - Lodging | Program Administrator Cost Test | Energy Efficiency | 71779.865 | 77210.6971 | 82932.8897 | 89516.0474 | 95422.8514 | 80730.4005 | 85804.1986 | 91017.6339 | 35140.0167 | 32615.9443 | 39048.5563 | 36607.8595 | 38615.2821
Scenario 1: Reference | SDG&E | Com | HVAC | Com - Lodging | Program Administrator Cost Test | Fuel Substitution | 54.8327 | 61.5592 | 68.511 | 75.8391 | 82.0055 | 0 | 0 | 0 | 0 | 0 | 0 | 0 | 0
Scenario 1: Reference | SDG&E | Com | HVAC | Com - Lodging | Rate Impact Measure Test | Energy Efficiency | 195402.766 | 206829.2579 | 217432.5561 | 228183.7846 | 235367.1389 | 216141.0721 | 219483.9313 | 221159.6523 | 79768.2446 | 66596.2384 | 77263.1059 | 56677.7521 | 49568.6826
Scenario 1: Reference | SDG&E | Com | HVAC | Com - Lodging | Rate Impact Measure Test | Fuel Substitution | 78.2062 | 86.2757 | 94.2942 | 102.3253 | 108.8325 | 0 | 0 | 0 | 0 | 0 | 0 | 0 | 0
Scenario 1: Reference | SDG&E | Com | HVAC | Com - Lodging | Total Resource Cost Test | Energy Efficiency | 98099.6937 | 106064.6515 | 114524.8006 | 124281.9428 | 133202.1328 | 119398.7137 | 122285.9939 | 130588.9295 | 49262.6963 | 44662.0358 | 53134.3993 | 50327.5681 | 53452.0396
Scenario 1: Reference | SDG&E | Com | HVAC | Com - Lodging | Total Resource Cost Test | Fuel Substitution | 79.093 | 88.9768 | 98.6974 | 109.5942 | 112.5322 | 0 | 0 | 0 | 0 | 0 | 0 | 0 | 0
Scenario 1: Reference | SDG&E | Com | HVAC | Com - Office (Large) | Participant Cost Test | Energy Efficiency | 266001.8777 | 283214.6944 | 300817.7175 | 319584.5383 | 336172.6943 | 187487.1035 | 5444.7215 | 5240.5863 | 572.1557 | 604.753 | 637.4853 | 671.0411 | 705.3203
Scenario 1: Reference | SDG&E | Com | HVAC | Com - Office (Large) | Program Administrator Cost Test | Energy Efficiency | 135780.9531 | 138079.6157 | 140047.4455 | 142259.4038 | 142023.6811 | 5391.5325 | 5128.9428 | 4882.5692 | 444.2538 | 466.2859 | 488.1358 | 510.3339 | 532.8008
Scenario 1: Reference | SDG&E | Com | HVAC | Com - Office (Large) | Rate Impact Measure Test | Energy Efficiency | 282119.3298 | 263021.5628 | 240330.5063 | 216417.0053 | 182374.212 | 22107.3274 | 20627.939 | 19250.1566 | 1626.3419 | 1477.9304 | 1299.7627 | 1088.8487 | 842.2185
Scenario 1: Reference | SDG&E | Com | HVAC | Com - Office (Large) | Total Resource Cost Test | Energy Efficiency | 182645.923 | 186144.3279 | 189200.1988 | 192586.9032 | 192646.3242 | 43773.6749 | 7072.7156 | 6757.3558 | 687.42 | 723.306 | 759.0671 | 795.5264 | 832.5619
Scenario 1: Reference | SDG&E | Com | HVAC | Com - Office (Small) | Participant Cost Test | Energy Efficiency | 106542.5907 | 118054.4586 | 130249.7731 | 28636.0676 | 1113.2351 | 1191.8083 | 1272.4159 | 1354.4728 | 1438.2069 | 1523.2477 | 1609.8098 | 1697.8128 | 1787.1666
Scenario 1: Reference | SDG&E | Com | HVAC | Com - Office (Small) | Program Administrator Cost Test | Energy Efficiency | 2431.7723 | 2621.7006 | 2813.8232 | 3008.5671 | 3200.2979 | 3398.9778 | 3598.8039 | 3792.021 | 3982.8679 | 4167.3838 | 4349.2336 | 4528.3835 | 4704.5087
Scenario 1: Reference | SDG&E | Com | HVAC | Com - Office (Small) | Rate Impact Measure Test | Energy Efficiency | 14031.5266 | 14558.4163 | 14941.031 | 15144.5305 | 15167.5938 | 15029.4763 | 14688.0329 | 14113.8143 | 13300.7817 | 12222.4189 | 10873.876 | 9218.8186 | 7231.716
Scenario 1: Reference | SDG&E | Com | HVAC | Com - Office (Small) | Total Resource Cost Test | Energy Efficiency | 23924.9973 | 26433.0162 | 29080.4224 | 8969.139 | 3673.4228 | 3905.4963 | 4139.5806 | 4367.672 | 4594.1059 | 4814.764 | 5033.4028 | 5249.9539 | 5464.0545
Scenario 1: Reference | SDG&E | Com | HVAC | Com - Other | Participant Cost Test | Energy Efficiency | 29926.0352 | 35336.2734 | 40352.5805 | 45172.2192 | 50127.4849 | 55733.0429 | 61754.8342 | 68149.4913 | 36879.753 | 29927.3864 | 72593.6903 | 89618.4296 | 97676.2494
Scenario 1: Reference | SDG&E | Com | HVAC | Com - Other | Participant Cost Test | Fuel Substitution | 206.5339 | 228.3233 | 250.1503 | 278.2536 | 300.8003 | 0 | 0 | 0 | 0 | 0 | 0 | 0 | 0
Scenario 1: Reference | SDG&E | Com | HVAC | Com - Other | Program Administrator Cost Test | Energy Efficiency | 62726.2683 | 69707.0355 | 76690.3886 | 83790.7278 | 90237.4658 | 97808.3059 | 105539.5897 | 113185.5894 | 104794.5858 | 107135.9022 | 129707.0813 | 141341.8513 | 149360.069
Scenario 1: Reference | SDG&E | Com | HVAC | Com - Other | Program Administrator Cost Test | Fuel Substitution | 181.2788 | 204.6809 | 229.218 | 258.9166 | 287.1588 | 0 | 0 | 0 | 0 | 0 | 0 | 0 | 0
Scenario 1: Reference | SDG&E | Com | HVAC | Com - Other | Rate Impact Measure Test | Energy Efficiency | 272312.744 | 292439.2383 | 309425.0558 | 322883.0522 | 329887.2635 | 336562.7134 | 338558.4317 | 334803.6915 | 288121.5367 | 264258.622 | 272765.9135 | 248483.6741 | 208234.5212
Scenario 1: Reference | SDG&E | Com | HVAC | Com - Other | Rate Impact Measure Test | Fuel Substitution | 211.064 | 236.2599 | 262.257 | 297.5354 | 326.4247 | 0 | 0 | 0 | 0 | 0 | 0 | 0 | 0
Scenario 1: Reference | SDG&E | Com | HVAC | Com - Other | Total Resource Cost Test | Energy Efficiency | 72480.292 | 81340.9514 | 90085.1075 | 98892.3266 | 107112.0635 | 116700.9633 | 126617.4703 | 136603.2212 | 117553.9455 | 117510.485 | 154976.9767 | 172735.9928 | 183810.1153
Scenario 1: Reference | SDG&E | Com | HVAC | Com - Other | Total Resource Cost Test | Fuel Substitution | 248.9875 | 281.3871 | 315.5725 | 359.7151 | 399.6117 | 0 | 0 | 0 | 0 | 0 | 0 | 0 | 0
Scenario 1: Reference | SDG&E | Com | HVAC | Com - Restaurant | Participant Cost Test | Energy Efficiency | 53486.8119 | 60476.7314 | 68212.797 | 76428.0536 | 96014.9915 | 108643.0135 | 122687.221 | 138143.1428 | 154976.0103 | 173470.304 | 193778.035 | 215982.3746 | 240165.0221
Scenario 1: Reference | SDG&E | Com | HVAC | Com - Restaurant | Participant Cost Test | Fuel Substitution | 0.16889 | 0.1896 | 1.3237 | 1.4717 | 1.6283 | 0 | 0 | 0 | 0 | 0 | 0 | 0 | 0
Scenario 1: Reference | SDG&E | Com | HVAC | Com - Restaurant | Program Administrator Cost Test | Energy Efficiency | 50013.9541 | 56200.0673 | 62958.4606 | 70056.7485 | 87004.3262 | 97776.2481 | 109659.4995 | 122620.6134 | 136604.6918 | 151832.6912 | 168404.7309 | 186366.5273 | 205754.6497
Scenario 1: Reference | SDG&E | Com | HVAC | Com - Restaurant | Program Administrator Cost Test | Fuel Substitution | 0.17415 | 0.19448 | 1.2784 | 1.4152 | 1.5593 | 0 | 0 | 0 | 0 | 0 | 0 | 0 | 0
Scenario 1: Reference | SDG&E | Com | HVAC | Com - Restaurant | Rate Impact Measure Test | Energy Efficiency | 96623.6949 | 106117.0192 | 115902.3353 | 125387.8388 | 152397.0884 | 165297.6041 | 178188.0007 | 190591.664 | 201930.2356 | 212012.9792 | 220284.2522 | 226044.0564 | 228467.1187
Scenario 1: Reference | SDG&E | Com | HVAC | Com - Restaurant | Rate Impact Measure Test | Fuel Substitution | 0.39481 | 0.42776 | 2.7156 | 2.8909 | 3.0528 | 0 | 0 | 0 | 0 | 0 | 0 | 0 | 0
Scenario 1: Reference | SDG&E | Com | HVAC | Com - Restaurant | Total Resource Cost Test | Energy Efficiency | 68429.383 | 77102.3169 | 86604.2153 | 96624.456 | 120059.2292 | 135272.7428 | 152101.3144 | 170511.8727 | 190440.7155 | 212204.9337 | 235957.1602 | 261775.5555 | 289725.806
Scenario 1: Reference | SDG&E | Com | HVAC | Com - Restaurant | Total Resource Cost Test | Fuel Substitution | 0.2586 | 0.28928 | 1.9403 | 2.151 | 2.3734 | 0 | 0 | 0 | 0 | 0 | 0 | 0 | 0
Scenario 1: Reference | SDG&E | Com | HVAC | Com - Retail | Participant Cost Test | Energy Efficiency | 99988.4309 | 111761.9373 | 124275.8479 | 137134.7236 | 149929.0267 | 131656.2327 | 109354.5889 | 119368.7069 | 1949.5568 | 139.7953 | 146.0411 | 152.2481 | 158.4073
Scenario 1: Reference | SDG&E | Com | HVAC | Com - Retail | Participant Cost Test | Fuel Substitution | 9.7489 | 10.9547 | 12.2354 | 13.5949 | 15.0373 | 0 | 0 | 0 | 0 | 0 | 0 | 0 | 0
Scenario 1: Reference | SDG&E | Com | HVAC | Com - Retail | Program Administrator Cost Test | Energy Efficiency | 51862.6669 | 56846.7381 | 62010.676 | 67126.5232 | 71990.0545 | 50475.7388 | 53940.4937 | 57423.4878 | 1121.817 | 228.0088 | 175.1815 | 148.9228 | 135.9349
Scenario 1: Reference | SDG&E | Com | HVAC | Com - Retail | Program Administrator Cost Test | Fuel Substitution | 7.6993 | 8.5458 | 9.4293 | 10.3514 | 11.3137 | 0 | 0 | 0 | 0 | 0 | 0 | 0 | 0
Scenario 1: Reference | SDG&E | Com | HVAC | Com - Retail | Rate Impact Measure Test | Energy Efficiency | 139073.7062 | 148736.0531 | 157499.3587 | 164223.0731 | 168707.8639 | 139575.0767 | 139857.7042 | 138538.888 | 3084.3738 | 843.3837 | 532.5418 | 352.8622 | 229.9562
Scenario 1: Reference | SDG&E | Com | HVAC | Com - Retail | Rate Impact Measure Test | Fuel Substitution | 21.3646 | 22.9759 | 24.4494 | 25.7307 | 26.8386 | 0 | 0 | 0 | 0 | 0 | 0 | 0 | 0
Scenario 1: Reference | SDG&E | Com | HVAC | Com - Retail | Total Resource Cost Test | Energy Efficiency | 75580.4965 | 83787.2152 | 92431.029 | 101183.9819 | 109735.0161 | 89064.9411 | 89649.9623 | 96827.8154 | 1786.7655 | 287.4218 | 237.2489 | 213.6283 | 203.258
Scenario 1: Reference | SDG&E | Com | HVAC | Com - Retail | Total Resource Cost Test | Fuel Substitution | 13.0799 | 14.6567 | 16.3256 | 18.0912 | 19.9586 | 0 | 0 | 0 | 0 | 0 | 0 | 0 | 0
Scenario 1: Reference | SDG&E | Com | HVAC | Com - School | Participant Cost Test | Energy Efficiency | 127741.8089 | 137717.8729 | 147994.2184 | 158636.2408 | 170114.3961 | 181701.599 | 79702.6869 | 82391.4623 | 85569.8957 | 90252.3211 | 95161.5417 | 100192.6212 | 105259.6999
Scenario 1: Reference | SDG&E | Com | HVAC | Com - School | Participant Cost Test | Fuel Substitution | 1.906 | 2.1082 | 2.3174 | 2.5339 | 2.758 | 0 | 0 | 0 | 0 | 0 | 0 | 0 | 0
Scenario 1: Reference | SDG&E | Com | HVAC | Com - School | Program Administrator Cost Test | Energy Efficiency | 58961.9012 | 60922.8923 | 62645.5192 | 64186.7446 | 65848.0426 | 67211.9479 | 68573.674 | 70125.4193 | 72095.9174 | 75525.052 | 79083.8132 | 82674.7314 | 86229.0561
Scenario 1: Reference | SDG&E | Com | HVAC | Com - School | Program Administrator Cost Test | Fuel Substitution | 1.8785 | 2.0683 | 2.2632 | 2.4636 | 2.6697 | 0 | 0 | 0 | 0 | 0 | 0 | 0 | 0
Scenario 1: Reference | SDG&E | Com | HVAC | Com - School | Rate Impact Measure Test | Energy Efficiency | 178620.0387 | 178585.9529 | 176223.7162 | 171614.2627 | 166046.6076 | 158529.3743 | 149913.4532 | 140732.1604 | 131537.8451 | 126812.2272 | 120602.831 | 112515.411 | 102293.1897
Scenario 1: Reference | SDG&E | Com | HVAC | Com - School | Rate Impact Measure Test | Fuel Substitution | 3.1584 | 3.406 | 3.6435 | 3.8688 | 4.0802 | 0 | 0 | 0 | 0 | 0 | 0 | 0 | 0
Scenario 1: Reference | SDG&E | Com | HVAC | Com - School | Total Resource Cost Test | Energy Efficiency | 94173.4468 | 98557.7874 | 102736.2754 | 106786.5549 | 111154.2083 | 115201.8814 | 96534.7312 | 99032.0417 | 102119.6636 | 107192.4401 | 112474.3751 | 117837.8293 | 123181.529
Scenario 1: Reference | SDG&E | Com | HVAC | Com - School | Total Resource Cost Test | Fuel Substitution | 2.8315 | 3.1224 | 3.4219 | 3.7306 | 4.0488 | 0 | 0 | 0 | 0 | 0 | 0 | 0 | 0
Scenario 1: Reference | SDG&E | Com | HVAC | Com - Warehouse | Participant Cost Test | Energy Efficiency | 54.6906 | 59.6668 | 64.8581 | 70.406 | 75.9543 | 81.879 | 87.9088 | 94.1466 | 100.5799 | 107.238 | 113.9844 | 120.9193 | 19.2589
Scenario 1: Reference | SDG&E | Com | HVAC | Com - Warehouse | Participant Cost Test | Fuel Substitution | 27.2558 | 30.0028 | 33.4168 | 36.0999 | 43.436 | 0 | 0 | 0 | 0 | 0 | 0 | 0 | 0
Scenario 1: Reference | SDG&E | Com | HVAC | Com - Warehouse | Program Administrator Cost Test | Energy Efficiency | 38.7106 | 41.9897 | 45.3839 | 48.9902 | 52.5592 | 56.3508 | 60.1761 | 64.0944 | 67.1315 | 70.172 | 73.1241 | 76.0519 | 11.8753
Scenario 1: Reference | SDG&E | Com | HVAC | Com - Warehouse | Program Administrator Cost Test | Fuel Substitution | 24.9185 | 28.1168 | 31.8697 | 35.4176 | 41.7255 | 0 | 0 | 0 | 0 | 0 | 0 | 0 | 0
Scenario 1: Reference | SDG&E | Com | HVAC | Com - Warehouse | Rate Impact Measure Test | Energy Efficiency | 211.3427 | 218.6372 | 223.8716 | 226.8614 | 227.0032 | 225.033 | 219.9895 | 212.2562 | 200.4485 | 185.262 | 166.2286 | 142.9325 | 17.2957
Scenario 1: Reference | SDG&E | Com | HVAC | Com - Warehouse | Rate Impact Measure Test | Fuel Substitution | 29.4815 | 32.9832 | 37.3534 | 41.1104 | 49.5547 | 0 | 0 | 0 | 0 | 0 | 0 | 0 | 0
Scenario 1: Reference | SDG&E | Com | HVAC | Com - Warehouse | Total Resource Cost Test | Energy Efficiency | 61.9541 | 67.3481 | 72.9486 | 78.9128 | 84.8398 | 91.1493 | 97.5373 | 104.1161 | 110.7259 | 117.5282 | 124.3723 | 131.3674 | 20.8337
Scenario 1: Reference | SDG&E | Com | HVAC | Com - Warehouse | Total Resource Cost Test | Fuel Substitution | 32.9872 | 37.2965 | 42.6788 | 47.581 | 58.3569 | 0 | 0 | 0 | 0 | 0 | 0 | 0 | 0
Scenario 1: Reference | SDG&E | Com | Lighting | Com - College | Participant Cost Test | Energy Efficiency | 0 | 29812.4458 | 39534.0118 | 41469.3131 | 43097.1796 | 45012.7499 | 46957.8044 | 48832.79 | 9779.4586 | 0 | 0 | 0 | 0
Scenario 1: Reference | SDG&E | Com | Lighting | Com - College | Program Administrator Cost Test | Energy Efficiency | 0 | 19999.6445 | 26388.9077 | 27544.5218 | 28421.9652 | 29103.1922 | 29765.4664 | 30347.0357 | 5958.259 | 0 | 0 | 0 | 0
Scenario 1: Reference | SDG&E | Com | Lighting | Com - College | Rate Impact Measure Test | Energy Efficiency | 0 | 97605.6433 | 122029.7467 | 119613.1932 | 115377.8907 | 110539.7014 | 104703.4487 | 97782.3608 | 17328.3633 | 0 | 0 | 0 | 0
Scenario 1: Reference | SDG&E | Com | Lighting | Com - College | Total Resource Cost Test | Energy Efficiency | 0 | 33564.3073 | 44376.8831 | 46413.0593 | 48090.3692 | 50046.1837 | 52022.9126 | 53910.6867 | 10759.1819 | 0 | 0 | 0 | 0
Scenario 1: Reference | SDG&E | Com | Lighting | Com - Grocery | Participant Cost Test | Energy Efficiency | 42189.8608 | 43305.3368 | 44435.5363 | 45685.0955 | 46855.4602 | 48228.885 | 49660.3749 | 51116.6462 | 52539.8961 | 29934.1383 | 26084.6616 | 27101.6713 | 28154.402
Scenario 1: Reference | SDG&E | Com | Lighting | Com - Grocery | Program Administrator Cost Test | Energy Efficiency | 33335.5911 | 33993.0072 | 34652.5962 | 35396.2611 | 36068.4371 | 36888.1688 | 37741.7135 | 38603.2894 | 39429.3196 | 22987.6353 | 20138.6191 | 20779.2318 | 21439.1365
Scenario 1: Reference | SDG&E | Com | Lighting | Com - Grocery | Rate Impact Measure Test | Energy Efficiency | 221535.4539 | 215423.3389 | 207886.0762 | 199014.9782 | 188701.0335 | 177864.1311 | 165859.5254 | 152774.9962 | 138267.666 | 72695.3122 | 54251.5678 | 44757.8974 | 34104.797
Scenario 1: Reference | SDG&E | Com | Lighting | Com - Grocery | Total Resource Cost Test | Energy Efficiency | 52531.9777 | 53696.9354 | 54870.7652 | 56182.9796 | 57387.6716 | 58832.3115 | 60337.1841 | 61861.3635 | 63334.9724 | 36607.6682 | 32007.1401 | 33110.4922 | 34249.3894
Scenario 1: Reference | SDG&E | Com | Lighting | Com - Health | Participant Cost Test | Energy Efficiency | 109136.4919 | 111760.2785 | 114552.2379 | 118262.7741 | 121068.7919 | 123620.8687 | 123682.5001 | 126726.89 | 130763.6312 | 136360.3547 | 143136.7717 | 144342.5124 | 146767.2138
Scenario 1: Reference | SDG&E | Com | Lighting | Com - Health | Program Administrator Cost Test | Energy Efficiency | 84592.3017 | 86068.6793 | 87655.2134 | 89924.8245 | 91477.2541 | 92818.9973 | 92276.134 | 93966.8595 | 96373.5282 | 99900.6487 | 104249.3856 | 104498.3135 | 105628.5718
Scenario 1: Reference | SDG&E | Com | Lighting | Com - Health | Rate Impact Measure Test | Energy Efficiency | 560554.5712 | 543812.0807 | 524279.0255 | 504182.6011 | 477315.0517 | 446426.6068 | 404510.9646 | 371057.2773 | 337325.8189 | 303480.2399 | 267010.2007 | 215653.1163 | 163154.7331
Scenario 1: Reference | SDG&E | Com | Lighting | Com - Health | Total Resource Cost Test | Energy Efficiency | 134249.4055 | 136919.6061 | 139776.4817 | 143734.3867 | 146563.5544 | 149066.4926 | 148551.6716 | 151627.5945 | 155870.9804 | 161944.6101 | 169376.6167 | 170174.1567 | 172407.6541
Scenario 1: Reference | SDG&E | Com | Lighting | Com - Office (Large) | Participant Cost Test | Energy Efficiency | 167718.4762 | 172854.1853 | 177947.9193 | 183211.997 | 188060.0228 | 194037.1333 | 200474.2336 | 206494.3616 | 211559.2454 | 217139.2141 | 222665.7642 | 228439.6904 | 234433.8378
Scenario 1: Reference | SDG&E | Com | Lighting | Com - Office (Large) | Program Administrator Cost Test | Energy Efficiency | 111468.0546 | 114272.1394 | 115332.897 | 116416.3621 | 117153.8129 | 118507.1684 | 120037.8372 | 121218.1428 | 121756.2506 | 122517.2799 | 123172.1041 | 123888.303 | 124646.1494
Scenario 1: Reference | SDG&E | Com | Lighting | Com - Office (Large) | Rate Impact Measure Test | Energy Efficiency | 558406.3928 | 546284.8941 | 528721.5381 | 507114.0808 | 481706.4256 | 455877.7546 | 427596.21 | 395433.1423 | 358359.7998 | 319127.3573 | 276607.7933 | 230472.6575 | 180301.7757
Scenario 1: Reference | SDG&E | Com | Lighting | Com - Office (Large) | Total Resource Cost Test | Energy Efficiency | 187779.9613 | 192967.4345 | 197933.8487 | 203062.3637 | 207704.263 | 213565.8844 | 219901.445 | 225748.1946 | 230525.2097 | 235840.5369 | 241074.1013 | 246551.9362 | 252243.1726
Scenario 1: Reference | SDG&E | Com | Lighting | Com - Refrig. Warehouse | Participant Cost Test | Energy Efficiency | 118.7348 | 121.8132 | 125.044 | 127.6291 | 130.7677 | 134.1579 | 137.9636 | 141.8983 | 146.2437 | 150.5691 | 155.3249 | 160.3689 | 165.5412
Scenario 1: Reference | SDG&E | Com | Lighting | Com - Refrig. Warehouse | Program Administrator Cost Test | Energy Efficiency | 107.1632 | 109.0812 | 111.0995 | 112.5047 | 114.3733 | 116.4294 | 118.8114 | 121.2646 | 124.0288 | 126.7315 | 129.7539 | 132.9701 | 136.2438
Scenario 1: Reference | SDG&E | Com | Lighting | Com - Refrig. Warehouse | Rate Impact Measure Test | Energy Efficiency | 884.403 | 858.5411 | 827.6315 | 785.0058 | 741.7992 | 694.7186 | 644.3755 | 589.852 | 531.3234 | 466.6748 | 396.9618 | 319.9857 | 234.5752
Scenario 1: Reference | SDG&E | Com | Lighting | Com - Refrig. Warehouse | Total Resource Cost Test | Energy Efficiency | 161.1876 | 164.5062 | 167.9945 | 170.5759 | 173.8726 | 177.4713 | 181.5849 | 185.8284 | 190.5697 | 195.2405 | 200.4268 | 205.938 | 211.565
Scenario 1: Reference | SDG&E | Com | Lighting | Com - Restaurant | Participant Cost Test | Energy Efficiency | 37125.664 | 37315.2399 | 37614.0441 | 37844.8584 | 42758.2779 | 43906.8867 | 45142.169 | 46415.0197 | 47683.4519 | 49002.9904 | 50381.146 | 51809.0991 | 53278.8414
Scenario 1: Reference | SDG&E | Com | Lighting | Com - Restaurant | Program Administrator Cost Test | Energy Efficiency | 27069.6668 | 27052.0855 | 27114.4257 | 27127.2938 | 30503.0119 | 31151.7251 | 31855.1118 | 32577.7303 | 33289.9586 | 34030.8617 | 34805.3219 | 35606.8609 | 36429.7024
Scenario 1: Reference | SDG&E | Com | Lighting | Com - Restaurant | Rate Impact Measure Test | Energy Efficiency | 163478.9266 | 155813.5555 | 147913.5378 | 138820.6865 | 145648.4223 | 137335.7842 | 128294.8442 | 118500.0403 | 107700.656 | 95996.5086 | 83330.2484 | 69420.1571 | 54135.601
Scenario 1: Reference | SDG&E | Com | Lighting | Com - Restaurant | Total Resource Cost Test | Energy Efficiency | 43961.844 | 44030.5197 | 44228.8158 | 44346.7044 | 49958.0283 | 51129.3585 | 52394.7986 | 53696.5643 | 54985.9292 | 56327.2223 | 57728.7434 | 59180.001 | 60671.5753
Scenario 1: Reference | SDG&E | Com | Lighting | Com - Retail | Participant Cost Test | Energy Efficiency | 242366.7882 | 244143.5409 | 246236.8514 | 248037.9476 | 249022.1357 | 251252.1093 | 253158.4178 | 255188.6661 | 257556.1572 | 260472.7318 | 263540.0746 | 267192.7431 | 271216.0513
Scenario 1: Reference | SDG&E | Com | Lighting | Com - Retail | Program Administrator Cost Test | Energy Efficiency | 177787.4022 | 178056.8312 | 178556.1654 | 178839.3786 | 178531.9747 | 179126.4015 | 179486.7022 | 179935.1176 | 180621.0421 | 181689.43 | 182856.3903 | 184422.1749 | 186232.5824
Scenario 1: Reference | SDG&E | Com | Lighting | Com - Retail | Rate Impact Measure Test | Energy Efficiency | 1091972.657 | 1043027.1968 | 990588.0251 | 930662.5201 | 865436.3178 | 801472.2704 | 733371.8119 | 663704.0224 | 592220.6515 | 519020.3752 | 442836.0752 | 363051.3195 | 278571.0235
Scenario 1: Reference | SDG&E | Com | Lighting | Com - Retail | Total Resource Cost Test | Energy Efficiency | 288064.2909 | 289142.1423 | 290593.9328 | 291696.6448 | 291837.0465 | 293446.1113 | 294673.7822 | 296045.9607 | 297809.0937 | 300204.523 | 302767.1243 | 305994.8731 | 309635.8857
Scenario 1: Reference | SDG&E | Com | Lighting | Com - Warehouse | Participant Cost Test | Energy Efficiency | 5786.1347 | 6052.689 | 6326.7705 | 6626.4936 | 6906.7952 | 7214.4989 | 7518.1239 | 7830.3784 | 1480.2406 | 0 | 0 | 0 | 0
Scenario 1: Reference | SDG&E | Com | Lighting | Com - Warehouse | Program Administrator Cost Test | Energy Efficiency | 3305.2918 | 3389.764 | 3473.7856 | 3567.0118 | 3644.9969 | 3732.7301 | 3813.5524 | 3894.0616 | 721.6925 | 0 | 0 | 0 | 0
Scenario 1: Reference | SDG&E | Com | Lighting | Com - Warehouse | Rate Impact Measure Test | Energy Efficiency | 16227.1298 | 16066.1796 | 15788.65 | 15405.0586 | 14859.3753 | 14237.3359 | 13470.4786 | 12598.4429 | 2107.1885 | 0 | 0 | 0 | 0
Scenario 1: Reference | SDG&E | Com | Lighting | Com - Warehouse | Total Resource Cost Test | Energy Efficiency | 6297.1316 | 6566.0641 | 6841.7056 | 7143.5543 | 7422.9719 | 7730.3683 | 8031.8957 | 8341.1783 | 1572.2957 | 0 | 0 | 0 | 0
Scenario 1: Reference | SDG&E | Com | WaterHeat | Com - College | Participant Cost Test | Energy Efficiency | 45758.9598 | 47752.8007 | 47314.9296 | 49435.8427 | 51353.5429 | 33741.0782 | 17462.6041 | 17899.9275 | 2299.5366 | 2487.1865 | 19219.9722 | 19798.5226 | 20295.9924
Scenario 1: Reference | SDG&E | Com | WaterHeat | Com - College | Participant Cost Test | Fuel Substitution | 1142922.0467 | 1226780.3652 | 1323118.7137 | 1322443.1465 | 1250618.5945 | 110383.0229 | 128841.27 | 148296.4337 | 110495.0236 | 127071.9647 | 146207.7652 | 162429.419 | 176095.1591
Scenario 1: Reference | SDG&E | Com | WaterHeat | Com - College | Program Administrator Cost Test | Energy Efficiency | 77181.422 | 78928.9136 | 80682.9581 | 82662.555 | 84380.4713 | 55495.9454 | 56476.9377 | 57456.3334 | 15188.7949 | 16198.9717 | 60384.2729 | 61799.7242 | 62759.1108
Scenario 1: Reference | SDG&E | Com | WaterHeat | Com - College | Program Administrator Cost Test | Fuel Substitution | 759613.0128 | 871700.7437 | 1003453.6061 | 1132202.1272 | 1255844.3733 | 166532.3599 | 194571.9244 | 223540.3244 | 189982.274 | 217872.1153 | 249985.9801 | 276964.3724 | 299461.6507
Scenario 1: Reference | SDG&E | Com | WaterHeat | Com - College | Rate Impact Measure Test | Energy Efficiency | 214115.1001 | 219659.5499 | 223823.5342 | 227033.4237 | 227586.7021 | 155910.7364 | 154420.4008 | 151223.3427 | 84578.5275 | 77107.6076 | 126363.87 | 109851.2394 | 88815.342
Scenario 1: Reference | SDG&E | Com | WaterHeat | Com - College | Rate Impact Measure Test | Fuel Substitution | 759613.0128 | 871700.7437 | 1003453.6061 | 1132202.1272 | 1255844.3733 | 3029956.0295 | 3176596.9386 | 3198000.0314 | 3003772.6187 | 2837718.684 | 2544052.8203 | 2002650.2326 | 1251437.4038
Scenario 1: Reference | SDG&E | Com | WaterHeat | Com - College | Total Resource Cost Test | Energy Efficiency | 99689.6461 | 102629.9333 | 103130.4023 | 106315.9474 | 109126.3832 | 71269.9404 | 60668.0445 | 61763.6492 | 15993.6327 | 17069.487 | 65043.8909 | 66634.8033 | 67808.0146
Scenario 1: Reference | SDG&E | Com | WaterHeat | Com - College | Total Resource Cost Test | Fuel Substitution | 991953.5687 | 1135603.1404 | 1328933.3443 | 1445457.7048 | 1501489.5454 | 241490.6338 | 282033.1973 | 324642.986 | 248010.1164 | 285220.1553 | 328169.2728 | 364577.0777 | 395247.9513
Scenario 1: Reference | SDG&E | Com | WaterHeat | Com - Grocery | Participant Cost Test | Energy Efficiency | 18082.5952 | 18700.4328 | 19326.6566 | 19983.2947 | 20637.2322 | 19235.498 | 17657.6074 | 18202.7035 | 7351.7313 | 7824.6969 | 19869.6944 | 20561.1819 | 21208.5096
Scenario 1: Reference | SDG&E | Com | WaterHeat | Com - Grocery | Participant Cost Test | Fuel Substitution | 40807.9335 | 43043.9246 | 44751.994 | 45780.7103 | 46461.4758 | 0 | 0 | 0 | 0 | 0 | 0 | 0 | 0
Scenario 1: Reference | SDG&E | Com | WaterHeat | Com - Grocery | Program Administrator Cost Test | Energy Efficiency | 71190.7954 | 73819.5205 | 76458.9249 | 79207.2505 | 81913.3189 | 79778.275 | 82628.8714 | 85537.1021 | 57691.3215 | 60936.5927 | 94386.0448 | 97748.0494 | 100932.3686
Scenario 1: Reference | SDG&E | Com | WaterHeat | Com - Grocery | Program Administrator Cost Test | Fuel Substitution | 35120.8788 | 39569.0502 | 44196.8516 | 49054.048 | 54386.3771 | 0 | 0 | 0 | 0 | 0 | 0 | 0 | 0
Scenario 1: Reference | SDG&E | Com | WaterHeat | Com - Grocery | Rate Impact Measure Test | Energy Efficiency | 369270.0403 | 385453.4235 | 397605.7132 | 405219.8537 | 407779.018 | 395079.3959 | 388159.0018 | 375503.0039 | 312088.7382 | 283842.7067 | 288559.7307 | 239033.9031 | 178048.2466
Scenario 1: Reference | SDG&E | Com | WaterHeat | Com - Grocery | Rate Impact Measure Test | Fuel Substitution | 35120.8788 | 39569.0502 | 44196.8516 | 49054.048 | 54386.3771 | 0 | 0 | 0 | 0 | 0 | 0 | 0 | 0
Scenario 1: Reference | SDG&E | Com | WaterHeat | Com - Grocery | Total Resource Cost Test | Energy Efficiency | 76804.0529 | 79662.2924 | 82543.4451 | 85551.6311 | 88516.4055 | 85874.0268 | 87420.7622 | 90505.4954 | 60264.4274 | 63675.2366 | 99896.2238 | 103493.1346 | 106942.7569
Scenario 1: Reference | SDG&E | Com | WaterHeat | Com - Grocery | Total Resource Cost Test | Fuel Substitution | 44108.1045 | 49637.4972 | 55398.563 | 61460.2365 | 68070.2761 | 0 | 0 | 0 | 0 | 0 | 0 | 0 | 0
Scenario 1: Reference | SDG&E | Com | WaterHeat | Com - Health | Participant Cost Test | Energy Efficiency | 74460.5907 | 77979.8622 | 77840.6275 | 81794.3292 | 85220.7768 | 55112.2791 | 27255.8503 | 28254.4879 | 8153.0633 | 8909.6187 | 31652.4362 | 32828.1274 | 33925.3205
Scenario 1: Reference | SDG&E | Com | WaterHeat | Com - Health | Participant Cost Test | Fuel Substitution | 2739909.5089 | 2927509.8899 | 3111929.9503 | 3131049.4233 | 3069166.1003 | 221587.4195 | 258439.6679 | 298641.1685 | 159323.163 | 183284.3753 | 212314.0163 | 236872.7381 | 257563.8976
Scenario 1: Reference | SDG&E | Com | WaterHeat | Com - Health | Program Administrator Cost Test | Energy Efficiency | 185970.5002 | 193882.8582 | 201951.0607 | 211253.2285 | 219286.3395 | 132265.2033 | 136253.5421 | 141803.0922 | 90852.1106 | 97802.4962 | 162757.396 | 167828.4704 | 172962.0431
Scenario 1: Reference | SDG&E | Com | WaterHeat | Com - Health | Program Administrator Cost Test | Fuel Substitution | 1873760.155 | 2161265.8339 | 2484659.4633 | 2812627.4388 | 3171395.1376 | 267631.4548 | 314282.8627 | 363466.6397 | 277843.1643 | 319638.6328 | 370268.4624 | 413098.6954 | 449182.2083
Scenario 1: Reference | SDG&E | Com | WaterHeat | Com - Health | Rate Impact Measure Test | Energy Efficiency | 883201.3657 | 917008.3913 | 942590.5311 | 962805.0846 | 966155.4382 | 736182.554 | 707578.1545 | 681098.4902 | 564123.0678 | 517788.2979 | 535295.502 | 435079.0491 | 317565.1611
Scenario 1: Reference | SDG&E | Com | WaterHeat | Com - Health | Rate Impact Measure Test | Fuel Substitution | 1873760.155 | 2161265.8339 | 2484659.4633 | 2812627.4388 | 3171395.1376 | 8143386.3069 | 8563153.3926 | 8631137.2769 | 8130536.7892 | 7633763.7597 | 6818448.5835 | 5284351.9228 | 3144401.4085
Scenario 1: Reference | SDG&E | Com | WaterHeat | Com - Health | Total Resource Cost Test | Energy Efficiency | 220499.441 | 230180.4946 | 236301.5614 | 247453.6291 | 257061.6509 | 159147.3127 | 143284.4638 | 149127.4188 | 93705.6828 | 100920.8627 | 171100.4515 | 176537.6467 | 182098.2497
Scenario 1: Reference | SDG&E | Com | WaterHeat | Com - Health | Total Resource Cost Test | Fuel Substitution | 2196349.3345 | 2527889.9426 | 2938343.3567 | 3250079.8286 | 3553843.7228 | 437824.2971 | 511716.6523 | 591470.0772 | 357504.7458 | 411280.8204 | 476425.4705 | 531535.0644 | 577964.1571
Scenario 1: Reference | SDG&E | Com | WaterHeat | Com - Lodging | Participant Cost Test | Energy Efficiency | 428542.2933 | 440860.0739 | 450124.9497 | 465925.7936 | 478457.2328 | 300277.7173 | 112157.4001 | 113349.4633 | 1830.4212 | 1946.1942 | 23870.4236 | 24379.2684 | 29344.4452
Scenario 1: Reference | SDG&E | Com | WaterHeat | Com - Lodging | Participant Cost Test | Fuel Substitution | 3883127.0632 | 4126807.2858 | 4349217.3277 | 4377198.6653 | 4307665.6385 | 509932.7871 | 265922.7787 | 305367.7038 | 162132.7642 | 184933.9167 | 212417.3399 | 235351.6125 | 254421.0589
Scenario 1: Reference | SDG&E | Com | WaterHeat | Com - Lodging | Program Administrator Cost Test | Energy Efficiency | 666372.3125 | 676460.1466 | 687183.8094 | 702536.9928 | 711804.7419 | 111294.3476 | 111569.844 | 111885.3701 | 20574.5555 | 21660.6779 | 79640.3316 | 80806.0822 | 85446.3818
Scenario 1: Reference | SDG&E | Com | WaterHeat | Com - Lodging | Program Administrator Cost Test | Fuel Substitution | 2534875.1459 | 2906321.7381 | 3315288.8593 | 3728144.6111 | 4176930.5379 | 333306.6537 | 323550.3194 | 371971.7787 | 282893.0409 | 322685.5402 | 370646.0081 | 410666.3279 | 443941.0664
Scenario 1: Reference | SDG&E | Com | WaterHeat | Com - Lodging | Rate Impact Measure Test | Energy Efficiency | 1766607.303 | 1762826.064 | 1752786.4584 | 1745827.2651 | 1713640.3438 | 283061.7065 | 278429.8049 | 271608.7619 | 124386.8671 | 112018.8705 | 174248.803 | 148797.1559 | 122898.2466
Scenario 1: Reference | SDG&E | Com | WaterHeat | Com - Lodging | Rate Impact Measure Test | Fuel Substitution | 2534875.1459 | 2906321.7381 | 3315288.8593 | 3728144.6111 | 4176930.5379 | 10166764.8019 | 10560697.9329 | 10577254.1885 | 9927004.4812 | 9229214.3695 | 8156500.666 | 6251876.5165 | 3657039.4044
Scenario 1: Reference | SDG&E | Com | WaterHeat | Com - Lodging | Total Resource Cost Test | Energy Efficiency | 886402.0669 | 903015.8516 | 916901.4536 | 940497.0061 | 956296.2196 | 295430.6517 | 163783.0164 | 164689.5769 | 21215.2029 | 22341.8459 | 85269.0898 | 86594.5533 | 94100.9149
Scenario 1: Reference | SDG&E | Com | WaterHeat | Com - Lodging | Total Resource Cost Test | Fuel Substitution | 3057967.566 | 3494903.6666 | 4013978.2088 | 4428956.1635 | 4840851.9807 | 790065.6072 | 526737.4311 | 605090.6201 | 363959.423 | 415152.4985 | 476854.6781 | 528342.1342 | 571151.5959
Scenario 1: Reference | SDG&E | Com | WaterHeat | Com - Office (Large) | Participant Cost Test | Energy Efficiency | 113100.9923 | 115875.8071 | 116456.872 | 119178.6271 | 121717.5404 | 76824.0585 | 31021.8824 | 30623.2883 | 7244.1662 | 7784.9945 | 29357.9026 | 29037.6836 | 28673.5714
Scenario 1: Reference | SDG&E | Com | WaterHeat | Com - Office (Large) | Participant Cost Test | Fuel Substitution | 669604.0748 | 713210.9207 | 770044.3661 | 758231.2957 | 699057.5484 | 85472.9198 | 98981.8259 | 113493.3452 | 75356.5589 | 88116.581 | 100951.2925 | 111518.4029 | 120122.2633
Scenario 1: Reference | SDG&E | Com | WaterHeat | Com - Office (Large) | Program Administrator Cost Test | Energy Efficiency | 176035.8602 | 175570.7786 | 175110.1467 | 174783.862 | 174313.8861 | 110151.9797 | 109171.8733 | 108243.3712 | 45355.8668 | 48032.8648 | 105578.2201 | 105138.6804 | 104509.9354
Scenario 1: Reference | SDG&E | Com | WaterHeat | Com - Office (Large) | Program Administrator Cost Test | Fuel Substitution | 429572.2944 | 489390.6543 | 562120.5334 | 630459.496 | 692689.4037 | 117324.5467 | 136014.2409 | 155418.9029 | 127827.5478 | 149088.14 | 170368.24 | 187730.1526 | 201716.3306
Scenario 1: Reference | SDG&E | Com | WaterHeat | Com - Office (Large) | Rate Impact Measure Test | Energy Efficiency | 547966.4537 | 555064.7793 | 557829.2895 | 555695.0331 | 548166.8543 | 393136.7097 | 381201.648 | 364090.2716 | 252475.0674 | 228253.503 | 272777.0553 | 224924.0827 | 168911.0178
Scenario 1: Reference | SDG&E | Com | WaterHeat | Com - Office (Large) | Rate Impact Measure Test | Fuel Substitution | 429572.2944 | 489390.6543 | 562120.5334 | 630459.496 | 692689.4037 | 1933989.3933 | 2008039.318 | 2005623.1561 | 1863542.9791 | 1792299.5483 | 1603082.7817 | 1259391.3501 | 789093.6454
Scenario 1: Reference | SDG&E | Com | WaterHeat | Com - Office (Large) | Total Resource Cost Test | Energy Efficiency | 232662.3723 | 234304.5733 | 233778.52 | 235494.3519 | 236968.433 | 149733.0274 | 116941.5743 | 115986.3535 | 47891.325 | 50757.6129 | 113226.5524 | 112805.1028 | 112253.3653
Scenario 1: Reference | SDG&E | Com | WaterHeat | Com - Office (Large) | Total Resource Cost Test | Fuel Substitution | 567861.555 | 645392.5511 | 759268.6023 | 813386.5684 | 822842.8055 | 179192.8821 | 207701.1446 | 238053.0299 | 169145.9382 | 197789.4485 | 226597.1661 | 250314.6996 | 269625.4538
Scenario 1: Reference | SDG&E | Com | WaterHeat | Com - Office (Small) | Participant Cost Test | Energy Efficiency | 25678.0766 | 26187.8496 | 26688.4873 | 27184.5013 | 27676.8974 | 27171.824 | 27595.3565 | 28014.5765 | 2861.7681 | 3082.2611 | 29101.8725 | 29642.2729 | 30033.994
Scenario 1: Reference | SDG&E | Com | WaterHeat | Com - Office (Small) | Participant Cost Test | Fuel Substitution | 267570.4591 | 284256.5192 | 296533.759 | 303001.3604 | 305632.9402 | 23535.5001 | 27607.092 | 31629.7276 | 35331.9038 | 40399.1472 | 46177.052 | 50962.5255 | 54910.0171
Scenario 1: Reference | SDG&E | Com | WaterHeat | Com - Office (Small) | Program Administrator Cost Test | Energy Efficiency | 83036.7845 | 83700.718 | 84324.1335 | 84922.3253 | 85498.3122 | 84311.7966 | 84786.8777 | 85247.0313 | 16754.9314 | 17789.6513 | 86158.148 | 86935.4774 | 87081.4688
Scenario 1: Reference | SDG&E | Com | WaterHeat | Com - Office (Small) | Program Administrator Cost Test | Fuel Substitution | 185884.0144 | 212601.2731 | 240357.0869 | 269034.6151 | 300071.6555 | 39759.9939 | 46520.1407 | 53166.13 | 59244.3904 | 67579.9599 | 77064.0364 | 84854.4461 | 91220.245
Scenario 1: Reference | SDG&E | Com | WaterHeat | Com - Office (Small) | Rate Impact Measure Test | Energy Efficiency | 199288.5086 | 204078.3095 | 207553.4562 | 209367.6278 | 209760.652 | 203836.2694 | 200904.573 | 196249.5657 | 91420.7431 | 82903.1501 | 164214.8078 | 142878.9612 | 117078.6236
Scenario 1: Reference | SDG&E | Com | WaterHeat | Com - Office (Small) | Rate Impact Measure Test | Fuel Substitution | 185884.0144 | 212601.2731 | 240357.0869 | 269034.6151 | 300071.6555 | 808540.1874 | 842065.3092 | 842040.5682 | 801356.5226 | 754570.8266 | 674669.0147 | 531435.8922 | 336060.7897
Scenario 1: Reference | SDG&E | Com | WaterHeat | Com - Office (Small) | Total Resource Cost Test | Energy Efficiency | 89289.1415 | 90114.7093 | 90900.1339 | 91661.8225 | 92402.8952 | 90728.0683 | 91322.2055 | 91901.4202 | 17756.5502 | 18868.4427 | 93120.073 | 94079.9 | 94459.3785
Scenario 1: Reference | SDG&E | Com | WaterHeat | Com - Office (Small) | Total Resource Cost Test | Fuel Substitution | 217012.5522 | 247902.9132 | 280027.213 | 313291.2096 | 349138.9218 | 52836.4545 | 61976.3573 | 71006.3287 | 79316.9181 | 90692.7659 | 103663.3267 | 114405.8795 | 123267.1975
Scenario 1: Reference | SDG&E | Com | WaterHeat | Com - Other | Participant Cost Test | Energy Efficiency | 149605.7226 | 158820.8846 | 150206.6046 | 158697.2855 | 167256.1048 | 127814.4544 | 107524.0826 | 112986.1036 | 64391.5626 | 69591.6286 | 129459.7727 | 137272.4211 | 144050.2456
Scenario 1: Reference | SDG&E | Com | WaterHeat | Com - Other | Participant Cost Test | Fuel Substitution | 10443996.9868 | 11161598.1387 | 11925551.0315 | 11951737.2644 | 11643030.0115 | 1086883.0581 | 1262098.9764 | 1453944.567 | 773417.0984 | 894994.4717 | 1031362.165 | 1146582.7989 | 1243426.4981
Scenario 1: Reference | SDG&E | Com | WaterHeat | Com - Other | Program Administrator Cost Test | Energy Efficiency | 497974.0705 | 528325.4782 | 559613.9315 | 591929.3096 | 624057.3511 | 552516.1232 | 582708.0367 | 613608.1255 | 498700.2836 | 531754.9334 | 707607.354 | 745771.1299 | 780932.5783
Scenario 1: Reference | SDG&E | Com | WaterHeat | Com - Other | Program Administrator Cost Test | Fuel Substitution | 6902803.6143 | 7924306.8195 | 9098016.3777 | 10263715.776 | 11530720.5571 | 1316202.8778 | 1537633.3385 | 1771566.3634 | 1349561.4695 | 1561732.3953 | 1799678.5244 | 2000719.5355 | 2169691.8949
Scenario 1: Reference | SDG&E | Com | WaterHeat | Com - Other | Rate Impact Measure Test | Energy Efficiency | 3264380.2031 | 3431418.147 | 3563809.7243 | 3649718.4699 | 3687360.6865 | 3421674.5804 | 3362600.2016 | 3248200.1808 | 2860976.2494 | 2608336.1994 | 2470948.619 | 2035497.6993 | 1487864.9543
Scenario 1: Reference | SDG&E | Com | WaterHeat | Com - Other | Rate Impact Measure Test | Fuel Substitution | 6902803.6143 | 7924306.8195 | 9098016.3777 | 10263715.776 | 11530720.5571 | 26954594.494 | 28217312.9396 | 28382490.5529 | 26530427.6427 | 25153543.4631 | 22489959.1036 | 17575598.9571 | 10764224.8923
Scenario 1: Reference | SDG&E | Com | WaterHeat | Com - Other | Total Resource Cost Test | Energy Efficiency | 565097.5959 | 600281.5689 | 618394.1199 | 654436.8485 | 690404.6531 | 599874.3062 | 613926.0363 | 646639.032 | 521237.3305 | 556112.0034 | 746114.5613 | 786948.9355 | 824637.3228
Scenario 1: Reference | SDG&E | Com | WaterHeat | Com - Other | Total Resource Cost Test | Fuel Substitution | 8546911.0434 | 9786659.3287 | 11389515.1617 | 12466620.9944 | 13459056.2818 | 2149867.954 | 2501065.7323 | 2881338.4763 | 1736270.0187 | 2009229.6311 | 2315359.6069 | 2574010.935 | 2791405.144
Scenario 1: Reference | SDG&E | Com | WaterHeat | Com - Refrig. Warehouse | Participant Cost Test | Energy Efficiency | 34.5588 | 37.6613 | 40.9115 | 44.0428 | 47.4595 | 31.2859 | 34.1347 | 542.3871 | 40.3343 | 43.6663 | 571.7924 | 592.0077 | 604.8418
Scenario 1: Reference | SDG&E | Com | WaterHeat | Com - Refrig. Warehouse | Participant Cost Test | Fuel Substitution | 2689.3224 | 2832.8456 | 2928.5134 | 2960.7812 | 2952.8118 | 92.7926 | 109.2777 | 125.7044 | 140.9441 | 159.2424 | 182.7083 | 202.3678 | 218.7846
Scenario 1: Reference | SDG&E | Com | WaterHeat | Com - Refrig. Warehouse | Program Administrator Cost Test | Energy Efficiency | 319.8579 | 347.8585 | 376.5322 | 403.6755 | 432.509 | 403.7412 | 432.9491 | 1848.2992 | 494.2471 | 525.968 | 1928.4344 | 1984.2467 | 2014.8149
Scenario 1: Reference | SDG&E | Com | WaterHeat | Com - Refrig. Warehouse | Program Administrator Cost Test | Fuel Substitution | 1952.8688 | 2228.4982 | 2515.1827 | 2812.0359 | 3136.3283 | 161.8412 | 190.6121 | 219.2793 | 245.873 | 277.8033 | 318.745 | 353.044 | 381.6844
Scenario 1: Reference | SDG&E | Com | WaterHeat | Com - Refrig. Warehouse | Rate Impact Measure Test | Energy Efficiency | 3405.2041 | 3571.5864 | 3696.5701 | 3747.3165 | 3762.4901 | 3587.4497 | 3498.1974 | 5311.1145 | 3135.0617 | 2840.8241 | 4338.8932 | 3738.7673 | 2967.9945
Scenario 1: Reference | SDG&E | Com | WaterHeat | Com - Refrig. Warehouse | Rate Impact Measure Test | Fuel Substitution | 1952.8688 | 2228.4982 | 2515.1827 | 2812.0359 | 3136.3283 | 7754.4479 | 8080.8135 | 8076.1926 | 7665.5569 | 7065.2186 | 6245.7122 | 4798.202 | 2827.0804
Scenario 1: Reference | SDG&E | Com | WaterHeat | Com - Refrig. Warehouse | Total Resource Cost Test | Energy Efficiency | 332.3138 | 361.4317 | 391.2756 | 419.5453 | 449.6082 | 414.6913 | 444.8963 | 1975.9333 | 508.3641 | 541.2512 | 2062.9925 | 2125.0512 | 2161.3925
Scenario 1: Reference | SDG&E | Com | WaterHeat | Com - Refrig. Warehouse | Total Resource Cost Test | Fuel Substitution | 2139.0474 | 2437.1437 | 2747.2088 | 3068.5162 | 3418.4329 | 208.2375 | 245.2509 | 282.1316 | 316.3451 | 357.4245 | 410.0992 | 454.2279 | 491.0767
Scenario 1: Reference | SDG&E | Com | WaterHeat | Com - Restaurant | Participant Cost Test | Energy Efficiency | 34060.053 | 35867.0576 | 37743.1263 | 39536.6219 | 47848.3005 | 22508.6326 | 24056.5895 | 33707.4525 | 27353.7999 | 29110.8805 | 39185.9243 | 41247.5031 | 43334.8969
Scenario 1: Reference | SDG&E | Com | WaterHeat | Com - Restaurant | Participant Cost Test | Fuel Substitution | 5881060.2474 | 6221507.194 | 6457618.2121 | 6558220.1951 | 6593264.0947 | 511746.1482 | 599869.2969 | 687088.4446 | 767710.3365 | 877282.6173 | 1004971.0764 | 1111804.1824 | 1200801.1374
Scenario 1: Reference | SDG&E | Com | WaterHeat | Com - Restaurant | Program Administrator Cost Test | Energy Efficiency | 129064.6767 | 134894.9169 | 140798.3809 | 146276.7643 | 172241.0759 | 131188.9009 | 138928.5578 | 168880.386 | 154914.1379 | 163185.8533 | 193196.923 | 201958.9968 | 210703.972
Scenario 1: Reference | SDG&E | Com | WaterHeat | Com - Restaurant | Program Administrator Cost Test | Fuel Substitution | 4276316.563 | 4876834.596 | 5494725.1786 | 6127070.6395 | 6830765.8521 | 885019.7345 | 1034519.8178 | 1181661.1897 | 1316713.7058 | 1500646.0574 | 1714497.6067 | 1891791.3916 | 2037965.2722
Scenario 1: Reference | SDG&E | Com | WaterHeat | Com - Restaurant | Rate Impact Measure Test | Energy Efficiency | 825784.959 | 847378.3593 | 860543.4276 | 860089.3867 | 967095.468 | 831555.377 | 815750.7828 | 818453.0359 | 743551.9413 | 677736.0885 | 623048.7033 | 514735.4309 | 381365.7608
Scenario 1: Reference | SDG&E | Com | WaterHeat | Com - Restaurant | Rate Impact Measure Test | Fuel Substitution | 4276316.563 | 4876834.596 | 5494725.1786 | 6127070.6395 | 6830765.8521 | 20331120.3929 | 21144243.5141 | 21117480.683 | 20075757.7908 | 18855847.3919 | 16844972.2077 | 13225921.9684 | 8266874.4356
Scenario 1: Reference | SDG&E | Com | WaterHeat | Com - Restaurant | Total Resource Cost Test | Energy Efficiency | 144901.9744 | 151696.012 | 158604.904 | 165053.419 | 195438.5786 | 139066.9223 | 147348.3642 | 179681.5437 | 164487.9679 | 173374.6614 | 205883.0739 | 215361.3203 | 224864.5118
Scenario 1: Reference | SDG&E | Com | WaterHeat | Com - Restaurant | Total Resource Cost Test | Fuel Substitution | 4875221.9888 | 5555698.8004 | 6256692.6728 | 6975530.8159 | 7773219.9809 | 1151247.7789 | 1349554.7238 | 1545827.8667 | 1727254.5682 | 1973863.4875 | 2261175.5073 | 2501554.1677 | 2701800.2954
Scenario 1: Reference | SDG&E | Com | WaterHeat | Com - Retail | Participant Cost Test | Energy Efficiency | 47185.5605 | 48143.4712 | 48391.1391 | 49274.7353 | 50136.8438 | 50217.4573 | 51041.3598 | 51858.8976 | 3974.7766 | 4218.6877 | 53995.6441 | 54835.8721 | 55632.706
Scenario 1: Reference | SDG&E | Com | WaterHeat | Com - Retail | Participant Cost Test | Fuel Substitution | 308879.552 | 327272.1531 | 383039.9339 | 376738.5021 | 356808.1476 | 51091.8816 | 58520.1351 | 66380.7103 | 35117.6526 | 38979.142 | 44188.8268 | 48411.6432 | 51838.627
Scenario 1: Reference | SDG&E | Com | WaterHeat | Com - Retail | Program Administrator Cost Test | Energy Efficiency | 151084.6138 | 152317.8234 | 153439.644 | 154439.63 | 155293.8518 | 154595.7121 | 155329.4413 | 156005.8753 | 25984.5743 | 27171.9773 | 157623.0752 | 158224.3956 | 158260.7682
Scenario 1: Reference | SDG&E | Com | WaterHeat | Com - Retail | Program Administrator Cost Test | Fuel Substitution | 204805.8678 | 233932.627 | 275425.099 | 308903.7208 | 344486.2815 | 61392.4002 | 70780.1566 | 80376.0881 | 60219.2185 | 66680.2783 | 75396.8465 | 82390.7531 | 88000.575
Scenario 1: Reference | SDG&E | Com | WaterHeat | Com - Retail | Rate Impact Measure Test | Energy Efficiency | 362624.6348 | 369044.7373 | 373003.8489 | 373624.1452 | 371262.4094 | 362624.5356 | 355264.4152 | 345374.0524 | 146388.2571 | 130643.0258 | 288661.6039 | 251074.6479 | 207615.745
Scenario 1: Reference | SDG&E | Com | WaterHeat | Com - Retail | Rate Impact Measure Test | Fuel Substitution | 204805.8678 | 233932.627 | 275425.099 | 308903.7208 | 344486.2815 | 955660.0586 | 994336.845 | 993797.0962 | 916730.3279 | 836380.5899 | 739466.0736 | 575012.5444 | 356411.3029
Scenario 1: Reference | SDG&E | Com | WaterHeat | Com - Retail | Total Resource Cost Test | Energy Efficiency | 162825.5072 | 164339.5732 | 165049.5545 | 166288.2621 | 167375.4288 | 166431.1447 | 167374.5021 | 168259.9736 | 27375.7462 | 28648.518 | 170330.5751 | 171184.8243 | 171657.0837
Scenario 1: Reference | SDG&E | Com | WaterHeat | Com - Retail | Total Resource Cost Test | Fuel Substitution | 238320.6693 | 271940.0287 | 360824.1603 | 386743.5161 | 405974.3278 | 101191.2972 | 116216.0786 | 131957.4515 | 79024.4783 | 87733.7064 | 99464.5804 | 108973.723 | 116691.2484
Scenario 1: Reference | SDG&E | Com | WaterHeat | Com - School | Participant Cost Test | Energy Efficiency | 54741.7976 | 56938.4807 | 59198.6019 | 61531.8827 | 64010.4506 | 23486.6945 | 23940.9643 | 24423.1091 | 11357.175 | 12200.5723 | 26003.5233 | 26652.1907 | 27285.1294
Scenario 1: Reference | SDG&E | Com | WaterHeat | Com - School | Participant Cost Test | Fuel Substitution | 1758317.1758 | 1873765.4223 | 1962940.9703 | 2044039.872 | 2253723.5804 | 436411.2448 | 504993.2253 | 580853.0075 | 306456.241 | 359054.2149 | 411999.483 | 456160.0595 | 492685.8644
Scenario 1: Reference | SDG&E | Com | WaterHeat | Com - School | Program Administrator Cost Test | Energy Efficiency | 116315.811 | 118891.1152 | 121527.4655 | 124239.1659 | 127134.7959 | 85257.332 | 86808.647 | 88471.1836 | 53647.1243 | 56921.3516 | 94019.6945 | 96246.1719 | 98343.1081
Scenario 1: Reference | SDG&E | Com | WaterHeat | Com - School | Program Administrator Cost Test | Fuel Substitution | 1248782.0319 | 1426021.4997 | 1610475.0554 | 1808817.926 | 2162338.7923 | 508624.5492 | 590200.8894 | 676574.8319 | 499486.1818 | 584098.5803 | 668965.7127 | 738565.9996 | 794937.8609
Scenario 1: Reference | SDG&E | Com | WaterHeat | Com - School | Rate Impact Measure Test | Energy Efficiency | 422989.7331 | 435945.7869 | 445360.0896 | 450211.6466 | 451490.4126 | 341269.6168 | 333882.8458 | 322242.589 | 253513.1908 | 231825.1521 | 250023.8403 | 209255.7269 | 159732.3108
Scenario 1: Reference | SDG&E | Com | WaterHeat | Com - School | Rate Impact Measure Test | Fuel Substitution | 1248782.0319 | 1426021.4997 | 1610475.0554 | 1808817.926 | 2162338.7923 | 5664668.5039 | 5914924.8656 | 5947834.9864 | 5452712.1572 | 5282382.5809 | 4771725.9285 | 3814331.7929 | 2485320.9974
Scenario 1: Reference | SDG&E | Com | WaterHeat | Com - School | Total Resource Cost Test | Energy Efficiency | 141551.2301 | 145512.8205 | 149585.5917 | 153788.481 | 158271.7221 | 91685.5041 | 93428.4079 | 95293.7376 | 57622.1356 | 61191.5519 | 101506.4164 | 104006.7806 | 106420.6634
Scenario 1: Reference | SDG&E | Com | WaterHeat | Com - School | Total Resource Cost Test | Fuel Substitution | 1545599.0922 | 1761993.5229 | 1987444.7893 | 2255737.945 | 2832189.6852 | 864029.0624 | 1001158.6241 | 1150756.7758 | 687886.8497 | 805949.6106 | 924780.6252 | 1023894.0638 | 1105871.6329
Scenario 1: Reference | SDG&E | Com | WaterHeat | Com - Warehouse | Participant Cost Test | Energy Efficiency | 37084.4611 | 37994.1147 | 38865.6009 | 39797.2771 | 40730.9605 | 40223.1738 | 39642.3234 | 40482.2853 | 727.2444 | 788.5988 | 42158.0571 | 43637.1103 | 44517.6366
Scenario 1: Reference | SDG&E | Com | WaterHeat | Com - Warehouse | Participant Cost Test | Fuel Substitution | 24229.2515 | 25786.5711 | 29992.5954 | 30108.2485 | 29400.9819 | 2859.0753 | 3313.2082 | 3807.7912 | 2027.3153 | 2323.4988 | 2670.8653 | 2963.2769 | 3208.8174
Scenario 1: Reference | SDG&E | Com | WaterHeat | Com - Warehouse | Program Administrator Cost Test | Energy Efficiency | 109637.0649 | 110540.9462 | 111405.0822 | 112260.1396 | 113083.6637 | 111681.3846 | 112430.1979 | 113171.5146 | 5018.6355 | 5360.3077 | 113516.5672 | 115847.9582 | 116112.1215
Scenario 1: Reference | SDG&E | Com | WaterHeat | Com - Warehouse | Program Administrator Cost Test | Fuel Substitution | 17355.4978 | 19832.7491 | 23113.0527 | 25980.9762 | 29087.4956 | 3456.0409 | 4024.2525 | 4620.4262 | 3502.4837 | 4002.682 | 4588.0258 | 5076.1216 | 5481.6534
Scenario 1: Reference | SDG&E | Com | WaterHeat | Com - Warehouse | Rate Impact Measure Test | Energy Efficiency | 178020.1302 | 181004.3295 | 183574.2989 | 185710.3816 | 187318.875 | 183533.6955 | 184241.5407 | 184463.9566 | 28675.3379 | 26130.6762 | 170332.9749 | 156793.0364 | 137882.1551
Scenario 1: Reference | SDG&E | Com | WaterHeat | Com - Warehouse | Rate Impact Measure Test | Fuel Substitution | 17355.4978 | 19832.7491 | 23113.0527 | 25980.9762 | 29087.4956 | 57605.7804 | 60380.149 | 60831.3154 | 56683.6533 | 53349.8898 | 47758.4285 | 37507.8934 | 23351.7462
Scenario 1: Reference | SDG&E | Com | WaterHeat | Com - Warehouse | Total Resource Cost Test | Energy Efficiency | 119095.4829 | 120251.2389 | 121328.1858 | 122447.4071 | 123535.013 | 121676.2856 | 121628.5474 | 122563.8884 | 5273.1711 | 5636.3173 | 123108.6855 | 125879.6699 | 126540.3971
Scenario 1: Reference | SDG&E | Com | WaterHeat | Com - Warehouse | Total Resource Cost Test | Fuel Substitution | 20816.0694 | 23738.1707 | 30503.4143 | 33283.5431 | 35824.8692 | 5654.3419 | 6566.2419 | 7548.8179 | 4552.1617 | 5217.2725 | 5997.2255 | 6653.7717 | 7205.0705
Scenario 1: Reference | SDG&E | Com | WholeBlg | Com - College | Participant Cost Test | Energy Efficiency | 180291.5192 | 185327.3788 | 190627.9412 | 197023.9407 | 204122.1202 | 211368.3733 | 219688.9408 | 227811.4752 | 236217.5434 | 245044.9983 | 253544.7593 | 261129.4766 | 265302.6839
Scenario 1: Reference | SDG&E | Com | WholeBlg | Com - College | Program Administrator Cost Test | Energy Efficiency | 180291.5192 | 185327.3788 | 190627.9412 | 197023.9407 | 204122.1202 | 211368.3733 | 219688.9408 | 227811.4752 | 236217.5434 | 245044.9983 | 253544.7593 | 261129.4766 | 265302.6839
Scenario 1: Reference | SDG&E | Com | WholeBlg | Com - College | Rate Impact Measure Test | Energy Efficiency | 180291.5192 | 185327.3788 | 190627.9412 | 197023.9407 | 204122.1202 | 211368.3733 | 219688.9408 | 227811.4752 | 236217.5434 | 245044.9983 | 253544.7593 | 261129.4766 | 265302.6839
Scenario 1: Reference | SDG&E | Com | WholeBlg | Com - College | Total Resource Cost Test | Energy Efficiency | 180291.5192 | 185327.3788 | 190627.9412 | 197023.9407 | 204122.1202 | 211368.3733 | 219688.9408 | 227811.4752 | 236217.5434 | 245044.9983 | 253544.7593 | 261129.4766 | 265302.6839
Scenario 1: Reference | SDG&E | Com | WholeBlg | Com - Grocery | Participant Cost Test | Energy Efficiency | 391341.4066 | 402886.0051 | 415311.1839 | 430092.4718 | 446491.5701 | 463366.4538 | 481080.4082 | 499000.0729 | 517725.2693 | 536330.7861 | 554864.5037 | 571303.7098 | 571339.0921
Scenario 1: Reference | SDG&E | Com | WholeBlg | Com - Grocery | Program Administrator Cost Test | Energy Efficiency | 391341.4066 | 402886.0051 | 415311.1839 | 430092.4718 | 446491.5701 | 463366.4538 | 481080.4082 | 499000.0729 | 517725.2693 | 536330.7861 | 554864.5037 | 571303.7098 | 571339.0921
Scenario 1: Reference | SDG&E | Com | WholeBlg | Com - Grocery | Rate Impact Measure Test | Energy Efficiency | 391341.4066 | 402886.0051 | 415311.1839 | 430092.4718 | 446491.5701 | 463366.4538 | 481080.4082 | 499000.0729 | 517725.2693 | 536330.7861 | 554864.5037 | 571303.7098 | 571339.0921
Scenario 1: Reference | SDG&E | Com | WholeBlg | Com - Grocery | Total Resource Cost Test | Energy Efficiency | 391341.4066 | 402886.0051 | 415311.1839 | 430092.4718 | 446491.5701 | 463366.4538 | 481080.4082 | 499000.0729 | 517725.2693 | 536330.7861 | 554864.5037 | 571303.7098 | 571339.0921
Scenario 1: Reference | SDG&E | Com | WholeBlg | Com - Health | Participant Cost Test | Energy Efficiency | 479012.4661 | 492768.3991 | 506978.2933 | 523630.3773 | 541665.9404 | 559416.8874 | 578880.8704 | 597320.7011 | 616413.4779 | 636607.3375 | 656453.9386 | 673160.8346 | 687782.3224
Scenario 1: Reference | SDG&E | Com | WholeBlg | Com - Health | Program Administrator Cost Test | Energy Efficiency | 479012.4661 | 492768.3991 | 506978.2933 | 523630.3773 | 541665.9404 | 559416.8874 | 578880.8704 | 597320.7011 | 616413.4779 | 636607.3375 | 656453.9386 | 673160.8346 | 687782.3224
Scenario 1: Reference | SDG&E | Com | WholeBlg | Com - Health | Rate Impact Measure Test | Energy Efficiency | 479012.4661 | 492768.3991 | 506978.2933 | 523630.3773 | 541665.9404 | 559416.8874 | 578880.8704 | 597320.7011 | 616413.4779 | 636607.3375 | 656453.9386 | 673160.8346 | 687782.3224
Scenario 1: Reference | SDG&E | Com | WholeBlg | Com - Health | Total Resource Cost Test | Energy Efficiency | 479012.4661 | 492768.3991 | 506978.2933 | 523630.3773 | 541665.9404 | 559416.8874 | 578880.8704 | 597320.7011 | 616413.4779 | 636607.3375 | 656453.9386 | 673160.8346 | 687782.3224
Scenario 1: Reference | SDG&E | Com | WholeBlg | Com - Lodging | Participant Cost Test | Energy Efficiency | 248667.4027 | 254098.8049 | 259770.3364 | 266943.8151 | 274678.8718 | 282339.8438 | 291032.4114 | 299218.3898 | 307560.3335 | 316149.5088 | 323980.4238 | 330287.0025 | 336142.4422
Scenario 1: Reference | SDG&E | Com | WholeBlg | Com - Lodging | Program Administrator Cost Test | Energy Efficiency | 248667.4027 | 254098.8049 | 259770.3364 | 266943.8151 | 274678.8718 | 282339.8438 | 291032.4114 | 299218.3898 | 307560.3335 | 316149.5088 | 323980.4238 | 330287.0025 | 336142.4422
Scenario 1: Reference | SDG&E | Com | WholeBlg | Com - Lodging | Rate Impact Measure Test | Energy Efficiency | 248667.4027 | 254098.8049 | 259770.3364 | 266943.8151 | 274678.8718 | 282339.8438 | 291032.4114 | 299218.3898 | 307560.3335 | 316149.5088 | 323980.4238 | 330287.0025 | 336142.4422
Scenario 1: Reference | SDG&E | Com | WholeBlg | Com - Lodging | Total Resource Cost Test | Energy Efficiency | 248667.4027 | 254098.8049 | 259770.3364 | 266943.8151 | 274678.8718 | 282339.8438 | 291032.4114 | 299218.3898 | 307560.3335 | 316149.5088 | 323980.4238 | 330287.0025 | 336142.4422
Scenario 1: Reference | SDG&E | Com | WholeBlg | Com - Office (Large) | Participant Cost Test | Energy Efficiency | 808534.3747 | 826373.1859 | 844706.5962 | 866808.3867 | 890994.6204 | 915148.0427 | 943743.8937 | 970351.1703 | 997244.5638 | 1024896.1245 | 1049836.8803 | 1070345.618 | 1099161.0407
Scenario 1: Reference | SDG&E | Com | WholeBlg | Com - Office (Large) | Program Administrator Cost Test | Energy Efficiency | 808534.3747 | 826373.1859 | 844706.5962 | 866808.3867 | 890994.6204 | 915148.0427 | 943743.8937 | 970351.1703 | 997244.5638 | 1024896.1245 | 1049836.8803 | 1070345.618 | 1099161.0407
Scenario 1: Reference | SDG&E | Com | WholeBlg | Com - Office (Large) | Rate Impact Measure Test | Energy Efficiency | 808534.3747 | 826373.1859 | 844706.5962 | 866808.3867 | 890994.6204 | 915148.0427 | 943743.8937 | 970351.1703 | 997244.5638 | 1024896.1245 | 1049836.8803 | 1070345.618 | 1099161.0407
Scenario 1: Reference | SDG&E | Com | WholeBlg | Com - Office (Large) | Total Resource Cost Test | Energy Efficiency | 808534.3747 | 826373.1859 | 844706.5962 | 866808.3867 | 890994.6204 | 915148.0427 | 943743.8937 | 970351.1703 | 997244.5638 | 1024896.1245 | 1049836.8803 | 1070345.618 | 1099161.0407
Scenario 1: Reference | SDG&E | Com | WholeBlg | Com - Office (Small) | Participant Cost Test | Energy Efficiency | 232948.0477 | 237364.2319 | 242135.2428 | 248225.6616 | 255143.1117 | 262106.2993 | 270069.2275 | 277726.1961 | 285607.3051 | 294468.6723 | 301962.9348 | 308224.351 | 313279.8434
Scenario 1: Reference | SDG&E | Com | WholeBlg | Com - Office (Small) | Program Administrator Cost Test | Energy Efficiency | 232948.0477 | 237364.2319 | 242135.2428 | 248225.6616 | 255143.1117 | 262106.2993 | 270069.2275 | 277726.1961 | 285607.3051 | 294468.6723 | 301962.9348 | 308224.351 | 313279.8434
Scenario 1: Reference | SDG&E | Com | WholeBlg | Com - Office (Small) | Rate Impact Measure Test | Energy Efficiency | 232948.0477 | 237364.2319 | 242135.2428 | 248225.6616 | 255143.1117 | 262106.2993 | 270069.2275 | 277726.1961 | 285607.3051 | 294468.6723 | 301962.9348 | 308224.351 | 313279.8434
Scenario 1: Reference | SDG&E | Com | WholeBlg | Com - Office (Small) | Total Resource Cost Test | Energy Efficiency | 232948.0477 | 237364.2319 | 242135.2428 | 248225.6616 | 255143.1117 | 262106.2993 | 270069.2275 | 277726.1961 | 285607.3051 | 294468.6723 | 301962.9348 | 308224.351 | 313279.8434
Scenario 1: Reference | SDG&E | Com | WholeBlg | Com - Other | Participant Cost Test | Energy Efficiency | 461670.0858 | 472846.332 | 484434.9009 | 498676.416 | 514198.4254 | 529610.0098 | 547837.4241 | 565027.7997 | 582572.9422 | 600660.383 | 617509.5649 | 631844.6787 | 648736.0212
Scenario 1: Reference | SDG&E | Com | WholeBlg | Com - Other | Program Administrator Cost Test | Energy Efficiency | 461670.0858 | 472846.332 | 484434.9009 | 498676.416 | 514198.4254 | 529610.0098 | 547837.4241 | 565027.7997 | 582572.9422 | 600660.383 | 617509.5649 | 631844.6787 | 648736.0212
Scenario 1: Reference | SDG&E | Com | WholeBlg | Com - Other | Rate Impact Measure Test | Energy Efficiency | 461670.0858 | 472846.332 | 484434.9009 | 498676.416 | 514198.4254 | 529610.0098 | 547837.4241 | 565027.7997 | 582572.9422 | 600660.383 | 617509.5649 | 631844.6787 | 648736.0212
Scenario 1: Reference | SDG&E | Com | WholeBlg | Com - Other | Total Resource Cost Test | Energy Efficiency | 461670.0858 | 472846.332 | 484434.9009 | 498676.416 | 514198.4254 | 529610.0098 | 547837.4241 | 565027.7997 | 582572.9422 | 600660.383 | 617509.5649 | 631844.6787 | 648736.0212
Scenario 1: Reference | SDG&E | Com | WholeBlg | Com - Refrig. Warehouse | Participant Cost Test | Energy Efficiency | 8636.2846 | 9057.4087 | 9514.4953 | 10051.726 | 10606.7397 | 11102.2442 | 11611.2628 | 12144.5387 | 12713.1 | 13290.2685 | 13889.9244 | 14451.5052 | 14520.2981
Scenario 1: Reference | SDG&E | Com | WholeBlg | Com - Refrig. Warehouse | Program Administrator Cost Test | Energy Efficiency | 8636.2846 | 9057.4087 | 9514.4953 | 10051.726 | 10606.7397 | 11102.2442 | 11611.2628 | 12144.5387 | 12713.1 | 13290.2685 | 13889.9244 | 14451.5052 | 14520.2981
Scenario 1: Reference | SDG&E | Com | WholeBlg | Com - Refrig. Warehouse | Rate Impact Measure Test | Energy Efficiency | 8636.2846 | 9057.4087 | 9514.4953 | 10051.726 | 10606.7397 | 11102.2442 | 11611.2628 | 12144.5387 | 12713.1 | 13290.2685 | 13889.9244 | 14451.5052 | 14520.2981
Scenario 1: Reference | SDG&E | Com | WholeBlg | Com - Refrig. Warehouse | Total Resource Cost Test | Energy Efficiency | 8636.2846 | 9057.4087 | 9514.4953 | 10051.726 | 10606.7397 | 11102.2442 | 11611.2628 | 12144.5387 | 12713.1 | 13290.2685 | 13889.9244 | 14451.5052 | 14520.2981
Scenario 1: Reference | SDG&E | Com | WholeBlg | Com - Restaurant | Participant Cost Test | Energy Efficiency | 502881.6388 | 559470.1395 | 623512.1945 | 274584.2566 | 284026.0692 | 293573.0457 | 303797.3486 | 314068.0233 | 324797.9467 | 335529.2735 | 346094.32 | 355304.5994 | 356240.5737
Scenario 1: Reference | SDG&E | Com | WholeBlg | Com - Restaurant | Program Administrator Cost Test | Energy Efficiency | 391493.1465 | 422478.5889 | 456613.4882 | 274584.2566 | 284026.0692 | 293573.0457 | 303797.3486 | 314068.0233 | 324797.9467 | 335529.2735 | 346094.32 | 355304.5994 | 356240.5737
Scenario 1: Reference | SDG&E | Com | WholeBlg | Com - Restaurant | Rate Impact Measure Test | Energy Efficiency | 1904628.0248 | 2125876.2066 | 2341024.5034 | 274584.2566 | 284026.0692 | 293573.0457 | 303797.3486 | 314068.0233 | 324797.9467 | 335529.2735 | 346094.32 | 355304.5994 | 356240.5737
Scenario 1: Reference | SDG&E | Com | WholeBlg | Com - Restaurant | Total Resource Cost Test | Energy Efficiency | 567868.2413 | 635665.3533 | 712093.5028 | 274584.2566 | 284026.0692 | 293573.0457 | 303797.3486 | 314068.0233 | 324797.9467 | 335529.2735 | 346094.32 | 355304.5994 | 356240.5737
Scenario 1: Reference | SDG&E | Com | WholeBlg | Com - Retail | Participant Cost Test | Energy Efficiency | 1220812.3899 | 1419596.613 | 1637786.8397 | 1867167.3928 | 2070451.7957 | 2292403.9966 | 2503462.6897 | 2690157.9878 | 2855099.2798 | 3008967.5292 | 3141982.7174 | 3270927.5082 | 3409362.7688
Scenario 1: Reference | SDG&E | Com | WholeBlg | Com - Retail | Program Administrator Cost Test | Energy Efficiency | 1078931.8998 | 1228740.7941 | 1388286.7985 | 1550686.5209 | 1686772.7411 | 1831524.8046 | 1963001.5929 | 2071249.2863 | 2159558.2633 | 2236529.8164 | 2295502.0885 | 2348445.1401 | 2407318.7669
Scenario 1: Reference | SDG&E | Com | WholeBlg | Com - Retail | Rate Impact Measure Test | Energy Efficiency | 6628158.0071 | 7600798.8421 | 8505230.1137 | 9231006.2729 | 9584850.1151 | 9818636.7771 | 9759450.3815 | 9393366.7395 | 8750733.6171 | 7892011.4333 | 6809757.2872 | 5545143.8558 | 4106952.6904
Scenario 1: Reference | SDG&E | Com | WholeBlg | Com - Retail | Total Resource Cost Test | Energy Efficiency | 1578265.4675 | 1847500.3636 | 2140450.4452 | 2444740.773 | 2709020.07 | 2995955.5299 | 3263939.1866 | 3496321.3024 | 3696934.1604 | 3880567.4137 | 4035086.3088 | 4183399.9915 | 4340802.9875
Scenario 1: Reference | SDG&E | Com | WholeBlg | Com - School | Participant Cost Test | Energy Efficiency | 149252.0891 | 152561.1288 | 156046.4016 | 160453.6389 | 165375.0194 | 170288.9516 | 176263.7749 | 181925.0452 | 187679.0217 | 193656.1118 | 199168.0297 | 203859.6594 | 208728.512
Scenario 1: Reference | SDG&E | Com | WholeBlg | Com - School | Program Administrator Cost Test | Energy Efficiency | 149252.0891 | 152561.1288 | 156046.4016 | 160453.6389 | 165375.0194 | 170288.9516 | 176263.7749 | 181925.0452 | 187679.0217 | 193656.1118 | 199168.0297 | 203859.6594 | 208728.512
Scenario 1: Reference | SDG&E | Com | WholeBlg | Com - School | Rate Impact Measure Test | Energy Efficiency | 149252.0891 | 152561.1288 | 156046.4016 | 160453.6389 | 165375.0194 | 170288.9516 | 176263.7749 | 181925.0452 | 187679.0217 | 193656.1118 | 199168.0297 | 203859.6594 | 208728.512
Scenario 1: Reference | SDG&E | Com | WholeBlg | Com - School | Total Resource Cost Test | Energy Efficiency | 149252.0891 | 152561.1288 | 156046.4016 | 160453.6389 | 165375.0194 | 170288.9516 | 176263.7749 | 181925.0452 | 187679.0217 | 193656.1118 | 199168.0297 | 203859.6594 | 208728.512
Scenario 1: Reference | SDG&E | Com | WholeBlg | Com - Warehouse | Participant Cost Test | Energy Efficiency | 144351.7231 | 148246.9775 | 152364.2124 | 157372.1093 | 162816.4064 | 168188.4812 | 174246.0156 | 180069.4621 | 186079.6855 | 192248.2479 | 198119.3149 | 203195.7424 | 208880.5679
Scenario 1: Reference | SDG&E | Com | WholeBlg | Com - Warehouse | Program Administrator Cost Test | Energy Efficiency | 144351.7231 | 148246.9775 | 152364.2124 | 157372.1093 | 162816.4064 | 168188.4812 | 174246.0156 | 180069.4621 | 186079.6855 | 192248.2479 | 198119.3149 | 203195.7424 | 208880.5679
Scenario 1: Reference | SDG&E | Com | WholeBlg | Com - Warehouse | Rate Impact Measure Test | Energy Efficiency | 144351.7231 | 148246.9775 | 152364.2124 | 157372.1093 | 162816.4064 | 168188.4812 | 174246.0156 | 180069.4621 | 186079.6855 | 192248.2479 | 198119.3149 | 203195.7424 | 208880.5679
Scenario 1: Reference | SDG&E | Com | WholeBlg | Com - Warehouse | Total Resource Cost Test | Energy Efficiency | 144351.7231 | 148246.9775 | 152364.2124 | 157372.1093 | 162816.4064 | 168188.4812 | 174246.0156 | 180069.4621 | 186079.6855 | 192248.2479 | 198119.3149 | 203195.7424 | 208880.5679
Scenario 1: Reference | SDG&E | Ind | WholeBlg | Ind - All Other Industrial | Participant Cost Test | Energy Efficiency | 35919.7622 | 35941.0474 | 35948.2536 | 36019.9647 | 36045.9466 | 36045.1496 | 36057.6535 | 36053.3977 | 36047.586 | 36050.5038 | 36030.764 | 36022.8113 | 36009.5905
Scenario 1: Reference | SDG&E | Ind | WholeBlg | Ind - All Other Industrial | Program Administrator Cost Test | Energy Efficiency | 35919.7622 | 35941.0474 | 35948.2536 | 36019.9647 | 36045.9466 | 36045.1496 | 36057.6535 | 36053.3977 | 36047.586 | 36050.5038 | 36030.764 | 36022.8113 | 36009.5905
Scenario 1: Reference | SDG&E | Ind | WholeBlg | Ind - All Other Industrial | Rate Impact Measure Test | Energy Efficiency | 35919.7622 | 35941.0474 | 35948.2536 | 36019.9647 | 36045.9466 | 36045.1496 | 36057.6535 | 36053.3977 | 36047.586 | 36050.5038 | 36030.764 | 36022.8113 | 36009.5905
Scenario 1: Reference | SDG&E | Ind | WholeBlg | Ind - All Other Industrial | Total Resource Cost Test | Energy Efficiency | 35919.7622 | 35941.0474 | 35948.2536 | 36019.9647 | 36045.9466 | 36045.1496 | 36057.6535 | 36053.3977 | 36047.586 | 36050.5038 | 36030.764 | 36022.8113 | 36009.5905
Scenario 1: Reference | SDG&E | Ind | WholeBlg | Ind - Chemicals | Participant Cost Test | Energy Efficiency | 41613.3277 | 41865.8792 | 42099.4526 | 42379.9379 | 42598.2405 | 42773.1668 | 42926.7123 | 43019.464 | 43109.4414 | 43196.7174 | 43236.9342 | 43265.3841 | 43269.7622
Scenario 1: Reference | SDG&E | Ind | WholeBlg | Ind - Chemicals | Program Administrator Cost Test | Energy Efficiency | 41613.3277 | 41865.8792 | 42099.4526 | 42379.9379 | 42598.2405 | 42773.1668 | 42926.7123 | 43019.464 | 43109.4414 | 43196.7174 | 43236.9342 | 43265.3841 | 43269.7622
Scenario 1: Reference | SDG&E | Ind | WholeBlg | Ind - Chemicals | Rate Impact Measure Test | Energy Efficiency | 41613.3277 | 41865.8792 | 42099.4526 | 42379.9379 | 42598.2405 | 42773.1668 | 42926.7123 | 43019.464 | 43109.4414 | 43196.7174 | 43236.9342 | 43265.3841 | 43269.7622
Scenario 1: Reference | SDG&E | Ind | WholeBlg | Ind - Chemicals | Total Resource Cost Test | Energy Efficiency | 41613.3277 | 41865.8792 | 42099.4526 | 42379.9379 | 42598.2405 | 42773.1668 | 42926.7123 | 43019.464 | 43109.4414 | 43196.7174 | 43236.9342 | 43265.3841 | 43269.7622
Scenario 1: Reference | SDG&E | Ind | WholeBlg | Ind - Electronics | Participant Cost Test | Energy Efficiency | 91560.2269 | 92667.7509 | 93806.2889 | 95147.3252 | 96328.6346 | 97493.4557 | 98745.2856 | 99917.1996 | 101055.0699 | 102184.831 | 103174.3502 | 104156.8778 | 105077.4475
Scenario 1: Reference | SDG&E | Ind | WholeBlg | Ind - Electronics | Program Administrator Cost Test | Energy Efficiency | 91560.2269 | 92667.7509 | 93806.2889 | 95147.3252 | 96328.6346 | 97493.4557 | 98745.2856 | 99917.1996 | 101055.0699 | 102184.831 | 103174.3502 | 104156.8778 | 105077.4475
Scenario 1: Reference | SDG&E | Ind | WholeBlg | Ind - Electronics | Rate Impact Measure Test | Energy Efficiency | 91560.2269 | 92667.7509 | 93806.2889 | 95147.3252 | 96328.6346 | 97493.4557 | 98745.2856 | 99917.1996 | 101055.0699 | 102184.831 | 103174.3502 | 104156.8778 | 105077.4475
Scenario 1: Reference | SDG&E | Ind | WholeBlg | Ind - Electronics | Total Resource Cost Test | Energy Efficiency | 91560.2269 | 92667.7509 | 93806.2889 | 95147.3252 | 96328.6346 | 97493.4557 | 98745.2856 | 99917.1996 | 101055.0699 | 102184.831 | 103174.3502 | 104156.8778 | 105077.4475
Scenario 1: Reference | SDG&E | Ind | WholeBlg | Ind - Fabricated Metals | Participant Cost Test | Energy Efficiency | 17369.8575 | 17490.8562 | 17618.0344 | 17726.5041 | 17783.989 | 17809.341 | 17825.9927 | 17821.4088 | 17810.0465 | 17798.6905 | 17762.7302 | 17719.7896 | 17662.7749
Scenario 1: Reference | SDG&E | Ind | WholeBlg | Ind - Fabricated Metals | Program Administrator Cost Test | Energy Efficiency | 17369.8575 | 17490.8562 | 17618.0344 | 17726.5041 | 17783.989 | 17809.341 | 17825.9927 | 17821.4088 | 17810.0465 | 17798.6905 | 17762.7302 | 17719.7896 | 17662.7749
Scenario 1: Reference | SDG&E | Ind | WholeBlg | Ind - Fabricated Metals | Rate Impact Measure Test | Energy Efficiency | 17369.8575 | 17490.8562 | 17618.0344 | 17726.5041 | 17783.989 | 17809.341 | 17825.9927 | 17821.4088 | 17810.0465 | 17798.6905 | 17762.7302 | 17719.7896 | 17662.7749
Scenario 1: Reference | SDG&E | Ind | WholeBlg | Ind - Fabricated Metals | Total Resource Cost Test | Energy Efficiency | 17369.8575 | 17490.8562 | 17618.0344 | 17726.5041 | 17783.989 | 17809.341 | 17825.9927 | 17821.4088 | 17810.0465 | 17798.6905 | 17762.7302 | 17719.7896 | 17662.7749
Scenario 1: Reference | SDG&E | Ind | WholeBlg | Ind - Food | Participant Cost Test | Energy Efficiency | 62823.4448 | 62502.2122 | 62176.7224 | 61961.1813 | 61677.4115 | 61381.7382 | 61115.3989 | 60810.6277 | 60503.1487 | 60208.8114 | 59865.1046 | 59523.8119 | 59166.6836
Scenario 1: Reference | SDG&E | Ind | WholeBlg | Ind - Food | Program Administrator Cost Test | Energy Efficiency | 62823.4448 | 62502.2122 | 62176.7224 | 61961.1813 | 61677.4115 | 61381.7382 | 61115.3989 | 60810.6277 | 60503.1487 | 60208.8114 | 59865.1046 | 59523.8119 | 59166.6836
Scenario 1: Reference | SDG&E | Ind | WholeBlg | Ind - Food | Rate Impact Measure Test | Energy Efficiency | 62823.4448 | 62502.2122 | 62176.7224 | 61961.1813 | 61677.4115 | 61381.7382 | 61115.3989 | 60810.6277 | 60503.1487 | 60208.8114 | 59865.1046 | 59523.8119 | 59166.6836
Scenario 1: Reference | SDG&E | Ind | WholeBlg | Ind - Food | Total Resource Cost Test | Energy Efficiency | 62823.4448 | 62502.2122 | 62176.7224 | 61961.1813 | 61677.4115 | 61381.7382 | 61115.3989 | 60810.6277 | 60503.1487 | 60208.8114 | 59865.1046 | 59523.8119 | 59166.6836
Scenario 1: Reference | SDG&E | Ind | WholeBlg | Ind - Industrial Machinery | Participant Cost Test | Energy Efficiency | 61404.0049 | 62084.2946 | 62791.2105 | 63227.0309 | 63402.6095 | 63424.3749 | 63440.1922 | 63420.7626 | 63396.7781 | 63386.4349 | 63305.2632 | 63180.223 | 63001.9521
Scenario 1: Reference | SDG&E | Ind | WholeBlg | Ind - Industrial Machinery | Program Administrator Cost Test | Energy Efficiency | 61404.0049 | 62084.2946 | 62791.2105 | 63227.0309 | 63402.6095 | 63424.3749 | 63440.1922 | 63420.7626 | 63396.7781 | 63386.4349 | 63305.2632 | 63180.223 | 63001.9521
Scenario 1: Reference | SDG&E | Ind | WholeBlg | Ind - Industrial Machinery | Rate Impact Measure Test | Energy Efficiency | 61404.0049 | 62084.2946 | 62791.2105 | 63227.0309 | 63402.6095 | 63424.3749 | 63440.1922 | 63420.7626 | 63396.7781 | 63386.4349 | 63305.2632 | 63180.223 | 63001.9521
Scenario 1: Reference | SDG&E | Ind | WholeBlg | Ind - Industrial Machinery | Total Resource Cost Test | Energy Efficiency | 61404.0049 | 62084.2946 | 62791.2105 | 63227.0309 | 63402.6095 | 63424.3749 | 63440.1922 | 63420.7626 | 63396.7781 | 63386.4349 | 63305.2632 | 63180.223 | 63001.9521
Scenario 1: Reference | SDG&E | Ind | WholeBlg | Ind - Lumber & Furniture | Participant Cost Test | Energy Efficiency | 1741.2393 | 1740.1725 | 1740.0087 | 1744.8517 | 1747.0592 | 1747.8031 | 1748.5729 | 1747.3643 | 1745.5309 | 1743.6529 | 1739.4352 | 1735.2906 | 1730.2103
Scenario 1: Reference | SDG&E | Ind | WholeBlg | Ind - Lumber & Furniture | Program Administrator Cost Test | Energy Efficiency | 1741.2393 | 1740.1725 | 1740.0087 | 1744.8517 | 1747.0592 | 1747.8031 | 1748.5729 | 1747.3643 | 1745.5309 | 1743.6529 | 1739.4352 | 1735.2906 | 1730.2103
Scenario 1: Reference | SDG&E | Ind | WholeBlg | Ind - Lumber & Furniture | Rate Impact Measure Test | Energy Efficiency | 1741.2393 | 1740.1725 | 1740.0087 | 1744.8517 | 1747.0592 | 1747.8031 | 1748.5729 | 1747.3643 | 1745.5309 | 1743.6529 | 1739.4352 | 1735.2906 | 1730.2103
Scenario 1: Reference | SDG&E | Ind | WholeBlg | Ind - Lumber & Furniture | Total Resource Cost Test | Energy Efficiency | 1741.2393 | 1740.1725 | 1740.0087 | 1744.8517 | 1747.0592 | 1747.8031 | 1748.5729 | 1747.3643 | 1745.5309 | 1743.6529 | 1739.4352 | 1735.2906 | 1730.2103
Scenario 1: Reference | SDG&E | Ind | WholeBlg | Ind - Paper | Participant Cost Test | Energy Efficiency | 2001.996 | 1986.5827 | 1972.1533 | 1968.6453 | 1961.9414 | 1953.1624 | 1946.9492 | 1939.7788 | 1933.8069 | 1929.4226 | 1922.7355 | 1915.9068 | 1908.1063
Scenario 1: Reference | SDG&E | Ind | WholeBlg | Ind - Paper | Program Administrator Cost Test | Energy Efficiency | 2001.996 | 1986.5827 | 1972.1533 | 1968.6453 | 1961.9414 | 1953.1624 | 1946.9492 | 1939.7788 | 1933.8069 | 1929.4226 | 1922.7355 | 1915.9068 | 1908.1063
Scenario 1: Reference | SDG&E | Ind | WholeBlg | Ind - Paper | Rate Impact Measure Test | Energy Efficiency | 2001.996 | 1986.5827 | 1972.1533 | 1968.6453 | 1961.9414 | 1953.1624 | 1946.9492 | 1939.7788 | 1933.8069 | 1929.4226 | 1922.7355 | 1915.9068 | 1908.1063
Scenario 1: Reference | SDG&E | Ind | WholeBlg | Ind - Paper | Total Resource Cost Test | Energy Efficiency | 2001.996 | 1986.5827 | 1972.1533 | 1968.6453 | 1961.9414 | 1953.1624 | 1946.9492 | 1939.7788 | 1933.8069 | 1929.4226 | 1922.7355 | 1915.9068 | 1908.1063
Scenario 1: Reference | SDG&E | Ind | WholeBlg | Ind - Petroleum | Participant Cost Test | Energy Efficiency | 1180.5224 | 1176.9762 | 1174.62 | 1176.4239 | 1176.2309 | 1176.4588 | 1178.1213 | 1178.1369 | 1177.6042 | 1176.8643 | 1174.1523 | 1171.5925 | 1168.5137
Scenario 1: Reference | SDG&E | Ind | WholeBlg | Ind - Petroleum | Program Administrator Cost Test | Energy Efficiency | 1180.5224 | 1176.9762 | 1174.62 | 1176.4239 | 1176.2309 | 1176.4588 | 1178.1213 | 1178.1369 | 1177.6042 | 1176.8643 | 1174.1523 | 1171.5925 | 1168.5137
Scenario 1: Reference | SDG&E | Ind | WholeBlg | Ind - Petroleum | Rate Impact Measure Test | Energy Efficiency | 1180.5224 | 1176.9762 | 1174.62 | 1176.4239 | 1176.2309 | 1176.4588 | 1178.1213 | 1178.1369 | 1177.6042 | 1176.8643 | 1174.1523 | 1171.5925 | 1168.5137
Scenario 1: Reference | SDG&E | Ind | WholeBlg | Ind - Petroleum | Total Resource Cost Test | Energy Efficiency | 1180.5224 | 1176.9762 | 1174.62 | 1176.4239 | 1176.2309 | 1176.4588 | 1178.1213 | 1178.1369 | 1177.6042 | 1176.8643 | 1174.1523 | 1171.5925 | 1168.5137
Scenario 1: Reference | SDG&E | Ind | WholeBlg | Ind - Plastics | Participant Cost Test | Energy Efficiency | 12093.9094 | 12259.0229 | 12411.844 | 12574.1321 | 12715.0335 | 12829.9638 | 12916.4346 | 12960.3855 | 13006.9794 | 13054.3151 | 13085.9123 | 13110.8054 | 13124.8641
Scenario 1: Reference | SDG&E | Ind | WholeBlg | Ind - Plastics | Program Administrator Cost Test | Energy Efficiency | 12093.9094 | 12259.0229 | 12411.844 | 12574.1321 | 12715.0335 | 12829.9638 | 12916.4346 | 12960.3855 | 13006.9794 | 13054.3151 | 13085.9123 | 13110.8054 | 13124.8641
Scenario 1: Reference | SDG&E | Ind | WholeBlg | Ind - Plastics | Rate Impact Measure Test | Energy Efficiency | 12093.9094 | 12259.0229 | 12411.844 | 12574.1321 | 12715.0335 | 12829.9638 | 12916.4346 | 12960.3855 | 13006.9794 | 13054.3151 | 13085.9123 | 13110.8054 | 13124.8641
Scenario 1: Reference | SDG&E | Ind | WholeBlg | Ind - Plastics | Total Resource Cost Test | Energy Efficiency | 12093.9094 | 12259.0229 | 12411.844 | 12574.1321 | 12715.0335 | 12829.9638 | 12916.4346 | 12960.3855 | 13006.9794 | 13054.3151 | 13085.9123 | 13110.8054 | 13124.8641
Scenario 1: Reference | SDG&E | Ind | WholeBlg | Ind - Primary Metals | Participant Cost Test | Energy Efficiency | 23400.4133 | 23449.7627 | 23504.7646 | 23550.4559 | 23572.1081 | 23576.3939 | 23579.601 | 23580.584 | 23579.4653 | 23577.54 | 23563.2198 | 23541.899 | 23512.8359
Scenario 1: Reference | SDG&E | Ind | WholeBlg | Ind - Primary Metals | Program Administrator Cost Test | Energy Efficiency | 23400.4133 | 23449.7627 | 23504.7646 | 23550.4559 | 23572.1081 | 23576.3939 | 23579.601 | 23580.584 | 23579.4653 | 23577.54 | 23563.2198 | 23541.899 | 23512.8359
Scenario 1: Reference | SDG&E | Ind | WholeBlg | Ind - Primary Metals | Rate Impact Measure Test | Energy Efficiency | 23400.4133 | 23449.7627 | 23504.7646 | 23550.4559 | 23572.1081 | 23576.3939 | 23579.601 | 23580.584 | 23579.4653 | 23577.54 | 23563.2198 | 23541.899 | 23512.8359
Scenario 1: Reference | SDG&E | Ind | WholeBlg | Ind - Primary Metals | Total Resource Cost Test | Energy Efficiency | 23400.4133 | 23449.7627 | 23504.7646 | 23550.4559 | 23572.1081 | 23576.3939 | 23579.601 | 23580.584 | 23579.4653 | 23577.54 | 23563.2198 | 23541.899 | 23512.8359
Scenario 1: Reference | SDG&E | Ind | WholeBlg | Ind - Printing & Publishing | Participant Cost Test | Energy Efficiency | 11576.8316 | 11569.7578 | 11570.4085 | 11606.7008 | 11620.722 | 11631.3684 | 11652.817 | 11661.0434 | 11666.0332 | 11669.8984 | 11655.4412 | 11640.6498 | 11619.9055
Scenario 1: Reference | SDG&E | Ind | WholeBlg | Ind - Printing & Publishing | Program Administrator Cost Test | Energy Efficiency | 11576.8316 | 11569.7578 | 11570.4085 | 11606.7008 | 11620.722 | 11631.3684 | 11652.817 | 11661.0434 | 11666.0332 | 11669.8984 | 11655.4412 | 11640.6498 | 11619.9055
Scenario 1: Reference | SDG&E | Ind | WholeBlg | Ind - Printing & Publishing | Rate Impact Measure Test | Energy Efficiency | 11576.8316 | 11569.7578 | 11570.4085 | 11606.7008 | 11620.722 | 11631.3684 | 11652.817 | 11661.0434 | 11666.0332 | 11669.8984 | 11655.4412 | 11640.6498 | 11619.9055
Scenario 1: Reference | SDG&E | Ind | WholeBlg | Ind - Printing & Publishing | Total Resource Cost Test | Energy Efficiency | 11576.8316 | 11569.7578 | 11570.4085 | 11606.7008 | 11620.722 | 11631.3684 | 11652.817 | 11661.0434 | 11666.0332 | 11669.8984 | 11655.4412 | 11640.6498 | 11619.9055
Scenario 1: Reference | SDG&E | Ind | WholeBlg | Ind - Stone-Glass-Clay | Participant Cost Test | Energy Efficiency | 19691.2686 | 19983.7479 | 20197.0717 | 20377.679 | 20528.9117 | 20630.4243 | 20689.2728 | 20736.5536 | 20777.1184 | 20818.9604 | 20856.0192 | 20889.676 | 20910.7539
Scenario 1: Reference | SDG&E | Ind | WholeBlg | Ind - Stone-Glass-Clay | Program Administrator Cost Test | Energy Efficiency | 19691.2686 | 19983.7479 | 20197.0717 | 20377.679 | 20528.9117 | 20630.4243 | 20689.2728 | 20736.5536 | 20777.1184 | 20818.9604 | 20856.0192 | 20889.676 | 20910.7539
Scenario 1: Reference | SDG&E | Ind | WholeBlg | Ind - Stone-Glass-Clay | Rate Impact Measure Test | Energy Efficiency | 19691.2686 | 19983.7479 | 20197.0717 | 20377.679 | 20528.9117 | 20630.4243 | 20689.2728 | 20736.5536 | 20777.1184 | 20818.9604 | 20856.0192 | 20889.676 | 20910.7539
Scenario 1: Reference | SDG&E | Ind | WholeBlg | Ind - Stone-Glass-Clay | Total Resource Cost Test | Energy Efficiency | 19691.2686 | 19983.7479 | 20197.0717 | 20377.679 | 20528.9117 | 20630.4243 | 20689.2728 | 20736.5536 | 20777.1184 | 20818.9604 | 20856.0192 | 20889.676 | 20910.7539
Scenario 1: Reference | SDG&E | Ind | WholeBlg | Ind - Textiles | Participant Cost Test | Energy Efficiency | 1413.87 | 1409.7702 | 1406.1817 | 1404.3082 | 1398.5798 | 1391.6435 | 1385.3959 | 1377.3376 | 1369.0861 | 1361.2695 | 1351.7176 | 1342.47 | 1332.9261
Scenario 1: Reference | SDG&E | Ind | WholeBlg | Ind - Textiles | Program Administrator Cost Test | Energy Efficiency | 1413.87 | 1409.7702 | 1406.1817 | 1404.3082 | 1398.5798 | 1391.6435 | 1385.3959 | 1377.3376 | 1369.0861 | 1361.2695 | 1351.7176 | 1342.47 | 1332.9261
Scenario 1: Reference | SDG&E | Ind | WholeBlg | Ind - Textiles | Rate Impact Measure Test | Energy Efficiency | 1413.87 | 1409.7702 | 1406.1817 | 1404.3082 | 1398.5798 | 1391.6435 | 1385.3959 | 1377.3376 | 1369.0861 | 1361.2695 | 1351.7176 | 1342.47 | 1332.9261
Scenario 1: Reference | SDG&E | Ind | WholeBlg | Ind - Textiles | Total Resource Cost Test | Energy Efficiency | 1413.87 | 1409.7702 | 1406.1817 | 1404.3082 | 1398.5798 | 1391.6435 | 1385.3959 | 1377.3376 | 1369.0861 | 1361.2695 | 1351.7176 | 1342.47 | 1332.9261
Scenario 1: Reference | SDG&E | Ind | WholeBlg | Ind - Transportation Equipment | Participant Cost Test | Energy Efficiency | 56765.424 | 56901.8163 | 57319.3022 | 57646.6134 | 57738.5473 | 57750.3764 | 57877.947 | 57967.3372 | 58082.5256 | 58218.4624 | 58243.0546 | 58218.4586 | 58122.7208
Scenario 1: Reference | SDG&E | Ind | WholeBlg | Ind - Transportation Equipment | Program Administrator Cost Test | Energy Efficiency | 56765.424 | 56901.8163 | 57319.3022 | 57646.6134 | 57738.5473 | 57750.3764 | 57877.947 | 57967.3372 | 58082.5256 | 58218.4624 | 58243.0546 | 58218.4586 | 58122.7208
Scenario 1: Reference | SDG&E | Ind | WholeBlg | Ind - Transportation Equipment | Rate Impact Measure Test | Energy Efficiency | 56765.424 | 56901.8163 | 57319.3022 | 57646.6134 | 57738.5473 | 57750.3764 | 57877.947 | 57967.3372 | 58082.5256 | 58218.4624 | 58243.0546 | 58218.4586 | 58122.7208
Scenario 1: Reference | SDG&E | Ind | WholeBlg | Ind - Transportation Equipment | Total Resource Cost Test | Energy Efficiency | 56765.424 | 56901.8163 | 57319.3022 | 57646.6134 | 57738.5473 | 57750.3764 | 57877.947 | 57967.3372 | 58082.5256 | 58218.4624 | 58243.0546 | 58218.4586 | 58122.7208
Scenario 1: Reference | SDG&E | Res | AppPlug | Res - Multi Family | Participant Cost Test | Energy Efficiency | 1003.992 | 1039.5107 | 1073.9474 | 20279.5389 | 23354.9072 | 24027.4781 | 24691.5355 | 25328.5937 | 25948.9455 | 26567.3425 | 27195.2674 | 27851.1708 | 28519.6186
Scenario 1: Reference | SDG&E | Res | AppPlug | Res - Multi Family | Participant Cost Test | Fuel Substitution | 3.7577 | 4.2002 | 4.6648 | 5.1531 | 5.6621 | 0 | 0 | 0 | 0 | 0 | 0 | 0 | 0
Scenario 1: Reference | SDG&E | Res | AppPlug | Res - Multi Family | Program Administrator Cost Test | Energy Efficiency | 309.0799 | 313.7396 | 317.7775 | 11480.6454 | 13220.0617 | 13558.1023 | 13889.8275 | 14204.9665 | 14509.4606 | 14811.663 | 15118.01 | 15438.7266 | 15765.1927
Scenario 1: Reference | SDG&E | Res | AppPlug | Res - Multi Family | Program Administrator Cost Test | Fuel Substitution | 10.214 | 11.5191 | 12.8875 | 14.3192 | 15.8515 | 0 | 0 | 0 | 0 | 0 | 0 | 0 | 0
Scenario 1: Reference | SDG&E | Res | AppPlug | Res - Multi Family | Rate Impact Measure Test | Energy Efficiency | 1461.1011 | 1500.5881 | 1536.1163 | 32779.6041 | 35713.0343 | 34510.3319 | 33079.4468 | 31407.4448 | 29492.4872 | 27343.2466 | 24957.9827 | 22312.3081 | 19370.5115
Scenario 1: Reference | SDG&E | Res | AppPlug | Res - Multi Family | Rate Impact Measure Test | Fuel Substitution | 15.0442 | 16.8534 | 18.7242 | 20.6783 | 22.6563 | 0 | 0 | 0 | 0 | 0 | 0 | 0 | 0
Scenario 1: Reference | SDG&E | Res | AppPlug | Res - Multi Family | Total Resource Cost Test | Energy Efficiency | 534.1287 | 548.4998 | 562.0871 | 14706.3131 | 16926.3924 | 17373.0041 | 17812.0135 | 18230.2077 | 18635.1565 | 19037.5541 | 19445.6616 | 19872.6414 | 20307.4192
Scenario 1: Reference | SDG&E | Res | AppPlug | Res - Multi Family | Total Resource Cost Test | Fuel Substitution | 12.0928 | 13.6192 | 15.2199 | 16.8958 | 18.6825 | 0 | 0 | 0 | 0 | 0 | 0 | 0 | 0
Scenario 1: Reference | SDG&E | Res | AppPlug | Res - Single Family | Participant Cost Test | Energy Efficiency | 0.039281 | 0.046566 | 0.053499 | 0.059886 | 0.064906 | 1536.7953 | 1692.1501 | 1733.5144 | 1774.7355 | 1816.2612 | 1858.5622 | 1902.2362 | 1946.7837
Scenario 1: Reference | SDG&E | Res | AppPlug | Res - Single Family | Participant Cost Test | Fuel Substitution | 5.7058 | 6.3251 | 6.9707 | 7.6434 | 8.3436 | 0 | 0 | 0 | 0 | 0 | 0 | 0 | 0
Scenario 1: Reference | SDG&E | Res | AppPlug | Res - Single Family | Program Administrator Cost Test | Energy Efficiency | 0.02362 | 0.027908 | 0.031959 | 0.03566 | 0.038528 | 122.0783 | 131.7835 | 132.3578 | 132.8482 | 133.2908 | 133.7207 | 134.1794 | 134.6291
Scenario 1: Reference | SDG&E | Res | AppPlug | Res - Single Family | Program Administrator Cost Test | Fuel Substitution | 11.8201 | 13.197 | 14.63 | 16.1168 | 17.6992 | 0 | 0 | 0 | 0 | 0 | 0 | 0 | 0
Scenario 1: Reference | SDG&E | Res | AppPlug | Res - Single Family | Rate Impact Measure Test | Energy Efficiency | 0.076424 | 0.091243 | 0.1056 | 0.11913 | 0.12255 | 651.9286 | 653.7832 | 601.4489 | 542.6381 | 477.0801 | 404.3967 | 323.672 | 234.2139
Scenario 1: Reference | SDG&E | Res | AppPlug | Res - Single Family | Rate Impact Measure Test | Fuel Substitution | 16.3153 | 18.1198 | 19.9743 | 21.8954 | 23.8415 | 0 | 0 | 0 | 0 | 0 | 0 | 0 | 0
Scenario 1: Reference | SDG&E | Res | AppPlug | Res - Single Family | Total Resource Cost Test | Energy Efficiency | 0.041296 | 0.048863 | 0.056034 | 0.062609 | 0.067735 | 564.4426 | 619.6015 | 632.8385 | 645.9707 | 659.1628 | 672.5862 | 686.4559 | 700.5899
Scenario 1: Reference | SDG&E | Res | AppPlug | Res - Single Family | Total Resource Cost Test | Fuel Substitution | 14.673 | 16.3595 | 18.1154 | 19.9385 | 21.871 | 0 | 0 | 0 | 0 | 0 | 0 | 0 | 0
Scenario 1: Reference | SDG&E | Res | BROs | Income Qualified - Multi Family IQ | Participant Cost Test | Energy Efficiency | 308837.1065 | 315687.7606 | 323167.6238 | 331872.3245 | 340988.9826 | 350676.8753 | 360140.2273 | 370131.4724 | 379769.2196 | 389249.8534 | 397819.7672 | 387847.7316 | 397099.6618
Scenario 1: Reference | SDG&E | Res | BROs | Income Qualified - Multi Family IQ | Program Administrator Cost Test | Energy Efficiency | 308837.1065 | 315687.7606 | 323167.6238 | 331872.3245 | 340988.9826 | 350676.8753 | 360140.2273 | 370131.4724 | 379769.2196 | 389249.8534 | 397819.7672 | 387847.7316 | 397099.6618
Scenario 1: Reference | SDG&E | Res | BROs | Income Qualified - Multi Family IQ | Rate Impact Measure Test | Energy Efficiency | 308837.1065 | 315687.7606 | 323167.6238 | 331872.3245 | 340988.9826 | 350676.8753 | 360140.2273 | 370131.4724 | 379769.2196 | 389249.8534 | 397819.7672 | 387847.7316 | 397099.6618
Scenario 1: Reference | SDG&E | Res | BROs | Income Qualified - Multi Family IQ | Total Resource Cost Test | Energy Efficiency | 308837.1065 | 315687.7606 | 323167.6238 | 331872.3245 | 340988.9826 | 350676.8753 | 360140.2273 | 370131.4724 | 379769.2196 | 389249.8534 | 397819.7672 | 387847.7316 | 397099.6618
Scenario 1: Reference | SDG&E | Res | BROs | Income Qualified - Single Family IQ | Participant Cost Test | Energy Efficiency | 727061.3887 | 736798.8248 | 747850.3498 | 762728.5726 | 778332.6442 | 794713.3419 | 810423.3624 | 826942.5541 | 842744.4646 | 858177.4775 | 872054.2021 | 856040.7218 | 871725.9201
Scenario 1: Reference | SDG&E | Res | BROs | Income Qualified - Single Family IQ | Program Administrator Cost Test | Energy Efficiency | 727061.3887 | 736798.8248 | 747850.3498 | 762728.5726 | 778332.6442 | 794713.3419 | 810423.3624 | 826942.5541 | 842744.4646 | 858177.4775 | 872054.2021 | 856040.7218 | 871725.9201
Scenario 1: Reference | SDG&E | Res | BROs | Income Qualified - Single Family IQ | Rate Impact Measure Test | Energy Efficiency | 727061.3887 | 736798.8248 | 747850.3498 | 762728.5726 | 778332.6442 | 794713.3419 | 810423.3624 | 826942.5541 | 842744.4646 | 858177.4775 | 872054.2021 | 856040.7218 | 871725.9201
Scenario 1: Reference | SDG&E | Res | BROs | Income Qualified - Single Family IQ | Total Resource Cost Test | Energy Efficiency | 727061.3887 | 736798.8248 | 747850.3498 | 762728.5726 | 778332.6442 | 794713.3419 | 810423.3624 | 826942.5541 | 842744.4646 | 858177.4775 | 872054.2021 | 856040.7218 | 871725.9201
Scenario 1: Reference | SDG&E | Res | BROs | Res - Multi Family | Participant Cost Test | Energy Efficiency | 2516154.7595 | 2552278.6353 | 2593064.9256 | 2646953.3563 | 2703522.6542 | 2763057.3706 | 2820415.0603 | 2880833.289 | 2938852.501 | 2995724.8276 | 3047135.537 | 3111992.278 | 3180996.7996
Scenario 1: Reference | SDG&E | Res | BROs | Res - Multi Family | Program Administrator Cost Test | Energy Efficiency | 2516154.7595 | 2552278.6353 | 2593064.9256 | 2646953.3563 | 2703522.6542 | 2763057.3706 | 2820415.0603 | 2880833.289 | 2938852.501 | 2995724.8276 | 3047135.537 | 3111992.278 | 3180996.7996
Scenario 1: Reference | SDG&E | Res | BROs | Res - Multi Family | Rate Impact Measure Test | Energy Efficiency | 2516154.7595 | 2552278.6353 | 2593064.9256 | 2646953.3563 | 2703522.6542 | 2763057.3706 | 2820415.0603 | 2880833.289 | 2938852.501 | 2995724.8276 | 3047135.537 | 3111992.278 | 3180996.7996
Scenario 1: Reference | SDG&E | Res | BROs | Res - Multi Family | Total Resource Cost Test | Energy Efficiency | 2516154.7595 | 2552278.6353 | 2593064.9256 | 2646953.3563 | 2703522.6542 | 2763057.3706 | 2820415.0603 | 2880833.289 | 2938852.501 | 2995724.8276 | 3047135.537 | 3111992.278 | 3180996.7996
Scenario 1: Reference | SDG&E | Res | BROs | Res - Single Family | Participant Cost Test | Energy Efficiency | 892758.2487 | 912103.0951 | 933255.1742 | 957626.301 | 983114.6952 | 1010097.7324 | 1036414.134 | 1064098.2475 | 1090755.074 | 1116893.27 | 1140499.6228 | 1169683.2813 | 1200419.9638
Scenario 1: Reference | SDG&E | Res | BROs | Res - Single Family | Program Administrator Cost Test | Energy Efficiency | 892758.2487 | 912103.0951 | 933255.1742 | 957626.301 | 983114.6952 | 1010097.7324 | 1036414.134 | 1064098.2475 | 1090755.074 | 1116893.27 | 1140499.6228 | 1169683.2813 | 1200419.9638
Scenario 1: Reference | SDG&E | Res | BROs | Res - Single Family | Rate Impact Measure Test | Energy Efficiency | 892758.2487 | 912103.0951 | 933255.1742 | 957626.301 | 983114.6952 | 1010097.7324 | 1036414.134 | 1064098.2475 | 1090755.074 | 1116893.27 | 1140499.6228 | 1169683.2813 | 1200419.9638
Scenario 1: Reference | SDG&E | Res | BROs | Res - Single Family | Total Resource Cost Test | Energy Efficiency | 892758.2487 | 912103.0951 | 933255.1742 | 957626.301 | 983114.6952 | 1010097.7324 | 1036414.134 | 1064098.2475 | 1090755.074 | 1116893.27 | 1140499.6228 | 1169683.2813 | 1200419.9638
Scenario 1: Reference | SDG&E | Res | BldgEnv | Res - Multi Family | Participant Cost Test | Energy Efficiency | 0 | 0 | 0 | 6537.7702 | 6523.2833 | 34225.3135 | 34167.8672 | 34119.8202 | 34081.1161 | 34051.6655 | 34031.3584 | 34020.0715 | 34017.6715
Scenario 1: Reference | SDG&E | Res | BldgEnv | Res - Multi Family | Program Administrator Cost Test | Energy Efficiency | 0 | 0 | 0 | 423.1129 | 413.8974 | 1983.923 | 1941.7579 | 1901.0072 | 1861.6184 | 1823.539 | 1786.7171 | 1751.1025 | 1716.646
Scenario 1: Reference | SDG&E | Res | BldgEnv | Res - Multi Family | Rate Impact Measure Test | Energy Efficiency | 0 | 0 | 0 | 2901.5893 | 2696.7221 | 11472.3024 | 10461.1439 | 9400.7559 | 8284.5603 | 7107.9207 | 5865.9804 | 4550.3558 | 3158.5523
Scenario 1: Reference | SDG&E | Res | BldgEnv | Res - Multi Family | Total Resource Cost Test | Energy Efficiency | 0 | 0 | 0 | 2253.6886 | 2240.4167 | 11567.0108 | 11508.7607 | 11454.5569 | 11404.3309 | 11358.0053 | 11315.4975 | 11276.7225 | 11241.5941
Scenario 1: Reference | SDG&E | Res | BldgEnv | Res - Single Family | Participant Cost Test | Energy Efficiency | 731288.1212 | 757181.7297 | 774795.5304 | 781785.3437 | 772461.2764 | 768532.4536 | 762729.7021 | 755473.547 | 218045.007 | 68914.0125 | 68577.4186 | 68262.5508 | 67969.4739
Scenario 1: Reference | SDG&E | Res | BldgEnv | Res - Single Family | Program Administrator Cost Test | Energy Efficiency | 21613.2493 | 21294.507 | 20935.8173 | 20512.4061 | 19984.1173 | 19501.5517 | 19017.878 | 18539.5566 | 4106.4354 | 3113.7284 | 3037.7648 | 2964.5266 | 2893.9204
Scenario 1: Reference | SDG&E | Res | BldgEnv | Res - Single Family | Rate Impact Measure Test | Energy Efficiency | 148986.3293 | 149174.7848 | 148904.0762 | 147938.7222 | 136785.2571 | 125364.5383 | 113434.3182 | 101069.2056 | 19924.9126 | 14123.4359 | 11468.1233 | 8704.8653 | 5829.1906
Scenario 1: Reference | SDG&E | Res | BldgEnv | Res - Single Family | Total Resource Cost Test | Energy Efficiency | 222877.855 | 229718.1812 | 234387.9027 | 236181.284 | 233433.0762 | 232160.2913 | 230352.2323 | 228207.8654 | 63676.0536 | 22409.6519 | 22239.442 | 22078.0408 | 21925.3731
Scenario 1: Reference | SDG&E | Res | HVAC | Res - Multi Family | Participant Cost Test | Energy Efficiency | 0 | 0 | 0 | 0 | 0 | 21067.4335 | 20632.5614 | 19945.4849 | 19107.3163 | 18249.1212 | 17463.924 | 16888.6943 | 16383.5714
Scenario 1: Reference | SDG&E | Res | HVAC | Res - Multi Family | Participant Cost Test | Fuel Substitution | 10791.8758 | 11361.0507 | 14634.1677 | 15172.9244 | 15732.7201 | 0 | 0 | 0 | 0 | 0 | 0 | 0 | 0
Scenario 1: Reference | SDG&E | Res | HVAC | Res - Multi Family | Program Administrator Cost Test | Energy Efficiency | 1906.5554 | 1525.2443 | 1220.1955 | 976.1564 | 780.9251 | 12922.9453 | 12510.2552 | 11978.2282 | 11381.5426 | 10792.499 | 10261.4703 | 9864.1555 | 9517.3814
Scenario 1: Reference | SDG&E | Res | HVAC | Res - Multi Family | Program Administrator Cost Test | Fuel Substitution | 6796.8319 | 7074.1124 | 8247.0841 | 8417.4584 | 8608.2094 | 0 | 0 | 0 | 0 | 0 | 0 | 0 | 0
Scenario 1: Reference | SDG&E | Res | HVAC | Res - Multi Family | Rate Impact Measure Test | Energy Efficiency | 26986.1826 | 22195.9543 | 18120.7238 | 14502.2125 | 11633.0343 | 42610.5799 | 37761.5964 | 32987.2585 | 28394.482 | 24144.1825 | 20295.0229 | 16873.973 | 12998.7953
Scenario 1: Reference | SDG&E | Res | HVAC | Res - Multi Family | Rate Impact Measure Test | Fuel Substitution | 16076.8288 | 16406.6233 | 18654.235 | 18585.6998 | 18453.0178 | 0 | 0 | 0 | 0 | 0 | 0 | 0 | 0
Scenario 1: Reference | SDG&E | Res | HVAC | Res - Multi Family | Total Resource Cost Test | Energy Efficiency | 1906.5554 | 1525.2443 | 1220.1955 | 976.1564 | 780.9251 | 18189.8037 | 17668.3955 | 16964.5995 | 16158.3716 | 15354.7793 | 14627.4513 | 14086.329 | 13613.2742
Scenario 1: Reference | SDG&E | Res | HVAC | Res - Multi Family | Total Resource Cost Test | Fuel Substitution | 13506.7717 | 14206.9789 | 17907.2329 | 18522.8368 | 19175.3817 | 0 | 0 | 0 | 0 | 0 | 0 | 0 | 0
Scenario 1: Reference | SDG&E | Res | HVAC | Res - Single Family | Participant Cost Test | Energy Efficiency | 5575398.59 | 6238064.3099 | 6731268.3859 | 7049094.1997 | 6490102.5187 | 2990738.6422 | 3055284.3758 | 3113119.3957 | 374416.7915 | 34046.2556 | 32266.6055 | 30873.5489 | 29628.1729
Scenario 1: Reference | SDG&E | Res | HVAC | Res - Single Family | Participant Cost Test | Fuel Substitution | 553076.1321 | 583692.2552 | 610114.0387 | 635754.9385 | 601911.8822 | 5896.3685 | 5074.3178 | 5431.6421 | 0 | 0 | 0 | 0 | 0
Scenario 1: Reference | SDG&E | Res | HVAC | Res - Single Family | Program Administrator Cost Test | Energy Efficiency | 237945.5891 | 260130.651 | 274766.1117 | 281552.3366 | 273967.7073 | 122091.2154 | 120636.7826 | 118928.3958 | 32310.9484 | 20592.7336 | 19329.4161 | 18331.8197 | 17453.7203
Scenario 1: Reference | SDG&E | Res | HVAC | Res - Single Family | Program Administrator Cost Test | Fuel Substitution | 328087.531 | 343899.1014 | 355736.5945 | 365183.3565 | 371080.2953 | 2700.4258 | 2657.0672 | 2828.2571 | 0 | 0 | 0 | 0 | 0
Scenario 1: Reference | SDG&E | Res | HVAC | Res - Single Family | Rate Impact Measure Test | Energy Efficiency | 1702584.9572 | 1790536.8365 | 1809203.6383 | 1755101.4542 | 1610427.7302 | 579577.5962 | 527592.6643 | 473773.4199 | 100290.259 | 51639.1587 | 42818.2037 | 35148.4385 | 25751.2959
Scenario 1: Reference | SDG&E | Res | HVAC | Res - Single Family | Rate Impact Measure Test | Fuel Substitution | 483706.2503 | 503963.5446 | 518265.8473 | 529844.2505 | 534164.1361 | 3142.0387 | 3102.7423 | 3245.6371 | 0 | 0 | 0 | 0 | 0
Scenario 1: Reference | SDG&E | Res | HVAC | Res - Single Family | Total Resource Cost Test | Energy Efficiency | 4703981.6582 | 5287905.8821 | 5718777.3949 | 5989728.9857 | 5406433.417 | 1851327.0106 | 1889175.6077 | 1922938.4834 | 238901.4675 | 29104.2975 | 27396.0675 | 26050.2069 | 24860.7636
Scenario 1: Reference | SDG&E | Res | HVAC | Res - Single Family | Total Resource Cost Test | Fuel Substitution | 739705.5152 | 780632.7233 | 814663.9182 | 846025.1962 | 815464.6068 | 8541.0775 | 7668.9388 | 8193.6772 | 0 | 0 | 0 | 0 | 0
Scenario 1: Reference | SDG&E | Res | WaterHeat | Res - Multi Family | Participant Cost Test | Energy Efficiency | 4091211.4069 | 4125083.9713 | 4134168.7333 | 4150661.6791 | 4112883.9554 | 3429302.5651 | 3407557.7117 | 3384194.7016 | 3362788.3746 | 3346580.9758 | 3338068.8558 | 3340976.0239 | 3351042.5267
Scenario 1: Reference | SDG&E | Res | WaterHeat | Res - Multi Family | Participant Cost Test | Fuel Substitution | 454881.5414 | 453768.3446 | 445312.8181 | 430278.813 | 412140.2178 | 2461.8155 | 2918.7618 | 3388.4725 | 3786.2961 | 4105.4391 | 4358.8237 | 4563.8493 | 4735.8266
Scenario 1: Reference | SDG&E | Res | WaterHeat | Res - Multi Family | Program Administrator Cost Test | Energy Efficiency | 1587093.6785 | 1566908.9215 | 1537523.5176 | 1511374.1994 | 1467006.0177 | 1280344.6681 | 1249276.5382 | 1219422.8655 | 1192296.5179 | 1168524.9417 | 1148877.112 | 1134500.0735 | 1123620.3629
Scenario 1: Reference | SDG&E | Res | WaterHeat | Res - Multi Family | Program Administrator Cost Test | Fuel Substitution | 268486.1258 | 286516.3656 | 302046.0842 | 316084.933 | 330732.0079 | 883.1036 | 1038.5104 | 1195.9644 | 1325.7745 | 1426.2442 | 1502.5253 | 1561.1396 | 1607.697
Scenario 1: Reference | SDG&E | Res | WaterHeat | Res - Multi Family | Rate Impact Measure Test | Energy Efficiency | 17534882.9071 | 16760078.1017 | 15808612.4798 | 14778955.7662 | 13457372.8947 | 11250548.2372 | 10020669.2161 | 8776635.824 | 7526695.081 | 6278876.5855 | 5032020.5974 | 3767778.1094 | 2467754.664
Scenario 1: Reference | SDG&E | Res | WaterHeat | Res - Multi Family | Rate Impact Measure Test | Fuel Substitution | 268625.2148 | 286706.743 | 302304.1128 | 316452.3674 | 331212.6947 | 8766.2935 | 9289.1618 | 9488.9813 | 9131.6931 | 8279.9308 | 7041.1581 | 5488.068 | 3681.334
Scenario 1: Reference | SDG&E | Res | WaterHeat | Res - Multi Family | Total Resource Cost Test | Energy Efficiency | 4721800.9578 | 4747312.3638 | 4745971.9695 | 4753479.0394 | 4701362.1976 | 3952305.1759 | 3921277.7884 | 3889404.5125 | 3860726.5406 | 3838435.9932 | 3825230.7671 | 3825150.1908 | 3833394.3964
Scenario 1: Reference | SDG&E | Res | WaterHeat | Res - Multi Family | Total Resource Cost Test | Fuel Substitution | 356294.0598 | 379675.3308 | 399982.6316 | 418592.1619 | 437639.56 | 3110.1235 | 3684.3615 | 4273.8184 | 4771.7885 | 5169.953 | 5484.8232 | 5738.4823 | 5950.3164
Scenario 1: Reference | SDG&E | Res | WaterHeat | Res - Single Family | Participant Cost Test | Energy Efficiency | 8727299.5474 | 9142960.4401 | 8699711.3153 | 6136496.9296 | 5970316.932 | 2913409.8555 | 2783493.9102 | 2663738.33 | 2558208.0808 | 2468391.6401 | 2394230.5111 | 2336719.3237 | 2291887.3672
Scenario 1: Reference | SDG&E | Res | WaterHeat | Res - Single Family | Participant Cost Test | Fuel Substitution | 13137.669 | 13038.9315 | 12906.1659 | 12740.2322 | 12613.4815 | 12655.9989 | 14494.5172 | 16541.8121 | 18396.7852 | 19877.028 | 21051.8744 | 22009.7736 | 22821.1338
Scenario 1: Reference | SDG&E | Res | WaterHeat | Res - Single Family | Program Administrator Cost Test | Energy Efficiency | 2444479.8144 | 2447391.0521 | 2401366.8813 | 2314251.3179 | 2179491.6048 | 1272692.4371 | 1179526.8403 | 1095430.0778 | 1021884.3903 | 959025.1502 | 906230.888 | 863303.4058 | 828000.0191
Scenario 1: Reference | SDG&E | Res | WaterHeat | Res - Single Family | Program Administrator Cost Test | Fuel Substitution | 22201.6236 | 23438.9969 | 24512.99 | 25534.1739 | 26657.2101 | 4586.9128 | 5210.0009 | 5897.4898 | 6506.0127 | 6973.5164 | 7327.5294 | 7601.3078 | 7820.8895
Scenario 1: Reference | SDG&E | Res | WaterHeat | Res - Single Family | Rate Impact Measure Test | Energy Efficiency | 19923735.6116 | 19633345.8417 | 18894683.7144 | 17756930.5006 | 15948982.5031 | 9408789.6823 | 8134343.0051 | 6918371.3475 | 5770532.2647 | 4694029.6441 | 3677750.8649 | 2702099.2136 | 1748479.9551
Scenario 1: Reference | SDG&E | Res | WaterHeat | Res - Single Family | Rate Impact Measure Test | Fuel Substitution | 22201.6236 | 23438.9969 | 24642.8476 | 25930.1718 | 27297.4304 | 46134.6211 | 47215.8737 | 47403.0644 | 45389.4579 | 40993.0659 | 34751.8583 | 27016.8214 | 18065.2656
Scenario 1: Reference | SDG&E | Res | WaterHeat | Res - Single Family | Total Resource Cost Test | Energy Efficiency | 9500846.8053 | 9913795.0806 | 9456392.8852 | 6869621.6557 | 6669422.5968 | 3298374.1064 | 3146688.4911 | 3008075.4799 | 2886667.3807 | 2783786.2725 | 2699091.0899 | 2633307.4829 | 2582060.7226
Scenario 1: Reference | SDG&E | Res | WaterHeat | Res - Single Family | Total Resource Cost Test | Fuel Substitution | 29052.6848 | 30699.6752 | 32152.3782 | 33556.7567 | 35075.396 | 16005.4405 | 18315.0705 | 20884.693 | 23207.7584 | 25055.0291 | 26515.0504 | 27700.1159 | 28699.464
Scenario 2: High TRC | PG&E | Ag | WholeBlg | Ag - Dairies, fishing, hunting | Participant Cost Test | Energy Efficiency | 410753.3723 | 415062.9903 | 420326.4073 | 425430.3806 | 431207.2573 | 435850.2963 | 440458.9123 | 444653.5285 | 449431.5317 | 453617.6529 | 457900.5285 | 461810.4178 | 465773.0104
Scenario 2: High TRC | PG&E | Ag | WholeBlg | Ag - Dairies, fishing, hunting | Program Administrator Cost Test | Energy Efficiency | 410753.3723 | 415062.9903 | 420326.4073 | 425430.3806 | 431207.2573 | 435850.2963 | 440458.9123 | 444653.5285 | 449431.5317 | 453617.6529 | 457900.5285 | 461810.4178 | 465773.0104
Scenario 2: High TRC | PG&E | Ag | WholeBlg | Ag - Dairies, fishing, hunting | Rate Impact Measure Test | Energy Efficiency | 410753.3723 | 415062.9903 | 420326.4073 | 425430.3806 | 431207.2573 | 435850.2963 | 440458.9123 | 444653.5285 | 449431.5317 | 453617.6529 | 457900.5285 | 461810.4178 | 465773.0104
Scenario 2: High TRC | PG&E | Ag | WholeBlg | Ag - Dairies, fishing, hunting | Total Resource Cost Test | Energy Efficiency | 410753.3723 | 415062.9903 | 420326.4073 | 425430.3806 | 431207.2573 | 435850.2963 | 440458.9123 | 444653.5285 | 449431.5317 | 453617.6529 | 457900.5285 | 461810.4178 | 465773.0104
Scenario 2: High TRC | PG&E | Ag | WholeBlg | Ag - Irrigated Agriculture, vineyards, forestry and greenhouses | Participant Cost Test | Energy Efficiency | 3355191.1045 | 3449977.7046 | 3545856.9192 | 3639517.2464 | 3731499.0733 | 3814477.5424 | 3897534.5508 | 3979119.1653 | 4063824.6446 | 4143359.6375 | 4221700.0422 | 4297580.1277 | 4372368.0143
Scenario 2: High TRC | PG&E | Ag | WholeBlg | Ag - Irrigated Agriculture, vineyards, forestry and greenhouses | Program Administrator Cost Test | Energy Efficiency | 3355191.1045 | 3449977.7046 | 3545856.9192 | 3639517.2464 | 3731499.0733 | 3814477.5424 | 3897534.5508 | 3979119.1653 | 4063824.6446 | 4143359.6375 | 4221700.0422 | 4297580.1277 | 4372368.0143
Scenario 2: High TRC | PG&E | Ag | WholeBlg | Ag - Irrigated Agriculture, vineyards, forestry and greenhouses | Rate Impact Measure Test | Energy Efficiency | 3355191.1045 | 3449977.7046 | 3545856.9192 | 3639517.2464 | 3731499.0733 | 3814477.5424 | 3897534.5508 | 3979119.1653 | 4063824.6446 | 4143359.6375 | 4221700.0422 | 4297580.1277 | 4372368.0143
Scenario 2: High TRC | PG&E | Ag | WholeBlg | Ag - Irrigated Agriculture, vineyards, forestry and greenhouses | Total Resource Cost Test | Energy Efficiency | 3355191.1045 | 3449977.7046 | 3545856.9192 | 3639517.2464 | 3731499.0733 | 3814477.5424 | 3897534.5508 | 3979119.1653 | 4063824.6446 | 4143359.6375 | 4221700.0422 | 4297580.1277 | 4372368.0143
Scenario 2: High TRC | PG&E | Ag | WholeBlg | Ag - Water pumping | Participant Cost Test | Energy Efficiency | 2180097.8257 | 2154049.2805 | 2126693.104 | 2098898.6769 | 2070202.106 | 2045017.8494 | 2021730.6962 | 1998364.2288 | 1972062.7038 | 1943497.8231 | 1913221.5029 | 1882482.8554 | 1850995.7274
Scenario 2: High TRC | PG&E | Ag | WholeBlg | Ag - Water pumping | Program Administrator Cost Test | Energy Efficiency | 2180097.8257 | 2154049.2805 | 2126693.104 | 2098898.6769 | 2070202.106 | 2045017.8494 | 2021730.6962 | 1998364.2288 | 1972062.7038 | 1943497.8231 | 1913221.5029 | 1882482.8554 | 1850995.7274
Scenario 2: High TRC | PG&E | Ag | WholeBlg | Ag - Water pumping | Rate Impact Measure Test | Energy Efficiency | 2180097.8257 | 2154049.2805 | 2126693.104 | 2098898.6769 | 2070202.106 | 2045017.8494 | 2021730.6962 | 1998364.2288 | 1972062.7038 | 1943497.8231 | 1913221.5029 | 1882482.8554 | 1850995.7274
Scenario 2: High TRC | PG&E | Ag | WholeBlg | Ag - Water pumping | Total Resource Cost Test | Energy Efficiency | 2180097.8257 | 2154049.2805 | 2126693.104 | 2098898.6769 | 2070202.106 | 2045017.8494 | 2021730.6962 | 1998364.2288 | 1972062.7038 | 1943497.8231 | 1913221.5029 | 1882482.8554 | 1850995.7274
Scenario 2: High TRC | PG&E | Com | AppPlug | Com - Health | Participant Cost Test | Energy Efficiency | 1316832.0279 | 1428333.0164 | 1526858.0893 | 1595773.1188 | 1319882.0969 | 1291571.1545 | 2839834.7596 | 1823836.3511 | 1866437.512 | 1892391.7737 | 1900392.7829 | 1921060.4254 | 1930546.975
Scenario 2: High TRC | PG&E | Com | AppPlug | Com - Health | Program Administrator Cost Test | Energy Efficiency | 3640436.6187 | 3882726.0352 | 4083246.2237 | 4201676.8472 | 3416217.474 | 3336037.5314 | 7023457.7366 | 4509314.5308 | 4544465.3039 | 4538587.1808 | 4490488.4534 | 4456325.2448 | 4394833.3261
Scenario 2: High TRC | PG&E | Com | AppPlug | Com - Health | Rate Impact Measure Test | Energy Efficiency | 8446166.5519 | 9174514.5741 | 9787572.7149 | 10139061.2337 | 8457510.8892 | 7001675.1996 | 18374718.2446 | 10426048.4991 | 10341985.3309 | 10150975.8525 | 9456235.4962 | 7905722.6525 | 6181794.2343
Scenario 2: High TRC | PG&E | Com | AppPlug | Com - Health | Total Resource Cost Test | Energy Efficiency | 4144459.1545 | 4429247.9638 | 4667402.8605 | 4812357.5342 | 3921032.8942 | 3833516.7549 | 8102132.292 | 5207541.0709 | 5259162.759 | 5263446.7231 | 5218701.8759 | 5203057.9611 | 5156974.5886
Scenario 2: High TRC | PG&E | Com | AppPlug | Com - Lodging | Participant Cost Test | Energy Efficiency | 960036.9066 | 1221529.8268 | 1283301.6322 | 1335755.6247 | 1392105.6631 | 1439125.2345 | 1481899.7781 | 1518440.1567 | 1548438.7074 | 1573422.4836 | 584313.7072 | 955539.8304 | 4223537.6469
Scenario 2: High TRC | PG&E | Com | AppPlug | Com - Lodging | Program Administrator Cost Test | Energy Efficiency | 2548218.1795 | 3049804.5638 | 3152241.821 | 3227432.3908 | 3309674.1521 | 3366233.7574 | 3410692.6636 | 3438978.4444 | 3451223.5101 | 3451799.317 | 1315130.5572 | 1968930.6808 | 9078667.7595
Scenario 2: High TRC | PG&E | Com | AppPlug | Com - Lodging | Rate Impact Measure Test | Energy Efficiency | 6415158.858 | 7699310.6298 | 8051210.0161 | 8327387.8722 | 8399468.3003 | 8375819.3037 | 8302163.7535 | 8166453.4694 | 7966918.5109 | 7711541.0438 | 2717886.932 | 3465306.2422 | 12648165.8828
Scenario 2: High TRC | PG&E | Com | AppPlug | Com - Lodging | Total Resource Cost Test | Energy Efficiency | 2908189.6059 | 3531588.7342 | 3659578.9953 | 3756866.3055 | 3862671.0925 | 3939266.5189 | 4002101.4232 | 4046316.278 | 4071885.2459 | 4083709.3402 | 1537480.995 | 2372940.8809 | 10758745.8811
Scenario 2: High TRC | PG&E | Com | AppPlug | Com - Other | Participant Cost Test | Energy Efficiency | 2207.553 | 2521.6813 | 2871.0026 | 3222.5577 | 3553.0548 | 3954.8265 | 4379.9523 | 4780.0301 | 5121.6302 | 5493.7761 | 5871.4547 | 6244.5085 | 6623.2426
Scenario 2: High TRC | PG&E | Com | AppPlug | Com - Other | Program Administrator Cost Test | Energy Efficiency | 8215.9989 | 9225.8122 | 10326.0269 | 11394.7817 | 12351.8936 | 13517.8108 | 14720.3073 | 15796.7684 | 16644.0051 | 17557.1795 | 18453.8148 | 19302.7032 | 20136.9205
Scenario 2: High TRC | PG&E | Com | AppPlug | Com - Other | Rate Impact Measure Test | Energy Efficiency | 19377.1991 | 22042.0365 | 24996.7488 | 27955.3256 | 30709.6305 | 34072.8663 | 37617.5595 | 40948.8749 | 43785.4935 | 41520.6431 | 38221.6282 | 33742.3466 | 28028.1696
Scenario 2: High TRC | PG&E | Com | AppPlug | Com - Other | Total Resource Cost Test | Energy Efficiency | 8988.6424 | 10108.4007 | 11330.8778 | 12522.6769 | 13595.4628 | 14902.0001 | 16253.2906 | 17469.779 | 18436.5756 | 19480.0012 | 20508.824 | 21488.2811 | 22455.0554
Scenario 2: High TRC | PG&E | Com | BROs | Com - Lodging | Participant Cost Test | Energy Efficiency | 1852.5806 | 3808.1104 | 5858.4985 | 8029.2819 | 10348.1301 | 12815.587 | 15484.3597 | 18233.3106 | 21216.4867 | 24800.9402 | 28101.2601 | 31385.83 | 34573.9932
Scenario 2: High TRC | PG&E | Com | BROs | Com - Lodging | Program Administrator Cost Test | Energy Efficiency | 1852.5806 | 3808.1104 | 5858.4985 | 8029.2819 | 10348.1301 | 12815.587 | 15484.3597 | 18233.3106 | 21216.4867 | 24800.9402 | 28101.2601 | 31385.83 | 34573.9932
Scenario 2: High TRC | PG&E | Com | BROs | Com - Lodging | Rate Impact Measure Test | Energy Efficiency | 1852.5806 | 3808.1104 | 5858.4985 | 8029.2819 | 10348.1301 | 12815.587 | 15484.3597 | 18233.3106 | 21216.4867 | 24800.9402 | 28101.2601 | 31385.83 | 34573.9932
Scenario 2: High TRC | PG&E | Com | BROs | Com - Lodging | Total Resource Cost Test | Energy Efficiency | 1852.5806 | 3808.1104 | 5858.4985 | 8029.2819 | 10348.1301 | 12815.587 | 15484.3597 | 18233.3106 | 21216.4867 | 24800.9402 | 28101.2601 | 31385.83 | 34573.9932
Scenario 2: High TRC | PG&E | Com | BROs | Com - Other | Participant Cost Test | Energy Efficiency | 7145.7344 | 15447.7819 | 24800.712 | 35049.6924 | 46805.4297 | 60685.6361 | 75688.9366 | 88840.1548 | 104813.6833 | 123998.9484 | 142294.3965 | 160843.6285 | 178184.2275
Scenario 2: High TRC | PG&E | Com | BROs | Com - Other | Program Administrator Cost Test | Energy Efficiency | 7145.7344 | 15447.7819 | 24800.712 | 35049.6924 | 46805.4297 | 60685.6361 | 75688.9366 | 88840.1548 | 104813.6833 | 123998.9484 | 142294.3965 | 160843.6285 | 178184.2275
Scenario 2: High TRC | PG&E | Com | BROs | Com - Other | Rate Impact Measure Test | Energy Efficiency | 7145.7344 | 15447.7819 | 24800.712 | 35049.6924 | 46805.4297 | 60685.6361 | 75688.9366 | 88840.1548 | 104813.6833 | 123998.9484 | 142294.3965 | 160843.6285 | 178184.2275
Scenario 2: High TRC | PG&E | Com | BROs | Com - Other | Total Resource Cost Test | Energy Efficiency | 7145.7344 | 15447.7819 | 24800.712 | 35049.6924 | 46805.4297 | 60685.6361 | 75688.9366 | 88840.1548 | 104813.6833 | 123998.9484 | 142294.3965 | 160843.6285 | 178184.2275
Scenario 2: High TRC | PG&E | Com | BROs | Com - Retail | Participant Cost Test | Energy Efficiency | 9249.8275 | 18816.2903 | 28649.0331 | 38858.5421 | 49543.5676 | 60733.738 | 72749.9769 | 86591.1179 | 99700.532 | 115303.4206 | 129252.5623 | 142827.0654 | 158748.6874
Scenario 2: High TRC | PG&E | Com | BROs | Com - Retail | Program Administrator Cost Test | Energy Efficiency | 9249.8275 | 18816.2903 | 28649.0331 | 38858.5421 | 49543.5676 | 60733.738 | 72749.9769 | 86591.1179 | 99700.532 | 115303.4206 | 129252.5623 | 142827.0654 | 158748.6874
Scenario 2: High TRC | PG&E | Com | BROs | Com - Retail | Rate Impact Measure Test | Energy Efficiency | 9249.8275 | 18816.2903 | 28649.0331 | 38858.5421 | 49543.5676 | 60733.738 | 72749.9769 | 86591.1179 | 99700.532 | 115303.4206 | 129252.5623 | 142827.0654 | 158748.6874
Scenario 2: High TRC | PG&E | Com | BROs | Com - Retail | Total Resource Cost Test | Energy Efficiency | 9249.8275 | 18816.2903 | 28649.0331 | 38858.5421 | 49543.5676 | 60733.738 | 72749.9769 | 86591.1179 | 99700.532 | 115303.4206 | 129252.5623 | 142827.0654 | 158748.6874
Scenario 2: High TRC | PG&E | Com | BldgEnv | Com - College | Participant Cost Test | Energy Efficiency | 494.456 | 492.004 | 559.4863 | 598.4237 | 632.5794 | 663.0392 | 702.466 | 732.5917 | 841.2509 | 878.6933 | 906.5492 | 907.3332 | 922.4301
Scenario 2: High TRC | PG&E | Com | BldgEnv | Com - College | Program Administrator Cost Test | Energy Efficiency | 231.2626 | 233.5178 | 255.266 | 268.4271 | 278.1751 | 285.4138 | 296.7253 | 303.0686 | 332.4953 | 341.6916 | 347.01 | 340.4369 | 341.712
Scenario 2: High TRC | PG&E | Com | BldgEnv | Com - College | Rate Impact Measure Test | Energy Efficiency | 1231.197 | 1229.5699 | 1279.8728 | 1294.269 | 1281.5825 | 1246.6879 | 1218.6314 | 1148.3569 | 1135.6353 | 1031.0053 | 895.5631 | 715.4152 | 538.6733
Scenario 2: High TRC | PG&E | Com | BldgEnv | Com - College | Total Resource Cost Test | Energy Efficiency | 551.564 | 550.2667 | 617.7751 | 656.423 | 688.5859 | 715.8521 | 752.9276 | 778.9755 | 882.2563 | 915.7011 | 938.84 | 932.307 | 942.7042
Scenario 2: High TRC | PG&E | Com | BldgEnv | Com - Grocery | Participant Cost Test | Energy Efficiency | 1278.0871 | 1292.968 | 1316.523 | 1355.8207 | 1388.0018 | 1431.9756 | 1474.5145 | 1518.1659 | 1553.0753 | 1590.3557 | 1629.6449 | 1667.8642 | 1709.4373
Scenario 2: High TRC | PG&E | Com | BldgEnv | Com - Grocery | Program Administrator Cost Test | Energy Efficiency | 418.4257 | 431.117 | 447.3667 | 467.542 | 482.8104 | 503.083 | 521.433 | 539.1951 | 551.654 | 564.3433 | 577.0719 | 588.4352 | 600.4676
Scenario 2: High TRC | PG&E | Com | BldgEnv | Com - Grocery | Rate Impact Measure Test | Energy Efficiency | 2081.4607 | 2123.498 | 2167.8244 | 2204.8085 | 2196.9527 | 2188.5972 | 2145.4788 | 2050.061 | 1895.5801 | 1711.979 | 1496.0621 | 1241.0833 | 948.6714
Scenario 2: High TRC | PG&E | Com | BldgEnv | Com - Grocery | Total Resource Cost Test | Energy Efficiency | 1242.1381 | 1263.437 | 1294.0626 | 1339.5859 | 1375.618 | 1424.2476 | 1470.0293 | 1515.9377 | 1550.9117 | 1587.642 | 1625.7044 | 1661.7124 | 1700.5493
Scenario 2: High TRC | PG&E | Com | BldgEnv | Com - Health | Participant Cost Test | Energy Efficiency | 85533.7454 | 90345.9106 | 125649.7235 | 122927.0724 | 115268.747 | 136785.2417 | 117718.0575 | 96379.6269 | 74442.5022 | 53282.892 | 33858.9175 | 16780.6388 | 3521.6351
Scenario 2: High TRC | PG&E | Com | BldgEnv | Com - Health | Program Administrator Cost Test | Energy Efficiency | 34611.1625 | 35850.1114 | 49170.2495 | 47200.6616 | 43432.1334 | 48922.5378 | 41429.2963 | 33445.6975 | 25554.6033 | 18199.0536 | 11660.3094 | 6152.9311 | 2067.3588
Scenario 2: High TRC | PG&E | Com | BldgEnv | Com - Health | Rate Impact Measure Test | Energy Efficiency | 117011.6909 | 122596.6241 | 176190.6757 | 171234.1491 | 159518.3844 | 179473.8496 | 153766.3691 | 117862.0197 | 81617.6356 | 51496.078 | 28313.633 | 12212.7053 | 3115.0477
Scenario 2: High TRC | PG&E | Com | BldgEnv | Com - Health | Total Resource Cost Test | Energy Efficiency | 89672.9885 | 94000.4211 | 131922.4921 | 128133.4448 | 119282.1872 | 140282.13 | 120018.2337 | 97750.8123 | 75182.5691 | 53676.8506 | 34154.4821 | 17234.3655 | 4334.6349
Scenario 2: High TRC | PG&E | Com | BldgEnv | Com - Lodging | Participant Cost Test | Energy Efficiency | 117068.0017 | 112942.3916 | 103858.133 | 90637.6363 | 74607.3434 | 57231.1749 | 39909.3557 | 23708.9196 | 9298.0703 | 1729.345 | 1765.2378 | 1803.12 | 1839.9234
Scenario 2: High TRC | PG&E | Com | BldgEnv | Com - Lodging | Program Administrator Cost Test | Energy Efficiency | 78801.2564 | 74653.385 | 67477.4171 | 57959.1309 | 47093.2281 | 35806.8687 | 24983.9733 | 15221.6957 | 6842.337 | 2652.9974 | 2692.5893 | 2732.9892 | 2767.8353
Scenario 2: High TRC | PG&E | Com | BldgEnv | Com - Lodging | Rate Impact Measure Test | Energy Efficiency | 262423.3332 | 251969.1773 | 231033.5081 | 201249.6165 | 165768.7839 | 127587.6774 | 89855.5396 | 51828.2721 | 20965.5425 | 7222.2353 | 6333.7702 | 5314.5144 | 4138.2913
Scenario 2: High TRC | PG&E | Com | BldgEnv | Com - Lodging | Total Resource Cost Test | Energy Efficiency | 157097.9779 | 150176.6674 | 136908.0766 | 118530.473 | 96927.4631 | 74007.7371 | 51592.1317 | 30991.379 | 12973.9933 | 3766.4104 | 3829.1271 | 3893.9442 | 3952.5016
Scenario 2: High TRC | PG&E | Com | BldgEnv | Com - Office (Large) | Participant Cost Test | Energy Efficiency | 8112.4736 | 8351.785 | 8639.6628 | 8866.1884 | 9123.3132 | 9340.3725 | 9585.8596 | 9746.8112 | 9828.5731 | 9967.7485 | 10075.1489 | 10179.7742 | 10286.6891
Scenario 2: High TRC | PG&E | Com | BldgEnv | Com - Office (Large) | Program Administrator Cost Test | Energy Efficiency | 3367.0814 | 3470.2441 | 3592.9661 | 3675.8308 | 3769.0066 | 3835.7149 | 3911.6619 | 3940.7887 | 3928.3627 | 3941.1892 | 3936.5853 | 3928.7215 | 3920.0475
Scenario 2: High TRC | PG&E | Com | BldgEnv | Com - Office (Large) | Rate Impact Measure Test | Energy Efficiency | 17795.7723 | 17891.4944 | 17995.4667 | 17762.6663 | 17445.2618 | 16848.3712 | 16137.6625 | 14987.0874 | 13501.4626 | 11958.0294 | 10207.0459 | 8287.0141 | 6193.6105
Scenario 2: High TRC | PG&E | Com | BldgEnv | Com - Office (Large) | Total Resource Cost Test | Energy Efficiency | 8585.1264 | 8842.6547 | 9150.9905 | 9379.9446 | 9638.9091 | 9845.5977 | 10079.8259 | 10212.7839 | 10253.1833 | 10355.8046 | 10420.5274 | 10480.2022 | 10540.5408
Scenario 2: High TRC | PG&E | Com | BldgEnv | Com - Office (Small) | Participant Cost Test | Energy Efficiency | 2040.1121 | 2084.0772 | 2133.2855 | 1069.0725 | 13925.5716 | 2156.3169 | 2199.7556 | 2241.6413 | 2278.3137 | 2316.6761 | 2355.5156 | 2394.4928 | 2434.4412
Scenario 2: High TRC | PG&E | Com | BldgEnv | Com - Office (Small) | Program Administrator Cost Test | Energy Efficiency | 678.2328 | 703.4307 | 729.9492 | 163.5611 | 6863.6822 | 735.8181 | 754.2271 | 770.5152 | 783.0434 | 795.2734 | 806.6563 | 817.087 | 826.9858
Scenario 2: High TRC | PG&E | Com | BldgEnv | Com - Office (Small) | Rate Impact Measure Test | Energy Efficiency | 3413.734 | 3484.1477 | 3541.1135 | 628.1836 | 32238.647 | 3194.0549 | 3100.6592 | 2928.6782 | 2689.9419 | 2411.9372 | 2090.8203 | 1723.0455 | 1306.398
Scenario 2: High TRC | PG&E | Com | BldgEnv | Com - Office (Small) | Total Resource Cost Test | Energy Efficiency | 1989.6088 | 2043.2777 | 2101.5682 | 849.8867 | 15829.7478 | 2122.4926 | 2168.9458 | 2212.2747 | 2248.4839 | 2285.4812 | 2321.937 | 2357.5287 | 2393.214
Scenario 2: High TRC | PG&E | Com | BldgEnv | Com - Other | Participant Cost Test | Energy Efficiency | 2451.4284 | 2468.7288 | 2494.8587 | 2517.9398 | 2533.6808 | 2568.3412 | 2609.2213 | 2642.1591 | 2654.7567 | 2680.0071 | 2707.8818 | 2733.9427 | 2764.7046
Scenario 2: High TRC | PG&E | Com | BldgEnv | Com - Other | Program Administrator Cost Test | Energy Efficiency | 686.3015 | 703.769 | 724.2864 | 741.4539 | 753.2803 | 773.4647 | 795.1522 | 811.2718 | 816.1875 | 826.1145 | 836.1286 | 844.2211 | 853.4022
Scenario 2: High TRC | PG&E | Com | BldgEnv | Com - Other | Rate Impact Measure Test | Energy Efficiency | 3293.8172 | 3349.6129 | 3402.4507 | 3411.2745 | 3366.8105 | 3329.7616 | 3263.6147 | 3085.6227 | 2805.56 | 2506.9635 | 2168.3966 | 1781.0969 | 1348.569
Scenario 2: High TRC | PG&E | Com | BldgEnv | Com - Other | Total Resource Cost Test | Energy Efficiency | 2261.8387 | 2290.5697 | 2328.0225 | 2360.1553 | 2382.2168 | 2424.8176 | 2472.9236 | 2510.3426 | 2523.4551 | 2549.7247 | 2577.7691 | 2602.7234 | 2631.7937
Scenario 2: High TRC | PG&E | Com | BldgEnv | Com - Refrig. Warehouse | Participant Cost Test | Energy Efficiency | 362.6082 | 383.564 | 403.7016 | 422.8331 | 440.6668 | 457.557 | 470.5416 | 482.3362 | 490.148 | 498.1222 | 504.8684 | 512.2165 | 520.3693
Scenario 2: High TRC | PG&E | Com | BldgEnv | Com - Refrig. Warehouse | Program Administrator Cost Test | Energy Efficiency | 194.2961 | 204.5949 | 213.0722 | 219.5689 | 223.9825 | 226.6653 | 226.393 | 224.921 | 221.2442 | 217.7142 | 213.8818 | 210.735 | 208.3956
Scenario 2: High TRC | PG&E | Com | BldgEnv | Com - Refrig. Warehouse | Rate Impact Measure Test | Energy Efficiency | 921.0257 | 951.3324 | 971.207 | 978.267 | 971.0865 | 949.477 | 907.146 | 838.5151 | 748.7019 | 653.1782 | 550.4326 | 442.6239 | 328.6976
Scenario 2: High TRC | PG&E | Com | BldgEnv | Com - Refrig. Warehouse | Total Resource Cost Test | Energy Efficiency | 430.2265 | 454.2367 | 475.8201 | 494.6786 | 510.5127 | 523.9051 | 531.7381 | 537.5392 | 538.5326 | 539.7667 | 539.92 | 541.175 | 543.7934
Scenario 2: High TRC | PG&E | Com | BldgEnv | Com - Restaurant | Participant Cost Test | Energy Efficiency | 662.6008 | 668.2903 | 678.5253 | 688.5828 | 698.3813 | 707.8935 | 719.7794 | 730.4299 | 740.0179 | 750.9029 | 761.2952 | 297.9643 | 5697.5071
Scenario 2: High TRC | PG&E | Com | BldgEnv | Com - Restaurant | Program Administrator Cost Test | Energy Efficiency | 204.1966 | 208.5106 | 214.8428 | 220.5921 | 225.7614 | 230.2823 | 235.6776 | 240.0402 | 243.5141 | 247.2605 | 250.4359 | 38.9304 | 2439.4885
Scenario 2: High TRC | PG&E | Com | BldgEnv | Com - Restaurant | Rate Impact Measure Test | Energy Efficiency | 1007.6246 | 1014.7545 | 1027.2026 | 1028.6312 | 1018.7671 | 996.2772 | 967.9441 | 912.2573 | 836.4126 | 749.7955 | 649.0281 | 81.8089 | 3855.0537
Scenario 2: High TRC | PG&E | Com | BldgEnv | Com - Restaurant | Total Resource Cost Test | Energy Efficiency | 630.0847 | 638.0901 | 651.0373 | 663.2851 | 674.7852 | 685.4717 | 698.5394 | 709.7775 | 719.4416 | 730.2129 | 740.095 | 230.29 | 6108.2023
Scenario 2: High TRC | PG&E | Com | BldgEnv | Com - Retail | Participant Cost Test | Energy Efficiency | 2612.8387 | 2765.6665 | 2589.2082 | 1210.7505 | 19350.364 | 2963.6675 | 3286.0771 | 62293.7864 | 3587.4212 | 3641.8088 | 3705.2251 | 3770.7791 | 3877.8137
Scenario 2: High TRC | PG&E | Com | BldgEnv | Com - Retail | Program Administrator Cost Test | Energy Efficiency | 1011.279 | 1074.1662 | 1041.8941 | 226.9227 | 9668.4431 | 1123.6576 | 1275.1599 | 10854.6863 | 1373.7026 | 1394.0475 | 1416.802 | 1438.1426 | 1469.9355
Scenario 2: High TRC | PG&E | Com | BldgEnv | Com - Retail | Rate Impact Measure Test | Energy Efficiency | 5122.5167 | 5338.5336 | 5194.2626 | 850.5726 | 45395.7532 | 4863.2932 | 5237.1657 | 46930.0956 | 4709.6741 | 4223.549 | 3671.0667 | 3033.0515 | 2322.4556
Scenario 2: High TRC | PG&E | Com | BldgEnv | Com - Retail | Total Resource Cost Test | Energy Efficiency | 2709.3196 | 2871.2298 | 2707.995 | 1021.3087 | 22143.9329 | 3043.0489 | 3401.4073 | 54277.7361 | 3695.1843 | 3746.3943 | 3806.1889 | 3866.4218 | 3965.8316
Scenario 2: High TRC | PG&E | Com | BldgEnv | Com - School | Participant Cost Test | Energy Efficiency | 2400.6112 | 2477.9724 | 2554.0142 | 2621.9738 | 2671.5954 | 2729.886 | 2779.0624 | 2832.5878 | 2882.0324 | 2933.2589 | 2983.7975 | 3043.8331 | 3093.7348
Scenario 2: High TRC | PG&E | Com | BldgEnv | Com - School | Program Administrator Cost Test | Energy Efficiency | 953.0318 | 989.3615 | 1022.7217 | 1049.7212 | 1065.3986 | 1084.1639 | 1096.9192 | 1110.5878 | 1121.0605 | 1131.2751 | 1140.0993 | 1152.2205 | 1158.7217
Scenario 2: High TRC | PG&E | Com | BldgEnv | Com - School | Rate Impact Measure Test | Energy Efficiency | 4992.8056 | 5065.447 | 5093.4372 | 5050.8056 | 4915.0765 | 4752.6989 | 4522.4143 | 4223.1078 | 3852.5847 | 3432.1105 | 2955.9093 | 2430.2946 | 1830.6999
Scenario 2: High TRC | PG&E | Com | BldgEnv | Com - School | Total Resource Cost Test | Energy Efficiency | 2496.8515 | 2583.0864 | 2665.4927 | 2736.3285 | 2784.0302 | 2840.4007 | 2884.8892 | 2933.0888 | 2975.4622 | 3018.7231 | 3060.1492 | 3110.9877 | 3149.6799
Scenario 2: High TRC | PG&E | Com | BldgEnv | Com - Warehouse | Participant Cost Test | Energy Efficiency | 310151.0873 | 310315.6492 | 297244.3804 | 271837.2814 | 236457.3308 | 194477.793 | 149508.9543 | 104870.2799 | 62977.9023 | 25441.0199 | 6836.6227 | 6893.9178 | 6959.4197
Scenario 2: High TRC | PG&E | Com | BldgEnv | Com - Warehouse | Program Administrator Cost Test | Energy Efficiency | 209326.2395 | 205597.2809 | 193482.0888 | 174070.0024 | 149234.8089 | 121364.2476 | 92739.9582 | 65420.382 | 40637.1384 | 19254.1847 | 9121.3902 | 9173.3637 | 9231.2495
Scenario 2: High TRC | PG&E | Com | BldgEnv | Com - Warehouse | Rate Impact Measure Test | Energy Efficiency | 698381.6788 | 694998.0581 | 663261.2913 | 605021.9483 | 525664.7284 | 432735.8979 | 334016.3466 | 223514.2805 | 125764.6909 | 52502.5882 | 21455.0073 | 17837.5029 | 13801.5621
Scenario 2: High TRC | PG&E | Com | BldgEnv | Com - Warehouse | Total Resource Cost Test | Energy Efficiency | 416817.8454 | 413174.3103 | 392277.3105 | 355822.3981 | 307270.3503 | 251271.1883 | 192527.1292 | 135318.4063 | 82494.6395 | 35993.2334 | 13522.7518 | 13611.6735 | 13711.7913
Scenario 2: High TRC | PG&E | Com | ComRefrig | Com - College | Participant Cost Test | Energy Efficiency | 892.6324 | 577.2656 | 339.085 | 176.6954 | 100.0199 | 66.2467 | 47.3862 | 45.2534 | 43.2167 | 41.2719 | 39.4148 | 37.6414 | 35.9479
Scenario 2: High TRC | PG&E | Com | ComRefrig | Com - College | Program Administrator Cost Test | Energy Efficiency | 298.2114 | 190.9291 | 111.23 | 57.7689 | 32.0809 | 20.3119 | 13.8447 | 12.9604 | 12.1326 | 11.3577 | 10.6324 | 9.9534 | 9.3178
Scenario 2: High TRC | PG&E | Com | ComRefrig | Com - College | Rate Impact Measure Test | Energy Efficiency | 3264.2323 | 1996.9185 | 1108.826 | 544.8942 | 283.9496 | 166.6738 | 103.9884 | 87.603 | 72.3206 | 57.9019 | 44.4207 | 31.7438 | 19.8788
Scenario 2: High TRC | PG&E | Com | ComRefrig | Com - College | Total Resource Cost Test | Energy Efficiency | 858.0261 | 553.3809 | 324.3347 | 168.8586 | 95.0993 | 62.2554 | 43.9961 | 41.8116 | 39.7387 | 37.7714 | 35.9042 | 34.1319 | 32.4495
Scenario 2: High TRC | PG&E | Com | ComRefrig | Com - Grocery | Participant Cost Test | Energy Efficiency | 658682.2974 | 327702.1664 | 160380.2132 | 93514.2231 | 59517.4916 | 56839.3743 | 54281.9876 | 51839.8783 | 49507.8405 | 47280.9034 | 45154.3213 | 43123.5632 | 41184.303
Scenario 2: High TRC | PG&E | Com | ComRefrig | Com - Grocery | Program Administrator Cost Test | Energy Efficiency | 223573.98 | 111482.8107 | 54161.8848 | 30095.557 | 18083.2391 | 16928.3832 | 15847.3493 | 14835.4141 | 13888.1565 | 13001.4388 | 12171.3882 | 11394.3797 | 10667.0208
Scenario 2: High TRC | PG&E | Com | ComRefrig | Com - Grocery | Rate Impact Measure Test | Energy Efficiency | 2447248.2158 | 1165993.6801 | 539927.2703 | 283870.6435 | 160055.7071 | 138909.5453 | 119030.0857 | 100276.7709 | 82785.2136 | 66281.6417 | 50850.5014 | 36339.5214 | 22757.2621
Scenario 2: High TRC | PG&E | Com | ComRefrig | Com - Grocery | Total Resource Cost Test | Energy Efficiency | 635898.9967 | 316564.3609 | 154617.4815 | 88992.8693 | 55802.2481 | 53024.5382 | 50389.0641 | 47888.3152 | 45515.1904 | 43262.9745 | 41125.3174 | 39096.213 | 37169.98
Scenario 2: High TRC | PG&E | Com | ComRefrig | Com - Health | Participant Cost Test | Energy Efficiency | 0 | 0 | 0 | 0 | 0 | 0 | 0 | 0 | 0 | 0 | 0 | 0 | 0
Scenario 2: High TRC | PG&E | Com | ComRefrig | Com - Health | Program Administrator Cost Test | Energy Efficiency | 0 | 0 | 0 | 0 | 0 | 0 | 0 | 0 | 0 | 0 | 0 | 0 | 0
Scenario 2: High TRC | PG&E | Com | ComRefrig | Com - Health | Rate Impact Measure Test | Energy Efficiency | 0 | 0 | 0 | 0 | 0 | 0 | 0 | 0 | 0 | 0 | 0 | 0 | 0
Scenario 2: High TRC | PG&E | Com | ComRefrig | Com - Health | Total Resource Cost Test | Energy Efficiency | 0 | 0 | 0 | 0 | 0 | 0 | 0 | 0 | 0 | 0 | 0 | 0 | 0
Scenario 2: High TRC | PG&E | Com | ComRefrig | Com - Refrig. Warehouse | Participant Cost Test | Energy Efficiency | 1920.6963 | 1189.9561 | 662.0024 | 314.9927 | 200.2303 | 130.6024 | 111.7522 | 106.7228 | 101.9201 | 97.334 | 92.9547 | 88.7727 | 84.7793
Scenario 2: High TRC | PG&E | Com | ComRefrig | Com - Refrig. Warehouse | Program Administrator Cost Test | Energy Efficiency | 642.9854 | 394.5304 | 217.9341 | 103.833 | 63.5737 | 39.384 | 32.6449 | 30.5599 | 28.6081 | 26.7811 | 25.0709 | 23.47 | 21.9714
Scenario 2: High TRC | PG&E | Com | ComRefrig | Com - Refrig. Warehouse | Rate Impact Measure Test | Energy Efficiency | 7038.1392 | 4126.3761 | 2172.5341 | 979.3855 | 562.6941 | 323.1736 | 245.1974 | 206.5627 | 170.5284 | 136.5305 | 104.7428 | 74.8516 | 46.8742
Scenario 2: High TRC | PG&E | Com | ComRefrig | Com - Refrig. Warehouse | Total Resource Cost Test | Energy Efficiency | 1847.2633 | 1141.4683 | 633.813 | 301.6861 | 189.872 | 122.2176 | 103.7529 | 98.6019 | 93.7139 | 89.075 | 84.6722 | 80.493 | 76.5258
Scenario 2: High TRC | PG&E | Com | ComRefrig | Com - Restaurant | Participant Cost Test | Energy Efficiency | 23277.3826 | 11913.0364 | 5805.6267 | 3464.3362 | 2064.6297 | 1971.7249 | 1883.0085 | 1798.2912 | 1717.3923 | 1640.1396 | 1566.3682 | 1495.9211 | 1428.6481
Scenario 2: High TRC | PG&E | Com | ComRefrig | Com - Restaurant | Program Administrator Cost Test | Energy Efficiency | 7896.8747 | 4046.3002 | 1964.217 | 1120.1797 | 627.3244 | 587.2606 | 549.7579 | 514.6524 | 481.7907 | 451.0292 | 422.2337 | 395.2782 | 370.0452
Scenario 2: High TRC | PG&E | Com | ComRefrig | Com - Restaurant | Rate Impact Measure Test | Energy Efficiency | 86439.4527 | 42320.0707 | 19580.8241 | 10565.8826 | 5552.4813 | 4818.8953 | 4129.2542 | 3478.6816 | 2871.8819 | 2299.3577 | 1764.0382 | 1260.641 | 789.4629
Scenario 2: High TRC | PG&E | Com | ComRefrig | Com - Restaurant | Total Resource Cost Test | Energy Efficiency | 22469.0483 | 11503.0885 | 5599.8381 | 3300.9484 | 1935.7706 | 1839.4099 | 1747.9835 | 1661.231 | 1578.9059 | 1500.7754 | 1426.619 | 1356.2285 | 1289.4068
Scenario 2: High TRC | PG&E | Com | ComRefrig | Com - Retail | Participant Cost Test | Energy Efficiency | 304155.2297 | 156003.0886 | 28639.5919 | 58726.9822 | 34844.0475 | 25108.5524 | 23978.9864 | 22900.3301 | 21870.2847 | 20886.6552 | 19947.3462 | 19050.3568 | 18193.7767
Scenario 2: High TRC | PG&E | Com | ComRefrig | Com - Retail | Program Administrator Cost Test | Energy Efficiency | 103068.7289 | 52847.1364 | 9046.9688 | 19311.3377 | 10883.7723 | 7476.3442 | 6998.9566 | 6552.0801 | 6133.7628 | 5742.1779 | 5375.6153 | 5032.4747 | 4711.258
Scenario 2: High TRC | PG&E | Com | ComRefrig | Com - Retail | Rate Impact Measure Test | Energy Efficiency | 1128193.7325 | 552725.8116 | 90187.1338 | 182150.5369 | 96332.8452 | 61348.7749 | 52569.4476 | 44287.3674 | 36562.4384 | 29273.7584 | 22458.6327 | 16049.8181 | 10051.1038
Scenario 2: High TRC | PG&E | Com | ComRefrig | Com - Retail | Total Resource Cost Test | Energy Efficiency | 293502.1999 | 150525.4402 | 27121.8991 | 56209.1907 | 32901.2878 | 23422.0376 | 22258.053 | 21153.5631 | 20105.4324 | 19110.696 | 18166.5498 | 17270.3419 | 16419.5637
Scenario 2: High TRC | PG&E | Com | ComRefrig | Com - School | Participant Cost Test | Energy Efficiency | 79.5633 | 73.5504 | 70.2443 | 67.0871 | 64.072 | 61.1927 | 58.443 | 55.8171 | 53.3094 | 50.9145 | 48.6275 | 46.4433 | 44.3574
Scenario 2: High TRC | PG&E | Com | ComRefrig | Com - School | Program Administrator Cost Test | Energy Efficiency | 26.2212 | 23.6721 | 22.1615 | 20.7473 | 19.4235 | 18.1843 | 17.0241 | 15.9381 | 14.9214 | 13.9696 | 13.0786 | 12.2445 | 11.4636
Scenario 2: High TRC | PG&E | Com | ComRefrig | Com - School | Rate Impact Measure Test | Energy Efficiency | 287.0182 | 247.5854 | 220.9226 | 195.6954 | 171.9187 | 149.2149 | 127.869 | 107.73 | 88.9441 | 71.2174 | 54.6407 | 39.0506 | 24.4566
Scenario 2: High TRC | PG&E | Com | ComRefrig | Com - School | Total Resource Cost Test | Energy Efficiency | 76.1977 | 69.9955 | 66.5 | 63.1841 | 60.0384 | 57.0539 | 54.222 | 51.5346 | 48.9842 | 46.5636 | 44.2659 | 42.0847 | 40.014
Scenario 2: High TRC | PG&E | Com | FoodServ | Com - College | Participant Cost Test | Energy Efficiency | 266376.1741 | 276178.2111 | 281963.502 | 308192.2301 | 303788.0951 | 312614.9582 | 322451.8693 | 331240.3971 | 341546.8721 | 351578.8943 | 361404.6583 | 370061.7108 | 380164.3598
Scenario 2: High TRC | PG&E | Com | FoodServ | Com - College | Participant Cost Test | Fuel Substitution | 1610.5429 | 1766.8936 | 1919.5166 | 2036.7525 | 2138.8154 | 2217.622 | 2283.3776 | 2389.2158 | 2498.2528 | 2619.9052 | 2758.7825 | 2904.5257 | 3069.9006
Scenario 2: High TRC | PG&E | Com | FoodServ | Com - College | Program Administrator Cost Test | Energy Efficiency | 207548.8484 | 212385.2335 | 213314.6424 | 232720.1091 | 223901.1154 | 226910.824 | 230518.1957 | 233052.0742 | 236582.7722 | 239692.2656 | 242460.9182 | 244201.76 | 246858.8792
Scenario 2: High TRC | PG&E | Com | FoodServ | Com - College | Program Administrator Cost Test | Fuel Substitution | 1689.4912 | 1946.2066 | 2228.082 | 2507.6725 | 2811.1862 | 3144.4 | 3474.0776 | 3897.2468 | 4353.1206 | 4882.8867 | 5525.0957 | 6230.1503 | 7026.601
Scenario 2: High TRC | PG&E | Com | FoodServ | Com - College | Rate Impact Measure Test | Energy Efficiency | 788225.0698 | 813701.4372 | 795277.3618 | 821192.2136 | 764114.8424 | 733852.1102 | 700121.4364 | 657325.8047 | 611047.5916 | 556414.2775 | 493273.9251 | 420018.341 | 339700.7451
Scenario 2: High TRC | PG&E | Com | FoodServ | Com - College | Rate Impact Measure Test | Fuel Substitution | 1723.4333 | 1990.8457 | 2278.114 | 2562.7037 | 2870.4145 | 3207.3559 | 3539.3532 | 3963.2831 | 4417.3158 | 4942.8076 | 5577.1113 | 6270.347 | 7049.7159
Scenario 2: High TRC | PG&E | Com | FoodServ | Com - College | Total Resource Cost Test | Energy Efficiency | 333626.1954 | 343521.3608 | 347841.6953 | 379325.9379 | 369689.6901 | 377553.3112 | 386523.521 | 394003.003 | 403219.0505 | 411933.0379 | 420248.7437 | 427022.3793 | 435425.8548
Scenario 2: High TRC | PG&E | Com | FoodServ | Com - College | Total Resource Cost Test | Fuel Substitution | 2134.2532 | 2460.0874 | 2822.4146 | 3180.5811 | 3566.4209 | 3985.9809 | 4406.9136 | 4951.7442 | 5543.5974 | 6236.0943 | 7068.8085 | 7991.9283 | 9039.191
Scenario 2: High TRC | PG&E | Com | FoodServ | Com - Grocery | Participant Cost Test | Energy Efficiency | 1480016.4725 | 1539595.4195 | 1600153.987 | 1659997.6215 | 1716616.9584 | 1777077.9095 | 1837144.7369 | 1896651.2479 | 1954013.6198 | 2012682.9017 | 2072962.9969 | 2134493.9942 | 2198693.8354
Scenario 2: High TRC | PG&E | Com | FoodServ | Com - Grocery | Participant Cost Test | Fuel Substitution | 15518.8409 | 16976.2938 | 18342.7285 | 19451.693 | 20415.2676 | 21151.6636 | 21762.2533 | 22405.9538 | 23036.4853 | 23626.6216 | 24267.6805 | 24918.5088 | 25687.3954
Scenario 2: High TRC | PG&E | Com | FoodServ | Com - Grocery | Program Administrator Cost Test | Energy Efficiency | 1432107.2329 | 1473026.3711 | 1512869.123 | 1550016.2105 | 1582124.9534 | 1615740.02 | 1647286.7204 | 1676845.0613 | 1703037.3931 | 1729166.737 | 1755523.0662 | 1781800.4371 | 1809173.3275
Scenario 2: High TRC | PG&E | Com | FoodServ | Com - Grocery | Program Administrator Cost Test | Fuel Substitution | 16321.5479 | 18784.0497 | 21417.9149 | 24068.7763 | 26928.0905 | 30040.5714 | 33080.6545 | 36401.3067 | 39815.6074 | 43466.7976 | 47692.2311 | 52083.2052 | 56826.6179
Scenario 2: High TRC | PG&E | Com | FoodServ | Com - Grocery | Rate Impact Measure Test | Energy Efficiency | 4528183.9768 | 4687086.2808 | 4704943.97 | 4641677.7342 | 4534099.606 | 4402581.1719 | 4233703.962 | 4025380.5622 | 3772547.2288 | 3479912.2209 | 3144474.6719 | 2761529.879 | 2327947.4534
Scenario 2: High TRC | PG&E | Com | FoodServ | Com - Grocery | Rate Impact Measure Test | Fuel Substitution | 16441.5794 | 18941.2919 | 21593.426 | 24260.989 | 27134.0194 | 30258.3895 | 33305.333 | 36627.3516 | 40034.0984 | 43669.5305 | 47867.1212 | 52217.4579 | 56903.2818
Scenario 2: High TRC | PG&E | Com | FoodServ | Com - Grocery | Total Resource Cost Test | Energy Efficiency | 2019737.6451 | 2084807.6455 | 2149555.0022 | 2211708.7846 | 2267971.9712 | 2327869.2246 | 2385875.8985 | 2441932.2819 | 2494030.3344 | 2546786.6101 | 2600601.5231 | 2655023.8033 | 2711828.6931
Scenario 2: High TRC | PG&E | Com | FoodServ | Com - Grocery | Total Resource Cost Test | Fuel Substitution | 20896.7036 | 24072.0612 | 27501.1974 | 30953.9806 | 34649.4008 | 38632.0912 | 42582.1706 | 46934.8939 | 51455.4157 | 56323.5732 | 61884.3166 | 67735.1141 | 74084.796
Scenario 2: High TRC | PG&E | Com | FoodServ | Com - Health | Participant Cost Test | Energy Efficiency | 612660.5486 | 636873.0111 | 667138.0162 | 689429.7694 | 714346.6632 | 732689.3775 | 779258.4628 | 789240.7951 | 812975.7117 | 834808.0442 | 854654.5089 | 881129.308 | 908535.2575
Scenario 2: High TRC | PG&E | Com | FoodServ | Com - Health | Participant Cost Test | Fuel Substitution | 4315.9279 | 4790.7877 | 5245.6624 | 5627.8293 | 6027.3881 | 6377.812 | 6718.3639 | 7044.0575 | 7373.7424 | 7688.6299 | 8020.0809 | 8364.3592 | 8756.8307
Scenario 2: High TRC | PG&E | Com | FoodServ | Com - Health | Program Administrator Cost Test | Energy Efficiency | 589590.9977 | 605417.1092 | 626411.62 | 638655.6677 | 652748.4196 | 660134.8242 | 691717.1129 | 690542.5506 | 700785.1523 | 708801.7796 | 714640.7736 | 725958.1764 | 737567.2346
Scenario 2: High TRC | PG&E | Com | FoodServ | Com - Health | Program Administrator Cost Test | Fuel Substitution | 4641.2334 | 5409.3929 | 6237.7131 | 7083.7332 | 8076.7723 | 9190.6231 | 10351.4933 | 11591.5722 | 12905.4825 | 14322.3643 | 15963.5877 | 17719.6349 | 19659.7024
Scenario 2: High TRC | PG&E | Com | FoodServ | Com - Health | Rate Impact Measure Test | Energy Efficiency | 1977976.9211 | 2046775.3373 | 2064867.4035 | 2026893.9725 | 1982736.9994 | 1908156.843 | 1877093.9171 | 1751641.8022 | 1635953.9983 | 1497263.9517 | 1335874.9755 | 1164985.6964 | 970401.0892
Scenario 2: High TRC | PG&E | Com | FoodServ | Com - Health | Rate Impact Measure Test | Fuel Substitution | 4744.6325 | 5546.043 | 6391.4346 | 7253.3481 | 8259.7942 | 9385.5906 | 10554.053 | 11796.888 | 13105.4847 | 14509.4931 | 16126.4826 | 17845.8772 | 19732.5198
Scenario 2: High TRC | PG&E | Com | FoodServ | Com - Health | Total Resource Cost Test | Energy Efficiency | 846845.4194 | 873266.4238 | 907469.7292 | 929840.682 | 955289.0574 | 971477.3762 | 1024029.1487 | 1028317.7283 | 1050014.6803 | 1068780.5028 | 1084607.7971 | 1108744.7702 | 1133657.4046
Scenario 2: High TRC | PG&E | Com | FoodServ | Com - Health | Total Resource Cost Test | Fuel Substitution | 5904.4605 | 6886.9244 | 7956.8564 | 9048.5757 | 10320.7195 | 11735.7694 | 13228.6691 | 14836.6036 | 16554.7396 | 18422.3963 | 20565.7818 | 22883.8008 | 25455.9248
Scenario 2: High TRC | PG&E | Com | FoodServ | Com - Lodging | Participant Cost Test | Energy Efficiency | 493758.5769 | 517456.8681 | 541553.5471 | 564915.2122 | 590148.1277 | 614009.9494 | 638334.184 | 663049.7267 | 687759.4018 | 713836.638 | 740199.3352 | 763969.3625 | 807396.3624
Scenario 2: High TRC | PG&E | Com | FoodServ | Com - Lodging | Participant Cost Test | Fuel Substitution | 4676.4675 | 5151.3109 | 5565.2036 | 5923.4309 | 6277.6138 | 6569.9681 | 6845.8347 | 7083.1052 | 7308.4554 | 7501.4655 | 7695.389 | 7885.7068 | 8109.7647
Scenario 2: High TRC | PG&E | Com | FoodServ | Com - Lodging | Program Administrator Cost Test | Energy Efficiency | 516762.5271 | 534516.2751 | 551745.2253 | 567287.3125 | 583879.7531 | 597953.8926 | 611696.1918 | 625059.9657 | 637704.746 | 650995.1762 | 663923.1906 | 674174.1613 | 699654.482
Scenario 2: High TRC | PG&E | Com | FoodServ | Com - Lodging | Program Administrator Cost Test | Fuel Substitution | 4876.1965 | 5645.5716 | 6451.3242 | 7281.4539 | 8233.5598 | 9290.0504 | 10378.0306 | 11502.0047 | 12661.5668 | 13880.7278 | 15273.7931 | 16726.5006 | 18308.091
Scenario 2: High TRC | PG&E | Com | FoodServ | Com - Lodging | Rate Impact Measure Test | Energy Efficiency | 1803295.7286 | 1873680.1055 | 1893053.5182 | 1882070.0483 | 1851581.3223 | 1799417.7714 | 1731845.4211 | 1646924.7517 | 1543091.9007 | 1421538.3603 | 1278326.6504 | 1108329.4907 | 933641.5229
Scenario 2: High TRC | PG&E | Com | FoodServ | Com - Lodging | Rate Impact Measure Test | Fuel Substitution | 4929.5419 | 5715.5843 | 6529.556 | 7367.1784 | 8325.4009 | 9387.1687 | 10478.1647 | 11602.7004 | 12758.853 | 13970.9648 | 15351.6257 | 16786.2586 | 18342.692
Scenario 2: High TRC | PG&E | Com | FoodServ | Com - Lodging | Total Resource Cost Test | Energy Efficiency | 708240.2948 | 735556.4326 | 762673.2936 | 787999.2232 | 815279.4044 | 839859.043 | 864445.7982 | 888956.5351 | 912886.4769 | 938123.1588 | 963224.5938 | 984632.9956 | 1030049.904
Scenario 2: High TRC | PG&E | Com | FoodServ | Com - Lodging | Total Resource Cost Test | Fuel Substitution | 6204.584 | 7189.1798 | 8227.138 | 9298.9407 | 10518.7777 | 11860.1956 | 13259.9223 | 14719.2217 | 16239.0589 | 17849.561 | 19668.8413 | 21589.205 | 23689.1374
Scenario 2: High TRC | PG&E | Com | FoodServ | Com - Office (Large) | Participant Cost Test | Energy Efficiency | 4529.7888 | 4643.376 | 4770.4592 | 4891.513 | 5023.3347 | 5154.3088 | 5295.7667 | 5430.1492 | 5558.2517 | 5700.2614 | 5843.3904 | 5991.6853 | 6145.9078
Scenario 2: High TRC | PG&E | Com | FoodServ | Com - Office (Large) | Program Administrator Cost Test | Energy Efficiency | 5446.5632 | 5519.189 | 5605.8302 | 5683.3306 | 5771.2984 | 5856.1935 | 5950.8549 | 6035.453 | 6111.1938 | 6200.3269 | 6288.6726 | 6367.2316 | 6403.0593
Scenario 2: High TRC | PG&E | Com | FoodServ | Com - Office (Large) | Rate Impact Measure Test | Energy Efficiency | 44177.3792 | 44441.7729 | 44948.9129 | 45335.9224 | 42942.0737 | 40174.7603 | 37187.2214 | 33810.9163 | 30120.2554 | 26141.4659 | 21829.7764 | 17130.0169 | 12006.5427
Scenario 2: High TRC | PG&E | Com | FoodServ | Com - Office (Large) | Total Resource Cost Test | Energy Efficiency | 7031.9892 | 7144.3706 | 7275.4909 | 7395.3601 | 7529.4655 | 7660.2015 | 7804.3733 | 7936.0053 | 8056.5819 | 8195.4184 | 8333.8592 | 8473.6607 | 8605.6966
Scenario 2: High TRC | PG&E | Com | FoodServ | Com - Office (Small) | Participant Cost Test | Energy Efficiency | 1159.6915 | 1194.2111 | 1230.2759 | 906.5658 | 3121.8053 | 1323.9198 | 1362.902 | 1402.7436 | 1442.9651 | 1484.6166 | 1527.5763 | 1571.8353 | 1617.5523
Scenario 2: High TRC | PG&E | Com | FoodServ | Com - Office (Small) | Program Administrator Cost Test | Energy Efficiency | 1394.399 | 1419.458 | 1445.7136 | 1053.3169 | 3586.6353 | 1504.2037 | 1531.4934 | 1559.1087 | 1586.5132 | 1614.8572 | 1643.9818 | 1670.3546 | 1685.2325
Scenario 2: High TRC | PG&E | Com | FoodServ | Com - Office (Small) | Rate Impact Measure Test | Energy Efficiency | 11310.0487 | 11429.8002 | 11592.0843 | 8402.3077 | 26686.8126 | 10319.1642 | 9570.387 | 8734.2065 | 7819.4512 | 6808.4693 | 5706.7297 | 4493.8216 | 3160.0231
Scenario 2: High TRC | PG&E | Com | FoodServ | Com - Office (Small) | Total Resource Cost Test | Energy Efficiency | 1800.2911 | 1837.4318 | 1876.3102 | 1370.6149 | 4679.2672 | 1967.5756 | 2008.5091 | 2050.0689 | 2091.5509 | 2134.473 | 2178.6335 | 2222.947 | 2264.9485
Scenario 2: High TRC | PG&E | Com | FoodServ | Com - Other | Participant Cost Test | Energy Efficiency | 1719449.461 | 1789254.6816 | 1860611.4242 | 1931000.4849 | 1999788.1963 | 2074018.4489 | 2150887.2491 | 2226465.3209 | 2298109.3366 | 2373994.1507 | 2451677.383 | 2530921.9219 | 2613080.7261
Scenario 2: High TRC | PG&E | Com | FoodServ | Com - Other | Participant Cost Test | Fuel Substitution | 20538.7324 | 22777.2026 | 24970.173 | 26631.5793 | 28077.9183 | 29181.3024 | 30035.2169 | 30709.8483 | 31316.4348 | 31688.5592 | 31991.6101 | 32128.4405 | 32222.3493
Scenario 2: High TRC | PG&E | Com | FoodServ | Com - Other | Program Administrator Cost Test | Energy Efficiency | 1661256.9691 | 1705516.5151 | 1748750.4777 | 1788545.1633 | 1824251.7629 | 1860943.3293 | 1897646.4959 | 1930942.9027 | 1958753.526 | 1988414.4771 | 2017850.6039 | 2046940.8619 | 2076828.572
Scenario 2: High TRC | PG&E | Com | FoodServ | Com - Other | Program Administrator Cost Test | Fuel Substitution | 19959.1314 | 23257.4899 | 26979.3723 | 30683.6687 | 34751.0591 | 39251.5221 | 43714.0514 | 48401.5266 | 53335.1869 | 58517.8556 | 64503.7468 | 70668.2663 | 77240.2701
Scenario 2: High TRC | PG&E | Com | FoodServ | Com - Other | Rate Impact Measure Test | Energy Efficiency | 6162722.3269 | 6365477.303 | 6323077.079 | 6219093.7125 | 6063366.3399 | 5870951.4143 | 5631085.4077 | 5329071.2213 | 4958084.956 | 4531873.1418 | 4039957.6447 | 3475708.707 | 2834402.3495
Scenario 2: High TRC | PG&E | Com | FoodServ | Com - Other | Rate Impact Measure Test | Fuel Substitution | 20079.3522 | 23415.6065 | 27156.5718 | 30878.5404 | 34960.7434 | 39474.3206 | 43944.9591 | 48635.0033 | 53562.0631 | 58729.5526 | 64687.4561 | 70810.1736 | 77321.8406
Scenario 2: High TRC | PG&E | Com | FoodServ | Com - Other | Total Resource Cost Test | Energy Efficiency | 2412567.4137 | 2489770.163 | 2566994.7308 | 2640759.6076 | 2710260.7842 | 2784730.5495 | 2860820.8039 | 2933392.9261 | 2999150.1476 | 3069009.9682 | 3139807.769 | 3211280.1261 | 3285194.3836
Scenario 2: High TRC | PG&E | Com | FoodServ | Com - Other | Total Resource Cost Test | Fuel Substitution | 24867.8518 | 28996.9759 | 33727.3437 | 38407.187 | 43511.0149 | 49110.0307 | 54732.5954 | 60694.0353 | 67028.456 | 73732.5615 | 81394.8928 | 89382.7268 | 97944.7993
Scenario 2: High TRC | PG&E | Com | FoodServ | Com - Restaurant | Participant Cost Test | Energy Efficiency | 3317696.3447 | 3445937.3745 | 3577848.2982 | 3706832.462 | 3833639.9149 | 3958832.99 | 4088312.1402 | 4215506.0065 | 4341748.5077 | 4471294.1211 | 4602053.6031 | 3710780.0603 | 11023619.0226
Scenario 2: High TRC | PG&E | Com | FoodServ | Com - Restaurant | Participant Cost Test | Fuel Substitution | 49499.3236 | 54509.6125 | 59087.6618 | 62860.9456 | 66151.6987 | 68682.8824 | 70703.8766 | 72376.4865 | 73892.5764 | 74994.6368 | 76016.145 | 68479.6314 | 67290.7517
Scenario 2: High TRC | PG&E | Com | FoodServ | Com - Restaurant | Program Administrator Cost Test | Energy Efficiency | 3723189.4585 | 3819115.352 | 3913881.1508 | 4000237.7065 | 4079124.3192 | 4149622.9924 | 4220363.5354 | 4284992.9793 | 4345168.9241 | 4405485.3131 | 4464030.1446 | 3537492.2083 | 10429699.8218
Scenario 2: High TRC | PG&E | Com | FoodServ | Com - Restaurant | Program Administrator Cost Test | Fuel Substitution | 50232.033 | 58165.3872 | 66706.8384 | 75405.2371 | 84869.2041 | 95261.631 | 105455.5356 | 116032.4699 | 126871.1492 | 138139.6803 | 150951.8319 | 146166.3314 | 154261.4015
Scenario 2: High TRC | PG&E | Com | FoodServ | Com - Restaurant | Rate Impact Measure Test | Energy Efficiency | 11986520.0383 | 12354507.2944 | 12362323.2549 | 12176624.321 | 11883533.2268 | 11494512.8244 | 11026294.0967 | 10453547.1637 | 9776939.2636 | 8997511.4441 | 8102676.382 | 5522046.208 | 13634871.3864
Scenario 2: High TRC | PG&E | Com | FoodServ | Com - Restaurant | Rate Impact Measure Test | Fuel Substitution | 50494.6332 | 58509.7121 | 67091.5457 | 75827.0129 | 85321.6199 | 95740.8302 | 105950.5927 | 116531.3959 | 127354.3097 | 138588.9023 | 151340.2103 | 146430.2929 | 154403.6993
Scenario 2: High TRC | PG&E | Com | FoodServ | Com - Restaurant | Total Resource Cost Test | Energy Efficiency | 4951201.624 | 5096041.4514 | 5241952.2398 | 5379292.0197 | 5509407.5336 | 5632866.422 | 5758978.9171 | 5878805.0821 | 5994451.6644 | 6112026.7246 | 6228773.7459 | 4968667.6763 | 14682526.1226
Scenario 2: High TRC | PG&E | Com | FoodServ | Com - Restaurant | Total Resource Cost Test | Fuel Substitution | 63650.0013 | 73760.9731 | 84747.5607 | 95935.4514 | 108018.7855 | 121164.1723 | 134241.2514 | 147942.4737 | 162125.3591 | 176986.0642 | 193669.1123 | 187944.8704 | 198657.8491
Scenario 2: High TRC | PG&E | Com | FoodServ | Com - Retail | Participant Cost Test | Energy Efficiency | 5948.1352 | 6373.2561 | 6848.779 | 2784.9071 | 45792.4707 | 7752.3437 | 8513.7047 | 9031.8612 | 9486.7178 | 9946.0141 | 10412.2442 | 10864.0243 | 11329.7873
Scenario 2: High TRC | PG&E | Com | FoodServ | Com - Retail | Program Administrator Cost Test | Energy Efficiency | 7336.9971 | 7778.7598 | 8271.9899 | 3235.7162 | 55008.3746 | 9058.9755 | 9850.7011 | 10340.8968 | 10746.7865 | 11148.3081 | 11548.4014 | 11914.0183 | 12253.8882
Scenario 2: High TRC | PG&E | Com | FoodServ | Com - Retail | Rate Impact Measure Test | Energy Efficiency | 51438.0762 | 52915.3091 | 54552.9953 | 25811.3049 | 281208.4654 | 49921.8834 | 49147.7898 | 46326.3515 | 42578.3768 | 38124.0506 | 32984.791 | 27011.5404 | 20241.1154
Scenario 2: High TRC | PG&E | Com | FoodServ | Com - Retail | Total Resource Cost Test | Energy Efficiency | 9418.8444 | 10009.3994 | 10669.0625 | 4210.4337 | 71035.7394 | 11772.2958 | 12830.4978 | 13502.0482 | 14067.1378 | 14629.413 | 15192.6869 | 15722.9099 | 16255.1626
Scenario 2: High TRC | PG&E | Com | FoodServ | Com - School | Participant Cost Test | Energy Efficiency | 719865.6186 | 746564.8357 | 773229.5403 | 798624.4703 | 822352.4183 | 848002.1416 | 873561.0036 | 900719.0453 | 928496.1149 | 957410.3311 | 987219.5244 | 1018919.8607 | 1049533.1866
Scenario 2: High TRC | PG&E | Com | FoodServ | Com - School | Participant Cost Test | Fuel Substitution | 2009.5223 | 2145.3357 | 2330.8698 | 2498.4902 | 2694.5446 | 2884.9404 | 3072.4036 | 3264.4564 | 3471.1205 | 3678.1545 | 3899.2887 | 4138.0501 | 4566.3482
Scenario 2: High TRC | PG&E | Com | FoodServ | Com - School | Program Administrator Cost Test | Energy Efficiency | 567555.8548 | 579894.0994 | 591501.5559 | 601284.5713 | 609016.353 | 617103.077 | 624510.7316 | 632571.5911 | 640506.2591 | 648695.8942 | 656957.3302 | 665928.9766 | 672806.4058
Scenario 2: High TRC | PG&E | Com | FoodServ | Com - School | Program Administrator Cost Test | Fuel Substitution | 2143.2924 | 2402.5207 | 2724.5815 | 3091.4542 | 3551.1119 | 4092.4642 | 4667.1945 | 5307.6016 | 6019.0382 | 6812.1923 | 7749.5738 | 8797.1158 | 10326.4863
Scenario 2: High TRC | PG&E | Com | FoodServ | Com - School | Rate Impact Measure Test | Energy Efficiency | 2301482.1597 | 2361960.1779 | 2337337.723 | 2288195.4057 | 2212782.5612 | 2124214.5028 | 2016862.0631 | 1893341.8123 | 1750503.4659 | 1586883.5366 | 1400585.6548 | 1190425.4025 | 949844.5059
Scenario 2: High TRC | PG&E | Com | FoodServ | Com - School | Rate Impact Measure Test | Fuel Substitution | 2193.8657 | 2467.7933 | 2796.2913 | 3168.6825 | 3632.404 | 4176.8805 | 4752.6209 | 5391.8688 | 6098.8455 | 6884.7125 | 7810.8142 | 8843.9474 | 10355.7189
Scenario 2: High TRC | PG&E | Com | FoodServ | Com - School | Total Resource Cost Test | Energy Efficiency | 903233.8323 | 929414.4741 | 954999.6978 | 978380.5579 | 999136.8204 | 1021669.9706 | 1043624.7425 | 1067107.0731 | 1090894.361 | 1115614.3305 | 1140971.1465 | 1168100.2806 | 1193104.7688
Scenario 2: High TRC | PG&E | Com | FoodServ | Com - School | Total Resource Cost Test | Fuel Substitution | 2714.6342 | 3044.6305 | 3465.7099 | 3937.4055 | 4524.2866 | 5210.3749 | 5947.0623 | 6774.1709 | 7699.9519 | 8739.2165 | 9958.2112 | 11332.2569 | 13344.3696
Scenario 2: High TRC | PG&E | Com | HVAC | Com - College | Participant Cost Test | Energy Efficiency | 853228.008 | 892815.7813 | 711739.0143 | 1815205.5612 | 944691.0658 | 550108.4026 | 114751.5148 | 117946.1653 | 115805.3115 | 119471.8975 | 122520.5039 | 122593.0839 | 125411.5245
Scenario 2: High TRC | PG&E | Com | HVAC | Com - College | Participant Cost Test | Fuel Substitution | 133537.5064 | 159619.4924 | 171402.9077 | 183656.0148 | 214011.1872 | 0 | 0 | 0 | 0 | 0 | 0 | 0 | 0
Scenario 2: High TRC | PG&E | Com | HVAC | Com - College | Program Administrator Cost Test | Energy Efficiency | 311875.0007 | 310604.0369 | 235387.9831 | 474697.4516 | 263384.6874 | 87441.0868 | 85025.0355 | 85485.6979 | 81259.6681 | 82141.9842 | 82517.7891 | 80681.0435 | 80862.1977
Scenario 2: High TRC | PG&E | Com | HVAC | Com - College | Program Administrator Cost Test | Fuel Substitution | 179415.0435 | 202918.7768 | 220165.7166 | 235937.7026 | 256421.3177 | 0 | 0 | 0 | 0 | 0 | 0 | 0 | 0
Scenario 2: High TRC | PG&E | Com | HVAC | Com - College | Rate Impact Measure Test | Energy Efficiency | 1080028.4607 | 1032575.4691 | 786094.6359 | 1100102.4566 | 709610.41 | 448937.9545 | 407600.4473 | 375557.0354 | 320086.1254 | 282365.3148 | 239181.1789 | 187011.7973 | 136292.7494
Scenario 2: High TRC | PG&E | Com | HVAC | Com - College | Rate Impact Measure Test | Fuel Substitution | 218740.0879 | 254985.768 | 273555.8739 | 291058.2953 | 324053.4839 | 0 | 0 | 0 | 0 | 0 | 0 | 0 | 0
Scenario 2: High TRC | PG&E | Com | HVAC | Com - College | Total Resource Cost Test | Energy Efficiency | 509819.3735 | 515952.9557 | 403325.1257 | 838012.4734 | 471958.4491 | 239068.2702 | 150691.008 | 153243.962 | 149506.3829 | 152917.2932 | 155469.9656 | 154055.3675 | 156291.3942
Scenario 2: High TRC | PG&E | Com | HVAC | Com - College | Total Resource Cost Test | Fuel Substitution | 265087.1533 | 311619.0039 | 339658.5751 | 365870.8814 | 412841.3393 | 0 | 0 | 0 | 0 | 0 | 0 | 0 | 0
Scenario 2: High TRC | PG&E | Com | HVAC | Com - Grocery | Participant Cost Test | Energy Efficiency | 830811.7657 | 925047.1535 | 1019332.1345 | 1111284.457 | 1197832.3078 | 1284087.6563 | 1368295.1871 | 1455000.3799 | 1535334.3914 | 1611911.9347 | 1685197.7892 | 1754736.2432 | 1822877.1346
Scenario 2: High TRC | PG&E | Com | HVAC | Com - Grocery | Participant Cost Test | Fuel Substitution | 546188.5451 | 564406.618 | 582006.9139 | 593244.4569 | 496618.5304 | 32425.4594 | 34477.9531 | 35992.3185 | 37188.0537 | 38178.2086 | 39025.4365 | 39772.1776 | 40447.2517
Scenario 2: High TRC | PG&E | Com | HVAC | Com - Grocery | Program Administrator Cost Test | Energy Efficiency | 340130.5441 | 370405.6603 | 399371.4047 | 426104.782 | 449482.4029 | 471775.1756 | 492226.527 | 512526.2722 | 529574.7527 | 544550.0152 | 557704.2672 | 568951.2652 | 579162.2269
Scenario 2: High TRC | PG&E | Com | HVAC | Com - Grocery | Program Administrator Cost Test | Fuel Substitution | 926255.217 | 1025423.5809 | 1118698.4586 | 1204615.6202 | 1263936.5663 | 12000.5989 | 12583.3502 | 12955.1119 | 13202.3265 | 13369.5513 | 13481.595 | 13555.105 | 13601.293
Scenario 2: High TRC | PG&E | Com | HVAC | Com - Grocery | Rate Impact Measure Test | Energy Efficiency | 2116527.3157 | 2213569.1225 | 2285978.4002 | 2321097.4991 | 2313624.7423 | 2270308.9336 | 2190754.3972 | 2079981.3215 | 1927465.1774 | 1734521.8017 | 1504623.3327 | 1235895.476 | 931317.21
Scenario 2: High TRC | PG&E | Com | HVAC | Com - Grocery | Rate Impact Measure Test | Fuel Substitution | 1211725.5372 | 1324148.4549 | 1425381.646 | 1513883.6714 | 1569948.6841 | 70912.3102 | 68073.3933 | 63188.2381 | 57031.6267 | 49810.6446 | 41800.9915 | 33047.9135 | 23663.2262
Scenario 2: High TRC | PG&E | Com | HVAC | Com - Grocery | Total Resource Cost Test | Energy Efficiency | 671106.5661 | 740928.9085 | 809853.5641 | 875969.3135 | 936854.8971 | 996881.6004 | 1054514.7659 | 1113286.915 | 1166418.0735 | 1216167.246 | 1262950.3955 | 1306454.3282 | 1348527.7157
Scenario 2: High TRC | PG&E | Com | HVAC | Com - Grocery | Total Resource Cost Test | Fuel Substitution | 1121678.4095 | 1240803.2844 | 1353452.0767 | 1457822.3131 | 1431850.6875 | 39897.8561 | 42341.0416 | 44116.5849 | 45496.99 | 46622.6231 | 47571.3296 | 48395.7669 | 49131.6503
Scenario 2: High TRC | PG&E | Com | HVAC | Com - Health | Participant Cost Test | Energy Efficiency | 2152977.3232 | 2366659.0868 | 2566450.1974 | 2723686.3728 | 2658898.4492 | 2255227.9945 | 2369843.0152 | 2482844.4448 | 2588688.443 | 2679733.8874 | 2755888.3543 | 2847833.5769 | 2935988.9734
Scenario 2: High TRC | PG&E | Com | HVAC | Com - Health | Participant Cost Test | Fuel Substitution | 321713.5849 | 345773.1933 | 369468.9574 | 390847.1018 | 410099.3525 | 43.4862 | 46.4912 | 48.7952 | 0 | 52.3187 | 53.7724 | 55.1 | 56.339
Scenario 2: High TRC | PG&E | Com | HVAC | Com - Health | Program Administrator Cost Test | Energy Efficiency | 1065924.1858 | 1136702.8506 | 1197099.5983 | 1233833.3329 | 1269533.9357 | 1088317.4642 | 1111119.2962 | 1131709.6708 | 1147595.1303 | 1155297.6376 | 1153530.864 | 1158723.9485 | 1160645.5476
Scenario 2: High TRC | PG&E | Com | HVAC | Com - Health | Program Administrator Cost Test | Fuel Substitution | 425750.7895 | 469260.6132 | 509875.5834 | 547089.6756 | 582649.9705 | 15.8525 | 16.7149 | 17.3035 | 0 | 18.0537 | 18.3063 | 18.5081 | 18.6735
Scenario 2: High TRC | PG&E | Com | HVAC | Com - Health | Rate Impact Measure Test | Energy Efficiency | 4416523.2536 | 4560383.4343 | 4671494.8922 | 4651055.2301 | 4595481.7469 | 4184145.9656 | 4027800.0454 | 3832886.2246 | 3595252.4629 | 3192302.3545 | 2737635.041 | 2262499.8008 | 1738018.526
Scenario 2: High TRC | PG&E | Com | HVAC | Com - Health | Rate Impact Measure Test | Fuel Substitution | 655014.4383 | 707835.6986 | 754048.1523 | 792497.6592 | 824724.0244 | 93.1976 | 89.9678 | 83.9763 | 0 | 66.9453 | 56.5093 | 44.9474 | 32.395
Scenario 2: High TRC | PG&E | Com | HVAC | Com - Health | Total Resource Cost Test | Energy Efficiency | 1783784.035 | 1926858.5951 | 2060504.8908 | 2156844.6734 | 2208572.232 | 1997645.2874 | 2070973.1502 | 2141689.5491 | 2205143.3469 | 2255157.9911 | 2291265.0343 | 2340951.6945 | 2386382.5901
Scenario 2: High TRC | PG&E | Com | HVAC | Com - Health | Total Resource Cost Test | Fuel Substitution | 596469.5212 | 660058.0126 | 720653.6276 | 777402.3608 | 831795.9727 | 53.3938 | 56.975 | 59.6869 | 0 | 63.7646 | 65.4204 | 66.9193 | 68.3074
Scenario 2: High TRC | PG&E | Com | HVAC | Com - Lodging | Participant Cost Test | Energy Efficiency | 1277270.3615 | 1396803.2861 | 1514006.3129 | 1620770.429 | 1734233.87 | 1655541.5719 | 1558594.0415 | 1637194.9421 | 1218378.5139 | 1250503.2616 | 1309766.532 | 1368267.6918 | 1424712.2264
Scenario 2: High TRC | PG&E | Com | HVAC | Com - Lodging | Participant Cost Test | Fuel Substitution | 262890.3445 | 280910.0953 | 288666.1319 | 303860.0764 | 187229.1375 | 7318.7451 | 7794.7328 | 8148.5459 | 21.9573 | 22.5467 | 23.0583 | 21.2724 | 21.6476
Scenario 2: High TRC | PG&E | Com | HVAC | Com - Lodging | Program Administrator Cost Test | Energy Efficiency | 571068.0991 | 604815.8008 | 635766.3358 | 658512.9005 | 686041.1475 | 630076.8181 | 647495.2234 | 660781.1365 | 372534.1187 | 375089.4551 | 384184.0269 | 392832.5551 | 400154.7513
Scenario 2: High TRC | PG&E | Com | HVAC | Com - Lodging | Program Administrator Cost Test | Fuel Substitution | 336415.32 | 371830.962 | 404481.6037 | 435049.4737 | 437426.6733 | 2570.4922 | 2700.6279 | 2785.2503 | 7.7693 | 7.8696 | 7.9396 | 7.2264 | 7.2559
Scenario 2: High TRC | PG&E | Com | HVAC | Com - Lodging | Rate Impact Measure Test | Energy Efficiency | 2340048.5894 | 2430017.4766 | 2499167.1729 | 2515123.6671 | 2537017.1076 | 2403969.7297 | 2351979.3667 | 2263706.7927 | 1371404.944 | 1210876.1606 | 1050419.954 | 863764.9159 | 649354.0057
Scenario 2: High TRC | PG&E | Com | HVAC | Com - Lodging | Rate Impact Measure Test | Fuel Substitution | 447442.1668 | 487796.2308 | 523379.5059 | 554785.5508 | 555752.4215 | 14909.4386 | 14342.3011 | 13339.1262 | 33.5303 | 29.2929 | 24.5964 | 17.6051 | 12.6167
Scenario 2: High TRC | PG&E | Com | HVAC | Com - Lodging | Total Resource Cost Test | Energy Efficiency | 1027000.5752 | 1109000.0145 | 1188054.4963 | 1255832.6767 | 1331221.2807 | 1291485.8181 | 1312675.1141 | 1363854.1983 | 897854.6455 | 916564.114 | 953600.2015 | 990000.0285 | 1024312.2204
Scenario 2: High TRC | PG&E | Com | HVAC | Com - Lodging | Total Resource Cost Test | Fuel Substitution | 508722.5326 | 561857.6829 | 601528.9968 | 647606.3923 | 534283.3992 | 8940.8263 | 9505.0744 | 9918.8586 | 26.8505 | 27.5209 | 28.0948 | 25.8732 | 26.2838
Scenario 2: High TRC | PG&E | Com | HVAC | Com - Office (Large) | Participant Cost Test | Energy Efficiency | 4708639.7482 | 5208058.2119 | 5587577.8678 | 5844111.2823 | 6087409.1073 | 3788858.9874 | 885192.19 | 910434.5478 | 925203.2949 | 17937.9908 | 18332.6817 | 18709.8514 | 478975.5178
Scenario 2: High TRC | PG&E | Com | HVAC | Com - Office (Large) | Participant Cost Test | Fuel Substitution | 61.7969 | 502.5343 | 520.8278 | 533.645 | 541.4191 | 0 | 0 | 0 | 0 | 0 | 0 | 0 | 0
Scenario 2: High TRC | PG&E | Com | HVAC | Com - Office (Large) | Program Administrator Cost Test | Energy Efficiency | 1129582.0664 | 1221995.3194 | 1283422.8068 | 1314897.5613 | 1341803.9826 | 201883.6273 | 204650.3747 | 205592.3442 | 199867.7991 | 7291.6024 | 7301.025 | 7300.7828 | 101088.3047
Scenario 2: High TRC | PG&E | Com | HVAC | Com - Office (Large) | Program Administrator Cost Test | Fuel Substitution | 45.9691 | 450.1153 | 476.1007 | 497.0902 | 515.2063 | 0 | 0 | 0 | 0 | 0 | 0 | 0 | 0
Scenario 2: High TRC | PG&E | Com | HVAC | Com - Office (Large) | Rate Impact Measure Test | Energy Efficiency | 1835760.4125 | 2158591.9223 | 2303999.7865 | 2311116.9846 | 2300981.6044 | 872479.8469 | 824321.08 | 761926.466 | 629952.2695 | 31020.7421 | 25731.1575 | 20000.2226 | 151139.4173
Scenario 2: High TRC | PG&E | Com | HVAC | Com - Office (Large) | Rate Impact Measure Test | Fuel Substitution | 103.6337 | 508.8722 | 534.8742 | 554.8328 | 570.8746 | 0 | 0 | 0 | 0 | 0 | 0 | 0 | 0
Scenario 2: High TRC | PG&E | Com | HVAC | Com - Office (Large) | Total Resource Cost Test | Energy Efficiency | 1963370.1071 | 2202499.5877 | 2362524.7783 | 2448685.3737 | 2527931.1788 | 1241543.7083 | 674973.5366 | 689654.0567 | 753222.2755 | 18668.2914 | 18989.2723 | 19290.3844 | 400183.5256
Scenario 2: High TRC | PG&E | Com | HVAC | Com - Office (Large) | Total Resource Cost Test | Fuel Substitution | 92.3224 | 764.9336 | 811.9417 | 851.3264 | 885.0186 | 0 | 0 | 0 | 0 | 0 | 0 | 0 | 0
Scenario 2: High TRC | PG&E | Com | HVAC | Com - Office (Small) | Participant Cost Test | Energy Efficiency | 19335.1208 | 20814.4083 | 21829.9751 | 510799.808 | 2811493.5604 | 22577.3068 | 23373.5238 | 24105.3865 | 24334.7786 | 24905.9652 | 26076.4564 | 26866.1165 | 27387.133
Scenario 2: High TRC | PG&E | Com | HVAC | Com - Office (Small) | Participant Cost Test | Fuel Substitution | 7750.818 | 8478.8716 | 18328.7528 | 16033.383 | 106704.731 | 0 | 0 | 0 | 0 | 0 | 0 | 0 | 0
Scenario 2: High TRC | PG&E | Com | HVAC | Com - Office (Small) | Program Administrator Cost Test | Energy Efficiency | 37559.4704 | 39118.8076 | 40340.8784 | 236732.9449 | 1601310.9536 | 38554.6034 | 39090.178 | 39536.5108 | 39723.8495 | 39992.605 | 40328.5969 | 40593.3958 | 40791.8527
Scenario 2: High TRC | PG&E | Com | HVAC | Com - Office (Small) | Program Administrator Cost Test | Fuel Substitution | 6985.5492 | 7575.7385 | 11858.8625 | 10242.4414 | 93051.7221 | 0 | 0 | 0 | 0 | 0 | 0 | 0 | 0
Scenario 2: High TRC | PG&E | Com | HVAC | Com - Office (Small) | Rate Impact Measure Test | Energy Efficiency | 294296.0448 | 291976.5813 | 287564.6704 | 390116.035 | 4091086.57 | 233359.1646 | 218299.013 | 200549.2519 | 179768.303 | 157044.9702 | 132265.4181 | 104669.4141 | 74275.746
Scenario 2: High TRC | PG&E | Com | HVAC | Com - Office (Small) | Rate Impact Measure Test | Fuel Substitution | 15233.0622 | 16163.9359 | 29489.4607 | 24599.9236 | 114637.5308 | 0 | 0 | 0 | 0 | 0 | 0 | 0 | 0
Scenario 2: High TRC | PG&E | Com | HVAC | Com - Office (Small) | Total Resource Cost Test | Energy Efficiency | 49821.6396 | 52050.9443 | 53871.7443 | 320850.6581 | 2059201.4092 | 53239.4148 | 54357.1277 | 55356.9712 | 55867.3613 | 56622.7887 | 57731.3996 | 58583.4997 | 59214.4601
Scenario 2: High TRC | PG&E | Com | HVAC | Com - Office (Small) | Total Resource Cost Test | Fuel Substitution | 12357.8515 | 13512.0143 | 26057.1587 | 22745.4021 | 178764.3438 | 0 | 0 | 0 | 0 | 0 | 0 | 0 | 0
Scenario 2: High TRC | PG&E | Com | HVAC | Com - Other | Participant Cost Test | Energy Efficiency | 2473425.0675 | 1987738.9083 | 1761888.0966 | 1858819.5873 | 1974925.7101 | 2468105.5405 | 2605019.1737 | 2722914.9518 | 2378031.8903 | 2459486.7038 | 2565376.3619 | 2667343.0812 | 2768017.371
Scenario 2: High TRC | PG&E | Com | HVAC | Com - Other | Participant Cost Test | Fuel Substitution | 1396154.6141 | 1489006.2071 | 1582157.1832 | 1665458.5417 | 1682573.4577 | 0 | 0 | 0 | 0 | 0 | 0 | 0 | 0
Scenario 2: High TRC | PG&E | Com | HVAC | Com - Other | Program Administrator Cost Test | Energy Efficiency | 2165726.4594 | 1442091.3975 | 1044571.4265 | 1059354.6982 | 1072775.9444 | 1300054.6583 | 1325855.6833 | 1339932.3255 | 1124258.6351 | 1127293.2877 | 1136372.7641 | 1143343.3789 | 1151461.2052
Scenario 2: High TRC | PG&E | Com | HVAC | Com - Other | Program Administrator Cost Test | Fuel Substitution | 2270868.4644 | 2507290.5096 | 2728668.9725 | 2932200.4373 | 3113261.7804 | 0 | 0 | 0 | 0 | 0 | 0 | 0 | 0
Scenario 2: High TRC | PG&E | Com | HVAC | Com - Other | Rate Impact Measure Test | Energy Efficiency | 9003757.0464 | 7052157.6873 | 5931035.254 | 5816147.5365 | 5640712.2476 | 5965763.4898 | 5739241.5126 | 5397877.1246 | 4396390.4041 | 3864745.5738 | 3295006.5186 | 2653327.2748 | 1945407.0816
Scenario 2: High TRC | PG&E | Com | HVAC | Com - Other | Rate Impact Measure Test | Fuel Substitution | 2975075.6969 | 3243444.9059 | 3484157.4132 | 3693743.0346 | 3866573.0586 | 0 | 0 | 0 | 0 | 0 | 0 | 0 | 0
Scenario 2: High TRC | PG&E | Com | HVAC | Com - Other | Total Resource Cost Test | Energy Efficiency | 3159651.8261 | 2282580.1825 | 1822479.2999 | 1884603.0174 | 1953498.9022 | 2414809.0447 | 2507193.6997 | 2579458.0094 | 2201502.8296 | 2245359.2364 | 2306092.5481 | 2363029.0115 | 2420638.3324
Scenario 2: High TRC | PG&E | Com | HVAC | Com - Other | Total Resource Cost Test | Fuel Substitution | 3007764.9855 | 3321826.6964 | 3619070.3956 | 3895283.1272 | 4086956.9488 | 0 | 0 | 0 | 0 | 0 | 0 | 0 | 0
Scenario 2: High TRC | PG&E | Com | HVAC | Com - Restaurant | Participant Cost Test | Energy Efficiency | 1765748.0461 | 1969474.649 | 2171383.1512 | 2364158.0235 | 2544529.9604 | 2711428.8994 | 2867854.2318 | 3010480.4683 | 3141598.9899 | 3264064.9018 | 3378099.6786 | 2746661.592 | 7821863.3856
Scenario 2: High TRC | PG&E | Com | HVAC | Com - Restaurant | Participant Cost Test | Fuel Substitution | 72250.281 | 137627.7794 | 147277.6152 | 155968.7265 | 163719.2431 | 0 | 0 | 0 | 0 | 0 | 0 | 0 | 0
Scenario 2: High TRC | PG&E | Com | HVAC | Com - Restaurant | Program Administrator Cost Test | Energy Efficiency | 1001521.1765 | 1093470.4694 | 1180795.4497 | 1259391.5942 | 1328005.3793 | 1386703.9284 | 1437499.5856 | 1478995.861 | 1512780.3394 | 1540740.5012 | 1563013.128 | 1222689.0014 | 3740862.2512
Scenario 2: High TRC | PG&E | Com | HVAC | Com - Restaurant | Program Administrator Cost Test | Fuel Substitution | 67608.7082 | 132488.1887 | 143249.7807 | 152963.5191 | 162099.5877 | 0 | 0 | 0 | 0 | 0 | 0 | 0 | 0
Scenario 2: High TRC | PG&E | Com | HVAC | Com - Restaurant | Rate Impact Measure Test | Energy Efficiency | 2732003.3072 | 2909729.756 | 3056886.5157 | 3158975.8634 | 3211816.2602 | 3214995.6595 | 3172998.1195 | 3081383.6479 | 2943287.6869 | 2762592.7023 | 2537882.268 | 1733651.838 | 4732313.9196
Scenario 2: High TRC | PG&E | Com | HVAC | Com - Restaurant | Rate Impact Measure Test | Fuel Substitution | 113182.8515 | 191044.0764 | 202974.0094 | 212789.3642 | 220913.5255 | 0 | 0 | 0 | 0 | 0 | 0 | 0 | 0
Scenario 2: High TRC | PG&E | Com | HVAC | Com - Restaurant | Total Resource Cost Test | Energy Efficiency | 1871451.6628 | 2071764.7928 | 2268006.5076 | 2452335.4782 | 2621690.1705 | 2775371.0871 | 2916820.5292 | 3042743.3516 | 3155749.2501 | 3259076.4816 | 3352924.4797 | 2688258.8217 | 7924376.4214
Scenario 2: High TRC | PG&E | Com | HVAC | Com - Restaurant | Total Resource Cost Test | Fuel Substitution | 114209.8103 | 226745.4353 | 246289.5752 | 264372.1656 | 281361.5946 | 0 | 0 | 0 | 0 | 0 | 0 | 0 | 0
Scenario 2: High TRC | PG&E | Com | HVAC | Com - Retail | Participant Cost Test | Energy Efficiency | 2395817.2683 | 2625832.0593 | 2806342.1765 | 2198795.409 | 7885083.4466 | 2771079.9737 | 2458938.8849 | 2604409.6572 | 2408880.0317 | 2399739.7575 | 2588514.0388 | 2704444.8776 | 2819274.8798
Scenario 2: High TRC | PG&E | Com | HVAC | Com - Retail | Participant Cost Test | Fuel Substitution | 350777.5473 | 414019.2997 | 444184.2429 | 427924.979 | 502842.8297 | 56.7436 | 60.4575 | 63.2068 | 0 | 0 | 0 | 0 | 0
Scenario 2: High TRC | PG&E | Com | HVAC | Com - Retail | Program Administrator Cost Test | Energy Efficiency | 617514.4821 | 659778.7001 | 662238.512 | 505828.2456 | 2098452.3081 | 531689.3188 | 567878.2618 | 588386.1382 | 502530.0176 | 483639.7471 | 512737.9194 | 524480.1497 | 535491.6123
Scenario 2: High TRC | PG&E | Com | HVAC | Com - Retail | Program Administrator Cost Test | Fuel Substitution | 359762.0333 | 405066.1107 | 437978.9061 | 424217.3734 | 463353.9165 | 17.8275 | 18.751 | 19.3542 | 0 | 0 | 0 | 0 | 0
Scenario 2: High TRC | PG&E | Com | HVAC | Com - Retail | Rate Impact Measure Test | Energy Efficiency | 2907366.8103 | 3019290.8982 | 3035156.8281 | 2091321.8703 | 9139966.47 | 2568067.8404 | 2541164.9238 | 2403872.3162 | 1948185.545 | 1658780.6176 | 1471110.5861 | 1201837.2298 | 894492.9501
Scenario 2: High TRC | PG&E | Com | HVAC | Com - Retail | Rate Impact Measure Test | Fuel Substitution | 497708.5253 | 581505.8108 | 617699.5636 | 587292.0459 | 653726.9656 | 98.8708 | 95.2442 | 88.7054 | 0 | 0 | 0 | 0 | 0
Scenario 2: High TRC | PG&E | Com | HVAC | Com - Retail | Total Resource Cost Test | Energy Efficiency | 1466244.9337 | 1599489.9006 | 1680490.8298 | 1280959.6234 | 5179380.3366 | 1653868.5628 | 1681661.4567 | 1771320.8728 | 1614041.0877 | 1585507.1288 | 1715052.1443 | 1783322.6328 | 1850581.6866
Scenario 2: High TRC | PG&E | Com | HVAC | Com - Retail | Total Resource Cost Test | Fuel Substitution | 601126.9666 | 702951.2651 | 763685.1461 | 743805.326 | 850178.5674 | 68.3419 | 72.7016 | 75.8916 | 0 | 0 | 0 | 0 | 0
Scenario 2: High TRC | PG&E | Com | HVAC | Com - School | Participant Cost Test | Energy Efficiency | 709335.2552 | 1230276.7494 | 1830797.3685 | 2082213.3267 | 2175841.5343 | 1036566.767 | 1082835.7726 | 1128245.196 | 924219.6906 | 871667.2117 | 900673.213 | 1212222.1736 | 1346120.6517
Scenario 2: High TRC | PG&E | Com | HVAC | Com - School | Participant Cost Test | Fuel Substitution | 204664.6132 | 215869.9819 | 228056.5868 | 238991.8631 | 271612.2778 | 0 | 0 | 0 | 0 | 0 | 0 | 0 | 0
Scenario 2: High TRC | PG&E | Com | HVAC | Com - School | Program Administrator Cost Test | Energy Efficiency | 294551.171 | 507404.9764 | 752742.746 | 833041.5085 | 844300.5824 | 327931.2343 | 329436.3301 | 331193.3948 | 305131.4888 | 297732.16 | 298288.127 | 325781.3445 | 335224.5149
Scenario 2: High TRC | PG&E | Com | HVAC | Com - School | Program Administrator Cost Test | Fuel Substitution | 296570.027 | 320498.6824 | 341374.9938 | 358952.8001 | 382489.8964 | 0 | 0 | 0 | 0 | 0 | 0 | 0 | 0
Scenario 2: High TRC | PG&E | Com | HVAC | Com - School | Rate Impact Measure Test | Energy Efficiency | 1578052.2903 | 1914462.415 | 2252317.6558 | 2315485.3273 | 2251777.943 | 1429598.9971 | 1339922.8591 | 1239219.6684 | 1012593.3094 | 867722.2109 | 744935.0395 | 674160.9348 | 523801.2415
Scenario 2: High TRC | PG&E | Com | HVAC | Com - School | Rate Impact Measure Test | Fuel Substitution | 329674.2269 | 354732.4743 | 377591.4391 | 397079.4669 | 432722.105 | 0 | 0 | 0 | 0 | 0 | 0 | 0 | 0
Scenario 2: High TRC | PG&E | Com | HVAC | Com - School | Total Resource Cost Test | Energy Efficiency | 630896.1079 | 957571.864 | 1315985.8316 | 1455868.145 | 1500326.8151 | 827168.2621 | 852252.7797 | 877262.9236 | 756552.6773 | 725882.3991 | 741840.9613 | 919138.6166 | 994104.7835
Scenario 2: High TRC | PG&E | Com | HVAC | Com - School | Total Resource Cost Test | Fuel Substitution | 423497.5168 | 459241.8727 | 491168.2238 | 518865.9444 | 571693.3392 | 0 | 0 | 0 | 0 | 0 | 0 | 0 | 0
Scenario 2: High TRC | PG&E | Com | HVAC | Com - Warehouse | Participant Cost Test | Energy Efficiency | 215577.1299 | 252808.3336 | 278066.2052 | 303072.2884 | 327402.6558 | 440220.7442 | 490123.6114 | 539007.5053 | 265507.0481 | 185983.6685 | 194331.4582 | 202527.2115 | 308312.989
Scenario 2: High TRC | PG&E | Com | HVAC | Com - Warehouse | Participant Cost Test | Fuel Substitution | 102418.0278 | 108521.4634 | 114617.6171 | 119857.9608 | 124384.6334 | 0 | 0 | 0 | 0 | 0 | 0 | 0 | 0
Scenario 2: High TRC | PG&E | Com | HVAC | Com - Warehouse | Program Administrator Cost Test | Energy Efficiency | 32143.8868 | 36272.9797 | 39022.8981 | 41615.7039 | 44001.4953 | 54799.9652 | 59159.7858 | 65172.9988 | 36743.238 | 26805.0449 | 27445.0425 | 28025.4502 | 38880.2148
Scenario 2: High TRC | PG&E | Com | HVAC | Com - Warehouse | Program Administrator Cost Test | Fuel Substitution | 176342.0907 | 195679.8685 | 213971.4416 | 230937.8502 | 247519.0026 | 0 | 0 | 0 | 0 | 0 | 0 | 0 | 0
Scenario 2: High TRC | PG&E | Com | HVAC | Com - Warehouse | Rate Impact Measure Test | Energy Efficiency | 223016.983 | 241339.6102 | 248407.7465 | 251813.8209 | 251213.7268 | 291169.5526 | 290064.1662 | 286550.8156 | 145037.512 | 95385.8385 | 82036.0099 | 66538.816 | 66322.7479
Scenario 2: High TRC | PG&E | Com | HVAC | Com - Warehouse | Rate Impact Measure Test | Fuel Substitution | 218160.0686 | 239776.1952 | 259553.1056 | 277217.7558 | 293622.7001 | 0 | 0 | 0 | 0 | 0 | 0 | 0 | 0
Scenario 2: High TRC | PG&E | Com | HVAC | Com - Warehouse | Total Resource Cost Test | Energy Efficiency | 132835.6321 | 154551.5032 | 169263.5584 | 183734.4045 | 197714.8484 | 262103.3688 | 290314.7263 | 322742.4123 | 165364.5868 | 114741.2285 | 119451.61 | 124031.5112 | 184927.1326
Scenario 2: High TRC | PG&E | Com | HVAC | Com - Warehouse | Total Resource Cost Test | Fuel Substitution | 222705.1491 | 247057.9437 | 270259.7213 | 291993.1732 | 313101.6091 | 0 | 0 | 0 | 0 | 0 | 0 | 0 | 0
Scenario 2: High TRC | PG&E | Com | Lighting | Com - College | Participant Cost Test | Energy Efficiency | 0 | 0 | 0 | 0 | 0 | 0 | 0 | 0 | 0 | 0 | 0 | 0 | 0
Scenario 2: High TRC | PG&E | Com | Lighting | Com - College | Program Administrator Cost Test | Energy Efficiency | 0 | 0 | 0 | 0 | 0 | 0 | 0 | 0 | 0 | 0 | 0 | 0 | 0
Scenario 2: High TRC | PG&E | Com | Lighting | Com - College | Rate Impact Measure Test | Energy Efficiency | 0 | 0 | 0 | 0 | 0 | 0 | 0 | 0 | 0 | 0 | 0 | 0 | 0
Scenario 2: High TRC | PG&E | Com | Lighting | Com - College | Total Resource Cost Test | Energy Efficiency | 0 | 0 | 0 | 0 | 0 | 0 | 0 | 0 | 0 | 0 | 0 | 0 | 0
Scenario 2: High TRC | PG&E | Com | Lighting | Com - Grocery | Participant Cost Test | Energy Efficiency | 21047.6532 | 22972.5001 | 71440.6409 | 81174.2608 | 84564.5336 | 88055.4703 | 91226.2188 | 94156.5255 | 96958.9317 | 46705.3925 | 40972.481 | 43162.5938 | 45365.726
Scenario 2: High TRC | PG&E | Com | Lighting | Com - Grocery | Program Administrator Cost Test | Energy Efficiency | 13305.5304 | 14237.5939 | 37481.2138 | 41561.6743 | 42525.2308 | 43485.6395 | 44270.7441 | 44931.1737 | 45486.0489 | 23824.9276 | 21248.0489 | 21944.9279 | 22612.7987
Scenario 2: High TRC | PG&E | Com | Lighting | Com - Grocery | Rate Impact Measure Test | Energy Efficiency | 99837.4537 | 102144.3205 | 256567.9273 | 269642.3652 | 259497.8298 | 246773.1035 | 230951.8233 | 212206.182 | 191096.5994 | 86713.2622 | 64661.4145 | 52767.8661 | 39024.3434
Scenario 2: High TRC | PG&E | Com | Lighting | Com - Grocery | Total Resource Cost Test | Energy Efficiency | 24991.2217 | 27151.779 | 81456.0228 | 92103.936 | 95611.8488 | 99209.9845 | 102439.8335 | 105396.1789 | 108189.8223 | 52955.194 | 46607.6282 | 48906.3894 | 51204.2708
Scenario 2: High TRC | PG&E | Com | Lighting | Com - Health | Participant Cost Test | Energy Efficiency | 62792.1932 | 68227.0388 | 74382.4813 | 214207.4807 | 241611.3422 | 251925.0215 | 261275.4177 | 269870.071 | 126467.3499 | 112879.34 | 118026.2736 | 124094.8918 | 130197.684
Scenario 2: High TRC | PG&E | Com | Lighting | Com - Health | Program Administrator Cost Test | Energy Efficiency | 35521.0036 | 37838.6755 | 40443.6081 | 99274.7935 | 109245.1163 | 111832.3821 | 113943.382 | 115687.3247 | 59138.7334 | 53430.9002 | 54771.742 | 56458.7932 | 58073.8707
Scenario 2: High TRC | PG&E | Com | Lighting | Com - Health | Rate Impact Measure Test | Energy Efficiency | 269452.7709 | 274473.5446 | 279979.2718 | 651473.07 | 674317.9826 | 641952.2228 | 601261.8156 | 552621.2874 | 251219.5587 | 196538.1508 | 168345.2474 | 136961.2388 | 100871.9656
Scenario 2: High TRC | PG&E | Com | Lighting | Com - Health | Total Resource Cost Test | Energy Efficiency | 72725.885 | 78688.4827 | 85432.8605 | 238486.039 | 267798.0738 | 278318.6957 | 287753.7663 | 296340.063 | 141032.6554 | 126163.2306 | 131435.2402 | 137697.8836 | 143960.0465
Scenario 2: High TRC | PG&E | Com | Lighting | Com - Lodging | Participant Cost Test | Energy Efficiency | 0 | 0 | 0 | 0 | 0 | 0 | 0 | 0 | 0 | 0 | 0 | 0 | 0
Scenario 2: High TRC | PG&E | Com | Lighting | Com - Lodging | Program Administrator Cost Test | Energy Efficiency | 0 | 0 | 0 | 0 | 0 | 0 | 0 | 0 | 0 | 0 | 0 | 0 | 0
Scenario 2: High TRC | PG&E | Com | Lighting | Com - Lodging | Rate Impact Measure Test | Energy Efficiency | 0 | 0 | 0 | 0 | 0 | 0 | 0 | 0 | 0 | 0 | 0 | 0 | 0
Scenario 2: High TRC | PG&E | Com | Lighting | Com - Lodging | Total Resource Cost Test | Energy Efficiency | 0 | 0 | 0 | 0 | 0 | 0 | 0 | 0 | 0 | 0 | 0 | 0 | 0
Scenario 2: High TRC | PG&E | Com | Lighting | Com - Office (Large) | Participant Cost Test | Energy Efficiency | 0 | 0 | 0 | 0 | 0 | 0 | 0 | 0 | 0 | 0 | 0 | 0 | 0
Scenario 2: High TRC | PG&E | Com | Lighting | Com - Office (Large) | Program Administrator Cost Test | Energy Efficiency | 0 | 0 | 0 | 0 | 0 | 0 | 0 | 0 | 0 | 0 | 0 | 0 | 0
Scenario 2: High TRC | PG&E | Com | Lighting | Com - Office (Large) | Rate Impact Measure Test | Energy Efficiency | 0 | 0 | 0 | 0 | 0 | 0 | 0 | 0 | 0 | 0 | 0 | 0 | 0
Scenario 2: High TRC | PG&E | Com | Lighting | Com - Office (Large) | Total Resource Cost Test | Energy Efficiency | 0 | 0 | 0 | 0 | 0 | 0 | 0 | 0 | 0 | 0 | 0 | 0 | 0
Scenario 2: High TRC | PG&E | Com | Lighting | Com - Office (Small) | Participant Cost Test | Energy Efficiency | 0 | 0 | 0 | 0 | 0 | 0 | 0 | 0 | 0 | 0 | 0 | 0 | 0
Scenario 2: High TRC | PG&E | Com | Lighting | Com - Office (Small) | Program Administrator Cost Test | Energy Efficiency | 0 | 0 | 0 | 0 | 0 | 0 | 0 | 0 | 0 | 0 | 0 | 0 | 0
Scenario 2: High TRC | PG&E | Com | Lighting | Com - Office (Small) | Rate Impact Measure Test | Energy Efficiency | 0 | 0 | 0 | 0 | 0 | 0 | 0 | 0 | 0 | 0 | 0 | 0 | 0
Scenario 2: High TRC | PG&E | Com | Lighting | Com - Office (Small) | Total Resource Cost Test | Energy Efficiency | 0 | 0 | 0 | 0 | 0 | 0 | 0 | 0 | 0 | 0 | 0 | 0 | 0
Scenario 2: High TRC | PG&E | Com | Lighting | Com - Other | Participant Cost Test | Energy Efficiency | 0 | 0 | 0 | 0 | 0 | 0 | 0 | 0 | 0 | 0 | 0 | 0 | 0
Scenario 2: High TRC | PG&E | Com | Lighting | Com - Other | Program Administrator Cost Test | Energy Efficiency | 0 | 0 | 0 | 0 | 0 | 0 | 0 | 0 | 0 | 0 | 0 | 0 | 0
Scenario 2: High TRC | PG&E | Com | Lighting | Com - Other | Rate Impact Measure Test | Energy Efficiency | 0 | 0 | 0 | 0 | 0 | 0 | 0 | 0 | 0 | 0 | 0 | 0 | 0
Scenario 2: High TRC | PG&E | Com | Lighting | Com - Other | Total Resource Cost Test | Energy Efficiency | 0 | 0 | 0 | 0 | 0 | 0 | 0 | 0 | 0 | 0 | 0 | 0 | 0
Scenario 2: High TRC | PG&E | Com | Lighting | Com - Refrig. Warehouse | Participant Cost Test | Energy Efficiency | 1200.7922 | 1269.8644 | 1337.2412 | 1403.5804 | 1469.2741 | 1535.0577 | 1593.3721 | 1650.2863 | 1705.2311 | 1761.669 | 1818.1666 | 1876.1774 | 1935.8525
Scenario 2: High TRC | PG&E | Com | Lighting | Com - Refrig. Warehouse | Program Administrator Cost Test | Energy Efficiency | 826.0943 | 858.7551 | 888.6952 | 916.4415 | 942.3188 | 966.8599 | 986.6086 | 1004.8312 | 1020.7032 | 1036.3971 | 1051.0425 | 1065.5126 | 1079.8781
Scenario 2: High TRC | PG&E | Com | Lighting | Com - Refrig. Warehouse | Rate Impact Measure Test | Energy Efficiency | 6771.8378 | 6736.8843 | 6656.5234 | 6508.5813 | 6295.999 | 6008.4497 | 5635.2064 | 5192.6536 | 4684.9286 | 4109.8552 | 3468.0798 | 2753.544 | 1965.5915
Scenario 2: High TRC | PG&E | Com | Lighting | Com - Refrig. Warehouse | Total Resource Cost Test | Energy Efficiency | 1455.1732 | 1532.359 | 1606.8083 | 1679.3508 | 1750.4858 | 1821.1164 | 1882.8473 | 1942.6345 | 1999.5981 | 2057.8424 | 2115.6809 | 2174.8196 | 2235.4268
Scenario 2: High TRC | PG&E | Com | Lighting | Com - Restaurant | Participant Cost Test | Energy Efficiency | 0 | 0 | 17424.2519 | 22496.022 | 23916.1159 | 25270.1884 | 26939.123 | 28666.2152 | 30360.652 | 32053.6579 | 33724.7671 | 26596.8272 | 98438.6663
Scenario 2: High TRC | PG&E | Com | Lighting | Com - Restaurant | Program Administrator Cost Test | Energy Efficiency | 0 | 0 | 7520.8534 | 9519.5965 | 9922.0929 | 10278.2919 | 10742.2623 | 11206.8222 | 11636.5181 | 12044.5167 | 12423.975 | 9605.971 | 34855.9552
Scenario 2: High TRC | PG&E | Com | Lighting | Com - Restaurant | Rate Impact Measure Test | Energy Efficiency | 0 | 0 | 52524.8594 | 63018.2307 | 61782.2456 | 59519.7455 | 57183.0829 | 54000.2173 | 49859.5167 | 44676.9973 | 38488.9032 | 23466.7962 | 60856.2042
Scenario 2: High TRC | PG&E | Com | Lighting | Com - Restaurant | Total Resource Cost Test | Energy Efficiency | 0 | 0 | 19155.8751 | 24648.1428 | 26117.0253 | 27505.515 | 29227.8145 | 31003.296 | 32733.7644 | 34453.4109 | 36140.6092 | 28417.7727 | 104872.3827
Scenario 2: High TRC | PG&E | Com | Lighting | Com - Retail | Participant Cost Test | Energy Efficiency | 476982.3739 | 502461.3092 | 527614.0085 | 433948.311 | 1221230.1576 | 589236.7367 | 614093.6662 | 633883.6797 | 652940.9093 | 672413.8079 | 692418.8958 | 712670.0848 | 733654.4408
Scenario 2: High TRC | PG&E | Com | Lighting | Com - Retail | Program Administrator Cost Test | Energy Efficiency | 192601.6109 | 199426.8728 | 205787.2689 | 165477.374 | 467709.1776 | 218262.4615 | 223609.4305 | 226950.8231 | 229801.0999 | 232585.721 | 235341.9301 | 237967.9772 | 240629.1026
Scenario 2: High TRC | PG&E | Com | Lighting | Com - Retail | Rate Impact Measure Test | Energy Efficiency | 1519180.9718 | 1504795.5994 | 1482254.4815 | 1129938.3166 | 3004240.3633 | 1303894.9229 | 1227878.9004 | 1127830.0883 | 1014959.8646 | 888499.5138 | 749602.2319 | 595879.447 | 427848.5682
Scenario 2: High TRC | PG&E | Com | Lighting | Com - Retail | Total Resource Cost Test | Energy Efficiency | 518558.7239 | 544739.1672 | 570418.774 | 467496.854 | 1316528.8044 | 631968.9997 | 656934.8106 | 676409.7729 | 695002.4227 | 713944.5246 | 733358.4528 | 752939.2241 | 773202.5679
Scenario 2: High TRC | PG&E | Com | Lighting | Com - School | Participant Cost Test | Energy Efficiency | 0 | 0 | 0 | 0 | 0 | 0 | 0 | 0 | 0 | 0 | 0 | 0 | 0
Scenario 2: High TRC | PG&E | Com | Lighting | Com - School | Program Administrator Cost Test | Energy Efficiency | 0 | 0 | 0 | 0 | 0 | 0 | 0 | 0 | 0 | 0 | 0 | 0 | 0
Scenario 2: High TRC | PG&E | Com | Lighting | Com - School | Rate Impact Measure Test | Energy Efficiency | 0 | 0 | 0 | 0 | 0 | 0 | 0 | 0 | 0 | 0 | 0 | 0 | 0
Scenario 2: High TRC | PG&E | Com | Lighting | Com - School | Total Resource Cost Test | Energy Efficiency | 0 | 0 | 0 | 0 | 0 | 0 | 0 | 0 | 0 | 0 | 0 | 0 | 0
Scenario 2: High TRC | PG&E | Com | Lighting | Com - Warehouse | Participant Cost Test | Energy Efficiency | 0 | 0 | 0 | 0 | 0 | 0 | 0 | 0 | 0 | 0 | 0 | 0 | 0
Scenario 2: High TRC | PG&E | Com | Lighting | Com - Warehouse | Program Administrator Cost Test | Energy Efficiency | 0 | 0 | 0 | 0 | 0 | 0 | 0 | 0 | 0 | 0 | 0 | 0 | 0
Scenario 2: High TRC | PG&E | Com | Lighting | Com - Warehouse | Rate Impact Measure Test | Energy Efficiency | 0 | 0 | 0 | 0 | 0 | 0 | 0 | 0 | 0 | 0 | 0 | 0 | 0
Scenario 2: High TRC | PG&E | Com | Lighting | Com - Warehouse | Total Resource Cost Test | Energy Efficiency | 0 | 0 | 0 | 0 | 0 | 0 | 0 | 0 | 0 | 0 | 0 | 0 | 0
Scenario 2: High TRC | PG&E | Com | WaterHeat | Com - College | Participant Cost Test | Energy Efficiency | 275349.0489 | 367603.2007 | 309106.5283 | 608843.8145 | 464136.5818 | 413779.8272 | 381095.2625 | 443315.9946 | 287478.0175 | 528026.1585 | 533262.1336 | 507828.172 | 454997.7509
Scenario 2: High TRC | PG&E | Com | WaterHeat | Com - College | Participant Cost Test | Fuel Substitution | 572634.6207 | 672615.6968 | 791896.5244 | 842356.5977 | 862357.1451 | 116440.4815 | 149478.3835 | 165942.3179 | 171119.261 | 221843.2785 | 288008.1568 | 357867.2655 | 431525.4202
Scenario 2: High TRC | PG&E | Com | WaterHeat | Com - College | Program Administrator Cost Test | Energy Efficiency | 376072.6665 | 602244.6366 | 541195.7981 | 813523.2031 | 819266.03 | 816162.4958 | 965636.1058 | 1105416.3286 | 755887.1734 | 1272844.8429 | 1262746.5959 | 1181204.1327 | 1039535.1449
Scenario 2: High TRC | PG&E | Com | WaterHeat | Com - College | Program Administrator Cost Test | Fuel Substitution | 775979.1334 | 992429.8695 | 1264380.605 | 1578439.6213 | 1948257.3184 | 197310.9088 | 253309.0979 | 296520.5765 | 311838.9974 | 403215.8924 | 522127.9892 | 647136.063 | 778392.0085
Scenario 2: High TRC | PG&E | Com | WaterHeat | Com - College | Rate Impact Measure Test | Energy Efficiency | 897145.7871 | 1271552.2428 | 1124122.5691 | 1845010.1004 | 1635575.9529 | 1385563.676 | 1653782.2081 | 1910293.1976 | 1328704.5955 | 2243630.9926 | 2083194.7407 | 1717707.6886 | 1287142.3216
Scenario 2: High TRC | PG&E | Com | WaterHeat | Com - College | Rate Impact Measure Test | Fuel Substitution | 775979.1334 | 992429.8695 | 1264380.605 | 1578439.6213 | 1948257.3184 | 3192083.3414 | 3693907.8822 | 4087323.5342 | 4282613.7824 | 4571476.4095 | 4635506.7557 | 4098578.6847 | 2890454.4838
Scenario 2: High TRC | PG&E | Com | WaterHeat | Com - College | Total Resource Cost Test | Energy Efficiency | 511333.6995 | 763181.5613 | 667065.0521 | 1103075.6893 | 1002476.3974 | 955375.6008 | 1051505.7536 | 1205279.2911 | 820631.4601 | 1392743.8366 | 1384813.2498 | 1298383.9452 | 1145368.801
Scenario 2: High TRC | PG&E | Com | WaterHeat | Com - College | Total Resource Cost Test | Fuel Substitution | 993293.33 | 1266954.4658 | 1611704.7995 | 1933788.2188 | 2286151.717 | 273967.1785 | 351706.6954 | 398207.6244 | 404042.5596 | 523770.49 | 679935.8392 | 844803.8774 | 1018617.031
Scenario 2: High TRC | PG&E | Com | WaterHeat | Com - Grocery | Participant Cost Test | Energy Efficiency | 95327.2605 | 113199.2621 | 134307.2325 | 158893.5895 | 186959.2303 | 207903.5877 | 230636.8963 | 264757.7591 | 177133.0328 | 326439.2242 | 347987.1457 | 359122.8092 | 357685.6129
Scenario 2: High TRC | PG&E | Com | WaterHeat | Com - Grocery | Participant Cost Test | Fuel Substitution | 14584.1012 | 16707.0015 | 19467.7475 | 22689.3478 | 26511.883 | 0 | 0 | 0 | 0 | 0 | 0 | 0 | 0
Scenario 2: High TRC | PG&E | Com | WaterHeat | Com - Grocery | Program Administrator Cost Test | Energy Efficiency | 242603.366 | 286734.6872 | 338170.3615 | 397192.233 | 463460.2574 | 515475.1166 | 591531.7751 | 667473.1084 | 471377.9679 | 794669.6727 | 832100.2482 | 843733.2945 | 825946.3741
Scenario 2: High TRC | PG&E | Com | WaterHeat | Com - Grocery | Program Administrator Cost Test | Fuel Substitution | 34921.1579 | 44054.8869 | 55430.5416 | 69552.9697 | 87364.8104 | 0 | 0 | 0 | 0 | 0 | 0 | 0 | 0
Scenario 2: High TRC | PG&E | Com | WaterHeat | Com - Grocery | Rate Impact Measure Test | Energy Efficiency | 454244.8573 | 529245.2824 | 617269.4499 | 719093.2148 | 834381.5374 | 899055.0358 | 1037938.1142 | 1179274.2186 | 854869.2982 | 1419443.5781 | 1386191.0746 | 1236528.5819 | 1027802.0819
Scenario 2: High TRC | PG&E | Com | WaterHeat | Com - Grocery | Rate Impact Measure Test | Fuel Substitution | 34921.1579 | 44054.8869 | 55430.5416 | 69552.9697 | 87364.8104 | 0 | 0 | 0 | 0 | 0 | 0 | 0 | 0
Scenario 2: High TRC | PG&E | Com | WaterHeat | Com - Grocery | Total Resource Cost Test | Energy Efficiency | 270565.3699 | 319005.114 | 375469.2074 | 440289.3475 | 513115.7533 | 568396.8578 | 644610.375 | 728226.4765 | 512383.0715 | 869905.9621 | 912870.6854 | 927711.0006 | 910248.2014
Scenario 2: High TRC | PG&E | Com | WaterHeat | Com - Grocery | Total Resource Cost Test | Fuel Substitution | 43131.5286 | 54318.3101 | 68249.7749 | 85543.9075 | 107258.6503 | 0 | 0 | 0 | 0 | 0 | 0 | 0 | 0
Scenario 2: High TRC | PG&E | Com | WaterHeat | Com - Health | Participant Cost Test | Energy Efficiency | 466080.5402 | 527150.4776 | 581979.9639 | 658741.0056 | 717516.2737 | 598096.0715 | 542580.1509 | 602905.4373 | 371810.7747 | 650318.388 | 625185.1375 | 569310.1296 | 491733.6167
Scenario 2: High TRC | PG&E | Com | WaterHeat | Com - Health | Participant Cost Test | Fuel Substitution | 1111351.4348 | 1288692.4188 | 1499701.9935 | 1648541.9544 | 1764383.0172 | 250261.8892 | 319588.2387 | 409798.0801 | 238438.8461 | 308855.5889 | 404202.8975 | 505619.8927 | 613082.8125
Scenario 2: High TRC | PG&E | Com | WaterHeat | Com - Health | Program Administrator Cost Test | Energy Efficiency | 843548.0309 | 975246.0156 | 1133363.0954 | 1307283.5291 | 1425885.8458 | 1210828.0416 | 1376080.0354 | 1504374.0926 | 978811.4203 | 1568571.3956 | 1481400.8989 | 1325378.9101 | 1124954.8877
Scenario 2: High TRC | PG&E | Com | WaterHeat | Com - Health | Program Administrator Cost Test | Fuel Substitution | 1860891.5351 | 2402124.9369 | 3077750.3886 | 3889189.2741 | 4893659.9099 | 329929.1196 | 424506.4663 | 543655.6207 | 443477.5712 | 574404.0508 | 751662.7339 | 940166.1186 | 1139862.5065
Scenario 2: High TRC | PG&E | Com | WaterHeat | Com - Health | Rate Impact Measure Test | Energy Efficiency | 2219697.2378 | 2439005.8211 | 2704731.8071 | 2980282.2643 | 3160160.6922 | 2060302.1477 | 2362963.3333 | 2605758.8416 | 1726978.9192 | 2770217.2913 | 2448434.174 | 1931065.1027 | 1395177.8243
Scenario 2: High TRC | PG&E | Com | WaterHeat | Com - Health | Rate Impact Measure Test | Fuel Substitution | 1860891.5351 | 2402124.9369 | 3077750.3886 | 3894761.4292 | 4916689.7218 | 8315627.0689 | 9656922.8167 | 10775896.853 | 11219486.6722 | 11877221.8887 | 11995595.4942 | 10437847.7986 | 6983947.4723
Scenario 2: High TRC | PG&E | Com | WaterHeat | Com - Health | Total Resource Cost Test | Energy Efficiency | 1044506.2653 | 1195700.5924 | 1358058.254 | 1552616.6236 | 1688372.4796 | 1406615.1633 | 1498509.0594 | 1640343.3971 | 1062712.8044 | 1716424.3671 | 1624711.6958 | 1456965.1112 | 1239566.4046
Scenario 2: High TRC | PG&E | Com | WaterHeat | Com - Health | Total Resource Cost Test | Fuel Substitution | 2152599.4105 | 2772057.6482 | 3550657.0817 | 4409055.0502 | 5429067.6443 | 522883.2588 | 669305.2358 | 857865.9874 | 562696.9942 | 728831.8453 | 953764.1826 | 1192976.0649 | 1446403.9128
Scenario 2: High TRC | PG&E | Com | WaterHeat | Com - Lodging | Participant Cost Test | Energy Efficiency | 2026017.2171 | 2188964.4606 | 2346259.9615 | 2519320.2434 | 2701632.4983 | 1964321.8336 | 1183693.7941 | 1271159.3194 | 271961.5007 | 425852.3126 | 26000.6583 | 387687.5006 | 313069.0251
Scenario 2: High TRC | PG&E | Com | WaterHeat | Com - Lodging | Participant Cost Test | Fuel Substitution | 1251638.6503 | 1450208.1094 | 1686079.6123 | 1877427.8259 | 2043940.7527 | 602258.6275 | 249048.9466 | 319346.7957 | 185295.0655 | 243131.7968 | 317972.0301 | 397488.9858 | 481650.3575
Scenario 2: High TRC | PG&E | Com | WaterHeat | Com - Lodging | Program Administrator Cost Test | Energy Efficiency | 2824379.4742 | 3024252.7513 | 3234164.5251 | 3438750.8708 | 3640408.473 | 1431156.6357 | 1505978.5797 | 1515854.0603 | 715706.0144 | 1025724.325 | 62799.8673 | 795270.2246 | 622665.6004
Scenario 2: High TRC | PG&E | Com | WaterHeat | Com - Lodging | Program Administrator Cost Test | Fuel Substitution | 1877301.5529 | 2411427.8266 | 3075717.2304 | 3876744.6424 | 4871328.4349 | 339505.0495 | 331485.4385 | 424021.5352 | 344879.2015 | 452502.3526 | 591751.5542 | 739701.0074 | 896245.1263
Scenario 2: High TRC | PG&E | Com | WaterHeat | Com - Lodging | Rate Impact Measure Test | Energy Efficiency | 9374639.3024 | 9624911.0272 | 9845451.5967 | 9994932.1821 | 10103669.7654 | 2491136.1209 | 2649370.5034 | 2699505.7813 | 1260945.3285 | 1810050.9674 | 106275.3109 | 1170351.7701 | 777884.8528
Scenario 2: High TRC | PG&E | Com | WaterHeat | Com - Lodging | Rate Impact Measure Test | Fuel Substitution | 1877301.5529 | 2411427.8266 | 3075717.2304 | 3876744.6424 | 4871328.4349 | 7905067.4455 | 9035904.253 | 10038125.5666 | 10445325.7022 | 11184613.7222 | 11261116.3127 | 9746445.8252 | 6434854.1265
Scenario 2: High TRC | PG&E | Com | WaterHeat | Com - Lodging | Total Resource Cost Test | Energy Efficiency | 3844408.4836 | 4117377.5641 | 4387939.5795 | 4666657.6609 | 4947524.4059 | 2492765.7052 | 1993454.9344 | 2047174.4132 | 777073.1372 | 1122627.3552 | 68994.1411 | 908669.2425 | 716982.2277
Scenario 2: High TRC | PG&E | Com | WaterHeat | Com - Lodging | Total Resource Cost Test | Fuel Substitution | 2244919.6486 | 2874605.7961 | 3661841.9337 | 4552648.1208 | 5625753.9464 | 896747.2685 | 522070.1217 | 668902.493 | 437526.7342 | 574068.251 | 750737.5693 | 938445.5003 | 1137070.3051
Scenario 2: High TRC | PG&E | Com | WaterHeat | Com - Office (Large) | Participant Cost Test | Energy Efficiency | 1331993.4968 | 1420380.2995 | 1446341.5485 | 1414935.0128 | 1318442.1971 | 853251.7126 | 370369.7894 | 199902.9752 | 29799.9397 | 38909.9886 | 36102.237 | 33510.5334 | 31121.8302
Scenario 2: High TRC | PG&E | Com | WaterHeat | Com - Office (Large) | Participant Cost Test | Fuel Substitution | 340873.6193 | 399721.843 | 473234.5984 | 509091.2392 | 492122.1616 | 94198.6348 | 120155.917 | 152848.9639 | 123938.0478 | 165208.4145 | 214639.683 | 266616.1387 | 320984.2323
Scenario 2: High TRC | PG&E | Com | WaterHeat | Com - Office (Large) | Program Administrator Cost Test | Energy Efficiency | 2534705.8638 | 2691003.1237 | 2703836.9225 | 2540850.2241 | 2211262.1484 | 1416989.3882 | 934765.4108 | 495618.7086 | 78522.1321 | 93948.1335 | 85765.4529 | 78365.7116 | 71690.8242
Scenario 2: High TRC | PG&E | Com | WaterHeat | Com - Office (Large) | Program Administrator Cost Test | Fuel Substitution | 433821.5287 | 553582.7234 | 706239.2696 | 883751.3104 | 1083325.2285 | 152659.2922 | 194724.3296 | 246818.5036 | 223344.6837 | 296995.9934 | 384943.8759 | 477046.6036 | 573008.4853
Scenario 2: High TRC | PG&E | Com | WaterHeat | Com - Office (Large) | Rate Impact Measure Test | Energy Efficiency | 4794356.388 | 5065575.9102 | 5099359.2873 | 4832338.2403 | 4274339.5346 | 2403498.9384 | 1600189.4074 | 856839.8766 | 139573.4045 | 167221.8436 | 143128.5303 | 115430.002 | 89704.9418
Scenario 2: High TRC | PG&E | Com | WaterHeat | Com - Office (Large) | Rate Impact Measure Test | Fuel Substitution | 433821.5287 | 553582.7234 | 706239.2696 | 884167.0158 | 1084657.2575 | 2171375.906 | 2494259.283 | 2763972.8848 | 2846655.1284 | 3128488.4943 | 3181279.8683 | 2822683.7713 | 2006153.095
Scenario 2: High TRC | PG&E | Com | WaterHeat | Com - Office (Large) | Total Resource Cost Test | Energy Efficiency | 3043395.8067 | 3229154.1362 | 3248587.4694 | 3086359.7232 | 2743189.873 | 1752141.755 | 1018153.5698 | 540647.3503 | 85236.8273 | 102820.4786 | 94066.1645 | 86134.5185 | 78966.5264
Scenario 2: High TRC | PG&E | Com | WaterHeat | Com - Office (Large) | Total Resource Cost Test | Fuel Substitution | 561046.5562 | 713906.6699 | 912181.1063 | 1099620.7475 | 1258705.0915 | 218799.8407 | 279146.4394 | 354990.2592 | 292666.5065 | 390094.8298 | 506781.1044 | 629463.2164 | 757776.4931
Scenario 2: High TRC | PG&E | Com | WaterHeat | Com - Office (Small) | Participant Cost Test | Energy Efficiency | 202221.1419 | 257590.6141 | 11935.0558 | 279216.7682 | 349194.9974 | 398279.8436 | 452626.9712 | 490668.7255 | 290037.062 | 483856.7948 | 434516.6522 | 363189.1409 | 282314.6341
Scenario 2: High TRC | PG&E | Com | WaterHeat | Com - Office (Small) | Participant Cost Test | Fuel Substitution | 76227.3577 | 88280.7633 | 101940.2126 | 97431.158 | 114863.4453 | 16452.6189 | 21402.9785 | 27281.4755 | 33933.2173 | 45722.933 | 59479.1378 | 73991.6441 | 89263.0356
Scenario 2: High TRC | PG&E | Com | WaterHeat | Com - Office (Small) | Program Administrator Cost Test | Energy Efficiency | 561064.4744 | 703548.7613 | 28475.8133 | 738950.6907 | 899051.2089 | 1024829.8114 | 1146093.3587 | 1222541.8352 | 762305.2373 | 1165132.759 | 1027633.0022 | 843545.548 | 643921.576
Scenario 2: High TRC | PG&E | Com | WaterHeat | Com - Office (Small) | Program Administrator Cost Test | Fuel Substitution | 113128.8423 | 144734.1378 | 182775.8033 | 191499.5165 | 248535.1321 | 29535.5485 | 38329.7167 | 48742.9649 | 60489.525 | 81324.1462 | 105560.5082 | 131035.4772 | 157747.6038
Scenario 2: High TRC | PG&E | Com | WaterHeat | Com - Office (Small) | Rate Impact Measure Test | Energy Efficiency | 922585.438 | 1164777.7425 | 60512.5853 | 1241021.6022 | 1554273.9279 | 1738042.8654 | 1961093.3981 | 2111002.0487 | 1338532.6122 | 2052702.2685 | 1694616.7332 | 1226275.4469 | 797151.498
Scenario 2: High TRC | PG&E | Com | WaterHeat | Com - Office (Small) | Rate Impact Measure Test | Fuel Substitution | 113128.8423 | 144734.1378 | 182775.8033 | 191499.5165 | 248538.7602 | 516557.1595 | 599417.1282 | 668809.7994 | 711669.019 | 791797.6916 | 808106.6734 | 721223.49 | 519086.7576
Scenario 2: High TRC | PG&E | Com | WaterHeat | Com - Office (Small) | Total Resource Cost Test | Energy Efficiency | 607859.2979 | 762935.2124 | 32560.2345 | 803030.9477 | 983106.7304 | 1114500.6779 | 1247966.3585 | 1332970.7983 | 827565.8774 | 1274937.3918 | 1127054.8076 | 927329.4545 | 709583.1935
Scenario 2: High TRC | PG&E | Com | WaterHeat | Com - Office (Small) | Total Resource Cost Test | Fuel Substitution | 131238.1562 | 167663.1431 | 211546.1429 | 221509.9587 | 288516.6524 | 38867.5004 | 50556.2097 | 64435.7864 | 80140.4059 | 107976.8152 | 140454.0431 | 174713.8104 | 210761.628
Scenario 2: High TRC | PG&E | Com | WaterHeat | Com - Other | Participant Cost Test | Energy Efficiency | 865122.5436 | 1020869.3835 | 1104473.8054 | 1302410.6017 | 1528906.4231 | 1479343.8344 | 1567164.7062 | 1792944.5893 | 1157838.0402 | 2099181.7555 | 2120659.2093 | 2031569.826 | 1841256.1934
Scenario 2: High TRC | PG&E | Com | WaterHeat | Com - Other | Participant Cost Test | Fuel Substitution | 5381055.367 | 6251311.9447 | 7273342.9645 | 7960034.1952 | 8432727.7727 | 1334687.5704 | 1693216.8546 | 2154909.5282 | 1250024.1281 | 1613594.4961 | 2092027.408 | 2596293.6628 | 3126526.7246
Scenario 2: High TRC | PG&E | Com | WaterHeat | Com - Other | Program Administrator Cost Test | Energy Efficiency | 1698267.3147 | 2036134.5191 | 2434628.3788 | 2896366.8403 | 3417802.0355 | 3447602.6619 | 3990176.1955 | 4490834.7128 | 3061322.9098 | 5082190.6772 | 5044566.0378 | 4749467.5124 | 4232081.7232
Scenario 2: High TRC | PG&E | Com | WaterHeat | Com - Other | Program Administrator Cost Test | Fuel Substitution | 7557370.8987 | 9643654.0651 | 12245968.257 | 15336697.9373 | 19129388.7131 | 1764806.2391 | 2254406.9651 | 2865642.1021 | 2326827.2053 | 3003352.7944 | 3893545.4631 | 4831639.6576 | 5810604.8826
Scenario 2: High TRC | PG&E | Com | WaterHeat | Com - Other | Rate Impact Measure Test | Energy Efficiency | 3767102.0085 | 4387042.1007 | 5108346.4859 | 5932854.3235 | 6852070.6197 | 5927625.2835 | 6911891.4894 | 7842194.0727 | 5464515.9345 | 9020409.454 | 8369800.1531 | 6942553.5483 | 5260272.0312
Scenario 2: High TRC | PG&E | Com | WaterHeat | Com - Other | Rate Impact Measure Test | Fuel Substitution | 7557370.8987 | 9643654.0651 | 12245968.257 | 15336697.9373 | 19129388.7131 | 30015283.7371 | 34643152.9098 | 38495917.7155 | 39596293.5816 | 41959501.2644 | 42286093.9111 | 37007287.3714 | 25474277.6368
Scenario 2: High TRC | PG&E | Com | WaterHeat | Com - Other | Total Resource Cost Test | Energy Efficiency | 2062976.6698 | 2454241.8395 | 2813682.8094 | 3328914.0405 | 3910581.9716 | 3856338.7456 | 4347870.9265 | 4898714.4458 | 3325208.2972 | 5562239.0537 | 5533398.7896 | 5221667.5776 | 4663812.1666
Scenario 2: High TRC | PG&E | Com | WaterHeat | Com - Other | Total Resource Cost Test | Fuel Substitution | 9201206.6455 | 11710013.3468 | 14846360.1809 | 18175501.0387 | 22045606.3327 | 2792284.3868 | 3549972.0437 | 4516031.9048 | 2951839.2693 | 3810150.0424 | 4939559.1671 | 6129819.7959 | 7381223.9046
Scenario 2: High TRC | PG&E | Com | WaterHeat | Com - Refrig. Warehouse | Participant Cost Test | Energy Efficiency | 1034.0445 | 1095.2324 | 1158.3826 | 24397.2675 | 30624.4598 | 63719.1421 | 77451.1823 | 92236.4408 | 62067.409 | 120369.5951 | 130354.1753 | 135235.057 | 133775.7718
Scenario 2: High TRC | PG&E | Com | WaterHeat | Com - Refrig. Warehouse | Participant Cost Test | Fuel Substitution | 8996.9798 | 10226.035 | 11686.6122 | 13276.6538 | 15016.9274 | 991.6116 | 1289.2957 | 1644.7365 | 2049.6365 | 2686.4646 | 3516.2868 | 4398.5223 | 5331.4106
Scenario 2: High TRC | PG&E | Com | WaterHeat | Com - Refrig. Warehouse | Program Administrator Cost Test | Energy Efficiency | 2698.2531 | 2821.6249 | 2947.1919 | 69117.8128 | 85443.7055 | 163936.9032 | 196154.1305 | 229940.3116 | 163151.3628 | 290217.6364 | 308797.49 | 314737.1365 | 305857.6068
Scenario 2: High TRC | PG&E | Com | WaterHeat | Com - Refrig. Warehouse | Program Administrator Cost Test | Fuel Substitution | 17645.6097 | 22683.2374 | 28851.2194 | 36369.1553 | 45731.9507 | 1844.9385 | 2398.889 | 3060.2314 | 3813.4801 | 4998.0551 | 6541.4384 | 8181.9973 | 9916.3991
Scenario 2: High TRC | PG&E | Com | WaterHeat | Com - Refrig. Warehouse | Rate Impact Measure Test | Energy Efficiency | 10732.7005 | 10980.2922 | 11171.4801 | 122023.5755 | 150448.5159 | 278164.8221 | 335794.2104 | 397211.3878 | 286601.0116 | 511477.1535 | 509418.6034 | 457676.7149 | 378694.7176
Scenario 2: High TRC | PG&E | Com | WaterHeat | Com - Refrig. Warehouse | Rate Impact Measure Test | Fuel Substitution | 17645.6097 | 22683.2374 | 28893.4278 | 36565.5979 | 46204.0984 | 75342.5875 | 87061.3078 | 96719.8342 | 102371.8589 | 109606.0665 | 110621.9918 | 96100.308 | 63995.6729
Scenario 2: High TRC | PG&E | Com | WaterHeat | Com - Refrig. Warehouse | Total Resource Cost Test | Energy Efficiency | 3078.7533 | 3227.0919 | 3378.7719 | 74790.8297 | 92531.478 | 178417.2053 | 213695.5203 | 250780.0599 | 177117.0124 | 317563.4309 | 338629.2842 | 345921.6892 | 336945.8572
Scenario 2: High TRC | PG&E | Com | WaterHeat | Com - Refrig. Warehouse | Total Resource Cost Test | Fuel Substitution | 19293.1423 | 24767.5961 | 31476.5592 | 39662.631 | 49844.9477 | 2340.7442 | 3043.5369 | 3882.5997 | 4838.2983 | 6341.2874 | 8299.5818 | 10381.2585 | 12582.1044
Scenario 2: High TRC | PG&E | Com | WaterHeat | Com - Restaurant | Participant Cost Test | Energy Efficiency | 111536.8604 | 123340.4952 | 136450.212 | 225874.3261 | 256900.196 | 210892.8085 | 233617.6655 | 247917.9491 | 156580.0527 | 238333.9619 | 41323.8219 | 191060.4064 | 179847.8117
Scenario 2: High TRC | PG&E | Com | WaterHeat | Com - Restaurant | Participant Cost Test | Fuel Substitution | 2001849.8539 | 2303075.944 | 2642879.4899 | 2992344.2526 | 3353253.4244 | 482537.6249 | 622264.9538 | 786546.7063 | 971072.5831 | 1251666.5356 | 1617080.9232 | 1802941.9078 | 2295849.3308
Scenario 2: High TRC | PG&E | Com | WaterHeat | Com - Restaurant | Program Administrator Cost Test | Energy Efficiency | 225750.3393 | 242188.0864 | 260109.8669 | 493476.0074 | 554186.5597 | 566103.8711 | 615099.8029 | 641384.5934 | 430180.0374 | 598036.326 | 122404.2961 | 465602.2324 | 446762.0492
Scenario 2: High TRC | PG&E | Com | WaterHeat | Com - Restaurant | Program Administrator Cost Test | Fuel Substitution | 3332826.9744 | 4251094.6192 | 5350371.2441 | 6659945.7744 | 8256278.95 | 881052.2468 | 1133124.1336 | 1428516.8375 | 1759124.8976 | 2261734.2763 | 2914793.6506 | 3241890.3803 | 4118242.7448
Scenario 2: High TRC | PG&E | Com | WaterHeat | Com - Restaurant | Rate Impact Measure Test | Energy Efficiency | 816376.5544 | 878291.4839 | 940034.6089 | 1357249.19 | 1480299.661 | 1040171.1597 | 1135208.9311 | 1192922.6331 | 842320.9199 | 1114749.4764 | 245771.0604 | 703758.7659 | 577353.3719
Scenario 2: High TRC | PG&E | Com | WaterHeat | Com - Restaurant | Rate Impact Measure Test | Fuel Substitution | 3336598.3608 | 4262452.6615 | 5369822.7637 | 6689788.4182 | 8298626.7618 | 17340233.0561 | 19930907.4268 | 22028754.987 | 23232465.8718 | 24672907.6174 | 24923328.1444 | 19811964.8339 | 14826048.3174
Scenario 2: High TRC | PG&E | Com | WaterHeat | Com - Restaurant | Total Resource Cost Test | Energy Efficiency | 284354.2257 | 308371.1562 | 334832.6252 | 594511.6536 | 668975.6141 | 617054.6612 | 671230.3148 | 700815.9494 | 469135.7776 | 655881.2617 | 135658.876 | 512998.2916 | 494047.1374
Scenario 2: High TRC | PG&E | Com | WaterHeat | Com - Restaurant | Total Resource Cost Test | Fuel Substitution | 3774414.7723 | 4809663.2209 | 6050077.9926 | 7529302.8624 | 9328530.027 | 1139616.8595 | 1469455.7655 | 1857231.134 | 2292762.1976 | 2955066.9762 | 3817503.356 | 4255971.6354 | 5419087.8563
Scenario 2: High TRC | PG&E | Com | WaterHeat | Com - Retail | Participant Cost Test | Energy Efficiency | 376514.2361 | 481656.999 | 470848.554 | 676787.0992 | 838409.6473 | 992484.8 | 1160774.7183 | 1339057.9373 | 827838.8759 | 1486484.1848 | 1471529.7735 | 1379157.1752 | 1221051.9817
Scenario 2: High TRC | PG&E | Com | WaterHeat | Com - Retail | Participant Cost Test | Fuel Substitution | 127345.0584 | 146206.4075 | 214373.3617 | 210274.9428 | 216889.7424 | 54646.4397 | 69975.581 | 90233.1003 | 52728.5478 | 69035.5432 | 89568.462 | 111204.8669 | 133956.3713
Scenario 2: High TRC | PG&E | Com | WaterHeat | Com - Retail | Program Administrator Cost Test | Energy Efficiency | 1027329.8431 | 1296745.7802 | 1264194.1443 | 1784313.6847 | 2170627.833 | 2544909.7979 | 2931384.2363 | 3280302.5342 | 2175807.7234 | 3581995.6528 | 3483267.8668 | 3206678.1369 | 2788532.4028
Scenario 2: High TRC | PG&E | Com | WaterHeat | Com - Retail | Program Administrator Cost Test | Fuel Substitution | 184933.9633 | 236231.4074 | 310109.3823 | 354968.812 | 446233.2456 | 72066.7839 | 92486.0329 | 118420.6599 | 95596.2184 | 124848.8887 | 161584.684 | 200133.7447 | 240507.0033
Scenario 2: High TRC | PG&E | Com | WaterHeat | Com - Retail | Rate Impact Measure Test | Energy Efficiency | 1691507.1305 | 2148679.9897 | 2110509.1801 | 2995591.7847 | 3703024.4642 | 4319933.1897 | 5019549.0807 | 5666891.2026 | 3820409.6162 | 6310928.0697 | 5744072.8025 | 4661277.0398 | 3451766.0511
Scenario 2: High TRC | PG&E | Com | WaterHeat | Com - Retail | Rate Impact Measure Test | Fuel Substitution | 184933.9633 | 236231.4074 | 310109.3823 | 354968.812 | 446233.2456 | 956352.6563 | 1107113.0649 | 1235581.5651 | 1265072.5727 | 1364677.0474 | 1384350.6007 | 1225337.7194 | 867243.4508
Scenario 2: High TRC | PG&E | Com | WaterHeat | Com - Retail | Total Resource Cost Test | Energy Efficiency | 1117674.9472 | 1411544.2951 | 1372147.7698 | 1940152.3149 | 2366189.5229 | 2770062.0894 | 3194267.6693 | 3593016.5588 | 2362076.6205 | 3919249.9822 | 3819847.7673 | 3524668.6802 | 3072316.2932
Scenario 2: High TRC | PG&E | Com | WaterHeat | Com - Retail | Total Resource Cost Test | Fuel Substitution | 204488.115 | 261037.13 | 388498.8085 | 428309.4584 | 513476.8306 | 114697.8089 | 147051.2018 | 189277.7227 | 124537.7196 | 163044.0779 | 211525.4921 | 262607.8185 | 316317.5394
Scenario 2: High TRC | PG&E | Com | WaterHeat | Com - School | Participant Cost Test | Energy Efficiency | 629316.464 | 706975.7981 | 771306.3056 | 810372.0101 | 813848.3234 | 490602.5301 | 408700.5172 | 308203.9761 | 117739.1712 | 115300.9172 | 43576.8724 | 31831.5959 | 30400.1844
Scenario 2: High TRC | PG&E | Com | WaterHeat | Com - School | Participant Cost Test | Fuel Substitution | 897593.0644 | 1044588.1532 | 1213623.7389 | 1394397.9542 | 1826094.3566 | 481269.9082 | 611193.8629 | 633258.5536 | 512930.1023 | 680151.9877 | 879753.9347 | 1089411.8228 | 1308866.5881
Scenario 2: High TRC | PG&E | Com | WaterHeat | Com - School | Program Administrator Cost Test | Energy Efficiency | 1343490.1154 | 1511823.9695 | 1637780.0285 | 1691987.4131 | 1651547.451 | 1266523.8718 | 1038855.2766 | 771722.0103 | 314240.9887 | 282506.0804 | 108326.871 | 80582.2761 | 76219.2445
Scenario 2: High TRC | PG&E | Com | WaterHeat | Com - School | Program Administrator Cost Test | Fuel Substitution | 1326960.7337 | 1691610.7074 | 2129622.327 | 2653283.4932 | 3497385.9564 | 665654.7841 | 847194.5748 | 995494.5296 | 890708.1586 | 1177822.6976 | 1518430.0116 | 1874193.7595 | 2244561.674
Scenario 2: High TRC | PG&E | Com | WaterHeat | Com - School | Rate Impact Measure Test | Energy Efficiency | 2652550.9369 | 2951586.4636 | 3181170.0482 | 3289041.5523 | 3231608.0266 | 2168091.8903 | 1798556.6846 | 1354528.2325 | 574532.4294 | 513768.285 | 190456.1402 | 125857.3761 | 99093.7478
Scenario 2: High TRC | PG&E | Com | WaterHeat | Com - School | Rate Impact Measure Test | Fuel Substitution | 1326960.7337 | 1691610.7074 | 2129622.327 | 2653283.4932 | 3497385.9564 | 6533439.7593 | 7525932.4926 | 8293885.0431 | 8481135.9008 | 9327401.1073 | 9531028.7091 | 8574485.5901 | 6329898.4137
Scenario 2: High TRC | PG&E | Com | WaterHeat | Com - School | Total Resource Cost Test | Energy Efficiency | 1566640.9125 | 1758606.7306 | 1905562.9157 | 1975361.2217 | 1942608.8064 | 1377837.249 | 1131758.9043 | 842094.7461 | 341687.3304 | 309679.0767 | 119328.3102 | 88943.7064 | 84320.5744
Scenario 2: High TRC | PG&E | Com | WaterHeat | Com - School | Total Resource Cost Test | Fuel Substitution | 1625571.0479 | 2068008.954 | 2599959.4387 | 3236691.3783 | 4453420.3058 | 1047664.725 | 1331857.1303 | 1470911.7469 | 1211366.3533 | 1606146.0497 | 2077343.4907 | 2572237.8107 | 3090209.5978
Scenario 2: High TRC | PG&E | Com | WaterHeat | Com - Warehouse | Participant Cost Test | Energy Efficiency | 282304.7099 | 355076.298 | 443359.3054 | 548772.4144 | 670440.7092 | 793273.123 | 922375.1823 | 1058688.7834 | 674141.5552 | 1251064.7493 | 1280020.8271 | 1248711.228 | 1159032.9256
Scenario 2: High TRC | PG&E | Com | WaterHeat | Com - Warehouse | Participant Cost Test | Fuel Substitution | 13292.9731 | 15638.1045 | 21566.8443 | 24137.1687 | 26211.6915 | 4035.9284 | 5173.4557 | 6657.079 | 3853.9318 | 5096.0266 | 6648.6228 | 8295.5134 | 10036.8113
Scenario 2: High TRC | PG&E | Com | WaterHeat | Com - Warehouse | Program Administrator Cost Test | Energy Efficiency | 737656.2698 | 922750.5214 | 1144591.1731 | 1403944.7891 | 1697422.5736 | 2000350.8151 | 2324457.1362 | 2627230.1835 | 1771780.7273 | 3014479.7198 | 3030015.8605 | 2903710.3243 | 2647428.067
Scenario 2: High TRC | PG&E | Com | WaterHeat | Com - Warehouse | Program Administrator Cost Test | Fuel Substitution | 20672.1268 | 26698.505 | 34904.3692 | 44120.6258 | 55501.5499 | 5303.4862 | 6825.0182 | 8744.742 | 7053.6809 | 9302.1592 | 12104.4461 | 15063.8613 | 18179.6597
Scenario 2: High TRC | PG&E | Com | WaterHeat | Com - Warehouse | Rate Impact Measure Test | Energy Efficiency | 1229921.0996 | 1542636.0577 | 1921263.9368 | 2368748.1171 | 2881046.0695 | 3396721.1891 | 3981697.5935 | 4540743.6439 | 3110449.2251 | 5310627.9533 | 4997712.2155 | 4222305.2562 | 3277388.3097
Scenario 2: High TRC | PG&E | Com | WaterHeat | Com - Warehouse | Rate Impact Measure Test | Fuel Substitution | 20672.1268 | 26698.505 | 34904.3692 | 44120.6258 | 55501.5499 | 73769.7407 | 85883.0079 | 96335.5392 | 99293.9856 | 108065.6029 | 110052.0133 | 97591.7366 | 68853.6446
Scenario 2: High TRC | PG&E | Com | WaterHeat | Com - Warehouse | Total Resource Cost Test | Energy Efficiency | 811181.2384 | 1013383.6348 | 1255533.9413 | 1539217.4938 | 1860586.6384 | 2188119.1064 | 2535714.5289 | 2868976.1204 | 1923463.7515 | 3299164.8866 | 3323385.4895 | 3192006.0449 | 2917013.4692
Scenario 2: High TRC | PG&E | Com | WaterHeat | Com - Warehouse | Total Resource Cost Test | Fuel Substitution | 24818.0048 | 31959.3485 | 44755.2248 | 55305.3835 | 67650.162 | 8442.8557 | 10841.7209 | 13938.872 | 9101.568 | 12034.17 | 15699.6523 | 19587.3642 | 23697.4976
Scenario 2: High TRC | PG&E | Com | WholeBlg | Com - College | Participant Cost Test | Energy Efficiency | 244746.0937 | 247793.2038 | 250268.7825 | 253248.829 | 256693.7172 | 260338.2964 | 265428.2458 | 271050.8967 | 275479.014 | 284780.9163 | 312524.2674 | 315908.5567 | 325069.7009
Scenario 2: High TRC | PG&E | Com | WholeBlg | Com - College | Program Administrator Cost Test | Energy Efficiency | 244746.0937 | 247793.2038 | 250268.7825 | 253248.829 | 256693.7172 | 260338.2964 | 265428.2458 | 271050.8967 | 275479.014 | 284780.9163 | 303206.7621 | 305876.14 | 314148.6717
Scenario 2: High TRC | PG&E | Com | WholeBlg | Com - College | Rate Impact Measure Test | Energy Efficiency | 244746.0937 | 247793.2038 | 250268.7825 | 253248.829 | 256693.7172 | 260338.2964 | 265428.2458 | 271050.8967 | 275479.014 | 284780.9163 | 317591.507 | 316040.5985 | 319612.8913
Scenario 2: High TRC | PG&E | Com | WholeBlg | Com - College | Total Resource Cost Test | Energy Efficiency | 244746.0937 | 247793.2038 | 250268.7825 | 253248.829 | 256693.7172 | 260338.2964 | 265428.2458 | 271050.8967 | 275479.014 | 284780.9163 | 314743.7393 | 318157.2179 | 327375.5719
Scenario 2: High TRC | PG&E | Com | WholeBlg | Com - Grocery | Participant Cost Test | Energy Efficiency | 1683564.5729 | 1727678.8984 | 1770136.753 | 1818759.2429 | 1873530.4315 | 1930721.3054 | 1993659.7014 | 2119176.8641 | 2186277.1632 | 2291267.0437 | 2355353.7811 | 2406879.2705 | 2440289.0218
Scenario 2: High TRC | PG&E | Com | WholeBlg | Com - Grocery | Program Administrator Cost Test | Energy Efficiency | 1683564.5729 | 1727678.8984 | 1770136.753 | 1818759.2429 | 1873530.4315 | 1930721.3054 | 1993659.7014 | 2119176.8641 | 2186277.1632 | 2291267.0437 | 2355353.7811 | 2406879.2705 | 2440289.0218
Scenario 2: High TRC | PG&E | Com | WholeBlg | Com - Grocery | Rate Impact Measure Test | Energy Efficiency | 1683564.5729 | 1727678.8984 | 1770136.753 | 1818759.2429 | 1873530.4315 | 1930721.3054 | 1993659.7014 | 2119176.8641 | 2186277.1632 | 2291267.0437 | 2355353.7811 | 2406879.2705 | 2440289.0218
Scenario 2: High TRC | PG&E | Com | WholeBlg | Com - Grocery | Total Resource Cost Test | Energy Efficiency | 1683564.5729 | 1727678.8984 | 1770136.753 | 1818759.2429 | 1873530.4315 | 1930721.3054 | 1993659.7014 | 2119176.8641 | 2186277.1632 | 2291267.0437 | 2355353.7811 | 2406879.2705 | 2440289.0218
Scenario 2: High TRC | PG&E | Com | WholeBlg | Com - Health | Participant Cost Test | Energy Efficiency | 1995628.5598 | 2054317.3557 | 2110005.2675 | 2172493.5097 | 2241848.9974 | 2312983.7252 | 2392915.7754 | 2497133.4595 | 2579192.2449 | 2709901.0889 | 2788120.0151 | 2851754.2483 | 2903564.81
Scenario 2: High TRC | PG&E | Com | WholeBlg | Com - Health | Program Administrator Cost Test | Energy Efficiency | 1995628.5598 | 2054317.3557 | 2110005.2675 | 2172493.5097 | 2241848.9974 | 2312983.7252 | 2392915.7754 | 2497133.4595 | 2579192.2449 | 2709901.0889 | 2788120.0151 | 2851754.2483 | 2903564.81
Scenario 2: High TRC | PG&E | Com | WholeBlg | Com - Health | Rate Impact Measure Test | Energy Efficiency | 1995628.5598 | 2054317.3557 | 2110005.2675 | 2172493.5097 | 2241848.9974 | 2312983.7252 | 2392915.7754 | 2497133.4595 | 2579192.2449 | 2709901.0889 | 2788120.0151 | 2851754.2483 | 2903564.81
Scenario 2: High TRC | PG&E | Com | WholeBlg | Com - Health | Total Resource Cost Test | Energy Efficiency | 1995628.5598 | 2054317.3557 | 2110005.2675 | 2172493.5097 | 2241848.9974 | 2312983.7252 | 2392915.7754 | 2497133.4595 | 2579192.2449 | 2709901.0889 | 2788120.0151 | 2851754.2483 | 2903564.81
Scenario 2: High TRC | PG&E | Com | WholeBlg | Com - Lodging | Participant Cost Test | Energy Efficiency | 303314.7127 | 310022.1384 | 316224.6185 | 323291.6699 | 331336.1332 | 339687.1964 | 349324.7689 | 357887.4183 | 368075.6522 | 384066.1445 | 394070.2961 | 402306.3517 | 408435.3517
Scenario 2: High TRC | PG&E | Com | WholeBlg | Com - Lodging | Program Administrator Cost Test | Energy Efficiency | 303314.7127 | 310022.1384 | 316224.6185 | 323291.6699 | 331336.1332 | 339687.1964 | 349324.7689 | 357887.4183 | 368075.6522 | 384066.1445 | 394070.2961 | 402306.3517 | 408435.3517
Scenario 2: High TRC | PG&E | Com | WholeBlg | Com - Lodging | Rate Impact Measure Test | Energy Efficiency | 303314.7127 | 310022.1384 | 316224.6185 | 323291.6699 | 331336.1332 | 339687.1964 | 349324.7689 | 357887.4183 | 368075.6522 | 384066.1445 | 394070.2961 | 402306.3517 | 408435.3517
Scenario 2: High TRC | PG&E | Com | WholeBlg | Com - Lodging | Total Resource Cost Test | Energy Efficiency | 303314.7127 | 310022.1384 | 316224.6185 | 323291.6699 | 331336.1332 | 339687.1964 | 349324.7689 | 357887.4183 | 368075.6522 | 384066.1445 | 394070.2961 | 402306.3517 | 408435.3517
Scenario 2: High TRC | PG&E | Com | WholeBlg | Com - Office (Large) | Participant Cost Test | Energy Efficiency | 2761344.4465 | 2829152.582 | 2891265.1301 | 2960750.2041 | 3039520.3038 | 3123580.4749 | 3223805.2022 | 3248297.3601 | 3346793.0819 | 3505239.2757 | 3599769.1016 | 3675028.8567 | 3756548.3889
Scenario 2: High TRC | PG&E | Com | WholeBlg | Com - Office (Large) | Program Administrator Cost Test | Energy Efficiency | 2761344.4465 | 2829152.582 | 2891265.1301 | 2960750.2041 | 3039520.3038 | 3123580.4749 | 3223805.2022 | 3248297.3601 | 3346793.0819 | 3505239.2757 | 3599769.1016 | 3675028.8567 | 3756548.3889
Scenario 2: High TRC | PG&E | Com | WholeBlg | Com - Office (Large) | Rate Impact Measure Test | Energy Efficiency | 2761344.4465 | 2829152.582 | 2891265.1301 | 2960750.2041 | 3039520.3038 | 3123580.4749 | 3223805.2022 | 3248297.3601 | 3346793.0819 | 3505239.2757 | 3599769.1016 | 3675028.8567 | 3756548.3889
Scenario 2: High TRC | PG&E | Com | WholeBlg | Com - Office (Large) | Total Resource Cost Test | Energy Efficiency | 2761344.4465 | 2829152.582 | 2891265.1301 | 2960750.2041 | 3039520.3038 | 3123580.4749 | 3223805.2022 | 3248297.3601 | 3346793.0819 | 3505239.2757 | 3599769.1016 | 3675028.8567 | 3756548.3889
Scenario 2: High TRC | PG&E | Com | WholeBlg | Com - Office (Small) | Participant Cost Test | Energy Efficiency | 491803.1942 | 504583.0497 | 516797.2113 | 530551.353 | 546070.9248 | 562320.7103 | 581004.1802 | 616125.3241 | 635133.0153 | 665131.5368 | 683252.3108 | 697939.6324 | 711745.8814
Scenario 2: High TRC | PG&E | Com | WholeBlg | Com - Office (Small) | Program Administrator Cost Test | Energy Efficiency | 491803.1942 | 504583.0497 | 516797.2113 | 530551.353 | 546070.9248 | 562320.7103 | 581004.1802 | 616125.3241 | 635133.0153 | 665131.5368 | 683252.3108 | 697939.6324 | 711745.8814
Scenario 2: High TRC | PG&E | Com | WholeBlg | Com - Office (Small) | Rate Impact Measure Test | Energy Efficiency | 491803.1942 | 504583.0497 | 516797.2113 | 530551.353 | 546070.9248 | 562320.7103 | 581004.1802 | 616125.3241 | 635133.0153 | 665131.5368 | 683252.3108 | 697939.6324 | 711745.8814
Scenario 2: High TRC | PG&E | Com | WholeBlg | Com - Office (Small) | Total Resource Cost Test | Energy Efficiency | 491803.1942 | 504583.0497 | 516797.2113 | 530551.353 | 546070.9248 | 562320.7103 | 581004.1802 | 616125.3241 | 635133.0153 | 665131.5368 | 683252.3108 | 697939.6324 | 711745.8814
Scenario 2: High TRC | PG&E | Com | WholeBlg | Com - Other | Participant Cost Test | Energy Efficiency | 2172463.6731 | 2323837.0089 | 2465464.8686 | 2595721.7183 | 2752107.0975 | 2946183.0826 | 3126670.8717 | 3204040.9192 | 3345869.5063 | 3542104.076 | 3683975.9404 | 3808305.354 | 3889221.2245
Scenario 2: High TRC | PG&E | Com | WholeBlg | Com - Other | Program Administrator Cost Test | Energy Efficiency | 2172463.6731 | 2323837.0089 | 2465464.8686 | 2595721.7183 | 2752107.0975 | 2946183.0826 | 3126670.8717 | 3204040.9192 | 3345869.5063 | 3542104.076 | 3683975.9404 | 3808305.354 | 3889221.2245
Scenario 2: High TRC | PG&E | Com | WholeBlg | Com - Other | Rate Impact Measure Test | Energy Efficiency | 2172463.6731 | 2323837.0089 | 2465464.8686 | 2595721.7183 | 2752107.0975 | 2946183.0826 | 3126670.8717 | 3204040.9192 | 3345869.5063 | 3542104.076 | 3683975.9404 | 3808305.354 | 3889221.2245
Scenario 2: High TRC | PG&E | Com | WholeBlg | Com - Other | Total Resource Cost Test | Energy Efficiency | 2172463.6731 | 2323837.0089 | 2465464.8686 | 2595721.7183 | 2752107.0975 | 2946183.0826 | 3126670.8717 | 3204040.9192 | 3345869.5063 | 3542104.076 | 3683975.9404 | 3808305.354 | 3889221.2245
Scenario 2: High TRC | PG&E | Com | WholeBlg | Com - Refrig. Warehouse | Participant Cost Test | Energy Efficiency | 245877.0212 | 255673.9825 | 265538.2879 | 276351.4779 | 288223.2465 | 300143.3403 | 312845.1964 | 343844.5023 | 358224.7645 | 378072.5451 | 392435.6994 | 404935.5591 | 408511.8439
Scenario 2: High TRC | PG&E | Com | WholeBlg | Com - Refrig. Warehouse | Program Administrator Cost Test | Energy Efficiency | 245877.0212 | 255673.9825 | 265538.2879 | 276351.4779 | 288223.2465 | 300143.3403 | 312845.1964 | 343844.5023 | 358224.7645 | 378072.5451 | 392435.6994 | 404935.5591 | 408511.8439
Scenario 2: High TRC | PG&E | Com | WholeBlg | Com - Refrig. Warehouse | Rate Impact Measure Test | Energy Efficiency | 245877.0212 | 255673.9825 | 265538.2879 | 276351.4779 | 288223.2465 | 300143.3403 | 312845.1964 | 343844.5023 | 358224.7645 | 378072.5451 | 392435.6994 | 404935.5591 | 408511.8439
Scenario 2: High TRC | PG&E | Com | WholeBlg | Com - Refrig. Warehouse | Total Resource Cost Test | Energy Efficiency | 245877.0212 | 255673.9825 | 265538.2879 | 276351.4779 | 288223.2465 | 300143.3403 | 312845.1964 | 343844.5023 | 358224.7645 | 378072.5451 | 392435.6994 | 404935.5591 | 408511.8439
Scenario 2: High TRC | PG&E | Com | WholeBlg | Com - Restaurant | Participant Cost Test | Energy Efficiency | 734478.7205 | 751195.8653 | 766960.939 | 784777.0239 | 804937.4218 | 825248.4697 | 847739.1323 | 876370.0836 | 900359.6233 | 941382.0226 | 964064.6668 | 973166.303 | 1087006.6592
Scenario 2: High TRC | PG&E | Com | WholeBlg | Com - Restaurant | Program Administrator Cost Test | Energy Efficiency | 733868.418 | 750500.2888 | 766160.3021 | 783862.0261 | 803900.2616 | 824081.3188 | 846424.1541 | 874900.8429 | 898730.8989 | 939576.9999 | 962075.2162 | 973166.303 | 1061242.4689
Scenario 2: High TRC | PG&E | Com | WholeBlg | Com - Restaurant | Rate Impact Measure Test | Energy Efficiency | 758248.9981 | 775540.7896 | 792104.4078 | 810366.3674 | 830533.7957 | 850304.6306 | 871904.9359 | 898963.1593 | 920709.818 | 958842.3338 | 977856.1747 | 973166.303 | 1128359.3644
Scenario 2: High TRC | PG&E | Com | WholeBlg | Com - Restaurant | Total Resource Cost Test | Energy Efficiency | 735449.0533 | 752242.7969 | 768103.6242 | 786017.2162 | 806274.3285 | 826681.0856 | 849277.9544 | 878011.0952 | 902097.6758 | 943224.1147 | 966008.0751 | 973166.303 | 1110122.937
Scenario 2: High TRC | PG&E | Com | WholeBlg | Com - Retail | Participant Cost Test | Energy Efficiency | 996194.6624 | 1014741.8597 | 1031836.3247 | 1028163.2517 | 1285402.4715 | 1097327.443 | 1128062.9674 | 1175262.0367 | 1204507.3141 | 1254282.3892 | 1280793.5739 | 1300550.3626 | 1336548.2252
Scenario 2: High TRC | PG&E | Com | WholeBlg | Com - Retail | Program Administrator Cost Test | Energy Efficiency | 995772.5634 | 1014094.3302 | 1030911.1994 | 1028163.2517 | 1270611.2423 | 1095386.1804 | 1125644.6125 | 1172302.968 | 1200976.0415 | 1250107.9554 | 1275901.8796 | 1294875.6116 | 1330002.6278
Scenario 2: High TRC | PG&E | Com | WholeBlg | Com - Retail | Rate Impact Measure Test | Energy Efficiency | 1125129.5715 | 1150877.7112 | 1175613.9829 | 1028163.2517 | 2666848.198 | 1240432.5053 | 1268851.7705 | 1310063.3085 | 1328170.6996 | 1362661.2001 | 1369253.786 | 1363398.0794 | 1367782.0957
Scenario 2: High TRC | PG&E | Com | WholeBlg | Com - Retail | Total Resource Cost Test | Energy Efficiency | 1003407.7649 | 1022746.6169 | 1040751.7523 | 1028163.2517 | 1383318.4243 | 1108388.392 | 1140124.4938 | 1188351.7313 | 1218509.2857 | 1269248.3817 | 1296765.6677 | 1317529.1998 | 1354588.9478
Scenario 2: High TRC | PG&E | Com | WholeBlg | Com - School | Participant Cost Test | Energy Efficiency | 434763.6329 | 441185.6717 | 446791.8402 | 453341.1623 | 460820.2355 | 468927.2642 | 479119.9018 | 496956.5429 | 507162.3154 | 524662.7511 | 534533.5071 | 542165.3539 | 553476.6758
Scenario 2: High TRC | PG&E | Com | WholeBlg | Com - School | Program Administrator Cost Test | Energy Efficiency | 434763.6329 | 441185.6717 | 446791.8402 | 453341.1623 | 460820.2355 | 468927.2642 | 479119.9018 | 496956.5429 | 507162.3154 | 524662.7511 | 534533.5071 | 542165.3539 | 553476.6758
Scenario 2: High TRC | PG&E | Com | WholeBlg | Com - School | Rate Impact Measure Test | Energy Efficiency | 434763.6329 | 441185.6717 | 446791.8402 | 453341.1623 | 460820.2355 | 468927.2642 | 479119.9018 | 496956.5429 | 507162.3154 | 524662.7511 | 534533.5071 | 542165.3539 | 553476.6758
Scenario 2: High TRC | PG&E | Com | WholeBlg | Com - School | Total Resource Cost Test | Energy Efficiency | 434763.6329 | 441185.6717 | 446791.8402 | 453341.1623 | 460820.2355 | 468927.2642 | 479119.9018 | 496956.5429 | 507162.3154 | 524662.7511 | 534533.5071 | 542165.3539 | 553476.6758
Scenario 2: High TRC | PG&E | Com | WholeBlg | Com - Warehouse | Participant Cost Test | Energy Efficiency | 1092963.1556 | 1131254.1598 | 1169079.758 | 1210659.7921 | 1257138.0212 | 1305880.1844 | 1358780.6916 | 1507635.7243 | 1567168.7694 | 1651866.6421 | 1710700.9247 | 1760963.9026 | 1785347.5557
Scenario 2: High TRC | PG&E | Com | WholeBlg | Com - Warehouse | Program Administrator Cost Test | Energy Efficiency | 1092963.1556 | 1131254.1598 | 1169079.758 | 1210659.7921 | 1257138.0212 | 1305880.1844 | 1358780.6916 | 1507635.7243 | 1567168.7694 | 1651866.6421 | 1710700.9247 | 1760963.9026 | 1785347.5557
Scenario 2: High TRC | PG&E | Com | WholeBlg | Com - Warehouse | Rate Impact Measure Test | Energy Efficiency | 1092963.1556 | 1131254.1598 | 1169079.758 | 1210659.7921 | 1257138.0212 | 1305880.1844 | 1358780.6916 | 1507635.7243 | 1567168.7694 | 1651866.6421 | 1710700.9247 | 1760963.9026 | 1785347.5557
Scenario 2: High TRC | PG&E | Com | WholeBlg | Com - Warehouse | Total Resource Cost Test | Energy Efficiency | 1092963.1556 | 1131254.1598 | 1169079.758 | 1210659.7921 | 1257138.0212 | 1305880.1844 | 1358780.6916 | 1507635.7243 | 1567168.7694 | 1651866.6421 | 1710700.9247 | 1760963.9026 | 1785347.5557
Scenario 2: High TRC | PG&E | Ind | WholeBlg | Ind - All Other Industrial | Participant Cost Test | Energy Efficiency | 74201.4269 | 74487.3323 | 74550.3539 | 74629.9735 | 74597.4197 | 74651.0115 | 74631.1702 | 74698.3123 | 74676.2541 | 74733.3958 | 74756.2584 | 74821.521 | 74874.7074
Scenario 2: High TRC | PG&E | Ind | WholeBlg | Ind - All Other Industrial | Program Administrator Cost Test | Energy Efficiency | 74201.4269 | 74487.3323 | 74550.3539 | 74629.9735 | 74597.4197 | 74651.0115 | 74631.1702 | 74698.3123 | 74676.2541 | 74733.3958 | 74756.2584 | 74821.521 | 74874.7074
Scenario 2: High TRC | PG&E | Ind | WholeBlg | Ind - All Other Industrial | Rate Impact Measure Test | Energy Efficiency | 74201.4269 | 74487.3323 | 74550.3539 | 74629.9735 | 74597.4197 | 74651.0115 | 74631.1702 | 74698.3123 | 74676.2541 | 74733.3958 | 74756.2584 | 74821.521 | 74874.7074
Scenario 2: High TRC | PG&E | Ind | WholeBlg | Ind - All Other Industrial | Total Resource Cost Test | Energy Efficiency | 74201.4269 | 74487.3323 | 74550.3539 | 74629.9735 | 74597.4197 | 74651.0115 | 74631.1702 | 74698.3123 | 74676.2541 | 74733.3958 | 74756.2584 | 74821.521 | 74874.7074
Scenario 2: High TRC | PG&E | Ind | WholeBlg | Ind - Chemicals | Participant Cost Test | Energy Efficiency | 1344396.9841 | 1352200.8116 | 1358067.4245 | 1362978.4249 | 1366697.2236 | 1369559.6092 | 1371084.4253 | 1372092.6985 | 1372888.0718 | 1374004.9567 | 1374657.7595 | 1374926.2407 | 1374665.8091
Scenario 2: High TRC | PG&E | Ind | WholeBlg | Ind - Chemicals | Program Administrator Cost Test | Energy Efficiency | 1344396.9841 | 1352200.8116 | 1358067.4245 | 1362978.4249 | 1366697.2236 | 1369559.6092 | 1371084.4253 | 1372092.6985 | 1372888.0718 | 1374004.9567 | 1374657.7595 | 1374926.2407 | 1374665.8091
Scenario 2: High TRC | PG&E | Ind | WholeBlg | Ind - Chemicals | Rate Impact Measure Test | Energy Efficiency | 1344396.9841 | 1352200.8116 | 1358067.4245 | 1362978.4249 | 1366697.2236 | 1369559.6092 | 1371084.4253 | 1372092.6985 | 1372888.0718 | 1374004.9567 | 1374657.7595 | 1374926.2407 | 1374665.8091
Scenario 2: High TRC | PG&E | Ind | WholeBlg | Ind - Chemicals | Total Resource Cost Test | Energy Efficiency | 1344396.9841 | 1352200.8116 | 1358067.4245 | 1362978.4249 | 1366697.2236 | 1369559.6092 | 1371084.4253 | 1372092.6985 | 1372888.0718 | 1374004.9567 | 1374657.7595 | 1374926.2407 | 1374665.8091
Scenario 2: High TRC | PG&E | Ind | WholeBlg | Ind - Electronics | Participant Cost Test | Energy Efficiency | 466465.4657 | 469716.5183 | 471430.675 | 473294.8501 | 474285.0588 | 476198.6473 | 477507.4695 | 479398.6477 | 480438.6763 | 481970.2695 | 482964.9407 | 484083.4083 | 484985.4852
Scenario 2: High TRC | PG&E | Ind | WholeBlg | Ind - Electronics | Program Administrator Cost Test | Energy Efficiency | 466465.4657 | 469716.5183 | 471430.675 | 473294.8501 | 474285.0588 | 476198.6473 | 477507.4695 | 479398.6477 | 480438.6763 | 481970.2695 | 482964.9407 | 484083.4083 | 484985.4852
Scenario 2: High TRC | PG&E | Ind | WholeBlg | Ind - Electronics | Rate Impact Measure Test | Energy Efficiency | 466465.4657 | 469716.5183 | 471430.675 | 473294.8501 | 474285.0588 | 476198.6473 | 477507.4695 | 479398.6477 | 480438.6763 | 481970.2695 | 482964.9407 | 484083.4083 | 484985.4852
Scenario 2: High TRC | PG&E | Ind | WholeBlg | Ind - Electronics | Total Resource Cost Test | Energy Efficiency | 466465.4657 | 469716.5183 | 471430.675 | 473294.8501 | 474285.0588 | 476198.6473 | 477507.4695 | 479398.6477 | 480438.6763 | 481970.2695 | 482964.9407 | 484083.4083 | 484985.4852
Scenario 2: High TRC | PG&E | Ind | WholeBlg | Ind - Fabricated Metals | Participant Cost Test | Energy Efficiency | 144933.2811 | 146752.4961 | 148163.6435 | 149036.5414 | 149460.484 | 149772.2687 | 149791.0616 | 149873.049 | 149788.0707 | 149811.8685 | 149707.9988 | 149575.0953 | 149330.001
Scenario 2: High TRC | PG&E | Ind | WholeBlg | Ind - Fabricated Metals | Program Administrator Cost Test | Energy Efficiency | 144933.2811 | 146752.4961 | 148163.6435 | 149036.5414 | 149460.484 | 149772.2687 | 149791.0616 | 149873.049 | 149788.0707 | 149811.8685 | 149707.9988 | 149575.0953 | 149330.001
Scenario 2: High TRC | PG&E | Ind | WholeBlg | Ind - Fabricated Metals | Rate Impact Measure Test | Energy Efficiency | 144933.2811 | 146752.4961 | 148163.6435 | 149036.5414 | 149460.484 | 149772.2687 | 149791.0616 | 149873.049 | 149788.0707 | 149811.8685 | 149707.9988 | 149575.0953 | 149330.001
Scenario 2: High TRC | PG&E | Ind | WholeBlg | Ind - Fabricated Metals | Total Resource Cost Test | Energy Efficiency | 144933.2811 | 146752.4961 | 148163.6435 | 149036.5414 | 149460.484 | 149772.2687 | 149791.0616 | 149873.049 | 149788.0707 | 149811.8685 | 149707.9988 | 149575.0953 | 149330.001
Scenario 2: High TRC | PG&E | Ind | WholeBlg | Ind - Food | Participant Cost Test | Energy Efficiency | 2622802.3096 | 2627358.2983 | 2627871.1218 | 2626823.9972 | 2623165.8887 | 2619535.6004 | 2615066.639 | 2610733.7536 | 2605435.4218 | 2600943.6845 | 2595576.467 | 2589745.558 | 2583120.4536
Scenario 2: High TRC | PG&E | Ind | WholeBlg | Ind - Food | Program Administrator Cost Test | Energy Efficiency | 2622802.3096 | 2627358.2983 | 2627871.1218 | 2626823.9972 | 2623165.8887 | 2619535.6004 | 2615066.639 | 2610733.7536 | 2605435.4218 | 2600943.6845 | 2595576.467 | 2589745.558 | 2583120.4536
Scenario 2: High TRC | PG&E | Ind | WholeBlg | Ind - Food | Rate Impact Measure Test | Energy Efficiency | 2622802.3096 | 2627358.2983 | 2627871.1218 | 2626823.9972 | 2623165.8887 | 2619535.6004 | 2615066.639 | 2610733.7536 | 2605435.4218 | 2600943.6845 | 2595576.467 | 2589745.558 | 2583120.4536
Scenario 2: High TRC | PG&E | Ind | WholeBlg | Ind - Food | Total Resource Cost Test | Energy Efficiency | 2622802.3096 | 2627358.2983 | 2627871.1218 | 2626823.9972 | 2623165.8887 | 2619535.6004 | 2615066.639 | 2610733.7536 | 2605435.4218 | 2600943.6845 | 2595576.467 | 2589745.558 | 2583120.4536
Scenario 2: High TRC | PG&E | Ind | WholeBlg | Ind - Industrial Machinery | Participant Cost Test | Energy Efficiency | 98077.3829 | 99605.9685 | 100866.0307 | 101640.337 | 101965.1407 | 102277.7443 | 102464.4543 | 102740.0675 | 102878.9791 | 103130.5054 | 103261.8822 | 103372.472 | 103389.381
Scenario 2: High TRC | PG&E | Ind | WholeBlg | Ind - Industrial Machinery | Program Administrator Cost Test | Energy Efficiency | 98077.3829 | 99605.9685 | 100866.0307 | 101640.337 | 101965.1407 | 102277.7443 | 102464.4543 | 102740.0675 | 102878.9791 | 103130.5054 | 103261.8822 | 103372.472 | 103389.381
Scenario 2: High TRC | PG&E | Ind | WholeBlg | Ind - Industrial Machinery | Rate Impact Measure Test | Energy Efficiency | 98077.3829 | 99605.9685 | 100866.0307 | 101640.337 | 101965.1407 | 102277.7443 | 102464.4543 | 102740.0675 | 102878.9791 | 103130.5054 | 103261.8822 | 103372.472 | 103389.381
Scenario 2: High TRC | PG&E | Ind | WholeBlg | Ind - Industrial Machinery | Total Resource Cost Test | Energy Efficiency | 98077.3829 | 99605.9685 | 100866.0307 | 101640.337 | 101965.1407 | 102277.7443 | 102464.4543 | 102740.0675 | 102878.9791 | 103130.5054 | 103261.8822 | 103372.472 | 103389.381
Scenario 2: High TRC | PG&E | Ind | WholeBlg | Ind - Lumber & Furniture | Participant Cost Test | Energy Efficiency | 70994.081 | 71233.8232 | 71237.5635 | 71281.9341 | 71201.1709 | 71213.7019 | 71096.7525 | 71072.9333 | 70931.8038 | 70872.6548 | 70747.4401 | 70647.1579 | 70519.5278
Scenario 2: High TRC | PG&E | Ind | WholeBlg | Ind - Lumber & Furniture | Program Administrator Cost Test | Energy Efficiency | 70994.081 | 71233.8232 | 71237.5635 | 71281.9341 | 71201.1709 | 71213.7019 | 71096.7525 | 71072.9333 | 70931.8038 | 70872.6548 | 70747.4401 | 70647.1579 | 70519.5278
Scenario 2: High TRC | PG&E | Ind | WholeBlg | Ind - Lumber & Furniture | Rate Impact Measure Test | Energy Efficiency | 70994.081 | 71233.8232 | 71237.5635 | 71281.9341 | 71201.1709 | 71213.7019 | 71096.7525 | 71072.9333 | 70931.8038 | 70872.6548 | 70747.4401 | 70647.1579 | 70519.5278
Scenario 2: High TRC | PG&E | Ind | WholeBlg | Ind - Lumber & Furniture | Total Resource Cost Test | Energy Efficiency | 70994.081 | 71233.8232 | 71237.5635 | 71281.9341 | 71201.1709 | 71213.7019 | 71096.7525 | 71072.9333 | 70931.8038 | 70872.6548 | 70747.4401 | 70647.1579 | 70519.5278
Scenario 2: High TRC | PG&E | Ind | WholeBlg | Ind - Paper | Participant Cost Test | Energy Efficiency | 99446.2772 | 99844.5146 | 100214.6872 | 100660.8561 | 100987.7766 | 101241.6653 | 101464.5068 | 101810.1734 | 102202.9074 | 102750.373 | 103352.5728 | 104013.5585 | 104675.054
Scenario 2: High TRC | PG&E | Ind | WholeBlg | Ind - Paper | Program Administrator Cost Test | Energy Efficiency | 99446.2772 | 99844.5146 | 100214.6872 | 100660.8561 | 100987.7766 | 101241.6653 | 101464.5068 | 101810.1734 | 102202.9074 | 102750.373 | 103352.5728 | 104013.5585 | 104675.054
Scenario 2: High TRC | PG&E | Ind | WholeBlg | Ind - Paper | Rate Impact Measure Test | Energy Efficiency | 99446.2772 | 99844.5146 | 100214.6872 | 100660.8561 | 100987.7766 | 101241.6653 | 101464.5068 | 101810.1734 | 102202.9074 | 102750.373 | 103352.5728 | 104013.5585 | 104675.054
Scenario 2: High TRC | PG&E | Ind | WholeBlg | Ind - Paper | Total Resource Cost Test | Energy Efficiency | 99446.2772 | 99844.5146 | 100214.6872 | 100660.8561 | 100987.7766 | 101241.6653 | 101464.5068 | 101810.1734 | 102202.9074 | 102750.373 | 103352.5728 | 104013.5585 | 104675.054
Scenario 2: High TRC | PG&E | Ind | WholeBlg | Ind - Petroleum | Participant Cost Test | Energy Efficiency | 3666859.3073 | 3670291.0202 | 3671540.4119 | 3672199.4418 | 3669620.5509 | 3664008.9998 | 3656195.3366 | 3647460.077 | 3638801.5092 | 3630728.6531 | 3620925.1336 | 3609735.2063 | 3597705.6853
Scenario 2: High TRC | PG&E | Ind | WholeBlg | Ind - Petroleum | Program Administrator Cost Test | Energy Efficiency | 3666859.3073 | 3670291.0202 | 3671540.4119 | 3672199.4418 | 3669620.5509 | 3664008.9998 | 3656195.3366 | 3647460.077 | 3638801.5092 | 3630728.6531 | 3620925.1336 | 3609735.2063 | 3597705.6853
Scenario 2: High TRC | PG&E | Ind | WholeBlg | Ind - Petroleum | Rate Impact Measure Test | Energy Efficiency | 3666859.3073 | 3670291.0202 | 3671540.4119 | 3672199.4418 | 3669620.5509 | 3664008.9998 | 3656195.3366 | 3647460.077 | 3638801.5092 | 3630728.6531 | 3620925.1336 | 3609735.2063 | 3597705.6853
Scenario 2: High TRC | PG&E | Ind | WholeBlg | Ind - Petroleum | Total Resource Cost Test | Energy Efficiency | 3666859.3073 | 3670291.0202 | 3671540.4119 | 3672199.4418 | 3669620.5509 | 3664008.9998 | 3656195.3366 | 3647460.077 | 3638801.5092 | 3630728.6531 | 3620925.1336 | 3609735.2063 | 3597705.6853
Scenario 2: High TRC | PG&E | Ind | WholeBlg | Ind - Plastics | Participant Cost Test | Energy Efficiency | 89194.0707 | 91344.1288 | 93130.9384 | 94831.5235 | 96340.6155 | 97846.9464 | 98978.9433 | 99975.0221 | 100868.8599 | 101873.7996 | 102781.0116 | 103667.9657 | 104470.7485
Scenario 2: High TRC | PG&E | Ind | WholeBlg | Ind - Plastics | Program Administrator Cost Test | Energy Efficiency | 89194.0707 | 91344.1288 | 93130.9384 | 94831.5235 | 96340.6155 | 97846.9464 | 98978.9433 | 99975.0221 | 100868.8599 | 101873.7996 | 102781.0116 | 103667.9657 | 104470.7485
Scenario 2: High TRC | PG&E | Ind | WholeBlg | Ind - Plastics | Rate Impact Measure Test | Energy Efficiency | 89194.0707 | 91344.1288 | 93130.9384 | 94831.5235 | 96340.6155 | 97846.9464 | 98978.9433 | 99975.0221 | 100868.8599 | 101873.7996 | 102781.0116 | 103667.9657 | 104470.7485
Scenario 2: High TRC | PG&E | Ind | WholeBlg | Ind - Plastics | Total Resource Cost Test | Energy Efficiency | 89194.0707 | 91344.1288 | 93130.9384 | 94831.5235 | 96340.6155 | 97846.9464 | 98978.9433 | 99975.0221 | 100868.8599 | 101873.7996 | 102781.0116 | 103667.9657 | 104470.7485
Scenario 2: High TRC | PG&E | Ind | WholeBlg | Ind - Primary Metals | Participant Cost Test | Energy Efficiency | 151014.0675 | 151968.9611 | 152751.1379 | 153396.9307 | 153803.2994 | 154201.702 | 154541.7286 | 154929.9913 | 155207.8256 | 155527.8475 | 155755.0853 | 155955.5373 | 156086.489
Scenario 2: High TRC | PG&E | Ind | WholeBlg | Ind - Primary Metals | Program Administrator Cost Test | Energy Efficiency | 151014.0675 | 151968.9611 | 152751.1379 | 153396.9307 | 153803.2994 | 154201.702 | 154541.7286 | 154929.9913 | 155207.8256 | 155527.8475 | 155755.0853 | 155955.5373 | 156086.489
Scenario 2: High TRC | PG&E | Ind | WholeBlg | Ind - Primary Metals | Rate Impact Measure Test | Energy Efficiency | 151014.0675 | 151968.9611 | 152751.1379 | 153396.9307 | 153803.2994 | 154201.702 | 154541.7286 | 154929.9913 | 155207.8256 | 155527.8475 | 155755.0853 | 155955.5373 | 156086.489
Scenario 2: High TRC | PG&E | Ind | WholeBlg | Ind - Primary Metals | Total Resource Cost Test | Energy Efficiency | 151014.0675 | 151968.9611 | 152751.1379 | 153396.9307 | 153803.2994 | 154201.702 | 154541.7286 | 154929.9913 | 155207.8256 | 155527.8475 | 155755.0853 | 155955.5373 | 156086.489
Scenario 2: High TRC | PG&E | Ind | WholeBlg | Ind - Printing & Publishing | Participant Cost Test | Energy Efficiency | 58400.206 | 58630.4388 | 58696.0417 | 58788.2973 | 58755.3561 | 58771.4988 | 58716.751 | 58731.4379 | 58676.6345 | 58683.8 | 58637.1246 | 58601.1322 | 58543.3331
Scenario 2: High TRC | PG&E | Ind | WholeBlg | Ind - Printing & Publishing | Program Administrator Cost Test | Energy Efficiency | 58400.206 | 58630.4388 | 58696.0417 | 58788.2973 | 58755.3561 | 58771.4988 | 58716.751 | 58731.4379 | 58676.6345 | 58683.8 | 58637.1246 | 58601.1322 | 58543.3331
Scenario 2: High TRC | PG&E | Ind | WholeBlg | Ind - Printing & Publishing | Rate Impact Measure Test | Energy Efficiency | 58400.206 | 58630.4388 | 58696.0417 | 58788.2973 | 58755.3561 | 58771.4988 | 58716.751 | 58731.4379 | 58676.6345 | 58683.8 | 58637.1246 | 58601.1322 | 58543.3331
Scenario 2: High TRC | PG&E | Ind | WholeBlg | Ind - Printing & Publishing | Total Resource Cost Test | Energy Efficiency | 58400.206 | 58630.4388 | 58696.0417 | 58788.2973 | 58755.3561 | 58771.4988 | 58716.751 | 58731.4379 | 58676.6345 | 58683.8 | 58637.1246 | 58601.1322 | 58543.3331
Scenario 2: High TRC | PG&E | Ind | WholeBlg | Ind - Stone-Glass-Clay | Participant Cost Test | Energy Efficiency | 1050779.9672 | 1063415.5439 | 1072738.296 | 1080316.1609 | 1086594.2021 | 1091573.1756 | 1095044.0339 | 1098357.0539 | 1101176.1223 | 1104158.5797 | 1106977.066 | 1109725.4062 | 1111959.6143
Scenario 2: High TRC | PG&E | Ind | WholeBlg | Ind - Stone-Glass-Clay | Program Administrator Cost Test | Energy Efficiency | 1050779.9672 | 1063415.5439 | 1072738.296 | 1080316.1609 | 1086594.2021 | 1091573.1756 | 1095044.0339 | 1098357.0539 | 1101176.1223 | 1104158.5797 | 1106977.066 | 1109725.4062 | 1111959.6143
Scenario 2: High TRC | PG&E | Ind | WholeBlg | Ind - Stone-Glass-Clay | Rate Impact Measure Test | Energy Efficiency | 1050779.9672 | 1063415.5439 | 1072738.296 | 1080316.1609 | 1086594.2021 | 1091573.1756 | 1095044.0339 | 1098357.0539 | 1101176.1223 | 1104158.5797 | 1106977.066 | 1109725.4062 | 1111959.6143
Scenario 2: High TRC | PG&E | Ind | WholeBlg | Ind - Stone-Glass-Clay | Total Resource Cost Test | Energy Efficiency | 1050779.9672 | 1063415.5439 | 1072738.296 | 1080316.1609 | 1086594.2021 | 1091573.1756 | 1095044.0339 | 1098357.0539 | 1101176.1223 | 1104158.5797 | 1106977.066 | 1109725.4062 | 1111959.6143
Scenario 2: High TRC | PG&E | Ind | WholeBlg | Ind - Textiles | Participant Cost Test | Energy Efficiency | 5265.5066 | 5270.0715 | 5263.1017 | 5249.1052 | 5223.5843 | 5200.7882 | 5172.8988 | 5148.4261 | 5119.1557 | 5094.9716 | 5068.3843 | 5043.3275 | 5017.7489
Scenario 2: High TRC | PG&E | Ind | WholeBlg | Ind - Textiles | Program Administrator Cost Test | Energy Efficiency | 5265.5066 | 5270.0715 | 5263.1017 | 5249.1052 | 5223.5843 | 5200.7882 | 5172.8988 | 5148.4261 | 5119.1557 | 5094.9716 | 5068.3843 | 5043.3275 | 5017.7489
Scenario 2: High TRC | PG&E | Ind | WholeBlg | Ind - Textiles | Rate Impact Measure Test | Energy Efficiency | 5265.5066 | 5270.0715 | 5263.1017 | 5249.1052 | 5223.5843 | 5200.7882 | 5172.8988 | 5148.4261 | 5119.1557 | 5094.9716 | 5068.3843 | 5043.3275 | 5017.7489
Scenario 2: High TRC | PG&E | Ind | WholeBlg | Ind - Textiles | Total Resource Cost Test | Energy Efficiency | 5265.5066 | 5270.0715 | 5263.1017 | 5249.1052 | 5223.5843 | 5200.7882 | 5172.8988 | 5148.4261 | 5119.1557 | 5094.9716 | 5068.3843 | 5043.3275 | 5017.7489
Scenario 2: High TRC | PG&E | Ind | WholeBlg | Ind - Transportation Equipment | Participant Cost Test | Energy Efficiency | 141401.2259 | 141767.9837 | 142188.8209 | 142337.5613 | 142154.6053 | 142050.2615 | 141931.7554 | 141938.2947 | 141842.2772 | 141862.0439 | 141750.8637 | 141598.9249 | 141346.1446
Scenario 2: High TRC | PG&E | Ind | WholeBlg | Ind - Transportation Equipment | Program Administrator Cost Test | Energy Efficiency | 141401.2259 | 141767.9837 | 142188.8209 | 142337.5613 | 142154.6053 | 142050.2615 | 141931.7554 | 141938.2947 | 141842.2772 | 141862.0439 | 141750.8637 | 141598.9249 | 141346.1446
Scenario 2: High TRC | PG&E | Ind | WholeBlg | Ind - Transportation Equipment | Rate Impact Measure Test | Energy Efficiency | 141401.2259 | 141767.9837 | 142188.8209 | 142337.5613 | 142154.6053 | 142050.2615 | 141931.7554 | 141938.2947 | 141842.2772 | 141862.0439 | 141750.8637 | 141598.9249 | 141346.1446
Scenario 2: High TRC | PG&E | Ind | WholeBlg | Ind - Transportation Equipment | Total Resource Cost Test | Energy Efficiency | 141401.2259 | 141767.9837 | 142188.8209 | 142337.5613 | 142154.6053 | 142050.2615 | 141931.7554 | 141938.2947 | 141842.2772 | 141862.0439 | 141750.8637 | 141598.9249 | 141346.1446
Scenario 2: High TRC | PG&E | Res | AppPlug | Res - Multi Family | Participant Cost Test | Energy Efficiency | 0 | 0 | 0 | 0 | 0 | 0 | 209599.468 | 235281.9702 | 240668.1925 | 246121.4172 | 251789.0793 | 257749.0602 | 263837.2337
Scenario 2: High TRC | PG&E | Res | AppPlug | Res - Multi Family | Participant Cost Test | Fuel Substitution | 3.487 | 3.8898 | 4.3163 | 4.7647 | 5.2341 | 0 | 0 | 0 | 0 | 0 | 0 | 0 | 0
Scenario 2: High TRC | PG&E | Res | AppPlug | Res - Multi Family | Program Administrator Cost Test | Energy Efficiency | 0 | 0 | 0 | 0 | 0 | 0 | 94273.9 | 103750.3987 | 104044.6253 | 104315.8232 | 104625.489 | 105001.9899 | 105374.7002
Scenario 2: High TRC | PG&E | Res | AppPlug | Res - Multi Family | Program Administrator Cost Test | Fuel Substitution | 19.6519 | 22.2304 | 24.9493 | 27.7889 | 30.8695 | 0 | 0 | 0 | 0 | 0 | 0 | 0 | 0
Scenario 2: High TRC | PG&E | Res | AppPlug | Res - Multi Family | Rate Impact Measure Test | Energy Efficiency | 0 | 0 | 0 | 0 | 0 | 0 | 217517.9513 | 224666.6533 | 209220.938 | 192069.9228 | 173369.8489 | 152918.1671 | 130455.7511
Scenario 2: High TRC | PG&E | Res | AppPlug | Res - Multi Family | Rate Impact Measure Test | Fuel Substitution | 27.7987 | 31.2357 | 34.6643 | 38.1456 | 41.7507 | 0 | 0 | 0 | 0 | 0 | 0 | 0 | 0
Scenario 2: High TRC | PG&E | Res | AppPlug | Res - Multi Family | Total Resource Cost Test | Energy Efficiency | 0 | 0 | 0 | 0 | 0 | 0 | 143430.698 | 159278.6282 | 161193.213 | 163109.4039 | 165124.0833 | 167285.002 | 169482.5058
Scenario 2: High TRC | PG&E | Res | AppPlug | Res - Multi Family | Total Resource Cost Test | Fuel Substitution | 21.3954 | 24.1754 | 27.1075 | 30.1712 | 33.4865 | 0 | 0 | 0 | 0 | 0 | 0 | 0 | 0
Scenario 2: High TRC | PG&E | Res | AppPlug | Res - Single Family | Participant Cost Test | Energy Efficiency | 0 | 0 | 98.8118 | 157.1887 | 173.5402 | 0 | 0 | 0 | 0 | 0 | 0 | 0 | 0
Scenario 2: High TRC | PG&E | Res | AppPlug | Res - Single Family | Participant Cost Test | Fuel Substitution | 33.0443 | 36.6805 | 40.4837 | 44.4588 | 48.6101 | 0 | 0 | 0 | 0 | 0 | 0 | 0 | 0
Scenario 2: High TRC | PG&E | Res | AppPlug | Res - Single Family | Program Administrator Cost Test | Energy Efficiency | 0 | 0 | 232.3843 | 363.9671 | 395.651 | 0 | 0 | 0 | 0 | 0 | 0 | 0 | 0
Scenario 2: High TRC | PG&E | Res | AppPlug | Res - Single Family | Program Administrator Cost Test | Fuel Substitution | 133.4881 | 149.9467 | 167.104 | 184.918 | 204.1219 | 0 | 0 | 0 | 0 | 0 | 0 | 0 | 0
Scenario 2: High TRC | PG&E | Res | AppPlug | Res - Single Family | Rate Impact Measure Test | Energy Efficiency | 0 | 0 | 473.0899 | 749.8946 | 789.8899 | 0 | 0 | 0 | 0 | 0 | 0 | 0 | 0
Scenario 2: High TRC | PG&E | Res | AppPlug | Res - Single Family | Rate Impact Measure Test | Fuel Substitution | 180.8166 | 201.9897 | 222.9359 | 244.1187 | 266.0161 | 0 | 0 | 0 | 0 | 0 | 0 | 0 | 0
Scenario 2: High TRC | PG&E | Res | AppPlug | Res - Single Family | Total Resource Cost Test | Energy Efficiency | 0 | 0 | 276.8496 | 434.702 | 473.7441 | 0 | 0 | 0 | 0 | 0 | 0 | 0 | 0
Scenario 2: High TRC | PG&E | Res | AppPlug | Res - Single Family | Total Resource Cost Test | Fuel Substitution | 150.0103 | 168.2869 | 187.3458 | 207.1474 | 228.4269 | 0 | 0 | 0 | 0 | 0 | 0 | 0 | 0
Scenario 2: High TRC | PG&E | Res | BROs | Income Qualified - Multi Family IQ | Participant Cost Test | Energy Efficiency | 979453.9822 | 996759.3421 | 1015571.8646 | 1038564.6261 | 1062897.6271 | 1089191.6975 | 1111319.6493 | 1137129.6928 | 1162421.9909 | 1187785.8523 | 1210793.7158 | 1102267.2673 | 1117983.8953
Scenario 2: High TRC | PG&E | Res | BROs | Income Qualified - Multi Family IQ | Program Administrator Cost Test | Energy Efficiency | 979453.9822 | 996759.3421 | 1015571.8646 | 1038564.6261 | 1062897.6271 | 1089191.6975 | 1111319.6493 | 1137129.6928 | 1162421.9909 | 1187785.8523 | 1210793.7158 | 1102267.2673 | 1117983.8953
Scenario 2: High TRC | PG&E | Res | BROs | Income Qualified - Multi Family IQ | Rate Impact Measure Test | Energy Efficiency | 979453.9822 | 996759.3421 | 1015571.8646 | 1038564.6261 | 1062897.6271 | 1089191.6975 | 1111319.6493 | 1137129.6928 | 1162421.9909 | 1187785.8523 | 1210793.7158 | 1102267.2673 | 1117983.8953
Scenario 2: High TRC | PG&E | Res | BROs | Income Qualified - Multi Family IQ | Total Resource Cost Test | Energy Efficiency | 979453.9822 | 996759.3421 | 1015571.8646 | 1038564.6261 | 1062897.6271 | 1089191.6975 | 1111319.6493 | 1137129.6928 | 1162421.9909 | 1187785.8523 | 1210793.7158 | 1102267.2673 | 1117983.8953
Scenario 2: High TRC | PG&E | Res | BROs | Income Qualified - Single Family IQ | Participant Cost Test | Energy Efficiency | 3562752.8148 | 3615344.816 | 3671755.5461 | 3744049.8554 | 3820259.9764 | 3902169.3407 | 3973367.9471 | 4054649.0055 | 4133072.3943 | 4208216.5536 | 4274207.406 | 3911028.9152 | 3955861.7715
Scenario 2: High TRC | PG&E | Res | BROs | Income Qualified - Single Family IQ | Program Administrator Cost Test | Energy Efficiency | 3562752.8148 | 3615344.816 | 3671755.5461 | 3744049.8554 | 3820259.9764 | 3902169.3407 | 3973367.9471 | 4054649.0055 | 4133072.3943 | 4208216.5536 | 4274207.406 | 3911028.9152 | 3955861.7715
Scenario 2: High TRC | PG&E | Res | BROs | Income Qualified - Single Family IQ | Rate Impact Measure Test | Energy Efficiency | 3562752.8148 | 3615344.816 | 3671755.5461 | 3744049.8554 | 3820259.9764 | 3902169.3407 | 3973367.9471 | 4054649.0055 | 4133072.3943 | 4208216.5536 | 4274207.406 | 3911028.9152 | 3955861.7715
Scenario 2: High TRC | PG&E | Res | BROs | Income Qualified - Single Family IQ | Total Resource Cost Test | Energy Efficiency | 3562752.8148 | 3615344.816 | 3671755.5461 | 3744049.8554 | 3820259.9764 | 3902169.3407 | 3973367.9471 | 4054649.0055 | 4133072.3943 | 4208216.5536 | 4274207.406 | 3911028.9152 | 3955861.7715
Scenario 2: High TRC | PG&E | Res | BROs | Res - Multi Family | Participant Cost Test | Energy Efficiency | 10069068.2318 | 10202560.5104 | 10347562.4056 | 10532069.9002 | 10727487.0627 | 10936552.0545 | 11115475.1261 | 11321158.6469 | 11520593.4185 | 11711375.2028 | 11881329.4674 | 12090436.8308 | 12308811.412
Scenario 2: High TRC | PG&E | Res | BROs | Res - Multi Family | Program Administrator Cost Test | Energy Efficiency | 10069068.2318 | 10202560.5104 | 10347562.4056 | 10532069.9002 | 10727487.0627 | 10936552.0545 | 11115475.1261 | 11321158.6469 | 11520593.4185 | 11711375.2028 | 11881329.4674 | 12090436.8308 | 12308811.412
Scenario 2: High TRC | PG&E | Res | BROs | Res - Multi Family | Rate Impact Measure Test | Energy Efficiency | 10069068.2318 | 10202560.5104 | 10347562.4056 | 10532069.9002 | 10727487.0627 | 10936552.0545 | 11115475.1261 | 11321158.6469 | 11520593.4185 | 11711375.2028 | 11881329.4674 | 12090436.8308 | 12308811.412
Scenario 2: High TRC | PG&E | Res | BROs | Res - Multi Family | Total Resource Cost Test | Energy Efficiency | 10069068.2318 | 10202560.5104 | 10347562.4056 | 10532069.9002 | 10727487.0627 | 10936552.0545 | 11115475.1261 | 11321158.6469 | 11520593.4185 | 11711375.2028 | 11881329.4674 | 12090436.8308 | 12308811.412
Scenario 2: High TRC | PG&E | Res | BROs | Res - Single Family | Participant Cost Test | Energy Efficiency | 2558619.1865 | 2599376.8277 | 2644004.1725 | 2698527.0172 | 2756277.1365 | 2818450.57 | 2869588.5181 | 2929692.4463 | 2988472.7966 | 3047239.6008 | 3100508.3526 | 3164193.9373 | 3230193.4469
Scenario 2: High TRC | PG&E | Res | BROs | Res - Single Family | Program Administrator Cost Test | Energy Efficiency | 2558619.1865 | 2599376.8277 | 2644004.1725 | 2698527.0172 | 2756277.1365 | 2818450.57 | 2869588.5181 | 2929692.4463 | 2988472.7966 | 3047239.6008 | 3100508.3526 | 3164193.9373 | 3230193.4469
Scenario 2: High TRC | PG&E | Res | BROs | Res - Single Family | Rate Impact Measure Test | Energy Efficiency | 2558619.1865 | 2599376.8277 | 2644004.1725 | 2698527.0172 | 2756277.1365 | 2818450.57 | 2869588.5181 | 2929692.4463 | 2988472.7966 | 3047239.6008 | 3100508.3526 | 3164193.9373 | 3230193.4469
Scenario 2: High TRC | PG&E | Res | BROs | Res - Single Family | Total Resource Cost Test | Energy Efficiency | 2558619.1865 | 2599376.8277 | 2644004.1725 | 2698527.0172 | 2756277.1365 | 2818450.57 | 2869588.5181 | 2929692.4463 | 2988472.7966 | 3047239.6008 | 3100508.3526 | 3164193.9373 | 3230193.4469
Scenario 2: High TRC | PG&E | Res | BldgEnv | Res - Single Family | Participant Cost Test | Energy Efficiency | 694954.8624 | 854138.7906 | 928267.9445 | 948487.3096 | 940280.6445 | 919268.7415 | 890645.6171 | 855044.7446 | 820205.2094 | 0 | 0 | 0 | 0
Scenario 2: High TRC | PG&E | Res | BldgEnv | Res - Single Family | Program Administrator Cost Test | Energy Efficiency | 99191.0321 | 116679.6397 | 123058.4648 | 122705.1336 | 119009.7489 | 113954.8245 | 108217.0413 | 101880.1584 | 95861.2401 | 0 | 0 | 0 | 0
Scenario 2: High TRC | PG&E | Res | BldgEnv | Res - Single Family | Rate Impact Measure Test | Energy Efficiency | 132392.3444 | 157625.0977 | 165945.1724 | 164209.74 | 157486.4835 | 148730.2591 | 138949.0067 | 128088.0773 | 117502.0125 | 0 | 0 | 0 | 0
Scenario 2: High TRC | PG&E | Res | BldgEnv | Res - Single Family | Total Resource Cost Test | Energy Efficiency | 293543.8865 | 355726.805 | 382952.6214 | 388281.5803 | 382288.3293 | 371350.0721 | 357597.8141 | 341292.6868 | 325518.6987 | 0 | 0 | 0 | 0
Scenario 2: High TRC | PG&E | Res | HVAC | Res - Multi Family | Participant Cost Test | Energy Efficiency | 13427.9824 | 15473.5719 | 204730.3778 | 268850.1305 | 317290.4026 | 345568.1297 | 367351.9834 | 388785.2114 | 409341.5547 | 430319.9096 | 451740.0421 | 473895.5926 | 496232.6046
Scenario 2: High TRC | PG&E | Res | HVAC | Res - Multi Family | Participant Cost Test | Fuel Substitution | 186.2729 | 202.9659 | 218.4475 | 234.364 | 301.6182 | 52.0038 | 57.6243 | 63.1636 | 68.4053 | 75.9062 | 82.3887 | 88.0415 | 93.1051
Scenario 2: High TRC | PG&E | Res | HVAC | Res - Multi Family | Program Administrator Cost Test | Energy Efficiency | 9948.0062 | 11239.0607 | 92090.1184 | 117470.7112 | 134169.898 | 142873.2541 | 148889.2428 | 154477.8943 | 159425.245 | 164306.5053 | 169101.6743 | 173916.6756 | 178543.3039
Scenario 2: High TRC | PG&E | Res | HVAC | Res - Multi Family | Program Administrator Cost Test | Fuel Substitution | 335.9573 | 363.9861 | 388.1975 | 411.2102 | 496.5408 | 42.8239 | 46.9386 | 50.899 | 54.5377 | 59.8931 | 64.331 | 68.0353 | 71.2123
Scenario 2: High TRC | PG&E | Res | HVAC | Res - Multi Family | Rate Impact Measure Test | Energy Efficiency | 39634.462 | 43214.316 | 341222.4704 | 416826.0344 | 452965.4822 | 454841.3542 | 442848.4627 | 424339.8302 | 399211.7273 | 368253.6078 | 331753.6399 | 289146.5816 | 239789.5084
Scenario 2: High TRC | PG&E | Res | HVAC | Res - Multi Family | Rate Impact Measure Test | Fuel Substitution | 465.1984 | 500.1316 | 528.2073 | 553.7049 | 652.0941 | 129.4137 | 131.9916 | 131.7708 | 128.4667 | 126.2739 | 119.0693 | 107.5388 | 92.4177
Scenario 2: High TRC | PG&E | Res | HVAC | Res - Multi Family | Total Resource Cost Test | Energy Efficiency | 15877.5344 | 18120.1516 | 195223.9498 | 253645.3188 | 295835.3394 | 319640.2739 | 337439.1961 | 354691.8528 | 370914.3117 | 387338.03 | 403959.1466 | 421037.1022 | 438075.8722
Scenario 2: High TRC | PG&E | Res | HVAC | Res - Multi Family | Total Resource Cost Test | Fuel Substitution | 448.5127 | 487.6209 | 522.2882 | 556.1803 | 691.6989 | 86.3416 | 95.3443 | 104.1561 | 112.4246 | 124.3553 | 134.5416 | 143.3179 | 151.089
Scenario 2: High TRC | PG&E | Res | HVAC | Res - Single Family | Participant Cost Test | Energy Efficiency | 10749640.3215 | 12559946.9209 | 13976208.5245 | 15145774.2293 | 14405775.3513 | 5612034.623 | 5603120.6229 | 5909183.5157 | 863130.8735 | 58161.4837 | 60987.058 | 63873.0067 | 66775.1098
Scenario 2: High TRC | PG&E | Res | HVAC | Res - Single Family | Participant Cost Test | Fuel Substitution | 10912.9637 | 10629.6001 | 12822.7248 | 17057.5511 | 17899.6936 | 3756.0474 | 4082.1868 | 4400.5492 | 228.9253 | 254.4887 | 276.4746 | 295.7674 | 313.1757
Scenario 2: High TRC | PG&E | Res | HVAC | Res - Single Family | Program Administrator Cost Test | Energy Efficiency | 1237140.9952 | 1437221.7931 | 1576963.2889 | 1676789.6634 | 1752132.2001 | 583798.3197 | 589802.8269 | 609506.8049 | 99226.2967 | 20467.3882 | 21040.9072 | 21604.4874 | 22143.2338
Scenario 2: High TRC | PG&E | Res | HVAC | Res - Single Family | Program Administrator Cost Test | Fuel Substitution | 18911.0399 | 20504.2104 | 23839.3893 | 30051.3705 | 32761.4798 | 966.7693 | 1041.6256 | 1114.2064 | 202.9587 | 223.7347 | 241.0532 | 255.7657 | 268.6309
Scenario 2: High TRC | PG&E | Res | HVAC | Res - Single Family | Rate Impact Measure Test | Energy Efficiency | 4310066.8546 | 4854568.5351 | 5151491.5301 | 5269465.0019 | 5265174.6896 | 1808505.321 | 1708779.1111 | 1631928.2468 | 243440.3681 | 45872.7397 | 41279.293 | 35918.716 | 29739.0887
Scenario 2: High TRC | PG&E | Res | HVAC | Res - Single Family | Rate Impact Measure Test | Fuel Substitution | 19030.2291 | 20682.7849 | 24183.2059 | 30465.6552 | 33308.0254 | 3491.7372 | 3480.5917 | 3400.9137 | 420.0079 | 418.9567 | 402.1787 | 372.1709 | 331.1945
Scenario 2: High TRC | PG&E | Res | HVAC | Res - Single Family | Total Resource Cost Test | Energy Efficiency | 9738082.0778 | 11417283.7309 | 12705004.2296 | 13743765.0574 | 12877033.2847 | 3826090.4142 | 3825461.5995 | 4024586.8024 | 595871.1006 | 50984.4032 | 53130.5378 | 55305.0852 | 57469.8054
Scenario 2: High TRC | PG&E | Res | HVAC | Res - Single Family | Total Resource Cost Test | Fuel Substitution | 25197.7374 | 26405.5767 | 31521.8498 | 41032.2121 | 44361.4981 | 4475.3618 | 4859.4612 | 5234.6417 | 401.0031 | 444.5672 | 481.6808 | 513.9366 | 542.7778
Scenario 2: High TRC | PG&E | Res | WaterHeat | Res - Multi Family | Participant Cost Test | Energy Efficiency | 808666.2864 | 976329.1117 | 1046593.1105 | 1108677.5199 | 1165103.7044 | 687858.9871 | 716362.5594 | 745498.3745 | 774980.6547 | 805871.0669 | 839422.4709 | 876510.2848 | 915662.5571
Scenario 2: High TRC | PG&E | Res | WaterHeat | Res - Multi Family | Participant Cost Test | Fuel Substitution | 5209924.6563 | 5525541.0301 | 5827518.5852 | 6075096.1318 | 6261888.9337 | 64674.9889 | 78393.3971 | 92516.4453 | 106077.6304 | 121526.974 | 141738.092 | 162002.2548 | 179370.4562
Scenario 2: High TRC | PG&E | Res | WaterHeat | Res - Multi Family | Program Administrator Cost Test | Energy Efficiency | 892526.5808 | 1236110.9633 | 1280697.1162 | 1304817.5693 | 1315429.6573 | 875635.5893 | 870982.2841 | 866592.7111 | 861929.9107 | 858733.7836 | 859228.0914 | 864723.6765 | 872332.1688
Scenario 2: High TRC | PG&E | Res | WaterHeat | Res - Multi Family | Program Administrator Cost Test | Fuel Substitution | 4628034.1999 | 5254782.2368 | 5905509.815 | 6576944.3441 | 7304328.3751 | 49378.802 | 59110.5986 | 68797.7737 | 77777.6418 | 87899.0337 | 101112.5103 | 113971.3746 | 124455.7586
Scenario 2: High TRC | PG&E | Res | WaterHeat | Res - Multi Family | Rate Impact Measure Test | Energy Efficiency | 2998593.0725 | 3716713.0685 | 3812089.8388 | 3833085.7393 | 3744520.1391 | 2661531.66 | 2522803.3087 | 2360478.6272 | 2174472.063 | 1964537.8008 | 1735122.0193 | 1482999.1053 | 1200354.6492
Scenario 2: High TRC | PG&E | Res | WaterHeat | Res - Multi Family | Rate Impact Measure Test | Fuel Substitution | 4628357.196 | 5255261.302 | 5906176.7165 | 6577922.2445 | 7305710.3687 | 226873.5463 | 249857.0799 | 264097.8525 | 266812.8698 | 263234.5664 | 256517.4343 | 233927.7307 | 191873.2198
Scenario 2: High TRC | PG&E | Res | WaterHeat | Res - Multi Family | Total Resource Cost Test | Energy Efficiency | 1557663.4408 | 2013485.7407 | 2119668.8141 | 2200467.2177 | 2264237.7595 | 1400616.4764 | 1423028.6174 | 1446273.2013 | 1469620.6237 | 1495562.6561 | 1527180.1978 | 1566412.0262 | 1609393.9754
Scenario 2: High TRC | PG&E | Res | WaterHeat | Res - Multi Family | Total Resource Cost Test | Fuel Substitution | 5896066.9864 | 6684444.062 | 7506072.3681 | 8357767.7636 | 9273795.2135 | 109530.216 | 132127.6361 | 155092.897 | 176861.1907 | 201565.2809 | 233859.5834 | 265898.4027 | 292889.363
Scenario 2: High TRC | PG&E | Res | WaterHeat | Res - Single Family | Participant Cost Test | Energy Efficiency | 5722118.4355 | 5819311.9787 | 7750926.9547 | 5400465.7481 | 5666148.3748 | 2695450.9378 | 2782576.4291 | 2869423.2518 | 2912711.7756 | 3006745.7446 | 3113437.2261 | 3228920.3282 | 3350969.5144
Scenario 2: High TRC | PG&E | Res | WaterHeat | Res - Single Family | Participant Cost Test | Fuel Substitution | 59462.6599 | 81873.2338 | 102294.133 | 121707.5398 | 141092.5344 | 467729.4402 | 566267.9673 | 666917.3806 | 761974.3801 | 860679.7211 | 996380.4656 | 1137772.3175 | 1259827.5507
Scenario 2: High TRC | PG&E | Res | WaterHeat | Res - Single Family | Program Administrator Cost Test | Energy Efficiency | 3481911.1848 | 4798214.1499 | 6256308.2431 | 6428507.7707 | 6515743.1474 | 3334115.1889 | 3294706.7053 | 3253645.4643 | 3193718.7715 | 3170897.6223 | 3161723.0805 | 3163790.3461 | 3173037.5991
Scenario 2: High TRC | PG&E | Res | WaterHeat | Res - Single Family | Program Administrator Cost Test | Fuel Substitution | 113448.8432 | 166019.3224 | 217825.4726 | 271936.1578 | 331697.7159 | 353515.9046 | 421918.6514 | 489901.5375 | 552071.3766 | 614739.3703 | 701794.782 | 790350.9425 | 863079.3731
Scenario 2: High TRC | PG&E | Res | WaterHeat | Res - Single Family | Rate Impact Measure Test | Energy Efficiency | 11875528.6989 | 14631008.0316 | 17581012.269 | 17734486.3236 | 17385239.8893 | 9901635.0871 | 9329880.2019 | 8674279.662 | 7879582.4817 | 7100912.0997 | 6262714.115 | 5341772.2424 | 4322793.0886
Scenario 2: High TRC | PG&E | Res | WaterHeat | Res - Single Family | Rate Impact Measure Test | Fuel Substitution | 113448.8432 | 166019.3224 | 217825.4726 | 271936.1578 | 331697.7159 | 1615899.084 | 1776687.4209 | 1873956.423 | 1887486.0428 | 1834729.6135 | 1774734.0839 | 1617753.1329 | 1328045.771
Scenario 2: High TRC | PG&E | Res | WaterHeat | Res - Single Family | Total Resource Cost Test | Energy Efficiency | 8676532.8679 | 9877770.3386 | 13028045.7225 | 10819391.2591 | 11155083.3505 | 5397191.2628 | 5443893.1442 | 5488990.9346 | 5477119.0783 | 5544722.562 | 5635929.7193 | 5745031.6176 | 5866451.8488
Scenario 2: High TRC | PG&E | Res | WaterHeat | Res - Single Family | Total Resource Cost Test | Fuel Substitution | 144044.6913 | 210789.5165 | 276660.261 | 345646.2312 | 421644.8111 | 789072.646 | 950001.2527 | 1112729.5812 | 1264636.9821 | 1420723.9032 | 1636099.8814 | 1858629.1129 | 2047477.3767
Scenario 2: High TRC | PG&E | Res | WholeBlg | Res - Multi Family | Participant Cost Test | Energy Efficiency | 0 | 0 | 0 | 0 | 0 | 0 | 0 | 14217.3591 | 13582.1122 | 12989.5709 | 12281.8813 | 11775.4719 | 11240.7199
Scenario 2: High TRC | PG&E | Res | WholeBlg | Res - Multi Family | Program Administrator Cost Test | Energy Efficiency | 0 | 0 | 0 | 0 | 0 | 0 | 0 | 9410.911 | 8865.3004 | 8361.2215 | 7796.9412 | 7373.2348 | 6942.7331
Scenario 2: High TRC | PG&E | Res | WholeBlg | Res - Multi Family | Rate Impact Measure Test | Energy Efficiency | 0 | 0 | 0 | 0 | 0 | 0 | 0 | 24017.1472 | 20653.253 | 17491.1941 | 14361.0835 | 11627.3814 | 9005.7833
Scenario 2: High TRC | PG&E | Res | WholeBlg | Res - Multi Family | Total Resource Cost Test | Energy Efficiency | 0 | 0 | 0 | 0 | 0 | 0 | 0 | 20682.8404 | 19688.7608 | 18764.2226 | 17681.1264 | 16894.9481 | 16074.2275
Scenario 2: High TRC | PG&E | Res | WholeBlg | Res - Single Family | Participant Cost Test | Energy Efficiency | 0 | 0 | 0 | 0 | 0 | 0 | 56781.0077 | 54250.3582 | 50856.869 | 48209.4094 | 44931.6319 | 42237.3151 | 39795.7262
Scenario 2: High TRC | PG&E | Res | WholeBlg | Res - Single Family | Program Administrator Cost Test | Energy Efficiency | 0 | 0 | 0 | 0 | 0 | 0 | 28208.4141 | 26491.9478 | 24412.7256 | 22749.601 | 20844.4159 | 19264.1538 | 17845.4289
Scenario 2: High TRC | PG&E | Res | WholeBlg | Res - Single Family | Rate Impact Measure Test | Energy Efficiency | 0 | 0 | 0 | 0 | 0 | 0 | 90573.6497 | 78214.3626 | 65367.0879 | 54183.4928 | 43117.1338 | 33413.9661 | 24617.0553
Scenario 2: High TRC | PG&E | Res | WholeBlg | Res - Single Family | Total Resource Cost Test | Energy Efficiency | 0 | 0 | 0 | 0 | 0 | 0 | 74179.4692 | 70616.6509 | 65963.4464 | 62310.2874 | 57873.4078 | 54218.3712 | 50913.6181
Scenario 2: High TRC | SCE | Ag | WholeBlg | Ag - Dairies, fishing, hunting | Participant Cost Test | Energy Efficiency | 168976.9669 | 169980.3221 | 170873.9802 | 171699.6593 | 172487.512 | 173213.5923 | 173917.4394 | 174656.7483 | 175414.5268 | 176164.3182 | 176879.6566 | 177558.9883 | 178214.2462
Scenario 2: High TRC | SCE | Ag | WholeBlg | Ag - Dairies, fishing, hunting | Program Administrator Cost Test | Energy Efficiency | 168976.9669 | 169980.3221 | 170873.9802 | 171699.6593 | 172487.512 | 173213.5923 | 173917.4394 | 174656.7483 | 175414.5268 | 176164.3182 | 176879.6566 | 177558.9883 | 178214.2462
Scenario 2: High TRC | SCE | Ag | WholeBlg | Ag - Dairies, fishing, hunting | Rate Impact Measure Test | Energy Efficiency | 168976.9669 | 169980.3221 | 170873.9802 | 171699.6593 | 172487.512 | 173213.5923 | 173917.4394 | 174656.7483 | 175414.5268 | 176164.3182 | 176879.6566 | 177558.9883 | 178214.2462
Scenario 2: High TRC | SCE | Ag | WholeBlg | Ag - Dairies, fishing, hunting | Total Resource Cost Test | Energy Efficiency | 168976.9669 | 169980.3221 | 170873.9802 | 171699.6593 | 172487.512 | 173213.5923 | 173917.4394 | 174656.7483 | 175414.5268 | 176164.3182 | 176879.6566 | 177558.9883 | 178214.2462
Scenario 2: High TRC | SCE | Ag | WholeBlg | Ag - Irrigated Agriculture, vineyards, forestry and greenhouses | Participant Cost Test | Energy Efficiency | 406723.1093 | 427887.5249 | 447396.719 | 465950.9399 | 483918.6524 | 500636.0452 | 516607.7414 | 533025.5834 | 549772.9998 | 566731.9264 | 583541.3396 | 600156.7459 | 616709.8321
Scenario 2: High TRC | SCE | Ag | WholeBlg | Ag - Irrigated Agriculture, vineyards, forestry and greenhouses | Program Administrator Cost Test | Energy Efficiency | 406723.1093 | 427887.5249 | 447396.719 | 465950.9399 | 483918.6524 | 500636.0452 | 516607.7414 | 533025.5834 | 549772.9998 | 566731.9264 | 583541.3396 | 600156.7459 | 616709.8321
Scenario 2: High TRC | SCE | Ag | WholeBlg | Ag - Irrigated Agriculture, vineyards, forestry and greenhouses | Rate Impact Measure Test | Energy Efficiency | 406723.1093 | 427887.5249 | 447396.719 | 465950.9399 | 483918.6524 | 500636.0452 | 516607.7414 | 533025.5834 | 549772.9998 | 566731.9264 | 583541.3396 | 600156.7459 | 616709.8321
Scenario 2: High TRC | SCE | Ag | WholeBlg | Ag - Irrigated Agriculture, vineyards, forestry and greenhouses | Total Resource Cost Test | Energy Efficiency | 406723.1093 | 427887.5249 | 447396.719 | 465950.9399 | 483918.6524 | 500636.0452 | 516607.7414 | 533025.5834 | 549772.9998 | 566731.9264 | 583541.3396 | 600156.7459 | 616709.8321
Scenario 2: High TRC | SCE | Ag | WholeBlg | Ag - Water pumping | Participant Cost Test | Energy Efficiency | 2353873.7175 | 2351947.9797 | 2349879.7146 | 2347646.6681 | 2345371.4943 | 2343322.902 | 2341643.0529 | 2340088.0901 | 2338496.3875 | 2336550.7641 | 2334175.2454 | 2331387.0827 | 2328250.1675
Scenario 2: High TRC | SCE | Ag | WholeBlg | Ag - Water pumping | Program Administrator Cost Test | Energy Efficiency | 2353873.7175 | 2351947.9797 | 2349879.7146 | 2347646.6681 | 2345371.4943 | 2343322.902 | 2341643.0529 | 2340088.0901 | 2338496.3875 | 2336550.7641 | 2334175.2454 | 2331387.0827 | 2328250.1675
Scenario 2: High TRC | SCE | Ag | WholeBlg | Ag - Water pumping | Rate Impact Measure Test | Energy Efficiency | 2353873.7175 | 2351947.9797 | 2349879.7146 | 2347646.6681 | 2345371.4943 | 2343322.902 | 2341643.0529 | 2340088.0901 | 2338496.3875 | 2336550.7641 | 2334175.2454 | 2331387.0827 | 2328250.1675
Scenario 2: High TRC | SCE | Ag | WholeBlg | Ag - Water pumping | Total Resource Cost Test | Energy Efficiency | 2353873.7175 | 2351947.9797 | 2349879.7146 | 2347646.6681 | 2345371.4943 | 2343322.902 | 2341643.0529 | 2340088.0901 | 2338496.3875 | 2336550.7641 | 2334175.2454 | 2331387.0827 | 2328250.1675
Scenario 2: High TRC | SCE | Com | BROs | Com - Lodging | Participant Cost Test | Energy Efficiency | 4925.7645 | 10084.1032 | 15488.077 | 21252.3088 | 27426.0145 | 33953.7384 | 40984.7581 | 48295.2563 | 55989.6609 | 64126.985 | 72516.9056 | 80914.5621 | 89038.5031
Scenario 2: High TRC | SCE | Com | BROs | Com - Lodging | Program Administrator Cost Test | Energy Efficiency | 4925.7645 | 10084.1032 | 15488.077 | 21252.3088 | 27426.0145 | 33953.7384 | 40984.7581 | 48295.2563 | 55989.6609 | 64126.985 | 72516.9056 | 80914.5621 | 89038.5031
Scenario 2: High TRC | SCE | Com | BROs | Com - Lodging | Rate Impact Measure Test | Energy Efficiency | 4925.7645 | 10084.1032 | 15488.077 | 21252.3088 | 27426.0145 | 33953.7384 | 40984.7581 | 48295.2563 | 55989.6609 | 64126.985 | 72516.9056 | 80914.5621 | 89038.5031
Scenario 2: High TRC | SCE | Com | BROs | Com - Lodging | Total Resource Cost Test | Energy Efficiency | 4925.7645 | 10084.1032 | 15488.077 | 21252.3088 | 27426.0145 | 33953.7384 | 40984.7581 | 48295.2563 | 55989.6609 | 64126.985 | 72516.9056 | 80914.5621 | 89038.5031
Scenario 2: High TRC | SCE | Com | BROs | Com - Other | Participant Cost Test | Energy Efficiency | 7915.0287 | 16134.8831 | 24689.051 | 33739.8118 | 43364.0451 | 53470.8756 | 64346.0374 | 75559.9215 | 87295.0666 | 99618.7426 | 112250.8865 | 124839.1999 | 139018.6653
Scenario 2: High TRC | SCE | Com | BROs | Com - Other | Program Administrator Cost Test | Energy Efficiency | 7915.0287 | 16134.8831 | 24689.051 | 33739.8118 | 43364.0451 | 53470.8756 | 64346.0374 | 75559.9215 | 87295.0666 | 99618.7426 | 112250.8865 | 124839.1999 | 139018.6653
Scenario 2: High TRC | SCE | Com | BROs | Com - Other | Rate Impact Measure Test | Energy Efficiency | 7915.0287 | 16134.8831 | 24689.051 | 33739.8118 | 43364.0451 | 53470.8756 | 64346.0374 | 75559.9215 | 87295.0666 | 99618.7426 | 112250.8865 | 124839.1999 | 139018.6653
Scenario 2: High TRC | SCE | Com | BROs | Com - Other | Total Resource Cost Test | Energy Efficiency | 7915.0287 | 16134.8831 | 24689.051 | 33739.8118 | 43364.0451 | 53470.8756 | 64346.0374 | 75559.9215 | 87295.0666 | 99618.7426 | 112250.8865 | 124839.1999 | 139018.6653
Scenario 2: High TRC | SCE | Com | BROs | Com - Retail | Participant Cost Test | Energy Efficiency | 15823.1786 | 32154.8564 | 49100.7349 | 66837.0492 | 85576.7622 | 105136.9576 | 126065.0016 | 147502.9288 | 169755.1603 | 192916.0686 | 216381.0251 | 239593.8877 | 264938.8491
Scenario 2: High TRC | SCE | Com | BROs | Com - Retail | Program Administrator Cost Test | Energy Efficiency | 15823.1786 | 32154.8564 | 49100.7349 | 66837.0492 | 85576.7622 | 105136.9576 | 126065.0016 | 147502.9288 | 169755.1603 | 192916.0686 | 216381.0251 | 239593.8877 | 264938.8491
Scenario 2: High TRC | SCE | Com | BROs | Com - Retail | Rate Impact Measure Test | Energy Efficiency | 15823.1786 | 32154.8564 | 49100.7349 | 66837.0492 | 85576.7622 | 105136.9576 | 126065.0016 | 147502.9288 | 169755.1603 | 192916.0686 | 216381.0251 | 239593.8877 | 264938.8491
Scenario 2: High TRC | SCE | Com | BROs | Com - Retail | Total Resource Cost Test | Energy Efficiency | 15823.1786 | 32154.8564 | 49100.7349 | 66837.0492 | 85576.7622 | 105136.9576 | 126065.0016 | 147502.9288 | 169755.1603 | 192916.0686 | 216381.0251 | 239593.8877 | 264938.8491
Scenario 2: High TRC | SCE | Com | BldgEnv | Com - College | Participant Cost Test | Energy Efficiency | 8019.2988 | 8658.9656 | 9040.8248 | 9105.0748 | 8822.2875 | 8214.6062 | 7333.8809 | 6262.5112 | 153.7648 | 0 | 0 | 0 | 0
Scenario 2: High TRC | SCE | Com | BldgEnv | Com - College | Program Administrator Cost Test | Energy Efficiency | 241.1325 | 255.2729 | 261.6353 | 258.8875 | 246.4798 | 226.0349 | 199.1288 | 168.151 | 11.4902 | 0 | 0 | 0 | 0
Scenario 2: High TRC | SCE | Com | BldgEnv | Com - College | Rate Impact Measure Test | Energy Efficiency | 12867.356 | 13843.9511 | 14423.0541 | 14507.1796 | 14037.4279 | 13094.6832 | 11730.3712 | 9255.3455 | 509.3462 | 0 | 0 | 0 | 0
Scenario 2: High TRC | SCE | Com | BldgEnv | Com - College | Total Resource Cost Test | Energy Efficiency | 5854.6416 | 6316.5489 | 6590.2126 | 6632.4399 | 6422.081 | 5976.2593 | 5332.8454 | 4551.9088 | 119.1256 | 0 | 0 | 0 | 0
Scenario 2: High TRC | SCE | Com | BldgEnv | Com - Grocery | Participant Cost Test | Energy Efficiency | 310.2804 | 321.9053 | 331.5599 | 342.7295 | 356.4404 | 369.1774 | 380.3364 | 393.7977 | 406.1587 | 0 | 0 | 0 | 0
Scenario 2: High TRC | SCE | Com | BldgEnv | Com - Grocery | Program Administrator Cost Test | Energy Efficiency | 21.3568 | 22.4824 | 23.3732 | 24.3859 | 25.593 | 26.6384 | 27.4726 | 28.4714 | 29.3108 | 0 | 0 | 0 | 0
Scenario 2: High TRC | SCE | Com | BldgEnv | Com - Grocery | Rate Impact Measure Test | Energy Efficiency | 1153.9838 | 1191.8341 | 1205.1759 | 1212.9037 | 1216.0677 | 1195.0783 | 1147.3692 | 1075.8284 | 970.9109 | 0 | 0 | 0 | 0
Scenario 2: High TRC | SCE | Com | BldgEnv | Com - Grocery | Total Resource Cost Test | Energy Efficiency | 238.553 | 247.8161 | 255.4652 | 264.2966 | 275.1013 | 285.0626 | 293.7081 | 304.1298 | 313.6219 | 0 | 0 | 0 | 0
Scenario 2: High TRC | SCE | Com | BldgEnv | Com - Health | Participant Cost Test | Energy Efficiency | 323.7844 | 333.2468 | 345.2495 | 350.7982 | 360.2405 | 367.1762 | 377.4193 | 382.7664 | 387.6342 | 0 | 0 | 0 | 0
Scenario 2: High TRC | SCE | Com | BldgEnv | Com - Health | Program Administrator Cost Test | Energy Efficiency | 28.9116 | 30.1723 | 31.7464 | 32.3519 | 33.4721 | 34.2091 | 35.3523 | 35.8005 | 36.1429 | 0 | 0 | 0 | 0
Scenario 2: High TRC | SCE | Com | BldgEnv | Com - Health | Rate Impact Measure Test | Energy Efficiency | 1267.6249 | 1300.7526 | 1336.156 | 1314.9856 | 1303.159 | 1261.483 | 1218.7629 | 1118.6855 | 990.6799 | 0 | 0 | 0 | 0
Scenario 2: High TRC | SCE | Com | BldgEnv | Com - Health | Total Resource Cost Test | Energy Efficiency | 255.5607 | 263.445 | 273.4211 | 277.9107 | 285.6405 | 291.2325 | 299.5457 | 303.7369 | 307.4869 | 0 | 0 | 0 | 0
Scenario 2: High TRC | SCE | Com | BldgEnv | Com - Lodging | Participant Cost Test | Energy Efficiency | 639.3525 | 790.9848 | 976.5607 | 1203.0722 | 1478.7335 | 1812.8209 | 2215.7218 | 2698.6541 | 13.0708 | 0 | 0 | 0 | 0
Scenario 2: High TRC | SCE | Com | BldgEnv | Com - Lodging | Program Administrator Cost Test | Energy Efficiency | 37.1679 | 45.063 | 54.5232 | 65.8239 | 79.2905 | 95.2635 | 114.1117 | 136.2118 | 1.3559 | 0 | 0 | 0 | 0
Scenario 2: High TRC | SCE | Com | BldgEnv | Com - Lodging | Rate Impact Measure Test | Energy Efficiency | 495.7054 | 610.5344 | 749.6883 | 918.1812 | 1122.7152 | 1371.0695 | 1671.3591 | 1872.8035 | 9.14 | 0 | 0 | 0 | 0
Scenario 2: High TRC | SCE | Com | BldgEnv | Com - Lodging | Total Resource Cost Test | Energy Efficiency | 484.7147 | 598.7524 | 738.1157 | 907.9745 | 1114.404 | 1364.2381 | 1665.117 | 2025.2697 | 10.5055 | 0 | 0 | 0 | 0
Scenario 2: High TRC | SCE | Com | BldgEnv | Com - Office (Large) | Participant Cost Test | Energy Efficiency | 7968.9864 | 8150.6998 | 8303.8009 | 8463.6089 | 8667.6388 | 8861.9657 | 9003.8102 | 9150.2965 | 9226.6631 | 0 | 0 | 0 | 0
Scenario 2: High TRC | SCE | Com | BldgEnv | Com - Office (Large) | Program Administrator Cost Test | Energy Efficiency | 577.3635 | 591.9589 | 602.6442 | 613.0796 | 626.8545 | 638.7392 | 644.9193 | 650.8537 | 649.9707 | 0 | 0 | 0 | 0
Scenario 2: High TRC | SCE | Com | BldgEnv | Com - Office (Large) | Rate Impact Measure Test | Energy Efficiency | 14310.9146 | 14309.86 | 14101.265 | 13775.5485 | 13408.3286 | 12869.0851 | 12078.7897 | 11044.6372 | 9704.8732 | 0 | 0 | 0 | 0
Scenario 2: High TRC | SCE | Com | BldgEnv | Com - Office (Large) | Total Resource Cost Test | Energy Efficiency | 6155.654 | 6297.4488 | 6415.3049 | 6537.6058 | 6694.2016 | 6842.1152 | 6947.5864 | 7056.0612 | 7108.6348 | 0 | 0 | 0 | 0
Scenario 2: High TRC | SCE | Com | BldgEnv | Com - Office (Small) | Participant Cost Test | Energy Efficiency | 286.7461 | 298.0231 | 308.7533 | 319.1287 | 6.245 | 162.7075 | 18.9262 | 19.4535 | 19.9508 | 0 | 0 | 0 | 0
Scenario 2: High TRC | SCE | Com | BldgEnv | Com - Office (Small) | Program Administrator Cost Test | Energy Efficiency | 21.6276 | 22.6347 | 23.5583 | 24.4094 | 0.3436 | 29.5238 | 2.6968 | 2.7615 | 2.8166 | 0 | 0 | 0 | 0
Scenario 2: High TRC | SCE | Com | BldgEnv | Com - Office (Small) | Rate Impact Measure Test | Energy Efficiency | 619.4918 | 633.0142 | 638.3835 | 635.4994 | 4.4101 | 441.7096 | 36.9993 | 34.3794 | 30.9293 | 0 | 0 | 0 | 0
Scenario 2: High TRC | SCE | Com | BldgEnv | Com - Office (Small) | Total Resource Cost Test | Energy Efficiency | 222.3498 | 231.2508 | 239.6856 | 247.7995 | 4.7151 | 143.419 | 15.9451 | 16.3789 | 16.7822 | 0 | 0 | 0 | 0
Scenario 2: High TRC | SCE | Com | BldgEnv | Com - Other | Participant Cost Test | Energy Efficiency | 30686.0931 | 27945.3063 | 24074.4178 | 19481.66 | 14617.0461 | 9871.2009 | 5538.4416 | 3506.3441 | 3431.6847 | 0 | 0 | 0 | 0
Scenario 2: High TRC | SCE | Com | BldgEnv | Com - Other | Program Administrator Cost Test | Energy Efficiency | 1003.8851 | 915.419 | 798.2978 | 665.2501 | 529.8082 | 402.6242 | 291.8554 | 243.5273 | 245.1479 | 0 | 0 | 0 | 0
Scenario 2: High TRC | SCE | Com | BldgEnv | Com - Other | Rate Impact Measure Test | Energy Efficiency | 36956.0123 | 33776.1238 | 29251.1348 | 23855.996 | 18115.9306 | 12470.8077 | 7233.6196 | 4470.4347 | 3865.239 | 0 | 0 | 0 | 0
Scenario 2: High TRC | SCE | Com | BldgEnv | Com - Other | Total Resource Cost Test | Energy Efficiency | 22484.1503 | 20477.1334 | 17650.3903 | 14302.4121 | 10761.7405 | 7312.4648 | 4168.7645 | 2697.9682 | 2647.3272 | 0 | 0 | 0 | 0
Scenario 2: High TRC | SCE | Com | BldgEnv | Com - Refrig. Warehouse | Participant Cost Test | Energy Efficiency | 14.3261 | 1.5549 | 1.648 | 1.7075 | 1.7963 | 1.906 | 2.031 | 2.1459 | 2.2781 | 0 | 0 | 0 | 0
Scenario 2: High TRC | SCE | Com | BldgEnv | Com - Refrig. Warehouse | Program Administrator Cost Test | Energy Efficiency | 5.3463 | 0.53619 | 0.55865 | 0.56777 | 0.58609 | 0.61021 | 0.63786 | 0.66048 | 0.6871 | 0 | 0 | 0 | 0
Scenario 2: High TRC | SCE | Com | BldgEnv | Com - Refrig. Warehouse | Rate Impact Measure Test | Energy Efficiency | 193.175 | 18.5261 | 18.5226 | 17.9194 | 17.4507 | 16.9551 | 16.311 | 15.2338 | 13.9195 | 0 | 0 | 0 | 0
Scenario 2: High TRC | SCE | Com | BldgEnv | Com - Refrig. Warehouse | Total Resource Cost Test | Energy Efficiency | 15.3745 | 1.6246 | 1.7123 | 1.7631 | 1.8435 | 1.9444 | 2.0595 | 2.1626 | 2.2817 | 0 | 0 | 0 | 0
Scenario 2: High TRC | SCE | Com | BldgEnv | Com - Restaurant | Participant Cost Test | Energy Efficiency | 0 | 0 | 0 | 0 | 0 | 0 | 0 | 0 | 0 | 0 | 0 | 0 | 0
Scenario 2: High TRC | SCE | Com | BldgEnv | Com - Restaurant | Program Administrator Cost Test | Energy Efficiency | 0 | 0 | 0 | 0 | 0 | 0 | 0 | 0 | 0 | 0 | 0 | 0 | 0
Scenario 2: High TRC | SCE | Com | BldgEnv | Com - Restaurant | Rate Impact Measure Test | Energy Efficiency | 0 | 0 | 0 | 0 | 0 | 0 | 0 | 0 | 0 | 0 | 0 | 0 | 0
Scenario 2: High TRC | SCE | Com | BldgEnv | Com - Restaurant | Total Resource Cost Test | Energy Efficiency | 0 | 0 | 0 | 0 | 0 | 0 | 0 | 0 | 0 | 0 | 0 | 0 | 0
Scenario 2: High TRC | SCE | Com | BldgEnv | Com - Retail | Participant Cost Test | Energy Efficiency | 841.8156 | 872.2565 | 896.0667 | 921.6297 | 949.0266 | 968.3754 | 980.861 | 995.8248 | 1001.9796 | 0 | 0 | 0 | 0
Scenario 2: High TRC | SCE | Com | BldgEnv | Com - Retail | Program Administrator Cost Test | Energy Efficiency | 57.917 | 60.3133 | 62.0014 | 63.8308 | 65.7969 | 66.9709 | 67.4666 | 68.1162 | 67.9288 | 0 | 0 | 0 | 0
Scenario 2: High TRC | SCE | Com | BldgEnv | Com - Retail | Rate Impact Measure Test | Energy Efficiency | 1697.8194 | 1729.7246 | 1725.5707 | 1710.6593 | 1682.9613 | 1617.0425 | 1517.5956 | 1388.9215 | 1217.6863 | 0 | 0 | 0 | 0
Scenario 2: High TRC | SCE | Com | BldgEnv | Com - Retail | Total Resource Cost Test | Energy Efficiency | 647.188 | 670.8929 | 689.2481 | 708.9716 | 730.1156 | 744.8336 | 754.0693 | 765.1936 | 769.3145 | 0 | 0 | 0 | 0
Scenario 2: High TRC | SCE | Com | BldgEnv | Com - School | Participant Cost Test | Energy Efficiency | 443.4068 | 454.6934 | 466.4632 | 477.0647 | 485.7116 | 495.3028 | 502.141 | 509.9861 | 518.0396 | 0 | 0 | 0 | 0
Scenario 2: High TRC | SCE | Com | BldgEnv | Com - School | Program Administrator Cost Test | Energy Efficiency | 32.4718 | 33.5001 | 34.5099 | 35.3339 | 35.9036 | 36.5172 | 36.8173 | 37.1752 | 37.5137 | 0 | 0 | 0 | 0
Scenario 2: High TRC | SCE | Com | BldgEnv | Com - School | Rate Impact Measure Test | Energy Efficiency | 923.4215 | 930.7754 | 929.8373 | 915.4396 | 886.171 | 849.751 | 797.1547 | 729.2129 | 646.8804 | 0 | 0 | 0 | 0
Scenario 2: High TRC | SCE | Com | BldgEnv | Com - School | Total Resource Cost Test | Energy Efficiency | 342.8566 | 351.7854 | 361.0342 | 369.2791 | 375.9017 | 383.2292 | 388.316 | 394.1655 | 400.1414 | 0 | 0 | 0 | 0
Scenario 2: High TRC | SCE | Com | BldgEnv | Com - Warehouse | Participant Cost Test | Energy Efficiency | 3383.4323 | 3913.4404 | 4451.3629 | 4984.827 | 5486.1178 | 5900.3292 | 6195.6578 | 6353.395 | 838.0891 | 0 | 0 | 0 | 0
Scenario 2: High TRC | SCE | Com | BldgEnv | Com - Warehouse | Program Administrator Cost Test | Energy Efficiency | 361.8765 | 412.3407 | 461.384 | 508.0335 | 549.6666 | 580.7159 | 598.7429 | 602.9007 | 68.213 | 0 | 0 | 0 | 0
Scenario 2: High TRC | SCE | Com | BldgEnv | Com - Warehouse | Rate Impact Measure Test | Energy Efficiency | 8357.6383 | 9598.6719 | 10815.8072 | 11993.8018 | 13068.3167 | 13902.4416 | 14425.8719 | 13539.7109 | 1108.6988 | 0 | 0 | 0 | 0
Scenario 2: High TRC | SCE | Com | BldgEnv | Com - Warehouse | Total Resource Cost Test | Energy Efficiency | 2730.2791 | 3151.749 | 3577.338 | 3997.4124 | 4389.9491 | 4710.9463 | 4935.7033 | 5050.2772 | 654.8754 | 0 | 0 | 0 | 0
Scenario 2: High TRC | SCE | Com | ComRefrig | Com - College | Participant Cost Test | Energy Efficiency | 741.2646 | 520.6902 | 340.8083 | 206.1663 | 110.9632 | 73.5795 | 51.9603 | 40.6787 | 38.8484 | 37.1006 | 35.4316 | 33.8378 | 32.3158
Scenario 2: High TRC | SCE | Com | ComRefrig | Com - College | Program Administrator Cost Test | Energy Efficiency | 567.532 | 393.9557 | 255.1221 | 153.0779 | 82.2991 | 52.9208 | 35.6741 | 26.7539 | 25.045 | 23.4453 | 21.9478 | 20.5461 | 19.234
Scenario 2: High TRC | SCE | Com | ComRefrig | Com - College | Rate Impact Measure Test | Energy Efficiency | 2835.6707 | 1902.016 | 1181.6792 | 675.1771 | 343.5332 | 207.4217 | 130.0059 | 89.5475 | 75.7922 | 62.8616 | 50.6895 | 39.1872 | 28.3141
Scenario 2: High TRC | SCE | Com | ComRefrig | Com - College | Total Resource Cost Test | Energy Efficiency | 1077.1939 | 752.0365 | 489.5418 | 294.9065 | 158.6358 | 103.5664 | 71.4666 | 54.7943 | 51.8318 | 49.0347 | 46.3932 | 43.8987 | 41.5425
Scenario 2: High TRC | SCE | Com | ComRefrig | Com - Grocery | Participant Cost Test | Energy Efficiency | 1064589.6186 | 641213.2824 | 324712.9154 | 180227.1543 | 112147.3041 | 77268.0674 | 73791.4444 | 70471.5387 | 67301.2723 | 64273.8876 | 61382.9328 | 58622.2479 | 55985.9517
Scenario 2: High TRC | SCE | Com | ComRefrig | Com - Grocery | Program Administrator Cost Test | Energy Efficiency | 823171.408 | 493176.0109 | 251034.4723 | 137113.2526 | 81100.1796 | 52871.1324 | 49493.8512 | 46332.5056 | 43373.2762 | 40603.2285 | 38010.2566 | 35583.0301 | 33310.9443
Scenario 2: High TRC | SCE | Com | ComRefrig | Com - Grocery | Rate Impact Measure Test | Energy Efficiency | 4112971.794 | 2381051.0712 | 1162745.8536 | 604762.36 | 338528.7329 | 207227.129 | 180368.714 | 155078.3477 | 131258.2102 | 108865.695 | 87786.4268 | 67866.7899 | 49036.4884
Scenario 2: High TRC | SCE | Com | ComRefrig | Com - Grocery | Total Resource Cost Test | Energy Efficiency | 1555006.3279 | 934010.4329 | 474253.8132 | 261043.9574 | 158285.2887 | 106099.5416 | 100343.5103 | 94909.6076 | 89779.2838 | 84935.0843 | 80360.5839 | 76040.3242 | 71959.756
Scenario 2: High TRC | SCE | Com | ComRefrig | Com - Health | Participant Cost Test | Energy Efficiency | 0 | 0 | 0 | 0 | 0 | 0 | 0 | 0 | 0 | 0 | 0 | 0 | 0
Scenario 2: High TRC | SCE | Com | ComRefrig | Com - Health | Program Administrator Cost Test | Energy Efficiency | 0 | 0 | 0 | 0 | 0 | 0 | 0 | 0 | 0 | 0 | 0 | 0 | 0
Scenario 2: High TRC | SCE | Com | ComRefrig | Com - Health | Rate Impact Measure Test | Energy Efficiency | 0 | 0 | 0 | 0 | 0 | 0 | 0 | 0 | 0 | 0 | 0 | 0 | 0
Scenario 2: High TRC | SCE | Com | ComRefrig | Com - Health | Total Resource Cost Test | Energy Efficiency | 0 | 0 | 0 | 0 | 0 | 0 | 0 | 0 | 0 | 0 | 0 | 0 | 0
Scenario 2: High TRC | SCE | Com | ComRefrig | Com - Refrig. Warehouse | Participant Cost Test | Energy Efficiency | 1745.7056 | 1311.0368 | 911.3706 | 588.0664 | 348.4637 | 180.8707 | 124.417 | 87.1853 | 73.2017 | 69.9086 | 66.7638 | 63.7608 | 60.8931
Scenario 2: High TRC | SCE | Com | ComRefrig | Com - Refrig. Warehouse | Program Administrator Cost Test | Energy Efficiency | 1327.2991 | 984.0737 | 675.9977 | 431.587 | 253.7537 | 131.7849 | 87.2958 | 58.2303 | 47.1863 | 44.1725 | 41.3513 | 38.7105 | 36.2385
Scenario 2: High TRC | SCE | Com | ComRefrig | Com - Refrig. Warehouse | Rate Impact Measure Test | Energy Efficiency | 6631.8433 | 4751.1025 | 3131.0979 | 1903.5912 | 1059.2198 | 516.5277 | 318.1289 | 194.9011 | 142.7973 | 118.4356 | 95.5028 | 73.8318 | 53.3461
Scenario 2: High TRC | SCE | Com | ComRefrig | Com - Refrig. Warehouse | Total Resource Cost Test | Energy Efficiency | 2527.7224 | 1885.8067 | 1302.9711 | 836.2196 | 493.5544 | 256.2527 | 172.969 | 118.3136 | 97.6607 | 92.3906 | 87.414 | 82.714 | 78.2748
Scenario 2: High TRC | SCE | Com | ComRefrig | Com - Restaurant | Participant Cost Test | Energy Efficiency | 43297.6423 | 26139.5227 | 13381.1317 | 7408.047 | 4731.5549 | 3418.7939 | 3265.0334 | 3118.201 | 2977.9838 | 2844.0834 | 2716.2145 | 2594.1051 | 2477.4951
Scenario 2: High TRC | SCE | Com | ComRefrig | Com - Restaurant | Program Administrator Cost Test | Energy Efficiency | 33411.3878 | 20043.7553 | 10291.9558 | 5609.2613 | 3404.6121 | 2337.3952 | 2188.1351 | 2048.4153 | 1917.6254 | 1795.1942 | 1680.5869 | 1573.303 | 1472.8742
Scenario 2: High TRC | SCE | Com | ComRefrig | Com - Restaurant | Rate Impact Measure Test | Energy Efficiency | 166939.831 | 96771.1405 | 47670.4607 | 24740.6436 | 14211.5471 | 9161.364 | 7974.1444 | 6856.1987 | 5803.2066 | 4813.2888 | 3881.3923 | 3000.7289 | 2168.1937
Scenario 2: High TRC | SCE | Com | ComRefrig | Com - Restaurant | Total Resource Cost Test | Energy Efficiency | 63176.7505 | 38015.679 | 19491.4877 | 10703.735 | 6661.3703 | 4692.5646 | 4438.0979 | 4197.8661 | 3971.0497 | 3756.8779 | 3554.6249 | 3363.608 | 3183.1843
Scenario 2: High TRC | SCE | Com | ComRefrig | Com - Retail | Participant Cost Test | Energy Efficiency | 514761.4289 | 316198.4658 | 167234.3794 | 87585.865 | 55715.872 | 36080.6705 | 34457.1465 | 32906.8114 | 31426.3595 | 30012.6348 | 28662.6239 | 27373.4501 | 26142.3664
Scenario 2: High TRC | SCE | Com | ComRefrig | Com - Retail | Program Administrator Cost Test | Energy Efficiency | 397506.3756 | 242552.3537 | 128422.6092 | 66784.8295 | 40512.1328 | 24691.3366 | 23114.0419 | 21637.6006 | 20255.5577 | 18961.872 | 17750.8893 | 16617.3173 | 15556.2031
Scenario 2: High TRC | SCE | Com | ComRefrig | Com - Retail | Rate Impact Measure Test | Energy Efficiency | 1986138.6035 | 1171041.4312 | 594830.0846 | 294566.3556 | 169105.9259 | 96777.0985 | 84233.6961 | 72422.6609 | 61298.3035 | 50840.7202 | 40996.4911 | 31693.8715 | 22900.0284
Scenario 2: High TRC | SCE | Com | ComRefrig | Com - Retail | Total Resource Cost Test | Energy Efficiency | 751379.2801 | 459949.4276 | 243399.6081 | 127009.5779 | 78854.8581 | 49546.5334 | 46858.4054 | 44320.7239 | 41924.8251 | 39662.5565 | 37526.2465 | 35508.6752 | 33603.0471
Scenario 2: High TRC | SCE | Com | ComRefrig | Com - School | Participant Cost Test | Energy Efficiency | 198.1051 | 92.5878 | 72.856 | 69.5824 | 66.4562 | 63.4706 | 60.6195 | 57.8966 | 55.2963 | 52.8129 | 50.4413 | 48.1764 | 46.0133
Scenario 2: High TRC | SCE | Com | ComRefrig | Com - School | Program Administrator Cost Test | Energy Efficiency | 161.069 | 69.996 | 52.7627 | 49.3958 | 46.2439 | 43.2933 | 40.5312 | 37.9454 | 35.5248 | 33.2587 | 31.1373 | 29.1513 | 27.2922
Scenario 2: High TRC | SCE | Com | ComRefrig | Com - School | Rate Impact Measure Test | Energy Efficiency | 804.7803 | 337.9402 | 244.3871 | 217.8688 | 193.0314 | 169.6871 | 147.7063 | 127.0062 | 107.5067 | 89.1735 | 71.913 | 55.5998 | 40.1763
Scenario 2: High TRC | SCE | Com | ComRefrig | Com - School | Total Resource Cost Test | Energy Efficiency | 297.1249 | 133.6699 | 102.9044 | 97.3007 | 92.0117 | 87.0192 | 82.3061 | 77.8564 | 73.6548 | 69.6873 | 65.9402 | 62.4011 | 59.058
Scenario 2: High TRC | SCE | Com | FoodServ | Com - College | Participant Cost Test | Energy Efficiency | 6526.8547 | 7878.5419 | 8617.8444 | 9314.8544 | 9673.2586 | 19749.9537 | 22186.2853 | 23120.5326 | 23964.6721 | 24649.7787 | 25391.5779 | 26851.4473 | 27577.0149
Scenario 2: High TRC | SCE | Com | FoodServ | Com - College | Participant Cost Test | Fuel Substitution | 2591.223 | 3033.4393 | 3379.3211 | 3686.2905 | 3967.5391 | 4246.2931 | 4489.2801 | 4705.4056 | 4886.2495 | 5033.7212 | 5147.46 | 5213.9792 | 5243.5812
Scenario 2: High TRC | SCE | Com | FoodServ | Com - College | Program Administrator Cost Test | Energy Efficiency | 10000.2271 | 13081.6562 | 14159.3477 | 15032.6362 | 15385.3024 | 28833.4148 | 31795.5269 | 32690.2208 | 33439.8454 | 33954.822 | 34533.8393 | 36054.4788 | 36571.4929
Scenario 2: High TRC | SCE | Com | FoodServ | Com - College | Program Administrator Cost Test | Fuel Substitution | 2310.6891 | 2821.938 | 3369.0974 | 3957.0389 | 4612.5966 | 5343.8853 | 6068.265 | 6782.7556 | 7525.6608 | 8293.2439 | 9147.9538 | 10012.6905 | 10928.9865
Scenario 2: High TRC | SCE | Com | FoodServ | Com - College | Rate Impact Measure Test | Energy Efficiency | 41397.3687 | 51804.0433 | 54163.1914 | 55242.0134 | 53485.8413 | 94448.5725 | 96904.1801 | 91721.1928 | 85249.286 | 77346.4246 | 68706.3785 | 60623.9433 | 49460.6144
Scenario 2: High TRC | SCE | Com | FoodServ | Com - College | Rate Impact Measure Test | Fuel Substitution | 2324.314 | 2842.8932 | 3395.5345 | 3989.8154 | 4651.2293 | 5387.7921 | 6116.4996 | 6833.9748 | 7577.9132 | 8343.8257 | 9193.2177 | 10048.5966 | 10950.1045
Scenario 2: High TRC | SCE | Com | FoodServ | Com - College | Total Resource Cost Test | Energy Efficiency | 12284.6262 | 15839.1459 | 17175.5932 | 18292.8353 | 18770.9429 | 35745.8986 | 39560.7268 | 40782.4072 | 41827.4807 | 42582.2445 | 43420.8915 | 45452.4854 | 46223.4481
Scenario 2: High TRC | SCE | Com | FoodServ | Com - College | Total Resource Cost Test | Fuel Substitution | 3075.6728 | 3743.903 | 4457.4731 | 5222.0365 | 6065.1359 | 7006.4674 | 7953.9216 | 8910.6796 | 9913.9922 | 10962.9022 | 12122.04 | 13313.2649 | 14583.4571
Scenario 2: High TRC | SCE | Com | FoodServ | Com - Grocery | Participant Cost Test | Energy Efficiency | 29030.6033 | 39551.9264 | 42937.8509 | 45434.3806 | 48230.9275 | 126908.4893 | 145993.2913 | 152800.022 | 158973.7071 | 164510.8179 | 170067.706 | 175279.2564 | 180491.8066
Scenario 2: High TRC | SCE | Com | FoodServ | Com - Grocery | Participant Cost Test | Fuel Substitution | 27060.1637 | 31326.4122 | 34583.5603 | 37409.6221 | 39955.6837 | 42385.2624 | 44383.0117 | 46022.0521 | 47441.4467 | 48561.1851 | 49350.3149 | 49760.2737 | 50031.2047
Scenario 2: High TRC | SCE | Com | FoodServ | Com - Grocery | Program Administrator Cost Test | Energy Efficiency | 44479.7129 | 69501.3899 | 75136.0287 | 78064.5334 | 81366.3032 | 186584.4517 | 210003.0913 | 216772.3734 | 222520.098 | 227271.8915 | 231942.6657 | 236041.7344 | 240040.6457
Scenario 2: High TRC | SCE | Com | FoodServ | Com - Grocery | Program Administrator Cost Test | Fuel Substitution | 23814.2541 | 28779.8059 | 34037.7114 | 39627.1231 | 45810.692 | 52598.7192 | 59103.9867 | 65276.9174 | 71775.7113 | 78414.697 | 85706.6702 | 93023.4884 | 100994.464
Scenario 2: High TRC | SCE | Com | FoodServ | Com - Grocery | Rate Impact Measure Test | Energy Efficiency | 184130.1266 | 274050.1258 | 287571.9147 | 288777.9128 | 284645.3956 | 613713.0959 | 642375.8907 | 610156.1024 | 568870.6536 | 518972.0209 | 462420.9046 | 397606.3664 | 325009.2636
Scenario 2: High TRC | SCE | Com | FoodServ | Com - Grocery | Rate Impact Measure Test | Fuel Substitution | 23871.8097 | 28868.5775 | 34149.8813 | 39766.286 | 45974.73 | 52785.082 | 59308.5747 | 65493.9564 | 71996.8743 | 78628.5139 | 85897.7415 | 93175.3378 | 101085.0516
Scenario 2: High TRC | SCE | Com | FoodServ | Com - Grocery | Total Resource Cost Test | Energy Efficiency | 54640.4241 | 83344.5641 | 90164.2765 | 93966.5666 | 98247.1278 | 231002.423 | 261100.7433 | 270252.3811 | 278160.8954 | 284850.6778 | 291466.3628 | 297389.4741 | 303212.778
Scenario 2: High TRC | SCE | Com | FoodServ | Com - Grocery | Total Resource Cost Test | Fuel Substitution | 32184.1633 | 38751.8432 | 45688.4488 | 53038.2461 | 61070.2832 | 69879.5896 | 78478.8671 | 86858.5399 | 95761.684 | 104974.1625 | 115000.0103 | 125235.2709 | 136447.8868
Scenario 2: High TRC | SCE | Com | FoodServ | Com - Health | Participant Cost Test | Energy Efficiency | 20006.0808 | 23956.7279 | 26210.3756 | 27178.0075 | 28614.2131 | 51279.8644 | 57369.7013 | 59401.8203 | 61246.5403 | 62305.3444 | 63121.8853 | 65355.2441 | 68014.6022
Scenario 2: High TRC | SCE | Com | FoodServ | Com - Health | Participant Cost Test | Fuel Substitution | 7288.9833 | 8522.4397 | 9496.3876 | 10364.1019 | 11171.6713 | 11965.7085 | 12644.7659 | 13231.8504 | 13741.1798 | 14171.9857 | 14504.8533 | 14724.1353 | 14911.1431
Scenario 2: High TRC | SCE | Com | FoodServ | Com - Health | Program Administrator Cost Test | Energy Efficiency | 30652.6434 | 39057.2974 | 42353.4052 | 43296.5168 | 44902.3752 | 74948.897 | 82295.3219 | 84071.3874 | 85549.3827 | 85920.7936 | 85957.7056 | 87880.4749 | 90315.1908
Scenario 2: High TRC | SCE | Com | FoodServ | Com - Health | Program Administrator Cost Test | Fuel Substitution | 6615.7044 | 8068.9922 | 9622.0092 | 11287.5623 | 13150.5567 | 15218.4926 | 17229.8204 | 19172.0985 | 21200.9837 | 23296.5578 | 25599.4217 | 27925.5042 | 30489.2196
Scenario 2: High TRC | SCE | Com | FoodServ | Com - Health | Rate Impact Measure Test | Energy Efficiency | 126890.9966 | 154890.9146 | 161988.467 | 158879.4184 | 155866.8353 | 242362.3122 | 247499.5064 | 232885.6883 | 215453.7688 | 193502.7422 | 169275.3928 | 146547.0838 | 121491.7516
Scenario 2: High TRC | SCE | Com | FoodServ | Com - Health | Rate Impact Measure Test | Fuel Substitution | 6661.3254 | 8139.6824 | 9711.7402 | 11399.3934 | 13282.9715 | 15369.6 | 17396.437 | 19349.6286 | 21382.67 | 23472.9592 | 25757.7194 | 28051.9951 | 30565.2209
Scenario 2: High TRC | SCE | Com | FoodServ | Com - Health | Total Resource Cost Test | Energy Efficiency | 37654.7716 | 47442.1521 | 51527.0367 | 52808.8194 | 54917.3497 | 92896.8495 | 102374.7174 | 104862.0245 | 106985.6718 | 107727.6641 | 108050.3655 | 110754.8104 | 114120.3015
Scenario 2: High TRC | SCE | Com | FoodServ | Com - Health | Total Resource Cost Test | Fuel Substitution | 8871.0741 | 10782.9827 | 12821.4668 | 15001.3099 | 17412.363 | 20087.6843 | 22734.3118 | 25353.6414 | 28114.2868 | 31000.7164 | 34147.3619 | 37377.4791 | 40954.7511
Scenario 2: High TRC | SCE | Com | FoodServ | Com - Lodging | Participant Cost Test | Energy Efficiency | 16932.9436 | 37732.5641 | 42858.1855 | 44556.9724 | 46440.754 | 112056.9033 | 130258.3145 | 135973.9184 | 141171.596 | 146005.9751 | 150789.7896 | 155460.4137 | 160098.5574
Scenario 2: High TRC | SCE | Com | FoodServ | Com - Lodging | Participant Cost Test | Fuel Substitution | 7294.3733 | 8483.9317 | 9401.5737 | 10206.0525 | 10945.9671 | 11623.1061 | 12199.5633 | 12675.9285 | 13077.4223 | 13392.3152 | 13608.3471 | 13727.7879 | 13792.6188
Scenario 2: High TRC | SCE | Com | FoodServ | Com - Lodging | Program Administrator Cost Test | Energy Efficiency | 25944.086 | 80925.8382 | 92064.2563 | 94036.4265 | 96269.3999 | 184003.5525 | 206692.4446 | 212466.9814 | 217391.192 | 221706.8015 | 225866.7548 | 229778.8831 | 233555.4919
Scenario 2: High TRC | SCE | Com | FoodServ | Com - Lodging | Program Administrator Cost Test | Fuel Substitution | 6440.0347 | 7817.8701 | 9285.1048 | 10853.2453 | 12605.8706 | 14508.8321 | 16355.8064 | 18119.1858 | 19962.9417 | 21850.8213 | 23922.1215 | 26032.8262 | 28317.5459
Scenario 2: High TRC | SCE | Com | FoodServ | Com - Lodging | Rate Impact Measure Test | Energy Efficiency | 107399.2507 | 314843.2646 | 352910.7113 | 354461.7331 | 343248.2868 | 594336.9785 | 619235.4616 | 586349.9665 | 545534.9839 | 497658.8084 | 443511.3506 | 382265.3711 | 313707.7069
Scenario 2: High TRC | SCE | Com | FoodServ | Com - Lodging | Rate Impact Measure Test | Fuel Substitution | 6464.8153 | 7856.0848 | 9333.43 | 10913.2847 | 12676.7721 | 14589.5545 | 16444.6297 | 18213.6486 | 20059.4476 | 21944.3681 | 24005.9408 | 26100.1031 | 28358.0956
Scenario 2: High TRC | SCE | Com | FoodServ | Com - Lodging | Total Resource Cost Test | Energy Efficiency | 31870.6162 | 94132.2357 | 107064.6213 | 109631.3668 | 112523.6638 | 223223.4686 | 252282.8547 | 260057.8528 | 266801.2506 | 272808.8928 | 278643.1812 | 284190.0279 | 289589.987
Scenario 2: High TRC | SCE | Com | FoodServ | Com - Lodging | Total Resource Cost Test | Fuel Substitution | 8640.0868 | 10451.505 | 12375.7685 | 14425.9739 | 16691.0107 | 19144.555 | 21571.1622 | 23947.7696 | 26455.6949 | 29056.3431 | 31885.3105 | 34816.2071 | 38007.2381
Scenario 2: High TRC | SCE | Com | FoodServ | Com - Office (Large) | Participant Cost Test | Energy Efficiency | 0 | 4096.0541 | 5241.9479 | 5357.3678 | 5487.3805 | 5621.5628 | 5752.1816 | 5889.8441 | 6021.3255 | 6152.5124 | 6293.7614 | 6434.216 | 6582.0781
Scenario 2: High TRC | SCE | Com | FoodServ | Com - Office (Large) | Program Administrator Cost Test | Energy Efficiency | 0 | 11185.0722 | 14084.8801 | 14165.2764 | 14278.3463 | 14395.7929 | 14497.8485 | 14611.483 | 14703.7986 | 14789.8784 | 14894.4717 | 14991.3785 | 15099.7157
Scenario 2: High TRC | SCE | Com | FoodServ | Com - Office (Large) | Rate Impact Measure Test | Energy Efficiency | 0 | 42943.4951 | 54065.6428 | 54273.5138 | 51761.9413 | 49021.8506 | 45959.2812 | 42644.6018 | 38960.1169 | 34950.9824 | 30644.1316 | 25927.8412 | 20806.8968
Scenario 2: High TRC | SCE | Com | FoodServ | Com - Office (Large) | Total Resource Cost Test | Energy Efficiency | 0 | 12618.6911 | 15919.5619 | 16040.3551 | 16198.9295 | 16363.3398 | 16511.112 | 16672.9285 | 16811.2625 | 16943.2577 | 17097.2882 | 17243.3541 | 17403.443
Scenario 2: High TRC | SCE | Com | FoodServ | Com - Office (Small) | Participant Cost Test | Energy Efficiency | 0 | 1153.55 | 1373.5862 | 1411.5344 | 1047.0077 | 3590.1763 | 1512.0601 | 1553.9132 | 1596.6279 | 1639.9935 | 1684.8166 | 1730.6271 | 1777.7827
Scenario 2: High TRC | SCE | Com | FoodServ | Com - Office (Small) | Program Administrator Cost Test | Energy Efficiency | 0 | 3149.9927 | 3690.7648 | 3732.2012 | 2724.3487 | 9193.7841 | 3811.0094 | 3854.9367 | 3898.8916 | 3942.3415 | 3987.1948 | 4032.2685 | 4078.3493
Scenario 2: High TRC | SCE | Com | FoodServ | Com - Office (Small) | Rate Impact Measure Test | Energy Efficiency | 0 | 12093.9491 | 14167.2182 | 14299.7333 | 9876.3243 | 31307.5017 | 12081.1894 | 11250.8936 | 10330.7503 | 9316.4193 | 8203.3204 | 6973.8761 | 5619.8272
Scenario 2: High TRC | SCE | Com | FoodServ | Com - Office (Small) | Total Resource Cost Test | Energy Efficiency | 0 | 3553.7352 | 4171.5199 | 4226.2383 | 3090.8014 | 10450.3458 | 4340.2304 | 4398.8063 | 4457.7114 | 4516.3392 | 4576.8806 | 4637.988 | 4700.5732
Scenario 2: High TRC | SCE | Com | FoodServ | Com - Other | Participant Cost Test | Energy Efficiency | 28387.7802 | 30941.7944 | 33409.6841 | 35687.5655 | 37854.1945 | 393206.5932 | 478770.516 | 502296.3374 | 523478.9898 | 544214.97 | 564320.3094 | 583799.7245 | 603487.3982
Scenario 2: High TRC | SCE | Com | FoodServ | Com - Other | Participant Cost Test | Fuel Substitution | 33629.3454 | 39288.4627 | 43522.8504 | 47179.9509 | 50304.9132 | 53723.5613 | 56136.6328 | 57975.0463 | 59223.2578 | 59873.9043 | 59887.8329 | 59204.5568 | 57904.6856
Scenario 2: High TRC | SCE | Com | FoodServ | Com - Other | Program Administrator Cost Test | Energy Efficiency | 43494.801 | 46781.7584 | 49850.1237 | 52554.7005 | 55023.4242 | 532125.1223 | 639302.326 | 662447.4153 | 681931.9273 | 700362.8777 | 717524.3293 | 733455.6689 | 749245.6562
Scenario 2: High TRC | SCE | Com | FoodServ | Com - Other | Program Administrator Cost Test | Fuel Substitution | 28350.0459 | 34599.4684 | 41266.4621 | 48415.6093 | 56243.5067 | 65395.2102 | 73931.4246 | 82094.6953 | 90462.3894 | 98925.3998 | 108157.077 | 117378.4314 | 126980.0673
Scenario 2: High TRC | SCE | Com | FoodServ | Com - Other | Rate Impact Measure Test | Energy Efficiency | 180052.943 | 186673.0307 | 190517.0887 | 191102.4828 | 189300.9094 | 1719781.3802 | 1921270.4348 | 1832299.8452 | 1714074.5889 | 1573918.4682 | 1410035.2431 | 1220824.5776 | 1006590.2063
Scenario 2: High TRC | SCE | Com | FoodServ | Com - Other | Rate Impact Measure Test | Fuel Substitution | 28409.3695 | 34691.2614 | 41382.8159 | 48560.4155 | 56414.6624 | 65590.1333 | 74146.0967 | 82323.1613 | 90695.9396 | 99151.9116 | 108360.1621 | 117543.291 | 127079.569
Scenario 2: High TRC | SCE | Com | FoodServ | Com - Other | Total Resource Cost Test | Energy Efficiency | 53430.5241 | 57611.3864 | 61543.5132 | 65045.3484 | 68272.3923 | 669747.4299 | 806872.0066 | 838251.1334 | 865149.5738 | 890838.1172 | 915036.4376 | 937785.5725 | 960466.2455
Scenario 2: High TRC | SCE | Com | FoodServ | Com - Other | Total Resource Cost Test | Fuel Substitution | 37113.0372 | 45142.4233 | 53687.7809 | 62824.3298 | 72719.4252 | 84340.2774 | 95317.2651 | 106067.4355 | 117185.1689 | 128569.6462 | 140887.6917 | 153397.6563 | 166517.6598
Scenario 2: High TRC | SCE | Com | FoodServ | Com - Restaurant | Participant Cost Test | Energy Efficiency | 148550.6405 | 226824.3411 | 248556.0593 | 260819.0499 | 273890.5729 | 999821.5942 | 1177524.1005 | 1228144.4521 | 1275446.3793 | 1319433.5232 | 1362770.3343 | 1404242.8611 | 1446118.2434
Scenario 2: High TRC | SCE | Com | FoodServ | Com - Restaurant | Participant Cost Test | Fuel Substitution | 127856.4339 | 148451.8599 | 164018.9841 | 177482.2166 | 189589.38 | 200919.2601 | 209892.4065 | 216924.2441 | 222355.6973 | 226095.8181 | 227921.5027 | 227751.2508 | 226263.7794
Scenario 2: High TRC | SCE | Com | FoodServ | Com - Restaurant | Program Administrator Cost Test | Energy Efficiency | 227604.2899 | 426695.0608 | 467679.5615 | 482074.2773 | 497345.5412 | 1471314.9254 | 1692147.9241 | 1740788.1587 | 1783823.211 | 1821400.4876 | 1857250.7587 | 1889761.259 | 1921995.0402
Scenario 2: High TRC | SCE | Com | FoodServ | Com - Restaurant | Program Administrator Cost Test | Fuel Substitution | 110198.5747 | 133601.6298 | 158473.1431 | 185006.8166 | 214516.4816 | 246861.671 | 277753.7736 | 307028.639 | 337349.5123 | 368225.8873 | 401978.2592 | 435911.2753 | 472178.5564
Scenario 2: High TRC | SCE | Com | FoodServ | Com - Restaurant | Rate Impact Measure Test | Energy Efficiency | 942200.4765 | 1674315.5944 | 1791025.7116 | 1796114.6782 | 1752606.763 | 4967507.5791 | 5314497.7913 | 5026103.1384 | 4672178.8493 | 4254212.3253 | 3778586.6077 | 3237019.047 | 2630886.1147
Scenario 2: High TRC | SCE | Com | FoodServ | Com - Restaurant | Rate Impact Measure Test | Fuel Substitution | 110409.2235 | 133925.732 | 158882.2377 | 185514.3055 | 215115.0319 | 247542.4203 | 278502.1815 | 307823.9635 | 338161.5104 | 369012.5473 | 402682.7808 | 436476.0808 | 472517.9974
Scenario 2: High TRC | SCE | Com | FoodServ | Com - Restaurant | Total Resource Cost Test | Energy Efficiency | 279597.0141 | 506083.5802 | 554674.1823 | 573360.9448 | 593207.2417 | 1821252.4834 | 2104281.3593 | 2170638.7169 | 2230229.4438 | 2283202.2207 | 2334220.3757 | 2381246.2604 | 2428136.4254
Scenario 2: High TRC | SCE | Com | FoodServ | Com - Restaurant | Total Resource Cost Test | Fuel Substitution | 147099.8507 | 177697.8709 | 210133.2737 | 244625.0842 | 282539.0061 | 324074.7565 | 364437.9581 | 403682.6894 | 444712.7473 | 487038.2819 | 532898.809 | 579810.1397 | 630283.8898
Scenario 2: High TRC | SCE | Com | FoodServ | Com - Retail | Participant Cost Test | Energy Efficiency | 9159.6612 | 14354.3444 | 15745.0144 | 16538.9977 | 17392.479 | 18133.9832 | 18772.8286 | 19477.4716 | 20086.6021 | 20638.6135 | 21215.4787 | 21729.2752 | 22256.5837
Scenario 2: High TRC | SCE | Com | FoodServ | Com - Retail | Program Administrator Cost Test | Energy Efficiency | 14034.1245 | 27109.7728 | 29722.1948 | 30640.2581 | 31627.2382 | 32422.7106 | 33047.3417 | 33753.4066 | 34304.9466 | 34761.8635 | 35242.5387 | 35623.8921 | 36014.1892
Scenario 2: High TRC | SCE | Com | FoodServ | Com - Retail | Rate Impact Measure Test | Energy Efficiency | 58096.2635 | 106347.4394 | 113827.0084 | 114184.5705 | 111467.004 | 107320.4825 | 101848.0674 | 95811.0762 | 88485.4067 | 80090.5664 | 70858.234 | 60442.8954 | 49001.6891
Scenario 2: High TRC | SCE | Com | FoodServ | Com - Retail | Total Resource Cost Test | Energy Efficiency | 17240.0059 | 32133.7933 | 35232.9498 | 36428.9073 | 37714.6059 | 38769.6047 | 39617.8317 | 40570.5217 | 41335.2574 | 41985.3782 | 42667.9562 | 43229.1385 | 43803.9935
Scenario 2: High TRC | SCE | Com | FoodServ | Com - School | Participant Cost Test | Energy Efficiency | 25779.8637 | 35725.8124 | 38991.5394 | 40367.4369 | 41441.1491 | 115012.4732 | 135315.6363 | 139992.9881 | 144350.4271 | 148449.3741 | 152169.1819 | 156073.9991 | 159605.6596
Scenario 2: High TRC | SCE | Com | FoodServ | Com - School | Participant Cost Test | Fuel Substitution | 4209.216 | 4913.5131 | 5461.2507 | 5944.7124 | 6394.9843 | 6910.28 | 7316.5934 | 7676.5652 | 7990.4851 | 8248.8048 | 8447.8861 | 8578.6128 | 8667.7489
Scenario 2: High TRC | SCE | Com | FoodServ | Com - School | Program Administrator Cost Test | Energy Efficiency | 39499.0392 | 64341.1052 | 70567.3947 | 71889.3621 | 72723.7119 | 170817.9606 | 195857.228 | 199837.8994 | 203304.7541 | 206351.835 | 208822.2445 | 211484.2836 | 213588.3298
Scenario 2: High TRC | SCE | Com | FoodServ | Com - School | Program Administrator Cost Test | Fuel Substitution | 3787.9985 | 4611.153 | 5487.7608 | 6425.6872 | 7478.2714 | 8716.8647 | 9899.2689 | 11060.542 | 12282.8479 | 13542.7266 | 14935.8957 | 16358.0109 | 17898.9296
Scenario 2: High TRC | SCE | Com | FoodServ | Com - School | Rate Impact Measure Test | Energy Efficiency | 163511.9161 | 253247.8639 | 270161.2581 | 266890.2129 | 255425.429 | 536394.7199 | 570404.4629 | 536590.2558 | 497011.8396 | 452021.3076 | 401164.4777 | 345553.3753 | 283559.98
Scenario 2: High TRC | SCE | Com | FoodServ | Com - School | Rate Impact Measure Test | Fuel Substitution | 3812.5604 | 4648.6962 | 5534.8576 | 6483.7689 | 7546.3884 | 8793.9108 | 9983.5192 | 11149.6052 | 12373.3117 | 13629.9265 | 15013.6053 | 16419.5652 | 17935.599
Scenario 2: High TRC | SCE | Com | FoodServ | Com - School | Total Resource Cost Test | Energy Efficiency | 48521.9915 | 76845.1395 | 84214.4335 | 86017.965 | 87228.114 | 211072.3262 | 243217.7007 | 248835.4452 | 253827.4036 | 258309.116 | 262081.4582 | 266110.1833 | 269450.3107
Scenario 2: High TRC | SCE | Com | FoodServ | Com - School | Total Resource Cost Test | Fuel Substitution | 5055.4467 | 6133.9363 | 7279.872 | 8502.4188 | 9859.3385 | 11464.7032 | 13016.5317 | 14577.2415 | 16233.9482 | 17961.565 | 19857.1229 | 21822.2292 | 23962.8043
Scenario 2: High TRC | SCE | Com | HVAC | Com - College | Participant Cost Test | Energy Efficiency | 21598.9476 | 22680.8835 | 23856.0224 | 25056.941 | 26124.0333 | 27334.9919 | 28535.7262 | 29654.6486 | 30758.6837 | 31819.9292 | 32912.9633 | 34279.1381 | 35402.6209
Scenario 2: High TRC | SCE | Com | HVAC | Com - College | Participant Cost Test | Fuel Substitution | 24418.4228 | 25590.7549 | 26534.6947 | 30547.6875 | 31306.6325 | 0 | 0 | 0 | 0 | 0 | 0 | 0 | 0
Scenario 2: High TRC | SCE | Com | HVAC | Com - College | Program Administrator Cost Test | Energy Efficiency | 41971.8376 | 43762.4599 | 46016.0198 | 48385.6513 | 50060.7192 | 52431.3387 | 54688.0919 | 56462.7582 | 58099.5092 | 59453.2283 | 60897.6563 | 63618.2479 | 64974.4824
Scenario 2: High TRC | SCE | Com | HVAC | Com - College | Program Administrator Cost Test | Fuel Substitution | 7574.4689 | 7903.6649 | 8158.7877 | 8984.0094 | 9168.6825 | 0 | 0 | 0 | 0 | 0 | 0 | 0 | 0
Scenario 2: High TRC | SCE | Com | HVAC | Com - College | Rate Impact Measure Test | Energy Efficiency | 202844.9387 | 204272.073 | 206541.5877 | 207442.363 | 203104.3098 | 200361.3072 | 194808.0226 | 184874.819 | 172104.6693 | 156056.2764 | 137855.2371 | 119599.344 | 94653.3843
Scenario 2: High TRC | SCE | Com | HVAC | Com - College | Rate Impact Measure Test | Fuel Substitution | 36729.4622 | 36704.6243 | 36095.953 | 38420.7156 | 36845.7879 | 0 | 0 | 0 | 0 | 0 | 0 | 0 | 0
Scenario 2: High TRC | SCE | Com | HVAC | Com - College | Total Resource Cost Test | Energy Efficiency | 51151.3904 | 53401.8354 | 56154.8293 | 59034.8512 | 61163.4333 | 64048.7102 | 66815.7755 | 69065.9839 | 71171.9498 | 72976.6982 | 74885.6657 | 78186.8816 | 80020.5963
Scenario 2: High TRC | SCE | Com | HVAC | Com - College | Total Resource Cost Test | Fuel Substitution | 29987.4886 | 31457.594 | 32649.7625 | 37352.8554 | 38316.704 | 0 | 0 | 0 | 0 | 0 | 0 | 0 | 0
Scenario 2: High TRC | SCE | Com | HVAC | Com - Grocery | Participant Cost Test | Energy Efficiency | 9321.85 | 9925.7115 | 10605.9506 | 11247.6971 | 11908.3188 | 12572.9442 | 170850.4524 | 222507.9934 | 51433.1179 | 11478.221 | 11879.4686 | 12276.9813 | 12679.8006
Scenario 2: High TRC | SCE | Com | HVAC | Com - Grocery | Participant Cost Test | Fuel Substitution | 803873.656 | 808042.9324 | 799452.237 | 782383.9676 | 762395.0645 | 67513.2201 | 69480.4049 | 71046.5268 | 72334.7806 | 73444.4445 | 74441.7759 | 55668.1576 | 56325.2604
Scenario 2: High TRC | SCE | Com | HVAC | Com - Grocery | Program Administrator Cost Test | Energy Efficiency | 11720.9824 | 12343.5861 | 13027.2529 | 13663.1326 | 14311.0087 | 14949.3786 | 227380.8723 | 293059.4389 | 65357.1068 | 12812.9722 | 13115.967 | 13408.0309 | 13699.2925
Scenario 2: High TRC | SCE | Com | HVAC | Com - Grocery | Program Administrator Cost Test | Fuel Substitution | 1081175.2489 | 1138781.6327 | 1184029.6645 | 1220331.863 | 1257330.1203 | 12606.565 | 12900.7526 | 13121.3407 | 13291.9593 | 13430.7443 | 13549.5265 | 8425.1674 | 8477.6293
Scenario 2: High TRC | SCE | Com | HVAC | Com - Grocery | Rate Impact Measure Test | Energy Efficiency | 45633.2711 | 46242.8996 | 46641.6106 | 46474.9502 | 46012.3249 | 45137.2114 | 517274.7945 | 620315.927 | 132469.3007 | 27605.3387 | 24807.1416 | 21614.7966 | 18023.1291
Scenario 2: High TRC | SCE | Com | HVAC | Com - Grocery | Rate Impact Measure Test | Fuel Substitution | 1536839.694 | 1588281.8412 | 1619835.0461 | 1636218.6659 | 1648343.0873 | 123045.3784 | 113778.4518 | 102837.5515 | 90558.1944 | 77207.1954 | 62881.9086 | 34266.9745 | 21806.4249
Scenario 2: High TRC | SCE | Com | HVAC | Com - Grocery | Total Resource Cost Test | Energy Efficiency | 15413.4204 | 16257.6403 | 17193.5166 | 18062.255 | 18947.5855 | 19822.746 | 271892.1284 | 350557.3731 | 80157.5685 | 17694.4998 | 18169.2146 | 18631.4608 | 19095.2121
Scenario 2: High TRC | SCE | Com | HVAC | Com - Grocery | Total Resource Cost Test | Fuel Substitution | 1429474.3655 | 1504396.869 | 1563905.7523 | 1612229.6622 | 1659076.1671 | 76986.4825 | 79219.3499 | 80997.8893 | 82462.3943 | 83725.2096 | 84861.1113 | 61725.0771 | 62453.6719
Scenario 2: High TRC | SCE | Com | HVAC | Com - Health | Participant Cost Test | Energy Efficiency | 43628.5122 | 46031.3298 | 48537.7644 | 52271.4439 | 55134.2362 | 57609.7857 | 60246.9965 | 62693.4489 | 62627.4353 | 64155.6302 | 66096.5062 | 68459.0343 | 70977.3203
Scenario 2: High TRC | SCE | Com | HVAC | Com - Health | Participant Cost Test | Fuel Substitution | 356842.8736 | 441599.4358 | 453538.6075 | 507430.7705 | 514699.4142 | 64204.9432 | 66706.4892 | 68806.037 | 67479.8726 | 68995.9441 | 70387.0819 | 53386.3626 | 54338.5686
Scenario 2: High TRC | SCE | Com | HVAC | Com - Health | Program Administrator Cost Test | Energy Efficiency | 100046.2362 | 103937.7769 | 107924.1337 | 112849.4689 | 116810.3394 | 120098.5024 | 123592.5873 | 126570.5163 | 126716.6557 | 128337.8921 | 130275.8703 | 132957.8045 | 135841.6064
Scenario 2: High TRC | SCE | Com | HVAC | Com - Health | Program Administrator Cost Test | Fuel Substitution | 233051.9531 | 254902.4589 | 265565.2204 | 312659.3365 | 322595.4457 | 11927.5424 | 12330.0568 | 12657.538 | 12092.6602 | 12309.5856 | 12503.85 | 7781.8621 | 7881.3534
Scenario 2: High TRC | SCE | Com | HVAC | Com - Health | Rate Impact Measure Test | Energy Efficiency | 488720.8404 | 489026.7535 | 485617.8806 | 479658.7735 | 467942.8405 | 450425.5747 | 429867.7978 | 403490.3472 | 366897.706 | 329520.3857 | 288558.3671 | 244311.6847 | 194735.6585
Scenario 2: High TRC | SCE | Com | HVAC | Com - Health | Rate Impact Measure Test | Fuel Substitution | 445011.8632 | 544019.1299 | 546189.5718 | 580486.7149 | 574521.6544 | 106273.7965 | 99317.9662 | 90688.7234 | 76917.3853 | 66190.4817 | 54451.8947 | 29273.2226 | 19032.3431
Scenario 2: High TRC | SCE | Com | HVAC | Com - Health | Total Resource Cost Test | Energy Efficiency | 118588.3539 | 123501.092 | 128552.6836 | 134796.6139 | 139887.054 | 144189.1496 | 148762.7632 | 152738.6828 | 153251.7273 | 155604.0349 | 158366.8854 | 162052.8941 | 166006.9675
Scenario 2: High TRC | SCE | Com | HVAC | Com - Health | Total Resource Cost Test | Fuel Substitution | 524133.087 | 628867.066 | 654319.8019 | 751419.9954 | 773176.5015 | 73455.8847 | 76310.2218 | 78706.6056 | 76917.846 | 78644.433 | 80229.416 | 59198.7118 | 60254.5876
Scenario 2: High TRC | SCE | Com | HVAC | Com - Lodging | Participant Cost Test | Energy Efficiency | 71863.7736 | 79509.9057 | 87671.4791 | 105172.5294 | 132115.5112 | 148293.2898 | 162101.8775 | 185063.1769 | 65409.6909 | 35811.1684 | 37109.4408 | 38410.8687 | 39721.697
Scenario 2: High TRC | SCE | Com | HVAC | Com - Lodging | Participant Cost Test | Fuel Substitution | 277993.685 | 284761.1483 | 271000.5661 | 271539.1582 | 263061.9547 | 28646.9668 | 29544.7298 | 30268.2031 | 18300.5231 | 18613.2911 | 18892.1951 | 19150.4478 | 19396.7655
Scenario 2: High TRC | SCE | Com | HVAC | Com - Lodging | Program Administrator Cost Test | Energy Efficiency | 106455.4351 | 115066.6337 | 124053.6761 | 144380.4076 | 172947.2164 | 189478.2923 | 203329.8789 | 240030.3026 | 97737.8866 | 66244.2422 | 67663.6211 | 69039.8806 | 70385.463
Scenario 2: High TRC | SCE | Com | HVAC | Com - Lodging | Program Administrator Cost Test | Fuel Substitution | 198410.8932 | 208683.1935 | 212600.4267 | 218958.3195 | 223322.75 | 5316.2619 | 5456.2987 | 5564.2417 | 2687.2542 | 2719.324 | 2746.282 | 2770.12 | 2792.1428
Scenario 2: High TRC | SCE | Com | HVAC | Com - Lodging | Rate Impact Measure Test | Energy Efficiency | 402760.385 | 416180.0682 | 426495.3786 | 460639.5161 | 507006.8555 | 518173.9382 | 517263.5745 | 569861.1216 | 246184.6727 | 167271.5014 | 147610.8587 | 125247.2666 | 100036.8024
Scenario 2: High TRC | SCE | Com | HVAC | Com - Lodging | Rate Impact Measure Test | Fuel Substitution | 326247.6783 | 334687.3632 | 334592.3624 | 335156.2288 | 332390.2349 | 45698.6755 | 42415.5873 | 38493.2311 | 19653.9463 | 16747.5627 | 13612.304 | 10246.4637 | 6652.3563
Scenario 2: High TRC | SCE | Com | HVAC | Com - Lodging | Total Resource Cost Test | Energy Efficiency | 128694.0382 | 139466.0676 | 150748.0766 | 175700.2127 | 211265.0859 | 232105.686 | 249677.095 | 293249.7187 | 120200.5224 | 81463.9888 | 83435.1334 | 85364.4998 | 87267.1842
Scenario 2: High TRC | SCE | Com | HVAC | Com - Lodging | Total Resource Cost Test | Fuel Substitution | 395016.304 | 414192.8517 | 408160.7935 | 419984.6755 | 421014.5462 | 32817.5737 | 33842.665 | 34669.0027 | 20292.9614 | 20639.7814 | 20949.0506 | 21235.4202 | 21508.5553
Scenario 2: High TRC | SCE | Com | HVAC | Com - Office (Large) | Participant Cost Test | Energy Efficiency | 28589.8016 | 29813.5848 | 30983.9605 | 32158.7113 | 33397.8395 | 34623.8429 | 35777.8408 | 36944.7951 | 38021.5652 | 39057.9402 | 40139.7116 | 41181.2818 | 42251.5466
Scenario 2: High TRC | SCE | Com | HVAC | Com - Office (Large) | Participant Cost Test | Fuel Substitution | 185.213 | 189.0556 | 191.0645 | 1405.8784 | 1363.0307 | 0 | 0 | 0 | 0 | 0 | 0 | 0 | 0
Scenario 2: High TRC | SCE | Com | HVAC | Com - Office (Large) | Program Administrator Cost Test | Energy Efficiency | 37209.0356 | 38333.2393 | 39360.695 | 40367.2915 | 41428.1269 | 42446.229 | 43351.6881 | 44250.1209 | 45019.6292 | 45722.8742 | 46461.4086 | 47136.1066 | 47827.1034
Scenario 2: High TRC | SCE | Com | HVAC | Com - Office (Large) | Program Administrator Cost Test | Fuel Substitution | 86.0678 | 87.7854 | 88.5626 | 1109.5542 | 1115.099 | 0 | 0 | 0 | 0 | 0 | 0 | 0 | 0
Scenario 2: High TRC | SCE | Com | HVAC | Com - Office (Large) | Rate Impact Measure Test | Energy Efficiency | 151051.7669 | 149814.0969 | 147125.1706 | 143347.5209 | 139009.6664 | 133667.1371 | 127053.1748 | 119463.31 | 110533.8933 | 100467.8434 | 89425.7535 | 77076.2655 | 63497.2913
Scenario 2: High TRC | SCE | Com | HVAC | Com - Office (Large) | Rate Impact Measure Test | Fuel Substitution | 226.4259 | 223.3835 | 217.4741 | 1230.3029 | 1226.5004 | 0 | 0 | 0 | 0 | 0 | 0 | 0 | 0
Scenario 2: High TRC | SCE | Com | HVAC | Com - Office (Large) | Total Resource Cost Test | Energy Efficiency | 49359.7013 | 51004.0128 | 52528.8782 | 54034.7438 | 55622.2087 | 57161.3623 | 58557.2705 | 59951.6588 | 61178.7944 | 62322.4988 | 63520.7861 | 64638.1514 | 65784.0107
Scenario 2: High TRC | SCE | Com | HVAC | Com - Office (Large) | Total Resource Cost Test | Fuel Substitution | 255.39 | 260.9382 | 263.87 | 2125.6344 | 2127.2255 | 0 | 0 | 0 | 0 | 0 | 0 | 0 | 0
Scenario 2: High TRC | SCE | Com | HVAC | Com - Office (Small) | Participant Cost Test | Energy Efficiency | 16342.3831 | 17170.6169 | 17986.4772 | 18791.6996 | 13444.945 | 57712.6792 | 20614.2871 | 21395.5016 | 22171.1779 | 22938.4949 | 23713.1988 | 24487.6743 | 25269.4427
Scenario 2: High TRC | SCE | Com | HVAC | Com - Office (Small) | Participant Cost Test | Fuel Substitution | 821.7685 | 827.4025 | 820.9447 | 928.5856 | 783.3667 | 0 | 0 | 0 | 0 | 0 | 0 | 0 | 0
Scenario 2: High TRC | SCE | Com | HVAC | Com - Office (Small) | Program Administrator Cost Test | Energy Efficiency | 32615.1481 | 34246.5582 | 35823.6223 | 37348.1097 | 16188.7513 | 252173.4761 | 39377.1349 | 40706.8385 | 41941.6369 | 43061.4937 | 44149.5979 | 45159.2705 | 46129.1019
Scenario 2: High TRC | SCE | Com | HVAC | Com - Office (Small) | Program Administrator Cost Test | Fuel Substitution | 854.4261 | 899.8991 | 935.5686 | 996.1304 | 879.8939 | 0 | 0 | 0 | 0 | 0 | 0 | 0 | 0
Scenario 2: High TRC | SCE | Com | HVAC | Com - Office (Small) | Rate Impact Measure Test | Energy Efficiency | 156965.0751 | 159438.1946 | 160202.695 | 159258.6739 | 53542.721 | 1103047.1777 | 138085.8493 | 131322.5846 | 122532.1637 | 111652.7625 | 98861.9404 | 83870.5584 | 66658.1571
Scenario 2: High TRC | SCE | Com | HVAC | Com - Office (Small) | Rate Impact Measure Test | Fuel Substitution | 925.4966 | 970.8626 | 1005.5731 | 1103.2604 | 967.5797 | 0 | 0 | 0 | 0 | 0 | 0 | 0 | 0
Scenario 2: High TRC | SCE | Com | HVAC | Com - Office (Small) | Total Resource Cost Test | Energy Efficiency | 39560.661 | 41544.0704 | 43467.8751 | 45334.582 | 21902.853 | 276701.3648 | 48138.2069 | 49799.9267 | 51364.3875 | 52810.354 | 54227.7074 | 55566.5321 | 56868.6151
Scenario 2: High TRC | SCE | Com | HVAC | Com - Office (Small) | Total Resource Cost Test | Fuel Substitution | 1266.2239 | 1329.7107 | 1379.67 | 1568.1524 | 1381.086 | 0 | 0 | 0 | 0 | 0 | 0 | 0 | 0
Scenario 2: High TRC | SCE | Com | HVAC | Com - Other | Participant Cost Test | Energy Efficiency | 70469.2371 | 74026.4632 | 76767.0713 | 78553.7621 | 79334.5228 | 79118.8326 | 78021.7321 | 76128.1352 | 30306.6256 | 30482.7217 | 31625.1201 | 32771.4809 | 33947.3751
Scenario 2: High TRC | SCE | Com | HVAC | Com - Other | Participant Cost Test | Fuel Substitution | 477993.445 | 495189.4479 | 806550.1571 | 823892.0525 | 891645.5262 | 0 | 414.449 | 0 | 0 | 0 | 0 | 0 | 0
Scenario 2: High TRC | SCE | Com | HVAC | Com - Other | Program Administrator Cost Test | Energy Efficiency | 405622.0917 | 435854.3153 | 465223.8411 | 492280.5323 | 517497.5571 | 540645.9943 | 564286.0521 | 583443.1843 | 532758.9404 | 555556.4464 | 578470.8808 | 599489.0181 | 620898.6126
Scenario 2: High TRC | SCE | Com | HVAC | Com - Other | Program Administrator Cost Test | Fuel Substitution | 289919.172 | 304179.8383 | 357016.0378 | 366721.9014 | 382815.536 | 0 | 59.1503 | 0 | 0 | 0 | 0 | 0 | 0
Scenario 2: High TRC | SCE | Com | HVAC | Com - Other | Rate Impact Measure Test | Energy Efficiency | 2309047.9072 | 2421266.3813 | 2506559.4999 | 2554608.0527 | 2570379.4785 | 2549273.1282 | 2499766.41 | 2394580.5247 | 2003152.9183 | 1833086.0512 | 1618151.597 | 1348665.8919 | 1025804.744
Scenario 2: High TRC | SCE | Com | HVAC | Com - Other | Rate Impact Measure Test | Fuel Substitution | 648197.2578 | 658032.8235 | 933412.2054 | 916521.8944 | 931964.382 | 0 | 506.7326 | 0 | 0 | 0 | 0 | 0 | 0
Scenario 2: High TRC | SCE | Com | HVAC | Com - Other | Total Resource Cost Test | Energy Efficiency | 431743.6784 | 463304.3516 | 493717.9264 | 521485.5166 | 547062.9718 | 570224.9315 | 593574.1499 | 612162.2575 | 545561.9828 | 568511.6032 | 591911.5568 | 613416.8975 | 635326.247
Scenario 2: High TRC | SCE | Com | HVAC | Com - Other | Total Resource Cost Test | Fuel Substitution | 682146.4427 | 714942.7435 | 1069027.6101 | 1100043.3536 | 1185802.725 | 0 | 459.5714 | 0 | 0 | 0 | 0 | 0 | 0
Scenario 2: High TRC | SCE | Com | HVAC | Com - Restaurant | Participant Cost Test | Energy Efficiency | 7734.9527 | 8158.6357 | 8583.1453 | 9010.3715 | 9444.8554 | 9853.22 | 10250.7923 | 10656.744 | 11057.961 | 11451.82 | 11849.1911 | 12240.4221 | 12635.6763
Scenario 2: High TRC | SCE | Com | HVAC | Com - Restaurant | Participant Cost Test | Fuel Substitution | 29562.8808 | 30858.2271 | 31887.074 | 32709.4142 | 33382.5714 | 53.4489 | 54.8908 | 56.0402 | 57.0027 | 57.8493 | 58.6243 | 59.3566 | 60.0642
Scenario 2: High TRC | SCE | Com | HVAC | Com - Restaurant | Program Administrator Cost Test | Energy Efficiency | 19146.1148 | 20296.6634 | 21450.7747 | 22619.9507 | 23830.0435 | 24802.9298 | 25661.2973 | 26556.2939 | 27373.6057 | 28088.131 | 28785.2347 | 29381.8989 | 29959.7226
Scenario 2: High TRC | SCE | Com | HVAC | Com - Restaurant | Program Administrator Cost Test | Fuel Substitution | 9411.3682 | 9790.5357 | 10077.5107 | 10295.9565 | 10475.4093 | 7.9336 | 8.1051 | 8.2322 | 8.3311 | 8.4125 | 8.4832 | 8.5475 | 8.608
Scenario 2: High TRC | SCE | Com | HVAC | Com - Restaurant | Rate Impact Measure Test | Energy Efficiency | 109219.4282 | 112347.1153 | 114389.0464 | 115341.2154 | 115418.6474 | 112872.2832 | 108455.83 | 102896.9715 | 95515.184 | 86219.8664 | 75270.1082 | 62288.6191 | 47419.7749
Scenario 2: High TRC | SCE | Com | HVAC | Com - Restaurant | Rate Impact Measure Test | Fuel Substitution | 49343.2734 | 49072.53 | 48015.2516 | 46330.0275 | 44208.5597 | 82.4662 | 76.0327 | 68.5439 | 60.2216 | 51.2217 | 41.5907 | 31.3005 | 20.345
Scenario 2: High TRC | SCE | Com | HVAC | Com - Restaurant | Total Resource Cost Test | Energy Efficiency | 22433.4698 | 23764.0835 | 25098.6114 | 26449.3586 | 27844.1071 | 28990.5483 | 30017.884 | 31085.4101 | 32073.2391 | 32955.1545 | 33821.1409 | 34584.0782 | 35329.885
Scenario 2: High TRC | SCE | Com | HVAC | Com - Restaurant | Total Resource Cost Test | Fuel Substitution | 36391.6173 | 38038.8129 | 39360.0847 | 40429.7021 | 41323.258 | 59.2681 | 60.8669 | 62.1415 | 63.2087 | 64.1475 | 65.007 | 65.8189 | 66.6036
Scenario 2: High TRC | SCE | Com | HVAC | Com - Retail | Participant Cost Test | Energy Efficiency | 216482.2153 | 241333.37 | 267039.3135 | 294078.4559 | 322657.7364 | 360391.5792 | 393667.4967 | 426742.9901 | 96559.8313 | 24418.1344 | 25212.5965 | 25988.0457 | 26767.1697
Scenario 2: High TRC | SCE | Com | HVAC | Com - Retail | Participant Cost Test | Fuel Substitution | 89423.2282 | 93421.4144 | 96620.3639 | 99197.4324 | 101023.9089 | 98057.6252 | 101817.2031 | 104839.2706 | 0 | 0 | 0 | 0 | 0
Scenario 2: High TRC | SCE | Com | HVAC | Com - Retail | Program Administrator Cost Test | Energy Efficiency | 260535.439 | 285902.1918 | 311366.9627 | 337809.6834 | 365480.1179 | 400580.7816 | 429193.1216 | 455633.88 | 143263.9474 | 77038.7041 | 78710.0613 | 79982.8067 | 81140.8304
Scenario 2: High TRC | SCE | Com | HVAC | Com - Retail | Program Administrator Cost Test | Fuel Substitution | 25963.956 | 27019.8362 | 27830.7521 | 28453.4041 | 28880.918 | 17866.5839 | 18481.4071 | 18960.5398 | 0 | 0 | 0 | 0 | 0
Scenario 2: High TRC | SCE | Com | HVAC | Com - Retail | Rate Impact Measure Test | Energy Efficiency | 803111.8938 | 850511.235 | 888607.6251 | 920642.3128 | 947686.8055 | 979296.9743 | 986922.5877 | 980411.7022 | 351372.6581 | 210641.6506 | 184976.8644 | 154716.4908 | 120528.6534
Scenario 2: High TRC | SCE | Com | HVAC | Com - Retail | Rate Impact Measure Test | Fuel Substitution | 158354.1667 | 157241.9892 | 153547.7507 | 147787.8063 | 140264.7852 | 131021.4587 | 122745.2063 | 112324.089 | 0 | 0 | 0 | 0 | 0
Scenario 2: High TRC | SCE | Com | HVAC | Com - Retail | Total Resource Cost Test | Energy Efficiency | 320237.0278 | 352136.4315 | 384316.921 | 417769.581 | 452801.6529 | 497653.2872 | 535544.9676 | 571996.6336 | 172315.8358 | 87416.4112 | 89425.4148 | 91027.7261 | 92516.8775
Scenario 2: High TRC | SCE | Com | HVAC | Com - Retail | Total Resource Cost Test | Fuel Substitution | 108322.0927 | 113286.8356 | 117295.0912 | 120556.5798 | 122923.6563 | 112714.0081 | 117030.835 | 120501.1236 | 0 | 0 | 0 | 0 | 0
Scenario 2: High TRC | SCE | Com | HVAC | Com - School | Participant Cost Test | Energy Efficiency | 10548.7409 | 11043.2826 | 11538.0176 | 12018.4093 | 12478.8833 | 12945.7054 | 13388.9869 | 13840.5742 | 14294.8922 | 14750.9294 | 15197.7805 | 15662.3428 | 16112.0505
Scenario 2: High TRC | SCE | Com | HVAC | Com - School | Participant Cost Test | Fuel Substitution | 14977.0408 | 15349.3953 | 15569.0583 | 15675.2471 | 15705.2458 | 0 | 0 | 0 | 0 | 0 | 0 | 0 | 0
Scenario 2: High TRC | SCE | Com | HVAC | Com - School | Program Administrator Cost Test | Energy Efficiency | 34724.2928 | 36401.5962 | 38093.6049 | 39627.9119 | 40924.7229 | 42275.2787 | 43315.1904 | 44401.0228 | 45449.2644 | 46448.1161 | 47256.992 | 48158.7598 | 48687.5915
Scenario 2: High TRC | SCE | Com | HVAC | Com - School | Program Administrator Cost Test | Fuel Substitution | 7467.8206 | 7665.9215 | 7785.6095 | 7846.9997 | 7880.3339 | 0 | 0 | 0 | 0 | 0 | 0 | 0 | 0
Scenario 2: High TRC | SCE | Com | HVAC | Com - School | Rate Impact Measure Test | Energy Efficiency | 204559.5461 | 207412.8909 | 208498.1607 | 206701.8464 | 201910.1285 | 195659.5759 | 185908.4723 | 174459.0834 | 160707.5564 | 144449.6332 | 125072.7788 | 103286.4033 | 77790.289
Scenario 2: High TRC | SCE | Com | HVAC | Com - School | Rate Impact Measure Test | Fuel Substitution | 18240.7272 | 18143.1052 | 17806.6332 | 17286.0829 | 16639.2336 | 0 | 0 | 0 | 0 | 0 | 0 | 0 | 0
Scenario 2: High TRC | SCE | Com | HVAC | Com - School | Total Resource Cost Test | Energy Efficiency | 39207.5077 | 41094.9913 | 42997.2624 | 44735.7359 | 46228.2483 | 47777.2035 | 49005.5099 | 50293.5635 | 51557.8374 | 52774.4401 | 53798.0671 | 54950.2774 | 55805.5886
Scenario 2: High TRC | SCE | Com | HVAC | Com - School | Total Resource Cost Test | Fuel Substitution | 20545.8997 | 21148.315 | 21546.9351 | 21791.2677 | 21936.6333 | 0 | 0 | 0 | 0 | 0 | 0 | 0 | 0
Scenario 2: High TRC | SCE | Com | HVAC | Com - Warehouse | Participant Cost Test | Energy Efficiency | 4865.3578 | 5131.2627 | 5389.5894 | 5658.5505 | 5943.5134 | 6219.0879 | 6489.257 | 6766.3185 | 6879.1953 | 7131.9645 | 7387.4104 | 7637.3524 | 7894.8089
Scenario 2: High TRC | SCE | Com | HVAC | Com - Warehouse | Participant Cost Test | Fuel Substitution | 238930.7717 | 245955.2305 | 291792.114 | 295171.6457 | 297521.6713 | 46.0842 | 47.6308 | 48.9107 | 0 | 0 | 0 | 0 | 0
Scenario 2: High TRC | SCE | Com | HVAC | Com - Warehouse | Program Administrator Cost Test | Energy Efficiency | 4921.5107 | 5138.4378 | 5343.5322 | 5555.0292 | 5768.8456 | 5966.5028 | 6104.0401 | 6239.8537 | 6229.3239 | 6331.7225 | 6430.0614 | 6517.4385 | 6605.2225
Scenario 2: High TRC | SCE | Com | HVAC | Com - Warehouse | Program Administrator Cost Test | Fuel Substitution | 207116.3256 | 218841.5716 | 233815.4825 | 241769.6728 | 249743.859 | 6.426 | 6.6131 | 6.762 | 0 | 0 | 0 | 0 | 0
Scenario 2: High TRC | SCE | Com | HVAC | Com - Warehouse | Rate Impact Measure Test | Energy Efficiency | 17292.3444 | 17390.2384 | 17313.2446 | 17125.4596 | 16857.5634 | 16428.9759 | 15798.0245 | 15035.773 | 13810.0895 | 12724.9952 | 11487.3268 | 10068.8261 | 8477.9998
Scenario 2: High TRC | SCE | Com | HVAC | Com - Warehouse | Rate Impact Measure Test | Fuel Substitution | 276596.8841 | 287726.1213 | 326911.0075 | 331007.1504 | 334027.3372 | 56.0779 | 52.155 | 47.4328 | 0 | 0 | 0 | 0 | 0
Scenario 2: High TRC | SCE | Com | HVAC | Com - Warehouse | Total Resource Cost Test | Energy Efficiency | 6990.2699 | 7320.7302 | 7636.173 | 7962.5801 | 8305.9097 | 8631.5371 | 8938.1244 | 9249.7711 | 9339.8128 | 9612.0768 | 9884.34 | 10145.7791 | 10413.8335
Scenario 2: High TRC | SCE | Com | HVAC | Com - Warehouse | Total Resource Cost Test | Fuel Substitution | 382171.7771 | 402574.1841 | 464688.5969 | 480054.8403 | 494473.7309 | 51.1016 | 52.8165 | 54.2358 | 0 | 0 | 0 | 0 | 0
Scenario 2: High TRC | SCE | Com | Lighting | Com - College | Participant Cost Test | Energy Efficiency | 0 | 0 | 0 | 0 | 0 | 0 | 0 | 36773.1087 | 9171.345 | 0 | 0 | 0 | 0
Scenario 2: High TRC | SCE | Com | Lighting | Com - College | Program Administrator Cost Test | Energy Efficiency | 0 | 0 | 0 | 0 | 0 | 0 | 0 | 16123.8825 | 3942.504 | 0 | 0 | 0 | 0
Scenario 2: High TRC | SCE | Com | Lighting | Com - College | Rate Impact Measure Test | Energy Efficiency | 0 | 0 | 0 | 0 | 0 | 0 | 0 | 55601.9166 | 12271.9179 | 0 | 0 | 0 | 0
Scenario 2: High TRC | SCE | Com | Lighting | Com - College | Total Resource Cost Test | Energy Efficiency | 0 | 0 | 0 | 0 | 0 | 0 | 0 | 46863.1598 | 11622.3122 | 0 | 0 | 0 | 0
Scenario 2: High TRC | SCE | Com | Lighting | Com - Grocery | Participant Cost Test | Energy Efficiency | 101579.1895 | 108852.5789 | 115886.4945 | 123036.6903 | 130393.7163 | 137607.6989 | 144622.7326 | 151846.9322 | 158949.8526 | 165888.2476 | 172923.6813 | 179558.1985 | 185844.285
Scenario 2: High TRC | SCE | Com | Lighting | Com - Grocery | Program Administrator Cost Test | Energy Efficiency | 85372.4598 | 89942.3567 | 94115.6959 | 98198.146 | 102261.5599 | 106024.7236 | 109454.3612 | 112874.0861 | 116031.8568 | 118904.9205 | 121692.9827 | 124112.3298 | 126246.7751
Scenario 2: High TRC | SCE | Com | Lighting | Com - Grocery | Rate Impact Measure Test | Energy Efficiency | 430619.7112 | 438162.1512 | 439575.9048 | 436400.5726 | 429768.0517 | 418071.3619 | 400975.068 | 379472.1137 | 352401.1559 | 319684.2894 | 281602.1701 | 236985.0217 | 185937.6882
Scenario 2: High TRC | SCE | Com | Lighting | Com - Grocery | Total Resource Cost Test | Energy Efficiency | 163385.2012 | 173801.7639 | 183670.8492 | 193570.2168 | 203641.9798 | 213334.0528 | 222567.9079 | 231983.8662 | 241071.7652 | 249773.3426 | 258492.5854 | 266540.5761 | 274034.7295
Scenario 2: High TRC | SCE | Com | Lighting | Com - Health | Participant Cost Test | Energy Efficiency | 118864.25 | 127742.5659 | 136953.8092 | 145307.217 | 154150.3044 | 162668.7653 | 171613.644 | 179938.7723 | 188173.8142 | 195735.1949 | 203058.1043 | 211294.1495 | 219564.1538
Scenario 2: High TRC | SCE | Com | Lighting | Com - Health | Program Administrator Cost Test | Energy Efficiency | 93580.2737 | 98871.3709 | 104195.4688 | 108630.3083 | 113230.5826 | 117378.3028 | 121637.3316 | 125247.952 | 128610.4966 | 131330.5263 | 133732.4985 | 136686.1991 | 139608.0171
Scenario 2: High TRC | SCE | Com | Lighting | Com - Health | Rate Impact Measure Test | Energy Efficiency | 482239.2154 | 492075.493 | 497170.9188 | 493183.5172 | 486091.7115 | 472700.1586 | 454967.9601 | 429731.1637 | 398375.6065 | 359758.7975 | 314813.947 | 264833.5723 | 207677.9746
Scenario 2: High TRC | SCE | Com | Lighting | Com - Health | Total Resource Cost Test | Energy Efficiency | 185935.6482 | 198412.042 | 211218.8248 | 222505.9658 | 234376.1985 | 245574.9296 | 257254.203 | 267830.6485 | 278118.954 | 287260.2707 | 295920.2591 | 305869.7108 | 315823.5695
Scenario 2: High TRC | SCE | Com | Lighting | Com - Lodging | Participant Cost Test | Energy Efficiency | 0 | 0 | 0 | 0 | 0 | 0 | 0 | 0 | 0 | 0 | 0 | 0 | 0
Scenario 2: High TRC | SCE | Com | Lighting | Com - Lodging | Program Administrator Cost Test | Energy Efficiency | 0 | 0 | 0 | 0 | 0 | 0 | 0 | 0 | 0 | 0 | 0 | 0 | 0
Scenario 2: High TRC | SCE | Com | Lighting | Com - Lodging | Rate Impact Measure Test | Energy Efficiency | 0 | 0 | 0 | 0 | 0 | 0 | 0 | 0 | 0 | 0 | 0 | 0 | 0
Scenario 2: High TRC | SCE | Com | Lighting | Com - Lodging | Total Resource Cost Test | Energy Efficiency | 0 | 0 | 0 | 0 | 0 | 0 | 0 | 0 | 0 | 0 | 0 | 0 | 0
Scenario 2: High TRC | SCE | Com | Lighting | Com - Office (Large) | Participant Cost Test | Energy Efficiency | 0 | 0 | 0 | 0 | 0 | 0 | 0 | 135836.4838 | 59535.0126 | 0 | 0 | 0 | 0
Scenario 2: High TRC | SCE | Com | Lighting | Com - Office (Large) | Program Administrator Cost Test | Energy Efficiency | 0 | 0 | 0 | 0 | 0 | 0 | 0 | 57470.502 | 24694.5342 | 0 | 0 | 0 | 0
Scenario 2: High TRC | SCE | Com | Lighting | Com - Office (Large) | Rate Impact Measure Test | Energy Efficiency | 0 | 0 | 0 | 0 | 0 | 0 | 0 | 201316.8618 | 78044.3132 | 0 | 0 | 0 | 0
Scenario 2: High TRC | SCE | Com | Lighting | Com - Office (Large) | Total Resource Cost Test | Energy Efficiency | 0 | 0 | 0 | 0 | 0 | 0 | 0 | 171371.6275 | 74699.0678 | 0 | 0 | 0 | 0
Scenario 2: High TRC | SCE | Com | Lighting | Com - Office (Small) | Participant Cost Test | Energy Efficiency | 0 | 0 | 0 | 0 | 0 | 0 | 0 | 0 | 0 | 0 | 0 | 0 | 0
Scenario 2: High TRC | SCE | Com | Lighting | Com - Office (Small) | Program Administrator Cost Test | Energy Efficiency | 0 | 0 | 0 | 0 | 0 | 0 | 0 | 0 | 0 | 0 | 0 | 0 | 0
Scenario 2: High TRC | SCE | Com | Lighting | Com - Office (Small) | Rate Impact Measure Test | Energy Efficiency | 0 | 0 | 0 | 0 | 0 | 0 | 0 | 0 | 0 | 0 | 0 | 0 | 0
Scenario 2: High TRC | SCE | Com | Lighting | Com - Office (Small) | Total Resource Cost Test | Energy Efficiency | 0 | 0 | 0 | 0 | 0 | 0 | 0 | 0 | 0 | 0 | 0 | 0 | 0
Scenario 2: High TRC | SCE | Com | Lighting | Com - Other | Participant Cost Test | Energy Efficiency | 0 | 0 | 0 | 0 | 0 | 0 | 0 | 0 | 0 | 0 | 0 | 0 | 0
Scenario 2: High TRC | SCE | Com | Lighting | Com - Other | Program Administrator Cost Test | Energy Efficiency | 0 | 0 | 0 | 0 | 0 | 0 | 0 | 0 | 0 | 0 | 0 | 0 | 0
Scenario 2: High TRC | SCE | Com | Lighting | Com - Other | Rate Impact Measure Test | Energy Efficiency | 0 | 0 | 0 | 0 | 0 | 0 | 0 | 0 | 0 | 0 | 0 | 0 | 0
Scenario 2: High TRC | SCE | Com | Lighting | Com - Other | Total Resource Cost Test | Energy Efficiency | 0 | 0 | 0 | 0 | 0 | 0 | 0 | 0 | 0 | 0 | 0 | 0 | 0
Scenario 2: High TRC | SCE | Com | Lighting | Com - Refrig. Warehouse | Participant Cost Test | Energy Efficiency | 4319.4428 | 1816.9845 | 1934.4167 | 2043.4897 | 2156.9703 | 2273.4396 | 2392.0447 | 2507.937 | 2626.6635 | 2745.0496 | 2861.7788 | 2976.1799 | 3086.1251
Scenario 2: High TRC | SCE | Com | Lighting | Com - Refrig. Warehouse | Program Administrator Cost Test | Energy Efficiency | 4784.1838 | 1951.9766 | 2042.1915 | 2119.4952 | 2197.7455 | 2275.3305 | 2351.3144 | 2420.8725 | 2489.6274 | 2554.4892 | 2614.3323 | 2671.0034 | 2722.0801
Scenario 2: High TRC | SCE | Com | Lighting | Com - Refrig. Warehouse | Rate Impact Measure Test | Energy Efficiency | 25506.2885 | 10050.2542 | 10080.5469 | 9954.15 | 9758.3937 | 9474.7273 | 9089.8021 | 8578.9554 | 7956.9322 | 7208.9806 | 6324.7961 | 5297.4124 | 4114.8084
Scenario 2: High TRC | SCE | Com | Lighting | Com - Refrig. Warehouse | Total Resource Cost Test | Energy Efficiency | 7906.5528 | 3275.6314 | 3457.467 | 3620.9662 | 3789.2627 | 3959.7263 | 4130.8028 | 4294.0705 | 4459.2498 | 4620.8842 | 4776.8399 | 4928.0409 | 5070.538
Scenario 2: High TRC | SCE | Com | Lighting | Com - Restaurant | Participant Cost Test | Energy Efficiency | 18639.9471 | 26661.3976 | 29537.269 | 32497.7377 | 98772.4218 | 116496.9313 | 122659.186 | 128923.9546 | 135136.7969 | 141255.0277 | 147413.447 | 153494.4665 | 159416.3023
Scenario 2: High TRC | SCE | Com | Lighting | Com - Restaurant | Program Administrator Cost Test | Energy Efficiency | 14158.0147 | 19853.6529 | 21563.9183 | 23260.0315 | 59982.2794 | 68867.2147 | 71218.7111 | 73514.9117 | 75666.8369 | 77654.8711 | 79559.2481 | 81317.7615 | 82931.6414
Scenario 2: High TRC | SCE | Com | Lighting | Com - Restaurant | Rate Impact Measure Test | Energy Efficiency | 73591.7139 | 99665.471 | 103782.6823 | 106513.2974 | 259710.3485 | 279698.7288 | 268619.9232 | 254306.0012 | 236245.6417 | 214330.8123 | 188585.4194 | 158486.9918 | 123866.7062
Scenario 2: High TRC | SCE | Com | Lighting | Com - Restaurant | Total Resource Cost Test | Energy Efficiency | 28728.2632 | 40761.1003 | 44799.4464 | 48903.015 | 139730.7247 | 163243.7867 | 170805.6319 | 178414.8115 | 185856.8392 | 193076.5701 | 200263.3497 | 207258.4768 | 213988.5502
Scenario 2: High TRC | SCE | Com | Lighting | Com - Retail | Participant Cost Test | Energy Efficiency | 527144.1532 | 565380.8179 | 602451.2655 | 640036.9477 | 678406.3941 | 715898.7307 | 752488.1111 | 789794.9548 | 826190.3984 | 861985.5202 | 898020.0846 | 931552.2754 | 963582.5855
Scenario 2: High TRC | SCE | Com | Lighting | Com - Retail | Program Administrator Cost Test | Energy Efficiency | 343758.1194 | 362473.1824 | 379630.4109 | 396352.6171 | 412806.3648 | 427964.4859 | 441856.4929 | 455486.2472 | 467901.07 | 479323.6631 | 490259.7666 | 499551.0105 | 507833.5961
Scenario 2: High TRC | SCE | Com | Lighting | Com - Retail | Rate Impact Measure Test | Energy Efficiency | 1808813.0654 | 1841988.9382 | 1849528.9908 | 1837266.3038 | 1809221.2212 | 1759222.7723 | 1686514.3688 | 1594097.7837 | 1477444.8522 | 1337215.5342 | 1173597.8498 | 981838.7709 | 762893.805
Scenario 2: High TRC | SCE | Com | Lighting | Com - Retail | Total Resource Cost Test | Energy Efficiency | 765378.7716 | 815727.1484 | 863719.641 | 911819.4752 | 960409.4344 | 1007124.5028 | 1051965.6866 | 1097241.8188 | 1140678.9175 | 1182745.1381 | 1224624.958 | 1262860.6698 | 1298891.4323
Scenario 2: High TRC | SCE | Com | Lighting | Com - School | Participant Cost Test | Energy Efficiency | 0 | 0 | 0 | 0 | 0 | 0 | 0 | 0 | 0 | 0 | 0 | 0 | 0
Scenario 2: High TRC | SCE | Com | Lighting | Com - School | Program Administrator Cost Test | Energy Efficiency | 0 | 0 | 0 | 0 | 0 | 0 | 0 | 0 | 0 | 0 | 0 | 0 | 0
Scenario 2: High TRC | SCE | Com | Lighting | Com - School | Rate Impact Measure Test | Energy Efficiency | 0 | 0 | 0 | 0 | 0 | 0 | 0 | 0 | 0 | 0 | 0 | 0 | 0
Scenario 2: High TRC | SCE | Com | Lighting | Com - School | Total Resource Cost Test | Energy Efficiency | 0 | 0 | 0 | 0 | 0 | 0 | 0 | 0 | 0 | 0 | 0 | 0 | 0
Scenario 2: High TRC | SCE | Com | Lighting | Com - Warehouse | Participant Cost Test | Energy Efficiency | 0 | 0 | 0 | 0 | 0 | 18339.5376 | 24242.766 | 26123.5042 | 5190.7968 | 0 | 0 | 0 | 0
Scenario 2: High TRC | SCE | Com | Lighting | Com - Warehouse | Program Administrator Cost Test | Energy Efficiency | 0 | 0 | 0 | 0 | 0 | 6813.9607 | 8830.6616 | 9329.1556 | 1817.3759 | 0 | 0 | 0 | 0
Scenario 2: High TRC | SCE | Com | Lighting | Com - Warehouse | Rate Impact Measure Test | Energy Efficiency | 0 | 0 | 0 | 0 | 0 | 27823.775 | 33484.5325 | 32440.1472 | 5702.8353 | 0 | 0 | 0 | 0
Scenario 2: High TRC | SCE | Com | Lighting | Com - Warehouse | Total Resource Cost Test | Energy Efficiency | 0 | 0 | 0 | 0 | 0 | 22351.6699 | 29399.5718 | 31525.3132 | 6233.9415 | 0 | 0 | 0 | 0
Scenario 2: High TRC | SCE | Com | WaterHeat | Com - College | Participant Cost Test | Energy Efficiency | 21.654 | 26.7221 | 32.9898 | 40.6635 | 49.8101 | 61.1938 | 75.0484 | 91.7153 | 111.9267 | 136.3139 | 166.0134 | 203.3909 | 247.4805
Scenario 2: High TRC | SCE | Com | WaterHeat | Com - College | Participant Cost Test | Fuel Substitution | 1955586.6914 | 1905110.9019 | 1783296.9975 | 1587919.9187 | 1401517.6112 | 121557.1399 | 146265.4201 | 169579.1985 | 147881.3559 | 161496.0812 | 171976.3318 | 180225.4672 | 186918.4627
Scenario 2: High TRC | SCE | Com | WaterHeat | Com - College | Program Administrator Cost Test | Energy Efficiency | 337.9745 | 409.7459 | 496.9791 | 601.8581 | 724.3574 | 874.3932 | 1053.7122 | 1265.3784 | 1517.4986 | 1816.2192 | 2173.8175 | 2617.4703 | 3130.2592
Scenario 2: High TRC | SCE | Com | WaterHeat | Com - College | Program Administrator Cost Test | Fuel Substitution | 2130891.2685 | 2235330.174 | 2343299.5529 | 2437711.0833 | 2536024.5132 | 143983.2859 | 173039.519 | 200294.3417 | 176482.1203 | 192043.2939 | 203787.4986 | 212823.4865 | 219975.2274
Scenario 2: High TRC | SCE | Com | WaterHeat | Com - College | Rate Impact Measure Test | Energy Efficiency | 1577.6723 | 1846.3611 | 2146.6703 | 2474.0265 | 2816.7878 | 3192.3806 | 3578.039 | 3949.905 | 4290.3407 | 4563.232 | 4728.653 | 4743.5128 | 4449.9103
Scenario 2: High TRC | SCE | Com | WaterHeat | Com - College | Rate Impact Measure Test | Fuel Substitution | 2130891.2685 | 2235330.174 | 2343299.5529 | 2437711.0833 | 2536024.5132 | 2873960.302 | 3175855.6915 | 3301242.0463 | 3147932.9581 | 2829718.1206 | 2347225.0905 | 1737455.5504 | 1026027.5088
Scenario 2: High TRC | SCE | Com | WaterHeat | Com - College | Total Resource Cost Test | Energy Efficiency | 345.5534 | 419.0986 | 508.5256 | 616.0903 | 741.791 | 895.811 | 1079.9791 | 1297.4787 | 1556.6729 | 1863.9291 | 2231.9221 | 2688.6571 | 3216.8774
Scenario 2: High TRC | SCE | Com | WaterHeat | Com - College | Total Resource Cost Test | Fuel Substitution | 2769015.2083 | 2890194.9053 | 2958552.5194 | 2949745.9602 | 2952236.3824 | 224832.6395 | 269333.8315 | 311103.6751 | 258419.508 | 282214.7228 | 300530.7867 | 314946.7598 | 326642.7087
Scenario 2: High TRC | SCE | Com | WaterHeat | Com - Grocery | Participant Cost Test | Energy Efficiency | 52.074 | 64.3502 | 79.1894 | 97.3432 | 119.6235 | 146.6773 | 179.456 | 219.6151 | 268.3729 | 327.4613 | 399.4915 | 486.8482 | 593.054
Scenario 2: High TRC | SCE | Com | WaterHeat | Com - Grocery | Participant Cost Test | Fuel Substitution | 54038.7191 | 53167.8666 | 51815.1805 | 50241.6202 | 48865.256 | 0 | 0 | 0 | 0 | 0 | 0 | 0 | 0
Scenario 2: High TRC | SCE | Com | WaterHeat | Com - Grocery | Program Administrator Cost Test | Energy Efficiency | 1294.4206 | 1570.2481 | 1896.9672 | 2289.2017 | 2761.7918 | 3324.6393 | 3993.5411 | 4798.3574 | 5757.1919 | 6897.4023 | 8262.2581 | 9886.9582 | 11826.4322
Scenario 2: High TRC | SCE | Com | WaterHeat | Com - Grocery | Program Administrator Cost Test | Fuel Substitution | 88168.9827 | 92612.2375 | 97030.9174 | 101620.9018 | 106889.1226 | 0 | 0 | 0 | 0 | 0 | 0 | 0 | 0
Scenario 2: High TRC | SCE | Com | WaterHeat | Com - Grocery | Rate Impact Measure Test | Energy Efficiency | 6246.3447 | 7316.634 | 8474.5213 | 9733.4352 | 11108.6853 | 12553.3525 | 14019.7396 | 15475.6849 | 16800.6301 | 17858.5188 | 18474.0427 | 18339.9063 | 17079.1788
Scenario 2: High TRC | SCE | Com | WaterHeat | Com - Grocery | Rate Impact Measure Test | Fuel Substitution | 88168.9827 | 92612.2375 | 97030.9174 | 101620.9018 | 106889.1226 | 0 | 0 | 0 | 0 | 0 | 0 | 0 | 0
Scenario 2: High TRC | SCE | Com | WaterHeat | Com - Grocery | Total Resource Cost Test | Energy Efficiency | 1312.6465 | 1592.7707 | 1924.6835 | 2323.2718 | 2803.6601 | 3375.9764 | 4056.3507 | 4875.2227 | 5851.1225 | 7012.0137 | 8402.0801 | 10057.3551 | 12034.0011
Scenario 2: High TRC | SCE | Com | WaterHeat | Com - Grocery | Total Resource Cost Test | Fuel Substitution | 111107.7124 | 116317.9804 | 121496.3366 | 126891.5167 | 133016.4384 | 0 | 0 | 0 | 0 | 0 | 0 | 0 | 0
Scenario 2: High TRC | SCE | Com | WaterHeat | Com - Health | Participant Cost Test | Energy Efficiency | 70.1312 | 87.0482 | 107.9303 | 132.8431 | 163.6487 | 200.9523 | 246.9467 | 302.2692 | 369.5176 | 450.1346 | 547.4942 | 668.8159 | 817.726
Scenario 2: High TRC | SCE | Com | WaterHeat | Com - Health | Participant Cost Test | Fuel Substitution | 3919620.8644 | 3787058.0052 | 3540037.3306 | 3270003.9394 | 2961412.5577 | 280496.7845 | 327096.7588 | 369454.3394 | 192573.7559 | 211331.3698 | 225919.6047 | 237540.3817 | 247141.4369
Scenario 2: High TRC | SCE | Com | WaterHeat | Com - Health | Program Administrator Cost Test | Energy Efficiency | 2019.6638 | 2460.4477 | 2994.2907 | 3617.3851 | 4374.0449 | 5272.1569 | 6359.649 | 7641.3154 | 9169.8886 | 10965.6991 | 13093.2984 | 15702.269 | 18847.8084
Scenario 2: High TRC | SCE | Com | WaterHeat | Com - Health | Program Administrator Cost Test | Fuel Substitution | 4981638.1403 | 5253373.0071 | 5528494.0761 | 5813334.2629 | 6136313.9684 | 266043.7342 | 314847.0835 | 360304.9463 | 240033.1855 | 263428.9024 | 281621.6122 | 296110.8067 | 308079.5819
Scenario 2: High TRC | SCE | Com | WaterHeat | Com - Health | Rate Impact Measure Test | Energy Efficiency | 9819.5625 | 11551.8126 | 13479.2203 | 15499.0555 | 17729.0866 | 20059.6891 | 22496.0301 | 24829.0455 | 26953.7109 | 28587.957 | 29461.3874 | 29283.6996 | 27318.6061
Scenario 2: High TRC | SCE | Com | WaterHeat | Com - Health | Rate Impact Measure Test | Fuel Substitution | 4981638.1403 | 5253373.0071 | 5528494.0761 | 5813334.2629 | 6136313.9684 | 7023832.3916 | 7790237.3577 | 8130953.4848 | 7731143.514 | 6946046.4696 | 5733367.4117 | 4186862.8177 | 2371590.1061
Scenario 2: High TRC | SCE | Com | WaterHeat | Com - Health | Total Resource Cost Test | Energy Efficiency | 2044.2098 | 2490.9145 | 3032.0664 | 3663.8802 | 4431.3219 | 5342.4902 | 6446.0803 | 7747.1097 | 9299.2197 | 11123.2462 | 13284.9213 | 15936.3545 | 19134.0126
Scenario 2: High TRC | SCE | Com | WaterHeat | Com - Health | Total Resource Cost Test | Fuel Substitution | 5785559.6785 | 6078815.2762 | 6298426.8884 | 6530061.1957 | 6758893.7631 | 489849.3651 | 571271.3691 | 645280.1156 | 336320.0634 | 369094.5873 | 394581.4145 | 414880.9975 | 431650.3003
Scenario 2: High TRC | SCE | Com | WaterHeat | Com - Lodging | Participant Cost Test | Energy Efficiency | 11.8258 | 14.6974 | 18.2181 | 22.4989 | 27.7708 | 34.2151 | 42.0857 | 51.7023 | 63.396 | 77.6227 | 94.9933 | 116.1469 | 141.9045
Scenario 2: High TRC | SCE | Com | WaterHeat | Com - Lodging | Participant Cost Test | Fuel Substitution | 4174374.4125 | 4034753.7653 | 3805357.1785 | 3568694.5458 | 3312806.4056 | 575256.1104 | 270841.8716 | 306677.7012 | 160179.587 | 176067.2436 | 188457.1465 | 198245.1329 | 206194.2948
Scenario 2: High TRC | SCE | Com | WaterHeat | Com - Lodging | Program Administrator Cost Test | Energy Efficiency | 406.3151 | 495.5422 | 602.7812 | 730.5341 | 884.9105 | 1069.9637 | 1291.6205 | 1557.2808 | 1874.0623 | 2252.0885 | 2705.0352 | 3246.2361 | 3892.8743
Scenario 2: High TRC | SCE | Com | WaterHeat | Com - Lodging | Program Administrator Cost Test | Fuel Substitution | 4993957.0968 | 5263790.896 | 5536815.6634 | 5852231.5449 | 6248668.9091 | 288386.9849 | 260869.3109 | 299339.5659 | 199800.7953 | 219632.4136 | 235095.8504 | 247309.737 | 257227.4201
Scenario 2: High TRC | SCE | Com | WaterHeat | Com - Lodging | Rate Impact Measure Test | Energy Efficiency | 1990.5857 | 2344.5165 | 2734.5823 | 3154.4656 | 3614.7774 | 4102.7446 | 4604.1409 | 5098.5222 | 5549.1893 | 5912.489 | 6125.8694 | 6087.2101 | 5663.5269
Scenario 2: High TRC | SCE | Com | WaterHeat | Com - Lodging | Rate Impact Measure Test | Fuel Substitution | 4993957.0968 | 5263790.896 | 5536815.6634 | 5852231.5449 | 6248668.9091 | 6993592.029 | 7716316.1546 | 8075848.465 | 7713398.5697 | 6933224.0192 | 5718991.5989 | 4162874.4765 | 2333260.2196
Scenario 2: High TRC | SCE | Com | WaterHeat | Com - Lodging | Total Resource Cost Test | Energy Efficiency | 410.4541 | 500.6863 | 609.1575 | 738.4088 | 894.6303 | 1081.939 | 1306.3505 | 1575.3766 | 1896.2509 | 2279.2564 | 2738.2829 | 3286.8876 | 3942.5409
Scenario 2: High TRC | SCE | Com | WaterHeat | Com - Lodging | Total Resource Cost Test | Fuel Substitution | 5939617.405 | 6236127.8437 | 6483924.1524 | 6773949.9382 | 7107017.6696 | 816993.7354 | 473258.1764 | 535905.8544 | 279890.5888 | 307666.0355 | 329324.4237 | 346432.3035 | 360324.5675
Scenario 2: High TRC | SCE | Com | WaterHeat | Com - Office (Large) | Participant Cost Test | Energy Efficiency | 86.635 | 107.333 | 132.3204 | 162.7212 | 200.028 | 245.399 | 300.1438 | 366.8155 | 446.9638 | 543.6966 | 661.5005 | 803.5434 | 975.9334
Scenario 2: High TRC | SCE | Com | WaterHeat | Com - Office (Large) | Participant Cost Test | Fuel Substitution | 1294365.5953 | 1253619.09 | 1183462.7166 | 1102345.4098 | 950896.4615 | 136569.9353 | 144318.3909 | 166332.8412 | 122508.5964 | 133870.6008 | 142421.8385 | 148850.9931 | 153746.8395
Scenario 2: High TRC | SCE | Com | WaterHeat | Com - Office (Large) | Program Administrator Cost Test | Energy Efficiency | 1231.9225 | 1499.715 | 1816.793 | 2195.5508 | 2652.3367 | 3197.9202 | 3844.1448 | 4617.5573 | 5530.3189 | 6612.5217 | 7908.4776 | 9443.7436 | 11275.8
Scenario 2: High TRC | SCE | Com | WaterHeat | Com - Office (Large) | Program Administrator Cost Test | Fuel Substitution | 1368099.8549 | 1426496.5092 | 1510259.0211 | 1604319.0753 | 1689546.8052 | 142591.0796 | 164964.0341 | 190077.474 | 143606.9291 | 156411.1097 | 165864.2113 | 172799.7098 | 177924.1478
Scenario 2: High TRC | SCE | Com | WaterHeat | Com - Office (Large) | Rate Impact Measure Test | Energy Efficiency | 5699.7091 | 6697.5706 | 7777.127 | 8944.0097 | 10221.4564 | 11571.2359 | 12938.132 | 14289.0759 | 15504.6713 | 16482.0945 | 17078.519 | 17009.8263 | 15963.498
Scenario 2: High TRC | SCE | Com | WaterHeat | Com - Office (Large) | Rate Impact Measure Test | Fuel Substitution | 1368099.8549 | 1426496.5092 | 1510259.0211 | 1604319.0753 | 1689546.8052 | 2147443.8854 | 2389203.8722 | 2499386.9603 | 2362280.4878 | 2127090.4577 | 1765752.4969 | 1307734.277 | 775491.1392
Scenario 2: High TRC | SCE | Com | WaterHeat | Com - Office (Large) | Total Resource Cost Test | Energy Efficiency | 1262.2448 | 1537.2816 | 1863.1051 | 2252.5032 | 2722.3465 | 3283.8098 | 3949.1951 | 4745.9428 | 5686.7562 | 6802.8155 | 8140.0028 | 9724.9837 | 11617.3767
Scenario 2: High TRC | SCE | Com | WaterHeat | Com - Office (Large) | Total Resource Cost Test | Fuel Substitution | 1797139.5089 | 1863771.797 | 1923839.12 | 1988555.5193 | 1974894.8567 | 247612.6073 | 270202.5062 | 310179.4677 | 214079.9103 | 233937.4963 | 248881.6788 | 260116.4692 | 268671.258
Scenario 2: High TRC | SCE | Com | WaterHeat | Com - Office (Small) | Participant Cost Test | Energy Efficiency | 21.097 | 26.0711 | 32.1169 | 39.4626 | 34.5057 | 149.4048 | 72.7034 | 89.9867 | 110.7572 | 135.7488 | 165.9403 | 202.3893 | 246.4617
Scenario 2: High TRC | SCE | Com | WaterHeat | Com - Office (Small) | Participant Cost Test | Fuel Substitution | 282677.0565 | 271924.6173 | 258701.6114 | 243899.6242 | 199710.3149 | 18142.0667 | 22682.7627 | 27075.4458 | 30762.7684 | 33644.3215 | 35848.794 | 37554.9301 | 38913.3414
Scenario 2: High TRC | SCE | Com | WaterHeat | Com - Office (Small) | Program Administrator Cost Test | Energy Efficiency | 275.7983 | 334.9668 | 405.5705 | 489.8107 | 420.9807 | 1791.7801 | 857.1232 | 1042.9308 | 1261.9973 | 1520.7298 | 1827.7585 | 2191.9296 | 2624.7147
Scenario 2: High TRC | SCE | Com | WaterHeat | Com - Office (Small) | Program Administrator Cost Test | Fuel Substitution | 343914.1829 | 359634.243 | 374935.561 | 390042.0533 | 354443.478 | 21148.0471 | 26358.6666 | 31365.4823 | 35527.471 | 38737.546 | 41152.6028 | 42984.6497 | 44410.9469
Scenario 2: High TRC | SCE | Com | WaterHeat | Com - Office (Small) | Rate Impact Measure Test | Energy Efficiency | 1264.784 | 1482.6456 | 1720.6345 | 1977.5125 | 1607.8831 | 6425.812 | 2859.5161 | 3199.6568 | 3508.7449 | 3760.7269 | 3918.8009 | 3924.2139 | 3700.8295
Scenario 2: High TRC | SCE | Com | WaterHeat | Com - Office (Small) | Rate Impact Measure Test | Fuel Substitution | 343914.1829 | 359634.243 | 374935.561 | 390042.0533 | 354443.478 | 479450.2678 | 534691.2692 | 558919.3795 | 542439.0369 | 489366.4122 | 407558.6632 | 303516.5249 | 182022.2788
Scenario 2: High TRC | SCE | Com | WaterHeat | Com - Office (Small) | Total Resource Cost Test | Energy Efficiency | 283.1822 | 344.0917 | 416.8114 | 503.6226 | 433.0577 | 1844.0718 | 882.5693 | 1074.4262 | 1300.7623 | 1568.2418 | 1885.8376 | 2262.7659 | 2710.9763
Scenario 2: High TRC | SCE | Com | WaterHeat | Com - Office (Small) | Total Resource Cost Test | Fuel Substitution | 400099.2051 | 417325.7273 | 434087.9527 | 450663.0407 | 408566.3566 | 31704.5096 | 39642.7694 | 47321.9311 | 53767.7054 | 58804.7042 | 62657.9991 | 65640.0933 | 68014.3192
Scenario 2: High TRC | SCE | Com | WaterHeat | Com - Other | Participant Cost Test | Energy Efficiency | 858.8614 | 1064.4128 | 1315.464 | 1621.3355 | 1994.4698 | 2449.5517 | 3007.0464 | 3684.3256 | 4505.2566 | 5509.5124 | 6733.9874 | 8223.6031 | 10040.9536
Scenario 2: High TRC | SCE | Com | WaterHeat | Com - Other | Participant Cost Test | Fuel Substitution | 23824671.1036 | 23091695.5246 | 21602555.4431 | 19989538.6413 | 17978819.2916 | 2074471.9836 | 2411255.7197 | 2717929.2228 | 1417915.1374 | 1552969.8571 | 1657842.0582 | 1740260.7339 | 1806849.2784
Scenario 2: High TRC | SCE | Com | WaterHeat | Com - Other | Program Administrator Cost Test | Energy Efficiency | 16697.2112 | 20321.3258 | 24663.5279 | 29853.6102 | 36067.2308 | 43505.8046 | 52455.3817 | 63126.4802 | 75821.3153 | 91078.9318 | 109351.5816 | 131183.1851 | 157351.089
Scenario 2: High TRC | SCE | Com | WaterHeat | Com - Other | Program Administrator Cost Test | Fuel Substitution | 26789823.4092 | 28133967.9457 | 29498072.9568 | 30921939.8582 | 32368403.6754 | 1972770.5339 | 2326855.7911 | 2656435.6434 | 1769292.4483 | 1933141.4658 | 2057334.3261 | 2151901.7021 | 2225045.2671
Scenario 2: High TRC | SCE | Com | WaterHeat | Com - Other | Rate Impact Measure Test | Energy Efficiency | 79337.0398 | 93221.6694 | 108464.9012 | 124949.4993 | 142803.1425 | 161711.8719 | 181308.0565 | 200509.5637 | 218008.4174 | 232522.4732 | 241372.1543 | 240692.7475 | 225560.219
Scenario 2: High TRC | SCE | Com | WaterHeat | Com - Other | Rate Impact Measure Test | Fuel Substitution | 26789823.4092 | 28133967.9457 | 29498072.9568 | 30921939.8582 | 32368403.6754 | 34973996.8524 | 38699066.8302 | 40332282.106 | 37986024.4283 | 34176087.7921 | 28323841.8309 | 20866583.5088 | 12130012.5082
Scenario 2: High TRC | SCE | Com | WaterHeat | Com - Other | Total Resource Cost Test | Energy Efficiency | 16997.8127 | 20693.8703 | 25123.9403 | 30421.0776 | 36765.2952 | 44363.1477 | 53507.8479 | 64415.9942 | 77398.1552 | 93007.2611 | 111708.4771 | 134061.4462 | 160865.4228
Scenario 2: High TRC | SCE | Com | WaterHeat | Com - Other | Total Resource Cost Test | Fuel Substitution | 32874104.0063 | 34379740.8417 | 35352417.2084 | 36394391.0447 | 37109062.1411 | 3625761.1343 | 4214524.6477 | 4750614.9619 | 2478250.0169 | 2714331.636 | 2897640.4629 | 3041692.0363 | 3158069.0161
Scenario 2: High TRC | SCE | Com | WaterHeat | Com - Refrig. Warehouse | Participant Cost Test | Energy Efficiency | 6.2723 | 3.5286 | 4.3904 | 5.4148 | 6.6641 | 8.1867 | 10.0418 | 12.2846 | 15.0208 | 18.3427 | 22.3664 | 27.2803 | 33.2396
Scenario 2: High TRC | SCE | Com | WaterHeat | Com - Refrig. Warehouse | Participant Cost Test | Fuel Substitution | 19515.6531 | 18731.8624 | 16018.9447 | 16271.0051 | 15421.2539 | 600.6585 | 756.6043 | 910.3677 | 1041.6404 | 1145.7168 | 1226.4015 | 1289.9167 | 1341.5118
Scenario 2: High TRC | SCE | Com | WaterHeat | Com - Refrig. Warehouse | Program Administrator Cost Test | Energy Efficiency | 191.3703 | 105.6588 | 129.0266 | 156.183 | 188.6595 | 227.4786 | 273.8722 | 328.8625 | 394.7007 | 473.1211 | 566.3036 | 678.0405 | 811.0094
Scenario 2: High TRC | SCE | Com | WaterHeat | Com - Refrig. Warehouse | Program Administrator Cost Test | Fuel Substitution | 28110.7068 | 29656.2072 | 28155.0842 | 32054.2977 | 34211.2924 | 748.5305 | 943.1549 | 1135.0668 | 1298.9002 | 1428.7764 | 1529.4463 | 1608.6781 | 1673.0287
Scenario 2: High TRC | SCE | Com | WaterHeat | Com - Refrig. Warehouse | Rate Impact Measure Test | Energy Efficiency | 932.9026 | 497.3948 | 582.3954 | 670.9915 | 766.7536 | 867.8548 | 971.3622 | 1071.3894 | 1163.1359 | 1236.4421 | 1277.0912 | 1266.9015 | 1177.0224
Scenario 2: High TRC | SCE | Com | WaterHeat | Com - Refrig. Warehouse | Rate Impact Measure Test | Fuel Substitution | 28110.7068 | 29656.2072 | 28155.0842 | 32054.2977 | 34211.2924 | 38795.4075 | 43472.5763 | 45637.9999 | 44369.3146 | 39939.6357 | 32988.401 | 24067.7437 | 13579.7444
Scenario 2: High TRC | SCE | Com | WaterHeat | Com - Refrig. Warehouse | Total Resource Cost Test | Energy Efficiency | 193.5656 | 106.8938 | 130.5632 | 158.0782 | 190.9919 | 230.344 | 277.3868 | 333.1622 | 399.958 | 479.5411 | 574.1319 | 687.5886 | 822.6433
Scenario 2: High TRC | SCE | Com | WaterHeat | Com - Refrig. Warehouse | Total Resource Cost Test | Fuel Substitution | 30637.3951 | 32262.7386 | 30586.0018 | 34793.4953 | 37055.0187 | 1048.8598 | 1321.4571 | 1590.2507 | 1819.7204 | 2001.6348 | 2142.647 | 2253.6364 | 2343.7847
Scenario 2: High TRC | SCE | Com | WaterHeat | Com - Restaurant | Participant Cost Test | Energy Efficiency | 348.1947 | 432.0049 | 534.3709 | 659.519 | 812.8448 | 997.8835 | 1222.318 | 1496.506 | 1829.5855 | 2233.4183 | 2724.6398 | 3319.5919 | 4042.1521
Scenario 2: High TRC | SCE | Com | WaterHeat | Com - Restaurant | Participant Cost Test | Fuel Substitution | 13292325.6005 | 12796374.8975 | 12257676.5382 | 11749619.6865 | 11254128.4151 | 1000005.3654 | 1247229.6433 | 1487970.2576 | 1692223.0071 | 1854288.3732 | 1980737.071 | 2080786.3009 | 2162131.5729
Scenario 2: High TRC | SCE | Com | WaterHeat | Com - Restaurant | Program Administrator Cost Test | Energy Efficiency | 5204.9583 | 6344.5795 | 7710.6673 | 9350.3368 | 11323.3325 | 13659.3555 | 16441.2962 | 19781.0324 | 23766.1484 | 28512.118 | 34185.3259 | 40935.9027 | 48993.6333
Scenario 2: High TRC | SCE | Com | WaterHeat | Com - Restaurant | Program Administrator Cost Test | Fuel Substitution | 17734302.9233 | 18590263.0259 | 19560711.1365 | 20750707.3247 | 22123152.6754 | 1195929.3645 | 1486336.1178 | 1766992.876 | 2002538.2499 | 2186768.4392 | 2327969.4283 | 2437395.9623 | 2524367.2012
Scenario 2: High TRC | SCE | Com | WaterHeat | Com - Restaurant | Rate Impact Measure Test | Energy Efficiency | 24199.6088 | 28473.948 | 33170.4149 | 38279.2494 | 43853.173 | 49667.3429 | 55604.4736 | 61503.2703 | 66935.8543 | 71376.4916 | 74115.7934 | 73978.0676 | 69516.6195
Scenario 2: High TRC | SCE | Com | WaterHeat | Com - Restaurant | Rate Impact Measure Test | Fuel Substitution | 17734302.9233 | 18590263.0259 | 19560711.1365 | 20750707.3247 | 22123152.6754 | 30552889.7075 | 33968808.3282 | 35460159.0468 | 34408460.0564 | 31050095.4583 | 25855562.8414 | 19213220.2877 | 11410234.0211
Scenario 2: High TRC | SCE | Com | WaterHeat | Com - Restaurant | Total Resource Cost Test | Energy Efficiency | 5326.8265 | 6495.7812 | 7897.6971 | 9581.1685 | 11607.8282 | 14008.6148 | 16869.1075 | 20304.8095 | 24406.5033 | 29293.8144 | 35138.9498 | 42097.7599 | 50408.3865
Scenario 2: High TRC | SCE | Com | WaterHeat | Com - Restaurant | Total Resource Cost Test | Fuel Substitution | 20218459.6358 | 21151031.5662 | 22211975.5489 | 23518814.8184 | 25017081.0607 | 1747166.0322 | 2179285.4143 | 2600042.5536 | 2957002.7513 | 3240217.3621 | 3461179.1526 | 3635999.8556 | 3778132.0502
Scenario 2: High TRC | SCE | Com | WaterHeat | Com - Retail | Participant Cost Test | Energy Efficiency | 70.63 | 87.2914 | 107.4264 | 132.0146 | 162.0841 | 198.4857 | 242.5245 | 296.2474 | 361.1687 | 439.6923 | 534.9809 | 649.9978 | 789.2324
Scenario 2: High TRC | SCE | Com | WaterHeat | Com - Retail | Participant Cost Test | Fuel Substitution | 611884.8126 | 586802.9807 | 664229.5613 | 606591.1982 | 532251.5038 | 93402.1852 | 108348.4307 | 121974.0983 | 63619.233 | 69581.8363 | 74196.6853 | 77810.5016 | 80717.5775
Scenario 2: High TRC | SCE | Com | WaterHeat | Com - Retail | Program Administrator Cost Test | Energy Efficiency | 1052.6144 | 1278.1267 | 1545.4431 | 1866.0325 | 2251.1704 | 2708.8454 | 3252.483 | 3904.2268 | 4677.6571 | 5596.5789 | 6692.448 | 7991.8821 | 9537.8502
Scenario 2: High TRC | SCE | Com | WaterHeat | Com - Retail | Program Administrator Cost Test | Fuel Substitution | 751111.5721 | 786879.5535 | 846619.3312 | 886221.7163 | 925889.776 | 86950.287 | 102006.026 | 115911.1338 | 75301.8921 | 82076.9425 | 87225.0448 | 91169.5745 | 94266.7574
Scenario 2: High TRC | SCE | Com | WaterHeat | Com - Retail | Rate Impact Measure Test | Energy Efficiency | 4892.548 | 5734.4604 | 6646.3811 | 7637.101 | 8715.826 | 9846.89 | 10996.7478 | 12135.6278 | 13170.742 | 14006.7156 | 14506.2001 | 14439.8005 | 13531.3533
Scenario 2: High TRC | SCE | Com | WaterHeat | Com - Retail | Rate Impact Measure Test | Fuel Substitution | 751111.5721 | 786879.5535 | 846619.3312 | 886221.7163 | 925889.776 | 1202534.6657 | 1328154.0342 | 1383086.1177 | 1291241.5182 | 1163074.4776 | 966847.9103 | 717288.6283 | 425358.8085
Scenario 2: High TRC | SCE | Com | WaterHeat | Com - Retail | Total Resource Cost Test | Energy Efficiency | 1077.3349 | 1308.6787 | 1583.0423 | 1912.2376 | 2307.8998 | 2778.3154 | 3337.3666 | 4007.9134 | 4804.0662 | 5750.4712 | 6879.6914 | 8219.3813 | 9814.0815
Scenario 2: High TRC | SCE | Com | WaterHeat | Com - Retail | Total Resource Cost Test | Fuel Substitution | 837847.2417 | 876156.047 | 1046565.5889 | 1065513.7733 | 1069683.5231 | 163283.9953 | 189413.0377 | 213232.0439 | 111213.3463 | 121637.0579 | 129704.3421 | 136021.4221 | 141102.9024
Scenario 2: High TRC | SCE | Com | WaterHeat | Com - School | Participant Cost Test | Energy Efficiency | 118.0417 | 146.2927 | 180.6459 | 222.217 | 272.4022 | 333.509 | 407.1668 | 496.8037 | 605.6832 | 737.851 | 897.6809 | 1092.3744 | 1327.2584
Scenario 2: High TRC | SCE | Com | WaterHeat | Com - School | Participant Cost Test | Fuel Substitution | 2965561.0235 | 2873533.4923 | 2790888.0393 | 2697011.8595 | 2805588.3949 | 499261.2404 | 588212.8968 | 670867.6344 | 444522.6684 | 484839.4241 | 515372.7871 | 538720.5279 | 556939.9941
Scenario 2: High TRC | SCE | Com | WaterHeat | Com - School | Program Administrator Cost Test | Energy Efficiency | 1237.3956 | 1508.1067 | 1831.4568 | 2215.7851 | 2671.565 | 3217.2964 | 3863.7411 | 4637.6365 | 5562.3449 | 6666.6293 | 7980.128 | 9555.0936 | 11424.0502
Scenario 2: High TRC | SCE | Com | WaterHeat | Com - School | Program Administrator Cost Test | Fuel Substitution | 3584100.3626 | 3746660.3524 | 3953918.1918 | 4174576.9853 | 4601081.9292 | 504523.5764 | 596952.0687 | 682365.4544 | 490678.7676 | 532628.3333 | 563515.7827 | 586327.1192 | 603405.2366
Scenario 2: High TRC | SCE | Com | WaterHeat | Com - School | Rate Impact Measure Test | Energy Efficiency | 5519.996 | 6492.2061 | 7556.0559 | 8699.3064 | 9923.2418 | 11223.11 | 12542.7572 | 13852.8413 | 15071.2626 | 16089.5071 | 16734.7269 | 16791.224 | 15909.1077
Scenario 2: High TRC | SCE | Com | WaterHeat | Com - School | Rate Impact Measure Test | Fuel Substitution | 3584100.3626 | 3746660.3524 | 3953918.1918 | 4174576.9853 | 4601081.9292 | 5682614.6051 | 6322067.7821 | 6603036.313 | 6161157.7797 | 5559631.8478 | 4641114.4201 | 3479316.4257 | 2127984.9179
Scenario 2: High TRC | SCE | Com | WaterHeat | Com - School | Total Resource Cost Test | Energy Efficiency | 1278.7102 | 1559.3092 | 1894.6829 | 2293.561 | 2766.9058 | 3334.0245 | 4006.2494 | 4811.5178 | 5774.334 | 6924.8771 | 8294.3163 | 9937.4246 | 11888.5907
Scenario 2: High TRC | SCE | Com | WaterHeat | Com - School | Total Resource Cost Test | Fuel Substitution | 4418423.6997 | 4602668.1817 | 4840109.8595 | 5093777.5927 | 5758332.7006 | 905232.675 | 1064054.4372 | 1211333.358 | 776887.8437 | 847348.3776 | 900708.6578 | 941509.8727 | 973348.3573
Scenario 2: High TRC | SCE | Com | WaterHeat | Com - Warehouse | Participant Cost Test | Energy Efficiency | 13.4286 | 16.584 | 20.4001 | 25.0781 | 30.839 | 37.81 | 46.2593 | 56.5782 | 68.3254 | 83.1721 | 101.182 | 122.9075 | 149.2949
Scenario 2: High TRC | SCE | Com | WaterHeat | Com - Warehouse | Participant Cost Test | Fuel Substitution | 66992.518 | 64926.6067 | 70327.11 | 65523.1805 | 59804.5797 | 6936.6395 | 8045.7021 | 9045.995 | 4706.6662 | 5147.4564 | 5489.0437 | 5757.4852 | 5975.4716
Scenario 2: High TRC | SCE | Com | WaterHeat | Com - Warehouse | Program Administrator Cost Test | Energy Efficiency | 213.7549 | 259.3318 | 313.398 | 378.5034 | 457.3045 | 550.879 | 662.2331 | 795.8664 | 944.257 | 1129.4974 | 1350.2883 | 1611.8836 | 1924.1972
Scenario 2: High TRC | SCE | Com | WaterHeat | Com - Warehouse | Program Administrator Cost Test | Fuel Substitution | 81976.6395 | 86123.9291 | 92066.5659 | 96544.061 | 101647.7459 | 6497.6327 | 7622.3515 | 8653.583 | 5640.4615 | 6146.3623 | 6530.8317 | 6826.1275 | 7060.0484
Scenario 2: High TRC | SCE | Com | WaterHeat | Com - Warehouse | Rate Impact Measure Test | Energy Efficiency | 999.5752 | 1170.6593 | 1356.1265 | 1558.6855 | 1781.4945 | 2014.8281 | 2252.6784 | 2488.6091 | 2674.0713 | 2842.3013 | 2941.4487 | 2924.6547 | 2737.6103
Scenario 2: High TRC | SCE | Com | WaterHeat | Com - Warehouse | Rate Impact Measure Test | Fuel Substitution | 81976.6395 | 86123.9291 | 92066.5659 | 96544.061 | 101647.7459 | 95234.9064 | 105047.0648 | 109291.1552 | 102191.3209 | 91977.4942 | 76375.7614 | 56551.6898 | 33367.7191
Scenario 2: High TRC | SCE | Com | WaterHeat | Com - Warehouse | Total Resource Cost Test | Energy Efficiency | 218.4549 | 265.1362 | 320.5381 | 387.2807 | 468.0981 | 564.1125 | 678.4238 | 815.6687 | 968.1709 | 1158.6076 | 1385.702 | 1654.9012 | 1976.4505
Scenario 2: High TRC | SCE | Com | WaterHeat | Com - Warehouse | Total Resource Cost Test | Fuel Substitution | 97592.1346 | 102238.2352 | 116737.8503 | 119962.3441 | 122864.3417 | 12124.3684 | 14063.2598 | 15811.893 | 8226.6934 | 8997.2417 | 9594.3399 | 10063.5525 | 10444.5575
Scenario 2: High TRC | SCE | Com | WholeBlg | Com - College | Participant Cost Test | Energy Efficiency | 405119.2511 | 414180.57 | 424110.1083 | 436138.5863 | 449834.6938 | 463986.3184 | 480296.7953 | 495297.1795 | 510493.1741 | 526602.7393 | 541112.8248 | 553820.1204 | 565608.7788
Scenario 2: High TRC | SCE | Com | WholeBlg | Com - College | Program Administrator Cost Test | Energy Efficiency | 405119.2511 | 414180.57 | 424110.1083 | 436138.5863 | 449834.6938 | 463986.3184 | 480296.7953 | 495297.1795 | 510493.1741 | 526602.7393 | 541112.8248 | 553820.1204 | 565608.7788
Scenario 2: High TRC | SCE | Com | WholeBlg | Com - College | Rate Impact Measure Test | Energy Efficiency | 405119.2511 | 414180.57 | 424110.1083 | 436138.5863 | 449834.6938 | 463986.3184 | 480296.7953 | 495297.1795 | 510493.1741 | 526602.7393 | 541112.8248 | 553820.1204 | 565608.7788
Scenario 2: High TRC | SCE | Com | WholeBlg | Com - College | Total Resource Cost Test | Energy Efficiency | 405119.2511 | 414180.57 | 424110.1083 | 436138.5863 | 449834.6938 | 463986.3184 | 480296.7953 | 495297.1795 | 510493.1741 | 526602.7393 | 541112.8248 | 553820.1204 | 565608.7788
Scenario 2: High TRC | SCE | Com | WholeBlg | Com - Grocery | Participant Cost Test | Energy Efficiency | 1389079.688 | 1421369.8259 | 1458326.6398 | 1500612.6028 | 1549809.7611 | 1599694.9107 | 1650527.7858 | 1699819.905 | 1750962.9504 | 1801259.1849 | 1850908.9917 | 1893355.5925 | 1882370.3798
Scenario 2: High TRC | SCE | Com | WholeBlg | Com - Grocery | Program Administrator Cost Test | Energy Efficiency | 1389079.688 | 1421369.8259 | 1458326.6398 | 1500612.6028 | 1549809.7611 | 1599694.9107 | 1650527.7858 | 1699819.905 | 1750962.9504 | 1801259.1849 | 1850908.9917 | 1893355.5925 | 1882370.3798
Scenario 2: High TRC | SCE | Com | WholeBlg | Com - Grocery | Rate Impact Measure Test | Energy Efficiency | 1389079.688 | 1421369.8259 | 1458326.6398 | 1500612.6028 | 1549809.7611 | 1599694.9107 | 1650527.7858 | 1699819.905 | 1750962.9504 | 1801259.1849 | 1850908.9917 | 1893355.5925 | 1882370.3798
Scenario 2: High TRC | SCE | Com | WholeBlg | Com - Grocery | Total Resource Cost Test | Energy Efficiency | 1389079.688 | 1421369.8259 | 1458326.6398 | 1500612.6028 | 1549809.7611 | 1599694.9107 | 1650527.7858 | 1699819.905 | 1750962.9504 | 1801259.1849 | 1850908.9917 | 1893355.5925 | 1882370.3798
Scenario 2: High TRC | SCE | Com | WholeBlg | Com - Health | Participant Cost Test | Energy Efficiency | 1324451.3601 | 1360349.3357 | 1399105.4995 | 1443891.0478 | 1494917.5944 | 1546299.8489 | 1603735.7469 | 1656909.515 | 1711130.5957 | 1766714.0259 | 1819572.3729 | 1864964.6902 | 1906258.0273
Scenario 2: High TRC | SCE | Com | WholeBlg | Com - Health | Program Administrator Cost Test | Energy Efficiency | 1324451.3601 | 1360349.3357 | 1399105.4995 | 1443891.0478 | 1494917.5944 | 1546299.8489 | 1603735.7469 | 1656909.515 | 1711130.5957 | 1766714.0259 | 1819572.3729 | 1864964.6902 | 1906258.0273
Scenario 2: High TRC | SCE | Com | WholeBlg | Com - Health | Rate Impact Measure Test | Energy Efficiency | 1324451.3601 | 1360349.3357 | 1399105.4995 | 1443891.0478 | 1494917.5944 | 1546299.8489 | 1603735.7469 | 1656909.515 | 1711130.5957 | 1766714.0259 | 1819572.3729 | 1864964.6902 | 1906258.0273
Scenario 2: High TRC | SCE | Com | WholeBlg | Com - Health | Total Resource Cost Test | Energy Efficiency | 1324451.3601 | 1360349.3357 | 1399105.4995 | 1443891.0478 | 1494917.5944 | 1546299.8489 | 1603735.7469 | 1656909.515 | 1711130.5957 | 1766714.0259 | 1819572.3729 | 1864964.6902 | 1906258.0273
Scenario 2: High TRC | SCE | Com | WholeBlg | Com - Lodging | Participant Cost Test | Energy Efficiency | 626508.9715 | 641522.3631 | 657100.1646 | 676475.7319 | 698633.6531 | 721014.1877 | 746246.6696 | 769702.8806 | 793458.9308 | 818182.8958 | 841407.8339 | 860906.0506 | 874772.4748
Scenario 2: High TRC | SCE | Com | WholeBlg | Com - Lodging | Program Administrator Cost Test | Energy Efficiency | 626508.9715 | 641522.3631 | 657100.1646 | 676475.7319 | 698633.6531 | 721014.1877 | 746246.6696 | 769702.8806 | 793458.9308 | 818182.8958 | 841407.8339 | 860906.0506 | 874772.4748
Scenario 2: High TRC | SCE | Com | WholeBlg | Com - Lodging | Rate Impact Measure Test | Energy Efficiency | 626508.9715 | 641522.3631 | 657100.1646 | 676475.7319 | 698633.6531 | 721014.1877 | 746246.6696 | 769702.8806 | 793458.9308 | 818182.8958 | 841407.8339 | 860906.0506 | 874772.4748
Scenario 2: High TRC | SCE | Com | WholeBlg | Com - Lodging | Total Resource Cost Test | Energy Efficiency | 626508.9715 | 641522.3631 | 657100.1646 | 676475.7319 | 698633.6531 | 721014.1877 | 746246.6696 | 769702.8806 | 793458.9308 | 818182.8958 | 841407.8339 | 860906.0506 | 874772.4748
Scenario 2: High TRC | SCE | Com | WholeBlg | Com - Office (Large) | Participant Cost Test | Energy Efficiency | 2635960.823 | 2677002.403 | 2722170.9986 | 2776495.0125 | 2841341.5458 | 2905912.9996 | 2981897.8612 | 3048006.1267 | 3113859.0458 | 3181292.2179 | 3241307.486 | 3287586.7762 | 3368874.4859
Scenario 2: High TRC | SCE | Com | WholeBlg | Com - Office (Large) | Program Administrator Cost Test | Energy Efficiency | 2635960.823 | 2677002.403 | 2722170.9986 | 2776495.0125 | 2841341.5458 | 2905912.9996 | 2981897.8612 | 3048006.1267 | 3113859.0458 | 3181292.2179 | 3241307.486 | 3287586.7762 | 3368874.4859
Scenario 2: High TRC | SCE | Com | WholeBlg | Com - Office (Large) | Rate Impact Measure Test | Energy Efficiency | 2635960.823 | 2677002.403 | 2722170.9986 | 2776495.0125 | 2841341.5458 | 2905912.9996 | 2981897.8612 | 3048006.1267 | 3113859.0458 | 3181292.2179 | 3241307.486 | 3287586.7762 | 3368874.4859
Scenario 2: High TRC | SCE | Com | WholeBlg | Com - Office (Large) | Total Resource Cost Test | Energy Efficiency | 2635960.823 | 2677002.403 | 2722170.9986 | 2776495.0125 | 2841341.5458 | 2905912.9996 | 2981897.8612 | 3048006.1267 | 3113859.0458 | 3181292.2179 | 3241307.486 | 3287586.7762 | 3368874.4859
Scenario 2: High TRC | SCE | Com | WholeBlg | Com - Office (Small) | Participant Cost Test | Energy Efficiency | 462751.6171 | 471218.3861 | 480762.2474 | 492092.2525 | 505372.1495 | 518643.318 | 533362.3105 | 546730.5707 | 560277.2212 | 574414.9761 | 587072.3227 | 597323.9151 | 606162.0884
Scenario 2: High TRC | SCE | Com | WholeBlg | Com - Office (Small) | Program Administrator Cost Test | Energy Efficiency | 462751.6171 | 471218.3861 | 480762.2474 | 492092.2525 | 505372.1495 | 518643.318 | 533362.3105 | 546730.5707 | 560277.2212 | 574414.9761 | 587072.3227 | 597323.9151 | 606162.0884
Scenario 2: High TRC | SCE | Com | WholeBlg | Com - Office (Small) | Rate Impact Measure Test | Energy Efficiency | 462751.6171 | 471218.3861 | 480762.2474 | 492092.2525 | 505372.1495 | 518643.318 | 533362.3105 | 546730.5707 | 560277.2212 | 574414.9761 | 587072.3227 | 597323.9151 | 606162.0884
Scenario 2: High TRC | SCE | Com | WholeBlg | Com - Office (Small) | Total Resource Cost Test | Energy Efficiency | 462751.6171 | 471218.3861 | 480762.2474 | 492092.2525 | 505372.1495 | 518643.318 | 533362.3105 | 546730.5707 | 560277.2212 | 574414.9761 | 587072.3227 | 597323.9151 | 606162.0884
Scenario 2: High TRC | SCE | Com | WholeBlg | Com - Other | Participant Cost Test | Energy Efficiency | 2013428.1542 | 2052912.0211 | 2094924.9467 | 2147923.2248 | 2209258.7483 | 2270928.7303 | 2343213.3452 | 2408463.8385 | 2474208.6007 | 2542029.7342 | 2604876.0491 | 2656501.3684 | 2731620.5382
Scenario 2: High TRC | SCE | Com | WholeBlg | Com - Other | Program Administrator Cost Test | Energy Efficiency | 2013428.1542 | 2052912.0211 | 2094924.9467 | 2147923.2248 | 2209258.7483 | 2270928.7303 | 2343213.3452 | 2408463.8385 | 2474208.6007 | 2542029.7342 | 2604876.0491 | 2656501.3684 | 2731620.5382
Scenario 2: High TRC | SCE | Com | WholeBlg | Com - Other | Rate Impact Measure Test | Energy Efficiency | 2013428.1542 | 2052912.0211 | 2094924.9467 | 2147923.2248 | 2209258.7483 | 2270928.7303 | 2343213.3452 | 2408463.8385 | 2474208.6007 | 2542029.7342 | 2604876.0491 | 2656501.3684 | 2731620.5382
Scenario 2: High TRC | SCE | Com | WholeBlg | Com - Other | Total Resource Cost Test | Energy Efficiency | 2013428.1542 | 2052912.0211 | 2094924.9467 | 2147923.2248 | 2209258.7483 | 2270928.7303 | 2343213.3452 | 2408463.8385 | 2474208.6007 | 2542029.7342 | 2604876.0491 | 2656501.3684 | 2731620.5382
Scenario 2: High TRC | SCE | Com | WholeBlg | Com - Refrig. Warehouse | Participant Cost Test | Energy Efficiency | 154922.5826 | 160654.0518 | 166809.8237 | 174110.1441 | 182170.5277 | 190011.8402 | 197795.0662 | 205643.5012 | 213845.7028 | 221834.0838 | 230084.8197 | 237425.5221 | 235106.6371
Scenario 2: High TRC | SCE | Com | WholeBlg | Com - Refrig. Warehouse | Program Administrator Cost Test | Energy Efficiency | 154922.5826 | 160654.0518 | 166809.8237 | 174110.1441 | 182170.5277 | 190011.8402 | 197795.0662 | 205643.5012 | 213845.7028 | 221834.0838 | 230084.8197 | 237425.5221 | 235106.6371
Scenario 2: High TRC | SCE | Com | WholeBlg | Com - Refrig. Warehouse | Rate Impact Measure Test | Energy Efficiency | 154922.5826 | 160654.0518 | 166809.8237 | 174110.1441 | 182170.5277 | 190011.8402 | 197795.0662 | 205643.5012 | 213845.7028 | 221834.0838 | 230084.8197 | 237425.5221 | 235106.6371
Scenario 2: High TRC | SCE | Com | WholeBlg | Com - Refrig. Warehouse | Total Resource Cost Test | Energy Efficiency | 154922.5826 | 160654.0518 | 166809.8237 | 174110.1441 | 182170.5277 | 190011.8402 | 197795.0662 | 205643.5012 | 213845.7028 | 221834.0838 | 230084.8197 | 237425.5221 | 235106.6371
Scenario 2: High TRC | SCE | Com | WholeBlg | Com - Restaurant | Participant Cost Test | Energy Efficiency | 1197953.3383 | 1239875.7011 | 1286143.613 | 1341276.9695 | 1404436.9029 | 1468651.4413 | 1536282.8256 | 1605621.0149 | 1678552.989 | 1752951.2263 | 1829801.6426 | 1902550.7264 | 1938001.4004
Scenario 2: High TRC | SCE | Com | WholeBlg | Com - Restaurant | Program Administrator Cost Test | Energy Efficiency | 1231688.1069 | 1278469.6933 | 1330087.7749 | 1391057.7853 | 1460627.7306 | 1530816.1856 | 1604348.536 | 1680172.8521 | 1759725.6663 | 1840673.9521 | 1924390.3426 | 2003935.7636 | 2046426.9476
Scenario 2: High TRC | SCE | Com | WholeBlg | Com - Restaurant | Rate Impact Measure Test | Energy Efficiency | 1572642.6336 | 1658810.3901 | 1748593.955 | 1844848.3999 | 1946907.1389 | 2035978.5375 | 2116260.5139 | 2189188.9559 | 2249578.8906 | 2290852.6931 | 2312377.3231 | 2299941.8874 | 2215903.9165
Scenario 2: High TRC | SCE | Com | WholeBlg | Com - Restaurant | Total Resource Cost Test | Energy Efficiency | 1260467.8495 | 1312667.6406 | 1370560.2548 | 1438747.4468 | 1516664.9184 | 1595406.9384 | 1678098.1994 | 1764489.1379 | 1855650.0034 | 1949109.7109 | 2046838.2548 | 2141557.2938 | 2200965.1999
Scenario 2: High TRC | SCE | Com | WholeBlg | Com - Retail | Participant Cost Test | Energy Efficiency | 1781243.429 | 1841886.1446 | 1909093.7404 | 1988603.4223 | 2082974.0629 | 2182566.6743 | 2295258.7117 | 2413092.1957 | 2536678.8931 | 2668215.5935 | 2806279.141 | 2944308.4388 | 3107029.3487
Scenario 2: High TRC | SCE | Com | WholeBlg | Com - Retail | Program Administrator Cost Test | Energy Efficiency | 1888506.5968 | 1964575.4341 | 2047469.1724 | 2144839.7413 | 2259600.5063 | 2380062.223 | 2513881.9761 | 2655482.3182 | 2802914.1728 | 2958559.426 | 3122362.3682 | 3286076.9221 | 3475568.5527
Scenario 2: High TRC | SCE | Com | WholeBlg | Com - Retail | Rate Impact Measure Test | Energy Efficiency | 3045302.6974 | 3254456.294 | 3453326.9483 | 3664391.2385 | 3890497.9166 | 4092380.4782 | 4268076.0893 | 4420983.1776 | 4516691.6232 | 4547632.6582 | 4504670.5846 | 4349623.2037 | 4089146.5197
Scenario 2: High TRC | SCE | Com | WholeBlg | Com - Retail | Total Resource Cost Test | Energy Efficiency | 1975896.6005 | 2068311.9487 | 2168971.4556 | 2287404.0825 | 2427213.9833 | 2575125.2791 | 2738808.099 | 2915479.4835 | 3100929.8326 | 3298062.1158 | 3508869.1352 | 3723613.5098 | 3970143.2605
Scenario 2: High TRC | SCE | Com | WholeBlg | Com - School | Participant Cost Test | Energy Efficiency | 486725.8295 | 495459.4778 | 504783.2666 | 516707.2602 | 530507.6078 | 544315.6252 | 560520.7318 | 575010.5475 | 589371.259 | 604213.2329 | 617341.2685 | 627709.1691 | 641722.8336
Scenario 2: High TRC | SCE | Com | WholeBlg | Com - School | Program Administrator Cost Test | Energy Efficiency | 486725.8295 | 495459.4778 | 504783.2666 | 516707.2602 | 530507.6078 | 544315.6252 | 560520.7318 | 575010.5475 | 589371.259 | 604213.2329 | 617341.2685 | 627709.1691 | 641722.8336
Scenario 2: High TRC | SCE | Com | WholeBlg | Com - School | Rate Impact Measure Test | Energy Efficiency | 486725.8295 | 495459.4778 | 504783.2666 | 516707.2602 | 530507.6078 | 544315.6252 | 560520.7318 | 575010.5475 | 589371.259 | 604213.2329 | 617341.2685 | 627709.1691 | 641722.8336
Scenario 2: High TRC | SCE | Com | WholeBlg | Com - School | Total Resource Cost Test | Energy Efficiency | 486725.8295 | 495459.4778 | 504783.2666 | 516707.2602 | 530507.6078 | 544315.6252 | 560520.7318 | 575010.5475 | 589371.259 | 604213.2329 | 617341.2685 | 627709.1691 | 641722.8336
Scenario 2: High TRC | SCE | Com | WholeBlg | Com - Warehouse | Participant Cost Test | Energy Efficiency | 811003.6351 | 828344.9214 | 846881.66 | 870186.225 | 897065.107 | 924185.2213 | 954388.9179 | 1236514.0676 | 1303763.0486 | 1376618.409 | 1452734.6772 | 1527760.714 | 1614269.106
Scenario 2: High TRC | SCE | Com | WholeBlg | Com - Warehouse | Program Administrator Cost Test | Energy Efficiency | 811003.6351 | 828344.9214 | 846881.66 | 870186.225 | 897065.107 | 924185.2213 | 954388.9179 | 1206381.845 | 1263949.0407 | 1325227.9027 | 1387520.6343 | 1446606.3438 | 1514014.0546
Scenario 2: High TRC | SCE | Com | WholeBlg | Com - Warehouse | Rate Impact Measure Test | Energy Efficiency | 811003.6351 | 828344.9214 | 846881.66 | 870186.225 | 897065.107 | 924185.2213 | 954388.9179 | 1607494.581 | 1655071.8938 | 1689995.6196 | 1706046.7257 | 1691980.8581 | 1656287.4576
Scenario 2: High TRC | SCE | Com | WholeBlg | Com - Warehouse | Total Resource Cost Test | Energy Efficiency | 811003.6351 | 828344.9214 | 846881.66 | 870186.225 | 897065.107 | 924185.2213 | 954388.9179 | 1360214.337 | 1443316.9665 | 1533291.7701 | 1628151.4833 | 1722566.3245 | 1831028.7915
Scenario 2: High TRC | SCE | Ind | WholeBlg | Ind - All Other Industrial | Participant Cost Test | Energy Efficiency | 76022.9118 | 75881.8495 | 75933.9762 | 76107.5187 | 76216.1085 | 76282.1701 | 76329.909 | 76362.0628 | 76383.7194 | 76382.4622 | 76330.0566 | 76290.9394 | 76234.0135
Scenario 2: High TRC | SCE | Ind | WholeBlg | Ind - All Other Industrial | Program Administrator Cost Test | Energy Efficiency | 76022.9118 | 75881.8495 | 75933.9762 | 76107.5187 | 76216.1085 | 76282.1701 | 76329.909 | 76362.0628 | 76383.7194 | 76382.4622 | 76330.0566 | 76290.9394 | 76234.0135
Scenario 2: High TRC | SCE | Ind | WholeBlg | Ind - All Other Industrial | Rate Impact Measure Test | Energy Efficiency | 76022.9118 | 75881.8495 | 75933.9762 | 76107.5187 | 76216.1085 | 76282.1701 | 76329.909 | 76362.0628 | 76383.7194 | 76382.4622 | 76330.0566 | 76290.9394 | 76234.0135
Scenario 2: High TRC | SCE | Ind | WholeBlg | Ind - All Other Industrial | Total Resource Cost Test | Energy Efficiency | 76022.9118 | 75881.8495 | 75933.9762 | 76107.5187 | 76216.1085 | 76282.1701 | 76329.909 | 76362.0628 | 76383.7194 | 76382.4622 | 76330.0566 | 76290.9394 | 76234.0135
Scenario 2: High TRC | SCE | Ind | WholeBlg | Ind - Chemicals | Participant Cost Test | Energy Efficiency | 230192.5517 | 231711.432 | 233778.3864 | 236110.0864 | 238177.569 | 239907.2236 | 241366.6268 | 242558.7643 | 243768.3052 | 244878.3849 | 245758.3901 | 246567.4341 | 247232.6284
Scenario 2: High TRC | SCE | Ind | WholeBlg | Ind - Chemicals | Program Administrator Cost Test | Energy Efficiency | 230192.5517 | 231711.432 | 233778.3864 | 236110.0864 | 238177.569 | 239907.2236 | 241366.6268 | 242558.7643 | 243768.3052 | 244878.3849 | 245758.3901 | 246567.4341 | 247232.6284
Scenario 2: High TRC | SCE | Ind | WholeBlg | Ind - Chemicals | Rate Impact Measure Test | Energy Efficiency | 230192.5517 | 231711.432 | 233778.3864 | 236110.0864 | 238177.569 | 239907.2236 | 241366.6268 | 242558.7643 | 243768.3052 | 244878.3849 | 245758.3901 | 246567.4341 | 247232.6284
Scenario 2: High TRC | SCE | Ind | WholeBlg | Ind - Chemicals | Total Resource Cost Test | Energy Efficiency | 230192.5517 | 231711.432 | 233778.3864 | 236110.0864 | 238177.569 | 239907.2236 | 241366.6268 | 242558.7643 | 243768.3052 | 244878.3849 | 245758.3901 | 246567.4341 | 247232.6284
Scenario 2: High TRC | SCE | Ind | WholeBlg | Ind - Electronics | Participant Cost Test | Energy Efficiency | 113169.5309 | 113196.1567 | 113571.857 | 114150.8704 | 114639.0733 | 115091.2944 | 115528.8102 | 115948.1834 | 116344.2272 | 116685.3032 | 116923.5489 | 117155.8397 | 117342.1311
Scenario 2: High TRC | SCE | Ind | WholeBlg | Ind - Electronics | Program Administrator Cost Test | Energy Efficiency | 113169.5309 | 113196.1567 | 113571.857 | 114150.8704 | 114639.0733 | 115091.2944 | 115528.8102 | 115948.1834 | 116344.2272 | 116685.3032 | 116923.5489 | 117155.8397 | 117342.1311
Scenario 2: High TRC | SCE | Ind | WholeBlg | Ind - Electronics | Rate Impact Measure Test | Energy Efficiency | 113169.5309 | 113196.1567 | 113571.857 | 114150.8704 | 114639.0733 | 115091.2944 | 115528.8102 | 115948.1834 | 116344.2272 | 116685.3032 | 116923.5489 | 117155.8397 | 117342.1311
Scenario 2: High TRC | SCE | Ind | WholeBlg | Ind - Electronics | Total Resource Cost Test | Energy Efficiency | 113169.5309 | 113196.1567 | 113571.857 | 114150.8704 | 114639.0733 | 115091.2944 | 115528.8102 | 115948.1834 | 116344.2272 | 116685.3032 | 116923.5489 | 117155.8397 | 117342.1311
Scenario 2: High TRC | SCE | Ind | WholeBlg | Ind - Fabricated Metals | Participant Cost Test | Energy Efficiency | 156374.9788 | 157328.2238 | 158837.1482 | 160139.618 | 161105.195 | 161777.3971 | 162302.3191 | 162716.7497 | 163084.4395 | 163384.3689 | 163505.4397 | 163557.0821 | 163485.6393
Scenario 2: High TRC | SCE | Ind | WholeBlg | Ind - Fabricated Metals | Program Administrator Cost Test | Energy Efficiency | 156374.9788 | 157328.2238 | 158837.1482 | 160139.618 | 161105.195 | 161777.3971 | 162302.3191 | 162716.7497 | 163084.4395 | 163384.3689 | 163505.4397 | 163557.0821 | 163485.6393
Scenario 2: High TRC | SCE | Ind | WholeBlg | Ind - Fabricated Metals | Rate Impact Measure Test | Energy Efficiency | 156374.9788 | 157328.2238 | 158837.1482 | 160139.618 | 161105.195 | 161777.3971 | 162302.3191 | 162716.7497 | 163084.4395 | 163384.3689 | 163505.4397 | 163557.0821 | 163485.6393
Scenario 2: High TRC | SCE | Ind | WholeBlg | Ind - Fabricated Metals | Total Resource Cost Test | Energy Efficiency | 156374.9788 | 157328.2238 | 158837.1482 | 160139.618 | 161105.195 | 161777.3971 | 162302.3191 | 162716.7497 | 163084.4395 | 163384.3689 | 163505.4397 | 163557.0821 | 163485.6393
Scenario 2: High TRC | SCE | Ind | WholeBlg | Ind - Food | Participant Cost Test | Energy Efficiency | 325509.4906 | 324010.5809 | 323468.6945 | 323495.8382 | 323265.5753 | 322946.515 | 322642.7203 | 322225.2599 | 321764.8991 | 321183.771 | 320341.5753 | 319484.973 | 318522.914
Scenario 2: High TRC | SCE | Ind | WholeBlg | Ind - Food | Program Administrator Cost Test | Energy Efficiency | 325509.4906 | 324010.5809 | 323468.6945 | 323495.8382 | 323265.5753 | 322946.515 | 322642.7203 | 322225.2599 | 321764.8991 | 321183.771 | 320341.5753 | 319484.973 | 318522.914
Scenario 2: High TRC | SCE | Ind | WholeBlg | Ind - Food | Rate Impact Measure Test | Energy Efficiency | 325509.4906 | 324010.5809 | 323468.6945 | 323495.8382 | 323265.5753 | 322946.515 | 322642.7203 | 322225.2599 | 321764.8991 | 321183.771 | 320341.5753 | 319484.973 | 318522.914
Scenario 2: High TRC | SCE | Ind | WholeBlg | Ind - Food | Total Resource Cost Test | Energy Efficiency | 325509.4906 | 324010.5809 | 323468.6945 | 323495.8382 | 323265.5753 | 322946.515 | 322642.7203 | 322225.2599 | 321764.8991 | 321183.771 | 320341.5753 | 319484.973 | 318522.914
Scenario 2: High TRC | SCE | Ind | WholeBlg | Ind - Industrial Machinery | Participant Cost Test | Energy Efficiency | 48913.5283 | 49245.0134 | 49771.3299 | 50188.3899 | 50450.3252 | 50622.8389 | 50796.6747 | 50944.449 | 51087.0341 | 51212.8436 | 51275.0604 | 51311.4908 | 51306.9952
Scenario 2: High TRC | SCE | Ind | WholeBlg | Ind - Industrial Machinery | Program Administrator Cost Test | Energy Efficiency | 48913.5283 | 49245.0134 | 49771.3299 | 50188.3899 | 50450.3252 | 50622.8389 | 50796.6747 | 50944.449 | 51087.0341 | 51212.8436 | 51275.0604 | 51311.4908 | 51306.9952
Scenario 2: High TRC | SCE | Ind | WholeBlg | Ind - Industrial Machinery | Rate Impact Measure Test | Energy Efficiency | 48913.5283 | 49245.0134 | 49771.3299 | 50188.3899 | 50450.3252 | 50622.8389 | 50796.6747 | 50944.449 | 51087.0341 | 51212.8436 | 51275.0604 | 51311.4908 | 51306.9952
Scenario 2: High TRC | SCE | Ind | WholeBlg | Ind - Industrial Machinery | Total Resource Cost Test | Energy Efficiency | 48913.5283 | 49245.0134 | 49771.3299 | 50188.3899 | 50450.3252 | 50622.8389 | 50796.6747 | 50944.449 | 51087.0341 | 51212.8436 | 51275.0604 | 51311.4908 | 51306.9952
Scenario 2: High TRC | SCE | Ind | WholeBlg | Ind - Lumber & Furniture | Participant Cost Test | Energy Efficiency | 26945.7403 | 26881.8837 | 26901.3015 | 26965.8283 | 27012.7432 | 27030.5201 | 27023.2779 | 27010.6425 | 26994.2814 | 26968.2789 | 26922.9363 | 26876.7951 | 26819.9273
Scenario 2: High TRC | SCE | Ind | WholeBlg | Ind - Lumber & Furniture | Program Administrator Cost Test | Energy Efficiency | 26945.7403 | 26881.8837 | 26901.3015 | 26965.8283 | 27012.7432 | 27030.5201 | 27023.2779 | 27010.6425 | 26994.2814 | 26968.2789 | 26922.9363 | 26876.7951 | 26819.9273
Scenario 2: High TRC | SCE | Ind | WholeBlg | Ind - Lumber & Furniture | Rate Impact Measure Test | Energy Efficiency | 26945.7403 | 26881.8837 | 26901.3015 | 26965.8283 | 27012.7432 | 27030.5201 | 27023.2779 | 27010.6425 | 26994.2814 | 26968.2789 | 26922.9363 | 26876.7951 | 26819.9273
Scenario 2: High TRC | SCE | Ind | WholeBlg | Ind - Lumber & Furniture | Total Resource Cost Test | Energy Efficiency | 26945.7403 | 26881.8837 | 26901.3015 | 26965.8283 | 27012.7432 | 27030.5201 | 27023.2779 | 27010.6425 | 26994.2814 | 26968.2789 | 26922.9363 | 26876.7951 | 26819.9273
Scenario 2: High TRC | SCE | Ind | WholeBlg | Ind - Paper | Participant Cost Test | Energy Efficiency | 105509.5343 | 103420.1569 | 101899.4207 | 100854.9625 | 99852.9171 | 98805.3754 | 97916.2842 | 97148.2194 | 96537.7646 | 96051.7881 | 95602.7111 | 95226.5387 | 94877.6773
Scenario 2: High TRC | SCE | Ind | WholeBlg | Ind - Paper | Program Administrator Cost Test | Energy Efficiency | 105509.5343 | 103420.1569 | 101899.4207 | 100854.9625 | 99852.9171 | 98805.3754 | 97916.2842 | 97148.2194 | 96537.7646 | 96051.7881 | 95602.7111 | 95226.5387 | 94877.6773
Scenario 2: High TRC | SCE | Ind | WholeBlg | Ind - Paper | Rate Impact Measure Test | Energy Efficiency | 105509.5343 | 103420.1569 | 101899.4207 | 100854.9625 | 99852.9171 | 98805.3754 | 97916.2842 | 97148.2194 | 96537.7646 | 96051.7881 | 95602.7111 | 95226.5387 | 94877.6773
Scenario 2: High TRC | SCE | Ind | WholeBlg | Ind - Paper | Total Resource Cost Test | Energy Efficiency | 105509.5343 | 103420.1569 | 101899.4207 | 100854.9625 | 99852.9171 | 98805.3754 | 97916.2842 | 97148.2194 | 96537.7646 | 96051.7881 | 95602.7111 | 95226.5387 | 94877.6773
Scenario 2: High TRC | SCE | Ind | WholeBlg | Ind - Petroleum | Participant Cost Test | Energy Efficiency | 404000.5214 | 402029.3447 | 401344.4965 | 401469.9207 | 401297.1248 | 401024.7136 | 400673.9146 | 400250.2771 | 399765.7227 | 399095.4138 | 398082.6549 | 397072.3097 | 395951.0845
Scenario 2: High TRC | SCE | Ind | WholeBlg | Ind - Petroleum | Program Administrator Cost Test | Energy Efficiency | 404000.5214 | 402029.3447 | 401344.4965 | 401469.9207 | 401297.1248 | 401024.7136 | 400673.9146 | 400250.2771 | 399765.7227 | 399095.4138 | 398082.6549 | 397072.3097 | 395951.0845
Scenario 2: High TRC | SCE | Ind | WholeBlg | Ind - Petroleum | Rate Impact Measure Test | Energy Efficiency | 404000.5214 | 402029.3447 | 401344.4965 | 401469.9207 | 401297.1248 | 401024.7136 | 400673.9146 | 400250.2771 | 399765.7227 | 399095.4138 | 398082.6549 | 397072.3097 | 395951.0845
Scenario 2: High TRC | SCE | Ind | WholeBlg | Ind - Petroleum | Total Resource Cost Test | Energy Efficiency | 404000.5214 | 402029.3447 | 401344.4965 | 401469.9207 | 401297.1248 | 401024.7136 | 400673.9146 | 400250.2771 | 399765.7227 | 399095.4138 | 398082.6549 | 397072.3097 | 395951.0845
Scenario 2: High TRC | SCE | Ind | WholeBlg | Ind - Plastics | Participant Cost Test | Energy Efficiency | 185500.5079 | 185188.3892 | 185421.976 | 185970.4194 | 186360.2112 | 186649.9439 | 186823.8255 | 186888.8174 | 186931.2288 | 186886.4916 | 186678.8396 | 186459.0234 | 186171.4444
Scenario 2: High TRC | SCE | Ind | WholeBlg | Ind - Plastics | Program Administrator Cost Test | Energy Efficiency | 185500.5079 | 185188.3892 | 185421.976 | 185970.4194 | 186360.2112 | 186649.9439 | 186823.8255 | 186888.8174 | 186931.2288 | 186886.4916 | 186678.8396 | 186459.0234 | 186171.4444
Scenario 2: High TRC | SCE | Ind | WholeBlg | Ind - Plastics | Rate Impact Measure Test | Energy Efficiency | 185500.5079 | 185188.3892 | 185421.976 | 185970.4194 | 186360.2112 | 186649.9439 | 186823.8255 | 186888.8174 | 186931.2288 | 186886.4916 | 186678.8396 | 186459.0234 | 186171.4444
Scenario 2: High TRC | SCE | Ind | WholeBlg | Ind - Plastics | Total Resource Cost Test | Energy Efficiency | 185500.5079 | 185188.3892 | 185421.976 | 185970.4194 | 186360.2112 | 186649.9439 | 186823.8255 | 186888.8174 | 186931.2288 | 186886.4916 | 186678.8396 | 186459.0234 | 186171.4444
Scenario 2: High TRC | SCE | Ind | WholeBlg | Ind - Primary Metals | Participant Cost Test | Energy Efficiency | 88019.9603 | 88951.7058 | 90295.3653 | 91663.6448 | 92814.8969 | 93842.3614 | 94902.3073 | 95927.3355 | 96937.0504 | 97899.849 | 98729.2902 | 99507.1681 | 100214.1333
Scenario 2: High TRC | SCE | Ind | WholeBlg | Ind - Primary Metals | Program Administrator Cost Test | Energy Efficiency | 88019.9603 | 88951.7058 | 90295.3653 | 91663.6448 | 92814.8969 | 93842.3614 | 94902.3073 | 95927.3355 | 96937.0504 | 97899.849 | 98729.2902 | 99507.1681 | 100214.1333
Scenario 2: High TRC | SCE | Ind | WholeBlg | Ind - Primary Metals | Rate Impact Measure Test | Energy Efficiency | 88019.9603 | 88951.7058 | 90295.3653 | 91663.6448 | 92814.8969 | 93842.3614 | 94902.3073 | 95927.3355 | 96937.0504 | 97899.849 | 98729.2902 | 99507.1681 | 100214.1333
Scenario 2: High TRC | SCE | Ind | WholeBlg | Ind - Primary Metals | Total Resource Cost Test | Energy Efficiency | 88019.9603 | 88951.7058 | 90295.3653 | 91663.6448 | 92814.8969 | 93842.3614 | 94902.3073 | 95927.3355 | 96937.0504 | 97899.849 | 98729.2902 | 99507.1681 | 100214.1333
Scenario 2: High TRC | SCE | Ind | WholeBlg | Ind - Printing & Publishing | Participant Cost Test | Energy Efficiency | 31163.3437 | 31021.0648 | 30980.2052 | 30998.2554 | 30984.838 | 30944.946 | 30905.953 | 30862.9291 | 30826.9576 | 30784.948 | 30716.448 | 30643.7752 | 30558.6579
Scenario 2: High TRC | SCE | Ind | WholeBlg | Ind - Printing & Publishing | Program Administrator Cost Test | Energy Efficiency | 31163.3437 | 31021.0648 | 30980.2052 | 30998.2554 | 30984.838 | 30944.946 | 30905.953 | 30862.9291 | 30826.9576 | 30784.948 | 30716.448 | 30643.7752 | 30558.6579
Scenario 2: High TRC | SCE | Ind | WholeBlg | Ind - Printing & Publishing | Rate Impact Measure Test | Energy Efficiency | 31163.3437 | 31021.0648 | 30980.2052 | 30998.2554 | 30984.838 | 30944.946 | 30905.953 | 30862.9291 | 30826.9576 | 30784.948 | 30716.448 | 30643.7752 | 30558.6579
Scenario 2: High TRC | SCE | Ind | WholeBlg | Ind - Printing & Publishing | Total Resource Cost Test | Energy Efficiency | 31163.3437 | 31021.0648 | 30980.2052 | 30998.2554 | 30984.838 | 30944.946 | 30905.953 | 30862.9291 | 30826.9576 | 30784.948 | 30716.448 | 30643.7752 | 30558.6579
Scenario 2: High TRC | SCE | Ind | WholeBlg | Ind - Stone-Glass-Clay | Participant Cost Test | Energy Efficiency | 157802.7643 | 159597.4728 | 161533.5243 | 163508.1193 | 165234.3619 | 166715.0838 | 167996.6264 | 169212.8957 | 170354.3192 | 171424.9399 | 172372.3932 | 173335.6034 | 174200.9108
Scenario 2: High TRC | SCE | Ind | WholeBlg | Ind - Stone-Glass-Clay | Program Administrator Cost Test | Energy Efficiency | 157802.7643 | 159597.4728 | 161533.5243 | 163508.1193 | 165234.3619 | 166715.0838 | 167996.6264 | 169212.8957 | 170354.3192 | 171424.9399 | 172372.3932 | 173335.6034 | 174200.9108
Scenario 2: High TRC | SCE | Ind | WholeBlg | Ind - Stone-Glass-Clay | Rate Impact Measure Test | Energy Efficiency | 157802.7643 | 159597.4728 | 161533.5243 | 163508.1193 | 165234.3619 | 166715.0838 | 167996.6264 | 169212.8957 | 170354.3192 | 171424.9399 | 172372.3932 | 173335.6034 | 174200.9108
Scenario 2: High TRC | SCE | Ind | WholeBlg | Ind - Stone-Glass-Clay | Total Resource Cost Test | Energy Efficiency | 157802.7643 | 159597.4728 | 161533.5243 | 163508.1193 | 165234.3619 | 166715.0838 | 167996.6264 | 169212.8957 | 170354.3192 | 171424.9399 | 172372.3932 | 173335.6034 | 174200.9108
Scenario 2: High TRC | SCE | Ind | WholeBlg | Ind - Textiles | Participant Cost Test | Energy Efficiency | 22087.3818 | 22023.1818 | 22019.7085 | 22020.01 | 21991.7995 | 21941.5157 | 21892.4802 | 21828.3465 | 21766.202 | 21702.5578 | 21623.4664 | 21547.3696 | 21467.3004
Scenario 2: High TRC | SCE | Ind | WholeBlg | Ind - Textiles | Program Administrator Cost Test | Energy Efficiency | 22087.3818 | 22023.1818 | 22019.7085 | 22020.01 | 21991.7995 | 21941.5157 | 21892.4802 | 21828.3465 | 21766.202 | 21702.5578 | 21623.4664 | 21547.3696 | 21467.3004
Scenario 2: High TRC | SCE | Ind | WholeBlg | Ind - Textiles | Rate Impact Measure Test | Energy Efficiency | 22087.3818 | 22023.1818 | 22019.7085 | 22020.01 | 21991.7995 | 21941.5157 | 21892.4802 | 21828.3465 | 21766.202 | 21702.5578 | 21623.4664 | 21547.3696 | 21467.3004
Scenario 2: High TRC | SCE | Ind | WholeBlg | Ind - Textiles | Total Resource Cost Test | Energy Efficiency | 22087.3818 | 22023.1818 | 22019.7085 | 22020.01 | 21991.7995 | 21941.5157 | 21892.4802 | 21828.3465 | 21766.202 | 21702.5578 | 21623.4664 | 21547.3696 | 21467.3004
Scenario 2: High TRC | SCE | Ind | WholeBlg | Ind - Transportation Equipment | Participant Cost Test | Energy Efficiency | 186034.1822 | 186439.9656 | 188533.9239 | 189945.6829 | 190662.4333 | 190991.4914 | 191674.9027 | 192334.3083 | 193161.9306 | 194012.7741 | 194565.1687 | 194897.1964 | 194959.7359
Scenario 2: High TRC | SCE | Ind | WholeBlg | Ind - Transportation Equipment | Program Administrator Cost Test | Energy Efficiency | 186034.1822 | 186439.9656 | 188533.9239 | 189945.6829 | 190662.4333 | 190991.4914 | 191674.9027 | 192334.3083 | 193161.9306 | 194012.7741 | 194565.1687 | 194897.1964 | 194959.7359
Scenario 2: High TRC | SCE | Ind | WholeBlg | Ind - Transportation Equipment | Rate Impact Measure Test | Energy Efficiency | 186034.1822 | 186439.9656 | 188533.9239 | 189945.6829 | 190662.4333 | 190991.4914 | 191674.9027 | 192334.3083 | 193161.9306 | 194012.7741 | 194565.1687 | 194897.1964 | 194959.7359
Scenario 2: High TRC | SCE | Ind | WholeBlg | Ind - Transportation Equipment | Total Resource Cost Test | Energy Efficiency | 186034.1822 | 186439.9656 | 188533.9239 | 189945.6829 | 190662.4333 | 190991.4914 | 191674.9027 | 192334.3083 | 193161.9306 | 194012.7741 | 194565.1687 | 194897.1964 | 194959.7359
Scenario 2: High TRC | SCE | Res | AppPlug | Res - Multi Family | Participant Cost Test | Energy Efficiency | 0 | 0 | 0 | 0 | 0 | 0 | 0 | 0 | 0 | 0 | 0 | 0 | 0
Scenario 2: High TRC | SCE | Res | AppPlug | Res - Multi Family | Participant Cost Test | Fuel Substitution | 19796.7905 | 22083.9688 | 24492.5451 | 27029.3957 | 29698.4004 | 0 | 0 | 0 | 0 | 0 | 0 | 0 | 0
Scenario 2: High TRC | SCE | Res | AppPlug | Res - Multi Family | Program Administrator Cost Test | Energy Efficiency | 0 | 0 | 0 | 0 | 0 | 0 | 0 | 0 | 0 | 0 | 0 | 0 | 0
Scenario 2: High TRC | SCE | Res | AppPlug | Res - Multi Family | Program Administrator Cost Test | Fuel Substitution | 45244.3139 | 51005.5607 | 57098.8258 | 63527.7879 | 70481.1514 | 0 | 0 | 0 | 0 | 0 | 0 | 0 | 0
Scenario 2: High TRC | SCE | Res | AppPlug | Res - Multi Family | Rate Impact Measure Test | Energy Efficiency | 0 | 0 | 0 | 0 | 0 | 0 | 0 | 0 | 0 | 0 | 0 | 0 | 0
Scenario 2: High TRC | SCE | Res | AppPlug | Res - Multi Family | Rate Impact Measure Test | Fuel Substitution | 58029.5889 | 64951.0635 | 72201.8249 | 79731.9984 | 87560.2767 | 0 | 0 | 0 | 0 | 0 | 0 | 0 | 0
Scenario 2: High TRC | SCE | Res | AppPlug | Res - Multi Family | Total Resource Cost Test | Energy Efficiency | 0 | 0 | 0 | 0 | 0 | 0 | 0 | 0 | 0 | 0 | 0 | 0 | 0
Scenario 2: High TRC | SCE | Res | AppPlug | Res - Multi Family | Total Resource Cost Test | Fuel Substitution | 55142.7091 | 62047.5451 | 69345.0983 | 77042.4858 | 85330.3517 | 0 | 0 | 0 | 0 | 0 | 0 | 0 | 0
Scenario 2: High TRC | SCE | Res | AppPlug | Res - Single Family | Participant Cost Test | Energy Efficiency | 0 | 0 | 0 | 0 | 0 | 0 | 0 | 0 | 0 | 0 | 0 | 0 | 0
Scenario 2: High TRC | SCE | Res | AppPlug | Res - Single Family | Participant Cost Test | Fuel Substitution | 218686.6482 | 243443.688 | 269239.6476 | 296208.2224 | 324439.897 | 0 | 0 | 0 | 0 | 0 | 0 | 0 | 0
Scenario 2: High TRC | SCE | Res | AppPlug | Res - Single Family | Program Administrator Cost Test | Energy Efficiency | 0 | 0 | 0 | 0 | 0 | 0 | 0 | 0 | 0 | 0 | 0 | 0 | 0
Scenario 2: High TRC | SCE | Res | AppPlug | Res - Single Family | Program Administrator Cost Test | Fuel Substitution | 396194.8152 | 444667.5513 | 495371.32 | 548460.7581 | 605305.3806 | 0 | 0 | 0 | 0 | 0 | 0 | 0 | 0
Scenario 2: High TRC | SCE | Res | AppPlug | Res - Single Family | Rate Impact Measure Test | Energy Efficiency | 0 | 0 | 0 | 0 | 0 | 0 | 0 | 0 | 0 | 0 | 0 | 0 | 0
Scenario 2: High TRC | SCE | Res | AppPlug | Res - Single Family | Rate Impact Measure Test | Fuel Substitution | 481935.1909 | 538027.5946 | 596239.53 | 656396.8728 | 718757.5189 | 0 | 0 | 0 | 0 | 0 | 0 | 0 | 0
Scenario 2: High TRC | SCE | Res | AppPlug | Res - Single Family | Total Resource Cost Test | Energy Efficiency | 0 | 0 | 0 | 0 | 0 | 0 | 0 | 0 | 0 | 0 | 0 | 0 | 0
Scenario 2: High TRC | SCE | Res | AppPlug | Res - Single Family | Total Resource Cost Test | Fuel Substitution | 505538.1394 | 566389.3953 | 629991.1438 | 696564.8693 | 767525.3291 | 0 | 0 | 0 | 0 | 0 | 0 | 0 | 0
Scenario 2: High TRC | SCE | Res | BROs | Income Qualified - Multi Family IQ | Participant Cost Test | Energy Efficiency | 1495113.667 | 1558745.752 | 1626191.5317 | 1685817.6178 | 1725308.6454 | 1767625.0625 | 1804981.7739 | 1848045.7173 | 1888685.6951 | 1931171.1253 | 1967133.8437 | 2012027.8644 | 2057955.0896
Scenario 2: High TRC | SCE | Res | BROs | Income Qualified - Multi Family IQ | Program Administrator Cost Test | Energy Efficiency | 1495113.667 | 1558745.752 | 1626191.5317 | 1685817.6178 | 1725308.6454 | 1767625.0625 | 1804981.7739 | 1848045.7173 | 1888685.6951 | 1931171.1253 | 1967133.8437 | 2012027.8644 | 2057955.0896
Scenario 2: High TRC | SCE | Res | BROs | Income Qualified - Multi Family IQ | Rate Impact Measure Test | Energy Efficiency | 1495113.667 | 1558745.752 | 1626191.5317 | 1685817.6178 | 1725308.6454 | 1767625.0625 | 1804981.7739 | 1848045.7173 | 1888685.6951 | 1931171.1253 | 1967133.8437 | 2012027.8644 | 2057955.0896
Scenario 2: High TRC | SCE | Res | BROs | Income Qualified - Multi Family IQ | Total Resource Cost Test | Energy Efficiency | 1495113.667 | 1558745.752 | 1626191.5317 | 1685817.6178 | 1725308.6454 | 1767625.0625 | 1804981.7739 | 1848045.7173 | 1888685.6951 | 1931171.1253 | 1967133.8437 | 2012027.8644 | 2057955.0896
Scenario 2: High TRC | SCE | Res | BROs | Income Qualified - Single Family IQ | Participant Cost Test | Energy Efficiency | 5096999.1268 | 5277964.5166 | 5468499.3626 | 5649443.9056 | 5762028.0152 | 5884224.0348 | 5992257.0432 | 6117124.8684 | 6233685.4479 | 6351360.6813 | 6447500.0391 | 6572867.1552 | 6701458.7803
Scenario 2: High TRC | SCE | Res | BROs | Income Qualified - Single Family IQ | Program Administrator Cost Test | Energy Efficiency | 5096999.1268 | 5277964.5166 | 5468499.3626 | 5649443.9056 | 5762028.0152 | 5884224.0348 | 5992257.0432 | 6117124.8684 | 6233685.4479 | 6351360.6813 | 6447500.0391 | 6572867.1552 | 6701458.7803
Scenario 2: High TRC | SCE | Res | BROs | Income Qualified - Single Family IQ | Rate Impact Measure Test | Energy Efficiency | 5096999.1268 | 5277964.5166 | 5468499.3626 | 5649443.9056 | 5762028.0152 | 5884224.0348 | 5992257.0432 | 6117124.8684 | 6233685.4479 | 6351360.6813 | 6447500.0391 | 6572867.1552 | 6701458.7803
Scenario 2: High TRC | SCE | Res | BROs | Income Qualified - Single Family IQ | Total Resource Cost Test | Energy Efficiency | 5096999.1268 | 5277964.5166 | 5468499.3626 | 5649443.9056 | 5762028.0152 | 5884224.0348 | 5992257.0432 | 6117124.8684 | 6233685.4479 | 6351360.6813 | 6447500.0391 | 6572867.1552 | 6701458.7803
Scenario 2: High TRC | SCE | Res | BROs | Res - Multi Family | Participant Cost Test | Energy Efficiency | 11099129.6277 | 11496110.1277 | 11914203.1387 | 12310122.5777 | 12557210.2882 | 12825252.2573 | 13062261.5502 | 13336160.1365 | 13591996.8148 | 13850686.9514 | 14062447.4038 | 14337989.4691 | 14620611.4872
Scenario 2: High TRC | SCE | Res | BROs | Res - Multi Family | Program Administrator Cost Test | Energy Efficiency | 11099129.6277 | 11496110.1277 | 11914203.1387 | 12310122.5777 | 12557210.2882 | 12825252.2573 | 13062261.5502 | 13336160.1365 | 13591996.8148 | 13850686.9514 | 14062447.4038 | 14337989.4691 | 14620611.4872
Scenario 2: High TRC | SCE | Res | BROs | Res - Multi Family | Rate Impact Measure Test | Energy Efficiency | 11099129.6277 | 11496110.1277 | 11914203.1387 | 12310122.5777 | 12557210.2882 | 12825252.2573 | 13062261.5502 | 13336160.1365 | 13591996.8148 | 13850686.9514 | 14062447.4038 | 14337989.4691 | 14620611.4872
Scenario 2: High TRC | SCE | Res | BROs | Res - Multi Family | Total Resource Cost Test | Energy Efficiency | 11099129.6277 | 11496110.1277 | 11914203.1387 | 12310122.5777 | 12557210.2882 | 12825252.2573 | 13062261.5502 | 13336160.1365 | 13591996.8148 | 13850686.9514 | 14062447.4038 | 14337989.4691 | 14620611.4872
Scenario 2: High TRC | SCE | Res | BROs | Res - Single Family | Participant Cost Test | Energy Efficiency | 2654186.7139 | 2767793.0372 | 2888237.4204 | 2994469.7221 | 3064940.2214 | 3140422.1147 | 3207041.8501 | 3283837.3547 | 3356324.9372 | 3432183.3475 | 3496444.6172 | 3576574.5389 | 3658535.908
Scenario 2: High TRC | SCE | Res | BROs | Res - Single Family | Program Administrator Cost Test | Energy Efficiency | 2654186.7139 | 2767793.0372 | 2888237.4204 | 2994469.7221 | 3064940.2214 | 3140422.1147 | 3207041.8501 | 3283837.3547 | 3356324.9372 | 3432183.3475 | 3496444.6172 | 3576574.5389 | 3658535.908
Scenario 2: High TRC | SCE | Res | BROs | Res - Single Family | Rate Impact Measure Test | Energy Efficiency | 2654186.7139 | 2767793.0372 | 2888237.4204 | 2994469.7221 | 3064940.2214 | 3140422.1147 | 3207041.8501 | 3283837.3547 | 3356324.9372 | 3432183.3475 | 3496444.6172 | 3576574.5389 | 3658535.908
Scenario 2: High TRC | SCE | Res | BROs | Res - Single Family | Total Resource Cost Test | Energy Efficiency | 2654186.7139 | 2767793.0372 | 2888237.4204 | 2994469.7221 | 3064940.2214 | 3140422.1147 | 3207041.8501 | 3283837.3547 | 3356324.9372 | 3432183.3475 | 3496444.6172 | 3576574.5389 | 3658535.908
Scenario 2: High TRC | SCE | Res | BldgEnv | Res - Single Family | Participant Cost Test | Energy Efficiency | 3704582.7121 | 3953245.0649 | 4066674.0163 | 4089953.8011 | 4123001.0782 | 4086729.638 | 4017519.4825 | 3871508.1392 | 1551723.9006 | 0 | 0 | 0 | 0
Scenario 2: High TRC | SCE | Res | BldgEnv | Res - Single Family | Program Administrator Cost Test | Energy Efficiency | 148792.0705 | 146671.3461 | 143723.782 | 140249.2304 | 136949.3393 | 133295.2703 | 129545.4829 | 125470.5934 | 8091.3332 | 0 | 0 | 0 | 0
Scenario 2: High TRC | SCE | Res | BldgEnv | Res - Single Family | Rate Impact Measure Test | Energy Efficiency | 1033401.1107 | 1035522.6319 | 1026317.2127 | 1010307.9077 | 934914.5107 | 853711.4677 | 768907.8871 | 679047.0395 | 44979.6667 | 0 | 0 | 0 | 0
Scenario 2: High TRC | SCE | Res | BldgEnv | Res - Single Family | Total Resource Cost Test | Energy Efficiency | 1159449.2601 | 1226115.5982 | 1255522.7433 | 1260118.0791 | 1267569.3718 | 1255710.5426 | 1234659.273 | 1192601.6772 | 428874.5729 | 0 | 0 | 0 | 0
Scenario 2: High TRC | SCE | Res | HVAC | Res - Multi Family | Participant Cost Test | Energy Efficiency | 47708.0126 | 52117.7594 | 56995.6382 | 61541.1702 | 66038.2738 | 70149.7413 | 183779.1 | 212764.1094 | 223108.339 | 232895.1327 | 242279.5996 | 251461.4597 | 260293.9614
Scenario 2: High TRC | SCE | Res | HVAC | Res - Multi Family | Participant Cost Test | Fuel Substitution | 142.3672 | 162.2279 | 168.4307 | 263.9744 | 273.1596 | 2.7665 | 3.0244 | 3.2482 | 3.4295 | 3.5764 | 3.6992 | 3.8064 | 3.9042
Scenario 2: High TRC | SCE | Res | HVAC | Res - Multi Family | Program Administrator Cost Test | Energy Efficiency | 36083.6367 | 463688.6354 | 391091.8096 | 326693.4127 | 48658.4269 | 226137.4954 | 246524.2604 | 228745.2518 | 207461.8309 | 191028.5311 | 178536.3379 | 169248.1614 | 162380.6397
Scenario 2: High TRC | SCE | Res | HVAC | Res - Multi Family | Program Administrator Cost Test | Fuel Substitution | 80.9809 | 90.7039 | 93.2873 | 122.3856 | 124.5115 | 0.78794 | 0.85304 | 0.90737 | 0.9485 | 0.97898 | 1.0019 | 1.0199 | 1.0347
Scenario 2: High TRC | SCE | Res | HVAC | Res - Multi Family | Rate Impact Measure Test | Energy Efficiency | 127369.9724 | 1418900.7683 | 1202317.6317 | 997984.9269 | 141512.3823 | 674989.6355 | 675204.0236 | 589219.6268 | 498507.6341 | 420691.3534 | 352629.3916 | 291494.9303 | 219677.3124
Scenario 2: High TRC | SCE | Res | HVAC | Res - Multi Family | Rate Impact Measure Test | Fuel Substitution | 226.4973 | 241.0009 | 240.1538 | 305.5056 | 299.4225 | 4.01 | 3.9832 | 3.8348 | 3.566 | 3.2002 | 2.7568 | 2.2466 | 1.6766
Scenario 2: High TRC | SCE | Res | HVAC | Res - Multi Family | Total Resource Cost Test | Energy Efficiency | 50396.0405 | 479323.9632 | 408190.501 | 345155.7638 | 68469.909 | 247182.4178 | 308118.7257 | 301159.0405 | 284065.7411 | 271674.9549 | 263125.4478 | 257746.1462 | 254699.2271
Scenario 2: High TRC | SCE | Res | HVAC | Res - Multi Family | Total Resource Cost Test | Fuel Substitution | 162.1506 | 185.2466 | 192.1362 | 292.7028 | 302.5532 | 2.9815 | 3.262 | 3.5061 | 3.7043 | 3.8652 | 3.9998 | 4.1174 | 4.2245
Scenario 2: High TRC | SCE | Res | HVAC | Res - Single Family | Participant Cost Test | Energy Efficiency | 7505156.9635 | 8528936.6415 | 9439459.2758 | 10250687.2165 | 11067547.416 | 18179620.5205 | 16946987.9157 | 16460544.9826 | 5545661.4131 | 3177860.9195 | 2599313.8115 | 2111702.4292 | 1704956.9944
Scenario 2: High TRC | SCE | Res | HVAC | Res - Single Family | Participant Cost Test | Fuel Substitution | 5657.1443 | 5609.6663 | 5845.8036 | 6221.2176 | 6939.1525 | 176.3583 | 176.3779 | 188.3759 | 10.2238 | 10.8014 | 11.2834 | 11.7006 | 12.0771
Scenario 2: High TRC | SCE | Res | HVAC | Res - Single Family | Program Administrator Cost Test | Energy Efficiency | 1204116.6771 | 3901678.6989 | 3574896.6257 | 3276148.0099 | 1641399.7198 | 8459744.2308 | 7363082.2834 | 6423891.3125 | 4085892.8784 | 3118888.0045 | 2512252.1979 | 2010300.4246 | 1598471.8988
Scenario 2: High TRC | SCE | Res | HVAC | Res - Single Family | Program Administrator Cost Test | Fuel Substitution | 3604.5627 | 3816.5347 | 3947.5015 | 4110.4719 | 4501.8805 | 51.1582 | 51.9245 | 55.0228 | 6.2392 | 6.5408 | 6.7808 | 6.9787 | 7.1499
Scenario 2: High TRC | SCE | Res | HVAC | Res - Single Family | Rate Impact Measure Test | Energy Efficiency | 3260032.0931 | 11290971.4152 | 10186369.2692 | 9075544.5354 | 3868083.205 | 26432164.8072 | 22483651.683 | 19014370.9784 | 13119587.3242 | 9149287.8503 | 6402979.9585 | 4298353.2988 | 2569245.2525
Scenario 2: High TRC | SCE | Res | HVAC | Res - Single Family | Rate Impact Measure Test | Fuel Substitution | 5350.7725 | 5599.8429 | 5724.0694 | 5891.3275 | 6427.105 | 145.8049 | 140.7894 | 137.9391 | 15.6636 | 14.6366 | 13.2359 | 11.523 | 9.5415
Scenario 2: High TRC | SCE | Res | HVAC | Res - Single Family | Total Resource Cost Test | Energy Efficiency | 5153093.9764 | 8401300.8294 | 8568297.4036 | 8712961.0641 | 7526580.0317 | 17619682.0678 | 15926417.2318 | 14808222.6177 | 6722213.1041 | 4547699.9091 | 3680735.9812 | 2959381.9124 | 2364545.6573
Scenario 2: High TRC | SCE | Res | HVAC | Res - Single Family | Total Resource Cost Test | Fuel Substitution | 7667.8944 | 7750.1678 | 8077.3453 | 8555.4195 | 9462.1496 | 210.4985 | 210.6562 | 224.8431 | 14.0191 | 14.811 | 15.4718 | 16.0438 | 16.5601
Scenario 2: High TRC | SCE | Res | WaterHeat | Res - Multi Family | Participant Cost Test | Energy Efficiency | 215374.9964 | 230601.5733 | 248173.5351 | 265225.4297 | 282903.0731 | 300085.7627 | 317774.4025 | 335772.1278 | 354154.3053 | 373008.1351 | 392511.1589 | 417809.3843 | 447100.7009
Scenario 2: High TRC | SCE | Res | WaterHeat | Res - Multi Family | Participant Cost Test | Fuel Substitution | 26345131.682 | 25964636.1708 | 107767695.993 | 104936207.9051 | 101631231.6101 | 1062651.2667 | 1289646.3773 | 1534587.4838 | 1739347.3402 | 1899960.6929 | 2024369.4659 | 2122947.1638 | 2204395.4152
Scenario 2: High TRC | SCE | Res | WaterHeat | Res - Multi Family | Program Administrator Cost Test | Energy Efficiency | 162434.565 | 171326.0126 | 181658.7063 | 191297.8456 | 201084.7836 | 210223.2074 | 219429.5478 | 228563.2647 | 237674.8315 | 246819.9922 | 256110.6076 | 268815.6462 | 283659.3323
Scenario 2: High TRC | SCE | Res | WaterHeat | Res - Multi Family | Program Administrator Cost Test | Fuel Substitution | 23745653.4248 | 24886457.3753 | 102806199.4621 | 107471265.1872 | 112559416.0585 | 277989.4249 | 336034.7026 | 398328.9876 | 449781.8326 | 489500.3789 | 519657.9763 | 543015.5921 | 561866.636
Scenario 2: High TRC | SCE | Res | WaterHeat | Res - Multi Family | Rate Impact Measure Test | Energy Efficiency | 825318.4832 | 838034.388 | 849439.2131 | 848759.864 | 840712.0325 | 821837.3463 | 794413.3936 | 757164.0889 | 709492.0387 | 650996.3696 | 580863.6135 | 503551.8685 | 411761.451
Scenario 2: High TRC | SCE | Res | WaterHeat | Res - Multi Family | Rate Impact Measure Test | Fuel Substitution | 23846633.0862 | 25001241.4093 | 102939657.2195 | 107627726.6051 | 112733521.2815 | 2633917.2133 | 2873193.7701 | 3024637.3619 | 2968269.8596 | 2726377.1401 | 2338856.6414 | 1838206.5145 | 1247599.1441
Scenario 2: High TRC | SCE | Res | WaterHeat | Res - Multi Family | Total Resource Cost Test | Energy Efficiency | 300978.799 | 320848.9117 | 343820.0457 | 365902.4662 | 388684.688 | 410627.3759 | 433108.016 | 455855.8153 | 478972.5677 | 502574.6093 | 526897.96 | 558803.6434 | 595818.1173
Scenario 2: High TRC | SCE | Res | WaterHeat | Res - Multi Family | Total Resource Cost Test | Fuel Substitution | 31653794.1884 | 33072441.2167 | 136406180.7753 | 142382502.5327 | 148761504.8992 | 1285748.0778 | 1560395.5068 | 1856756.0413 | 2104500.0619 | 2298830.195 | 2449355.6399 | 2568627.5512 | 2667174.1942
Scenario 2: High TRC | SCE | Res | WaterHeat | Res - Single Family | Participant Cost Test | Energy Efficiency | 160600.6219 | 182491.4601 | 201857.1962 | 220309.9735 | 239572.5869 | 258046.9192 | 276309.4456 | 294737.8991 | 313671.5808 | 331894.1613 | 352842.1255 | 375940.857 | 400120.951
Scenario 2: High TRC | SCE | Res | WaterHeat | Res - Single Family | Participant Cost Test | Fuel Substitution | 8088834.0764 | 7873960.199 | 7609042.1755 | 7385163.0653 | 7266596.5628 | 7536163.3812 | 9071875.2727 | 10769858.9328 | 12183545.6644 | 13291861.3034 | 14152770.6107 | 14838454.7073 | 15408789.7997
Scenario 2: High TRC | SCE | Res | WaterHeat | Res - Single Family | Program Administrator Cost Test | Energy Efficiency | 119018.566 | 133122.6443 | 145114.7385 | 156090.5408 | 167300.9568 | 177625.1277 | 187491.0477 | 197169.0816 | 206889.3378 | 215944.0796 | 226414.4805 | 237980.2921 | 249894.2677
Scenario 2: High TRC | SCE | Res | WaterHeat | Res - Single Family | Program Administrator Cost Test | Fuel Substitution | 15800267.2035 | 16012927.7925 | 16078479.8498 | 16201539.376 | 16514305.3077 | 1974154.8947 | 2367126.0341 | 2799378.3402 | 3154864.1036 | 3429063.5846 | 3637814.098 | 3800343.9265 | 3932451.2116
Scenario 2: High TRC | SCE | Res | WaterHeat | Res - Single Family | Rate Impact Measure Test | Energy Efficiency | 600968.083 | 646748.3692 | 673781.3499 | 687482.7977 | 694571.1309 | 689747.2695 | 674432.0037 | 649173.1612 | 614030.8004 | 566573.321 | 511108.0017 | 444090.8885 | 361851.5332
Scenario 2: High TRC | SCE | Res | WaterHeat | Res - Single Family | Rate Impact Measure Test | Fuel Substitution | 15830620.1242 | 16092430.7563 | 16234239.2035 | 16434729.9358 | 16822535.9747 | 18806544.4744 | 20353132.6955 | 21374261.8954 | 20933134.0979 | 19199568.8155 | 16455037.4235 | 12923494.7914 | 8762979.0672
Scenario 2: High TRC | SCE | Res | WaterHeat | Res - Single Family | Total Resource Cost Test | Energy Efficiency | 223308.9718 | 252601.8172 | 278253.2477 | 302451.537 | 327578.0948 | 351445.2459 | 374854.9403 | 398327.1895 | 422322.1938 | 445253.3638 | 471647.3884 | 500762.394 | 531136.6334
Scenario 2: High TRC | SCE | Res | WaterHeat | Res - Single Family | Total Resource Cost Test | Fuel Substitution | 21448707.5372 | 21701472.0359 | 21769248.4835 | 21929365.8256 | 22326170.291 | 9118127.1978 | 10976189.6647 | 13030583.4213 | 14741004.0359 | 16081955.9729 | 17123571.4488 | 17953182.5273 | 18643233.191
Scenario 2: High TRC | SCE | Res | WholeBlg | Res - Multi Family | Participant Cost Test | Energy Efficiency | 0 | 0 | 0 | 0 | 0 | 0 | 0 | 0 | 0 | 0 | 0 | 0 | 0
Scenario 2: High TRC | SCE | Res | WholeBlg | Res - Multi Family | Program Administrator Cost Test | Energy Efficiency | 0 | 0 | 0 | 0 | 0 | 0 | 0 | 0 | 0 | 0 | 0 | 0 | 0
Scenario 2: High TRC | SCE | Res | WholeBlg | Res - Multi Family | Rate Impact Measure Test | Energy Efficiency | 0 | 0 | 0 | 0 | 0 | 0 | 0 | 0 | 0 | 0 | 0 | 0 | 0
Scenario 2: High TRC | SCE | Res | WholeBlg | Res - Multi Family | Total Resource Cost Test | Energy Efficiency | 0 | 0 | 0 | 0 | 0 | 0 | 0 | 0 | 0 | 0 | 0 | 0 | 0
Scenario 2: High TRC | SCE | Res | WholeBlg | Res - Single Family | Participant Cost Test | Energy Efficiency | 0 | 0 | 0 | 0 | 0 | 0 | 0 | 0 | 512919.4169 | 473446.6637 | 438646.3225 | 410079.0344 | 383194.9519
Scenario 2: High TRC | SCE | Res | WholeBlg | Res - Single Family | Program Administrator Cost Test | Energy Efficiency | 0 | 0 | 0 | 0 | 0 | 0 | 0 | 0 | 152778.3405 | 138859.7519 | 126689.8694 | 116639.7962 | 107344.7471
Scenario 2: High TRC | SCE | Res | WholeBlg | Res - Single Family | Rate Impact Measure Test | Energy Efficiency | 0 | 0 | 0 | 0 | 0 | 0 | 0 | 0 | 514222.584 | 410476.3026 | 319013.0974 | 238853.489 | 165644.963
Scenario 2: High TRC | SCE | Res | WholeBlg | Res - Single Family | Total Resource Cost Test | Energy Efficiency | 0 | 0 | 0 | 0 | 0 | 0 | 0 | 0 | 601041.8032 | 553796.3918 | 512189.8306 | 478007.8988 | 445914.6734
Scenario 2: High TRC | SCG | Ag | WholeBlg | Ag - Dairies, fishing, hunting | Participant Cost Test | Energy Efficiency | 22738.1299 | 22738.1299 | 22738.1299 | 22738.1299 | 22738.1299 | 22738.1299 | 22738.1299 | 22738.1299 | 22738.1299 | 22738.1299 | 22738.1299 | 22738.1299 | 22738.1299
Scenario 2: High TRC | SCG | Ag | WholeBlg | Ag - Dairies, fishing, hunting | Program Administrator Cost Test | Energy Efficiency | 22738.1299 | 22738.1299 | 22738.1299 | 22738.1299 | 22738.1299 | 22738.1299 | 22738.1299 | 22738.1299 | 22738.1299 | 22738.1299 | 22738.1299 | 22738.1299 | 22738.1299
Scenario 2: High TRC | SCG | Ag | WholeBlg | Ag - Dairies, fishing, hunting | Rate Impact Measure Test | Energy Efficiency | 22738.1299 | 22738.1299 | 22738.1299 | 22738.1299 | 22738.1299 | 22738.1299 | 22738.1299 | 22738.1299 | 22738.1299 | 22738.1299 | 22738.1299 | 22738.1299 | 22738.1299
Scenario 2: High TRC | SCG | Ag | WholeBlg | Ag - Dairies, fishing, hunting | Total Resource Cost Test | Energy Efficiency | 22738.1299 | 22738.1299 | 22738.1299 | 22738.1299 | 22738.1299 | 22738.1299 | 22738.1299 | 22738.1299 | 22738.1299 | 22738.1299 | 22738.1299 | 22738.1299 | 22738.1299
Scenario 2: High TRC | SCG | Ag | WholeBlg | Ag - Irrigated Agriculture, vineyards, forestry and greenhouses | Participant Cost Test | Energy Efficiency | 97545.637 | 97545.637 | 97545.637 | 97545.637 | 97545.637 | 97545.637 | 97545.637 | 97545.637 | 97545.637 | 97545.637 | 97545.637 | 97545.637 | 97545.637
Scenario 2: High TRC | SCG | Ag | WholeBlg | Ag - Irrigated Agriculture, vineyards, forestry and greenhouses | Program Administrator Cost Test | Energy Efficiency | 97545.637 | 97545.637 | 97545.637 | 97545.637 | 97545.637 | 97545.637 | 97545.637 | 97545.637 | 97545.637 | 97545.637 | 97545.637 | 97545.637 | 97545.637
Scenario 2: High TRC | SCG | Ag | WholeBlg | Ag - Irrigated Agriculture, vineyards, forestry and greenhouses | Rate Impact Measure Test | Energy Efficiency | 97545.637 | 97545.637 | 97545.637 | 97545.637 | 97545.637 | 97545.637 | 97545.637 | 97545.637 | 97545.637 | 97545.637 | 97545.637 | 97545.637 | 97545.637
Scenario 2: High TRC | SCG | Ag | WholeBlg | Ag - Irrigated Agriculture, vineyards, forestry and greenhouses | Total Resource Cost Test | Energy Efficiency | 97545.637 | 97545.637 | 97545.637 | 97545.637 | 97545.637 | 97545.637 | 97545.637 | 97545.637 | 97545.637 | 97545.637 | 97545.637 | 97545.637 | 97545.637
Scenario 2: High TRC | SCG | Ag | WholeBlg | Ag - Water pumping | Participant Cost Test | Energy Efficiency | 32037.0758 | 32037.0758 | 32037.0758 | 32037.0758 | 32037.0758 | 32037.0758 | 32037.0758 | 32037.0758 | 32037.0758 | 32037.0758 | 32037.0758 | 32037.0758 | 32037.0758
Scenario 2: High TRC | SCG | Ag | WholeBlg | Ag - Water pumping | Program Administrator Cost Test | Energy Efficiency | 32037.0758 | 32037.0758 | 32037.0758 | 32037.0758 | 32037.0758 | 32037.0758 | 32037.0758 | 32037.0758 | 32037.0758 | 32037.0758 | 32037.0758 | 32037.0758 | 32037.0758
Scenario 2: High TRC | SCG | Ag | WholeBlg | Ag - Water pumping | Rate Impact Measure Test | Energy Efficiency | 32037.0758 | 32037.0758 | 32037.0758 | 32037.0758 | 32037.0758 | 32037.0758 | 32037.0758 | 32037.0758 | 32037.0758 | 32037.0758 | 32037.0758 | 32037.0758 | 32037.0758
Scenario 2: High TRC | SCG | Ag | WholeBlg | Ag - Water pumping | Total Resource Cost Test | Energy Efficiency | 32037.0758 | 32037.0758 | 32037.0758 | 32037.0758 | 32037.0758 | 32037.0758 | 32037.0758 | 32037.0758 | 32037.0758 | 32037.0758 | 32037.0758 | 32037.0758 | 32037.0758
Scenario 2: High TRC | SCG | Com | AppPlug | Com - Health | Participant Cost Test | Energy Efficiency | 1735243.8758 | 1964015.5606 | 2190460.5379 | 2362763.9415 | 2534724.6461 | 2683721.0247 | 2818338.8547 | 2908800.4802 | 2960796.6153 | 2961507.2699 | 2917778.2723 | 2860767.3656 | 2773531.3071
Scenario 2: High TRC | SCG | Com | AppPlug | Com - Health | Program Administrator Cost Test | Energy Efficiency | 2374539.0724 | 2652297.6226 | 2920529.2128 | 3114009.781 | 3302002.7085 | 3456496.6339 | 3588699.5924 | 3663206.0638 | 3688397.9635 | 3629480.5404 | 3516093.222 | 3388666.6382 | 3229270.122
Scenario 2: High TRC | SCG | Com | AppPlug | Com - Health | Rate Impact Measure Test | Energy Efficiency | 7001003.4608 | 7937442.5498 | 8849612.9017 | 9433824.6144 | 9867804.6128 | 10193487.504 | 10470487.6847 | 10562902.225 | 10513507.8917 | 10263106.2122 | 9350992.0115 | 7331400.8741 | 5201880.3189
Scenario 2: High TRC | SCG | Com | AppPlug | Com - Health | Total Resource Cost Test | Energy Efficiency | 3039164.4179 | 3404303.0523 | 3759099.0573 | 4018863.3728 | 4272990.6194 | 4484935.1746 | 4669067.8616 | 4778757.1914 | 4824461.4544 | 4782371.0339 | 4669830.9002 | 4536711.9006 | 4358158.3005
Scenario 2: High TRC | SCG | Com | AppPlug | Com - Lodging | Participant Cost Test | Energy Efficiency | 1371948.4147 | 1539908.2878 | 1709093.5401 | 1843842.6162 | 1957610.7317 | 2062679.3526 | 2153678.7557 | 2225818.3825 | 2272966.8338 | 2294004.8064 | 2290419.9419 | 2259893.5972 | 2204948.5891
Scenario 2: High TRC | SCG | Com | AppPlug | Com - Lodging | Program Administrator Cost Test | Energy Efficiency | 1730024.0409 | 1918133.4614 | 2102855.6598 | 2245599.8096 | 2352130.7765 | 2445486.2668 | 2519906.7367 | 2570610.4821 | 2591429.1825 | 2565631.9969 | 2511094.7017 | 2429008.9319 | 2323924.9537
Scenario 2: High TRC | SCG | Com | AppPlug | Com - Lodging | Rate Impact Measure Test | Energy Efficiency | 5427643.6962 | 6115106.3523 | 6803173.1836 | 7223014.6648 | 7384934.8896 | 7500306.4662 | 7547578.6653 | 7513308.5506 | 7376792.1228 | 7122616.6057 | 6475787.6461 | 5120389.9759 | 3676635.0081
Scenario 2: High TRC | SCG | Com | AppPlug | Com - Lodging | Total Resource Cost Test | Energy Efficiency | 2268409.9511 | 2523524.4652 | 2775983.9961 | 2973298.8673 | 3127121.5809 | 3264483.7804 | 3377459.0669 | 3459301.8895 | 3501373.7854 | 3498892.4303 | 3458964.6945 | 3379700.4497 | 3266115.4256
Scenario 2: High TRC | SCG | Com | AppPlug | Com - Other | Participant Cost Test | Energy Efficiency | 4150.8584 | 4905.9434 | 5731.633 | 6604.1885 | 60027.6757 | 71666.9917 | 58880.9133 | 53195.6464 | 47096.88 | 41140.0505 | 35613.3897 | 30665.6097 | 26453.7821
Scenario 2: High TRC | SCG | Com | AppPlug | Com - Other | Program Administrator Cost Test | Energy Efficiency | 6272.8283 | 7316.6484 | 8436.6525 | 9595.1458 | 86091.9236 | 101472.2993 | 82311.2524 | 73427.0759 | 64195.8711 | 55380.1528 | 47349.6499 | 40272.5525 | 34319.3906
Scenario 2: High TRC | SCG | Com | AppPlug | Com - Other | Rate Impact Measure Test | Energy Efficiency | 19778.5993 | 23266.5779 | 27051.6123 | 31022.4252 | 157228.5564 | 219516.3057 | 170951.564 | 157604.3382 | 143410.0167 | 122601.1003 | 101522.8905 | 80321.8286 | 53811.9477
Scenario 2: High TRC | SCG | Com | AppPlug | Com - Other | Total Resource Cost Test | Energy Efficiency | 7725.6287 | 9033.7286 | 10442.724 | 11906.6118 | 107101.6101 | 126555.7464 | 102919.5721 | 92045.5521 | 80679.7791 | 69779.1704 | 59814.3363 | 51005.5159 | 43578.2144
Scenario 2: High TRC | SCG | Com | BldgEnv | Com - College | Participant Cost Test | Energy Efficiency | 23236.1228 | 23532.592 | 22975.5985 | 21584.4823 | 19466.8828 | 16858.3835 | 14050.3671 | 11098.5296 | 8284.4002 | 5724.1035 | 3492.8178 | 1634.9228 | 1352.845
Scenario 2: High TRC | SCG | Com | BldgEnv | Com - College | Program Administrator Cost Test | Energy Efficiency | 15944.0475 | 15831.904 | 15145.5779 | 13931.849 | 12293.6301 | 10403.0188 | 8432.1761 | 6480.8972 | 4685.0294 | 3105.9225 | 1774.8857 | 702.271 | 537.5173
Scenario 2: High TRC | SCG | Com | BldgEnv | Com - College | Rate Impact Measure Test | Energy Efficiency | 47172.6672 | 47399.0466 | 45900.0872 | 42753.5498 | 38204.5552 | 32778.6181 | 26950.3022 | 19830.3856 | 13178.0403 | 7898.7739 | 4000.5563 | 1392.0776 | 829.1446
Scenario 2: High TRC | SCG | Com | BldgEnv | Com - College | Total Resource Cost Test | Energy Efficiency | 25989.1595 | 26129.2242 | 25322.5803 | 23610.9774 | 21131.7561 | 18155.7011 | 14990.8833 | 11736.9792 | 8673.9838 | 5920.371 | 3548.1639 | 1595.4736 | 1297.6892
Scenario 2: High TRC | SCG | Com | BldgEnv | Com - Grocery | Participant Cost Test | Energy Efficiency | 22254.192 | 14903.9502 | 7449.8684 | 2400.2462 | 2465.8757 | 2534.5987 | 2596.5471 | 2668.7608 | 2732.4945 | 2788.9042 | 2851.0564 | 2906.8377 | 2964.6685
Scenario 2: High TRC | SCG | Com | BldgEnv | Com - Grocery | Program Administrator Cost Test | Energy Efficiency | 12233.6562 | 7829.0145 | 3537.0089 | 719.4343 | 741.0653 | 763.1355 | 781.6411 | 803.1819 | 820.5882 | 834.4808 | 849.7428 | 861.9732 | 874.267
Scenario 2: High TRC | SCG | Com | BldgEnv | Com - Grocery | Rate Impact Measure Test | Energy Efficiency | 37147.018 | 24473.9425 | 11785.0966 | 3257.8463 | 3254.1693 | 3220.4638 | 3135.9984 | 2989.1039 | 2766.3264 | 2490.4096 | 2173.5325 | 1800.013 | 1372.1419
Scenario 2: High TRC | SCG | Com | BldgEnv | Com - Grocery | Total Resource Cost Test | Energy Efficiency | 23050.0664 | 15226.6309 | 7398.5771 | 2150.8548 | 2211.3891 | 2274.2324 | 2329.7841 | 2394.4191 | 2450.216 | 2498.4122 | 2551.4225 | 2597.8429 | 2645.633
Scenario 2: High TRC | SCG | Com | BldgEnv | Com - Health | Participant Cost Test | Energy Efficiency | 33121.3063 | 30088.6463 | 25865.2048 | 20854.6344 | 15612.953 | 10505.9944 | 5873.278 | 3163.2885 | 3209.1606 | 3216.5975 | 3209.1804 | 3290.4124 | 3385.9082
Scenario 2: High TRC | SCG | Com | BldgEnv | Com - Health | Program Administrator Cost Test | Energy Efficiency | 15775.0724 | 14019.1704 | 11763.9313 | 9225.8911 | 6677.6717 | 4285.3671 | 2191.8325 | 1001.047 | 1011.9825 | 1005.6296 | 993.2638 | 1019.6489 | 1051.6643
Scenario 2: High TRC | SCG | Com | BldgEnv | Com - Health | Rate Impact Measure Test | Energy Efficiency | 48831.0631 | 44045.6548 | 37563.8751 | 29961.1736 | 22143.0843 | 14592.7415 | 7788.9481 | 3648.6254 | 3341.814 | 2941.1753 | 2492.5477 | 2095.1108 | 1632.4268
Scenario 2: High TRC | SCG | Com | BldgEnv | Com - Health | Total Resource Cost Test | Energy Efficiency | 32773.9336 | 29586.4829 | 25262.526 | 20215.0897 | 15000.0316 | 9973.543 | 5460.7045 | 2840.9937 | 2879.5525 | 2880.192 | 2866.6046 | 2939.485 | 3025.7855
Scenario 2: High TRC | SCG | Com | BldgEnv | Com - Lodging | Participant Cost Test | Energy Efficiency | 914.3316 | 1129.0833 | 1391.4156 | 1710.8514 | 2098.4986 | 2566.686 | 3128.8861 | 3799.1729 | 8394.5205 | 10088.8389 | 12043.2671 | 14260.4419 | 16723.6293
Scenario 2: High TRC | SCG | Com | BldgEnv | Com - Lodging | Program Administrator Cost Test | Energy Efficiency | 261.5314 | 317.0562 | 383.5397 | 462.8834 | 557.2419 | 668.9 | 800.2346 | 953.5533 | 1965.6726 | 2317.3422 | 2713.1109 | 3150.4945 | 3623.2189
Scenario 2: High TRC | SCG | Com | BldgEnv | Com - Lodging | Rate Impact Measure Test | Energy Efficiency | 864.0475 | 1058.2752 | 1292.5272 | 1574.5559 | 1914.4788 | 2323.649 | 2813.6094 | 3190.2195 | 5985.3464 | 6283.4973 | 6360.5811 | 6112.5987 | 5408.5587
Scenario 2: High TRC | SCG | Com | BldgEnv | Com - Lodging | Total Resource Cost Test | Energy Efficiency | 798.0134 | 981.8085 | 1205.4975 | 1476.8854 | 1805.0395 | 2199.9545 | 2672.478 | 3233.8352 | 7058.7902 | 8456.04 | 10061.8783 | 11876.6665 | 13884.8294
Scenario 2: High TRC | SCG | Com | BldgEnv | Com - Office (Large) | Participant Cost Test | Energy Efficiency | 13444.8493 | 13686.8897 | 13875.2795 | 14070.3202 | 14304.2589 | 14539.9145 | 14713.4176 | 14878.5517 | 14949.4957 | 14982.6732 | 15046.5108 | 15062.6133 | 15090.8759
Scenario 2: High TRC | SCG | Com | BldgEnv | Com - Office (Large) | Program Administrator Cost Test | Energy Efficiency | 3122.0592 | 3196.2849 | 3249.433 | 3287.9268 | 3334.7101 | 3377.9424 | 3398.4147 | 3413.2484 | 3397.7049 | 3369.7269 | 3349.1409 | 3314.0446 | 3281.3992
Scenario 2: High TRC | SCG | Com | BldgEnv | Com - Office (Large) | Rate Impact Measure Test | Energy Efficiency | 14948.8835 | 14971.4539 | 14789.7417 | 14493.554 | 14144.2712 | 13679.2308 | 13015.4741 | 12110.0123 | 10934.7771 | 9624.8239 | 8231.1769 | 6690.9109 | 5033.252
Scenario 2: High TRC | SCG | Com | BldgEnv | Com - Office (Large) | Total Resource Cost Test | Energy Efficiency | 11281.5296 | 11491.5616 | 11651.0928 | 11810.3855 | 12001.9195 | 12192.5387 | 12326.0843 | 12450.4262 | 12490.7745 | 12497.277 | 12529.6493 | 12519.9599 | 12520.2446
Scenario 2: High TRC | SCG | Com | BldgEnv | Com - Office (Small) | Participant Cost Test | Energy Efficiency | 12095.7751 | 8229.3567 | 4389.6807 | 2203.5555 | 898.402 | 14386.4878 | 2248.2776 | 2294.4993 | 2337.7847 | 2377.3609 | 2417.7741 | 2455.2146 | 2493.3603
Scenario 2: High TRC | SCG | Com | BldgEnv | Com - Office (Small) | Program Administrator Cost Test | Energy Efficiency | 3154.2148 | 2089.7771 | 1073.0701 | 511.0476 | 97.4394 | 4250.4909 | 511.7497 | 520.5525 | 527.783 | 533.3197 | 538.5166 | 542.3411 | 545.854
Scenario 2: High TRC | SCG | Com | BldgEnv | Com - Office (Small) | Rate Impact Measure Test | Energy Efficiency | 10476.135 | 7246.238 | 4065.2227 | 2244.5677 | 345.7956 | 17539.3541 | 1957.3284 | 1845.5521 | 1697.5924 | 1522.6521 | 1323.1055 | 1094.7495 | 837.1913
Scenario 2: High TRC | SCG | Com | BldgEnv | Com - Office (Small) | Total Resource Cost Test | Energy Efficiency | 10373.742 | 7022.1282 | 3718.0676 | 1847.3537 | 687.1917 | 12604.2251 | 1879.0196 | 1916.605 | 1951.2046 | 1982.1987 | 2013.5766 | 2042.0559 | 2070.8434
Scenario 2: High TRC | SCG | Com | BldgEnv | Com - Other | Participant Cost Test | Energy Efficiency | 63636.9831 | 57617.3507 | 49183.0431 | 39220.3827 | 26160.6228 | 21111.4066 | 9095.3677 | 4811.2426 | 4945.3699 | 5095.4445 | 5250.9488 | 5397.715 | 5555.3798
Scenario 2: High TRC | SCG | Com | BldgEnv | Com - Other | Program Administrator Cost Test | Energy Efficiency | 36390.3978 | 32299.6637 | 27016.0461 | 21096.3287 | 13498.9758 | 11131.7774 | 4524.4887 | 2325.4337 | 2380.565 | 2442.0631 | 2503.5967 | 2557.2754 | 2614.1904
Scenario 2: High TRC | SCG | Com | BldgEnv | Com - Other | Rate Impact Measure Test | Energy Efficiency | 109669.3215 | 98770.1246 | 83912.7119 | 66665.8059 | 41808.8488 | 38044.7965 | 15554.4512 | 7986.6659 | 7430.087 | 6779.4558 | 5996.7548 | 5052.1077 | 3950.1065
Scenario 2: High TRC | SCG | Com | BldgEnv | Com - Other | Total Resource Cost Test | Energy Efficiency | 66737.4604 | 60038.0021 | 50922.2179 | 40349.1374 | 26527.7099 | 21674.3993 | 9184.7812 | 4849.4167 | 4977.6675 | 5120.9782 | 5267.9163 | 5403.5201 | 5548.6381
Scenario 2: High TRC | SCG | Com | BldgEnv | Com - Refrig. Warehouse | Participant Cost Test | Energy Efficiency | 1414.35 | 174.1235 | 42.046 | 1595.9917 | 1752.555 | 2032.174 | 2330.6449 | 2635.4791 | 5202.5228 | 5701.3583 | 6120.3398 | 6426.3608 | 6584.5498
Scenario 2: High TRC | SCG | Com | BldgEnv | Com - Refrig. Warehouse | Program Administrator Cost Test | Energy Efficiency | 704.9794 | 78.6425 | 25.7242 | 756.8851 | 492.621 | 557.431 | 624.6563 | 690.4774 | 1243.0369 | 1334.5842 | 1404.0523 | 1445.9926 | 1454.0135
Scenario 2: High TRC | SCG | Com | BldgEnv | Com - Refrig. Warehouse | Rate Impact Measure Test | Energy Efficiency | 3383.6562 | 365.9049 | 85.7338 | 3252.0102 | 1667.8503 | 1880.5007 | 2104.5518 | 2206.4369 | 3606.4752 | 3459.8954 | 3161.734 | 2713.2525 | 2122.4853
Scenario 2: High TRC | SCG | Com | BldgEnv | Com - Refrig. Warehouse | Total Resource Cost Test | Energy Efficiency | 1417.1109 | 169.3532 | 45.7246 | 1574.1607 | 1525.608 | 1760.5685 | 2010.1545 | 2263.3096 | 4394.6812 | 4799.1322 | 5134.3372 | 5373.8244 | 5489.2829
Scenario 2: High TRC | SCG | Com | BldgEnv | Com - Restaurant | Participant Cost Test | Energy Efficiency | 2867.9498 | 2918.3012 | 2974.5385 | 3039.9242 | 3112.4833 | 3173.4707 | 3228.9114 | 3291.5446 | 3352.8323 | 3409.1211 | 3468.5214 | 3523.0918 | 3580.8481
Scenario 2: High TRC | SCG | Com | BldgEnv | Com - Restaurant | Program Administrator Cost Test | Energy Efficiency | 1065.3572 | 1099.8392 | 1134.9439 | 1172.0736 | 1211.4766 | 1241.9562 | 1267.4012 | 1295.1169 | 1320.3873 | 1341.5245 | 1362.9732 | 1380.7771 | 1399.0241
Scenario 2: High TRC | SCG | Com | BldgEnv | Com - Restaurant | Rate Impact Measure Test | Energy Efficiency | 4554.6977 | 4670.8026 | 4752.7059 | 4803.2417 | 4821.9448 | 4758.5267 | 4629.3967 | 4400.2435 | 4078.3212 | 3687.2358 | 3234.6995 | 2706.2716 | 2102.3498
Scenario 2: High TRC | SCG | Com | BldgEnv | Com - Restaurant | Total Resource Cost Test | Energy Efficiency | 2673.7484 | 2731.1455 | 2792.9138 | 2862.2118 | 2937.8559 | 2999.5989 | 3054.1479 | 3115.0601 | 3173.3819 | 3225.4928 | 3279.8818 | 3328.5041 | 3379.5472
Scenario 2: High TRC | SCG | Com | BldgEnv | Com - Retail | Participant Cost Test | Energy Efficiency | 113926.2366 | 98329.6589 | 78829.3382 | 8024.8484 | 40707.0481 | 31594.8588 | 8971.1932 | 9291.1827 | 9575.5566 | 9843.6591 | 10120.4854 | 10361.0399 | 10603.5827
Scenario 2: High TRC | SCG | Com | BldgEnv | Com - Retail | Program Administrator Cost Test | Energy Efficiency | 108083.7689 | 91823.103 | 72143.357 | 4090.3187 | 36279.9517 | 23861.4139 | 4520.6922 | 4655.8561 | 4763.2037 | 4857.1006 | 4953.5207 | 5030.8118 | 5102.7328
Scenario 2: High TRC | SCG | Com | BldgEnv | Com - Retail | Rate Impact Measure Test | Energy Efficiency | 340987.4365 | 292355.7982 | 232188.2532 | 19003.2869 | 114966.1587 | 86219.6035 | 18400.4075 | 17560.4098 | 16275.7507 | 14693.9821 | 12840.5546 | 10635.8034 | 8085.9156
Scenario 2: High TRC | SCG | Com | BldgEnv | Com - Retail | Total Resource Cost Test | Energy Efficiency | 149495.2565 | 127817.1711 | 101340.6101 | 8454.4024 | 51340.4774 | 37694.1279 | 9416.1416 | 9733.7228 | 10006.2704 | 10257.6025 | 10516.591 | 10736.4756 | 10955.8708
Scenario 2: High TRC | SCG | Com | BldgEnv | Com - School | Participant Cost Test | Energy Efficiency | 3121.7573 | 3182.8488 | 3248.2588 | 3307.9114 | 3338.5743 | 3391.1193 | 3422.9352 | 3453.3408 | 3489.3476 | 3531.4764 | 3564.1509 | 3610.4753 | 3642.0849
Scenario 2: High TRC | SCG | Com | BldgEnv | Com - School | Program Administrator Cost Test | Energy Efficiency | 701.0041 | 720.8545 | 741.211 | 755.6739 | 759.8878 | 770.1449 | 773.1947 | 775.1489 | 778.0807 | 782.1017 | 782.7876 | 786.6466 | 785.8795
Scenario 2: High TRC | SCG | Com | BldgEnv | Com - School | Rate Impact Measure Test | Energy Efficiency | 3323.7174 | 3350.2236 | 3354.6537 | 3317.4825 | 3212.3204 | 3112.1427 | 2958.6127 | 2749.0748 | 2503.2425 | 2233.311 | 1923.4623 | 1587.9953 | 1205.3501
Scenario 2: High TRC | SCG | Com | BldgEnv | Com - School | Total Resource Cost Test | Energy Efficiency | 2605.1187 | 2658.9308 | 2715.9697 | 2766.3054 | 2790.2548 | 2833.1241 | 2857.1871 | 2879.6134 | 2906.5534 | 2938.4286 | 2961.6985 | 2996.4149 | 3018.0741
Scenario 2: High TRC | SCG | Com | BldgEnv | Com - Warehouse | Participant Cost Test | Energy Efficiency | 58649.9791 | 68220.2964 | 77950.0322 | 87439.7933 | 96103.0045 | 103201.3813 | 108073.0378 | 110234.2045 | 196178.1693 | 188581.7464 | 175959.2883 | 159334.7135 | 140123.3546
Scenario 2: High TRC | SCG | Com | BldgEnv | Com - Warehouse | Program Administrator Cost Test | Energy Efficiency | 16507.6992 | 18881.7517 | 21202.367 | 23363.3103 | 25219.1674 | 26591.4081 | 27337.0972 | 27372.3573 | 45474.9658 | 42894.6498 | 39273.6641 | 34897.9648 | 30126.3231
Scenario 2: High TRC | SCG | Com | BldgEnv | Com - Warehouse | Rate Impact Measure Test | Energy Efficiency | 53425.1389 | 61517.7569 | 69506.4203 | 77114.4947 | 83880.5536 | 89195.0392 | 92524.382 | 88187.9335 | 133103.8693 | 112180.9104 | 89193.2573 | 65987.3863 | 44228.4496
Scenario 2: High TRC | SCG | Com | BldgEnv | Com - Warehouse | Total Resource Cost Test | Energy Efficiency | 51079.401 | 59215.1659 | 67428.7093 | 75376.9897 | 82560.6257 | 88354.6327 | 92209.4335 | 93735.9253 | 164835.5231 | 157949.2278 | 146917.4484 | 132629.7161 | 116292.4504
Scenario 2: High TRC | SCG | Com | FoodServ | Com - College | Participant Cost Test | Energy Efficiency | 167173.371 | 178124.3687 | 189620.4502 | 201353.4348 | 212293.7587 | 224036.6368 | 235337.5968 | 245720.4478 | 255948.0624 | 265620.045 | 337567.852 | 369464.0345 | 386213.6041
Scenario 2: High TRC | SCG | Com | FoodServ | Com - College | Program Administrator Cost Test | Energy Efficiency | 116092.3671 | 121719.7602 | 127501.7291 | 133237.9548 | 138307.1478 | 143688.8066 | 148666.6554 | 152973.6821 | 157054.4791 | 160675.7686 | 174308.9881 | 181650.5974 | 185513.5884
Scenario 2: High TRC | SCG | Com | FoodServ | Com - College | Rate Impact Measure Test | Energy Efficiency | 448580.5298 | 474082.9776 | 481629.7337 | 483699.644 | 479132.1597 | 471805.4046 | 458501.0819 | 438003.4041 | 411549.2812 | 378249.969 | 353501.5868 | 311161.2703 | 254579.9046
Scenario 2: High TRC | SCG | Com | FoodServ | Com - College | Total Resource Cost Test | Energy Efficiency | 183292.7022 | 193950.8008 | 205048.7169 | 216258.3726 | 226515.647 | 237478.3241 | 247877.126 | 257235.7039 | 266334.7813 | 274779.4039 | 312892.2644 | 332453.1677 | 343574.0696
Scenario 2: High TRC | SCG | Com | FoodServ | Com - Grocery | Participant Cost Test | Energy Efficiency | 1259909.0066 | 1351394.0425 | 1441474.2333 | 1533980.2022 | 1628550.2452 | 1723079.6986 | 1815699.738 | 1911001.6313 | 2002107.0814 | 2091045.6662 | 3633378.9939 | 4313392.1592 | 4592815.6826
Scenario 2: High TRC | SCG | Com | FoodServ | Com - Grocery | Program Administrator Cost Test | Energy Efficiency | 960750.3585 | 1016595.6723 | 1070145.403 | 1124090.4596 | 1178160.9624 | 1231149.8568 | 1281806.4561 | 1333062.1786 | 1379850.4199 | 1423939.1314 | 1704411.8599 | 1835211.9937 | 1893718.4153
Scenario 2: High TRC | SCG | Com | FoodServ | Com - Grocery | Rate Impact Measure Test | Energy Efficiency | 3257936.0242 | 3465505.9761 | 3562133.3432 | 3591122.5823 | 3591141.8139 | 3556116.7494 | 3479337.0235 | 3367053.0059 | 3203789.606 | 2991206.8371 | 3079302.7409 | 2846760.9434 | 2436677.8852
Scenario 2: High TRC | SCG | Com | FoodServ | Com - Grocery | Total Resource Cost Test | Energy Efficiency | 1380722.5922 | 1470241.0753 | 1557138.57 | 1645492.3338 | 1734904.8096 | 1823243.8068 | 1908594.4524 | 1995677.7659 | 2077468.7291 | 2156130.7584 | 2928769.7543 | 3282205.1127 | 3438703.1409
Scenario 2: High TRC | SCG | Com | FoodServ | Com - Health | Participant Cost Test | Energy Efficiency | 402600.3912 | 432877.5104 | 464369.4112 | 493184.0596 | 523962.2967 | 553434.643 | 585257.6846 | 614643.5321 | 643434.6298 | 669235.235 | 1005071.8505 | 1145634.1521 | 1218531.1426
Scenario 2: High TRC | SCG | Com | FoodServ | Com - Health | Program Administrator Cost Test | Energy Efficiency | 306554.0715 | 324801.7244 | 343399.7246 | 359727.4081 | 376944.3611 | 392937.5953 | 410050.6381 | 425219.7511 | 439549.9378 | 451612.1526 | 513405.1099 | 544155.9936 | 562066.6689
Scenario 2: High TRC | SCG | Com | FoodServ | Com - Health | Rate Impact Measure Test | Energy Efficiency | 1145759.0521 | 1221975.1882 | 1256133.2972 | 1261843.1509 | 1260803.8906 | 1243810.2101 | 1218313.5916 | 1172293.478 | 1109364.8824 | 1024953.48 | 996571.6889 | 896453.0504 | 751730.9287
Scenario 2: High TRC | SCG | Com | FoodServ | Com - Health | Total Resource Cost Test | Energy Efficiency | 452170.3253 | 482539.5939 | 513822.2382 | 541875.1144 | 571657.613 | 599738.9439 | 629934.8189 | 657269.2652 | 683681.6975 | 706758.5002 | 877070.2946 | 955928.4762 | 1001114.5244
Scenario 2: High TRC | SCG | Com | FoodServ | Com - Lodging | Participant Cost Test | Energy Efficiency | 342091.1713 | 368340.1184 | 395234.8898 | 421967.3519 | 449518.7546 | 477440.824 | 505615.0653 | 533953.7923 | 561287.7189 | 588174.9904 | 985761.2548 | 1167736.5747 | 1242896.4391
Scenario 2: High TRC | SCG | Com | FoodServ | Com - Lodging | Program Administrator Cost Test | Energy Efficiency | 263882.0538 | 280077.8582 | 296296.4466 | 311977.6074 | 327858.4706 | 343635.6991 | 359221.6913 | 374555.1971 | 388736.0968 | 402166.9169 | 475838.8919 | 511705.0125 | 528316.5492
Scenario 2: High TRC | SCG | Com | FoodServ | Com - Lodging | Rate Impact Measure Test | Energy Efficiency | 988140.9321 | 1051083.2131 | 1081303.9361 | 1090461.0595 | 1091088.5596 | 1081135.0716 | 1059147.486 | 1023969.6472 | 972396.0511 | 904748.0765 | 910105.1437 | 830107.6827 | 699233.0397
Scenario 2: High TRC | SCG | Com | FoodServ | Com - Lodging | Total Resource Cost Test | Energy Efficiency | 381234.3435 | 407375.886 | 433858.259 | 459821.1053 | 486332.9184 | 512920.3408 | 539458.482 | 565858.6782 | 590915.2846 | 615205.2831 | 816492.4261 | 912687.2041 | 956354.0784
Scenario 2: High TRC | SCG | Com | FoodServ | Com - Other | Participant Cost Test | Energy Efficiency | 1710619.8764 | 1848321.7092 | 1988166.0826 | 2129231.5069 | 1858807.2277 | 2823260.4088 | 2563108.9943 | 2712042.2945 | 2859589.2366 | 3011925.7685 | 3618390.6234 | 3963001.8906 | 4186655.7639
Scenario 2: High TRC | SCG | Com | FoodServ | Com - Other | Program Administrator Cost Test | Energy Efficiency | 1225949.1886 | 1300693.1333 | 1374331.9864 | 1446276.5955 | 1264733.5999 | 1828721.12 | 1654229.8168 | 1721235.8682 | 1784851.3846 | 1848592.2577 | 1985436.4365 | 2074429.5021 | 2141033.6773
Scenario 2: High TRC | SCG | Com | FoodServ | Com - Other | Rate Impact Measure Test | Energy Efficiency | 5271991.9983 | 5600442.7344 | 5712082.381 | 5754032.8247 | 4740305.3617 | 6572047.1172 | 5520298.5543 | 5306611.5891 | 5008769.7151 | 4631863.4886 | 4271964.4033 | 3725750.3338 | 3029459.4508
Scenario 2: High TRC | SCG | Com | FoodServ | Com - Other | Total Resource Cost Test | Energy Efficiency | 1911192.2972 | 2048800.1013 | 2187005.3373 | 2324813.3774 | 2029713.083 | 3023373.9917 | 2739434.9539 | 2878714.2638 | 3014881.092 | 3154249.9003 | 3510945.8522 | 3739003.3728 | 3908505.3341
Scenario 2: High TRC | SCG | Com | FoodServ | Com - Restaurant | Participant Cost Test | Energy Efficiency | 5244327.4893 | 5665722.3861 | 6095994.7243 | 6540139.5192 | 6998925.2888 | 7451921.0174 | 7905415.5522 | 8372778.1622 | 8837550.8997 | 9299417.5928 | 15511647.0623 | 18442944.8777 | 19697465.494
Scenario 2: High TRC | SCG | Com | FoodServ | Com - Restaurant | Program Administrator Cost Test | Energy Efficiency | 4088224.5268 | 4352596.6395 | 4615692.9514 | 4881754.1562 | 5151475.1217 | 5411272.7474 | 5665452.9762 | 5922642.3683 | 6170348.4882 | 6407528.0986 | 7579396.1158 | 8177551.9194 | 8478893.7014
Scenario 2: High TRC | SCG | Com | FoodServ | Com - Restaurant | Rate Impact Measure Test | Energy Efficiency | 15610430.6928 | 16641223.4202 | 17135417.33 | 17344334.7338 | 17409843.373 | 17269219.2807 | 16923617.3278 | 16385452.5382 | 15602975.9459 | 14555291.0452 | 14618699.2286 | 13352246.1844 | 11268315.4202
Scenario 2: High TRC | SCG | Com | FoodServ | Com - Restaurant | Total Resource Cost Test | Energy Efficiency | 5873234.5763 | 6296613.1353 | 6723629.1139 | 7160004.8147 | 7606563.6543 | 8041860.6725 | 8472635.2347 | 8912766.226 | 9345310.1833 | 9769328.4001 | 12939930.0017 | 14513617.8029 | 15269476.2471
Scenario 2: High TRC | SCG | Com | FoodServ | Com - Retail | Participant Cost Test | Energy Efficiency | 4382.8601 | 4959.3252 | 5529.0978 | 6166.8875 | 0 | 16084.4672 | 8347.1264 | 9176.1072 | 9987.9625 | 10812.2135 | 11689.1784 | 12558.4785 | 13468.3506
Scenario 2: High TRC | SCG | Com | FoodServ | Com - Retail | Program Administrator Cost Test | Energy Efficiency | 1939.5141 | 2151.5813 | 2351.7398 | 2571.5848 | 0 | 6446.7549 | 3279.9808 | 3535.0261 | 3772.3403 | 4003.579 | 4243.4356 | 4469.6187 | 4699.4571
Scenario 2: High TRC | SCG | Com | FoodServ | Com - Retail | Rate Impact Measure Test | Energy Efficiency | 23194.6387 | 24743.2592 | 25794.9464 | 26668.0358 | 0 | 58241.8143 | 27168.7674 | 26408.7614 | 24865.582 | 22596.1368 | 19607.4556 | 15693.4069 | 10844.0603
Scenario 2: High TRC | SCG | Com | FoodServ | Com - Retail | Total Resource Cost Test | Energy Efficiency | 3913.4191 | 4409.3829 | 4895.471 | 5437.7523 | 0 | 14069.2105 | 7272.7031 | 7964.1616 | 8635.9035 | 9313.6741 | 10032.1009 | 10739.2022 | 11476.2972
Scenario 2: High TRC | SCG | Com | FoodServ | Com - School | Participant Cost Test | Energy Efficiency | 455323.7136 | 486368.9928 | 518066.0749 | 549703.0084 | 579216.3426 | 609825.8792 | 638833.2931 | 667713.5687 | 696913.3571 | 726679.0741 | 885770.8147 | 972516.7576 | 1017462.0361
Scenario 2: High TRC | SCG | Com | FoodServ | Com - School | Program Administrator Cost Test | Energy Efficiency | 293326.3072 | 306892.2803 | 320244.9975 | 332987.4436 | 344017.8923 | 355161.0758 | 364974.2957 | 374253.7075 | 383204.5771 | 392007.3264 | 421275.7345 | 437966.611 | 446327.3704
Scenario 2: High TRC | SCG | Com | FoodServ | Com - School | Rate Impact Measure Test | Energy Efficiency | 1229635.732 | 1285972.6926 | 1298447.1233 | 1295067.0977 | 1274659.9233 | 1244765.3534 | 1198329.7871 | 1137943.1879 | 1063291.0683 | 973624.8073 | 896943.4336 | 779661.3297 | 628248.8478
Scenario 2: High TRC | SCG | Com | FoodServ | Com - School | Total Resource Cost Test | Energy Efficiency | 483853.7223 | 512785.1152 | 541999.8982 | 570781.2975 | 597079.7401 | 624148.1456 | 649313.643 | 674059.5342 | 698828.7125 | 723872.3824 | 810120.3596 | 861531.5216 | 891510.9354
Scenario 2: High TRC | SCG | Com | HVAC | Com - College | Participant Cost Test | Energy Efficiency | 833932.3777 | 856946.6976 | 882907.0841 | 910142.4076 | 933681.4381 | 481151.9979 | 293.9219 | 298.2602 | 302.4842 | 304.6652 | 308.4577 | 322.52 | 326.6464
Scenario 2: High TRC | SCG | Com | HVAC | Com - College | Program Administrator Cost Test | Energy Efficiency | 74948.2734 | 75477.212 | 76330.2354 | 77268.5752 | 77705.9984 | 5961.631 | 6138.7554 | 6195.8771 | 6241.9469 | 6230.4515 | 6252.2083 | 6508.5031 | 6520.6963
Scenario 2: High TRC | SCG | Com | HVAC | Com - College | Rate Impact Measure Test | Energy Efficiency | 306410.788 | 298740.0891 | 293420.279 | 287292.2074 | 275110.0563 | 122447.8671 | 115095.4113 | 104096.1234 | 91651.4304 | 77173.6987 | 61860.6211 | 46742.2981 | 27543.5348
Scenario 2: High TRC | SCG | Com | HVAC | Com - College | Total Resource Cost Test | Energy Efficiency | 235064.3619 | 240146.9702 | 246126.649 | 252442.987 | 257549.9106 | 102313.8722 | 6324.039 | 6384.7459 | 6434.2965 | 6424.9107 | 6449.8086 | 6715.9892 | 6731.5043
Scenario 2: High TRC | SCG | Com | HVAC | Com - Grocery | Participant Cost Test | Energy Efficiency | 106500.7931 | 111276.8156 | 114845.7855 | 121225.0938 | 125963.4677 | 130888.3288 | 135128.5625 | 140220.5365 | 143142.5488 | 147165.0668 | 151726.4977 | 156679.3452 | 160867.2769
Scenario 2: High TRC | SCG | Com | HVAC | Com - Grocery | Program Administrator Cost Test | Energy Efficiency | 15980.4885 | 16369.7198 | 16563.4634 | 17341.278 | 17653.2617 | 17967.3881 | 18167.4575 | 18461.1189 | 18331.7315 | 18477.334 | 18676.5137 | 18974.8165 | 19082.9556
Scenario 2: High TRC | SCG | Com | HVAC | Com - Grocery | Rate Impact Measure Test | Energy Efficiency | 72479.3861 | 72156.9297 | 70611.2399 | 70413.9646 | 68575.3736 | 66259.3304 | 62988.8432 | 59458.0107 | 53989.9094 | 48650.1112 | 42699.2244 | 36092.3151 | 28125.9231
Scenario 2: High TRC | SCG | Com | HVAC | Com - Grocery | Total Resource Cost Test | Energy Efficiency | 85080.7482 | 88680.4441 | 91306.3886 | 96284.4381 | 99806.8785 | 103461.2719 | 106561.2693 | 110319.1566 | 112279.3066 | 115191.0126 | 118515.2619 | 122178.8189 | 125181.6283
Scenario 2: High TRC | SCG | Com | HVAC | Com - Health | Participant Cost Test | Energy Efficiency | 2048364.3111 | 2135937.1027 | 2196756.1983 | 2153638.023 | 2126989.1379 | 1567097.1169 | 1481292.8768 | 1370123.8869 | 1245175.7449 | 1109661.833 | 973487.036 | 854809.8293 | 747537.2557
Scenario 2: High TRC | SCG | Com | HVAC | Com - Health | Program Administrator Cost Test | Energy Efficiency | 561279.9623 | 574478.4021 | 578644.9055 | 569868.1689 | 552908.3734 | 449029.5115 | 416366.9613 | 377565.8148 | 336403.8322 | 293912.6992 | 252787.3512 | 217616.8474 | 186575.2561
Scenario 2: High TRC | SCG | Com | HVAC | Com - Health | Rate Impact Measure Test | Energy Efficiency | 1562020.3299 | 1602508.5647 | 1618140.3136 | 1593753.1739 | 1545957.6547 | 1316096.3241 | 1225703.3675 | 1113799.8853 | 990763.6073 | 773860.8553 | 577935.6892 | 413932.637 | 274988.917
Scenario 2: High TRC | SCG | Com | HVAC | Com - Health | Total Resource Cost Test | Energy Efficiency | 1568330.7022 | 1629776.0015 | 1666079.6743 | 1652771.3179 | 1622607.4037 | 1392385.138 | 1311266.1156 | 1207880.1713 | 1093293.1697 | 970434.2981 | 848012.778 | 741763.46 | 646218.0931
Scenario 2: High TRC | SCG | Com | HVAC | Com - Lodging | Participant Cost Test | Energy Efficiency | 1618405.313 | 1675202.145 | 1705273.9182 | 1703905.0091 | 1675002.5745 | 1407365.7646 | 1105394.4372 | 1000803.2394 | 179848.4889 | 184503.3064 | 188381.5824 | 192088.3518 | 195857.5512
Scenario 2: High TRC | SCG | Com | HVAC | Com - Lodging | Program Administrator Cost Test | Energy Efficiency | 275098.05 | 279309.7492 | 278206.6512 | 271311.4672 | 259512.9931 | 211282.1272 | 191644.0035 | 170101.5021 | 29974.1062 | 30225.2925 | 30238.4228 | 30213.6689 | 30189.3085
Scenario 2: High TRC | SCG | Com | HVAC | Com - Lodging | Rate Impact Measure Test | Energy Efficiency | 769809.9949 | 783413.0983 | 782095.7431 | 763717.2639 | 730655.0771 | 620933.2552 | 565420.9034 | 502704.6681 | 88278.583 | 79582.035 | 69132.6668 | 57469.9237 | 44495.3174
Scenario 2: High TRC | SCG | Com | HVAC | Com - Lodging | Total Resource Cost Test | Energy Efficiency | 1138592.3829 | 1175447.058 | 1189968.4802 | 1178926.4478 | 1144913.77 | 1018057.1916 | 900058.1237 | 812649.0561 | 145645.0983 | 149068.9874 | 151792.4326 | 154370.8598 | 156993.2474
Scenario 2: High TRC | SCG | Com | HVAC | Com - Office (Large) | Participant Cost Test | Energy Efficiency | 6352183.9435 | 6477503.245 | 6586475.3637 | 6703599.3394 | 6838887.0414 | 3492371.3203 | 2674.0402 | 2690.2689 | 2686.2244 | 2677.6381 | 2681.9706 | 2678.2715 | 2681.6369
Scenario 2: High TRC | SCG | Com | HVAC | Com - Office (Large) | Program Administrator Cost Test | Energy Efficiency | 529874.4768 | 529762.171 | 528109.9894 | 526959.9411 | 527052.0024 | 229.6978 | 226.3084 | 223.2175 | 218.5117 | 213.5424 | 209.6941 | 205.2989 | 201.5263
Scenario 2: High TRC | SCG | Com | HVAC | Com - Office (Large) | Rate Impact Measure Test | Energy Efficiency | 1206445.9359 | 1181388.0294 | 1148831.0375 | 1113819.7566 | 1077886.5777 | 852.1599 | 787.8055 | 720.3515 | 643.5523 | 562.249 | 479.4136 | 390.5024 | 297.0249
Scenario 2: High TRC | SCG | Com | HVAC | Com - Office (Large) | Total Resource Cost Test | Energy Efficiency | 1748677.3619 | 1774891.5085 | 1795191.8222 | 1817580.3094 | 1844731.5669 | 699956.0567 | 2020.9519 | 2030.2754 | 2024.3434 | 2015.0584 | 2015.5553 | 2010.0698 | 2009.9397
Scenario 2: High TRC | SCG | Com | HVAC | Com - Office (Small) | Participant Cost Test | Energy Efficiency | 1327196.1081 | 1365806.6177 | 1402705.532 | 1439989.0181 | 996772.655 | 81.993 | 78.0574 | 74.3106 | 0 | 0 | 0 | 0 | 58.108
Scenario 2: High TRC | SCG | Com | HVAC | Com - Office (Small) | Program Administrator Cost Test | Energy Efficiency | 226318.9809 | 228303.2504 | 229841.0568 | 231311.0847 | 153620.4425 | 46577.8344 | 4614.7224 | 4621.4472 | 4605.0856 | 4599.4163 | 4598.9469 | 4592.7075 | 4603.4438
Scenario 2: High TRC | SCG | Com | HVAC | Com - Office (Small) | Rate Impact Measure Test | Energy Efficiency | 676869.8368 | 664105.1057 | 647246.0817 | 627747.0837 | 314103.2937 | 1214563.3066 | 109276.7816 | 97865.1387 | 85243.5634 | 71560.5612 | 56852.5156 | 40824.8019 | 23487.6306
Scenario 2: High TRC | SCG | Com | HVAC | Com - Office (Small) | Total Resource Cost Test | Energy Efficiency | 470184.4616 | 479698.5344 | 488466.4026 | 497289.0408 | 338041.9143 | 46627.0971 | 4661.7723 | 4666.3803 | 4605.0856 | 4599.4163 | 4598.9469 | 4592.7075 | 4639.102
Scenario 2: High TRC | SCG | Com | HVAC | Com - Other | Participant Cost Test | Energy Efficiency | 5069.0185 | 5104.7931 | 5020.8763 | 207788.3006 | 14592.8487 | 506571.7844 | 316968.2317 | 324508.1781 | 291306.9569 | 255399.9971 | 310883.0369 | 320543.119 | 331329.2936
Scenario 2: High TRC | SCG | Com | HVAC | Com - Other | Program Administrator Cost Test | Energy Efficiency | 142748.7186 | 145720.6034 | 148816.5589 | 169021.7413 | 9135.8034 | 343717.2797 | 189274.5357 | 191534.7113 | 186016.0022 | 185005.8708 | 190882.7823 | 192951.1517 | 195490.3544
Scenario 2: High TRC | SCG | Com | HVAC | Com - Other | Rate Impact Measure Test | Energy Efficiency | 4172271.8533 | 4092813.5027 | 3983792.3328 | 3904374.7238 | 164114.8552 | 6815978.3049 | 3319027.9305 | 3023202.75 | 2634341.4337 | 2243434.8577 | 1825380.7464 | 1341507.2154 | 802512.8207
Scenario 2: High TRC | SCG | Com | HVAC | Com - Other | Total Resource Cost Test | Energy Efficiency | 145485.9198 | 148496.824 | 151562.7455 | 307799.6583 | 18432.2027 | 683589.8185 | 400227.984 | 407901.6738 | 381892.2949 | 356833.8433 | 400344.7135 | 409122.0948 | 419132.4045
Scenario 2: High TRC | SCG | Com | HVAC | Com - Restaurant | Participant Cost Test | Energy Efficiency | 5275379.3612 | 5570127.6071 | 5825891.4329 | 6077183.0893 | 6303355.3633 | 6622100.198 | 6829703.8988 | 7045462.634 | 7264414.0302 | 7485353.3125 | 7715481.602 | 7949902.662 | 8194435.9601
Scenario 2: High TRC | SCG | Com | HVAC | Com - Restaurant | Program Administrator Cost Test | Energy Efficiency | 1404165.3716 | 1453389.1257 | 1490255.3931 | 1521441.7894 | 1547134.6767 | 1577479.2763 | 1594919.7729 | 1612936.4862 | 1630373.8985 | 1646975.0339 | 1664279.9127 | 1681203.5282 | 1698916.1163
Scenario 2: High TRC | SCG | Com | HVAC | Com - Restaurant | Rate Impact Measure Test | Energy Efficiency | 6504045.0238 | 6538860.6199 | 6481414.0142 | 6360462.3879 | 6175527.3786 | 5962850.7838 | 5653551.0537 | 5296757.1025 | 4882071.8222 | 4403804.3639 | 3858066.6296 | 3234991.465 | 2523517.8933
Scenario 2: High TRC | SCG | Com | HVAC | Com - Restaurant | Total Resource Cost Test | Energy Efficiency | 4621333.9778 | 4860156.2475 | 5063549.3461 | 5260076.2668 | 5435412.147 | 5678578.9527 | 5835427.9963 | 5998378.1276 | 6163176.153 | 6328803.6933 | 6501332.2207 | 6676605.6635 | 6859482.4664
Scenario 2: High TRC | SCG | Com | HVAC | Com - Retail | Participant Cost Test | Energy Efficiency | 1128572.3756 | 1165574.6391 | 1199635.8291 | 1235369.9329 | 970160.7006 | 821889.5486 | 1129.4909 | 1155.617 | 1177.0408 | 1197.6342 | 1221.563 | 1243.349 | 1267.7041
Scenario 2: High TRC | SCG | Com | HVAC | Com - Retail | Program Administrator Cost Test | Energy Efficiency | 102589.3321 | 103896.1384 | 104812.081 | 105840.7762 | 74812.9637 | 19149.9359 | 9187.5101 | 9326.4981 | 9410.1268 | 9476.1538 | 9562.0164 | 9618.8833 | 9687.9024
Scenario 2: High TRC | SCG | Com | HVAC | Com - Retail | Rate Impact Measure Test | Energy Efficiency | 607906.7902 | 595864.9782 | 576139.5865 | 555185.7674 | 153110.9755 | 657997.4465 | 286410.6191 | 259560.1965 | 227770.6767 | 192228.4404 | 153427.7764 | 110056.5415 | 62388.827
Scenario 2: High TRC | SCG | Com | HVAC | Com - Retail | Total Resource Cost Test | Energy Efficiency | 319574.9948 | 328180.1487 | 335833.4632 | 343930.1691 | 261637.5914 | 184493.6328 | 9920.3056 | 10078.4205 | 10178.0148 | 10259.4098 | 10362.8134 | 10435.7595 | 10522.5326
Scenario 2: High TRC | SCG | Com | HVAC | Com - School | Participant Cost Test | Energy Efficiency | 1741580.3043 | 1774498.2254 | 1809107.1964 | 1843240.3063 | 1866452.7216 | 538713.9676 | 540741.3891 | 543506.5079 | 548604.4143 | 555936.9251 | 561722.2631 | 571260.6737 | 577991.9774
Scenario 2: High TRC | SCG | Com | HVAC | Com - School | Program Administrator Cost Test | Energy Efficiency | 288694.3598 | 288279.8698 | 288380.6565 | 288158.3289 | 286074.5216 | 79831.2305 | 78550.8815 | 77395.7105 | 76581.2406 | 76074.3155 | 75349.5059 | 75116.7336 | 74500.9491
Scenario 2: High TRC | SCG | Com | HVAC | Com - School | Rate Impact Measure Test | Energy Efficiency | 1173932.21 | 1133021.7572 | 1091078.62 | 1043302.3067 | 982664.0942 | 522086.278 | 475051.8242 | 426341.5619 | 376619.9249 | 324996.8326 | 268594.344 | 209509.2177 | 144219.4474
Scenario 2: High TRC | SCG | Com | HVAC | Com - School | Total Resource Cost Test | Energy Efficiency | 851732.0609 | 860446.7207 | 871091.1227 | 880927.1167 | 883604.5766 | 435230.54 | 435715.8486 | 436808.8985 | 439783.0421 | 444545.2923 | 448065.6529 | 454571.3391 | 458832.8208
Scenario 2: High TRC | SCG | Com | HVAC | Com - Warehouse | Participant Cost Test | Energy Efficiency | 0 | 0 | 0 | 0 | 0 | 115.7364 | 122.1343 | 129.0665 | 134.9403 | 0 | 0 | 152.5743 | 158.9966
Scenario 2: High TRC | SCG | Com | HVAC | Com - Warehouse | Program Administrator Cost Test | Energy Efficiency | 0 | 0 | 0 | 0 | 0 | 9.0739 | 9.3877 | 9.726 | 9.9693 | 0 | 0 | 10.6219 | 10.852
Scenario 2: High TRC | SCG | Com | HVAC | Com - Warehouse | Rate Impact Measure Test | Energy Efficiency | 0 | 0 | 0 | 0 | 0 | 33.6633 | 32.6797 | 31.3872 | 29.3611 | 0 | 0 | 20.2041 | 15.9945
Scenario 2: High TRC | SCG | Com | HVAC | Com - Warehouse | Total Resource Cost Test | Energy Efficiency | 0 | 0 | 0 | 0 | 0 | 86.9947 | 91.6799 | 96.7555 | 101.0274 | 0 | 0 | 113.8013 | 118.4484
Scenario 2: High TRC | SCG | Com | WaterHeat | Com - College | Participant Cost Test | Energy Efficiency | 316781.5942 | 316173.7047 | 275051.449 | 280262.8284 | 284557.9337 | 131653.0771 | 21425.6085 | 19883.7205 | 18446.2155 | 17134.4138 | 15922.6386 | 14804.3956 | 13770.3644
Scenario 2: High TRC | SCG | Com | WaterHeat | Com - College | Program Administrator Cost Test | Energy Efficiency | 154959.1075 | 145857.2271 | 143332.6376 | 141229.2138 | 138664.1964 | 27461.7175 | 25040.1706 | 22842.6736 | 20844.7276 | 19036.1953 | 17392.3565 | 15902.5004 | 14549.3316
Scenario 2: High TRC | SCG | Com | WaterHeat | Com - College | Rate Impact Measure Test | Energy Efficiency | 700085.668 | 665830.6916 | 643395.4651 | 619395.5576 | 589377.3454 | 56626.5306 | 52239.9617 | 48270.7579 | 44686.9993 | 41061.1719 | 34580.924 | 27023.0237 | 19902.3374
Scenario 2: High TRC | SCG | Com | WaterHeat | Com - College | Total Resource Cost Test | Energy Efficiency | 349447.2031 | 343716.2648 | 299881.3843 | 302505.121 | 304128.5119 | 108990.7458 | 30250.7899 | 27745.0509 | 25449.1341 | 23370.5936 | 21475.0209 | 19749.0216 | 18173.5163
Scenario 2: High TRC | SCG | Com | WaterHeat | Com - Grocery | Participant Cost Test | Energy Efficiency | 216345.1546 | 125570.1344 | 72475.0662 | 69487.564 | 68360.0121 | 52737.6739 | 36437.9959 | 35001.1773 | 33701.2515 | 32529.1607 | 31483.091 | 30548.9752 | 29723.4248
Scenario 2: High TRC | SCG | Com | WaterHeat | Com - Grocery | Program Administrator Cost Test | Energy Efficiency | 260620.7564 | 143238.5091 | 75427.6055 | 70301.7362 | 67302.9631 | 49926.7521 | 47397.0526 | 45136.5036 | 43106.0906 | 41285.7631 | 39666.2579 | 38222.2196 | 36944.1459
Scenario 2: High TRC | SCG | Com | WaterHeat | Com - Grocery | Rate Impact Measure Test | Energy Efficiency | 575632.4905 | 347132.7854 | 213468.7684 | 202307.9422 | 195090.233 | 127872.775 | 124364.5748 | 121524.6768 | 119230.7891 | 107850.7666 | 92109.2529 | 74035.8077 | 55292.9083
Scenario 2: High TRC | SCG | Com | WaterHeat | Com - Grocery | Total Resource Cost Test | Energy Efficiency | 318699.9956 | 181234.6683 | 101810.3619 | 96397.8431 | 93624.6265 | 70502.8432 | 57427.5809 | 54940.3433 | 52703.96 | 50697.834 | 48915.0662 | 47326.8215 | 45924.3044
Scenario 2: High TRC | SCG | Com | WaterHeat | Com - Health | Participant Cost Test | Energy Efficiency | 498021.97 | 465200.0853 | 407161.1492 | 424985.924 | 430360.863 | 202856.4226 | 32704.5384 | 29450.3513 | 25687.8497 | 23986.0721 | 22415.9396 | 20974.9917 | 19649.4831
Scenario 2: High TRC | SCG | Com | WaterHeat | Com - Health | Program Administrator Cost Test | Energy Efficiency | 384295.1677 | 330969.8176 | 324446.9878 | 326059.22 | 325588.4385 | 39095.0395 | 35584.9754 | 32475.6524 | 29528.1528 | 27161.6414 | 25011.5803 | 23072.5578 | 21319.2794
Scenario 2: High TRC | SCG | Com | WaterHeat | Com - Health | Rate Impact Measure Test | Energy Efficiency | 1785313.402 | 1644005.2263 | 1588745.4201 | 1534929.1029 | 1472727.2608 | 83582.8486 | 77094.5685 | 71429.7547 | 65987.1241 | 60471.5827 | 51053.6956 | 40115.7511 | 29641.7607
Scenario 2: High TRC | SCG | Com | WaterHeat | Com - Health | Total Resource Cost Test | Energy Efficiency | 644529.7844 | 588301.3751 | 525198.9426 | 536775.9869 | 540707.013 | 165661.3384 | 44490.3586 | 40351.9594 | 36057.1219 | 33346.4297 | 30875.765 | 28638.5888 | 26606.7813
Scenario 2: High TRC | SCG | Com | WaterHeat | Com - Lodging | Participant Cost Test | Energy Efficiency | 5175314.7494 | 4390807.8936 | 3589820.8696 | 3039487.5859 | 2670762.4175 | 1364160.3437 | 171678.3813 | 158367.727 | 27136.5303 | 23783.608 | 21119.3237 | 18967.045 | 17199.9059
Scenario 2: High TRC | SCG | Com | WaterHeat | Com - Lodging | Program Administrator Cost Test | Energy Efficiency | 1937912.0222 | 1800059.693 | 1676015.8759 | 1584418.5625 | 1528124.5875 | 86999.2296 | 53621.3926 | 47967.8924 | 26037.2435 | 23332.3277 | 21054.959 | 19116.1392 | 17447.7103
Scenario 2: High TRC | SCG | Com | WaterHeat | Com - Lodging | Rate Impact Measure Test | Energy Efficiency | 8782113.0883 | 8269091.1418 | 7750687.4238 | 7257710.7673 | 6814378.5358 | 208368.367 | 125429.219 | 113954.5253 | 59133.7108 | 52705.4708 | 43698.6506 | 33663.436 | 24430.8229
Scenario 2: High TRC | SCG | Com | WaterHeat | Com - Lodging | Total Resource Cost Test | Energy Efficiency | 4658778.661 | 4115738.328 | 3548661.4704 | 3170647.6359 | 2921908.4662 | 974211.5221 | 138865.6399 | 126460.2164 | 35271.4408 | 31126.6771 | 27764.1183 | 24994.6898 | 22681.0515
Scenario 2: High TRC | SCG | Com | WaterHeat | Com - Office (Large) | Participant Cost Test | Energy Efficiency | 891856.3329 | 898225.1599 | 847995.301 | 854200.4071 | 863268.6318 | 442904.0997 | 62274.1498 | 60442.6086 | 52994.0497 | 49117.4412 | 45525.596 | 42197.4483 | 39113.5094
Scenario 2: High TRC | SCG | Com | WaterHeat | Com - Office (Large) | Program Administrator Cost Test | Energy Efficiency | 376938.0453 | 365537.2193 | 354153.7511 | 343904.9105 | 334744.1218 | 78671.2237 | 71565.8918 | 65737.3734 | 59130.8479 | 53805.9582 | 48960.3648 | 44553.1493 | 40544.6833
Scenario 2: High TRC | SCG | Com | WaterHeat | Com - Office (Large) | Rate Impact Measure Test | Energy Efficiency | 1595110.4788 | 1529600.6509 | 1457190.828 | 1383384.7039 | 1308383.613 | 158838.5944 | 145865.9886 | 135353.8899 | 123195.8831 | 113563.3937 | 95414.4104 | 74227.7929 | 54706.2655
Scenario 2: High TRC | SCG | Com | WaterHeat | Com - Office (Large) | Total Resource Cost Test | Energy Efficiency | 908145.651 | 905112.5402 | 845988.9595 | 843583.0864 | 844069.1716 | 357662.346 | 86607.1954 | 81601.1343 | 72095.8406 | 65983.9894 | 60396.5907 | 55288.7453 | 50618.7873
Scenario 2: High TRC | SCG | Com | WaterHeat | Com - Office (Small) | Participant Cost Test | Energy Efficiency | 46022.3331 | 43669.0422 | 41510.8001 | 39547.2617 | 33340.3411 | 24254.7693 | 22479.5694 | 20834.885 | 19311.0468 | 17899.1111 | 16590.804 | 15378.4703 | 14255.0267
Scenario 2: High TRC | SCG | Com | WaterHeat | Com - Office (Small) | Program Administrator Cost Test | Energy Efficiency | 53672.3912 | 49899.3717 | 46450.3179 | 43247.8025 | 36838.2227 | 28596.6455 | 26018.4109 | 23673.7856 | 21541.4801 | 19602.159 | 17837.3913 | 16232.2041 | 14772.1752
Scenario 2: High TRC | SCG | Com | WaterHeat | Com - Office (Small) | Rate Impact Measure Test | Energy Efficiency | 145302.7842 | 136775.1916 | 128532.4073 | 120513.5589 | 93602.4389 | 57735.5201 | 53029.7061 | 48751.6606 | 44878.8038 | 41371.3028 | 34758.5834 | 27039.6549 | 19930.0841
Scenario 2: High TRC | SCG | Com | WaterHeat | Com - Office (Small) | Total Resource Cost Test | Energy Efficiency | 68678.8037 | 64550.2552 | 60793.6004 | 57364.479 | 47805.8692 | 34280.466 | 31364.5571 | 28700.0711 | 26265.0187 | 24039.364 | 22004.5869 | 20144.3384 | 18443.4673
Scenario 2: High TRC | SCG | Com | WaterHeat | Com - Other | Participant Cost Test | Energy Efficiency | 1567748.5738 | 1554245.9429 | 1097393.2776 | 1110760.3752 | 884445.9598 | 439478.1107 | 162667.0248 | 153732.6029 | 135070.1035 | 129277.5156 | 124059.0911 | 119363.8261 | 115171.0723
Scenario 2: High TRC | SCG | Com | WaterHeat | Com - Other | Program Administrator Cost Test | Energy Efficiency | 1023076.9985 | 966795.3319 | 955618.738 | 946207.3339 | 742837.1755 | 204842.641 | 191960.2353 | 180770.9028 | 168335.2672 | 159743.8266 | 152057.2965 | 145195.4019 | 139108.4306
Scenario 2: High TRC | SCG | Com | WaterHeat | Com - Other | Rate Impact Measure Test | Energy Efficiency | 5069962.9622 | 4860276.5528 | 4719295.024 | 4559097.2854 | 3331676.1306 | 504035.2498 | 478759.9388 | 462503.2771 | 443872.1536 | 402895.3913 | 343810.8774 | 275508.6463 | 205367.3458
Scenario 2: High TRC | SCG | Com | WaterHeat | Com - Other | Total Resource Cost Test | Energy Efficiency | 2013938.6301 | 1976113.6392 | 1512219.9732 | 1519092.2344 | 1196763.2774 | 443382.8829 | 240821.6139 | 227215.2203 | 205883.8899 | 196258.3395 | 187652.3707 | 179963.8875 | 173143.5839
Scenario 2: High TRC | SCG | Com | WaterHeat | Com - Refrig. Warehouse | Participant Cost Test | Energy Efficiency | 21680.4573 | 6220.5805 | 6301.8117 | 7159.1146 | 5196.3787 | 3858.3477 | 3573.5577 | 3310.0055 | 3066.0806 | 2840.2975 | 2631.2865 | 2437.7835 | 2258.6221
Scenario 2: High TRC | SCG | Com | WaterHeat | Com - Refrig. Warehouse | Program Administrator Cost Test | Energy Efficiency | 27756.672 | 7900.6776 | 7862.1584 | 9013.2594 | 6341.1749 | 4552.848 | 4139.7108 | 3764.3693 | 3423.3295 | 3113.4251 | 2831.4619 | 2575.2032 | 2342.3155
Scenario 2: High TRC | SCG | Com | WaterHeat | Com - Refrig. Warehouse | Rate Impact Measure Test | Energy Efficiency | 69744.9695 | 20681.9704 | 18969.548 | 29986.5409 | 16789.7649 | 9194.6988 | 8439.3565 | 7753.3693 | 7132.9108 | 6571.5029 | 5523.1862 | 4298.3688 | 3164.0466
Scenario 2: High TRC | SCG | Com | WaterHeat | Com - Refrig. Warehouse | Total Resource Cost Test | Energy Efficiency | 33152.3474 | 9493.4577 | 9422.4795 | 11130.6109 | 7724.5342 | 5462.2945 | 4994.0701 | 4566.6936 | 4176.5296 | 3820.2738 | 3494.825 | 3197.5611 | 2926.0048
Scenario 2: High TRC | SCG | Com | WaterHeat | Com - Restaurant | Participant Cost Test | Energy Efficiency | 723703.4777 | 743483.8632 | 756981.0271 | 770532.1742 | 785659.5709 | 78588.1875 | 79416.5533 | 80410.3425 | 81541.2002 | 82795.1996 | 84191.9184 | 85707.9757 | 87360.8004
Scenario 2: High TRC | SCG | Com | WaterHeat | Com - Restaurant | Program Administrator Cost Test | Energy Efficiency | 679541.1923 | 684382.445 | 683469.5728 | 682427.0445 | 682464.0506 | 119955.0119 | 120035.4054 | 120337.7173 | 120810.8286 | 121428.1165 | 122213.9063 | 123128.7583 | 124194.2542
Scenario 2: High TRC | SCG | Com | WaterHeat | Com - Restaurant | Rate Impact Measure Test | Energy Efficiency | 4009657.9207 | 3938161.3617 | 3812150.8296 | 3668357.4447 | 3512644.5163 | 387415.6689 | 394043.5811 | 402021.6287 | 410984.1438 | 368773.5003 | 318850.0132 | 261750.9456 | 197424.6233
Scenario 2: High TRC | SCG | Com | WaterHeat | Com - Restaurant | Total Resource Cost Test | Energy Efficiency | 1103473.8828 | 1125271.0886 | 1137368.5778 | 1149387.5204 | 1163548.3689 | 145729.7402 | 146275.1055 | 147083.0892 | 148094.3054 | 149278.7561 | 150669.449 | 152219.455 | 153957.5283
Scenario 2: High TRC | SCG | Com | WaterHeat | Com - Retail | Participant Cost Test | Energy Efficiency | 358133.4947 | 248682.3229 | 198957.833 | 149451.805 | 151199.7253 | 115733.71 | 99581.6699 | 91073.1328 | 77518.9093 | 71877.6348 | 66647.0793 | 61797.3164 | 57300.6033
Scenario 2: High TRC | SCG | Com | WaterHeat | Com - Retail | Program Administrator Cost Test | Energy Efficiency | 326017.8571 | 203453.4176 | 184419.1049 | 161132.2403 | 146876.0896 | 119007.4735 | 106503.9936 | 96652.6214 | 86415.0257 | 78663.3631 | 71608.6422 | 65188.4312 | 59345.5547
Scenario 2: High TRC | SCG | Com | WaterHeat | Com - Retail | Rate Impact Measure Test | Energy Efficiency | 723311.2628 | 484041.6594 | 444838.5093 | 396642.6984 | 343569.362 | 240074.5157 | 216962.2012 | 198953.584 | 180018.255 | 166013.7581 | 139444.1438 | 108448.679 | 80002.6073
Scenario 2: High TRC | SCG | Com | WaterHeat | Com - Retail | Total Resource Cost Test | Energy Efficiency | 468105.6675 | 314255.8249 | 260253.7057 | 209825.3845 | 200427.0935 | 153364.153 | 133822.22 | 121487.8361 | 105323.6353 | 96437.336 | 88308.9607 | 80873.3182 | 74070.7723
Scenario 2: High TRC | SCG | Com | WaterHeat | Com - School | Participant Cost Test | Energy Efficiency | 429543.2323 | 432287.4119 | 435164.0498 | 438520.8579 | 440755.5213 | 36228.0858 | 34312.354 | 32558.2443 | 30956.3644 | 29497.0219 | 28165.0024 | 26958.6595 | 25860.7837
Scenario 2: High TRC | SCG | Com | WaterHeat | Com - School | Program Administrator Cost Test | Energy Efficiency | 269209.0424 | 263455.2305 | 257926.7149 | 252833.2319 | 247206.8674 | 46030.2761 | 43108.3415 | 40468.67 | 38089.4385 | 35948.1668 | 34014.1216 | 32281.5738 | 30720.1534
Scenario 2: High TRC | SCG | Com | WaterHeat | Com - School | Rate Impact Measure Test | Energy Efficiency | 1366977.6283 | 1313762.3076 | 1255658.4242 | 1194492.1112 | 1125320.8442 | 110485.4253 | 105804.4108 | 101739.9972 | 98250.1262 | 89144.939 | 75776.3795 | 60429.4251 | 44934.1918
Scenario 2: High TRC | SCG | Com | WaterHeat | Com - School | Total Resource Cost Test | Energy Efficiency | 526724.1825 | 525258.4807 | 523952.4533 | 523358.6308 | 521495.2574 | 55433.3208 | 52172.0983 | 49217.1795 | 46546.5185 | 44137.2277 | 41957.0596 | 40000.525 | 38233.2233
Scenario 2: High TRC | SCG | Com | WaterHeat | Com - Warehouse | Participant Cost Test | Energy Efficiency | 362710.194 | 195512.049 | 162960.1099 | 154144.3647 | 146191.3861 | 120986.3138 | 96887.3365 | 91533.554 | 83099.8972 | 76978.2577 | 71311.6354 | 66065.7053 | 61208.7936
Scenario 2: High TRC | SCG | Com | WaterHeat | Com - Warehouse | Program Administrator Cost Test | Energy Efficiency | 431730.965 | 216256.9081 | 174668.7441 | 160632.3914 | 147200.0263 | 123424.4552 | 112216.2134 | 102465.8545 | 92783.8149 | 84381.8276 | 76737.4437 | 69790.24 | 63476.9135
Scenario 2: High TRC | SCG | Com | WaterHeat | Com - Warehouse | Rate Impact Measure Test | Energy Efficiency | 877811.6766 | 458680.0854 | 377432.1345 | 349658.8722 | 323180.2649 | 249263.2952 | 228768.8959 | 211031.7619 | 193326.3542 | 178104.6175 | 149695.3503 | 116501.3951 | 85751.2812
Scenario 2: High TRC | SCG | Com | WaterHeat | Com - Warehouse | Total Resource Cost Test | Energy Efficiency | 526025.1554 | 273283.7138 | 223599.4845 | 208067.2487 | 193680.1705 | 159561.2428 | 135396.3172 | 125364.7094 | 113202.6299 | 103543.1676 | 94719.3585 | 86660.0973 | 79298.147
Scenario 2: High TRC | SCG | Com | WholeBlg | Com - College | Participant Cost Test | Energy Efficiency | 89124.9475 | 89096.6701 | 88830.2103 | 88784.5929 | 88774.6019 | 88896.6095 | 89105.2952 | 89122.4491 | 89126.465 | 89241.6146 | 89051.2595 | 88644.3034 | 88577.9091
Scenario 2: High TRC | SCG | Com | WholeBlg | Com - College | Program Administrator Cost Test | Energy Efficiency | 89124.9475 | 89096.6701 | 88830.2103 | 88784.5929 | 88774.6019 | 88896.6095 | 89105.2952 | 89122.4491 | 89126.465 | 89241.6146 | 89051.2595 | 88644.3034 | 88577.9091
Scenario 2: High TRC | SCG | Com | WholeBlg | Com - College | Rate Impact Measure Test | Energy Efficiency | 89124.9475 | 89096.6701 | 88830.2103 | 88784.5929 | 88774.6019 | 88896.6095 | 89105.2952 | 89122.4491 | 89126.465 | 89241.6146 | 89051.2595 | 88644.3034 | 88577.9091
Scenario 2: High TRC | SCG | Com | WholeBlg | Com - College | Total Resource Cost Test | Energy Efficiency | 89124.9475 | 89096.6701 | 88830.2103 | 88784.5929 | 88774.6019 | 88896.6095 | 89105.2952 | 89122.4491 | 89126.465 | 89241.6146 | 89051.2595 | 88644.3034 | 88577.9091
Scenario 2: High TRC | SCG | Com | WholeBlg | Com - Grocery | Participant Cost Test | Energy Efficiency | 33520.438 | 33949.731 | 34300.2428 | 34739.583 | 35206.9727 | 35538.1208 | 35878.2616 | 36201.8589 | 36533.9421 | 36765.0338 | 36982.2749 | 37097.4212 | 37188.4581
Scenario 2: High TRC | SCG | Com | WholeBlg | Com - Grocery | Program Administrator Cost Test | Energy Efficiency | 33520.438 | 33949.731 | 34300.2428 | 34739.583 | 35206.9727 | 35538.1208 | 35878.2616 | 36201.8589 | 36533.9421 | 36765.0338 | 36982.2749 | 37097.4212 | 37188.4581
Scenario 2: High TRC | SCG | Com | WholeBlg | Com - Grocery | Rate Impact Measure Test | Energy Efficiency | 33520.438 | 33949.731 | 34300.2428 | 34739.583 | 35206.9727 | 35538.1208 | 35878.2616 | 36201.8589 | 36533.9421 | 36765.0338 | 36982.2749 | 37097.4212 | 37188.4581
Scenario 2: High TRC | SCG | Com | WholeBlg | Com - Grocery | Total Resource Cost Test | Energy Efficiency | 33520.438 | 33949.731 | 34300.2428 | 34739.583 | 35206.9727 | 35538.1208 | 35878.2616 | 36201.8589 | 36533.9421 | 36765.0338 | 36982.2749 | 37097.4212 | 37188.4581
Scenario 2: High TRC | SCG | Com | WholeBlg | Com - Health | Participant Cost Test | Energy Efficiency | 123065.3098 | 125053.1008 | 126753.6737 | 128768.7229 | 130893.9444 | 132643.3628 | 134466.1883 | 136141.5986 | 137835.964 | 139169.8952 | 140437.7358 | 141285.9948 | 141501.0998
Scenario 2: High TRC | SCG | Com | WholeBlg | Com - Health | Program Administrator Cost Test | Energy Efficiency | 123065.3098 | 125053.1008 | 126753.6737 | 128768.7229 | 130893.9444 | 132643.3628 | 134466.1883 | 136141.5986 | 137835.964 | 139169.8952 | 140437.7358 | 141285.9948 | 141501.0998
Scenario 2: High TRC | SCG | Com | WholeBlg | Com - Health | Rate Impact Measure Test | Energy Efficiency | 123065.3098 | 125053.1008 | 126753.6737 | 128768.7229 | 130893.9444 | 132643.3628 | 134466.1883 | 136141.5986 | 137835.964 | 139169.8952 | 140437.7358 | 141285.9948 | 141501.0998
Scenario 2: High TRC | SCG | Com | WholeBlg | Com - Health | Total Resource Cost Test | Energy Efficiency | 123065.3098 | 125053.1008 | 126753.6737 | 128768.7229 | 130893.9444 | 132643.3628 | 134466.1883 | 136141.5986 | 137835.964 | 139169.8952 | 140437.7358 | 141285.9948 | 141501.0998
Scenario 2: High TRC | SCG | Com | WholeBlg | Com - Lodging | Participant Cost Test | Energy Efficiency | 60235.9992 | 61095.616 | 61811.6344 | 62681.5055 | 63606.6099 | 64342.5207 | 65102.4443 | 65817.2652 | 66552.0105 | 67168.2238 | 67713.6119 | 68075.2064 | 68202.7985
Scenario 2: High TRC | SCG | Com | WholeBlg | Com - Lodging | Program Administrator Cost Test | Energy Efficiency | 60235.9992 | 61095.616 | 61811.6344 | 62681.5055 | 63606.6099 | 64342.5207 | 65102.4443 | 65817.2652 | 66552.0105 | 67168.2238 | 67713.6119 | 68075.2064 | 68202.7985
Scenario 2: High TRC | SCG | Com | WholeBlg | Com - Lodging | Rate Impact Measure Test | Energy Efficiency | 60235.9992 | 61095.616 | 61811.6344 | 62681.5055 | 63606.6099 | 64342.5207 | 65102.4443 | 65817.2652 | 66552.0105 | 67168.2238 | 67713.6119 | 68075.2064 | 68202.7985
Scenario 2: High TRC | SCG | Com | WholeBlg | Com - Lodging | Total Resource Cost Test | Energy Efficiency | 60235.9992 | 61095.616 | 61811.6344 | 62681.5055 | 63606.6099 | 64342.5207 | 65102.4443 | 65817.2652 | 66552.0105 | 67168.2238 | 67713.6119 | 68075.2064 | 68202.7985
Scenario 2: High TRC | SCG | Com | WholeBlg | Com - Office (Large) | Participant Cost Test | Energy Efficiency | 192858.8636 | 193821.7452 | 194204.4025 | 195004.8492 | 195937.1467 | 196799.0205 | 197969.4626 | 198754.1391 | 199480.7584 | 201005.0011 | 201208.3805 | 200854.2254 | 200602.4001
Scenario 2: High TRC | SCG | Com | WholeBlg | Com - Office (Large) | Program Administrator Cost Test | Energy Efficiency | 192858.8636 | 193821.7452 | 194204.4025 | 195004.8492 | 195937.1467 | 196799.0205 | 197969.4626 | 198754.1391 | 199480.7584 | 201005.0011 | 201208.3805 | 200854.2254 | 200602.4001
Scenario 2: High TRC | SCG | Com | WholeBlg | Com - Office (Large) | Rate Impact Measure Test | Energy Efficiency | 192858.8636 | 193821.7452 | 194204.4025 | 195004.8492 | 195937.1467 | 196799.0205 | 197969.4626 | 198754.1391 | 199480.7584 | 201005.0011 | 201208.3805 | 200854.2254 | 200602.4001
Scenario 2: High TRC | SCG | Com | WholeBlg | Com - Office (Large) | Total Resource Cost Test | Energy Efficiency | 192858.8636 | 193821.7452 | 194204.4025 | 195004.8492 | 195937.1467 | 196799.0205 | 197969.4626 | 198754.1391 | 199480.7584 | 201005.0011 | 201208.3805 | 200854.2254 | 200602.4001
Scenario 2: High TRC | SCG | Com | WholeBlg | Com - Office (Small) | Participant Cost Test | Energy Efficiency | 22964.6739 | 23210.0938 | 23403.8654 | 23658.7015 | 23931.1729 | 24100.6271 | 24270.7985 | 24431.2049 | 24598.6536 | 24751.742 | 24842.7824 | 24868.6707 | 24924.8163
Scenario 2: High TRC | SCG | Com | WholeBlg | Com - Office (Small) | Program Administrator Cost Test | Energy Efficiency | 22964.6739 | 23210.0938 | 23403.8654 | 23658.7015 | 23931.1729 | 24100.6271 | 24270.7985 | 24431.2049 | 24598.6536 | 24751.742 | 24842.7824 | 24868.6707 | 24924.8163
Scenario 2: High TRC | SCG | Com | WholeBlg | Com - Office (Small) | Rate Impact Measure Test | Energy Efficiency | 22964.6739 | 23210.0938 | 23403.8654 | 23658.7015 | 23931.1729 | 24100.6271 | 24270.7985 | 24431.2049 | 24598.6536 | 24751.742 | 24842.7824 | 24868.6707 | 24924.8163
Scenario 2: High TRC | SCG | Com | WholeBlg | Com - Office (Small) | Total Resource Cost Test | Energy Efficiency | 22964.6739 | 23210.0938 | 23403.8654 | 23658.7015 | 23931.1729 | 24100.6271 | 24270.7985 | 24431.2049 | 24598.6536 | 24751.742 | 24842.7824 | 24868.6707 | 24924.8163
Scenario 2: High TRC | SCG | Com | WholeBlg | Com - Other | Participant Cost Test | Energy Efficiency | 401170.2254 | 406871.0853 | 411731.1234 | 417717.4882 | 424064.4023 | 428944.0758 | 434087.6169 | 438937.0398 | 443914.1481 | 447893.5817 | 451584.4159 | 454038.2969 | 454918.5942
Scenario 2: High TRC | SCG | Com | WholeBlg | Com - Other | Program Administrator Cost Test | Energy Efficiency | 401170.2254 | 406871.0853 | 411731.1234 | 417717.4882 | 424064.4023 | 428944.0758 | 434087.6169 | 438937.0398 | 443914.1481 | 447893.5817 | 451584.4159 | 454038.2969 | 454918.5942
Scenario 2: High TRC | SCG | Com | WholeBlg | Com - Other | Rate Impact Measure Test | Energy Efficiency | 401170.2254 | 406871.0853 | 411731.1234 | 417717.4882 | 424064.4023 | 428944.0758 | 434087.6169 | 438937.0398 | 443914.1481 | 447893.5817 | 451584.4159 | 454038.2969 | 454918.5942
Scenario 2: High TRC | SCG | Com | WholeBlg | Com - Other | Total Resource Cost Test | Energy Efficiency | 401170.2254 | 406871.0853 | 411731.1234 | 417717.4882 | 424064.4023 | 428944.0758 | 434087.6169 | 438937.0398 | 443914.1481 | 447893.5817 | 451584.4159 | 454038.2969 | 454918.5942
Scenario 2: High TRC | SCG | Com | WholeBlg | Com - Refrig. Warehouse | Participant Cost Test | Energy Efficiency | 7778.8028 | 7921.7776 | 8049.7014 | 8199.5406 | 8356.4135 | 8470.3895 | 8584.2589 | 8696.6223 | 8812.5354 | 8895.0995 | 8981.9639 | 9043.9052 | 9071.258
Scenario 2: High TRC | SCG | Com | WholeBlg | Com - Refrig. Warehouse | Program Administrator Cost Test | Energy Efficiency | 7778.8028 | 7921.7776 | 8049.7014 | 8199.5406 | 8356.4135 | 8470.3895 | 8584.2589 | 8696.6223 | 8812.5354 | 8895.0995 | 8981.9639 | 9043.9052 | 9071.258
Scenario 2: High TRC | SCG | Com | WholeBlg | Com - Refrig. Warehouse | Rate Impact Measure Test | Energy Efficiency | 7778.8028 | 7921.7776 | 8049.7014 | 8199.5406 | 8356.4135 | 8470.3895 | 8584.2589 | 8696.6223 | 8812.5354 | 8895.0995 | 8981.9639 | 9043.9052 | 9071.258
Scenario 2: High TRC | SCG | Com | WholeBlg | Com - Refrig. Warehouse | Total Resource Cost Test | Energy Efficiency | 7778.8028 | 7921.7776 | 8049.7014 | 8199.5406 | 8356.4135 | 8470.3895 | 8584.2589 | 8696.6223 | 8812.5354 | 8895.0995 | 8981.9639 | 9043.9052 | 9071.258
Scenario 2: High TRC | SCG | Com | WholeBlg | Com - Restaurant | Participant Cost Test | Energy Efficiency | 170616.934 | 173803.3962 | 176641.4779 | 179961.5261 | 183456.8945 | 186085.4053 | 188719.1605 | 191316.9463 | 193990.738 | 196015.0572 | 198064.9791 | 199568.4087 | 200140.8496
Scenario 2: High TRC | SCG | Com | WholeBlg | Com - Restaurant | Program Administrator Cost Test | Energy Efficiency | 170616.934 | 173803.3962 | 176641.4779 | 179961.5261 | 183456.8945 | 186085.4053 | 188719.1605 | 191316.9463 | 193990.738 | 196015.0572 | 198064.9791 | 199568.4087 | 200140.8496
Scenario 2: High TRC | SCG | Com | WholeBlg | Com - Restaurant | Rate Impact Measure Test | Energy Efficiency | 170616.934 | 173803.3962 | 176641.4779 | 179961.5261 | 183456.8945 | 186085.4053 | 188719.1605 | 191316.9463 | 193990.738 | 196015.0572 | 198064.9791 | 199568.4087 | 200140.8496
Scenario 2: High TRC | SCG | Com | WholeBlg | Com - Restaurant | Total Resource Cost Test | Energy Efficiency | 170616.934 | 173803.3962 | 176641.4779 | 179961.5261 | 183456.8945 | 186085.4053 | 188719.1605 | 191316.9463 | 193990.738 | 196015.0572 | 198064.9791 | 199568.4087 | 200140.8496
Scenario 2: High TRC | SCG | Com | WholeBlg | Com - Retail | Participant Cost Test | Energy Efficiency | 46229.8388 | 46902.8539 | 47473.6148 | 48171.5517 | 48912.6021 | 49447.5814 | 49988.9096 | 50515.9896 | 51059.5527 | 51479.1716 | 51861.1866 | 52101.838 | 52232.7483
Scenario 2: High TRC | SCG | Com | WholeBlg | Com - Retail | Program Administrator Cost Test | Energy Efficiency | 46229.8388 | 46902.8539 | 47473.6148 | 48171.5517 | 48912.6021 | 49447.5814 | 49988.9096 | 50515.9896 | 51059.5527 | 51479.1716 | 51861.1866 | 52101.838 | 52232.7483
Scenario 2: High TRC | SCG | Com | WholeBlg | Com - Retail | Rate Impact Measure Test | Energy Efficiency | 46229.8388 | 46902.8539 | 47473.6148 | 48171.5517 | 48912.6021 | 49447.5814 | 49988.9096 | 50515.9896 | 51059.5527 | 51479.1716 | 51861.1866 | 52101.838 | 52232.7483
Scenario 2: High TRC | SCG | Com | WholeBlg | Com - Retail | Total Resource Cost Test | Energy Efficiency | 46229.8388 | 46902.8539 | 47473.6148 | 48171.5517 | 48912.6021 | 49447.5814 | 49988.9096 | 50515.9896 | 51059.5527 | 51479.1716 | 51861.1866 | 52101.838 | 52232.7483
Scenario 2: High TRC | SCG | Com | WholeBlg | Com - School | Participant Cost Test | Energy Efficiency | 74137.7842 | 74428.1385 | 74537.8711 | 74832.5049 | 75158.775 | 75377.7904 | 75588.9759 | 75710.5018 | 75831.9638 | 75945.9944 | 75864.0671 | 75577.6775 | 75692.7739
Scenario 2: High TRC | SCG | Com | WholeBlg | Com - School | Program Administrator Cost Test | Energy Efficiency | 74137.7842 | 74428.1385 | 74537.8711 | 74832.5049 | 75158.775 | 75377.7904 | 75588.9759 | 75710.5018 | 75831.9638 | 75945.9944 | 75864.0671 | 75577.6775 | 75692.7739
Scenario 2: High TRC | SCG | Com | WholeBlg | Com - School | Rate Impact Measure Test | Energy Efficiency | 74137.7842 | 74428.1385 | 74537.8711 | 74832.5049 | 75158.775 | 75377.7904 | 75588.9759 | 75710.5018 | 75831.9638 | 75945.9944 | 75864.0671 | 75577.6775 | 75692.7739
Scenario 2: High TRC | SCG | Com | WholeBlg | Com - School | Total Resource Cost Test | Energy Efficiency | 74137.7842 | 74428.1385 | 74537.8711 | 74832.5049 | 75158.775 | 75377.7904 | 75588.9759 | 75710.5018 | 75831.9638 | 75945.9944 | 75864.0671 | 75577.6775 | 75692.7739
Scenario 2: High TRC | SCG | Com | WholeBlg | Com - Warehouse | Participant Cost Test | Energy Efficiency | 151808.2092 | 154048.1189 | 155972.9937 | 158337.6566 | 160858.5731 | 162594.0087 | 164344.4005 | 166071.9795 | 167870.7429 | 169125.4652 | 170386.7622 | 171182.7897 | 171694.4431
Scenario 2: High TRC | SCG | Com | WholeBlg | Com - Warehouse | Program Administrator Cost Test | Energy Efficiency | 151808.2092 | 154048.1189 | 155972.9937 | 158337.6566 | 160858.5731 | 162594.0087 | 164344.4005 | 166071.9795 | 167870.7429 | 169125.4652 | 170386.7622 | 171182.7897 | 171694.4431
Scenario 2: High TRC | SCG | Com | WholeBlg | Com - Warehouse | Rate Impact Measure Test | Energy Efficiency | 151808.2092 | 154048.1189 | 155972.9937 | 158337.6566 | 160858.5731 | 162594.0087 | 164344.4005 | 166071.9795 | 167870.7429 | 169125.4652 | 170386.7622 | 171182.7897 | 171694.4431
Scenario 2: High TRC | SCG | Com | WholeBlg | Com - Warehouse | Total Resource Cost Test | Energy Efficiency | 151808.2092 | 154048.1189 | 155972.9937 | 158337.6566 | 160858.5731 | 162594.0087 | 164344.4005 | 166071.9795 | 167870.7429 | 169125.4652 | 170386.7622 | 171182.7897 | 171694.4431
Scenario 2: High TRC | SCG | Ind | WholeBlg | Ind - All Other Industrial | Participant Cost Test | Energy Efficiency | 101885.2021 | 102335.3196 | 102626.3994 | 102856.8036 | 103052.3347 | 103141.0343 | 103189.0722 | 103250.9561 | 103328.8806 | 103454.4902 | 103614.3155 | 103805.2033 | 104017.9479
Scenario 2: High TRC | SCG | Ind | WholeBlg | Ind - All Other Industrial | Program Administrator Cost Test | Energy Efficiency | 101885.2021 | 102335.3196 | 102626.3994 | 102856.8036 | 103052.3347 | 103141.0343 | 103189.0722 | 103250.9561 | 103328.8806 | 103454.4902 | 103614.3155 | 103805.2033 | 104017.9479
Scenario 2: High TRC | SCG | Ind | WholeBlg | Ind - All Other Industrial | Rate Impact Measure Test | Energy Efficiency | 101885.2021 | 102335.3196 | 102626.3994 | 102856.8036 | 103052.3347 | 103141.0343 | 103189.0722 | 103250.9561 | 103328.8806 | 103454.4902 | 103614.3155 | 103805.2033 | 104017.9479
Scenario 2: High TRC | SCG | Ind | WholeBlg | Ind - All Other Industrial | Total Resource Cost Test | Energy Efficiency | 101885.2021 | 102335.3196 | 102626.3994 | 102856.8036 | 103052.3347 | 103141.0343 | 103189.0722 | 103250.9561 | 103328.8806 | 103454.4902 | 103614.3155 | 103805.2033 | 104017.9479
Scenario 2: High TRC | SCG | Ind | WholeBlg | Ind - Chemicals | Participant Cost Test | Energy Efficiency | 1231835.6072 | 1238265.2859 | 1244004.1202 | 1248994.59 | 1253436.4597 | 1256674.47 | 1258856.5244 | 1260249.0466 | 1261762.9215 | 1263272.127 | 1264490.6028 | 1265289.7586 | 1265900.9486
Scenario 2: High TRC | SCG | Ind | WholeBlg | Ind - Chemicals | Program Administrator Cost Test | Energy Efficiency | 1231835.6072 | 1238265.2859 | 1244004.1202 | 1248994.59 | 1253436.4597 | 1256674.47 | 1258856.5244 | 1260249.0466 | 1261762.9215 | 1263272.127 | 1264490.6028 | 1265289.7586 | 1265900.9486
Scenario 2: High TRC | SCG | Ind | WholeBlg | Ind - Chemicals | Rate Impact Measure Test | Energy Efficiency | 1231835.6072 | 1238265.2859 | 1244004.1202 | 1248994.59 | 1253436.4597 | 1256674.47 | 1258856.5244 | 1260249.0466 | 1261762.9215 | 1263272.127 | 1264490.6028 | 1265289.7586 | 1265900.9486
Scenario 2: High TRC | SCG | Ind | WholeBlg | Ind - Chemicals | Total Resource Cost Test | Energy Efficiency | 1231835.6072 | 1238265.2859 | 1244004.1202 | 1248994.59 | 1253436.4597 | 1256674.47 | 1258856.5244 | 1260249.0466 | 1261762.9215 | 1263272.127 | 1264490.6028 | 1265289.7586 | 1265900.9486
Scenario 2: High TRC | SCG | Ind | WholeBlg | Ind - Electronics | Participant Cost Test | Energy Efficiency | 58846.9209 | 59166.8095 | 59479.7544 | 59770.8381 | 60046.9723 | 60303.7068 | 60558.2247 | 60815.0645 | 61067.2853 | 61319.4136 | 61560.5411 | 61790.1062 | 62014.7682
Scenario 2: High TRC | SCG | Ind | WholeBlg | Ind - Electronics | Program Administrator Cost Test | Energy Efficiency | 58846.9209 | 59166.8095 | 59479.7544 | 59770.8381 | 60046.9723 | 60303.7068 | 60558.2247 | 60815.0645 | 61067.2853 | 61319.4136 | 61560.5411 | 61790.1062 | 62014.7682
Scenario 2: High TRC | SCG | Ind | WholeBlg | Ind - Electronics | Rate Impact Measure Test | Energy Efficiency | 58846.9209 | 59166.8095 | 59479.7544 | 59770.8381 | 60046.9723 | 60303.7068 | 60558.2247 | 60815.0645 | 61067.2853 | 61319.4136 | 61560.5411 | 61790.1062 | 62014.7682
Scenario 2: High TRC | SCG | Ind | WholeBlg | Ind - Electronics | Total Resource Cost Test | Energy Efficiency | 58846.9209 | 59166.8095 | 59479.7544 | 59770.8381 | 60046.9723 | 60303.7068 | 60558.2247 | 60815.0645 | 61067.2853 | 61319.4136 | 61560.5411 | 61790.1062 | 62014.7682
Scenario 2: High TRC | SCG | Ind | WholeBlg | Ind - Fabricated Metals | Participant Cost Test | Energy Efficiency | 353215.3297 | 356879.0704 | 360670.6279 | 363114.6645 | 364899.1966 | 365943.1841 | 366503.9596 | 366932.2486 | 367296.5414 | 367682.1299 | 367916.3885 | 367922.9445 | 367748.0536
Scenario 2: High TRC | SCG | Ind | WholeBlg | Ind - Fabricated Metals | Program Administrator Cost Test | Energy Efficiency | 353215.3297 | 356879.0704 | 360670.6279 | 363114.6645 | 364899.1966 | 365943.1841 | 366503.9596 | 366932.2486 | 367296.5414 | 367682.1299 | 367916.3885 | 367922.9445 | 367748.0536
Scenario 2: High TRC | SCG | Ind | WholeBlg | Ind - Fabricated Metals | Rate Impact Measure Test | Energy Efficiency | 353215.3297 | 356879.0704 | 360670.6279 | 363114.6645 | 364899.1966 | 365943.1841 | 366503.9596 | 366932.2486 | 367296.5414 | 367682.1299 | 367916.3885 | 367922.9445 | 367748.0536
Scenario 2: High TRC | SCG | Ind | WholeBlg | Ind - Fabricated Metals | Total Resource Cost Test | Energy Efficiency | 353215.3297 | 356879.0704 | 360670.6279 | 363114.6645 | 364899.1966 | 365943.1841 | 366503.9596 | 366932.2486 | 367296.5414 | 367682.1299 | 367916.3885 | 367922.9445 | 367748.0536
Scenario 2: High TRC | SCG | Ind | WholeBlg | Ind - Food | Participant Cost Test | Energy Efficiency | 1693379.7963 | 1689006.1195 | 1684325.402 | 1679476.9782 | 1674294.9479 | 1668791.7923 | 1663279.0728 | 1657558.905 | 1651879.0989 | 1646350.6608 | 1640610.5099 | 1634573.1939 | 1628557.9354
Scenario 2: High TRC | SCG | Ind | WholeBlg | Ind - Food | Program Administrator Cost Test | Energy Efficiency | 1693379.7963 | 1689006.1195 | 1684325.402 | 1679476.9782 | 1674294.9479 | 1668791.7923 | 1663279.0728 | 1657558.905 | 1651879.0989 | 1646350.6608 | 1640610.5099 | 1634573.1939 | 1628557.9354
Scenario 2: High TRC | SCG | Ind | WholeBlg | Ind - Food | Rate Impact Measure Test | Energy Efficiency | 1693379.7963 | 1689006.1195 | 1684325.402 | 1679476.9782 | 1674294.9479 | 1668791.7923 | 1663279.0728 | 1657558.905 | 1651879.0989 | 1646350.6608 | 1640610.5099 | 1634573.1939 | 1628557.9354
Scenario 2: High TRC | SCG | Ind | WholeBlg | Ind - Food | Total Resource Cost Test | Energy Efficiency | 1693379.7963 | 1689006.1195 | 1684325.402 | 1679476.9782 | 1674294.9479 | 1668791.7923 | 1663279.0728 | 1657558.905 | 1651879.0989 | 1646350.6608 | 1640610.5099 | 1634573.1939 | 1628557.9354
Scenario 2: High TRC | SCG | Ind | WholeBlg | Ind - Industrial Machinery | Participant Cost Test | Energy Efficiency | 36728.8139 | 37300.0204 | 37916.3335 | 38304.3608 | 38548.731 | 38702.2329 | 38846.2651 | 38984.7008 | 39124.5176 | 39271.8537 | 39392.4646 | 39480.1102 | 39540.0723
Scenario 2: High TRC | SCG | Ind | WholeBlg | Ind - Industrial Machinery | Program Administrator Cost Test | Energy Efficiency | 36728.8139 | 37300.0204 | 37916.3335 | 38304.3608 | 38548.731 | 38702.2329 | 38846.2651 | 38984.7008 | 39124.5176 | 39271.8537 | 39392.4646 | 39480.1102 | 39540.0723
Scenario 2: High TRC | SCG | Ind | WholeBlg | Ind - Industrial Machinery | Rate Impact Measure Test | Energy Efficiency | 36728.8139 | 37300.0204 | 37916.3335 | 38304.3608 | 38548.731 | 38702.2329 | 38846.2651 | 38984.7008 | 39124.5176 | 39271.8537 | 39392.4646 | 39480.1102 | 39540.0723
Scenario 2: High TRC | SCG | Ind | WholeBlg | Ind - Industrial Machinery | Total Resource Cost Test | Energy Efficiency | 36728.8139 | 37300.0204 | 37916.3335 | 38304.3608 | 38548.731 | 38702.2329 | 38846.2651 | 38984.7008 | 39124.5176 | 39271.8537 | 39392.4646 | 39480.1102 | 39540.0723
Scenario 2: High TRC | SCG | Ind | WholeBlg | Ind - Lumber & Furniture | Participant Cost Test | Energy Efficiency | 16521.8919 | 16609.9205 | 16691.2992 | 16764.7977 | 16837.5023 | 16862.5166 | 16844.8225 | 16832.6071 | 16824.0772 | 16822.3708 | 16825.0333 | 16824.3507 | 16819.3028
Scenario 2: High TRC | SCG | Ind | WholeBlg | Ind - Lumber & Furniture | Program Administrator Cost Test | Energy Efficiency | 16521.8919 | 16609.9205 | 16691.2992 | 16764.7977 | 16837.5023 | 16862.5166 | 16844.8225 | 16832.6071 | 16824.0772 | 16822.3708 | 16825.0333 | 16824.3507 | 16819.3028
Scenario 2: High TRC | SCG | Ind | WholeBlg | Ind - Lumber & Furniture | Rate Impact Measure Test | Energy Efficiency | 16521.8919 | 16609.9205 | 16691.2992 | 16764.7977 | 16837.5023 | 16862.5166 | 16844.8225 | 16832.6071 | 16824.0772 | 16822.3708 | 16825.0333 | 16824.3507 | 16819.3028
Scenario 2: High TRC | SCG | Ind | WholeBlg | Ind - Lumber & Furniture | Total Resource Cost Test | Energy Efficiency | 16521.8919 | 16609.9205 | 16691.2992 | 16764.7977 | 16837.5023 | 16862.5166 | 16844.8225 | 16832.6071 | 16824.0772 | 16822.3708 | 16825.0333 | 16824.3507 | 16819.3028
Scenario 2: High TRC | SCG | Ind | WholeBlg | Ind - Paper | Participant Cost Test | Energy Efficiency | 258136.1244 | 257986.6475 | 257897.7694 | 258235.2366 | 258656.958 | 258864.1966 | 259179.7574 | 259741.0487 | 260564.2824 | 261639.9572 | 262821.5978 | 264004.3683 | 265200.5204
Scenario 2: High TRC | SCG | Ind | WholeBlg | Ind - Paper | Program Administrator Cost Test | Energy Efficiency | 258136.1244 | 257986.6475 | 257897.7694 | 258235.2366 | 258656.958 | 258864.1966 | 259179.7574 | 259741.0487 | 260564.2824 | 261639.9572 | 262821.5978 | 264004.3683 | 265200.5204
Scenario 2: High TRC | SCG | Ind | WholeBlg | Ind - Paper | Rate Impact Measure Test | Energy Efficiency | 258136.1244 | 257986.6475 | 257897.7694 | 258235.2366 | 258656.958 | 258864.1966 | 259179.7574 | 259741.0487 | 260564.2824 | 261639.9572 | 262821.5978 | 264004.3683 | 265200.5204
Scenario 2: High TRC | SCG | Ind | WholeBlg | Ind - Paper | Total Resource Cost Test | Energy Efficiency | 258136.1244 | 257986.6475 | 257897.7694 | 258235.2366 | 258656.958 | 258864.1966 | 259179.7574 | 259741.0487 | 260564.2824 | 261639.9572 | 262821.5978 | 264004.3683 | 265200.5204
Scenario 2: High TRC | SCG | Ind | WholeBlg | Ind - Petroleum | Participant Cost Test | Energy Efficiency | 5024354.6562 | 5027946.6218 | 5031362.1261 | 5034077.2556 | 5033629.5168 | 5027388.667 | 5018617.87 | 5007885.3548 | 4998626.736 | 4989594.8864 | 4978392.8228 | 4964991.4175 | 4951401.2872
Scenario 2: High TRC | SCG | Ind | WholeBlg | Ind - Petroleum | Program Administrator Cost Test | Energy Efficiency | 5024354.6562 | 5027946.6218 | 5031362.1261 | 5034077.2556 | 5033629.5168 | 5027388.667 | 5018617.87 | 5007885.3548 | 4998626.736 | 4989594.8864 | 4978392.8228 | 4964991.4175 | 4951401.2872
Scenario 2: High TRC | SCG | Ind | WholeBlg | Ind - Petroleum | Rate Impact Measure Test | Energy Efficiency | 5024354.6562 | 5027946.6218 | 5031362.1261 | 5034077.2556 | 5033629.5168 | 5027388.667 | 5018617.87 | 5007885.3548 | 4998626.736 | 4989594.8864 | 4978392.8228 | 4964991.4175 | 4951401.2872
Scenario 2: High TRC | SCG | Ind | WholeBlg | Ind - Petroleum | Total Resource Cost Test | Energy Efficiency | 5024354.6562 | 5027946.6218 | 5031362.1261 | 5034077.2556 | 5033629.5168 | 5027388.667 | 5018617.87 | 5007885.3548 | 4998626.736 | 4989594.8864 | 4978392.8228 | 4964991.4175 | 4951401.2872
Scenario 2: High TRC | SCG | Ind | WholeBlg | Ind - Plastics | Participant Cost Test | Energy Efficiency | 57755.0879 | 60441.4004 | 63018.9534 | 65421.2192 | 67761.2995 | 69801.6509 | 71406.1268 | 72619.1264 | 73925.9781 | 75270.4984 | 76596.9945 | 77835.5676 | 79003.0846
Scenario 2: High TRC | SCG | Ind | WholeBlg | Ind - Plastics | Program Administrator Cost Test | Energy Efficiency | 57755.0879 | 60441.4004 | 63018.9534 | 65421.2192 | 67761.2995 | 69801.6509 | 71406.1268 | 72619.1264 | 73925.9781 | 75270.4984 | 76596.9945 | 77835.5676 | 79003.0846
Scenario 2: High TRC | SCG | Ind | WholeBlg | Ind - Plastics | Rate Impact Measure Test | Energy Efficiency | 57755.0879 | 60441.4004 | 63018.9534 | 65421.2192 | 67761.2995 | 69801.6509 | 71406.1268 | 72619.1264 | 73925.9781 | 75270.4984 | 76596.9945 | 77835.5676 | 79003.0846
Scenario 2: High TRC | SCG | Ind | WholeBlg | Ind - Plastics | Total Resource Cost Test | Energy Efficiency | 57755.0879 | 60441.4004 | 63018.9534 | 65421.2192 | 67761.2995 | 69801.6509 | 71406.1268 | 72619.1264 | 73925.9781 | 75270.4984 | 76596.9945 | 77835.5676 | 79003.0846
Scenario 2: High TRC | SCG | Ind | WholeBlg | Ind - Primary Metals | Participant Cost Test | Energy Efficiency | 377953.5899 | 379015.1596 | 380239.9766 | 381205.8225 | 381901.2787 | 382393.5108 | 382893.9134 | 383364.1893 | 383797.517 | 384208.2388 | 384488.9508 | 384652.3553 | 384772.9011
Scenario 2: High TRC | SCG | Ind | WholeBlg | Ind - Primary Metals | Program Administrator Cost Test | Energy Efficiency | 377953.5899 | 379015.1596 | 380239.9766 | 381205.8225 | 381901.2787 | 382393.5108 | 382893.9134 | 383364.1893 | 383797.517 | 384208.2388 | 384488.9508 | 384652.3553 | 384772.9011
Scenario 2: High TRC | SCG | Ind | WholeBlg | Ind - Primary Metals | Rate Impact Measure Test | Energy Efficiency | 377953.5899 | 379015.1596 | 380239.9766 | 381205.8225 | 381901.2787 | 382393.5108 | 382893.9134 | 383364.1893 | 383797.517 | 384208.2388 | 384488.9508 | 384652.3553 | 384772.9011
Scenario 2: High TRC | SCG | Ind | WholeBlg | Ind - Primary Metals | Total Resource Cost Test | Energy Efficiency | 377953.5899 | 379015.1596 | 380239.9766 | 381205.8225 | 381901.2787 | 382393.5108 | 382893.9134 | 383364.1893 | 383797.517 | 384208.2388 | 384488.9508 | 384652.3553 | 384772.9011
Scenario 2: High TRC | SCG | Ind | WholeBlg | Ind - Printing & Publishing | Participant Cost Test | Energy Efficiency | 20919.47 | 20962.6712 | 21002.944 | 21038.9563 | 21043.4194 | 20994.7406 | 20943.3214 | 20904.9306 | 20894.3101 | 20901.8831 | 20904.7342 | 20893.5647 | 20873.795
Scenario 2: High TRC | SCG | Ind | WholeBlg | Ind - Printing & Publishing | Program Administrator Cost Test | Energy Efficiency | 20919.47 | 20962.6712 | 21002.944 | 21038.9563 | 21043.4194 | 20994.7406 | 20943.3214 | 20904.9306 | 20894.3101 | 20901.8831 | 20904.7342 | 20893.5647 | 20873.795
Scenario 2: High TRC | SCG | Ind | WholeBlg | Ind - Printing & Publishing | Rate Impact Measure Test | Energy Efficiency | 20919.47 | 20962.6712 | 21002.944 | 21038.9563 | 21043.4194 | 20994.7406 | 20943.3214 | 20904.9306 | 20894.3101 | 20901.8831 | 20904.7342 | 20893.5647 | 20873.795
Scenario 2: High TRC | SCG | Ind | WholeBlg | Ind - Printing & Publishing | Total Resource Cost Test | Energy Efficiency | 20919.47 | 20962.6712 | 21002.944 | 21038.9563 | 21043.4194 | 20994.7406 | 20943.3214 | 20904.9306 | 20894.3101 | 20901.8831 | 20904.7342 | 20893.5647 | 20873.795
Scenario 2: High TRC | SCG | Ind | WholeBlg | Ind - Stone-Glass-Clay | Participant Cost Test | Energy Efficiency | 399653.3436 | 401895.1208 | 403568.7487 | 404837.9148 | 405874.046 | 406515.083 | 406813.4571 | 407036.4349 | 407199.049 | 407380.2547 | 407537.6274 | 407664.7838 | 407754.0662
Scenario 2: High TRC | SCG | Ind | WholeBlg | Ind - Stone-Glass-Clay | Program Administrator Cost Test | Energy Efficiency | 399653.3436 | 401895.1208 | 403568.7487 | 404837.9148 | 405874.046 | 406515.083 | 406813.4571 | 407036.4349 | 407199.049 | 407380.2547 | 407537.6274 | 407664.7838 | 407754.0662
Scenario 2: High TRC | SCG | Ind | WholeBlg | Ind - Stone-Glass-Clay | Rate Impact Measure Test | Energy Efficiency | 399653.3436 | 401895.1208 | 403568.7487 | 404837.9148 | 405874.046 | 406515.083 | 406813.4571 | 407036.4349 | 407199.049 | 407380.2547 | 407537.6274 | 407664.7838 | 407754.0662
Scenario 2: High TRC | SCG | Ind | WholeBlg | Ind - Stone-Glass-Clay | Total Resource Cost Test | Energy Efficiency | 399653.3436 | 401895.1208 | 403568.7487 | 404837.9148 | 405874.046 | 406515.083 | 406813.4571 | 407036.4349 | 407199.049 | 407380.2547 | 407537.6274 | 407664.7838 | 407754.0662
Scenario 2: High TRC | SCG | Ind | WholeBlg | Ind - Textiles | Participant Cost Test | Energy Efficiency | 190958.5774 | 190835.6637 | 190704.1695 | 190446.6521 | 190102.4867 | 189678.5791 | 189233.3576 | 188766.0054 | 188286.5658 | 187812.2954 | 187307.8034 | 186779.8787 | 186255.2538
Scenario 2: High TRC | SCG | Ind | WholeBlg | Ind - Textiles | Program Administrator Cost Test | Energy Efficiency | 190958.5774 | 190835.6637 | 190704.1695 | 190446.6521 | 190102.4867 | 189678.5791 | 189233.3576 | 188766.0054 | 188286.5658 | 187812.2954 | 187307.8034 | 186779.8787 | 186255.2538
Scenario 2: High TRC | SCG | Ind | WholeBlg | Ind - Textiles | Rate Impact Measure Test | Energy Efficiency | 190958.5774 | 190835.6637 | 190704.1695 | 190446.6521 | 190102.4867 | 189678.5791 | 189233.3576 | 188766.0054 | 188286.5658 | 187812.2954 | 187307.8034 | 186779.8787 | 186255.2538
Scenario 2: High TRC | SCG | Ind | WholeBlg | Ind - Textiles | Total Resource Cost Test | Energy Efficiency | 190958.5774 | 190835.6637 | 190704.1695 | 190446.6521 | 190102.4867 | 189678.5791 | 189233.3576 | 188766.0054 | 188286.5658 | 187812.2954 | 187307.8034 | 186779.8787 | 186255.2538
Scenario 2: High TRC | SCG | Ind | WholeBlg | Ind - Transportation Equipment | Participant Cost Test | Energy Efficiency | 142098.2995 | 141739.2367 | 141402.2365 | 141038.8486 | 140661.0018 | 140267.7896 | 139882.3968 | 139491.056 | 139092.9185 | 138693.1198 | 138273.0496 | 137838.1427 | 137410.0991
Scenario 2: High TRC | SCG | Ind | WholeBlg | Ind - Transportation Equipment | Program Administrator Cost Test | Energy Efficiency | 142098.2995 | 141739.2367 | 141402.2365 | 141038.8486 | 140661.0018 | 140267.7896 | 139882.3968 | 139491.056 | 139092.9185 | 138693.1198 | 138273.0496 | 137838.1427 | 137410.0991
Scenario 2: High TRC | SCG | Ind | WholeBlg | Ind - Transportation Equipment | Rate Impact Measure Test | Energy Efficiency | 142098.2995 | 141739.2367 | 141402.2365 | 141038.8486 | 140661.0018 | 140267.7896 | 139882.3968 | 139491.056 | 139092.9185 | 138693.1198 | 138273.0496 | 137838.1427 | 137410.0991
Scenario 2: High TRC | SCG | Ind | WholeBlg | Ind - Transportation Equipment | Total Resource Cost Test | Energy Efficiency | 142098.2995 | 141739.2367 | 141402.2365 | 141038.8486 | 140661.0018 | 140267.7896 | 139882.3968 | 139491.056 | 139092.9185 | 138693.1198 | 138273.0496 | 137838.1427 | 137410.0991
Scenario 2: High TRC | SCG | Res | AppPlug | Res - Multi Family | Participant Cost Test | Energy Efficiency | 0 | 0 | 0 | 0 | 0 | 0 | 0 | 0 | 0 | 0 | 0 | 0 | 0
Scenario 2: High TRC | SCG | Res | AppPlug | Res - Multi Family | Program Administrator Cost Test | Energy Efficiency | 0 | 0 | 0 | 0 | 0 | 0 | 0 | 0 | 0 | 0 | 0 | 0 | 0
Scenario 2: High TRC | SCG | Res | AppPlug | Res - Multi Family | Rate Impact Measure Test | Energy Efficiency | 0 | 0 | 0 | 0 | 0 | 0 | 0 | 0 | 0 | 0 | 0 | 0 | 0
Scenario 2: High TRC | SCG | Res | AppPlug | Res - Multi Family | Total Resource Cost Test | Energy Efficiency | 0 | 0 | 0 | 0 | 0 | 0 | 0 | 0 | 0 | 0 | 0 | 0 | 0
Scenario 2: High TRC | SCG | Res | AppPlug | Res - Single Family | Participant Cost Test | Energy Efficiency | 0 | 0 | 0 | 0 | 0 | 0 | 0 | 0 | 0 | 0 | 0 | 0 | 0
Scenario 2: High TRC | SCG | Res | AppPlug | Res - Single Family | Program Administrator Cost Test | Energy Efficiency | 0 | 0 | 0 | 0 | 0 | 0 | 0 | 0 | 0 | 0 | 0 | 0 | 0
Scenario 2: High TRC | SCG | Res | AppPlug | Res - Single Family | Rate Impact Measure Test | Energy Efficiency | 0 | 0 | 0 | 0 | 0 | 0 | 0 | 0 | 0 | 0 | 0 | 0 | 0
Scenario 2: High TRC | SCG | Res | AppPlug | Res - Single Family | Total Resource Cost Test | Energy Efficiency | 0 | 0 | 0 | 0 | 0 | 0 | 0 | 0 | 0 | 0 | 0 | 0 | 0
Scenario 2: High TRC | SCG | Res | BROs | Income Qualified - Multi Family IQ | Participant Cost Test | Energy Efficiency | 106399.6848 | 106844.656 | 107477.1184 | 108284.1016 | 109241.8211 | 110330.6449 | 111463.7057 | 112973.7546 | 114643.1392 | 116622.3059 | 118697.4967 | 120899.8134 | 123285.9062
Scenario 2: High TRC | SCG | Res | BROs | Income Qualified - Multi Family IQ | Program Administrator Cost Test | Energy Efficiency | 106399.6848 | 106844.656 | 107477.1184 | 108284.1016 | 109241.8211 | 110330.6449 | 111463.7057 | 112973.7546 | 114643.1392 | 116622.3059 | 118697.4967 | 120899.8134 | 123285.9062
Scenario 2: High TRC | SCG | Res | BROs | Income Qualified - Multi Family IQ | Rate Impact Measure Test | Energy Efficiency | 106399.6848 | 106844.656 | 107477.1184 | 108284.1016 | 109241.8211 | 110330.6449 | 111463.7057 | 112973.7546 | 114643.1392 | 116622.3059 | 118697.4967 | 120899.8134 | 123285.9062
Scenario 2: High TRC | SCG | Res | BROs | Income Qualified - Multi Family IQ | Total Resource Cost Test | Energy Efficiency | 106399.6848 | 106844.656 | 107477.1184 | 108284.1016 | 109241.8211 | 110330.6449 | 111463.7057 | 112973.7546 | 114643.1392 | 116622.3059 | 118697.4967 | 120899.8134 | 123285.9062
Scenario 2: High TRC | SCG | Res | BROs | Income Qualified - Single Family IQ | Participant Cost Test | Energy Efficiency | 328406.1325 | 329423.2779 | 330953.4274 | 332958.2036 | 335408.4806 | 338297.5152 | 341509.8403 | 345715.8732 | 350395.0881 | 355579.5426 | 361028.216 | 366832.1287 | 373164.3709
Scenario 2: High TRC | SCG | Res | BROs | Income Qualified - Single Family IQ | Program Administrator Cost Test | Energy Efficiency | 328406.1325 | 329423.2779 | 330953.4274 | 332958.2036 | 335408.4806 | 338297.5152 | 341509.8403 | 345715.8732 | 350395.0881 | 355579.5426 | 361028.216 | 366832.1287 | 373164.3709
Scenario 2: High TRC | SCG | Res | BROs | Income Qualified - Single Family IQ | Rate Impact Measure Test | Energy Efficiency | 328406.1325 | 329423.2779 | 330953.4274 | 332958.2036 | 335408.4806 | 338297.5152 | 341509.8403 | 345715.8732 | 350395.0881 | 355579.5426 | 361028.216 | 366832.1287 | 373164.3709
Scenario 2: High TRC | SCG | Res | BROs | Income Qualified - Single Family IQ | Total Resource Cost Test | Energy Efficiency | 328406.1325 | 329423.2779 | 330953.4274 | 332958.2036 | 335408.4806 | 338297.5152 | 341509.8403 | 345715.8732 | 350395.0881 | 355579.5426 | 361028.216 | 366832.1287 | 373164.3709
Scenario 2: High TRC | SCG | Res | BROs | Res - Multi Family | Participant Cost Test | Energy Efficiency | 1125365.2534 | 1128924.1903 | 1134254.5624 | 1141224.4992 | 1149725.0613 | 1159722.0643 | 1170788.4709 | 1185294.954 | 1201426.6943 | 1219382.243 | 1238249.6223 | 1258341.7475 | 1280252.1074
Scenario 2: High TRC | SCG | Res | BROs | Res - Multi Family | Program Administrator Cost Test | Energy Efficiency | 1125365.2534 | 1128924.1903 | 1134254.5624 | 1141224.4992 | 1149725.0613 | 1159722.0643 | 1170788.4709 | 1185294.954 | 1201426.6943 | 1219382.243 | 1238249.6223 | 1258341.7475 | 1280252.1074
Scenario 2: High TRC | SCG | Res | BROs | Res - Multi Family | Rate Impact Measure Test | Energy Efficiency | 1125365.2534 | 1128924.1903 | 1134254.5624 | 1141224.4992 | 1149725.0613 | 1159722.0643 | 1170788.4709 | 1185294.954 | 1201426.6943 | 1219382.243 | 1238249.6223 | 1258341.7475 | 1280252.1074
Scenario 2: High TRC | SCG | Res | BROs | Res - Multi Family | Total Resource Cost Test | Energy Efficiency | 1125365.2534 | 1128924.1903 | 1134254.5624 | 1141224.4992 | 1149725.0613 | 1159722.0643 | 1170788.4709 | 1185294.954 | 1201426.6943 | 1219382.243 | 1238249.6223 | 1258341.7475 | 1280252.1074
Scenario 2: High TRC | SCG | Res | BROs | Res - Single Family | Participant Cost Test | Energy Efficiency | 321906.3941 | 323273.6587 | 325212.0913 | 327682.3752 | 330609.9416 | 333932.1914 | 337377.1859 | 341972.904 | 347051.8437 | 353095.1419 | 359431.0881 | 366154.089 | 373435.6527
Scenario 2: High TRC | SCG | Res | BROs | Res - Single Family | Program Administrator Cost Test | Energy Efficiency | 321906.3941 | 323273.6587 | 325212.0913 | 327682.3752 | 330609.9416 | 333932.1914 | 337377.1859 | 341972.904 | 347051.8437 | 353095.1419 | 359431.0881 | 366154.089 | 373435.6527
Scenario 2: High TRC | SCG | Res | BROs | Res - Single Family | Rate Impact Measure Test | Energy Efficiency | 321906.3941 | 323273.6587 | 325212.0913 | 327682.3752 | 330609.9416 | 333932.1914 | 337377.1859 | 341972.904 | 347051.8437 | 353095.1419 | 359431.0881 | 366154.089 | 373435.6527
Scenario 2: High TRC | SCG | Res | BROs | Res - Single Family | Total Resource Cost Test | Energy Efficiency | 321906.3941 | 323273.6587 | 325212.0913 | 327682.3752 | 330609.9416 | 333932.1914 | 337377.1859 | 341972.904 | 347051.8437 | 353095.1419 | 359431.0881 | 366154.089 | 373435.6527
Scenario 2: High TRC | SCG | Res | BldgEnv | Res - Multi Family | Participant Cost Test | Energy Efficiency | 0 | 0 | 0 | 0 | 0 | 0 | 0 | 0 | 0 | 0 | 0 | 0 | 5068.6156
Scenario 2: High TRC | SCG | Res | BldgEnv | Res - Multi Family | Program Administrator Cost Test | Energy Efficiency | 0 | 0 | 0 | 0 | 0 | 0 | 0 | 0 | 0 | 0 | 0 | 0 | 3082.818
Scenario 2: High TRC | SCG | Res | BldgEnv | Res - Multi Family | Rate Impact Measure Test | Energy Efficiency | 0 | 0 | 0 | 0 | 0 | 0 | 0 | 0 | 0 | 0 | 0 | 0 | 3490.065
Scenario 2: High TRC | SCG | Res | BldgEnv | Res - Multi Family | Total Resource Cost Test | Energy Efficiency | 0 | 0 | 0 | 0 | 0 | 0 | 0 | 0 | 0 | 0 | 0 | 0 | 3792.4242
Scenario 2: High TRC | SCG | Res | BldgEnv | Res - Single Family | Participant Cost Test | Energy Efficiency | 1636832.5442 | 1914641.7716 | 2059347.9793 | 2105346.5024 | 2140339.8559 | 2115967.976 | 2055234.1394 | 1977229.4883 | 1900377.4387 | 0 | 0 | 0 | 0
Scenario 2: High TRC | SCG | Res | BldgEnv | Res - Single Family | Program Administrator Cost Test | Energy Efficiency | 129709.9475 | 154077.231 | 164654.0602 | 166309.2414 | 166864.1963 | 162371.4818 | 154988.0047 | 146663.9717 | 138776.5249 | 0 | 0 | 0 | 0
Scenario 2: High TRC | SCG | Res | BldgEnv | Res - Single Family | Rate Impact Measure Test | Energy Efficiency | 186412.9178 | 221545.1911 | 234969.1836 | 234253.4022 | 231383.3276 | 220841.0449 | 206061.7947 | 189926.4428 | 174396.9555 | 0 | 0 | 0 | 0
Scenario 2: High TRC | SCG | Res | BldgEnv | Res - Single Family | Total Resource Cost Test | Energy Efficiency | 528146.9586 | 623698.8872 | 672958.537 | 688823.4911 | 700829.8684 | 692717.3319 | 672339.8069 | 647248.6704 | 623086.2477 | 0 | 0 | 0 | 0
Scenario 2: High TRC | SCG | Res | HVAC | Res - Multi Family | Participant Cost Test | Energy Efficiency | 399.5431 | 415.9657 | 428.0396 | 438.0344 | 447.6077 | 0 | 0 | 0 | 0 | 0 | 0 | 0 | 0
Scenario 2: High TRC | SCG | Res | HVAC | Res - Multi Family | Program Administrator Cost Test | Energy Efficiency | 230.6551 | 239.5054 | 245.8213 | 250.9231 | 255.7678 | 0 | 0 | 0 | 0 | 0 | 0 | 0 | 0
Scenario 2: High TRC | SCG | Res | HVAC | Res - Multi Family | Rate Impact Measure Test | Energy Efficiency | 608.511 | 612.9915 | 608.2679 | 597.9193 | 584.2547 | 0 | 0 | 0 | 0 | 0 | 0 | 0 | 0
Scenario 2: High TRC | SCG | Res | HVAC | Res - Multi Family | Total Resource Cost Test | Energy Efficiency | 410.4495 | 426.6899 | 438.4391 | 448.0386 | 457.1913 | 0 | 0 | 0 | 0 | 0 | 0 | 0 | 0
Scenario 2: High TRC | SCG | Res | HVAC | Res - Single Family | Participant Cost Test | Energy Efficiency | 4661958.166 | 5268015.5388 | 4566417.242 | 4038214.8768 | 3050728.1899 | 0 | 0 | 0 | 0 | 0 | 0 | 0 | 0
Scenario 2: High TRC | SCG | Res | HVAC | Res - Single Family | Program Administrator Cost Test | Energy Efficiency | 142085.9074 | 157572.3517 | 165535.6196 | 169105.1978 | 171816.0314 | 0 | 0 | 0 | 0 | 0 | 0 | 0 | 0
Scenario 2: High TRC | SCG | Res | HVAC | Res - Single Family | Rate Impact Measure Test | Energy Efficiency | 564553.2729 | 606823.6948 | 615565.0576 | 603700.5566 | 585361.576 | 0 | 0 | 0 | 0 | 0 | 0 | 0 | 0
Scenario 2: High TRC | SCG | Res | HVAC | Res - Single Family | Total Resource Cost Test | Energy Efficiency | 4651256.666 | 5256626.2854 | 4554219.5843 | 4025254.6768 | 3052464.293 | 0 | 0 | 0 | 0 | 0 | 0 | 0 | 0
Scenario 2: High TRC | SCG | Res | WaterHeat | Res - Multi Family | Participant Cost Test | Energy Efficiency | 3503499.9189 | 3612566.3901 | 3615583.2853 | 3618912.062 | 3632146.8782 | 539992.7246 | 514265.6552 | 492430.6112 | 470134.7599 | 448106.0379 | 428005.207 | 411326.3664 | 395424.7436
Scenario 2: High TRC | SCG | Res | WaterHeat | Res - Multi Family | Program Administrator Cost Test | Energy Efficiency | 942306.0341 | 893787.5834 | 829812.4425 | 780007.554 | 742552.276 | 212156.183 | 196759.9572 | 183874.4099 | 171408.9306 | 159577.8635 | 148882.5563 | 139732.2257 | 131213.2586
Scenario 2: High TRC | SCG | Res | WaterHeat | Res - Multi Family | Rate Impact Measure Test | Energy Efficiency | 6224474.4958 | 5791751.1657 | 5371048.0199 | 4989663.0781 | 4569034.7076 | 1054720.7213 | 934100.3665 | 812847.4223 | 687082.9892 | 565496.5052 | 449807.5643 | 339074.1308 | 229518.5451
Scenario 2: High TRC | SCG | Res | WaterHeat | Res - Multi Family | Total Resource Cost Test | Energy Efficiency | 3874314.7891 | 3916425.6356 | 3900445.3058 | 3889868.0113 | 3892777.4283 | 543399.5977 | 513402.1519 | 488356.9516 | 463311.3807 | 438929.1679 | 416745.2765 | 398115.0322 | 380505.1244
Scenario 2: High TRC | SCG | Res | WaterHeat | Res - Single Family | Participant Cost Test | Energy Efficiency | 40523002.755 | 36284599.9586 | 37622593.0899 | 23605131.2445 | 24072523.6008 | 2416310.1494 | 2189518.7736 | 1994488.3525 | 1864900.4919 | 1761054.5616 | 1667878.4237 | 1584607.4766 | 1506863.9037
Scenario 2: High TRC | SCG | Res | WaterHeat | Res - Single Family | Program Administrator Cost Test | Energy Efficiency | 5733463.5828 | 5526898.8757 | 5392689.4628 | 5262936.1593 | 5179214.7566 | 913707.3121 | 807157.1469 | 717715.4382 | 656853.8361 | 607583.0911 | 563624.1707 | 524459.4909 | 488463.893
Scenario 2: High TRC | SCG | Res | WaterHeat | Res - Single Family | Rate Impact Measure Test | Energy Efficiency | 39200922.3502 | 37816204.4638 | 36460534.5507 | 34795029.7268 | 32809421.9516 | 4500075.6051 | 3773676.7009 | 3107379.6166 | 2569122.5845 | 2094260.1414 | 1650466.6345 | 1232591.4558 | 835062.6536
Scenario 2: High TRC | SCG | Res | WaterHeat | Res - Single Family | Total Resource Cost Test | Energy Efficiency | 42663071.882 | 38388794.7925 | 39709209.9757 | 25672834.691 | 26128863.2415 | 2375430.4695 | 2129333.8319 | 1921553.419 | 1785329.4975 | 1676732.6404 | 1579355.7424 | 1492305.1622 | 1411430.8623
Scenario 2: High TRC | SCG | Res | WholeBlg | Res - Multi Family | Participant Cost Test | Energy Efficiency | 0 | 0 | 0 | 0 | 0 | 0 | 0 | 0 | 0 | 0 | 0 | 0 | 0
Scenario 2: High TRC | SCG | Res | WholeBlg | Res - Multi Family | Program Administrator Cost Test | Energy Efficiency | 0 | 0 | 0 | 0 | 0 | 0 | 0 | 0 | 0 | 0 | 0 | 0 | 0
Scenario 2: High TRC | SCG | Res | WholeBlg | Res - Multi Family | Rate Impact Measure Test | Energy Efficiency | 0 | 0 | 0 | 0 | 0 | 0 | 0 | 0 | 0 | 0 | 0 | 0 | 0
Scenario 2: High TRC | SCG | Res | WholeBlg | Res - Multi Family | Total Resource Cost Test | Energy Efficiency | 0 | 0 | 0 | 0 | 0 | 0 | 0 | 0 | 0 | 0 | 0 | 0 | 0
Scenario 2: High TRC | SCG | Res | WholeBlg | Res - Single Family | Participant Cost Test | Energy Efficiency | 0 | 0 | 0 | 0 | 0 | 0 | 0 | 0 | 0 | 0 | 0 | 0 | 0
Scenario 2: High TRC | SCG | Res | WholeBlg | Res - Single Family | Program Administrator Cost Test | Energy Efficiency | 0 | 0 | 0 | 0 | 0 | 0 | 0 | 0 | 0 | 0 | 0 | 0 | 0
Scenario 2: High TRC | SCG | Res | WholeBlg | Res - Single Family | Rate Impact Measure Test | Energy Efficiency | 0 | 0 | 0 | 0 | 0 | 0 | 0 | 0 | 0 | 0 | 0 | 0 | 0
Scenario 2: High TRC | SCG | Res | WholeBlg | Res - Single Family | Total Resource Cost Test | Energy Efficiency | 0 | 0 | 0 | 0 | 0 | 0 | 0 | 0 | 0 | 0 | 0 | 0 | 0
Scenario 2: High TRC | SDG&E | Ag | WholeBlg | Ag - Dairies, fishing, hunting | Participant Cost Test | Energy Efficiency | 7568.4617 | 7621.3503 | 7670.9953 | 7718.5359 | 7762.4737 | 7802.0128 | 7839.2643 | 7876.2406 | 7912.9963 | 7949.4555 | 7984.9557 | 8019.8855 | 8053.9062
Scenario 2: High TRC | SDG&E | Ag | WholeBlg | Ag - Dairies, fishing, hunting | Program Administrator Cost Test | Energy Efficiency | 7568.4617 | 7621.3503 | 7670.9953 | 7718.5359 | 7762.4737 | 7802.0128 | 7839.2643 | 7876.2406 | 7912.9963 | 7949.4555 | 7984.9557 | 8019.8855 | 8053.9062
Scenario 2: High TRC | SDG&E | Ag | WholeBlg | Ag - Dairies, fishing, hunting | Rate Impact Measure Test | Energy Efficiency | 7568.4617 | 7621.3503 | 7670.9953 | 7718.5359 | 7762.4737 | 7802.0128 | 7839.2643 | 7876.2406 | 7912.9963 | 7949.4555 | 7984.9557 | 8019.8855 | 8053.9062
Scenario 2: High TRC | SDG&E | Ag | WholeBlg | Ag - Dairies, fishing, hunting | Total Resource Cost Test | Energy Efficiency | 7568.4617 | 7621.3503 | 7670.9953 | 7718.5359 | 7762.4737 | 7802.0128 | 7839.2643 | 7876.2406 | 7912.9963 | 7949.4555 | 7984.9557 | 8019.8855 | 8053.9062
Scenario 2: High TRC | SDG&E | Ag | WholeBlg | Ag - Irrigated Agriculture, vineyards, forestry and greenhouses | Participant Cost Test | Energy Efficiency | 58307.1771 | 60163.8982 | 61917.371 | 63623.742 | 65227.8531 | 66689.1629 | 68085.6953 | 69486.1902 | 70905.7997 | 72326.0923 | 73722.815 | 75106.2677 | 76462.4871
Scenario 2: High TRC | SDG&E | Ag | WholeBlg | Ag - Irrigated Agriculture, vineyards, forestry and greenhouses | Program Administrator Cost Test | Energy Efficiency | 58307.1771 | 60163.8982 | 61917.371 | 63623.742 | 65227.8531 | 66689.1629 | 68085.6953 | 69486.1902 | 70905.7997 | 72326.0923 | 73722.815 | 75106.2677 | 76462.4871
Scenario 2: High TRC | SDG&E | Ag | WholeBlg | Ag - Irrigated Agriculture, vineyards, forestry and greenhouses | Rate Impact Measure Test | Energy Efficiency | 58307.1771 | 60163.8982 | 61917.371 | 63623.742 | 65227.8531 | 66689.1629 | 68085.6953 | 69486.1902 | 70905.7997 | 72326.0923 | 73722.815 | 75106.2677 | 76462.4871
Scenario 2: High TRC | SDG&E | Ag | WholeBlg | Ag - Irrigated Agriculture, vineyards, forestry and greenhouses | Total Resource Cost Test | Energy Efficiency | 58307.1771 | 60163.8982 | 61917.371 | 63623.742 | 65227.8531 | 66689.1629 | 68085.6953 | 69486.1902 | 70905.7997 | 72326.0923 | 73722.815 | 75106.2677 | 76462.4871
Scenario 2: High TRC | SDG&E | Ag | WholeBlg | Ag - Water pumping | Participant Cost Test | Energy Efficiency | 166386.5668 | 166065.179 | 165752.879 | 165426.5914 | 165097.9769 | 164784.4711 | 164469.3347 | 164142.2471 | 163789.6402 | 163427.7407 | 163061.5738 | 162692.1213 | 162323.5072
Scenario 2: High TRC | SDG&E | Ag | WholeBlg | Ag - Water pumping | Program Administrator Cost Test | Energy Efficiency | 166386.5668 | 166065.179 | 165752.879 | 165426.5914 | 165097.9769 | 164784.4711 | 164469.3347 | 164142.2471 | 163789.6402 | 163427.7407 | 163061.5738 | 162692.1213 | 162323.5072
Scenario 2: High TRC | SDG&E | Ag | WholeBlg | Ag - Water pumping | Rate Impact Measure Test | Energy Efficiency | 166386.5668 | 166065.179 | 165752.879 | 165426.5914 | 165097.9769 | 164784.4711 | 164469.3347 | 164142.2471 | 163789.6402 | 163427.7407 | 163061.5738 | 162692.1213 | 162323.5072
Scenario 2: High TRC | SDG&E | Ag | WholeBlg | Ag - Water pumping | Total Resource Cost Test | Energy Efficiency | 166386.5668 | 166065.179 | 165752.879 | 165426.5914 | 165097.9769 | 164784.4711 | 164469.3347 | 164142.2471 | 163789.6402 | 163427.7407 | 163061.5738 | 162692.1213 | 162323.5072
Scenario 2: High TRC | SDG&E | Com | AppPlug | Com - Health | Participant Cost Test | Energy Efficiency | 54659.5574 | 63236.9607 | 107903.8979 | 124711.8214 | 139382.5511 | 153402.9603 | 364112.759 | 400648.971 | 443280.138 | 490091.6579 | 535932.5447 | 545798.0943 | 562104.1195
Scenario 2: High TRC | SDG&E | Com | AppPlug | Com - Health | Program Administrator Cost Test | Energy Efficiency | 170363.5441 | 193233.0336 | 366951.3639 | 414049.3188 | 453439.4545 | 489715.0137 | 1069165.021 | 1153480.9799 | 1250625.3145 | 1354694.8442 | 1451926.0399 | 1454764.1733 | 1472785.7763
Scenario 2: High TRC | SDG&E | Com | AppPlug | Com - Health | Rate Impact Measure Test | Energy Efficiency | 420573.4063 | 482957.4764 | 805177.6224 | 924161.1646 | 990231.5233 | 1041016.4276 | 1959978.6348 | 2088278.3284 | 2233626.018 | 2378015.2192 | 2421844.6346 | 2135347.8462 | 1834654.0183
Scenario 2: High TRC | SDG&E | Com | AppPlug | Com - Health | Total Resource Cost Test | Energy Efficiency | 193063.5543 | 219910.2335 | 413050.5146 | 467876.9433 | 514201.7468 | 557234.0293 | 1232597.3944 | 1335329.2969 | 1454038.9421 | 1582014.8524 | 1703102.6147 | 1712891.4424 | 1740999.405
Scenario 2: High TRC | SDG&E | Com | AppPlug | Com - Lodging | Participant Cost Test | Energy Efficiency | 49887.7656 | 55456.6723 | 61475.0742 | 70166.6882 | 75833.1968 | 135556.0628 | 329251.6707 | 357663.5901 | 388027.0488 | 418136.2646 | 443978.281 | 462534.0046 | 481480.2914
Scenario 2: High TRC | SDG&E | Com | AppPlug | Com - Lodging | Program Administrator Cost Test | Energy Efficiency | 155710.4547 | 169698.6511 | 184427.1618 | 206375.6733 | 218669.9531 | 342909.2258 | 869141.8114 | 926073.9585 | 985620.5349 | 1041837.6207 | 1084635.4601 | 1107224.2471 | 1129664.5407
Scenario 2: High TRC | SDG&E | Com | AppPlug | Com - Lodging | Rate Impact Measure Test | Energy Efficiency | 383722.8183 | 423385.6956 | 466056.227 | 528500.2059 | 540057.6669 | 744758.7655 | 1598453.9274 | 1678510.4663 | 1757386.3915 | 1821606.1225 | 1802065.3227 | 1619825.4885 | 1404272.112
Scenario 2: High TRC | SDG&E | Com | AppPlug | Com - Lodging | Total Resource Cost Test | Energy Efficiency | 176412.4211 | 193073.8685 | 210732.9508 | 236841.3657 | 252062.9313 | 411365.3814 | 1026678.2381 | 1099133.2689 | 1175391.0624 | 1248489.4876 | 1306404.8396 | 1340805.7763 | 1375349.4106
Scenario 2: High TRC | SDG&E | Com | AppPlug | Com - Other | Participant Cost Test | Energy Efficiency | 391.7716 | 465.1038 | 547.6711 | 640.3887 | 734.424 | 846.6295 | 968.5766 | 1097.5992 | 1233.5937 | 1380.3634 | 1531.3866 | 1691.5926 | 1862.616
Scenario 2: High TRC | SDG&E | Com | AppPlug | Com - Other | Program Administrator Cost Test | Energy Efficiency | 1449.9482 | 1692.1586 | 1958.8578 | 2251.8482 | 2534.7984 | 2864.7702 | 3213.1438 | 3569.7666 | 3933.3991 | 4315.0829 | 4693.3221 | 5082.6607 | 5486.7921
Scenario 2: High TRC | SDG&E | Com | AppPlug | Com - Other | Rate Impact Measure Test | Energy Efficiency | 2584.1862 | 3037.9187 | 3543.0479 | 4104.7891 | 4661.3121 | 5320.9292 | 6030.8126 | 6774.6655 | 7551.3309 | 7646.2635 | 7544.7251 | 7243.5658 | 6711.5175
Scenario 2: High TRC | SDG&E | Com | AppPlug | Com - Other | Total Resource Cost Test | Energy Efficiency | 1587.0683 | 1854.945 | 2150.5427 | 2475.9842 | 2794.8402 | 3170.2838 | 3569.1039 | 3980.2993 | 4402.6822 | 4848.8498 | 5294.8955 | 5757.3561 | 6240.699
Scenario 2: High TRC | SDG&E | Com | BROs | Com - Lodging | Participant Cost Test | Energy Efficiency | 1753.4976 | 3588.3087 | 5511.1291 | 7565.3331 | 9751.8084 | 12057.4834 | 14538.0152 | 17123.9366 | 19847.0799 | 22717.1941 | 25656.662 | 28575.8482 | 31540.259
Scenario 2: High TRC | SDG&E | Com | BROs | Com - Lodging | Program Administrator Cost Test | Energy Efficiency | 1753.4976 | 3588.3087 | 5511.1291 | 7565.3331 | 9751.8084 | 12057.4834 | 14538.0152 | 17123.9366 | 19847.0799 | 22717.1941 | 25656.662 | 28575.8482 | 31540.259
Scenario 2: High TRC | SDG&E | Com | BROs | Com - Lodging | Rate Impact Measure Test | Energy Efficiency | 1753.4976 | 3588.3087 | 5511.1291 | 7565.3331 | 9751.8084 | 12057.4834 | 14538.0152 | 17123.9366 | 19847.0799 | 22717.1941 | 25656.662 | 28575.8482 | 31540.259
Scenario 2: High TRC | SDG&E | Com | BROs | Com - Lodging | Total Resource Cost Test | Energy Efficiency | 1753.4976 | 3588.3087 | 5511.1291 | 7565.3331 | 9751.8084 | 12057.4834 | 14538.0152 | 17123.9366 | 19847.0799 | 22717.1941 | 25656.662 | 28575.8482 | 31540.259
Scenario 2: High TRC | SDG&E | Com | BROs | Com - Other | Participant Cost Test | Energy Efficiency | 1589.053 | 3258.9718 | 5015.6213 | 6896.7932 | 8908.8078 | 11039.2071 | 13362.5969 | 15793.6192 | 18366.1125 | 21092.965 | 23903.3988 | 26724.3784 | 29797.3512
Scenario 2: High TRC | SDG&E | Com | BROs | Com - Other | Program Administrator Cost Test | Energy Efficiency | 1589.053 | 3258.9718 | 5015.6213 | 6896.7932 | 8908.8078 | 11039.2071 | 13362.5969 | 15793.6192 | 18366.1125 | 21092.965 | 23903.3988 | 26724.3784 | 29797.3512
Scenario 2: High TRC | SDG&E | Com | BROs | Com - Other | Rate Impact Measure Test | Energy Efficiency | 1589.053 | 3258.9718 | 5015.6213 | 6896.7932 | 8908.8078 | 11039.2071 | 13362.5969 | 15793.6192 | 18366.1125 | 21092.965 | 23903.3988 | 26724.3784 | 29797.3512
Scenario 2: High TRC | SDG&E | Com | BROs | Com - Other | Total Resource Cost Test | Energy Efficiency | 1589.053 | 3258.9718 | 5015.6213 | 6896.7932 | 8908.8078 | 11039.2071 | 13362.5969 | 15793.6192 | 18366.1125 | 21092.965 | 23903.3988 | 26724.3784 | 29797.3512
Scenario 2: High TRC | SDG&E | Com | BROs | Com - Retail | Participant Cost Test | Energy Efficiency | 3532.7754 | 7191.3058 | 10985.1405 | 14979.3569 | 19190.2284 | 23579.5125 | 28313.9213 | 33196.7086 | 38281.4332 | 43596.8824 | 48964.6318 | 54275.29 | 60542.671
Scenario 2: High TRC | SDG&E | Com | BROs | Com - Retail | Program Administrator Cost Test | Energy Efficiency | 3532.7754 | 7191.3058 | 10985.1405 | 14979.3569 | 19190.2284 | 23579.5125 | 28313.9213 | 33196.7086 | 38281.4332 | 43596.8824 | 48964.6318 | 54275.29 | 60542.671
Scenario 2: High TRC | SDG&E | Com | BROs | Com - Retail | Rate Impact Measure Test | Energy Efficiency | 3532.7754 | 7191.3058 | 10985.1405 | 14979.3569 | 19190.2284 | 23579.5125 | 28313.9213 | 33196.7086 | 38281.4332 | 43596.8824 | 48964.6318 | 54275.29 | 60542.671
Scenario 2: High TRC | SDG&E | Com | BROs | Com - Retail | Total Resource Cost Test | Energy Efficiency | 3532.7754 | 7191.3058 | 10985.1405 | 14979.3569 | 19190.2284 | 23579.5125 | 28313.9213 | 33196.7086 | 38281.4332 | 43596.8824 | 48964.6318 | 54275.29 | 60542.671
Scenario 2: High TRC | SDG&E | Com | BldgEnv | Com - College | Participant Cost Test | Energy Efficiency | 4.8336 | 4.8911 | 4.9493 | 8.6681 | 8.7709 | 8.8841 | 8.999 | 9.1116 | 9.2267 | 9.3461 | 9.4639 | 9.6171 | 9.7448
Scenario 2: High TRC | SDG&E | Com | BldgEnv | Com - College | Program Administrator Cost Test | Energy Efficiency | 6.3195 | 6.3292 | 6.3391 | 10.9684 | 10.9767 | 11.0003 | 11.0253 | 11.0457 | 11.0686 | 11.0964 | 11.1203 | 11.1934 | 11.2279
Scenario 2: High TRC | SDG&E | Com | BldgEnv | Com - College | Rate Impact Measure Test | Energy Efficiency | 11.6021 | 11.6708 | 11.7327 | 20.1052 | 20.1889 | 20.3042 | 20.4151 | 19.7549 | 18.6276 | 17.4028 | 16.0522 | 14.6412 | 13.0287
Scenario 2: High TRC | SDG&E | Com | BldgEnv | Com - College | Total Resource Cost Test | Energy Efficiency | 8.0747 | 8.1039 | 8.1336 | 14.0638 | 14.1075 | 14.1702 | 14.2348 | 14.2941 | 14.3567 | 14.4258 | 14.4903 | 14.6165 | 14.6952
Scenario 2: High TRC | SDG&E | Com | BldgEnv | Com - Grocery | Participant Cost Test | Energy Efficiency | 364.9387 | 353.4677 | 342.0554 | 331.463 | 321.6224 | 312.4826 | 304.1294 | 296.3217 | 288.9939 | 281.988 | 275.0216 | 268.0549 | 260.9981
Scenario 2: High TRC | SDG&E | Com | BldgEnv | Com - Grocery | Program Administrator Cost Test | Energy Efficiency | 215.0525 | 205.3045 | 195.6576 | 186.6425 | 178.2258 | 170.4107 | 163.1603 | 156.3545 | 149.9295 | 143.8537 | 138.0047 | 132.375 | 126.9384
Scenario 2: High TRC | SDG&E | Com | BldgEnv | Com - Grocery | Rate Impact Measure Test | Energy Efficiency | 394.4857 | 378.8712 | 363.1024 | 348.1506 | 334.1778 | 321.2453 | 309.259 | 286.3594 | 258.0837 | 230.3636 | 202.907 | 175.6691 | 148.6055
Scenario 2: High TRC | SDG&E | Com | BldgEnv | Com - Grocery | Total Resource Cost Test | Energy Efficiency | 409.3467 | 394.0114 | 378.8069 | 364.6505 | 351.4693 | 339.2388 | 327.9807 | 317.4407 | 307.525 | 298.1032 | 288.89 | 279.8523 | 270.9085
Scenario 2: High TRC | SDG&E | Com | BldgEnv | Com - Health | Participant Cost Test | Energy Efficiency | 327.8536 | 317.1765 | 306.6959 | 296.528 | 286.4641 | 276.5261 | 267.135 | 259.1836 | 251.5999 | 244.4229 | 237.5805 | 230.2501 | 223.2478
Scenario 2: High TRC | SDG&E | Com | BldgEnv | Com - Health | Program Administrator Cost Test | Energy Efficiency | 284.0444 | 269.6728 | 255.7512 | 242.3799 | 229.1699 | 216.1935 | 204.2494 | 195.0064 | 186.3965 | 178.5024 | 171.2119 | 163.0882 | 155.5747
Scenario 2: High TRC | SDG&E | Com | BldgEnv | Com - Health | Rate Impact Measure Test | Energy Efficiency | 549.9691 | 525.6865 | 501.7624 | 478.4474 | 455.0893 | 431.9237 | 410.4959 | 378.0705 | 338.3979 | 300.0215 | 262.496 | 223.5947 | 185.7192
Scenario 2: High TRC | SDG&E | Com | BldgEnv | Com - Health | Total Resource Cost Test | Energy Efficiency | 450.845 | 431.7244 | 413.1209 | 395.194 | 377.4805 | 360.0586 | 343.8787 | 330.9164 | 318.7272 | 307.4035 | 296.803 | 285.201 | 274.3258
Scenario 2: High TRC | SDG&E | Com | BldgEnv | Com - Lodging | Participant Cost Test | Energy Efficiency | 7.7691 | 7.8051 | 7.8411 | 7.8938 | 7.9233 | 7.9716 | 8.0128 | 8.0549 | 1.144 | 1.1642 | 1.1762 | 1.1897 | 1.2116
Scenario 2: High TRC | SDG&E | Com | BldgEnv | Com - Lodging | Program Administrator Cost Test | Energy Efficiency | 5.8391 | 5.7708 | 5.7037 | 5.6575 | 5.5833 | 5.5322 | 5.4686 | 5.4056 | 0.88287 | 0.89671 | 0.90075 | 0.90564 | 0.91879
Scenario 2: High TRC | SDG&E | Com | BldgEnv | Com - Lodging | Rate Impact Measure Test | Energy Efficiency | 11.2057 | 11.1257 | 11.0331 | 10.9743 | 10.8344 | 10.7404 | 10.6116 | 10.1135 | 1.685 | 1.5759 | 1.4344 | 1.279 | 1.1166
Scenario 2: High TRC | SDG&E | Com | BldgEnv | Com - Lodging | Total Resource Cost Test | Energy Efficiency | 9.4021 | 9.3805 | 9.3595 | 9.3648 | 9.3337 | 9.3319 | 9.3178 | 9.3049 | 1.4162 | 1.4398 | 1.4509 | 1.4634 | 1.4877
Scenario 2: High TRC | SDG&E | Com | BldgEnv | Com - Office (Large) | Participant Cost Test | Energy Efficiency | 747.1346 | 724.4804 | 792.4946 | 768.755 | 745.4971 | 722.9609 | 701.0431 | 679.6708 | 584.3985 | 566.2952 | 548.8542 | 532.1049 | 516.0054
Scenario 2: High TRC | SDG&E | Com | BldgEnv | Com - Office (Large) | Program Administrator Cost Test | Energy Efficiency | 204.3133 | 194.5469 | 248.5692 | 236.8194 | 225.5218 | 214.8378 | 204.6808 | 194.9458 | 139.0475 | 132.3501 | 126.0194 | 120.0707 | 114.4698
Scenario 2: High TRC | SDG&E | Com | BldgEnv | Com - Office (Large) | Rate Impact Measure Test | Energy Efficiency | 398.9509 | 382.4713 | 477.5696 | 457.2249 | 437.5127 | 418.7905 | 400.8749 | 368.5689 | 252 | 222.1138 | 192.9883 | 164.5356 | 136.645
Scenario 2: High TRC | SDG&E | Com | BldgEnv | Com - Office (Large) | Total Resource Cost Test | Energy Efficiency | 661.1842 | 638.7393 | 722.7984 | 698.2541 | 674.3486 | 651.368 | 629.1773 | 607.6493 | 503.2387 | 486.0441 | 469.559 | 453.8164 | 438.7635
Scenario 2: High TRC | SDG&E | Com | BldgEnv | Com - Office (Small) | Participant Cost Test | Energy Efficiency | 368.3135 | 357.0342 | 346.1577 | 335.5645 | 325.254 | 315.2388 | 305.4984 | 296.0484 | 286.8967 | 278.0429 | 269.4966 | 261.2486 | 253.2909
Scenario 2: High TRC | SDG&E | Com | BldgEnv | Com - Office (Small) | Program Administrator Cost Test | Energy Efficiency | 99.5433 | 94.6917 | 90.0942 | 85.7215 | 81.5611 | 77.6111 | 73.8569 | 70.2888 | 66.9023 | 63.6877 | 60.6409 | 57.7537 | 55.0183
Scenario 2: High TRC | SDG&E | Com | BldgEnv | Com - Office (Small) | Rate Impact Measure Test | Energy Efficiency | 193.0461 | 184.9689 | 177.1028 | 169.3478 | 161.9341 | 154.8456 | 148.0746 | 135.8884 | 121.1342 | 106.7801 | 92.7845 | 79.0841 | 65.6471
Scenario 2: High TRC | SDG&E | Com | BldgEnv | Com - Office (Small) | Total Resource Cost Test | Energy Efficiency | 325.0556 | 313.8888 | 303.1753 | 292.8116 | 282.7887 | 273.1146 | 263.765 | 254.7437 | 246.0538 | 237.688 | 229.6506 | 221.9297 | 214.5142
Scenario 2: High TRC | SDG&E | Com | BldgEnv | Com - Other | Participant Cost Test | Energy Efficiency | 155.2962 | 150.6767 | 173.217 | 168.3137 | 163.4571 | 158.7028 | 154.021 | 149.4171 | 122.3514 | 118.7377 | 115.2646 | 111.9408 | 108.7635
Scenario 2: High TRC | SDG&E | Com | BldgEnv | Com - Other | Program Administrator Cost Test | Energy Efficiency | 42.5449 | 40.5817 | 57.7327 | 55.1992 | 52.7234 | 50.346 | 48.0445 | 45.8153 | 29.5603 | 28.257 | 27.0297 | 25.8833 | 24.8146
Scenario 2: High TRC | SDG&E | Com | BldgEnv | Com - Other | Rate Impact Measure Test | Energy Efficiency | 83.2064 | 79.9426 | 110.1565 | 105.8646 | 101.6188 | 97.5079 | 93.4799 | 86.0857 | 53.6404 | 47.4824 | 41.4445 | 35.5059 | 29.6425
Scenario 2: High TRC | SDG&E | Com | BldgEnv | Com - Other | Total Resource Cost Test | Energy Efficiency | 137.4907 | 132.9361 | 160.2894 | 155.1514 | 150.0838 | 145.1552 | 140.3283 | 135.6043 | 105.6936 | 102.2871 | 99.0299 | 95.9317 | 92.9886
Scenario 2: High TRC | SDG&E | Com | BldgEnv | Com - Refrig. Warehouse | Participant Cost Test | Energy Efficiency | 1.9064 | 1.8498 | 1.7954 | 1.7415 | 1.6897 | 1.6398 | 1.5919 | 1.5456 | 1.5014 | 1.4586 | 1.418 | 1.3793 | 1.3421
Scenario 2: High TRC | SDG&E | Com | BldgEnv | Com - Refrig. Warehouse | Program Administrator Cost Test | Energy Efficiency | 0.51679 | 0.49301 | 0.47058 | 0.44844 | 0.42796 | 0.40873 | 0.39089 | 0.37405 | 0.35852 | 0.34368 | 0.33009 | 0.31751 | 0.30566
Scenario 2: High TRC | SDG&E | Com | BldgEnv | Com - Refrig. Warehouse | Rate Impact Measure Test | Energy Efficiency | 1.0045 | 0.96593 | 0.92835 | 0.8889 | 0.85245 | 0.81778 | 0.78525 | 0.72434 | 0.65031 | 0.5773 | 0.506 | 0.43549 | 0.36511
Scenario 2: High TRC | SDG&E | Com | BldgEnv | Com - Refrig. Warehouse | Total Resource Cost Test | Energy Efficiency | 1.6837 | 1.6281 | 1.575 | 1.5223 | 1.4723 | 1.4244 | 1.3789 | 1.3352 | 1.2939 | 1.254 | 1.2165 | 1.181 | 1.147
Scenario 2: High TRC | SDG&E | Com | BldgEnv | Com - Restaurant | Participant Cost Test | Energy Efficiency | 124.0311 | 120.5416 | 116.8912 | 113.3388 | 109.8862 | 106.5285 | 103.2699 | 100.1114 | 97.0489 | 94.0902 | 91.2379 | 88.4878 | 85.8357
Scenario 2: High TRC | SDG&E | Com | BldgEnv | Com - Restaurant | Program Administrator Cost Test | Energy Efficiency | 33.3009 | 31.991 | 30.4554 | 28.9965 | 27.612 | 26.2939 | 25.0459 | 23.8616 | 22.7345 | 21.6672 | 20.6579 | 19.7028 | 18.7984
Scenario 2: High TRC | SDG&E | Com | BldgEnv | Com - Restaurant | Rate Impact Measure Test | Energy Efficiency | 64.3623 | 62.5188 | 59.9018 | 57.3216 | 54.8592 | 52.4914 | 50.235 | 46.1473 | 41.1783 | 36.341 | 31.6191 | 26.988 | 22.4346
Scenario 2: High TRC | SDG&E | Com | BldgEnv | Com - Restaurant | Total Resource Cost Test | Energy Efficiency | 109.2896 | 105.991 | 102.401 | 98.9314 | 95.5818 | 92.3434 | 89.2216 | 86.2128 | 83.3096 | 80.5192 | 77.8425 | 75.2739 | 72.8079
Scenario 2: High TRC | SDG&E | Com | BldgEnv | Com - Retail | Participant Cost Test | Energy Efficiency | 620.398 | 598.0573 | 579.095 | 560.0677 | 532.8373 | 507.0272 | 484.3625 | 462.8725 | 442.8939 | 424.6155 | 408.0333 | 392.9213 | 379.0558
Scenario 2: High TRC | SDG&E | Com | BldgEnv | Com - Retail | Program Administrator Cost Test | Energy Efficiency | 337.4781 | 319.5207 | 302.8096 | 289.73 | 268.6651 | 250.52 | 237.0654 | 224.4591 | 212.7391 | 201.9061 | 191.8887 | 182.6121 | 173.9747
Scenario 2: High TRC | SDG&E | Com | BldgEnv | Com - Retail | Rate Impact Measure Test | Energy Efficiency | 621.4048 | 591.7558 | 563.9672 | 542.0422 | 505.4862 | 474.0702 | 451.1032 | 412.4817 | 367.0954 | 323.835 | 282.3685 | 242.403 | 203.66
Scenario 2: High TRC | SDG&E | Com | BldgEnv | Com - Retail | Total Resource Cost Test | Energy Efficiency | 675.691 | 646.6031 | 620.7869 | 597.6572 | 563.077 | 531.6856 | 505.9386 | 481.6435 | 459.0565 | 438.3061 | 419.3379 | 401.9403 | 385.8855
Scenario 2: High TRC | SDG&E | Com | BldgEnv | Com - School | Participant Cost Test | Energy Efficiency | 91.1095 | 88.4705 | 85.9326 | 83.4648 | 81.0786 | 78.7534 | 76.4956 | 74.3168 | 72.2213 | 70.2006 | 68.2626 | 66.4015 | 64.6123
Scenario 2: High TRC | SDG&E | Com | BldgEnv | Com - School | Program Administrator Cost Test | Energy Efficiency | 25.6057 | 24.4845 | 23.4247 | 22.4189 | 21.473 | 20.5677 | 19.7087 | 18.899 | 18.1391 | 17.4199 | 16.7443 | 16.1077 | 15.5059
Scenario 2: High TRC | SDG&E | Com | BldgEnv | Com - School | Rate Impact Measure Test | Energy Efficiency | 50.7814 | 48.8709 | 46.9892 | 45.1072 | 43.304 | 41.527 | 39.7946 | 36.7257 | 33.0081 | 29.3454 | 25.7294 | 22.1334 | 18.5415
Scenario 2: High TRC | SDG&E | Com | BldgEnv | Com - School | Total Resource Cost Test | Energy Efficiency | 81.1491 | 78.5475 | 76.058 | 73.6538 | 71.3473 | 69.1105 | 66.9517 | 64.8815 | 62.9032 | 61.0045 | 59.1932 | 57.4617 | 55.8038
Scenario 2: High TRC | SDG&E | Com | BldgEnv | Com - Warehouse | Participant Cost Test | Energy Efficiency | 286.0023 | 277.3544 | 269.0501 | 311.1464 | 302.635 | 294.3567 | 286.2304 | 278.3191 | 224.0827 | 217.2788 | 210.7308 | 204.4573 | 198.47
Scenario 2: High TRC | SDG&E | Com | BldgEnv | Com - Warehouse | Program Administrator Cost Test | Energy Efficiency | 78.4691 | 74.7436 | 71.2256 | 102.6951 | 98.409 | 94.3279 | 90.3898 | 86.62 | 53.7758 | 51.3047 | 48.9681 | 46.7779 | 44.7401
Scenario 2: High TRC | SDG&E | Com | BldgEnv | Com - Warehouse | Rate Impact Measure Test | Energy Efficiency | 155.8936 | 149.5778 | 143.4194 | 199.4758 | 192.0629 | 184.9695 | 178.0657 | 164.6389 | 99.087 | 87.3862 | 75.9458 | 64.7332 | 53.7228
Scenario 2: High TRC | SDG&E | Com | BldgEnv | Com - Warehouse | Total Resource Cost Test | Energy Efficiency | 253.2374 | 244.6748 | 236.4927 | 287.1984 | 278.3523 | 269.8093 | 261.468 | 253.3908 | 193.2696 | 186.8436 | 180.6866 | 174.8204 | 169.258
Scenario 2: High TRC | SDG&E | Com | ComRefrig | Com - College | Participant Cost Test | Energy Efficiency | 418.6587 | 296.0895 | 187.7594 | 107.1154 | 53.3767 | 31.8694 | 20.5072 | 15.0117 | 14.3359 | 13.6906 | 13.0744 | 12.486 | 11.9241
Scenario 2: High TRC | SDG&E | Com | ComRefrig | Com - College | Program Administrator Cost Test | Energy Efficiency | 259.2366 | 181.8268 | 114.5463 | 65.0645 | 32.5054 | 18.8453 | 11.5232 | 8.0242 | 7.5115 | 7.0315 | 6.5822 | 6.1616 | 5.768
Scenario 2: High TRC | SDG&E | Com | ComRefrig | Com - College | Rate Impact Measure Test | Energy Efficiency | 1889.6003 | 1275.813 | 767.9848 | 412.6162 | 193.5104 | 104.2498 | 58.5274 | 36.9255 | 30.7538 | 25.0001 | 19.6402 | 14.6043 | 9.87
Scenario 2: High TRC | SDG&E | Com | ComRefrig | Com - College | Total Resource Cost Test | Energy Efficiency | 462.0669 | 325.8022 | 206.1085 | 117.3987 | 58.5552 | 34.5946 | 21.8675 | 15.7395 | 14.9322 | 14.1675 | 13.4433 | 12.7572 | 12.1072
Scenario 2: High TRC | SDG&E | Com | ComRefrig | Com - Grocery | Participant Cost Test | Energy Efficiency | 397327.4418 | 224449.4567 | 101670.5964 | 56047.6173 | 30933.3909 | 22314.8933 | 21310.6643 | 20351.712 | 19435.9912 | 18561.5492 | 17726.5217 | 16929.1286 | 16167.6707
Scenario 2: High TRC | SDG&E | Com | ComRefrig | Com - Grocery | Program Administrator Cost Test | Energy Efficiency | 250113.7568 | 141343.0239 | 64938.6448 | 34809.7495 | 18100.8229 | 12401.7024 | 11609.3661 | 10867.6995 | 10173.4591 | 9523.6093 | 8915.3091 | 8345.8993 | 7812.8911
Scenario 2: High TRC | SDG&E | Com | ComRefrig | Com - Grocery | Rate Impact Measure Test | Energy Efficiency | 1823102.7837 | 991752.841 | 435386.2651 | 220751.1845 | 107757.2536 | 68604.5074 | 58964.7848 | 50010.296 | 41652.6639 | 33860.8372 | 26601.8332 | 19781.4852 | 13369.2562
Scenario 2: High TRC | SDG&E | Com | ComRefrig | Com - Grocery | Total Resource Cost Test | Energy Efficiency | 441187.5287 | 249261.3142 | 113505.2987 | 61927.0828 | 33453.9631 | 23705.5494 | 22486.036 | 21331.2498 | 20237.6445 | 19201.8742 | 18220.7817 | 17291.3875 | 16410.8794
Scenario 2: High TRC | SDG&E | Com | ComRefrig | Com - Refrig. Warehouse | Participant Cost Test | Energy Efficiency | 128.8924 | 87.4998 | 52.9929 | 28.4945 | 13.6749 | 8.6947 | 5.5127 | 4.8843 | 4.6645 | 4.4545 | 4.2541 | 4.0626 | 3.8798
Scenario 2: High TRC | SDG&E | Com | ComRefrig | Com - Refrig. Warehouse | Program Administrator Cost Test | Energy Efficiency | 80.0044 | 53.8814 | 32.4326 | 17.3902 | 8.3553 | 5.0781 | 3.0338 | 2.6102 | 2.4434 | 2.2873 | 2.1412 | 2.0044 | 1.8763
Scenario 2: High TRC | SDG&E | Com | ComRefrig | Com - Refrig. Warehouse | Rate Impact Measure Test | Energy Efficiency | 583.1597 | 378.0664 | 217.4468 | 110.2824 | 49.7407 | 28.0915 | 15.4088 | 12.0115 | 10.0039 | 8.1324 | 6.3888 | 4.7507 | 3.2107
Scenario 2: High TRC | SDG&E | Com | ComRefrig | Com - Refrig. Warehouse | Total Resource Cost Test | Energy Efficiency | 142.3825 | 96.3771 | 58.239 | 31.2835 | 15.0196 | 9.3969 | 5.8367 | 5.1207 | 4.8581 | 4.6093 | 4.3737 | 4.1506 | 3.9391
Scenario 2: High TRC | SDG&E | Com | ComRefrig | Com - Restaurant | Participant Cost Test | Energy Efficiency | 15269.0239 | 8778.3045 | 4124.9738 | 2251.7115 | 1275.6396 | 849.5584 | 811.3246 | 774.8147 | 739.9508 | 706.6586 | 674.867 | 644.5083 | 615.5178
Scenario 2: High TRC | SDG&E | Com | ComRefrig | Com - Restaurant | Program Administrator Cost Test | Energy Efficiency | 9608.6642 | 5524.5301 | 2627.5382 | 1402.4171 | 751.9838 | 472.184 | 442.0157 | 413.7767 | 387.3435 | 362.6005 | 339.4395 | 317.7593 | 297.4652
Scenario 2: High TRC | SDG&E | Com | ComRefrig | Com - Restaurant | Rate Impact Measure Test | Energy Efficiency | 70038.4603 | 38763.6282 | 17616.5373 | 8893.6357 | 4476.6866 | 2612.057 | 2245.0288 | 1904.0915 | 1585.8801 | 1289.2124 | 1012.8323 | 753.1545 | 509.0162
Scenario 2: High TRC | SDG&E | Com | ComRefrig | Com - Restaurant | Total Resource Cost Test | Energy Efficiency | 16952.5569 | 9746.4567 | 4600.4701 | 2490.4851 | 1383.1935 | 902.525 | 856.0935 | 812.1265 | 770.489 | 731.0535 | 693.6999 | 658.3148 | 624.7909
Scenario 2: High TRC | SDG&E | Com | ComRefrig | Com - Retail | Participant Cost Test | Energy Efficiency | 171336.609 | 98797.5095 | 46899.7203 | 24312.5268 | 13768.5244 | 9230.1704 | 8814.7614 | 8418.0828 | 8039.2884 | 7677.5705 | 7332.1576 | 7002.3135 | 6687.3351
Scenario 2: High TRC | SDG&E | Com | ComRefrig | Com - Retail | Program Administrator Cost Test | Energy Efficiency | 107686.5882 | 62026.5633 | 29710.9778 | 15137.9737 | 8112.0797 | 5130.4086 | 4802.6145 | 4495.7838 | 4208.5746 | 3939.7307 | 3688.0768 | 3452.5126 | 3232.0085
Scenario 2: High TRC | SDG&E | Com | ComRefrig | Com - Retail | Rate Impact Measure Test | Energy Efficiency | 784937.7067 | 435217.9449 | 199199.5936 | 95999.7034 | 48292.5793 | 28380.7129 | 24392.8162 | 20688.4154 | 17230.9477 | 14007.5653 | 11004.6216 | 8183.1597 | 5530.5455
Scenario 2: High TRC | SDG&E | Com | ComRefrig | Com - Retail | Total Resource Cost Test | Energy Efficiency | 190140.4575 | 109595.6453 | 52199.4789 | 26887.7683 | 14926.529 | 9805.8206 | 9301.3333 | 8823.6241 | 8371.2258 | 7942.7541 | 7536.9027 | 7152.4389 | 6788.1993
Scenario 2: High TRC | SDG&E | Com | ComRefrig | Com - School | Participant Cost Test | Energy Efficiency | 39.946 | 22.0395 | 21.0487 | 20.1025 | 19.1989 | 18.336 | 17.512 | 16.725 | 15.9735 | 15.2558 | 14.5705 | 13.9159 | 13.2909
Scenario 2: High TRC | SDG&E | Com | ComRefrig | Com - School | Program Administrator Cost Test | Energy Efficiency | 25.8437 | 13.2315 | 12.3868 | 11.596 | 10.8558 | 10.1629 | 9.5143 | 8.9071 | 8.3386 | 7.8065 | 7.3084 | 6.8421 | 6.4056
Scenario 2: High TRC | SDG&E | Com | ComRefrig | Com - School | Rate Impact Measure Test | Energy Efficiency | 188.3772 | 92.8403 | 83.0479 | 73.5379 | 64.6265 | 56.2198 | 48.3236 | 40.9879 | 34.1405 | 27.7558 | 21.8071 | 16.2172 | 10.9611
Scenario 2: High TRC | SDG&E | Com | ComRefrig | Com - School | Total Resource Cost Test | Energy Efficiency | 44.8107 | 24.0537 | 22.8095 | 21.6316 | 20.5165 | 19.4608 | 18.4611 | 17.5144 | 16.6177 | 15.7685 | 14.9639 | 14.2018 | 13.4796
Scenario 2: High TRC | SDG&E | Com | FoodServ | Com - College | Participant Cost Test | Energy Efficiency | 50153.3589 | 56830.7187 | 60660.6233 | 64282.5407 | 70821.1157 | 75293.9132 | 79370.9098 | 83397.0416 | 87535.8549 | 91841.3068 | 96102.8507 | 101426.2255 | 105932.0165
Scenario 2: High TRC | SDG&E | Com | FoodServ | Com - College | Participant Cost Test | Fuel Substitution | 3579.9909 | 4202.1915 | 4704.661 | 5099.5571 | 5439.867 | 5708.7701 | 5903.5479 | 6031.1104 | 6079.4169 | 6043.4236 | 5919.9038 | 5719.6238 | 5397.1065
Scenario 2: High TRC | SDG&E | Com | FoodServ | Com - College | Program Administrator Cost Test | Energy Efficiency | 44551.8174 | 53089.297 | 56538.8704 | 59249.2781 | 63228.3083 | 66229.3494 | 68989.3083 | 71622.5365 | 74268.2802 | 76969.8467 | 79549.6782 | 82923.7447 | 85428.1929
Scenario 2: High TRC | SDG&E | Com | FoodServ | Com - College | Program Administrator Cost Test | Fuel Substitution | 2383.3558 | 2879.3853 | 3420.8479 | 3976.6867 | 4586.5282 | 5262.9444 | 5949.3381 | 6639.2929 | 7348.114 | 8064.2541 | 8846.7223 | 9683.8431 | 10561.7812
Scenario 2: High TRC | SDG&E | Com | FoodServ | Com - College | Rate Impact Measure Test | Energy Efficiency | 130346.7802 | 147668.4687 | 151571.7308 | 153325.5061 | 163113.3372 | 163589.4763 | 161044.1076 | 156643.0039 | 150568.0537 | 142739.4637 | 132581.691 | 121354.6242 | 106078.5803
Scenario 2: High TRC | SDG&E | Com | FoodServ | Com - College | Rate Impact Measure Test | Fuel Substitution | 2383.3558 | 2879.3853 | 3420.8479 | 3976.6867 | 4586.5282 | 5262.9444 | 5949.3381 | 6639.2929 | 7348.114 | 8064.2541 | 8846.7223 | 9683.8431 | 10561.7812
Scenario 2: High TRC | SDG&E | Com | FoodServ | Com - College | Total Resource Cost Test | Energy Efficiency | 68908.1679 | 79582.595 | 84626.5042 | 88994.2848 | 96213.7445 | 101334.7115 | 106000.059 | 110520.8038 | 115115.8838 | 119854.3667 | 124458.6188 | 130356.8763 | 135079.7376
Scenario 2: High TRC | SDG&E | Com | FoodServ | Com - College | Total Resource Cost Test | Fuel Substitution | 2881.9187 | 3485.4283 | 4152.5954 | 4840.1169 | 5593.1941 | 6425.002 | 7279.9031 | 8152.0904 | 9057.4617 | 9985.1851 | 10994.5045 | 12088.8184 | 13245.8971
Scenario 2: High TRC | SDG&E | Com | FoodServ | Com - Grocery | Participant Cost Test | Energy Efficiency | 236337.5202 | 334480.8316 | 370364.3738 | 392940.3648 | 438106.9629 | 467767.0699 | 494135.4624 | 520945.1476 | 547620.602 | 575608.7205 | 603919.3049 | 632921.6179 | 662699.3112
Scenario 2: High TRC | SDG&E | Com | FoodServ | Com - Grocery | Participant Cost Test | Fuel Substitution | 38302.9585 | 44263.8918 | 48769.1962 | 52267.8041 | 55190.4363 | 57385.1129 | 58842.3229 | 59645.0322 | 59693.062 | 58955.2489 | 57418.8435 | 54919.4913 | 51417.2669
Scenario 2: High TRC | SDG&E | Com | FoodServ | Com - Grocery | Program Administrator Cost Test | Energy Efficiency | 225411.4427 | 384085.0201 | 430068.3004 | 451063.5146 | 482717.8556 | 506709.3051 | 528821.9311 | 550781.8574 | 571950.8684 | 593827.0194 | 615387.8306 | 636987.9778 | 658365.8809
Scenario 2: High TRC | SDG&E | Com | FoodServ | Com - Grocery | Program Administrator Cost Test | Fuel Substitution | 25660.41 | 30476.6271 | 35608.6227 | 40867.9341 | 46582.4852 | 52838.9532 | 59027.2031 | 65184.3831 | 71428.1813 | 77650.8815 | 84394.9741 | 91059.8475 | 97984.1444
Scenario 2: High TRC | SDG&E | Com | FoodServ | Com - Grocery | Rate Impact Measure Test | Energy Efficiency | 657750.2724 | 935311.4492 | 1004245.5026 | 1019500.6333 | 1097820.5382 | 1109079.1752 | 1098717.4043 | 1078269.169 | 1045420.5564 | 1002169.0119 | 945180.0162 | 873608.3571 | 785690.0364
Scenario 2: High TRC | SDG&E | Com | FoodServ | Com - Grocery | Rate Impact Measure Test | Fuel Substitution | 25660.41 | 30476.6271 | 35608.6227 | 40867.9341 | 46582.4852 | 52838.9532 | 59027.2031 | 65184.3831 | 71428.1813 | 77650.8815 | 84394.9741 | 91059.8475 | 97984.1444
Scenario 2: High TRC | SDG&E | Com | FoodServ | Com - Grocery | Total Resource Cost Test | Energy Efficiency | 337644.5722 | 518394.1996 | 575124.872 | 604746.8606 | 657114.2669 | 693407.7772 | 725981.915 | 758590.8041 | 790391.8539 | 823463.5672 | 856375.0988 | 889639.8886 | 923262.0088
Scenario 2: High TRC | SDG&E | Com | FoodServ | Com - Grocery | Total Resource Cost Test | Fuel Substitution | 31238.4548 | 37163.6859 | 43545.838 | 50119.9544 | 57249.7111 | 65025.7583 | 72845.0798 | 80747.7209 | 88854.453 | 97061.1955 | 105908.8754 | 114814.9819 | 124147.7914
Scenario 2: High TRC | SDG&E | Com | FoodServ | Com - Health | Participant Cost Test | Energy Efficiency | 109321.908 | 136469.8754 | 149162.4704 | 158789.0956 | 172984.0018 | 182576.2181 | 187257.0861 | 196324.8301 | 206961.6512 | 220197.4836 | 235548.0729 | 241572.0648 | 249360.6951
Scenario 2: High TRC | SDG&E | Com | FoodServ | Com - Health | Participant Cost Test | Fuel Substitution | 11281.2385 | 13161.7097 | 14651.9549 | 15847.0856 | 16884.3144 | 17712.4575 | 18325.784 | 18736.8771 | 18908.7414 | 18827.7618 | 18487.937 | 17838.6799 | 16868.9261
Scenario 2: High TRC | SDG&E | Com | FoodServ | Com - Health | Program Administrator Cost Test | Energy Efficiency | 112487.4349 | 153817.5561 | 169118.6409 | 177920.1397 | 188112.7983 | 195457.8559 | 198003.8158 | 205060.4831 | 213513.938 | 224353.1552 | 237006.5253 | 240003.4865 | 244474.3485
Scenario 2: High TRC | SDG&E | Com | FoodServ | Com - Health | Program Administrator Cost Test | Fuel Substitution | 7662.4459 | 9199.739 | 10865.344 | 12592.6548 | 14490.3596 | 16592.8227 | 18718.3338 | 20857.6642 | 23047.8169 | 25252.0791 | 27648.5754 | 30052.2286 | 32588.0083
Scenario 2: High TRC | SDG&E | Com | FoodServ | Com - Health | Rate Impact Measure Test | Energy Efficiency | 326758.6376 | 402464.113 | 423465.046 | 430584.6542 | 448553.4113 | 446554.1223 | 427718.426 | 416527.8313 | 404130.5521 | 391253.9193 | 374963.535 | 336566.6009 | 295618.0399
Scenario 2: High TRC | SDG&E | Com | FoodServ | Com - Health | Rate Impact Measure Test | Fuel Substitution | 7662.4459 | 9199.739 | 10865.344 | 12592.6548 | 14490.3596 | 16592.8227 | 18718.3338 | 20857.6642 | 23047.8169 | 25252.0791 | 27648.5754 | 30052.2286 | 32588.0083
Scenario 2: High TRC | SDG&E | Com | FoodServ | Com - Health | Total Resource Cost Test | Energy Efficiency | 163840.2309 | 212076.2596 | 231589.6905 | 244351.4581 | 261079.8445 | 272584.7116 | 277134.0256 | 288007.4934 | 300947.4352 | 317375.8645 | 336514.7286 | 342150.1442 | 350101.7109
Scenario 2: High TRC | SDG&E | Com | FoodServ | Com - Health | Total Resource Cost Test | Fuel Substitution | 9313.9595 | 11197.5047 | 13259.9252 | 15408.1032 | 17763.7671 | 20363.3209 | 23028.6452 | 25749.8814 | 28564.9045 | 31438.3496 | 34548.4008 | 37719.1555 | 41089.7138
Scenario 2: High TRC | SDG&E | Com | FoodServ | Com - Lodging | Participant Cost Test | Energy Efficiency | 99748.9182 | 133149.5696 | 145068.7599 | 153444.3058 | 167263.9507 | 176912.9237 | 185330.4898 | 193877.7324 | 202918.6574 | 211947.6201 | 220706.8123 | 229619.5096 | 238962.3087
Scenario 2: High TRC | SDG&E | Com | FoodServ | Com - Lodging | Participant Cost Test | Fuel Substitution | 15268.335 | 17697.1669 | 19481.2599 | 20917.4563 | 22119.6271 | 23022.6941 | 23620.5023 | 23944.5394 | 23952.4063 | 23632.0302 | 22979.0907 | 21910.9194 | 20403.3204
Scenario 2: High TRC | SDG&E | Com | FoodServ | Com - Lodging | Program Administrator Cost Test | Energy Efficiency | 108072.1874 | 161346.1011 | 176250.4145 | 184011.3525 | 193583.9678 | 201392.003 | 208169.2864 | 214867.5852 | 221861.6674 | 228595.7464 | 234817.9478 | 240980.4424 | 247261.541
Scenario 2: High TRC | SDG&E | Com | FoodServ | Com - Lodging | Program Administrator Cost Test | Fuel Substitution | 10171.747 | 12126.1106 | 14183.2978 | 16320.6808 | 18645.9408 | 21194.9908 | 23724.1116 | 26242.1595 | 28788.2771 | 31314.9028 | 34046.3463 | 36709.7129 | 39409.5249
Scenario 2: High TRC | SDG&E | Com | FoodServ | Com - Lodging | Rate Impact Measure Test | Energy Efficiency | 378559.7453 | 474468.171 | 496055.4315 | 501798.2499 | 516292.4109 | 511134.5677 | 497374.369 | 479292.4639 | 457201.7213 | 429469.9439 | 395263.7941 | 354863.0864 | 307976.6042
Scenario 2: High TRC | SDG&E | Com | FoodServ | Com - Lodging | Rate Impact Measure Test | Fuel Substitution | 10171.747 | 12126.1106 | 14183.2978 | 16320.6808 | 18645.9408 | 21194.9908 | 23724.1116 | 26242.1595 | 28788.2771 | 31314.9028 | 34046.3463 | 36709.7129 | 39409.5249
Scenario 2: High TRC | SDG&E | Com | FoodServ | Com - Lodging | Total Resource Cost Test | Energy Efficiency | 153595.7795 | 214574.4452 | 233147.4425 | 244173.3233 | 260072.6742 | 271880.3402 | 282051.9434 | 292207.9699 | 302879.2987 | 313311.423 | 323140.5272 | 332988.3608 | 343216.2137
Scenario 2: High TRC | SDG&E | Com | FoodServ | Com - Lodging | Total Resource Cost Test | Fuel Substitution | 12347.1238 | 14737.5411 | 17275.9273 | 19934.1153 | 22820.6839 | 25972.6152 | 29148.6815 | 32358.3846 | 35641.3525 | 38951.2046 | 42511.3568 | 46048.7154 | 49670.6892
Scenario 2: High TRC | SDG&E | Com | FoodServ | Com - Office (Large) | Participant Cost Test | Energy Efficiency | 1048.2331 | 1096.3147 | 1144.3088 | 1193.118 | 1240.2531 | 1292.4521 | 1347.0809 | 1400.224 | 1449.1664 | 1500.5515 | 1551.7831 | 1604.2821 | 1657.9648
Scenario 2: High TRC | SDG&E | Com | FoodServ | Com - Office (Large) | Program Administrator Cost Test | Energy Efficiency | 1519.7784 | 1569.0711 | 1616.8671 | 1664.4744 | 1708.4642 | 1758.1308 | 1809.7192 | 1857.9567 | 1899.4019 | 1942.8992 | 1985.0502 | 2027.6962 | 2070.7126
Scenario 2: High TRC | SDG&E | Com | FoodServ | Com - Office (Large) | Rate Impact Measure Test | Energy Efficiency | 12077.1365 | 12442.7025 | 12756.887 | 13010.5511 | 12430.5759 | 11780.6715 | 11027.8186 | 10152.5652 | 9129.7554 | 8004.7667 | 6756.1987 | 5367.7363 | 3827.1788
Scenario 2: High TRC | SDG&E | Com | FoodServ | Com - Office (Large) | Total Resource Cost Test | Energy Efficiency | 1886.66 | 1952.7813 | 2017.3752 | 2082.0657 | 2142.5528 | 2210.489 | 2281.1975 | 2348.0351 | 2406.6101 | 2468.0922 | 2528.1742 | 2589.1949 | 2651.0003
Scenario 2: High TRC | SDG&E | Com | FoodServ | Com - Office (Small) | Participant Cost Test | Energy Efficiency | 430.7923 | 451.7017 | 472.7421 | 493.9539 | 515.2378 | 536.8767 | 558.7625 | 580.7442 | 602.9462 | 625.3022 | 647.9216 | 670.8275 | 694.0385
Scenario 2: High TRC | SDG&E | Com | FoodServ | Com - Office (Small) | Program Administrator Cost Test | Energy Efficiency | 624.5832 | 646.486 | 667.9676 | 689.0967 | 709.7465 | 730.3168 | 750.6625 | 770.5893 | 790.2731 | 809.6351 | 828.8252 | 847.8773 | 866.8183
Scenario 2: High TRC | SDG&E | Com | FoodServ | Com - Office (Small) | Rate Impact Measure Test | Energy Efficiency | 4963.3398 | 5126.6207 | 5270.1839 | 5386.4019 | 5164.0284 | 4893.6188 | 4574.2845 | 4210.7858 | 3798.5643 | 3335.7057 | 2820.9401 | 2244.5087 | 1602.0904
Scenario 2: High TRC | SDG&E | Com | FoodServ | Com - Office (Small) | Total Resource Cost Test | Energy Efficiency | 775.3605 | 804.5815 | 833.4273 | 861.9806 | 890.0797 | 918.2236 | 946.2294 | 973.8497 | 1001.3043 | 1028.4908 | 1055.5978 | 1082.6669 | 1109.7318
Scenario 2: High TRC | SDG&E | Com | FoodServ | Com - Other | Participant Cost Test | Energy Efficiency | 299385.4711 | 345218.804 | 373273.7593 | 398588.4223 | 450688.5238 | 484852.6937 | 514802.142 | 545439.5872 | 576854.4832 | 609493.8411 | 642702.8694 | 676918.9212 | 712580.3603
Scenario 2: High TRC | SDG&E | Com | FoodServ | Com - Other | Participant Cost Test | Fuel Substitution | 35972.0337 | 42155.2467 | 47204.4726 | 50961.6942 | 54108.3374 | 56475.6928 | 58026.592 | 58819.52 | 58728.6031 | 57698.4665 | 55734.1719 | 52616.2848 | 48165.6494
Scenario 2: High TRC | SDG&E | Com | FoodServ | Com - Other | Program Administrator Cost Test | Energy Efficiency | 349270.1934 | 405756.671 | 434836.3497 | 457764.0829 | 493505.2019 | 520027.2096 | 544056.4892 | 567968.6821 | 591815.2232 | 616013.9121 | 639891.0796 | 663845.2371 | 688032.4963
Scenario 2: High TRC | SDG&E | Com | FoodServ | Com - Other | Program Administrator Cost Test | Fuel Substitution | 22579.192 | 27263.3486 | 32454.5795 | 37655.5972 | 43348.5754 | 49663.0312 | 56051.4763 | 62486.7183 | 69028.4027 | 75528.7158 | 82672.386 | 89836.7316 | 97185.4122
Scenario 2: High TRC | SDG&E | Com | FoodServ | Com - Other | Rate Impact Measure Test | Energy Efficiency | 1019265.8172 | 1142903.7616 | 1181196.3788 | 1198898.6937 | 1290957.0247 | 1303663.2829 | 1287896.6546 | 1258691.1047 | 1214547.6067 | 1154947.7181 | 1076744.8543 | 978415.1145 | 857966.1094
Scenario 2: High TRC | SDG&E | Com | FoodServ | Com - Other | Rate Impact Measure Test | Fuel Substitution | 22579.192 | 27263.3486 | 32454.5795 | 37655.5972 | 43348.5754 | 49663.0312 | 56051.4763 | 62486.7183 | 69028.4027 | 75528.7158 | 82672.386 | 89836.7316 | 97185.4122
Scenario 2: High TRC | SDG&E | Com | FoodServ | Com - Other | Total Resource Cost Test | Energy Efficiency | 480228.4616 | 552474.6498 | 592725.4374 | 626596.3644 | 687609.8313 | 729852.115 | 767351.0308 | 805113.9243 | 843250.8786 | 882382.5526 | 921554.9811 | 961371.485 | 1002346.3216
Scenario 2: High TRC | SDG&E | Com | FoodServ | Com - Other | Total Resource Cost Test | Fuel Substitution | 27005.1173 | 32595.6369 | 38910.0568 | 45268.5947 | 52218.1797 | 59893.2088 | 67753.0322 | 75774.0971 | 84019.5855 | 92346.2644 | 101455.1786 | 110741.1223 | 120353.6361
Scenario 2: High TRC | SDG&E | Com | FoodServ | Com - Restaurant | Participant Cost Test | Energy Efficiency | 550905.3932 | 819682.1683 | 902682.2755 | 959574.1271 | 1056944.4816 | 1124764.4699 | 1189522.3461 | 1255885.4579 | 1322772.2897 | 1391636.03 | 1462702.3469 | 1535765.1155 | 1609795.8004
Scenario 2: High TRC | SDG&E | Com | FoodServ | Com - Restaurant | Participant Cost Test | Fuel Substitution | 124450.2098 | 143924.061 | 158426.2889 | 169540.1055 | 178640.6195 | 185241.3907 | 189296.4058 | 191068.6502 | 190229.0724 | 186678.9969 | 180376.4822 | 170664.8362 | 157467.6105
Scenario 2: High TRC | SDG&E | Com | FoodServ | Com - Restaurant | Program Administrator Cost Test | Energy Efficiency | 666886.3018 | 1090506.931 | 1197799.0859 | 1255934.7604 | 1334300.7663 | 1395748.4478 | 1455646.138 | 1515546.4656 | 1574060.1327 | 1632826.9573 | 1692119.3734 | 1751638.7119 | 1809738.7957
Scenario 2: High TRC | SDG&E | Com | FoodServ | Com - Restaurant | Program Administrator Cost Test | Fuel Substitution | 81161.0875 | 96530.4848 | 112858.7217 | 129497.7825 | 147532.0663 | 167275.8213 | 186794.0494 | 206188.151 | 225715.2908 | 244971.7465 | 265790.3601 | 286020.608 | 306732.883
Scenario 2: High TRC | SDG&E | Com | FoodServ | Com - Restaurant | Rate Impact Measure Test | Energy Efficiency | 2030899.9644 | 2840090.8931 | 2998891.5334 | 3040657.6534 | 3178951.777 | 3182364.1761 | 3143786.8578 | 3076753.1132 | 2975058.086 | 2839549.9632 | 2666577.8349 | 2450711.3732 | 2185630.4104
Scenario 2: High TRC | SDG&E | Com | FoodServ | Com - Restaurant | Rate Impact Measure Test | Fuel Substitution | 81161.0875 | 96530.4848 | 112858.7217 | 129497.7825 | 147532.0663 | 167275.8213 | 186794.0494 | 206188.151 | 225715.2908 | 244971.7465 | 265790.3601 | 286020.608 | 306732.883
Scenario 2: High TRC | SDG&E | Com | FoodServ | Com - Restaurant | Total Resource Cost Test | Energy Efficiency | 908713.7966 | 1399040.7543 | 1531701.9575 | 1610965.4029 | 1731765.9608 | 1820055.1088 | 1904839.5575 | 1990331.7534 | 2074805.0008 | 2160475.0911 | 2247653.5013 | 2335975.398 | 2423782.6579
Scenario 2: High TRC | SDG&E | Com | FoodServ | Com - Restaurant | Total Resource Cost Test | Fuel Substitution | 98178.1378 | 116864.2926 | 136959.1051 | 157587.9362 | 179905.6539 | 204238.2813 | 228668.0723 | 253302.0402 | 278402.9856 | 303575.6492 | 330645.4815 | 357461.6489 | 385179.1519
Scenario 2: High TRC | SDG&E | Com | FoodServ | Com - Retail | Participant Cost Test | Energy Efficiency | 1182.3131 | 1207.8451 | 1233.8982 | 1249.5998 | 1243.5219 | 1259.1001 | 1263.2817 | 1266.1752 | 1273.4265 | 1291.1805 | 1309.5834 | 1340.9205 | 1379.7845
Scenario 2: High TRC | SDG&E | Com | FoodServ | Com - Retail | Program Administrator Cost Test | Energy Efficiency | 1599.3674 | 1617.4138 | 1635.4 | 1640.8124 | 1621.0849 | 1625.8643 | 1617.6452 | 1607.9524 | 1601.6784 | 1605.4412 | 1609.7627 | 1627.1381 | 1651.4357
Scenario 2: High TRC | SDG&E | Com | FoodServ | Com - Retail | Rate Impact Measure Test | Energy Efficiency | 11859.1063 | 11889.23 | 11880.7895 | 11746.9091 | 10895.3529 | 10114.1044 | 9213.3511 | 8269.1572 | 7295.4089 | 6305.5547 | 5256.0906 | 4157.4815 | 2974.4462
Scenario 2: High TRC | SDG&E | Com | FoodServ | Com - Retail | Total Resource Cost Test | Energy Efficiency | 2013.177 | 2040.1596 | 2067.2644 | 2078.1723 | 2056.3176 | 2066.5493 | 2059.7938 | 2051.1137 | 2048.2801 | 2059.9464 | 2072.2627 | 2102.303 | 2142.128
Scenario 2: High TRC | SDG&E | Com | FoodServ | Com - School | Participant Cost Test | Energy Efficiency | 118967.8772 | 134758.4521 | 144698.1157 | 153002.9891 | 176681.3771 | 190662.7914 | 200749.5276 | 211179.6455 | 222004.2153 | 232931.5461 | 244176.3724 | 255710.0387 | 267485.2556
Scenario 2: High TRC | SDG&E | Com | FoodServ | Com - School | Participant Cost Test | Fuel Substitution | 5194.7496 | 6043.842 | 6789.8235 | 7315.3923 | 7763.7333 | 8113.7014 | 8363.2175 | 8522.8783 | 8580.2161 | 8564.7674 | 8446.149 | 8178.0317 | 7738.7326
Scenario 2: High TRC | SDG&E | Com | FoodServ | Com - School | Program Administrator Cost Test | Energy Efficiency | 111365.6172 | 128776.9578 | 137961.8332 | 143898.5148 | 157593.3674 | 165932.6436 | 172144.2772 | 178432.726 | 184805.3308 | 190970.7871 | 197155.8274 | 203332.7713 | 209284.6482
Scenario 2: High TRC | SDG&E | Com | FoodServ | Com - School | Program Administrator Cost Test | Fuel Substitution | 3494.7677 | 4183.6942 | 4966.7027 | 5735.9098 | 6577.633 | 7510.5461 | 8454.5993 | 9400.5148 | 10377.2539 | 11418.6783 | 12587.3894 | 13777.6409 | 15025.6568
Scenario 2: High TRC | SDG&E | Com | FoodServ | Com - School | Rate Impact Measure Test | Energy Efficiency | 353764.7605 | 391858.7634 | 403209.6081 | 405746.867 | 452122.029 | 458089.9783 | 446698.3701 | 431192.0823 | 411020.0756 | 385185.8949 | 353539.2388 | 315206.2253 | 269287.8522
Scenario 2: High TRC | SDG&E | Com | FoodServ | Com - School | Rate Impact Measure Test | Fuel Substitution | 3494.7677 | 4183.6942 | 4966.7027 | 5735.9098 | 6577.633 | 7510.5461 | 8454.5993 | 9400.5148 | 10377.2539 | 11418.6783 | 12587.3894 | 13777.6409 | 15025.6568
Scenario 2: High TRC | SDG&E | Com | FoodServ | Com - School | Total Resource Cost Test | Energy Efficiency | 166743.8839 | 189927.3867 | 203147.3526 | 212889.6776 | 238565.745 | 253813.8457 | 264871.1428 | 276187.6968 | 287814.3938 | 299345.4576 | 311080.2221 | 322978.0703 | 334909.2081
Scenario 2: High TRC | SDG&E | Com | FoodServ | Com - School | Total Resource Cost Test | Fuel Substitution | 4233.7519 | 5074.8963 | 6049.7459 | 7004.9814 | 8048.201 | 9199.2238 | 10379.5222 | 11580.714 | 12833.7318 | 14185.3473 | 15694.639 | 17255.2995 | 18905.0826
Scenario 2: High TRC | SDG&E | Com | HVAC | Com - College | Participant Cost Test | Energy Efficiency | 21703.8287 | 24092.6968 | 26642.4649 | 29519.2426 | 32354.0763 | 35572.54 | 1336.8355 | 1431.1495 | 1528.587 | 1629.8902 | 1731.4896 | 1854.1073 | 1964.1021
Scenario 2: High TRC | SDG&E | Com | HVAC | Com - College | Participant Cost Test | Fuel Substitution | 1.0605 | 1.1961 | 1.3405 | 1.4944 | 1.6584 | 0 | 0 | 0 | 0 | 0 | 0 | 0 | 0
Scenario 2: High TRC | SDG&E | Com | HVAC | Com - College | Program Administrator Cost Test | Energy Efficiency | 3149.7452 | 3372.797 | 3603.1156 | 3921.3275 | 4133.4592 | 4452.8608 | 4780.289 | 5070.9722 | 5368.9517 | 5686.6188 | 5963.8852 | 6539.0295 | 6847.9288
Scenario 2: High TRC | SDG&E | Com | HVAC | Com - College | Program Administrator Cost Test | Fuel Substitution | 1.0749 | 1.2063 | 1.3453 | 1.4924 | 1.6482 | 0 | 0 | 0 | 0 | 0 | 0 | 0 | 0
Scenario 2: High TRC | SDG&E | Com | HVAC | Com - College | Rate Impact Measure Test | Energy Efficiency | 17192.1639 | 17750.0217 | 18164.0267 | 18737.6586 | 18646.3745 | 18753.6106 | 18603.5711 | 18035.493 | 17176.0184 | 16024.2575 | 14388.5086 | 12899.0881 | 10306.1262
Scenario 2: High TRC | SDG&E | Com | HVAC | Com - College | Rate Impact Measure Test | Fuel Substitution | 2.3489 | 2.5597 | 2.7629 | 2.9548 | 3.1354 | 0 | 0 | 0 | 0 | 0 | 0 | 0 | 0
Scenario 2: High TRC | SDG&E | Com | HVAC | Com - College | Total Resource Cost Test | Energy Efficiency | 7678.501 | 8395.9803 | 9153.6033 | 10066.2423 | 10863.6877 | 11847.095 | 5348.444 | 5679.2108 | 6018.6012 | 6379.3221 | 6699.7682 | 7327.0251 | 7682.6722
Scenario 2: High TRC | SDG&E | Com | HVAC | Com - College | Total Resource Cost Test | Fuel Substitution | 1.6051 | 1.8043 | 2.0156 | 2.2396 | 2.4774 | 0 | 0 | 0 | 0 | 0 | 0 | 0 | 0
Scenario 2: High TRC | SDG&E | Com | HVAC | Com - Grocery | Participant Cost Test | Energy Efficiency | 9116.3718 | 10143.1629 | 11207.9106 | 8721.9025 | 8527.4043 | 9340.807 | 10208.6373 | 11096.7848 | 11939.4152 | 12901.2712 | 13865.2095 | 14896.9834 | 16033.2098
Scenario 2: High TRC | SDG&E | Com | HVAC | Com - Grocery | Participant Cost Test | Fuel Substitution | 199.9493 | 214.7259 | 227.6592 | 237.9738 | 246.7776 | 0 | 0 | 0 | 0 | 0 | 0 | 0 | 0
Scenario 2: High TRC | SDG&E | Com | HVAC | Com - Grocery | Program Administrator Cost Test | Energy Efficiency | 8112.2249 | 8945.9177 | 9798.0622 | 7648.8418 | 7445.5099 | 8088.0679 | 8767.0223 | 9452.3705 | 10088.1902 | 10814.3633 | 11531.0289 | 12292.9491 | 13129.2435
Scenario 2: High TRC | SDG&E | Com | HVAC | Com - Grocery | Program Administrator Cost Test | Fuel Substitution | 158.8295 | 178.7735 | 199.2249 | 220.3068 | 243.4348 | 0 | 0 | 0 | 0 | 0 | 0 | 0 | 0
Scenario 2: High TRC | SDG&E | Com | HVAC | Com - Grocery | Rate Impact Measure Test | Energy Efficiency | 27660.809 | 29480.7232 | 31047.0018 | 19837.3758 | 17373.9238 | 17903.1785 | 18296.2667 | 18478.2325 | 18324.0024 | 18066.3257 | 17495.6953 | 16655.2992 | 15528.958
Scenario 2: High TRC | SDG&E | Com | HVAC | Com - Grocery | Rate Impact Measure Test | Fuel Substitution | 209.5345 | 232.4788 | 255.3811 | 278.2162 | 302.3139 | 0 | 0 | 0 | 0 | 0 | 0 | 0 | 0
Scenario 2: High TRC | SDG&E | Com | HVAC | Com - Grocery | Total Resource Cost Test | Energy Efficiency | 11006.152 | 12158.4468 | 13339.2416 | 10640.6055 | 10453.3915 | 11382.442 | 12367.0042 | 13365.1181 | 14297.7842 | 15362.6222 | 16418.7132 | 17543.862 | 18780.0198
Scenario 2: High TRC | SDG&E | Com | HVAC | Com - Grocery | Total Resource Cost Test | Fuel Substitution | 190.0108 | 213.8769 | 238.503 | 264.0483 | 291.947 | 0 | 0 | 0 | 0 | 0 | 0 | 0 | 0
Scenario 2: High TRC | SDG&E | Com | HVAC | Com - Health | Participant Cost Test | Energy Efficiency | 83039.1722 | 90968.5933 | 99510.4543 | 109975.3782 | 119222.1642 | 165760.9378 | 115447.0293 | 130167.0053 | 45195.5873 | 43961.8526 | 50803.5118 | 49199.2202 | 49380.8861
Scenario 2: High TRC | SDG&E | Com | HVAC | Com - Health | Participant Cost Test | Fuel Substitution | 7.2976 | 8.2376 | 19.2753 | 21.2857 | 23.3868 | 0 | 0 | 0 | 0 | 0 | 0 | 0 | 0
Scenario 2: High TRC | SDG&E | Com | HVAC | Com - Health | Program Administrator Cost Test | Energy Efficiency | 52812.7472 | 56459.1007 | 60364.7502 | 65530.3994 | 69485.8634 | 113684.8014 | 114580.1608 | 127728.1004 | 43057.6 | 43083.3711 | 49394.6675 | 47125.8829 | 46663.6307
Scenario 2: High TRC | SDG&E | Com | HVAC | Com - Health | Program Administrator Cost Test | Fuel Substitution | 7.1632 | 8.0358 | 18.4229 | 20.5624 | 22.8603 | 0 | 0 | 0 | 0 | 0 | 0 | 0 | 0
Scenario 2: High TRC | SDG&E | Com | HVAC | Com - Health | Rate Impact Measure Test | Energy Efficiency | 206055.5624 | 215732.8045 | 224510.8077 | 234539.3589 | 239307.6803 | 319121.4429 | 311821.157 | 328704.7358 | 95190.3897 | 84543.3869 | 85677.7388 | 71325.7743 | 59168.8155
Scenario 2: High TRC | SDG&E | Com | HVAC | Com - Health | Rate Impact Measure Test | Fuel Substitution | 25.8903 | 27.9002 | 39.1988 | 41.9379 | 44.5434 | 0 | 0 | 0 | 0 | 0 | 0 | 0 | 0
Scenario 2: High TRC | SDG&E | Com | HVAC | Com - Health | Total Resource Cost Test | Energy Efficiency | 75043.3658 | 80667.3376 | 86702.394 | 94540.2305 | 100769.6601 | 160275.1754 | 151203.2789 | 169124.6757 | 57611.3429 | 57770.8215 | 66391.4036 | 63501.4804 | 63033.0364
Scenario 2: High TRC | SDG&E | Com | HVAC | Com - Health | Total Resource Cost Test | Fuel Substitution | 10.812 | 12.1546 | 26.4562 | 29.5794 | 32.9326 | 0 | 0 | 0 | 0 | 0 | 0 | 0 | 0
Scenario 2: High TRC | SDG&E | Com | HVAC | Com - Lodging | Participant Cost Test | Energy Efficiency | 81896.9162 | 94488.2215 | 104548.5344 | 114168.6826 | 123127.1154 | 107533.8653 | 88132.0077 | 94521.0427 | 19580.9177 | 16880.4918 | 18379.8481 | 19287.5153 | 20384.5518
Scenario 2: High TRC | SDG&E | Com | HVAC | Com - Lodging | Participant Cost Test | Fuel Substitution | 64.0887 | 70.601 | 73.0545 | 78.941 | 82.891 | 0 | 0 | 0 | 0 | 0 | 0 | 0 | 0
Scenario 2: High TRC | SDG&E | Com | HVAC | Com - Lodging | Program Administrator Cost Test | Energy Efficiency | 60868.5885 | 68339.8271 | 74095.5807 | 79543.0428 | 84368.642 | 68472.7129 | 72333.9567 | 76290.7263 | 16033.6583 | 14762.6007 | 15783.4727 | 16388.96 | 17149.3658
Scenario 2: High TRC | SDG&E | Com | HVAC | Com - Lodging | Program Administrator Cost Test | Fuel Substitution | 54.7143 | 61.4391 | 67.4666 | 74.6775 | 81.9521 | 0 | 0 | 0 | 0 | 0 | 0 | 0 | 0
Scenario 2: High TRC | SDG&E | Com | HVAC | Com - Lodging | Rate Impact Measure Test | Energy Efficiency | 156669.3651 | 176158.2417 | 187974.99 | 196478.1872 | 202031.5388 | 181330.298 | 183754.9693 | 184991.5379 | 35994.0074 | 29988.686 | 28382.5986 | 25372.561 | 21989.7497
Scenario 2: High TRC | SDG&E | Com | HVAC | Com - Lodging | Rate Impact Measure Test | Fuel Substitution | 78.0478 | 86.1252 | 93.2266 | 101.1458 | 108.7653 | 0 | 0 | 0 | 0 | 0 | 0 | 0 | 0
Scenario 2: High TRC | SDG&E | Com | HVAC | Com - Lodging | Total Resource Cost Test | Energy Efficiency | 81612.3646 | 92239.8502 | 100471.0551 | 108245.3506 | 115228.6258 | 99245.4335 | 99890.3654 | 105827.6949 | 22391.3769 | 20321.7034 | 21765.4686 | 22648.712 | 23749.9897
Scenario 2: High TRC | SDG&E | Com | HVAC | Com - Lodging | Total Resource Cost Test | Fuel Substitution | 78.4349 | 88.2591 | 93.5524 | 103.8473 | 112.436 | 0 | 0 | 0 | 0 | 0 | 0 | 0 | 0
Scenario 2: High TRC | SDG&E | Com | HVAC | Com - Office (Large) | Participant Cost Test | Energy Efficiency | 115233.0827 | 127211.2701 | 139811.3873 | 257404.667 | 334141.1906 | 182301.7558 | 508.2705 | 541.085 | 572.1557 | 604.753 | 637.4853 | 671.0411 | 705.3203
Scenario 2: High TRC | SDG&E | Com | HVAC | Com - Office (Large) | Program Administrator Cost Test | Energy Efficiency | 273.5617 | 293.5047 | 313.7037 | 88158.4072 | 140196.3918 | 377.0114 | 400.3265 | 423.1204 | 444.2538 | 466.2859 | 488.1358 | 510.3339 | 532.8008
Scenario 2: High TRC | SDG&E | Com | HVAC | Com - Office (Large) | Rate Impact Measure Test | Energy Efficiency | 1907.156 | 1950.1536 | 1972.2395 | 114109.164 | 177651.1762 | 1902.9334 | 1840.5733 | 1750.3871 | 1626.3419 | 1477.9304 | 1299.7627 | 1088.8487 | 842.2185
Scenario 2: High TRC | SDG&E | Com | HVAC | Com - Office (Large) | Total Resource Cost Test | Energy Efficiency | 23394.8844 | 25816.5338 | 28362.9778 | 129313.3444 | 190400.2659 | 36944.2821 | 616.3414 | 653.0816 | 687.42 | 723.306 | 759.0671 | 795.5264 | 832.5619
Scenario 2: High TRC | SDG&E | Com | HVAC | Com - Office (Small) | Participant Cost Test | Energy Efficiency | 820.9196 | 890.7724 | 962.8649 | 1037.1481 | 1113.2351 | 1191.8083 | 1272.4159 | 1354.4728 | 1438.2069 | 1523.2477 | 1609.8098 | 1697.8128 | 1787.1666
Scenario 2: High TRC | SDG&E | Com | HVAC | Com - Office (Small) | Program Administrator Cost Test | Energy Efficiency | 2431.7723 | 2621.7006 | 2813.8232 | 3008.5671 | 3200.2979 | 3398.9778 | 3598.8039 | 3792.021 | 3982.8679 | 4167.3838 | 4349.2336 | 4528.3835 | 4704.5087
Scenario 2: High TRC | SDG&E | Com | HVAC | Com - Office (Small) | Rate Impact Measure Test | Energy Efficiency | 14031.5266 | 14558.4163 | 14941.031 | 15144.5305 | 15167.5938 | 15029.4763 | 14688.0329 | 14113.8143 | 13300.7817 | 12222.4189 | 10873.876 | 9218.8186 | 7231.716
Scenario 2: High TRC | SDG&E | Com | HVAC | Com - Office (Small) | Total Resource Cost Test | Energy Efficiency | 2780.6631 | 3000.2789 | 3223.0408 | 3449.3551 | 3673.4228 | 3905.4963 | 4139.5806 | 4367.672 | 4594.1059 | 4814.764 | 5033.4028 | 5249.9539 | 5464.0545
Scenario 2: High TRC | SDG&E | Com | HVAC | Com - Other | Participant Cost Test | Energy Efficiency | 13033.351 | 14471.2693 | 16021.5031 | 17698.6648 | 19315.9788 | 45531.4705 | 56706.763 | 62473.9406 | 29193.7923 | 18034.7798 | 22956.1014 | 24657.7345 | 26501.1494
Scenario 2: High TRC | SDG&E | Com | HVAC | Com - Other | Participant Cost Test | Fuel Substitution | 52.6993 | 58.6969 | 247.9598 | 269.9089 | 292.1464 | 0 | 0 | 0 | 0 | 0 | 0 | 0 | 0
Scenario 2: High TRC | SDG&E | Com | HVAC | Com - Other | Program Administrator Cost Test | Energy Efficiency | 54228.4024 | 59563.3188 | 65154.283 | 71029.8511 | 76215.8866 | 93490.2383 | 103652.677 | 111109.2824 | 101426.7914 | 101009.3935 | 108984.8901 | 114806.5873 | 120857.1948
Scenario 2: High TRC | SDG&E | Com | HVAC | Com - Other | Program Administrator Cost Test | Fuel Substitution | 49.1876 | 55.3795 | 227.2412 | 253.4334 | 281.693 | 0 | 0 | 0 | 0 | 0 | 0 | 0 | 0
Scenario 2: High TRC | SDG&E | Com | HVAC | Com - Other | Rate Impact Measure Test | Energy Efficiency | 241732.3858 | 257059.2662 | 270650.9443 | 281870.2813 | 287040.3906 | 324118.1831 | 333476.4338 | 329618.0171 | 280353.171 | 252572.1722 | 234771.4027 | 206657.6275 | 171196.4644
Scenario 2: High TRC | SDG&E | Com | HVAC | Com - Other | Rate Impact Measure Test | Fuel Substitution | 78.8578 | 86.8498 | 260.1753 | 287.3974 | 316.2282 | 0 | 0 | 0 | 0 | 0 | 0 | 0 | 0
Scenario 2: High TRC | SDG&E | Com | HVAC | Com - Other | Total Resource Cost Test | Energy Efficiency | 58653.6585 | 64487.0792 | 70617.3696 | 77078.46 | 82831.4982 | 108866.4547 | 122898.3165 | 132450.445 | 111578.5879 | 107342.5453 | 117041.8652 | 123460.5378 | 130182.3363
Scenario 2: High TRC | SDG&E | Com | HVAC | Com - Other | Total Resource Cost Test | Fuel Substitution | 69.8772 | 78.7622 | 312.8691 | 349.5776 | 389.1082 | 0 | 0 | 0 | 0 | 0 | 0 | 0 | 0
Scenario 2: High TRC | SDG&E | Com | HVAC | Com - Restaurant | Participant Cost Test | Energy Efficiency | 53414.3197 | 65394.464 | 74990.5863 | 85590.6265 | 97332.2072 | 110179.6692 | 124454.3673 | 140153.8744 | 157244.8592 | 176013.7381 | 196614.0143 | 219129.9681 | 243644.2693
Scenario 2: High TRC | SDG&E | Com | HVAC | Com - Restaurant | Participant Cost Test | Fuel Substitution | 0.16775 | 0.18865 | 0.21077 | 0.23417 | 0.25895 | 0 | 0 | 0 | 0 | 0 | 0 | 0 | 0
Scenario 2: High TRC | SDG&E | Com | HVAC | Com - Restaurant | Program Administrator Cost Test | Energy Efficiency | 49945.427 | 60516.8657 | 68904.9138 | 78105.1313 | 88208.3569 | 99169.9969 | 111249.7035 | 124415.6158 | 138613.8082 | 154066.6784 | 170875.318 | 189086.1028 | 208736.0904
Scenario 2: High TRC | SDG&E | Com | HVAC | Com - Restaurant | Program Administrator Cost Test | Fuel Substitution | 0.17297 | 0.19351 | 0.21507 | 0.23773 | 0.26156 | 0 | 0 | 0 | 0 | 0 | 0 | 0 | 0
Scenario 2: High TRC | SDG&E | Com | HVAC | Com - Restaurant | Rate Impact Measure Test | Energy Efficiency | 96491.4505 | 115541.5671 | 128211.7189 | 141230.917 | 154509.7493 | 167665.7153 | 180787.7073 | 193398.3786 | 204915.7483 | 215145.6799 | 223526.0741 | 229349.2899 | 231780.8462
Scenario 2: High TRC | SDG&E | Com | HVAC | Com - Restaurant | Rate Impact Measure Test | Fuel Substitution | 0.39214 | 0.42562 | 0.4574 | 0.48683 | 0.51394 | 0 | 0 | 0 | 0 | 0 | 0 | 0 | 0
Scenario 2: High TRC | SDG&E | Com | HVAC | Com - Restaurant | Total Resource Cost Test | Energy Efficiency | 68335.4837 | 82864.3124 | 94596.055 | 107504.5665 | 121723.4399 | 137202.4312 | 154307.61 | 173008.1081 | 193241.619 | 215327.2422 | 239419.0267 | 265596.1446 | 293925.0641
Scenario 2: High TRC | SDG&E | Com | HVAC | Com - Restaurant | Total Resource Cost Test | Fuel Substitution | 0.25685 | 0.28783 | 0.32045 | 0.35482 | 0.39104 | 0 | 0 | 0 | 0 | 0 | 0 | 0 | 0
Scenario 2: High TRC | SDG&E | Com | HVAC | Com - Retail | Participant Cost Test | Energy Efficiency | 71516.5429 | 78500.4048 | 85872.2717 | 92938.0395 | 100344.3015 | 76180.7628 | 47813.7947 | 51488.8735 | 770.6524 | 139.7953 | 146.0411 | 152.2481 | 158.4073
Scenario 2: High TRC | SDG&E | Com | HVAC | Com - Retail | Participant Cost Test | Fuel Substitution | 2.8873 | 4.4532 | 4.9757 | 5.5303 | 6.1181 | 0 | 0 | 0 | 0 | 0 | 0 | 0 | 0
Scenario 2: High TRC | SDG&E | Com | HVAC | Com - Retail | Program Administrator Cost Test | Energy Efficiency | 38602.5609 | 41669.9499 | 44836.6517 | 47531.333 | 50447.1877 | 26873.9761 | 28276.8633 | 29676.2444 | 653.1612 | 228.0088 | 175.1815 | 148.9228 | 135.9349
Scenario 2: High TRC | SDG&E | Com | HVAC | Com - Retail | Program Administrator Cost Test | Fuel Substitution | 2.9343 | 4.203 | 4.6596 | 5.1393 | 5.6429 | 0 | 0 | 0 | 0 | 0 | 0 | 0 | 0
Scenario 2: High TRC | SDG&E | Com | HVAC | Com - Retail | Rate Impact Measure Test | Energy Efficiency | 93610.0009 | 98220.1801 | 102355.9917 | 104717.3433 | 106400.1311 | 74979.894 | 74013.8447 | 72375.1535 | 2051.0615 | 843.3837 | 532.5418 | 352.8622 | 229.9562
Scenario 2: High TRC | SDG&E | Com | HVAC | Com - Retail | Rate Impact Measure Test | Fuel Substitution | 7.3571 | 10.5821 | 11.3078 | 11.9566 | 12.5342 | 0 | 0 | 0 | 0 | 0 | 0 | 0 | 0
Scenario 2: High TRC | SDG&E | Com | HVAC | Com - Retail | Total Resource Cost Test | Energy Efficiency | 52961.3056 | 57558.3015 | 62365.8831 | 66661.3869 | 71285.3606 | 46362.3051 | 42609.7576 | 45299.501 | 900.7163 | 287.4218 | 237.2489 | 213.6283 | 203.258
Scenario 2: High TRC | SDG&E | Com | HVAC | Com - Retail | Total Resource Cost Test | Fuel Substitution | 4.378 | 6.4575 | 7.1914 | 7.9673 | 8.7867 | 0 | 0 | 0 | 0 | 0 | 0 | 0 | 0
Scenario 2: High TRC | SDG&E | Com | HVAC | Com - School | Participant Cost Test | Energy Efficiency | 127588.8 | 137610.0684 | 147918.3075 | 158580.9077 | 170071.2253 | 181665.2801 | 79669.7067 | 82359.6304 | 84783.043 | 89165.1579 | 94007.2259 | 98969.3259 | 103966.0595
Scenario 2: High TRC | SDG&E | Com | HVAC | Com - School | Participant Cost Test | Fuel Substitution | 0.29921 | 0.33137 | 0.36464 | 2.5185 | 2.7452 | 0 | 0 | 0 | 0 | 0 | 0 | 0 | 0
Scenario 2: High TRC | SDG&E | Com | HVAC | Com - School | Program Administrator Cost Test | Energy Efficiency | 58844.1613 | 60840.563 | 62587.9183 | 64144.9855 | 65815.6151 | 67184.7884 | 68549.1263 | 70101.848 | 71551.864 | 74777.948 | 78294.8309 | 81850.7784 | 85374.4825
Scenario 2: High TRC | SDG&E | Com | HVAC | Com - School | Program Administrator Cost Test | Fuel Substitution | 0.30076 | 0.33147 | 0.36299 | 2.4487 | 2.6573 | 0 | 0 | 0 | 0 | 0 | 0 | 0 | 0
Scenario 2: High TRC | SDG&E | Com | HVAC | Com - School | Rate Impact Measure Test | Energy Efficiency | 178346.6319 | 178400.5159 | 176098.2901 | 171526.7314 | 165981.3984 | 158477.2057 | 149868.6422 | 140691.4889 | 129910.0296 | 124843.7609 | 118826.3097 | 110982.4739 | 101056.9369
Scenario 2: High TRC | SDG&E | Com | HVAC | Com - School | Rate Impact Measure Test | Fuel Substitution | 0.50755 | 0.54798 | 0.58676 | 3.8453 | 4.0612 | 0 | 0 | 0 | 0 | 0 | 0 | 0 | 0
Scenario 2: High TRC | SDG&E | Com | HVAC | Com - School | Total Resource Cost Test | Energy Efficiency | 94002.1538 | 98437.7265 | 102652.1055 | 106725.4292 | 111106.6711 | 115162.0102 | 96498.6404 | 98997.3292 | 101243.5976 | 105985.7532 | 111197.3599 | 116490.0425 | 121762.6033
Scenario 2: High TRC | SDG&E | Com | HVAC | Com - School | Total Resource Cost Test | Fuel Substitution | 0.45036 | 0.49715 | 0.54531 | 3.7079 | 4.0299 | 0 | 0 | 0 | 0 | 0 | 0 | 0 | 0
Scenario 2: High TRC | SDG&E | Com | HVAC | Com - Warehouse | Participant Cost Test | Energy Efficiency | 55.0237 | 60.0261 | 65.2445 | 70.8203 | 76.3975 | 82.3517 | 88.4118 | 94.6808 | 14.7245 | 0 | 0 | 0 | 0
Scenario 2: High TRC | SDG&E | Com | HVAC | Com - Warehouse | Participant Cost Test | Fuel Substitution | 24.2429 | 26.6161 | 28.9218 | 31.7372 | 37.8096 | 0 | 0 | 0 | 0 | 0 | 0 | 0 | 0
Scenario 2: High TRC | SDG&E | Com | HVAC | Com - Warehouse | Program Administrator Cost Test | Energy Efficiency | 38.9463 | 42.2425 | 45.6542 | 49.2785 | 52.8659 | 56.6761 | 60.5205 | 64.4581 | 9.8278 | 0 | 0 | 0 | 0
Scenario 2: High TRC | SDG&E | Com | HVAC | Com - Warehouse | Program Administrator Cost Test | Fuel Substitution | 22.803 | 25.7853 | 28.9034 | 32.6204 | 38.713 | 0 | 0 | 0 | 0 | 0 | 0 | 0 | 0
Scenario 2: High TRC | SDG&E | Com | HVAC | Com - Warehouse | Rate Impact Measure Test | Energy Efficiency | 212.6298 | 219.9537 | 225.2053 | 228.1963 | 228.3276 | 226.3322 | 221.2485 | 213.4605 | 29.3449 | 0 | 0 | 0 | 0
Scenario 2: High TRC | SDG&E | Com | HVAC | Com - Warehouse | Rate Impact Measure Test | Fuel Substitution | 25.3815 | 28.5363 | 31.8024 | 35.9958 | 44.1184 | 0 | 0 | 0 | 0 | 0 | 0 | 0 | 0
Scenario 2: High TRC | SDG&E | Com | HVAC | Com - Warehouse | Total Resource Cost Test | Energy Efficiency | 62.3314 | 67.7536 | 73.3831 | 79.3771 | 85.3348 | 91.6756 | 98.0955 | 104.7068 | 16.2098 | 0 | 0 | 0 | 0
Scenario 2: High TRC | SDG&E | Com | HVAC | Com - Warehouse | Total Resource Cost Test | Fuel Substitution | 29.2888 | 33.1481 | 37.2096 | 42.295 | 51.7336 | 0 | 0 | 0 | 0 | 0 | 0 | 0 | 0
Scenario 2: High TRC | SDG&E | Com | Lighting | Com - Grocery | Participant Cost Test | Energy Efficiency | 17570.4909 | 18362.38 | 19148.8424 | 19987.5112 | 20774.1867 | 21659.465 | 22567.3888 | 23480.8173 | 24369.6413 | 25313.6557 | 26259.7045 | 5714.1879 | 0
Scenario 2: High TRC | SDG&E | Com | Lighting | Com - Grocery | Program Administrator Cost Test | Energy Efficiency | 14612.0661 | 15151.2206 | 15678.0757 | 16239.8129 | 16751.6932 | 17335.4414 | 17929.2002 | 18519.3171 | 19082.3812 | 19681.096 | 20273.7607 | 4381.148 | 0
Scenario 2: High TRC | SDG&E | Com | Lighting | Com - Grocery | Rate Impact Measure Test | Energy Efficiency | 104219.4846 | 102943.5608 | 100728.9897 | 97665.9822 | 93619.5379 | 89151.2999 | 83885.9173 | 77863.0882 | 70901.0841 | 63217.0027 | 54615.6267 | 9436.8731 | 0
Scenario 2: High TRC | SDG&E | Com | Lighting | Com - Grocery | Total Resource Cost Test | Energy Efficiency | 22606.6395 | 23506.1035 | 24390.799 | 25334.1305 | 26203.9481 | 27190.498 | 28197.3621 | 29203.089 | 30170.568 | 31198.8093 | 32221.9262 | 6981.1035 | 0
Scenario 2: High TRC | SDG&E | Com | Lighting | Com - Health | Participant Cost Test | Energy Efficiency | 109136.4919 | 111760.2785 | 114552.2379 | 118262.7741 | 121068.7919 | 123620.8687 | 123682.5001 | 126726.89 | 130763.6312 | 136360.3547 | 143136.7717 | 144342.5124 | 146767.2138
Scenario 2: High TRC | SDG&E | Com | Lighting | Com - Health | Program Administrator Cost Test | Energy Efficiency | 84592.3017 | 86068.6793 | 87655.2134 | 89924.8245 | 91477.2541 | 92818.9973 | 92276.134 | 93966.8595 | 96373.5282 | 99900.6487 | 104249.3856 | 104498.3135 | 105628.5718
Scenario 2: High TRC | SDG&E | Com | Lighting | Com - Health | Rate Impact Measure Test | Energy Efficiency | 560554.5712 | 543812.0807 | 524279.0255 | 504182.6011 | 477315.0517 | 446426.6068 | 404510.9646 | 371057.2773 | 337325.8189 | 303480.2399 | 267010.2007 | 215653.1163 | 163154.7331
Scenario 2: High TRC | SDG&E | Com | Lighting | Com - Health | Total Resource Cost Test | Energy Efficiency | 134249.4055 | 136919.6061 | 139776.4817 | 143734.3867 | 146563.5544 | 149066.4926 | 148551.6716 | 151627.5945 | 155870.9804 | 161944.6101 | 169376.6167 | 170174.1567 | 172407.6541
Scenario 2: High TRC | SDG&E | Com | Lighting | Com - Refrig. Warehouse | Participant Cost Test | Energy Efficiency | 118.7348 | 121.8132 | 125.044 | 127.6291 | 130.7677 | 134.1579 | 137.9636 | 141.8983 | 146.2437 | 150.5691 | 155.3249 | 160.3689 | 165.5412
Scenario 2: High TRC | SDG&E | Com | Lighting | Com - Refrig. Warehouse | Program Administrator Cost Test | Energy Efficiency | 107.1632 | 109.0812 | 111.0995 | 112.5047 | 114.3733 | 116.4294 | 118.8114 | 121.2646 | 124.0288 | 126.7315 | 129.7539 | 132.9701 | 136.2438
Scenario 2: High TRC | SDG&E | Com | Lighting | Com - Refrig. Warehouse | Rate Impact Measure Test | Energy Efficiency | 884.403 | 858.5411 | 827.6315 | 785.0058 | 741.7992 | 694.7186 | 644.3755 | 589.852 | 531.3234 | 466.6748 | 396.9618 | 319.9857 | 234.5752
Scenario 2: High TRC | SDG&E | Com | Lighting | Com - Refrig. Warehouse | Total Resource Cost Test | Energy Efficiency | 161.1876 | 164.5062 | 167.9945 | 170.5759 | 173.8726 | 177.4713 | 181.5849 | 185.8284 | 190.5697 | 195.2405 | 200.4268 | 205.938 | 211.565
Scenario 2: High TRC | SDG&E | Com | Lighting | Com - Restaurant | Participant Cost Test | Energy Efficiency | 15220.1321 | 17031.5451 | 17779.587 | 18544.2995 | 40032.166 | 44520.4782 | 45825.2881 | 47148.9174 | 48453.4845 | 49799.1683 | 51197.2676 | 52641.5895 | 54125.8203
Scenario 2: High TRC | SDG&E | Com | Lighting | Com - Restaurant | Program Administrator Cost Test | Energy Efficiency | 11593.2659 | 12885.6328 | 13362.1355 | 13845.3855 | 28646.0162 | 31598.485 | 32345.2742 | 33098.6646 | 33831.903 | 34587.2073 | 35371.9896 | 36181.5093 | 37011.1021
Scenario 2: High TRC | SDG&E | Com | Lighting | Com - Restaurant | Rate Impact Measure Test | Energy Efficiency | 75463.8351 | 79913.1732 | 78394.0136 | 76100.135 | 137557.6393 | 139398.2583 | 130328.6375 | 120432.9705 | 109478.501 | 97581.9307 | 84697.3912 | 70546.8509 | 55002.5835
Scenario 2: High TRC | SDG&E | Com | Lighting | Com - Restaurant | Total Resource Cost Test | Energy Efficiency | 18518.426 | 20634.9858 | 21451.8476 | 22283.0417 | 46860.6518 | 51855.3025 | 53195.7803 | 54551.422 | 55878.2384 | 57245.8288 | 58666.7464 | 60133.4325 | 61638.3504
Scenario 2: High TRC | SDG&E | Com | Lighting | Com - Retail | Participant Cost Test | Energy Efficiency | 242366.7882 | 244143.5409 | 246236.8514 | 248037.9476 | 249022.1357 | 251252.1093 | 253158.4178 | 255188.6661 | 257556.1572 | 260472.7318 | 263540.0746 | 267192.7431 | 271216.0513
Scenario 2: High TRC | SDG&E | Com | Lighting | Com - Retail | Program Administrator Cost Test | Energy Efficiency | 177787.4022 | 178056.8312 | 178556.1654 | 178839.3786 | 178531.9747 | 179126.4015 | 179486.7022 | 179935.1176 | 180621.0421 | 181689.43 | 182856.3903 | 184422.1749 | 186232.5824
Scenario 2: High TRC | SDG&E | Com | Lighting | Com - Retail | Rate Impact Measure Test | Energy Efficiency | 1091972.657 | 1043027.1968 | 990588.0251 | 930662.5201 | 865436.3178 | 801472.2704 | 733371.8119 | 663704.0224 | 592220.6515 | 519020.3752 | 442836.0752 | 363051.3195 | 278571.0235
Scenario 2: High TRC | SDG&E | Com | Lighting | Com - Retail | Total Resource Cost Test | Energy Efficiency | 288064.2909 | 289142.1423 | 290593.9328 | 291696.6448 | 291837.0465 | 293446.1113 | 294673.7822 | 296045.9607 | 297809.0937 | 300204.523 | 302767.1243 | 305994.8731 | 309635.8857
Scenario 2: High TRC | SDG&E | Com | Lighting | Com - Warehouse | Participant Cost Test | Energy Efficiency | 0 | 0 | 0 | 0 | 0 | 0 | 0 | 0 | 0 | 0 | 0 | 0 | 0
Scenario 2: High TRC | SDG&E | Com | Lighting | Com - Warehouse | Program Administrator Cost Test | Energy Efficiency | 0 | 0 | 0 | 0 | 0 | 0 | 0 | 0 | 0 | 0 | 0 | 0 | 0
Scenario 2: High TRC | SDG&E | Com | Lighting | Com - Warehouse | Rate Impact Measure Test | Energy Efficiency | 0 | 0 | 0 | 0 | 0 | 0 | 0 | 0 | 0 | 0 | 0 | 0 | 0
Scenario 2: High TRC | SDG&E | Com | Lighting | Com - Warehouse | Total Resource Cost Test | Energy Efficiency | 0 | 0 | 0 | 0 | 0 | 0 | 0 | 0 | 0 | 0 | 0 | 0 | 0
Scenario 2: High TRC | SDG&E | Com | WaterHeat | Com - College | Participant Cost Test | Energy Efficiency | 45758.9597 | 47752.8007 | 47314.9296 | 49435.8427 | 51353.5428 | 33741.0781 | 17462.6041 | 17899.9275 | 2299.5366 | 2487.1865 | 2680.9938 | 2910.1423 | 3129.0827
Scenario 2: High TRC | SDG&E | Com | WaterHeat | Com - College | Participant Cost Test | Fuel Substitution | 1142904.9489 | 1226766.8026 | 1323107.1541 | 1280964.1047 | 1225019.7886 | 93576.4196 | 109639.6805 | 126243.8799 | 110495.0236 | 127071.9647 | 146207.7652 | 162429.419 | 176095.1591
Scenario 2: High TRC | SDG&E | Com | WaterHeat | Com - College | Program Administrator Cost Test | Energy Efficiency | 77181.4217 | 78928.9133 | 80682.9579 | 82662.5549 | 84380.4712 | 55495.9453 | 56476.9376 | 57456.3333 | 15188.7949 | 16198.9717 | 17217.0389 | 18428.8554 | 19538.3583
Scenario 2: High TRC | SDG&E | Com | WaterHeat | Com - College | Program Administrator Cost Test | Fuel Substitution | 759598.6225 | 871688.6801 | 1003442.6931 | 1119123.0661 | 1237727.5959 | 149182.5292 | 174749.6962 | 200774.9823 | 189982.274 | 217872.1153 | 249985.9801 | 276964.3724 | 299461.6507
Scenario 2: High TRC | SDG&E | Com | WaterHeat | Com - College | Rate Impact Measure Test | Energy Efficiency | 214115.0997 | 219659.5496 | 223823.534 | 227033.4235 | 227586.702 | 155910.7362 | 154420.4006 | 151223.3426 | 84578.5275 | 77107.6076 | 67289.1642 | 55308.8033 | 39751.4733
Scenario 2: High TRC | SDG&E | Com | WaterHeat | Com - College | Rate Impact Measure Test | Fuel Substitution | 759598.6225 | 871688.6801 | 1003442.6931 | 1119123.0661 | 1237727.5959 | 3012606.1987 | 3156774.7105 | 3175234.6893 | 3003772.6187 | 2837718.684 | 2544052.8203 | 2002650.2326 | 1251437.4038
Scenario 2: High TRC | SDG&E | Com | WaterHeat | Com - College | Total Resource Cost Test | Energy Efficiency | 99689.6458 | 102629.933 | 103130.4021 | 106315.9472 | 109126.3831 | 71269.9403 | 60668.0444 | 61763.6491 | 15993.6327 | 17069.487 | 18155.3868 | 19447.4052 | 20633.5372
Scenario 2: High TRC | SDG&E | Com | WaterHeat | Com - College | Total Resource Cost Test | Fuel Substitution | 991933.2247 | 1135586.1205 | 1328917.9722 | 1390905.7382 | 1457779.4563 | 207334.1997 | 243009.3797 | 279825.0902 | 248010.1164 | 285220.1553 | 328169.2728 | 364577.0777 | 395247.9513
Scenario 2: High TRC | SDG&E | Com | WaterHeat | Com - Grocery | Participant Cost Test | Energy Efficiency | 7608.3345 | 8099.3756 | 19326.6564 | 19983.2945 | 20637.2321 | 19235.498 | 17657.6073 | 18202.7035 | 7351.7313 | 7824.6969 | 8315.9819 | 8831.7737 | 9376.21
Scenario 2: High TRC | SDG&E | Com | WaterHeat | Com - Grocery | Participant Cost Test | Fuel Substitution | 40807.9335 | 43043.9246 | 44751.994 | 45780.7103 | 46461.4758 | 0 | 0 | 0 | 0 | 0 | 0 | 0 | 0
Scenario 2: High TRC | SDG&E | Com | WaterHeat | Com - Grocery | Program Administrator Cost Test | Energy Efficiency | 38991.6531 | 41766.7338 | 76458.9242 | 79207.25 | 81913.3186 | 79778.2747 | 82628.8713 | 85537.102 | 57691.3215 | 60936.5927 | 64230.5056 | 67621.2176 | 71136.95
Scenario 2: High TRC | SDG&E | Com | WaterHeat | Com - Grocery | Program Administrator Cost Test | Fuel Substitution | 35120.8788 | 39569.0502 | 44196.8516 | 49054.048 | 54386.3771 | 0 | 0 | 0 | 0 | 0 | 0 | 0 | 0
Scenario 2: High TRC | SDG&E | Com | WaterHeat | Com - Grocery | Rate Impact Measure Test | Energy Efficiency | 325186.4414 | 341382.8028 | 397605.7123 | 405219.853 | 407779.0176 | 395079.3956 | 388159.0016 | 375503.0037 | 312088.7382 | 283842.7067 | 247291.6335 | 201136.1511 | 144218.4404
Scenario 2: High TRC | SDG&E | Com | WaterHeat | Com - Grocery | Rate Impact Measure Test | Fuel Substitution | 35120.8788 | 39569.0502 | 44196.8516 | 49054.048 | 54386.3771 | 0 | 0 | 0 | 0 | 0 | 0 | 0 | 0
Scenario 2: High TRC | SDG&E | Com | WaterHeat | Com - Grocery | Total Resource Cost Test | Energy Efficiency | 42236.158 | 45212.7077 | 82543.4444 | 85551.6306 | 88516.4052 | 85874.0265 | 87420.762 | 90505.4953 | 60264.4274 | 63675.2366 | 67141.0993 | 70712.3384 | 74418.6235
Scenario 2: High TRC | SDG&E | Com | WaterHeat | Com - Grocery | Total Resource Cost Test | Fuel Substitution | 44108.1045 | 49637.4972 | 55398.563 | 61460.2365 | 68070.2761 | 0 | 0 | 0 | 0 | 0 | 0 | 0 | 0
Scenario 2: High TRC | SDG&E | Com | WaterHeat | Com - Health | Participant Cost Test | Energy Efficiency | 74460.5904 | 77979.862 | 77840.6274 | 81794.3291 | 85220.7768 | 55112.2791 | 27255.8502 | 28254.4878 | 8153.0633 | 8909.6187 | 9770.0586 | 10341.1054 | 10996.7791
Scenario 2: High TRC | SDG&E | Com | WaterHeat | Com - Health | Participant Cost Test | Fuel Substitution | 2739909.5089 | 2927509.8899 | 3111929.9503 | 3131049.4233 | 3069166.1003 | 221587.4195 | 258439.6679 | 298641.1685 | 159323.163 | 183284.3753 | 212314.0163 | 236872.7381 | 257563.8976
Scenario 2: High TRC | SDG&E | Com | WaterHeat | Com - Health | Program Administrator Cost Test | Energy Efficiency | 185970.4994 | 193882.8576 | 201951.0603 | 211253.2282 | 219286.3393 | 132265.2031 | 136253.542 | 141803.0921 | 90852.1106 | 97802.4962 | 105643.7283 | 110068.3731 | 115225.2366
Scenario 2: High TRC | SDG&E | Com | WaterHeat | Com - Health | Program Administrator Cost Test | Fuel Substitution | 1873760.155 | 2161265.8339 | 2484659.4633 | 2812627.4388 | 3171395.1376 | 267631.4548 | 314282.8627 | 363466.6397 | 277843.1643 | 319638.6328 | 370268.4624 | 413098.6954 | 449182.2083
Scenario 2: High TRC | SDG&E | Com | WaterHeat | Com - Health | Rate Impact Measure Test | Energy Efficiency | 883201.3647 | 917008.3906 | 942590.5306 | 962805.0842 | 966155.4379 | 736182.5538 | 707578.1543 | 681098.4901 | 564123.0678 | 517788.2979 | 457134.9896 | 362414.5826 | 252011.2279
Scenario 2: High TRC | SDG&E | Com | WaterHeat | Com - Health | Rate Impact Measure Test | Fuel Substitution | 1873760.155 | 2161265.8339 | 2484659.4633 | 2812627.4388 | 3171395.1376 | 8143386.3069 | 8563153.3926 | 8631137.2769 | 8130536.7892 | 7633763.7597 | 6818448.5835 | 5284351.9228 | 3144401.4085
Scenario 2: High TRC | SDG&E | Com | WaterHeat | Com - Health | Total Resource Cost Test | Energy Efficiency | 220499.4402 | 230180.494 | 236301.561 | 247453.6288 | 257061.6507 | 159147.3125 | 143284.4637 | 149127.4187 | 93705.6828 | 100920.8627 | 109063.2488 | 113687.76 | 119074.1093
Scenario 2: High TRC | SDG&E | Com | WaterHeat | Com - Health | Total Resource Cost Test | Fuel Substitution | 2196349.3345 | 2527889.9426 | 2938343.3567 | 3250079.8286 | 3553843.7228 | 437824.2971 | 511716.6523 | 591470.0772 | 357504.7458 | 411280.8204 | 476425.4705 | 531535.0644 | 577964.1571
Scenario 2: High TRC | SDG&E | Com | WaterHeat | Com - Lodging | Participant Cost Test | Energy Efficiency | 428501.3739 | 440821.0576 | 450087.1505 | 465888.7344 | 478457.2328 | 300277.7173 | 112157.4001 | 113349.4633 | 1830.4212 | 1946.1942 | 2063.3031 | 2184.6834 | 2312.722
Scenario 2: High TRC | SDG&E | Com | WaterHeat | Com - Lodging | Participant Cost Test | Fuel Substitution | 3883127.0632 | 4126807.2858 | 4349217.3277 | 4377198.6653 | 4307665.6385 | 509932.7871 | 265922.7787 | 305367.7038 | 162132.7642 | 184933.9167 | 212417.3399 | 235351.6125 | 254421.0589
Scenario 2: High TRC | SDG&E | Com | WaterHeat | Com - Lodging | Program Administrator Cost Test | Energy Efficiency | 666344.4308 | 676434.0828 | 687159.0539 | 702513.1977 | 711804.7419 | 111294.3476 | 111569.844 | 111885.3701 | 20574.5555 | 21660.6779 | 22723.0872 | 23796.806 | 24908.3095
Scenario 2: High TRC | SDG&E | Com | WaterHeat | Com - Lodging | Program Administrator Cost Test | Fuel Substitution | 2534875.1459 | 2906321.7381 | 3315288.8593 | 3728144.6111 | 4176930.5379 | 333306.6537 | 323550.3194 | 371971.7787 | 282893.0409 | 322685.5402 | 370646.0081 | 410666.3279 | 443941.0664
Scenario 2: High TRC | SDG&E | Com | WaterHeat | Com - Lodging | Rate Impact Measure Test | Energy Efficiency | 1766482.3326 | 1762707.5461 | 1752672.8366 | 1745718.0945 | 1713640.3438 | 283061.7065 | 278429.8049 | 271608.7619 | 124386.8671 | 112018.8705 | 96357.0976 | 77076.4856 | 53856.8814
Scenario 2: High TRC | SDG&E | Com | WaterHeat | Com - Lodging | Rate Impact Measure Test | Fuel Substitution | 2534875.1459 | 2906321.7381 | 3315288.8593 | 3728144.6111 | 4176930.5379 | 10166764.8019 | 10560697.9329 | 10577254.1885 | 9927004.4812 | 9229214.3695 | 8156500.666 | 6251876.5165 | 3657039.4044
Scenario 2: High TRC | SDG&E | Com | WaterHeat | Com - Lodging | Total Resource Cost Test | Energy Efficiency | 886349.333 | 902966.0206 | 916853.605 | 940450.5053 | 956296.2196 | 295430.6517 | 163783.0164 | 164689.5769 | 21215.2029 | 22341.8459 | 23445.2433 | 24561.4451 | 25717.7622
Scenario 2: High TRC | SDG&E | Com | WaterHeat | Com - Lodging | Total Resource Cost Test | Fuel Substitution | 3057967.566 | 3494903.6666 | 4013978.2088 | 4428956.1635 | 4840851.9807 | 790065.6072 | 526737.4311 | 605090.6201 | 363959.423 | 415152.4985 | 476854.6781 | 528342.1342 | 571151.5959
Scenario 2: High TRC | SDG&E | Com | WaterHeat | Com - Office (Large) | Participant Cost Test | Energy Efficiency | 113100.9923 | 115875.8071 | 116456.872 | 119178.6271 | 121717.5404 | 76824.0585 | 31021.8824 | 30623.2883 | 7244.1662 | 7784.9945 | 8342.4341 | 8925.8927 | 9535.6819
Scenario 2: High TRC | SDG&E | Com | WaterHeat | Com - Office (Large) | Participant Cost Test | Fuel Substitution | 669601.601 | 713208.9508 | 770042.6835 | 758229.7798 | 699056.1272 | 85472.9198 | 89208.7909 | 102219.2101 | 75356.5589 | 88116.581 | 100951.2925 | 111518.4029 | 120122.2633
Scenario 2: High TRC | SDG&E | Com | WaterHeat | Com - Office (Large) | Program Administrator Cost Test | Energy Efficiency | 176035.8602 | 175570.7786 | 175110.1467 | 174783.862 | 174313.8861 | 110151.9797 | 109171.8733 | 108243.3712 | 45355.8668 | 48032.8648 | 50727.2115 | 53493.5127 | 56329.5124
Scenario 2: High TRC | SDG&E | Com | WaterHeat | Com - Office (Large) | Program Administrator Cost Test | Fuel Substitution | 429570.2079 | 489388.903 | 562118.9504 | 630457.9765 | 692687.8792 | 117324.5467 | 133394.5262 | 152396.8102 | 127827.5478 | 149088.14 | 170368.24 | 187730.1526 | 201716.3306
Scenario 2: High TRC | SDG&E | Com | WaterHeat | Com - Office (Large) | Rate Impact Measure Test | Energy Efficiency | 547966.4537 | 555064.7793 | 557829.2895 | 555695.0331 | 548166.8543 | 393136.7097 | 381201.648 | 364090.2716 | 252475.0674 | 228253.503 | 197713.0102 | 159984.6049 | 114219.9624
Scenario 2: High TRC | SDG&E | Com | WaterHeat | Com - Office (Large) | Rate Impact Measure Test | Fuel Substitution | 429570.2079 | 489388.903 | 562118.9504 | 630457.9765 | 692687.8792 | 1933989.3933 | 2005419.6033 | 2002601.0635 | 1863542.9791 | 1792299.5483 | 1603082.7817 | 1259391.3501 | 789093.6454
Scenario 2: High TRC | SDG&E | Com | WaterHeat | Com - Office (Large) | Total Resource Cost Test | Energy Efficiency | 232662.3723 | 234304.5733 | 233778.52 | 235494.3519 | 236968.433 | 149733.0274 | 116941.5743 | 115986.3535 | 47891.325 | 50757.6129 | 53647.0634 | 56617.5751 | 59667.001
Scenario 2: High TRC | SDG&E | Com | WaterHeat | Com - Office (Large) | Total Resource Cost Test | Fuel Substitution | 567858.5268 | 645390.0148 | 759266.3135 | 813384.3742 | 822840.6082 | 179192.8821 | 195308.3949 | 223756.8022 | 169145.9382 | 197789.4485 | 226597.1661 | 250314.6996 | 269625.4538
Scenario 2: High TRC | SDG&E | Com | WaterHeat | Com - Office (Small) | Participant Cost Test | Energy Efficiency | 2085.3692 | 2298.9842 | 2521.7154 | 2753.9206 | 27500.6063 | 27171.8237 | 27595.3563 | 28014.5764 | 2861.7681 | 3082.2611 | 3312.0299 | 3551.4437 | 3800.8621
Scenario 2: High TRC | SDG&E | Com | WaterHeat | Com - Office (Small) | Participant Cost Test | Fuel Substitution | 267557.0898 | 284244.9117 | 296523.4478 | 302992.1041 | 305624.5503 | 23535.1605 | 27606.7458 | 31629.3748 | 35331.5445 | 40398.8539 | 46176.7558 | 50962.2266 | 54909.7159
Scenario 2: High TRC | SDG&E | Com | WaterHeat | Com - Office (Small) | Program Administrator Cost Test | Energy Efficiency | 10513.1128 | 11474.4305 | 12455.2447 | 13455.6785 | 84955.7412 | 84311.7957 | 84786.8771 | 85247.0309 | 16754.9314 | 17789.6513 | 18845.8785 | 19924.4254 | 21025.9994
Scenario 2: High TRC | SDG&E | Com | WaterHeat | Com - Office (Small) | Program Administrator Cost Test | Fuel Substitution | 185874.431 | 212592.4271 | 240348.6373 | 269026.3417 | 300063.3787 | 39759.3775 | 46519.514 | 53165.4927 | 59243.743 | 67579.432 | 77063.5043 | 84853.9104 | 91219.7061
Scenario 2: High TRC | SDG&E | Com | WaterHeat | Com - Office (Small) | Rate Impact Measure Test | Energy Efficiency | 99997.5798 | 104772.1953 | 108306.2078 | 110229.408 | 208996.6209 | 203836.2681 | 200904.5722 | 196249.5652 | 91420.7431 | 82903.1501 | 72097.4272 | 58589.7754 | 42082.8141
Scenario 2: High TRC | SDG&E | Com | WaterHeat | Com - Office (Small) | Rate Impact Measure Test | Fuel Substitution | 185874.431 | 212592.4271 | 240348.6373 | 269026.3417 | 300063.3787 | 808528.4128 | 842054.6478 | 842031.0777 | 801348.2834 | 754565.2723 | 674664.6187 | 531432.7164 | 336058.8967
Scenario 2: High TRC | SDG&E | Com | WaterHeat | Com - Office (Small) | Total Resource Cost Test | Energy Efficiency | 11431.7989 | 12489.0204 | 13570.1531 | 14675.5126 | 91798.6239 | 90728.0674 | 91322.2048 | 91901.4197 | 17756.5502 | 18868.4427 | 20005.089 | 21167.4307 | 22356.3011
Scenario 2: High TRC | SDG&E | Com | WaterHeat | Com - Office (Small) | Total Resource Cost Test | Fuel Substitution | 217000.8671 | 247892.3235 | 280017.2321 | 313281.5205 | 349129.2828 | 52835.6496 | 61975.537 | 71005.4927 | 79316.067 | 90692.0706 | 103662.6244 | 114405.1709 | 123266.4834
Scenario 2: High TRC | SDG&E | Com | WaterHeat | Com - Other | Participant Cost Test | Energy Efficiency | 149605.7226 | 158820.8846 | 150206.6046 | 158697.2855 | 167256.1048 | 127814.4544 | 107524.0826 | 112986.1036 | 64391.5626 | 69591.6286 | 75030.068 | 80764.4916 | 86826.4801
Scenario 2: High TRC | SDG&E | Com | WaterHeat | Com - Other | Participant Cost Test | Fuel Substitution | 10443996.9868 | 11161598.1387 | 11925551.0315 | 11951737.2644 | 11643030.0115 | 1086883.0581 | 1262098.9764 | 1453944.567 | 773417.0984 | 894994.4717 | 1031362.165 | 1146582.7989 | 1243426.4981
Scenario 2: High TRC | SDG&E | Com | WaterHeat | Com - Other | Program Administrator Cost Test | Energy Efficiency | 497974.0705 | 528325.4782 | 559613.9315 | 591929.3096 | 624057.3511 | 552516.1232 | 582708.0367 | 613608.1255 | 498700.2836 | 531754.9334 | 565544.1775 | 600454.754 | 636654.0343
Scenario 2: High TRC | SDG&E | Com | WaterHeat | Com - Other | Program Administrator Cost Test | Fuel Substitution | 6902803.6143 | 7924306.8195 | 9098016.3777 | 10263715.776 | 11530720.5571 | 1316202.8778 | 1537633.3385 | 1771566.3634 | 1349561.4695 | 1561732.3953 | 1799678.5244 | 2000719.5355 | 2169691.8949
Scenario 2: High TRC | SDG&E | Com | WaterHeat | Com - Other | Rate Impact Measure Test | Energy Efficiency | 3264380.2031 | 3431418.147 | 3563809.7243 | 3649718.4699 | 3687360.6865 | 3421674.5804 | 3362600.2016 | 3248200.1808 | 2860976.2494 | 2608336.1994 | 2276534.0227 | 1852290.461 | 1323844.1865
Scenario 2: High TRC | SDG&E | Com | WaterHeat | Com - Other | Rate Impact Measure Test | Fuel Substitution | 6902803.6143 | 7924306.8195 | 9098016.3777 | 10263715.776 | 11530720.5571 | 26954594.494 | 28217312.9396 | 28382490.5529 | 26530427.6427 | 25153543.4631 | 22489959.1036 | 17575598.9571 | 10764224.8923
Scenario 2: High TRC | SDG&E | Com | WaterHeat | Com - Other | Total Resource Cost Test | Energy Efficiency | 565097.5959 | 600281.5689 | 618394.1199 | 654436.8485 | 690404.6531 | 599874.3062 | 613926.0363 | 646639.032 | 521237.3305 | 556112.0034 | 591804.7013 | 628722.3261 | 667043.3023
Scenario 2: High TRC | SDG&E | Com | WaterHeat | Com - Other | Total Resource Cost Test | Fuel Substitution | 8546911.0434 | 9786659.3287 | 11389515.1617 | 12466620.9944 | 13459056.2818 | 2149867.954 | 2501065.7323 | 2881338.4763 | 1736270.0187 | 2009229.6311 | 2315359.6069 | 2574010.935 | 2791405.144
Scenario 2: High TRC | SDG&E | Com | WaterHeat | Com - Refrig. Warehouse | Participant Cost Test | Energy Efficiency | 34.5588 | 37.6613 | 40.9115 | 44.0428 | 47.4595 | 31.2859 | 34.1347 | 37.1274 | 40.3343 | 43.6663 | 47.2383 | 51.0289 | 55.0042
Scenario 2: High TRC | SDG&E | Com | WaterHeat | Com - Refrig. Warehouse | Participant Cost Test | Fuel Substitution | 2689.2764 | 2832.8084 | 2928.4812 | 2960.7522 | 2952.7847 | 92.7926 | 109.2777 | 125.7044 | 140.9441 | 159.2424 | 182.7083 | 202.3678 | 218.7846
Scenario 2: High TRC | SDG&E | Com | WaterHeat | Com - Refrig. Warehouse | Program Administrator Cost Test | Energy Efficiency | 319.8579 | 347.8585 | 376.5322 | 403.6755 | 432.509 | 403.7412 | 432.9491 | 462.8498 | 494.2471 | 525.968 | 559.3323 | 593.9845 | 629.4458
Scenario 2: High TRC | SDG&E | Com | WaterHeat | Com - Refrig. Warehouse | Program Administrator Cost Test | Fuel Substitution | 1952.8273 | 2228.4622 | 2515.1492 | 2812.003 | 3136.2946 | 161.8412 | 190.6121 | 219.2793 | 245.873 | 277.8033 | 318.745 | 353.044 | 381.6844
Scenario 2: High TRC | SDG&E | Com | WaterHeat | Com - Refrig. Warehouse | Rate Impact Measure Test | Energy Efficiency | 3405.2041 | 3571.5864 | 3696.5701 | 3747.3165 | 3762.4901 | 3587.4497 | 3498.1974 | 3348.9733 | 3135.0617 | 2840.8241 | 2465.266 | 1988.1322 | 1394.1298
Scenario 2: High TRC | SDG&E | Com | WaterHeat | Com - Refrig. Warehouse | Rate Impact Measure Test | Fuel Substitution | 1952.8273 | 2228.4622 | 2515.1492 | 2812.003 | 3136.2946 | 7754.4479 | 8080.8135 | 8076.1926 | 7665.5569 | 7065.2186 | 6245.7122 | 4798.202 | 2827.0804
Scenario 2: High TRC | SDG&E | Com | WaterHeat | Com - Refrig. Warehouse | Total Resource Cost Test | Energy Efficiency | 332.3138 | 361.4317 | 391.2756 | 419.5453 | 449.6082 | 414.6913 | 444.8963 | 475.8444 | 508.3641 | 541.2512 | 575.8657 | 611.8446 | 648.6972
Scenario 2: High TRC | SDG&E | Com | WaterHeat | Com - Refrig. Warehouse | Total Resource Cost Test | Fuel Substitution | 2138.9974 | 2437.1004 | 2747.1684 | 3068.4764 | 3418.3923 | 208.2375 | 245.2509 | 282.1316 | 316.3451 | 357.4245 | 410.0992 | 454.2279 | 491.0767
Scenario 2: High TRC | SDG&E | Com | WaterHeat | Com - Restaurant | Participant Cost Test | Energy Efficiency | 34060.2481 | 39562.5828 | 42520.7414 | 45615.8922 | 48866.9421 | 22944.6019 | 24522.7169 | 26173.7966 | 27882.6731 | 29672.4037 | 31549.632 | 33513.7391 | 35563.7498
Scenario 2: High TRC | SDG&E | Com | WaterHeat | Com - Restaurant | Participant Cost Test | Fuel Substitution | 5880568.1968 | 6237557.5671 | 6496180.3889 | 6624341.4364 | 6668568.494 | 522250.7943 | 612673.9553 | 702185.773 | 784932.0627 | 897955.7174 | 1028896.2046 | 1138434.2908 | 1229694.5591
Scenario 2: High TRC | SDG&E | Com | WaterHeat | Com - Restaurant | Program Administrator Cost Test | Energy Efficiency | 129065.093 | 146918.3763 | 156315.6293 | 165952.1078 | 175871.6798 | 133824.7628 | 141719.6762 | 149817.9747 | 158016.1328 | 166443.7126 | 175127.0735 | 184048.4749 | 193188.9131
Scenario 2: High TRC | SDG&E | Com | WaterHeat | Com - Restaurant | Program Administrator Cost Test | Fuel Substitution | 4275952.3472 | 4889624.4089 | 5527941.2771 | 6189386.1082 | 6909096.7795 | 902586.4438 | 1055870.6883 | 1206762.6926 | 1345266.192 | 1534826.5933 | 1753946.461 | 1935581.5773 | 2085350.6856
Scenario 2: High TRC | SDG&E | Com | WaterHeat | Com - Restaurant | Rate Impact Measure Test | Energy Efficiency | 825786.288 | 925275.0091 | 957756.8655 | 978066.4341 | 988066.9816 | 849246.4242 | 833031.668 | 803863.7482 | 759100.3299 | 691817.1206 | 605882.3413 | 497661.1497 | 364431.9201
Scenario 2: High TRC | SDG&E | Com | WaterHeat | Com - Restaurant | Rate Impact Measure Test | Fuel Substitution | 4275952.3472 | 4889624.4089 | 5527941.2771 | 6189386.1082 | 6909096.7795 | 20747889.256 | 21594873.8926 | 21580650.5091 | 20525145.157 | 19299026.0644 | 17244655.6943 | 13541212.154 | 8464152.4933
Scenario 2: High TRC | SDG&E | Com | WaterHeat | Com - Restaurant | Total Resource Cost Test | Energy Efficiency | 144902.5049 | 165628.5578 | 176602.374 | 187901.2702 | 199579.8776 | 141855.3735 | 150302.6271 | 158978.8035 | 167775.0684 | 176829.0539 | 186169.4447 | 195778.2836 | 205636.2255
Scenario 2: High TRC | SDG&E | Com | WaterHeat | Com - Restaurant | Total Resource Cost Test | Fuel Substitution | 4874795.8679 | 5570711.3935 | 6295525.7336 | 7048198.9672 | 7864059.2212 | 1174278.8473 | 1377629.6588 | 1578930.5126 | 1765015.8337 | 2019194.5329 | 2313638.0664 | 2559948.4653 | 2765157.6838
Scenario 2: High TRC | SDG&E | Com | WaterHeat | Com - Retail | Participant Cost Test | Energy Efficiency | 47185.5605 | 48143.4712 | 48391.1391 | 49274.7353 | 50136.8438 | 50217.4573 | 51041.3598 | 51858.8976 | 3974.7766 | 4218.6877 | 4467.8402 | 4728.5701 | 4998.2583
Scenario 2: High TRC | SDG&E | Com | WaterHeat | Com - Retail | Participant Cost Test | Fuel Substitution | 298742.2131 | 315892.9528 | 383039.7755 | 376738.3696 | 356808.0298 | 51091.8816 | 58520.1351 | 66380.7103 | 35117.6526 | 38979.142 | 44188.8268 | 48411.6432 | 51838.627
Scenario 2: High TRC | SDG&E | Com | WaterHeat | Com - Retail | Program Administrator Cost Test | Energy Efficiency | 151084.6138 | 152317.8234 | 153439.644 | 154439.63 | 155293.8518 | 154595.7121 | 155329.4413 | 156005.8753 | 25984.5743 | 27171.9773 | 28354.0084 | 29570.0387 | 30801.9756
Scenario 2: High TRC | SDG&E | Com | WaterHeat | Com - Retail | Program Administrator Cost Test | Fuel Substitution | 203807.9291 | 232812.514 | 275424.9515 | 308903.5891 | 344486.1557 | 61392.4002 | 70780.1566 | 80376.0881 | 60219.2185 | 66680.2783 | 75396.8465 | 82390.7531 | 88000.575
Scenario 2: High TRC | SDG&E | Com | WaterHeat | Com - Retail | Rate Impact Measure Test | Energy Efficiency | 362624.6348 | 369044.7373 | 373003.8489 | 373624.1452 | 371262.4094 | 362624.5356 | 355264.4152 | 345374.0524 | 146388.2571 | 130643.0258 | 111755.8494 | 89340.5459 | 62951.1172
Scenario 2: High TRC | SDG&E | Com | WaterHeat | Com - Retail | Rate Impact Measure Test | Fuel Substitution | 203807.9291 | 232812.514 | 275424.9515 | 308903.5891 | 344486.1557 | 955660.0586 | 994336.845 | 993797.0962 | 916730.3279 | 836380.5899 | 739466.0736 | 575012.5444 | 356411.3029
Scenario 2: High TRC | SDG&E | Com | WaterHeat | Com - Retail | Total Resource Cost Test | Energy Efficiency | 162825.5072 | 164339.5732 | 165049.5545 | 166288.2621 | 167375.4288 | 166431.1447 | 167374.5021 | 168259.9736 | 27375.7462 | 28648.518 | 29917.7524 | 31225.0382 | 32551.366
Scenario 2: High TRC | SDG&E | Com | WaterHeat | Com - Retail | Total Resource Cost Test | Fuel Substitution | 227185.5729 | 259440.8432 | 360823.9508 | 386743.3292 | 405974.1496 | 101191.2972 | 116216.0786 | 131957.4515 | 79024.4783 | 87733.7064 | 99464.5804 | 108973.723 | 116691.2484
Scenario 2: High TRC | SDG&E | Com | WaterHeat | Com - School | Participant Cost Test | Energy Efficiency | 39118.4842 | 41528.7118 | 59065.3602 | 61531.9801 | 64010.5488 | 23486.6944 | 23940.9643 | 24423.109 | 11357.175 | 12200.5723 | 13087.4329 | 14016.7227 | 14987.6865
Scenario 2: High TRC | SDG&E | Com | WaterHeat | Com - School | Participant Cost Test | Fuel Substitution | 1758071.6742 | 1873571.624 | 1962783.854 | 2017053.4901 | 2173268.4989 | 345413.8864 | 400711.3458 | 460236.1377 | 306451.8683 | 359050.8427 | 411996.1527 | 456156.7656 | 492682.6027
Scenario 2: High TRC | SDG&E | Com | WaterHeat | Com - School | Program Administrator Cost Test | Energy Efficiency | 68281.0142 | 72294.9596 | 121103.357 | 124239.3123 | 127134.9407 | 85257.3317 | 86808.6468 | 88471.1835 | 53647.1243 | 56921.3516 | 60308.3076 | 63798.122 | 67382.6674
Scenario 2: High TRC | SDG&E | Com | WaterHeat | Com - School | Program Administrator Cost Test | Fuel Substitution | 1248604.3641 | 1425873.466 | 1610346.978 | 1801764.7063 | 2119157.5932 | 459834.1426 | 534288.4975 | 611905.0599 | 499478.0528 | 584092.0523 | 668959.227 | 738559.5616 | 794931.4746
Scenario 2: High TRC | SDG&E | Com | WaterHeat | Com - School | Rate Impact Measure Test | Energy Efficiency | 357224.5609 | 371878.3694 | 444768.6465 | 450212.0764 | 451490.8212 | 341269.6165 | 333882.8456 | 322242.5889 | 253513.1908 | 231825.1521 | 203889.537 | 168451.8542 | 124586.8962
Scenario 2: High TRC | SDG&E | Com | WaterHeat | Com - School | Rate Impact Measure Test | Fuel Substitution | 1248604.3641 | 1425873.466 | 1610346.978 | 1801764.7063 | 2119157.5932 | 5615746.2069 | 5858895.6679 | 5883063.6437 | 5452618.0985 | 5282319.1874 | 4771676.2909 | 3814296.2167 | 2485299.8272
Scenario 2: High TRC | SDG&E | Com | WaterHeat | Com - School | Total Resource Cost Test | Energy Efficiency | 89979.4287 | 95430.4488 | 149114.8829 | 153788.6964 | 158271.9371 | 91685.5039 | 93428.4078 | 95293.7375 | 57622.1356 | 61191.5519 | 64888.9091 | 68703.9749 | 72628.3577
Scenario 2: High TRC | SDG&E | Com | WaterHeat | Com - School | Total Resource Cost Test | Fuel Substitution | 1545352.3073 | 1761793.859 | 1987277.0095 | 2221796.991 | 2708637.8359 | 724243.2456 | 840966.2992 | 965472.0807 | 687876.2949 | 805941.2769 | 924772.3652 | 1023885.8683 | 1105863.496
Scenario 2: High TRC | SDG&E | Com | WaterHeat | Com - Warehouse | Participant Cost Test | Energy Efficiency | 37087.3806 | 37997.2111 | 38868.7618 | 39800.6161 | 40734.4822 | 40225.5546 | 39643.6124 | 40483.6746 | 728.7374 | 790.1989 | 854.1547 | 921.419 | 992.86
Scenario 2: High TRC | SDG&E | Com | WaterHeat | Com - Warehouse | Participant Cost Test | Fuel Substitution | 24294.2593 | 25856.4276 | 30075.2304 | 30191.3394 | 29481.9429 | 2867.7365 | 3323.2395 | 3819.296 | 2033.4161 | 2330.3663 | 2678.7218 | 2971.9573 | 3218.188
Scenario 2: High TRC | SDG&E | Com | WaterHeat | Com - Warehouse | Program Administrator Cost Test | Energy Efficiency | 109644.8254 | 110549.2883 | 111414.0096 | 112269.6562 | 113093.7724 | 111690.0139 | 112439.387 | 113181.2684 | 5028.9588 | 5371.2055 | 5719.1443 | 6077.7391 | 6452.0059
Scenario 2: High TRC | SDG&E | Com | WaterHeat | Com - Warehouse | Program Administrator Cost Test | Fuel Substitution | 17401.5605 | 19885.9158 | 23175.1738 | 26051.0831 | 29166.1886 | 3464.9841 | 4034.6889 | 4632.4048 | 3511.989 | 4013.348 | 4600.1894 | 5089.5191 | 5496.072
Scenario 2: High TRC | SDG&E | Com | WaterHeat | Com - Warehouse | Rate Impact Measure Test | Energy Efficiency | 178089.5327 | 181076.5794 | 183648.5106 | 185785.4365 | 187393.8358 | 183602.7509 | 184308.3897 | 184527.5073 | 28734.3524 | 26183.8271 | 22841.4905 | 18585.0213 | 13309.8459
Scenario 2: High TRC | SDG&E | Com | WaterHeat | Com - Warehouse | Rate Impact Measure Test | Fuel Substitution | 17401.5605 | 19885.9158 | 23175.1738 | 26051.0831 | 29166.1886 | 57777.0717 | 60560.1995 | 61012.8298 | 56853.6751 | 53506.8472 | 47897.961 | 37616.5791 | 23418.5066
Scenario 2: High TRC | SDG&E | Com | WaterHeat | Com - Warehouse | Total Resource Cost Test | Energy Efficiency | 119104.8176 | 120261.2479 | 121338.7584 | 122458.6587 | 123546.9487 | 121686.1643 | 121638.1877 | 122574.1285 | 5284.0169 | 5647.7751 | 6018.0984 | 6400.2358 | 6799.5069
Scenario 2: High TRC | SDG&E | Com | WaterHeat | Com - Warehouse | Total Resource Cost Test | Fuel Substitution | 20870.8569 | 23801.2438 | 30585.7637 | 33373.4307 | 35921.3726 | 5669.9678 | 6584.3914 | 7569.6525 | 4564.821 | 5231.5231 | 6013.5284 | 6671.7842 | 7224.5151
Scenario 2: High TRC | SDG&E | Com | WholeBlg | Com - College | Participant Cost Test | Energy Efficiency | 180291.5192 | 185327.3788 | 190627.9412 | 197023.9407 | 204122.1202 | 211368.3733 | 219688.9408 | 227811.4752 | 236217.5434 | 245044.9983 | 253544.7593 | 261129.4766 | 265302.6839
Scenario 2: High TRC | SDG&E | Com | WholeBlg | Com - College | Program Administrator Cost Test | Energy Efficiency | 180291.5192 | 185327.3788 | 190627.9412 | 197023.9407 | 204122.1202 | 211368.3733 | 219688.9408 | 227811.4752 | 236217.5434 | 245044.9983 | 253544.7593 | 261129.4766 | 265302.6839
Scenario 2: High TRC | SDG&E | Com | WholeBlg | Com - College | Rate Impact Measure Test | Energy Efficiency | 180291.5192 | 185327.3788 | 190627.9412 | 197023.9407 | 204122.1202 | 211368.3733 | 219688.9408 | 227811.4752 | 236217.5434 | 245044.9983 | 253544.7593 | 261129.4766 | 265302.6839
Scenario 2: High TRC | SDG&E | Com | WholeBlg | Com - College | Total Resource Cost Test | Energy Efficiency | 180291.5192 | 185327.3788 | 190627.9412 | 197023.9407 | 204122.1202 | 211368.3733 | 219688.9408 | 227811.4752 | 236217.5434 | 245044.9983 | 253544.7593 | 261129.4766 | 265302.6839
Scenario 2: High TRC | SDG&E | Com | WholeBlg | Com - Grocery | Participant Cost Test | Energy Efficiency | 391341.4066 | 402886.0051 | 415311.1839 | 430092.4718 | 446491.5701 | 463366.4538 | 481080.4082 | 499000.0729 | 517725.2693 | 536330.7861 | 554864.5037 | 571303.7098 | 571339.0921
Scenario 2: High TRC | SDG&E | Com | WholeBlg | Com - Grocery | Program Administrator Cost Test | Energy Efficiency | 391341.4066 | 402886.0051 | 415311.1839 | 430092.4718 | 446491.5701 | 463366.4538 | 481080.4082 | 499000.0729 | 517725.2693 | 536330.7861 | 554864.5037 | 571303.7098 | 571339.0921
Scenario 2: High TRC | SDG&E | Com | WholeBlg | Com - Grocery | Rate Impact Measure Test | Energy Efficiency | 391341.4066 | 402886.0051 | 415311.1839 | 430092.4718 | 446491.5701 | 463366.4538 | 481080.4082 | 499000.0729 | 517725.2693 | 536330.7861 | 554864.5037 | 571303.7098 | 571339.0921
Scenario 2: High TRC | SDG&E | Com | WholeBlg | Com - Grocery | Total Resource Cost Test | Energy Efficiency | 391341.4066 | 402886.0051 | 415311.1839 | 430092.4718 | 446491.5701 | 463366.4538 | 481080.4082 | 499000.0729 | 517725.2693 | 536330.7861 | 554864.5037 | 571303.7098 | 571339.0921
Scenario 2: High TRC | SDG&E | Com | WholeBlg | Com - Health | Participant Cost Test | Energy Efficiency | 479012.4661 | 492768.3991 | 506978.2933 | 523630.3773 | 541665.9404 | 559416.8874 | 578880.8704 | 597320.7011 | 616413.4779 | 636607.3375 | 656453.9386 | 673160.8346 | 687782.3224
Scenario 2: High TRC | SDG&E | Com | WholeBlg | Com - Health | Program Administrator Cost Test | Energy Efficiency | 479012.4661 | 492768.3991 | 506978.2933 | 523630.3773 | 541665.9404 | 559416.8874 | 578880.8704 | 597320.7011 | 616413.4779 | 636607.3375 | 656453.9386 | 673160.8346 | 687782.3224
Scenario 2: High TRC | SDG&E | Com | WholeBlg | Com - Health | Rate Impact Measure Test | Energy Efficiency | 479012.4661 | 492768.3991 | 506978.2933 | 523630.3773 | 541665.9404 | 559416.8874 | 578880.8704 | 597320.7011 | 616413.4779 | 636607.3375 | 656453.9386 | 673160.8346 | 687782.3224
Scenario 2: High TRC | SDG&E | Com | WholeBlg | Com - Health | Total Resource Cost Test | Energy Efficiency | 479012.4661 | 492768.3991 | 506978.2933 | 523630.3773 | 541665.9404 | 559416.8874 | 578880.8704 | 597320.7011 | 616413.4779 | 636607.3375 | 656453.9386 | 673160.8346 | 687782.3224
Scenario 2: High TRC | SDG&E | Com | WholeBlg | Com - Lodging | Participant Cost Test | Energy Efficiency | 248667.4027 | 254098.8049 | 259770.3364 | 266943.8151 | 274678.8718 | 282339.8438 | 291032.4114 | 299218.3898 | 307560.3335 | 316149.5088 | 323980.4238 | 330287.0025 | 336142.4422
Scenario 2: High TRC | SDG&E | Com | WholeBlg | Com - Lodging | Program Administrator Cost Test | Energy Efficiency | 248667.4027 | 254098.8049 | 259770.3364 | 266943.8151 | 274678.8718 | 282339.8438 | 291032.4114 | 299218.3898 | 307560.3335 | 316149.5088 | 323980.4238 | 330287.0025 | 336142.4422
Scenario 2: High TRC | SDG&E | Com | WholeBlg | Com - Lodging | Rate Impact Measure Test | Energy Efficiency | 248667.4027 | 254098.8049 | 259770.3364 | 266943.8151 | 274678.8718 | 282339.8438 | 291032.4114 | 299218.3898 | 307560.3335 | 316149.5088 | 323980.4238 | 330287.0025 | 336142.4422
Scenario 2: High TRC | SDG&E | Com | WholeBlg | Com - Lodging | Total Resource Cost Test | Energy Efficiency | 248667.4027 | 254098.8049 | 259770.3364 | 266943.8151 | 274678.8718 | 282339.8438 | 291032.4114 | 299218.3898 | 307560.3335 | 316149.5088 | 323980.4238 | 330287.0025 | 336142.4422
Scenario 2: High TRC | SDG&E | Com | WholeBlg | Com - Office (Large) | Participant Cost Test | Energy Efficiency | 808534.3747 | 826373.1859 | 844706.5962 | 866808.3867 | 890994.6204 | 915148.0427 | 943743.8937 | 970351.1703 | 997244.5638 | 1024896.1245 | 1049836.8803 | 1070345.618 | 1099161.0407
Scenario 2: High TRC | SDG&E | Com | WholeBlg | Com - Office (Large) | Program Administrator Cost Test | Energy Efficiency | 808534.3747 | 826373.1859 | 844706.5962 | 866808.3867 | 890994.6204 | 915148.0427 | 943743.8937 | 970351.1703 | 997244.5638 | 1024896.1245 | 1049836.8803 | 1070345.618 | 1099161.0407
Scenario 2: High TRC | SDG&E | Com | WholeBlg | Com - Office (Large) | Rate Impact Measure Test | Energy Efficiency | 808534.3747 | 826373.1859 | 844706.5962 | 866808.3867 | 890994.6204 | 915148.0427 | 943743.8937 | 970351.1703 | 997244.5638 | 1024896.1245 | 1049836.8803 | 1070345.618 | 1099161.0407
Scenario 2: High TRC | SDG&E | Com | WholeBlg | Com - Office (Large) | Total Resource Cost Test | Energy Efficiency | 808534.3747 | 826373.1859 | 844706.5962 | 866808.3867 | 890994.6204 | 915148.0427 | 943743.8937 | 970351.1703 | 997244.5638 | 1024896.1245 | 1049836.8803 | 1070345.618 | 1099161.0407
Scenario 2: High TRC | SDG&E | Com | WholeBlg | Com - Office (Small) | Participant Cost Test | Energy Efficiency | 232948.0477 | 237364.2319 | 242135.2428 | 248225.6616 | 255143.1117 | 262106.2993 | 270069.2275 | 277726.1961 | 285607.3051 | 294468.6723 | 301962.9348 | 308224.351 | 313279.8434
Scenario 2: High TRC | SDG&E | Com | WholeBlg | Com - Office (Small) | Program Administrator Cost Test | Energy Efficiency | 232948.0477 | 237364.2319 | 242135.2428 | 248225.6616 | 255143.1117 | 262106.2993 | 270069.2275 | 277726.1961 | 285607.3051 | 294468.6723 | 301962.9348 | 308224.351 | 313279.8434
Scenario 2: High TRC | SDG&E | Com | WholeBlg | Com - Office (Small) | Rate Impact Measure Test | Energy Efficiency | 232948.0477 | 237364.2319 | 242135.2428 | 248225.6616 | 255143.1117 | 262106.2993 | 270069.2275 | 277726.1961 | 285607.3051 | 294468.6723 | 301962.9348 | 308224.351 | 313279.8434
Scenario 2: High TRC | SDG&E | Com | WholeBlg | Com - Office (Small) | Total Resource Cost Test | Energy Efficiency | 232948.0477 | 237364.2319 | 242135.2428 | 248225.6616 | 255143.1117 | 262106.2993 | 270069.2275 | 277726.1961 | 285607.3051 | 294468.6723 | 301962.9348 | 308224.351 | 313279.8434
Scenario 2: High TRC | SDG&E | Com | WholeBlg | Com - Other | Participant Cost Test | Energy Efficiency | 461670.0858 | 472846.332 | 484434.9009 | 498676.416 | 514198.4254 | 529610.0098 | 547837.4241 | 565027.7997 | 582572.9422 | 600660.383 | 617509.5649 | 631844.6787 | 648736.0212
Scenario 2: High TRC | SDG&E | Com | WholeBlg | Com - Other | Program Administrator Cost Test | Energy Efficiency | 461670.0858 | 472846.332 | 484434.9009 | 498676.416 | 514198.4254 | 529610.0098 | 547837.4241 | 565027.7997 | 582572.9422 | 600660.383 | 617509.5649 | 631844.6787 | 648736.0212
Scenario 2: High TRC | SDG&E | Com | WholeBlg | Com - Other | Rate Impact Measure Test | Energy Efficiency | 461670.0858 | 472846.332 | 484434.9009 | 498676.416 | 514198.4254 | 529610.0098 | 547837.4241 | 565027.7997 | 582572.9422 | 600660.383 | 617509.5649 | 631844.6787 | 648736.0212
Scenario 2: High TRC | SDG&E | Com | WholeBlg | Com - Other | Total Resource Cost Test | Energy Efficiency | 461670.0858 | 472846.332 | 484434.9009 | 498676.416 | 514198.4254 | 529610.0098 | 547837.4241 | 565027.7997 | 582572.9422 | 600660.383 | 617509.5649 | 631844.6787 | 648736.0212
Scenario 2: High TRC | SDG&E | Com | WholeBlg | Com - Refrig. Warehouse | Participant Cost Test | Energy Efficiency | 8636.2846 | 9057.4087 | 9514.4953 | 10051.726 | 10606.7397 | 11102.2442 | 11611.2628 | 12144.5387 | 12713.1 | 13290.2685 | 13889.9244 | 14451.5052 | 14520.2981
Scenario 2: High TRC | SDG&E | Com | WholeBlg | Com - Refrig. Warehouse | Program Administrator Cost Test | Energy Efficiency | 8636.2846 | 9057.4087 | 9514.4953 | 10051.726 | 10606.7397 | 11102.2442 | 11611.2628 | 12144.5387 | 12713.1 | 13290.2685 | 13889.9244 | 14451.5052 | 14520.2981
Scenario 2: High TRC | SDG&E | Com | WholeBlg | Com - Refrig. Warehouse | Rate Impact Measure Test | Energy Efficiency | 8636.2846 | 9057.4087 | 9514.4953 | 10051.726 | 10606.7397 | 11102.2442 | 11611.2628 | 12144.5387 | 12713.1 | 13290.2685 | 13889.9244 | 14451.5052 | 14520.2981
Scenario 2: High TRC | SDG&E | Com | WholeBlg | Com - Refrig. Warehouse | Total Resource Cost Test | Energy Efficiency | 8636.2846 | 9057.4087 | 9514.4953 | 10051.726 | 10606.7397 | 11102.2442 | 11611.2628 | 12144.5387 | 12713.1 | 13290.2685 | 13889.9244 | 14451.5052 | 14520.2981
Scenario 2: High TRC | SDG&E | Com | WholeBlg | Com - Restaurant | Participant Cost Test | Energy Efficiency | 252808.4886 | 259246.0637 | 266095.6335 | 274584.2566 | 284026.0692 | 293573.0457 | 303797.3486 | 314068.0233 | 324797.9467 | 335529.2735 | 346094.32 | 355304.5994 | 356240.5737
Scenario 2: High TRC | SDG&E | Com | WholeBlg | Com - Restaurant | Program Administrator Cost Test | Energy Efficiency | 252808.4886 | 259246.0637 | 266095.6335 | 274584.2566 | 284026.0692 | 293573.0457 | 303797.3486 | 314068.0233 | 324797.9467 | 335529.2735 | 346094.32 | 355304.5994 | 356240.5737
Scenario 2: High TRC | SDG&E | Com | WholeBlg | Com - Restaurant | Rate Impact Measure Test | Energy Efficiency | 252808.4886 | 259246.0637 | 266095.6335 | 274584.2566 | 284026.0692 | 293573.0457 | 303797.3486 | 314068.0233 | 324797.9467 | 335529.2735 | 346094.32 | 355304.5994 | 356240.5737
Scenario 2: High TRC | SDG&E | Com | WholeBlg | Com - Restaurant | Total Resource Cost Test | Energy Efficiency | 252808.4886 | 259246.0637 | 266095.6335 | 274584.2566 | 284026.0692 | 293573.0457 | 303797.3486 | 314068.0233 | 324797.9467 | 335529.2735 | 346094.32 | 355304.5994 | 356240.5737
Scenario 2: High TRC | SDG&E | Com | WholeBlg | Com - Retail | Participant Cost Test | Energy Efficiency | 1220812.3899 | 1419596.613 | 1637786.8397 | 1867167.3928 | 2070451.7957 | 2292403.9966 | 2503462.6897 | 2690157.9878 | 2855099.2798 | 3008967.5292 | 3141982.7174 | 3270927.5082 | 3409362.7688
Scenario 2: High TRC | SDG&E | Com | WholeBlg | Com - Retail | Program Administrator Cost Test | Energy Efficiency | 1078931.8998 | 1228740.7941 | 1388286.7985 | 1550686.5209 | 1686772.7411 | 1831524.8046 | 1963001.5929 | 2071249.2863 | 2159558.2633 | 2236529.8164 | 2295502.0885 | 2348445.1401 | 2407318.7669
Scenario 2: High TRC | SDG&E | Com | WholeBlg | Com - Retail | Rate Impact Measure Test | Energy Efficiency | 6628158.0071 | 7600798.8421 | 8505230.1137 | 9231006.2729 | 9584850.1151 | 9818636.7771 | 9759450.3815 | 9393366.7395 | 8750733.6171 | 7892011.4333 | 6809757.2872 | 5545143.8558 | 4106952.6904
Scenario 2: High TRC | SDG&E | Com | WholeBlg | Com - Retail | Total Resource Cost Test | Energy Efficiency | 1578265.4675 | 1847500.3636 | 2140450.4452 | 2444740.773 | 2709020.07 | 2995955.5299 | 3263939.1866 | 3496321.3024 | 3696934.1604 | 3880567.4137 | 4035086.3088 | 4183399.9915 | 4340802.9875
Scenario 2: High TRC | SDG&E | Com | WholeBlg | Com - School | Participant Cost Test | Energy Efficiency | 149252.0891 | 152561.1288 | 156046.4016 | 160453.6389 | 165375.0194 | 170288.9516 | 176263.7749 | 181925.0452 | 187679.0217 | 193656.1118 | 199168.0297 | 203859.6594 | 208728.512
Scenario 2: High TRC | SDG&E | Com | WholeBlg | Com - School | Program Administrator Cost Test | Energy Efficiency | 149252.0891 | 152561.1288 | 156046.4016 | 160453.6389 | 165375.0194 | 170288.9516 | 176263.7749 | 181925.0452 | 187679.0217 | 193656.1118 | 199168.0297 | 203859.6594 | 208728.512
Scenario 2: High TRC | SDG&E | Com | WholeBlg | Com - School | Rate Impact Measure Test | Energy Efficiency | 149252.0891 | 152561.1288 | 156046.4016 | 160453.6389 | 165375.0194 | 170288.9516 | 176263.7749 | 181925.0452 | 187679.0217 | 193656.1118 | 199168.0297 | 203859.6594 | 208728.512
Scenario 2: High TRC | SDG&E | Com | WholeBlg | Com - School | Total Resource Cost Test | Energy Efficiency | 149252.0891 | 152561.1288 | 156046.4016 | 160453.6389 | 165375.0194 | 170288.9516 | 176263.7749 | 181925.0452 | 187679.0217 | 193656.1118 | 199168.0297 | 203859.6594 | 208728.512
Scenario 2: High TRC | SDG&E | Com | WholeBlg | Com - Warehouse | Participant Cost Test | Energy Efficiency | 144351.7231 | 148246.9775 | 152364.2124 | 157372.1093 | 162816.4064 | 168188.4812 | 174246.0156 | 180069.4621 | 186079.6855 | 192248.2479 | 198119.3149 | 203195.7424 | 208880.5679
Scenario 2: High TRC | SDG&E | Com | WholeBlg | Com - Warehouse | Program Administrator Cost Test | Energy Efficiency | 144351.7231 | 148246.9775 | 152364.2124 | 157372.1093 | 162816.4064 | 168188.4812 | 174246.0156 | 180069.4621 | 186079.6855 | 192248.2479 | 198119.3149 | 203195.7424 | 208880.5679
Scenario 2: High TRC | SDG&E | Com | WholeBlg | Com - Warehouse | Rate Impact Measure Test | Energy Efficiency | 144351.7231 | 148246.9775 | 152364.2124 | 157372.1093 | 162816.4064 | 168188.4812 | 174246.0156 | 180069.4621 | 186079.6855 | 192248.2479 | 198119.3149 | 203195.7424 | 208880.5679
Scenario 2: High TRC | SDG&E | Com | WholeBlg | Com - Warehouse | Total Resource Cost Test | Energy Efficiency | 144351.7231 | 148246.9775 | 152364.2124 | 157372.1093 | 162816.4064 | 168188.4812 | 174246.0156 | 180069.4621 | 186079.6855 | 192248.2479 | 198119.3149 | 203195.7424 | 208880.5679
Scenario 2: High TRC | SDG&E | Ind | WholeBlg | Ind - All Other Industrial | Participant Cost Test | Energy Efficiency | 35919.7622 | 35941.0474 | 35948.2536 | 36019.9647 | 36045.9466 | 36045.1496 | 36057.6535 | 36053.3977 | 36047.586 | 36050.5038 | 36030.764 | 36022.8113 | 36009.5905
Scenario 2: High TRC | SDG&E | Ind | WholeBlg | Ind - All Other Industrial | Program Administrator Cost Test | Energy Efficiency | 35919.7622 | 35941.0474 | 35948.2536 | 36019.9647 | 36045.9466 | 36045.1496 | 36057.6535 | 36053.3977 | 36047.586 | 36050.5038 | 36030.764 | 36022.8113 | 36009.5905
Scenario 2: High TRC | SDG&E | Ind | WholeBlg | Ind - All Other Industrial | Rate Impact Measure Test | Energy Efficiency | 35919.7622 | 35941.0474 | 35948.2536 | 36019.9647 | 36045.9466 | 36045.1496 | 36057.6535 | 36053.3977 | 36047.586 | 36050.5038 | 36030.764 | 36022.8113 | 36009.5905
Scenario 2: High TRC | SDG&E | Ind | WholeBlg | Ind - All Other Industrial | Total Resource Cost Test | Energy Efficiency | 35919.7622 | 35941.0474 | 35948.2536 | 36019.9647 | 36045.9466 | 36045.1496 | 36057.6535 | 36053.3977 | 36047.586 | 36050.5038 | 36030.764 | 36022.8113 | 36009.5905
Scenario 2: High TRC | SDG&E | Ind | WholeBlg | Ind - Chemicals | Participant Cost Test | Energy Efficiency | 41613.3277 | 41865.8792 | 42099.4526 | 42379.9379 | 42598.2405 | 42773.1668 | 42926.7123 | 43019.464 | 43109.4414 | 43196.7174 | 43236.9342 | 43265.3841 | 43269.7622
Scenario 2: High TRC | SDG&E | Ind | WholeBlg | Ind - Chemicals | Program Administrator Cost Test | Energy Efficiency | 41613.3277 | 41865.8792 | 42099.4526 | 42379.9379 | 42598.2405 | 42773.1668 | 42926.7123 | 43019.464 | 43109.4414 | 43196.7174 | 43236.9342 | 43265.3841 | 43269.7622
Scenario 2: High TRC | SDG&E | Ind | WholeBlg | Ind - Chemicals | Rate Impact Measure Test | Energy Efficiency | 41613.3277 | 41865.8792 | 42099.4526 | 42379.9379 | 42598.2405 | 42773.1668 | 42926.7123 | 43019.464 | 43109.4414 | 43196.7174 | 43236.9342 | 43265.3841 | 43269.7622
Scenario 2: High TRC | SDG&E | Ind | WholeBlg | Ind - Chemicals | Total Resource Cost Test | Energy Efficiency | 41613.3277 | 41865.8792 | 42099.4526 | 42379.9379 | 42598.2405 | 42773.1668 | 42926.7123 | 43019.464 | 43109.4414 | 43196.7174 | 43236.9342 | 43265.3841 | 43269.7622
Scenario 2: High TRC | SDG&E | Ind | WholeBlg | Ind - Electronics | Participant Cost Test | Energy Efficiency | 91560.2269 | 92667.7509 | 93806.2889 | 95147.3252 | 96328.6346 | 97493.4557 | 98745.2856 | 99917.1996 | 101055.0699 | 102184.831 | 103174.3502 | 104156.8778 | 105077.4475
Scenario 2: High TRC | SDG&E | Ind | WholeBlg | Ind - Electronics | Program Administrator Cost Test | Energy Efficiency | 91560.2269 | 92667.7509 | 93806.2889 | 95147.3252 | 96328.6346 | 97493.4557 | 98745.2856 | 99917.1996 | 101055.0699 | 102184.831 | 103174.3502 | 104156.8778 | 105077.4475
Scenario 2: High TRC | SDG&E | Ind | WholeBlg | Ind - Electronics | Rate Impact Measure Test | Energy Efficiency | 91560.2269 | 92667.7509 | 93806.2889 | 95147.3252 | 96328.6346 | 97493.4557 | 98745.2856 | 99917.1996 | 101055.0699 | 102184.831 | 103174.3502 | 104156.8778 | 105077.4475
Scenario 2: High TRC | SDG&E | Ind | WholeBlg | Ind - Electronics | Total Resource Cost Test | Energy Efficiency | 91560.2269 | 92667.7509 | 93806.2889 | 95147.3252 | 96328.6346 | 97493.4557 | 98745.2856 | 99917.1996 | 101055.0699 | 102184.831 | 103174.3502 | 104156.8778 | 105077.4475
Scenario 2: High TRC | SDG&E | Ind | WholeBlg | Ind - Fabricated Metals | Participant Cost Test | Energy Efficiency | 17369.8575 | 17490.8562 | 17618.0344 | 17726.5041 | 17783.989 | 17809.341 | 17825.9927 | 17821.4088 | 17810.0465 | 17798.6905 | 17762.7302 | 17719.7896 | 17662.7749
Scenario 2: High TRC | SDG&E | Ind | WholeBlg | Ind - Fabricated Metals | Program Administrator Cost Test | Energy Efficiency | 17369.8575 | 17490.8562 | 17618.0344 | 17726.5041 | 17783.989 | 17809.341 | 17825.9927 | 17821.4088 | 17810.0465 | 17798.6905 | 17762.7302 | 17719.7896 | 17662.7749
Scenario 2: High TRC | SDG&E | Ind | WholeBlg | Ind - Fabricated Metals | Rate Impact Measure Test | Energy Efficiency | 17369.8575 | 17490.8562 | 17618.0344 | 17726.5041 | 17783.989 | 17809.341 | 17825.9927 | 17821.4088 | 17810.0465 | 17798.6905 | 17762.7302 | 17719.7896 | 17662.7749
Scenario 2: High TRC | SDG&E | Ind | WholeBlg | Ind - Fabricated Metals | Total Resource Cost Test | Energy Efficiency | 17369.8575 | 17490.8562 | 17618.0344 | 17726.5041 | 17783.989 | 17809.341 | 17825.9927 | 17821.4088 | 17810.0465 | 17798.6905 | 17762.7302 | 17719.7896 | 17662.7749
Scenario 2: High TRC | SDG&E | Ind | WholeBlg | Ind - Food | Participant Cost Test | Energy Efficiency | 62823.4448 | 62502.2122 | 62176.7224 | 61961.1813 | 61677.4115 | 61381.7382 | 61115.3989 | 60810.6277 | 60503.1487 | 60208.8114 | 59865.1046 | 59523.8119 | 59166.6836
Scenario 2: High TRC | SDG&E | Ind | WholeBlg | Ind - Food | Program Administrator Cost Test | Energy Efficiency | 62823.4448 | 62502.2122 | 62176.7224 | 61961.1813 | 61677.4115 | 61381.7382 | 61115.3989 | 60810.6277 | 60503.1487 | 60208.8114 | 59865.1046 | 59523.8119 | 59166.6836
Scenario 2: High TRC | SDG&E | Ind | WholeBlg | Ind - Food | Rate Impact Measure Test | Energy Efficiency | 62823.4448 | 62502.2122 | 62176.7224 | 61961.1813 | 61677.4115 | 61381.7382 | 61115.3989 | 60810.6277 | 60503.1487 | 60208.8114 | 59865.1046 | 59523.8119 | 59166.6836
Scenario 2: High TRC | SDG&E | Ind | WholeBlg | Ind - Food | Total Resource Cost Test | Energy Efficiency | 62823.4448 | 62502.2122 | 62176.7224 | 61961.1813 | 61677.4115 | 61381.7382 | 61115.3989 | 60810.6277 | 60503.1487 | 60208.8114 | 59865.1046 | 59523.8119 | 59166.6836
Scenario 2: High TRC | SDG&E | Ind | WholeBlg | Ind - Industrial Machinery | Participant Cost Test | Energy Efficiency | 61404.0049 | 62084.2946 | 62791.2105 | 63227.0309 | 63402.6095 | 63424.3749 | 63440.1922 | 63420.7626 | 63396.7781 | 63386.4349 | 63305.2632 | 63180.223 | 63001.9521
Scenario 2: High TRC | SDG&E | Ind | WholeBlg | Ind - Industrial Machinery | Program Administrator Cost Test | Energy Efficiency | 61404.0049 | 62084.2946 | 62791.2105 | 63227.0309 | 63402.6095 | 63424.3749 | 63440.1922 | 63420.7626 | 63396.7781 | 63386.4349 | 63305.2632 | 63180.223 | 63001.9521
Scenario 2: High TRC | SDG&E | Ind | WholeBlg | Ind - Industrial Machinery | Rate Impact Measure Test | Energy Efficiency | 61404.0049 | 62084.2946 | 62791.2105 | 63227.0309 | 63402.6095 | 63424.3749 | 63440.1922 | 63420.7626 | 63396.7781 | 63386.4349 | 63305.2632 | 63180.223 | 63001.9521
Scenario 2: High TRC | SDG&E | Ind | WholeBlg | Ind - Industrial Machinery | Total Resource Cost Test | Energy Efficiency | 61404.0049 | 62084.2946 | 62791.2105 | 63227.0309 | 63402.6095 | 63424.3749 | 63440.1922 | 63420.7626 | 63396.7781 | 63386.4349 | 63305.2632 | 63180.223 | 63001.9521
Scenario 2: High TRC | SDG&E | Ind | WholeBlg | Ind - Lumber & Furniture | Participant Cost Test | Energy Efficiency | 1741.2393 | 1740.1725 | 1740.0087 | 1744.8517 | 1747.0592 | 1747.8031 | 1748.5729 | 1747.3643 | 1745.5309 | 1743.6529 | 1739.4352 | 1735.2906 | 1730.2103
Scenario 2: High TRC | SDG&E | Ind | WholeBlg | Ind - Lumber & Furniture | Program Administrator Cost Test | Energy Efficiency | 1741.2393 | 1740.1725 | 1740.0087 | 1744.8517 | 1747.0592 | 1747.8031 | 1748.5729 | 1747.3643 | 1745.5309 | 1743.6529 | 1739.4352 | 1735.2906 | 1730.2103
Scenario 2: High TRC | SDG&E | Ind | WholeBlg | Ind - Lumber & Furniture | Rate Impact Measure Test | Energy Efficiency | 1741.2393 | 1740.1725 | 1740.0087 | 1744.8517 | 1747.0592 | 1747.8031 | 1748.5729 | 1747.3643 | 1745.5309 | 1743.6529 | 1739.4352 | 1735.2906 | 1730.2103
Scenario 2: High TRC | SDG&E | Ind | WholeBlg | Ind - Lumber & Furniture | Total Resource Cost Test | Energy Efficiency | 1741.2393 | 1740.1725 | 1740.0087 | 1744.8517 | 1747.0592 | 1747.8031 | 1748.5729 | 1747.3643 | 1745.5309 | 1743.6529 | 1739.4352 | 1735.2906 | 1730.2103
Scenario 2: High TRC | SDG&E | Ind | WholeBlg | Ind - Paper | Participant Cost Test | Energy Efficiency | 2001.996 | 1986.5827 | 1972.1533 | 1968.6453 | 1961.9414 | 1953.1624 | 1946.9492 | 1939.7788 | 1933.8069 | 1929.4226 | 1922.7355 | 1915.9068 | 1908.1063
Scenario 2: High TRC | SDG&E | Ind | WholeBlg | Ind - Paper | Program Administrator Cost Test | Energy Efficiency | 2001.996 | 1986.5827 | 1972.1533 | 1968.6453 | 1961.9414 | 1953.1624 | 1946.9492 | 1939.7788 | 1933.8069 | 1929.4226 | 1922.7355 | 1915.9068 | 1908.1063
Scenario 2: High TRC | SDG&E | Ind | WholeBlg | Ind - Paper | Rate Impact Measure Test | Energy Efficiency | 2001.996 | 1986.5827 | 1972.1533 | 1968.6453 | 1961.9414 | 1953.1624 | 1946.9492 | 1939.7788 | 1933.8069 | 1929.4226 | 1922.7355 | 1915.9068 | 1908.1063
Scenario 2: High TRC | SDG&E | Ind | WholeBlg | Ind - Paper | Total Resource Cost Test | Energy Efficiency | 2001.996 | 1986.5827 | 1972.1533 | 1968.6453 | 1961.9414 | 1953.1624 | 1946.9492 | 1939.7788 | 1933.8069 | 1929.4226 | 1922.7355 | 1915.9068 | 1908.1063
Scenario 2: High TRC | SDG&E | Ind | WholeBlg | Ind - Petroleum | Participant Cost Test | Energy Efficiency | 1180.5224 | 1176.9762 | 1174.62 | 1176.4239 | 1176.2309 | 1176.4588 | 1178.1213 | 1178.1369 | 1177.6042 | 1176.8643 | 1174.1523 | 1171.5925 | 1168.5137
Scenario 2: High TRC | SDG&E | Ind | WholeBlg | Ind - Petroleum | Program Administrator Cost Test | Energy Efficiency | 1180.5224 | 1176.9762 | 1174.62 | 1176.4239 | 1176.2309 | 1176.4588 | 1178.1213 | 1178.1369 | 1177.6042 | 1176.8643 | 1174.1523 | 1171.5925 | 1168.5137
Scenario 2: High TRC | SDG&E | Ind | WholeBlg | Ind - Petroleum | Rate Impact Measure Test | Energy Efficiency | 1180.5224 | 1176.9762 | 1174.62 | 1176.4239 | 1176.2309 | 1176.4588 | 1178.1213 | 1178.1369 | 1177.6042 | 1176.8643 | 1174.1523 | 1171.5925 | 1168.5137
Scenario 2: High TRC | SDG&E | Ind | WholeBlg | Ind - Petroleum | Total Resource Cost Test | Energy Efficiency | 1180.5224 | 1176.9762 | 1174.62 | 1176.4239 | 1176.2309 | 1176.4588 | 1178.1213 | 1178.1369 | 1177.6042 | 1176.8643 | 1174.1523 | 1171.5925 | 1168.5137
Scenario 2: High TRC | SDG&E | Ind | WholeBlg | Ind - Plastics | Participant Cost Test | Energy Efficiency | 12093.9094 | 12259.0229 | 12411.844 | 12574.1321 | 12715.0335 | 12829.9638 | 12916.4346 | 12960.3855 | 13006.9794 | 13054.3151 | 13085.9123 | 13110.8054 | 13124.8641
Scenario 2: High TRC | SDG&E | Ind | WholeBlg | Ind - Plastics | Program Administrator Cost Test | Energy Efficiency | 12093.9094 | 12259.0229 | 12411.844 | 12574.1321 | 12715.0335 | 12829.9638 | 12916.4346 | 12960.3855 | 13006.9794 | 13054.3151 | 13085.9123 | 13110.8054 | 13124.8641
Scenario 2: High TRC | SDG&E | Ind | WholeBlg | Ind - Plastics | Rate Impact Measure Test | Energy Efficiency | 12093.9094 | 12259.0229 | 12411.844 | 12574.1321 | 12715.0335 | 12829.9638 | 12916.4346 | 12960.3855 | 13006.9794 | 13054.3151 | 13085.9123 | 13110.8054 | 13124.8641
Scenario 2: High TRC | SDG&E | Ind | WholeBlg | Ind - Plastics | Total Resource Cost Test | Energy Efficiency | 12093.9094 | 12259.0229 | 12411.844 | 12574.1321 | 12715.0335 | 12829.9638 | 12916.4346 | 12960.3855 | 13006.9794 | 13054.3151 | 13085.9123 | 13110.8054 | 13124.8641
Scenario 2: High TRC | SDG&E | Ind | WholeBlg | Ind - Primary Metals | Participant Cost Test | Energy Efficiency | 23400.4133 | 23449.7627 | 23504.7646 | 23550.4559 | 23572.1081 | 23576.3939 | 23579.601 | 23580.584 | 23579.4653 | 23577.54 | 23563.2198 | 23541.899 | 23512.8359
Scenario 2: High TRC | SDG&E | Ind | WholeBlg | Ind - Primary Metals | Program Administrator Cost Test | Energy Efficiency | 23400.4133 | 23449.7627 | 23504.7646 | 23550.4559 | 23572.1081 | 23576.3939 | 23579.601 | 23580.584 | 23579.4653 | 23577.54 | 23563.2198 | 23541.899 | 23512.8359
Scenario 2: High TRC | SDG&E | Ind | WholeBlg | Ind - Primary Metals | Rate Impact Measure Test | Energy Efficiency | 23400.4133 | 23449.7627 | 23504.7646 | 23550.4559 | 23572.1081 | 23576.3939 | 23579.601 | 23580.584 | 23579.4653 | 23577.54 | 23563.2198 | 23541.899 | 23512.8359
Scenario 2: High TRC | SDG&E | Ind | WholeBlg | Ind - Primary Metals | Total Resource Cost Test | Energy Efficiency | 23400.4133 | 23449.7627 | 23504.7646 | 23550.4559 | 23572.1081 | 23576.3939 | 23579.601 | 23580.584 | 23579.4653 | 23577.54 | 23563.2198 | 23541.899 | 23512.8359
Scenario 2: High TRC | SDG&E | Ind | WholeBlg | Ind - Printing & Publishing | Participant Cost Test | Energy Efficiency | 11576.8316 | 11569.7578 | 11570.4085 | 11606.7008 | 11620.722 | 11631.3684 | 11652.817 | 11661.0434 | 11666.0332 | 11669.8984 | 11655.4412 | 11640.6498 | 11619.9055
Scenario 2: High TRC | SDG&E | Ind | WholeBlg | Ind - Printing & Publishing | Program Administrator Cost Test | Energy Efficiency | 11576.8316 | 11569.7578 | 11570.4085 | 11606.7008 | 11620.722 | 11631.3684 | 11652.817 | 11661.0434 | 11666.0332 | 11669.8984 | 11655.4412 | 11640.6498 | 11619.9055
Scenario 2: High TRC | SDG&E | Ind | WholeBlg | Ind - Printing & Publishing | Rate Impact Measure Test | Energy Efficiency | 11576.8316 | 11569.7578 | 11570.4085 | 11606.7008 | 11620.722 | 11631.3684 | 11652.817 | 11661.0434 | 11666.0332 | 11669.8984 | 11655.4412 | 11640.6498 | 11619.9055
Scenario 2: High TRC | SDG&E | Ind | WholeBlg | Ind - Printing & Publishing | Total Resource Cost Test | Energy Efficiency | 11576.8316 | 11569.7578 | 11570.4085 | 11606.7008 | 11620.722 | 11631.3684 | 11652.817 | 11661.0434 | 11666.0332 | 11669.8984 | 11655.4412 | 11640.6498 | 11619.9055
Scenario 2: High TRC | SDG&E | Ind | WholeBlg | Ind - Stone-Glass-Clay | Participant Cost Test | Energy Efficiency | 19691.2686 | 19983.7479 | 20197.0717 | 20377.679 | 20528.9117 | 20630.4243 | 20689.2728 | 20736.5536 | 20777.1184 | 20818.9604 | 20856.0192 | 20889.676 | 20910.7539
Scenario 2: High TRC | SDG&E | Ind | WholeBlg | Ind - Stone-Glass-Clay | Program Administrator Cost Test | Energy Efficiency | 19691.2686 | 19983.7479 | 20197.0717 | 20377.679 | 20528.9117 | 20630.4243 | 20689.2728 | 20736.5536 | 20777.1184 | 20818.9604 | 20856.0192 | 20889.676 | 20910.7539
Scenario 2: High TRC | SDG&E | Ind | WholeBlg | Ind - Stone-Glass-Clay | Rate Impact Measure Test | Energy Efficiency | 19691.2686 | 19983.7479 | 20197.0717 | 20377.679 | 20528.9117 | 20630.4243 | 20689.2728 | 20736.5536 | 20777.1184 | 20818.9604 | 20856.0192 | 20889.676 | 20910.7539
Scenario 2: High TRC | SDG&E | Ind | WholeBlg | Ind - Stone-Glass-Clay | Total Resource Cost Test | Energy Efficiency | 19691.2686 | 19983.7479 | 20197.0717 | 20377.679 | 20528.9117 | 20630.4243 | 20689.2728 | 20736.5536 | 20777.1184 | 20818.9604 | 20856.0192 | 20889.676 | 20910.7539
Scenario 2: High TRC | SDG&E | Ind | WholeBlg | Ind - Textiles | Participant Cost Test | Energy Efficiency | 1413.87 | 1409.7702 | 1406.1817 | 1404.3082 | 1398.5798 | 1391.6435 | 1385.3959 | 1377.3376 | 1369.0861 | 1361.2695 | 1351.7176 | 1342.47 | 1332.9261
Scenario 2: High TRC | SDG&E | Ind | WholeBlg | Ind - Textiles | Program Administrator Cost Test | Energy Efficiency | 1413.87 | 1409.7702 | 1406.1817 | 1404.3082 | 1398.5798 | 1391.6435 | 1385.3959 | 1377.3376 | 1369.0861 | 1361.2695 | 1351.7176 | 1342.47 | 1332.9261
Scenario 2: High TRC | SDG&E | Ind | WholeBlg | Ind - Textiles | Rate Impact Measure Test | Energy Efficiency | 1413.87 | 1409.7702 | 1406.1817 | 1404.3082 | 1398.5798 | 1391.6435 | 1385.3959 | 1377.3376 | 1369.0861 | 1361.2695 | 1351.7176 | 1342.47 | 1332.9261
Scenario 2: High TRC | SDG&E | Ind | WholeBlg | Ind - Textiles | Total Resource Cost Test | Energy Efficiency | 1413.87 | 1409.7702 | 1406.1817 | 1404.3082 | 1398.5798 | 1391.6435 | 1385.3959 | 1377.3376 | 1369.0861 | 1361.2695 | 1351.7176 | 1342.47 | 1332.9261
Scenario 2: High TRC | SDG&E | Ind | WholeBlg | Ind - Transportation Equipment | Participant Cost Test | Energy Efficiency | 56765.424 | 56901.8163 | 57319.3022 | 57646.6134 | 57738.5473 | 57750.3764 | 57877.947 | 57967.3372 | 58082.5256 | 58218.4624 | 58243.0546 | 58218.4586 | 58122.7208
Scenario 2: High TRC | SDG&E | Ind | WholeBlg | Ind - Transportation Equipment | Program Administrator Cost Test | Energy Efficiency | 56765.424 | 56901.8163 | 57319.3022 | 57646.6134 | 57738.5473 | 57750.3764 | 57877.947 | 57967.3372 | 58082.5256 | 58218.4624 | 58243.0546 | 58218.4586 | 58122.7208
Scenario 2: High TRC | SDG&E | Ind | WholeBlg | Ind - Transportation Equipment | Rate Impact Measure Test | Energy Efficiency | 56765.424 | 56901.8163 | 57319.3022 | 57646.6134 | 57738.5473 | 57750.3764 | 57877.947 | 57967.3372 | 58082.5256 | 58218.4624 | 58243.0546 | 58218.4586 | 58122.7208
Scenario 2: High TRC | SDG&E | Ind | WholeBlg | Ind - Transportation Equipment | Total Resource Cost Test | Energy Efficiency | 56765.424 | 56901.8163 | 57319.3022 | 57646.6134 | 57738.5473 | 57750.3764 | 57877.947 | 57967.3372 | 58082.5256 | 58218.4624 | 58243.0546 | 58218.4586 | 58122.7208
Scenario 2: High TRC | SDG&E | Res | AppPlug | Res - Multi Family | Participant Cost Test | Energy Efficiency | 1003.9864 | 1039.5072 | 1073.9453 | 1111.1073 | 1140.4185 | 1173.4197 | 1205.9984 | 1237.2523 | 1267.6836 | 24540.679 | 27194.7225 | 27850.8188 | 28519.401
Scenario 2: High TRC | SDG&E | Res | AppPlug | Res - Multi Family | Participant Cost Test | Fuel Substitution | 3.7577 | 4.2002 | 4.6648 | 5.1531 | 5.6621 | 0 | 0 | 0 | 0 | 0 | 0 | 0 | 0
Scenario 2: High TRC | SDG&E | Res | AppPlug | Res - Multi Family | Program Administrator Cost Test | Energy Efficiency | 309.0782 | 313.7385 | 317.7769 | 322.3265 | 324.3427 | 327.1847 | 329.6751 | 331.5871 | 333.0811 | 13650.5473 | 15117.6987 | 15438.5259 | 15765.0689
Scenario 2: High TRC | SDG&E | Res | AppPlug | Res - Multi Family | Program Administrator Cost Test | Fuel Substitution | 10.214 | 11.5191 | 12.8875 | 14.3192 | 15.8515 | 0 | 0 | 0 | 0 | 0 | 0 | 0 | 0
Scenario 2: High TRC | SDG&E | Res | AppPlug | Res - Multi Family | Rate Impact Measure Test | Energy Efficiency | 1461.093 | 1500.583 | 1536.1133 | 1489.2873 | 1422.673 | 1350.4198 | 1266.9457 | 1171.8945 | 1065.0468 | 25226.1715 | 24957.4742 | 22312.0205 | 19370.3602
Scenario 2: High TRC | SDG&E | Res | AppPlug | Res - Multi Family | Rate Impact Measure Test | Fuel Substitution | 15.0442 | 16.8534 | 18.7242 | 20.6783 | 22.6563 | 0 | 0 | 0 | 0 | 0 | 0 | 0 | 0
Scenario 2: High TRC | SDG&E | Res | AppPlug | Res - Multi Family | Total Resource Cost Test | Energy Efficiency | 534.1257 | 548.4979 | 562.086 | 576.8871 | 587.4276 | 599.7075 | 611.6028 | 622.6703 | 633.1814 | 17562.3055 | 19445.2657 | 19872.3861 | 20307.2617
Scenario 2: High TRC | SDG&E | Res | AppPlug | Res - Multi Family | Total Resource Cost Test | Fuel Substitution | 12.0928 | 13.6192 | 15.2199 | 16.8958 | 18.6825 | 0 | 0 | 0 | 0 | 0 | 0 | 0 | 0
Scenario 2: High TRC | SDG&E | Res | AppPlug | Res - Single Family | Participant Cost Test | Energy Efficiency | 0.039664 | 0.046954 | 0.053893 | 0.060288 | 0.065316 | 0 | 0 | 0 | 0 | 0 | 1771.2273 | 1902.2154 | 1946.7702
Scenario 2: High TRC | SDG&E | Res | AppPlug | Res - Single Family | Participant Cost Test | Fuel Substitution | 5.6797 | 6.3003 | 6.9465 | 7.6194 | 8.3195 | 0 | 0 | 0 | 0 | 0 | 0 | 0 | 0
Scenario 2: High TRC | SDG&E | Res | AppPlug | Res - Single Family | Program Administrator Cost Test | Energy Efficiency | 0.02385 | 0.028141 | 0.032195 | 0.035899 | 0.038771 | 0 | 0 | 0 | 0 | 0 | 127.4371 | 134.1779 | 134.6282
Scenario 2: High TRC | SDG&E | Res | AppPlug | Res - Single Family | Program Administrator Cost Test | Fuel Substitution | 11.7659 | 13.1452 | 14.5792 | 16.0661 | 17.648 | 0 | 0 | 0 | 0 | 0 | 0 | 0 | 0
Scenario 2: High TRC | SDG&E | Res | AppPlug | Res - Single Family | Rate Impact Measure Test | Energy Efficiency | 0.077169 | 0.092002 | 0.10638 | 0.11993 | 0.12332 | 0 | 0 | 0 | 0 | 0 | 385.3939 | 323.6684 | 234.2123
Scenario 2: High TRC | SDG&E | Res | AppPlug | Res - Single Family | Rate Impact Measure Test | Fuel Substitution | 16.2406 | 18.0486 | 19.9049 | 21.8265 | 23.7725 | 0 | 0 | 0 | 0 | 0 | 0 | 0 | 0
Scenario 2: High TRC | SDG&E | Res | AppPlug | Res - Single Family | Total Resource Cost Test | Energy Efficiency | 0.041699 | 0.04927 | 0.056447 | 0.063029 | 0.068164 | 0 | 0 | 0 | 0 | 0 | 640.981 | 686.4484 | 700.5851
Scenario 2: High TRC | SDG&E | Res | AppPlug | Res - Single Family | Total Resource Cost Test | Fuel Substitution | 14.6058 | 16.2953 | 18.0524 | 19.8758 | 21.8078 | 0 | 0 | 0 | 0 | 0 | 0 | 0 | 0
Scenario 2: High TRC | SDG&E | Res | BROs | Income Qualified - Multi Family IQ | Participant Cost Test | Energy Efficiency | 308837.1065 | 315687.7606 | 323167.6238 | 331872.3245 | 340988.9826 | 350676.8753 | 360140.2273 | 370131.4724 | 379769.2196 | 389249.8534 | 397819.7672 | 387847.7316 | 397099.6618
Scenario 2: High TRC | SDG&E | Res | BROs | Income Qualified - Multi Family IQ | Program Administrator Cost Test | Energy Efficiency | 308837.1065 | 315687.7606 | 323167.6238 | 331872.3245 | 340988.9826 | 350676.8753 | 360140.2273 | 370131.4724 | 379769.2196 | 389249.8534 | 397819.7672 | 387847.7316 | 397099.6618
Scenario 2: High TRC | SDG&E | Res | BROs | Income Qualified - Multi Family IQ | Rate Impact Measure Test | Energy Efficiency | 308837.1065 | 315687.7606 | 323167.6238 | 331872.3245 | 340988.9826 | 350676.8753 | 360140.2273 | 370131.4724 | 379769.2196 | 389249.8534 | 397819.7672 | 387847.7316 | 397099.6618
Scenario 2: High TRC | SDG&E | Res | BROs | Income Qualified - Multi Family IQ | Total Resource Cost Test | Energy Efficiency | 308837.1065 | 315687.7606 | 323167.6238 | 331872.3245 | 340988.9826 | 350676.8753 | 360140.2273 | 370131.4724 | 379769.2196 | 389249.8534 | 397819.7672 | 387847.7316 | 397099.6618
Scenario 2: High TRC | SDG&E | Res | BROs | Income Qualified - Single Family IQ | Participant Cost Test | Energy Efficiency | 727061.3887 | 736798.8248 | 747850.3498 | 762728.5726 | 778332.6442 | 794713.3419 | 810423.3624 | 826942.5541 | 842744.4646 | 858177.4775 | 872054.2021 | 856040.7218 | 871725.9201
Scenario 2: High TRC | SDG&E | Res | BROs | Income Qualified - Single Family IQ | Program Administrator Cost Test | Energy Efficiency | 727061.3887 | 736798.8248 | 747850.3498 | 762728.5726 | 778332.6442 | 794713.3419 | 810423.3624 | 826942.5541 | 842744.4646 | 858177.4775 | 872054.2021 | 856040.7218 | 871725.9201
Scenario 2: High TRC | SDG&E | Res | BROs | Income Qualified - Single Family IQ | Rate Impact Measure Test | Energy Efficiency | 727061.3887 | 736798.8248 | 747850.3498 | 762728.5726 | 778332.6442 | 794713.3419 | 810423.3624 | 826942.5541 | 842744.4646 | 858177.4775 | 872054.2021 | 856040.7218 | 871725.9201
Scenario 2: High TRC | SDG&E | Res | BROs | Income Qualified - Single Family IQ | Total Resource Cost Test | Energy Efficiency | 727061.3887 | 736798.8248 | 747850.3498 | 762728.5726 | 778332.6442 | 794713.3419 | 810423.3624 | 826942.5541 | 842744.4646 | 858177.4775 | 872054.2021 | 856040.7218 | 871725.9201
Scenario 2: High TRC | SDG&E | Res | BROs | Res - Multi Family | Participant Cost Test | Energy Efficiency | 2516154.7595 | 2552278.6353 | 2593064.9256 | 2646953.3563 | 2703522.6542 | 2763057.3706 | 2820415.0603 | 2880833.289 | 2938852.501 | 2995724.8276 | 3047135.537 | 3111992.278 | 3180996.7996
Scenario 2: High TRC | SDG&E | Res | BROs | Res - Multi Family | Program Administrator Cost Test | Energy Efficiency | 2516154.7595 | 2552278.6353 | 2593064.9256 | 2646953.3563 | 2703522.6542 | 2763057.3706 | 2820415.0603 | 2880833.289 | 2938852.501 | 2995724.8276 | 3047135.537 | 3111992.278 | 3180996.7996
Scenario 2: High TRC | SDG&E | Res | BROs | Res - Multi Family | Rate Impact Measure Test | Energy Efficiency | 2516154.7595 | 2552278.6353 | 2593064.9256 | 2646953.3563 | 2703522.6542 | 2763057.3706 | 2820415.0603 | 2880833.289 | 2938852.501 | 2995724.8276 | 3047135.537 | 3111992.278 | 3180996.7996
Scenario 2: High TRC | SDG&E | Res | BROs | Res - Multi Family | Total Resource Cost Test | Energy Efficiency | 2516154.7595 | 2552278.6353 | 2593064.9256 | 2646953.3563 | 2703522.6542 | 2763057.3706 | 2820415.0603 | 2880833.289 | 2938852.501 | 2995724.8276 | 3047135.537 | 3111992.278 | 3180996.7996
Scenario 2: High TRC | SDG&E | Res | BROs | Res - Single Family | Participant Cost Test | Energy Efficiency | 892758.2487 | 912103.0951 | 933255.1742 | 957626.301 | 983114.6952 | 1010097.7324 | 1036414.134 | 1064098.2475 | 1090755.074 | 1116893.27 | 1140499.6228 | 1169683.2813 | 1200419.9638
Scenario 2: High TRC | SDG&E | Res | BROs | Res - Single Family | Program Administrator Cost Test | Energy Efficiency | 892758.2487 | 912103.0951 | 933255.1742 | 957626.301 | 983114.6952 | 1010097.7324 | 1036414.134 | 1064098.2475 | 1090755.074 | 1116893.27 | 1140499.6228 | 1169683.2813 | 1200419.9638
Scenario 2: High TRC | SDG&E | Res | BROs | Res - Single Family | Rate Impact Measure Test | Energy Efficiency | 892758.2487 | 912103.0951 | 933255.1742 | 957626.301 | 983114.6952 | 1010097.7324 | 1036414.134 | 1064098.2475 | 1090755.074 | 1116893.27 | 1140499.6228 | 1169683.2813 | 1200419.9638
Scenario 2: High TRC | SDG&E | Res | BROs | Res - Single Family | Total Resource Cost Test | Energy Efficiency | 892758.2487 | 912103.0951 | 933255.1742 | 957626.301 | 983114.6952 | 1010097.7324 | 1036414.134 | 1064098.2475 | 1090755.074 | 1116893.27 | 1140499.6228 | 1169683.2813 | 1200419.9638
Scenario 2: High TRC | SDG&E | Res | BldgEnv | Res - Multi Family | Participant Cost Test | Energy Efficiency | 0 | 0 | 0 | 0 | 0 | 0 | 0 | 6490.4996 | 6483.1371 | 6477.5348 | 34031.3584 | 34020.0715 | 34017.6715
Scenario 2: High TRC | SDG&E | Res | BldgEnv | Res - Multi Family | Program Administrator Cost Test | Energy Efficiency | 0 | 0 | 0 | 0 | 0 | 0 | 0 | 388.0646 | 380.0239 | 372.2505 | 1786.7171 | 1751.1025 | 1716.646
Scenario 2: High TRC | SDG&E | Res | BldgEnv | Res - Multi Family | Rate Impact Measure Test | Energy Efficiency | 0 | 0 | 0 | 0 | 0 | 0 | 0 | 2024.5729 | 1779.3136 | 1521.7706 | 5865.9804 | 4550.3558 | 3158.5523
Scenario 2: High TRC | SDG&E | Res | BldgEnv | Res - Multi Family | Total Resource Cost Test | Energy Efficiency | 0 | 0 | 0 | 0 | 0 | 0 | 0 | 2205.4045 | 2195.3023 | 2185.9603 | 11315.4975 | 11276.7225 | 11241.5941
Scenario 2: High TRC | SDG&E | Res | BldgEnv | Res - Single Family | Participant Cost Test | Energy Efficiency | 509093.502 | 531999.6643 | 547494.7102 | 552878.0067 | 542223.1601 | 537090.6987 | 530121.2303 | 521681.6673 | 148772.7415 | 0 | 0 | 0 | 0
Scenario 2: High TRC | SDG&E | Res | BldgEnv | Res - Single Family | Program Administrator Cost Test | Energy Efficiency | 18914.3286 | 18613.255 | 18282.5972 | 17892.9357 | 17401.1415 | 16956.0188 | 16509.6958 | 16068.0544 | 913.9219 | 0 | 0 | 0 | 0
Scenario 2: High TRC | SDG&E | Res | BldgEnv | Res - Single Family | Rate Impact Measure Test | Energy Efficiency | 130797.6494 | 130761.9788 | 130347.5711 | 129297.8251 | 119340.8286 | 109210.0415 | 98658.3909 | 87756.2697 | 3233.5254 | 0 | 0 | 0 | 0
Scenario 2: High TRC | SDG&E | Res | BldgEnv | Res - Single Family | Total Resource Cost Test | Energy Efficiency | 157964.441 | 163985.9509 | 168090.453 | 169467.7592 | 166383.4278 | 164811.0671 | 162713.6781 | 160274.6369 | 41087.3057 | 0 | 0 | 0 | 0
Scenario 2: High TRC | SDG&E | Res | HVAC | Res - Multi Family | Participant Cost Test | Energy Efficiency | 0 | 0 | 0 | 0 | 0 | 0 | 0 | 0 | 0 | 18077.8959 | 17353.1306 | 16821.2537 | 16344.1308
Scenario 2: High TRC | SDG&E | Res | HVAC | Res - Multi Family | Participant Cost Test | Fuel Substitution | 7381.9593 | 7784.4025 | 11574.6733 | 12018.7405 | 12475.8539 | 0 | 0 | 0 | 0 | 0 | 0 | 0 | 0
Scenario 2: High TRC | SDG&E | Res | HVAC | Res - Multi Family | Program Administrator Cost Test | Energy Efficiency | 1906.5554 | 1525.2443 | 1220.1955 | 976.1564 | 780.9251 | 624.7401 | 499.7921 | 399.8336 | 319.8669 | 10693.6375 | 10197.6689 | 9825.4195 | 9494.7853
Scenario 2: High TRC | SDG&E | Res | HVAC | Res - Multi Family | Program Administrator Cost Test | Fuel Substitution | 5393.4243 | 5625.1948 | 7163.9935 | 7322.4305 | 7497.4206 | 0 | 0 | 0 | 0 | 0 | 0 | 0 | 0
Scenario 2: High TRC | SDG&E | Res | HVAC | Res - Multi Family | Rate Impact Measure Test | Energy Efficiency | 26986.1826 | 22195.9543 | 18120.7238 | 14502.2125 | 11633.0343 | 9270.5628 | 7352.9088 | 5839.9463 | 4632.1255 | 23952.1999 | 20184.938 | 16815.9964 | 12970.4292
Scenario 2: High TRC | SDG&E | Res | HVAC | Res - Multi Family | Rate Impact Measure Test | Fuel Substitution | 12701.0442 | 12982.2242 | 16256.9595 | 16217.3759 | 16117.5601 | 0 | 0 | 0 | 0 | 0 | 0 | 0 | 0
Scenario 2: High TRC | SDG&E | Res | HVAC | Res - Multi Family | Total Resource Cost Test | Energy Efficiency | 1906.5554 | 1525.2443 | 1220.1955 | 976.1564 | 780.9251 | 624.7401 | 499.7921 | 399.8336 | 319.8669 | 15213.1115 | 14535.9516 | 14030.7329 | 13580.818
Scenario 2: High TRC | SDG&E | Res | HVAC | Res - Multi Family | Total Resource Cost Test | Fuel Substitution | 9659.2089 | 10174.0821 | 14478.1771 | 14992.328 | 15533.3926 | 0 | 0 | 0 | 0 | 0 | 0 | 0 | 0
Scenario 2: High TRC | SDG&E | Res | HVAC | Res - Single Family | Participant Cost Test | Energy Efficiency | 4758896.7453 | 4215318.2686 | 3840865.1905 | 3816789.3533 | 3429556.4614 | 2948366.5154 | 408212.5323 | 37217.3205 | 4201.7687 | 33801.9345 | 32109.806 | 30779.0141 | 29573.4443
Scenario 2: High TRC | SDG&E | Res | HVAC | Res - Single Family | Participant Cost Test | Fuel Substitution | 346858.3947 | 396504.127 | 473872.0079 | 495099.3926 | 487745.3543 | 2575.8034 | 2862.7428 | 3036.096 | 0 | 0 | 0 | 0 | 0
Scenario 2: High TRC | SDG&E | Res | HVAC | Res - Single Family | Program Administrator Cost Test | Energy Efficiency | 196302.4158 | 158512.2038 | 133646.6293 | 128052.2606 | 126849.3176 | 97354.0894 | 14728.9486 | 2612.4143 | 1294.2824 | 20451.6567 | 19239.1143 | 18277.5172 | 17422.3631
Scenario 2: High TRC | SDG&E | Res | HVAC | Res - Single Family | Program Administrator Cost Test | Fuel Substitution | 250858.5973 | 287910.7771 | 319017.6519 | 327832.9203 | 334197.5379 | 1806.3361 | 2002.9338 | 2120.9137 | 0 | 0 | 0 | 0 | 0
Scenario 2: High TRC | SDG&E | Res | HVAC | Res - Single Family | Rate Impact Measure Test | Energy Efficiency | 1382343.5736 | 1022729.6213 | 817096.9014 | 744275.2881 | 691181.8369 | 512453.583 | 86720.9959 | 26312.8476 | 17392.2928 | 51365.0082 | 42662.3022 | 35067.1257 | 25711.9201
Scenario 2: High TRC | SDG&E | Res | HVAC | Res - Single Family | Rate Impact Measure Test | Fuel Substitution | 351100.8557 | 405642.853 | 454654.2221 | 466152.7712 | 472049.6394 | 1978.1862 | 2175.8267 | 2282.3744 | 0 | 0 | 0 | 0 | 0
Scenario 2: High TRC | SDG&E | Res | HVAC | Res - Single Family | Total Resource Cost Test | Energy Efficiency | 3882612.317 | 3253282.0856 | 2811879.3328 | 2739482.1563 | 2328691.3057 | 1815996.8529 | 252818.2411 | 24331.5143 | 3747.8992 | 28902.1403 | 27266.5658 | 25972.2707 | 24815.7242
Scenario 2: High TRC | SDG&E | Res | HVAC | Res - Single Family | Total Resource Cost Test | Fuel Substitution | 496829.8489 | 566959.4293 | 660723.4565 | 687219.0161 | 683655.337 | 4360.4578 | 4841.4514 | 5131.3921 | 0 | 0 | 0 | 0 | 0
Scenario 2: High TRC | SDG&E | Res | WaterHeat | Res - Multi Family | Participant Cost Test | Energy Efficiency | 4011391.621 | 4121930.9671 | 4131505.6816 | 4148366.0617 | 4111020.7967 | 3426775.1765 | 3407381.1702 | 3384096.474 | 3362734.9826 | 3346552.3314 | 3338053.5596 | 3340967.7981 | 3351038.0912
Scenario 2: High TRC | SDG&E | Res | WaterHeat | Res - Multi Family | Participant Cost Test | Fuel Substitution | 406289.5299 | 424150.1191 | 427893.5428 | 420330.9355 | 406549.7042 | 2457.1055 | 2916.0629 | 3385.964 | 3783.9221 | 4103.1517 | 4356.5872 | 4561.6386 | 4733.6251
Scenario 2: High TRC | SDG&E | Res | WaterHeat | Res - Multi Family | Program Administrator Cost Test | Energy Efficiency | 1553141.2208 | 1565852.8456 | 1536698.6458 | 1510725.7624 | 1466525.4517 | 1279752.7229 | 1249212.2829 | 1219387.997 | 1192278.0094 | 1168515.2356 | 1148872.0416 | 1134497.4043 | 1123618.9531
Scenario 2: High TRC | SDG&E | Res | WaterHeat | Res - Multi Family | Program Administrator Cost Test | Fuel Substitution | 240100.6693 | 268002.2219 | 290344.2843 | 308842.4976 | 326281.6301 | 881.4147 | 1037.5512 | 1195.0802 | 1324.9445 | 1425.4509 | 1501.7558 | 1560.3849 | 1606.9511
Scenario 2: High TRC | SDG&E | Res | WaterHeat | Res - Multi Family | Rate Impact Measure Test | Energy Efficiency | 17418936.1635 | 16752026.212 | 15801262.9004 | 14772135.8561 | 13451399.3893 | 11243772.6589 | 10020390.2303 | 8776489.5547 | 7526624.1354 | 6278843.5508 | 5032005.858 | 3767771.8598 | 2467752.258
Scenario 2: High TRC | SDG&E | Res | WaterHeat | Res - Multi Family | Rate Impact Measure Test | Fuel Substitution | 240239.292 | 268192.0335 | 290601.6077 | 309208.9879 | 326761.1443 | 8749.5128 | 9280.5735 | 9481.9583 | 9125.9692 | 8275.3195 | 7037.5472 | 5485.4114 | 3679.6244
Scenario 2: High TRC | SDG&E | Res | WaterHeat | Res - Multi Family | Total Resource Cost Test | Energy Efficiency | 4650429.043 | 4744945.3173 | 4744043.5172 | 4751883.8044 | 4700141.2206 | 3950316.9668 | 3921125.5424 | 3889320.3183 | 3860681.0358 | 3838411.7107 | 3825217.8659 | 3825143.2866 | 3833390.6907
Scenario 2: High TRC | SDG&E | Res | WaterHeat | Res - Multi Family | Total Resource Cost Test | Fuel Substitution | 318635.9325 | 355148.964 | 384491.604 | 409004.1241 | 431752.4642 | 3104.174 | 3680.9558 | 4270.6557 | 4768.7978 | 5167.0738 | 5482.0103 | 5735.704 | 5947.5518
Scenario 2: High TRC | SDG&E | Res | WaterHeat | Res - Single Family | Participant Cost Test | Energy Efficiency | 8724092.1968 | 8132524.1867 | 8463882.0208 | 6135856.847 | 5969973.8217 | 2913220.481 | 2783391.5568 | 2663683.8324 | 2558179.2299 | 2468376.3491 | 2394222.3516 | 2336714.8941 | 2291884.9271
Scenario 2: High TRC | SDG&E | Res | WaterHeat | Res - Single Family | Participant Cost Test | Fuel Substitution | 13137.669 | 13038.9315 | 12906.1659 | 12740.2322 | 12613.4815 | 12655.9989 | 14494.5172 | 16541.8121 | 18396.7852 | 19877.028 | 21051.8744 | 22009.7736 | 22821.1338
Scenario 2: High TRC | SDG&E | Res | WaterHeat | Res - Single Family | Program Administrator Cost Test | Energy Efficiency | 2443134.2704 | 2446173.6735 | 2400851.6565 | 2313943.7505 | 2179330.0352 | 1272605.0357 | 1179480.5374 | 1095405.9108 | 1021871.8482 | 959018.6333 | 906227.4784 | 863301.5909 | 827999.0388
Scenario 2: High TRC | SDG&E | Res | WaterHeat | Res - Single Family | Program Administrator Cost Test | Fuel Substitution | 22201.6236 | 23438.9969 | 24512.99 | 25534.1739 | 26657.2101 | 4586.9128 | 5210.0009 | 5897.4898 | 6506.0127 | 6973.5164 | 7327.5294 | 7601.3078 | 7820.8895
Scenario 2: High TRC | SDG&E | Res | WaterHeat | Res - Single Family | Rate Impact Measure Test | Energy Efficiency | 19916106.4927 | 19625345.1268 | 18892930.8659 | 17755858.8325 | 15948405.843 | 9408470.1086 | 8134169.5489 | 6918284.6315 | 5770491.2172 | 4694010.6421 | 3677742.2944 | 2702095.4706 | 1748478.4266
Scenario 2: High TRC | SDG&E | Res | WaterHeat | Res - Single Family | Rate Impact Measure Test | Fuel Substitution | 22201.6236 | 23438.9969 | 24642.8476 | 25930.1718 | 27297.4304 | 46134.6211 | 47215.8737 | 47403.0644 | 45389.4579 | 40993.0659 | 34751.8583 | 27016.8214 | 18065.2656
Scenario 2: High TRC | SDG&E | Res | WaterHeat | Res - Single Family | Total Resource Cost Test | Energy Efficiency | 9498117.5953 | 8903888.8032 | 9220673.8899 | 6869052.7123 | 6669119.6718 | 3298208.0153 | 3146599.304 | 3008028.2955 | 2886642.558 | 2783773.1975 | 2699084.1552 | 2633303.7407 | 2582058.6732
Scenario 2: High TRC | SDG&E | Res | WaterHeat | Res - Single Family | Total Resource Cost Test | Fuel Substitution | 29052.6848 | 30699.6752 | 32152.3782 | 33556.7567 | 35075.396 | 16005.4405 | 18315.0705 | 20884.693 | 23207.7584 | 25055.0291 | 26515.0504 | 27700.1159 | 28699.464
Scenario 3: Aggressive Fuel Sub | PG&E | Ag | WholeBlg | Ag - Dairies, fishing, hunting | Participant Cost Test | Energy Efficiency | 410753.3723 | 415062.9903 | 420326.4073 | 425430.3806 | 431207.2573 | 435850.2963 | 440458.9123 | 444653.5285 | 449431.5317 | 453617.6529 | 457900.5285 | 461810.4178 | 465773.0104
Scenario 3: Aggressive Fuel Sub | PG&E | Ag | WholeBlg | Ag - Dairies, fishing, hunting | Program Administrator Cost Test | Energy Efficiency | 410753.3723 | 415062.9903 | 420326.4073 | 425430.3806 | 431207.2573 | 435850.2963 | 440458.9123 | 444653.5285 | 449431.5317 | 453617.6529 | 457900.5285 | 461810.4178 | 465773.0104
Scenario 3: Aggressive Fuel Sub | PG&E | Ag | WholeBlg | Ag - Dairies, fishing, hunting | Rate Impact Measure Test | Energy Efficiency | 410753.3723 | 415062.9903 | 420326.4073 | 425430.3806 | 431207.2573 | 435850.2963 | 440458.9123 | 444653.5285 | 449431.5317 | 453617.6529 | 457900.5285 | 461810.4178 | 465773.0104
Scenario 3: Aggressive Fuel Sub | PG&E | Ag | WholeBlg | Ag - Dairies, fishing, hunting | Total Resource Cost Test | Energy Efficiency | 410753.3723 | 415062.9903 | 420326.4073 | 425430.3806 | 431207.2573 | 435850.2963 | 440458.9123 | 444653.5285 | 449431.5317 | 453617.6529 | 457900.5285 | 461810.4178 | 465773.0104
Scenario 3: Aggressive Fuel Sub | PG&E | Ag | WholeBlg | Ag - Irrigated Agriculture, vineyards, forestry and greenhouses | Participant Cost Test | Energy Efficiency | 3355191.1045 | 3449977.7046 | 3545856.9192 | 3639517.2464 | 3731499.0733 | 3814477.5424 | 3897534.5508 | 3979119.1653 | 4063824.6446 | 4143359.6375 | 4221700.0422 | 4297580.1277 | 4372368.0143
Scenario 3: Aggressive Fuel Sub | PG&E | Ag | WholeBlg | Ag - Irrigated Agriculture, vineyards, forestry and greenhouses | Program Administrator Cost Test | Energy Efficiency | 3355191.1045 | 3449977.7046 | 3545856.9192 | 3639517.2464 | 3731499.0733 | 3814477.5424 | 3897534.5508 | 3979119.1653 | 4063824.6446 | 4143359.6375 | 4221700.0422 | 4297580.1277 | 4372368.0143
Scenario 3: Aggressive Fuel Sub | PG&E | Ag | WholeBlg | Ag - Irrigated Agriculture, vineyards, forestry and greenhouses | Rate Impact Measure Test | Energy Efficiency | 3355191.1045 | 3449977.7046 | 3545856.9192 | 3639517.2464 | 3731499.0733 | 3814477.5424 | 3897534.5508 | 3979119.1653 | 4063824.6446 | 4143359.6375 | 4221700.0422 | 4297580.1277 | 4372368.0143
Scenario 3: Aggressive Fuel Sub | PG&E | Ag | WholeBlg | Ag - Irrigated Agriculture, vineyards, forestry and greenhouses | Total Resource Cost Test | Energy Efficiency | 3355191.1045 | 3449977.7046 | 3545856.9192 | 3639517.2464 | 3731499.0733 | 3814477.5424 | 3897534.5508 | 3979119.1653 | 4063824.6446 | 4143359.6375 | 4221700.0422 | 4297580.1277 | 4372368.0143
Scenario 3: Aggressive Fuel Sub | PG&E | Ag | WholeBlg | Ag - Water pumping | Participant Cost Test | Energy Efficiency | 2180097.8257 | 2154049.2805 | 2126693.104 | 2098898.6769 | 2070202.106 | 2045017.8494 | 2021730.6962 | 1998364.2288 | 1972062.7038 | 1943497.8231 | 1913221.5029 | 1882482.8554 | 1850995.7274
Scenario 3: Aggressive Fuel Sub | PG&E | Ag | WholeBlg | Ag - Water pumping | Program Administrator Cost Test | Energy Efficiency | 2180097.8257 | 2154049.2805 | 2126693.104 | 2098898.6769 | 2070202.106 | 2045017.8494 | 2021730.6962 | 1998364.2288 | 1972062.7038 | 1943497.8231 | 1913221.5029 | 1882482.8554 | 1850995.7274
Scenario 3: Aggressive Fuel Sub | PG&E | Ag | WholeBlg | Ag - Water pumping | Rate Impact Measure Test | Energy Efficiency | 2180097.8257 | 2154049.2805 | 2126693.104 | 2098898.6769 | 2070202.106 | 2045017.8494 | 2021730.6962 | 1998364.2288 | 1972062.7038 | 1943497.8231 | 1913221.5029 | 1882482.8554 | 1850995.7274
Scenario 3: Aggressive Fuel Sub | PG&E | Ag | WholeBlg | Ag - Water pumping | Total Resource Cost Test | Energy Efficiency | 2180097.8257 | 2154049.2805 | 2126693.104 | 2098898.6769 | 2070202.106 | 2045017.8494 | 2021730.6962 | 1998364.2288 | 1972062.7038 | 1943497.8231 | 1913221.5029 | 1882482.8554 | 1850995.7274
Scenario 3: Aggressive Fuel Sub | PG&E | Com | AppPlug | Com - Health | Participant Cost Test | Energy Efficiency | 1316832.0856 | 1428333.0621 | 1526858.1257 | 1595773.1483 | 1319882.1028 | 1291571.1741 | 2839834.7761 | 1823836.3647 | 1866437.5228 | 1892391.7815 | 1900392.7877 | 1921060.427 | 1930546.9733
Scenario 3: Aggressive Fuel Sub | PG&E | Com | AppPlug | Com - Health | Program Administrator Cost Test | Energy Efficiency | 3640436.8137 | 3882726.187 | 4083246.3425 | 4201676.9419 | 3416217.4926 | 3336037.5923 | 7023457.7869 | 4509314.5716 | 4544465.3357 | 4538587.2035 | 4490488.4671 | 4456325.2494 | 4394833.3216
Scenario 3: Aggressive Fuel Sub | PG&E | Com | AppPlug | Com - Health | Rate Impact Measure Test | Energy Efficiency | 8446166.9656 | 9174514.9 | 9787572.9729 | 10139061.4418 | 8457510.9305 | 7001675.3369 | 18374718.3593 | 10426048.5933 | 10341985.4051 | 10150975.9065 | 9456235.5274 | 7905722.6612 | 6181794.2278
Scenario 3: Aggressive Fuel Sub | PG&E | Com | AppPlug | Com - Health | Total Resource Cost Test | Energy Efficiency | 4144459.374 | 4429248.135 | 4667402.9948 | 4812357.6414 | 3921032.9153 | 3833516.8242 | 8102132.3492 | 5207541.1174 | 5259162.7952 | 5263446.7491 | 5218701.8917 | 5203057.9664 | 5156974.5834
Scenario 3: Aggressive Fuel Sub | PG&E | Com | AppPlug | Com - Lodging | Participant Cost Test | Energy Efficiency | 1123442.5848 | 1221529.9741 | 1283301.7498 | 1335755.7138 | 1392105.7295 | 1439125.284 | 1481899.8151 | 1518440.184 | 1548438.7269 | 1573422.4962 | 585787.8834 | 961751.5575 | 4228875.8079
Scenario 3: Aggressive Fuel Sub | PG&E | Com | AppPlug | Com - Lodging | Program Administrator Cost Test | Energy Efficiency | 2847197.4215 | 3049804.8292 | 3152242.0289 | 3227432.5453 | 3309674.2651 | 3366233.8401 | 3410692.7242 | 3438978.4885 | 3451223.541 | 3451799.3368 | 1320168.4276 | 1989803.4125 | 9096305.7528
Scenario 3: Aggressive Fuel Sub | PG&E | Com | AppPlug | Com - Lodging | Rate Impact Measure Test | Energy Efficiency | 7020702.4843 | 7699311.175 | 8051210.4486 | 8327388.1979 | 8399468.5419 | 8375819.483 | 8302163.887 | 8166453.5679 | 7966918.5811 | 7711541.0892 | 2726044.3903 | 3499446.678 | 12672824.4595
Scenario 3: Aggressive Fuel Sub | PG&E | Com | AppPlug | Com - Lodging | Total Resource Cost Test | Energy Efficiency | 3289873.5066 | 3531589.075 | 3659579.2642 | 3756866.5068 | 3862671.2408 | 3939266.6282 | 4002101.5039 | 4046316.3371 | 4071885.2875 | 4083709.367 | 1543034.828 | 2395987.7179 | 10778252.2306
Scenario 3: Aggressive Fuel Sub | PG&E | Com | AppPlug | Com - Other | Participant Cost Test | Energy Efficiency | 2207.533 | 2521.6618 | 2870.9845 | 3222.5419 | 3553.0423 | 3954.8174 | 4379.9469 | 4780.0284 | 5121.6322 | 5493.7815 | 28690.4463 | 26683.0464 | 24604.5338
Scenario 3: Aggressive Fuel Sub | PG&E | Com | AppPlug | Com - Other | Program Administrator Cost Test | Energy Efficiency | 8215.9246 | 9225.7407 | 10325.9616 | 11394.7261 | 12351.8501 | 13517.7797 | 14720.289 | 15796.763 | 16644.0117 | 17557.1969 | 90173.2546 | 82481.259 | 74806.1895
Scenario 3: Aggressive Fuel Sub | PG&E | Com | AppPlug | Com - Other | Rate Impact Measure Test | Energy Efficiency | 19377.024 | 22041.8657 | 24996.5909 | 27955.1892 | 30709.5223 | 34072.7878 | 37617.5128 | 40948.8609 | 43785.5108 | 41520.684 | 153687.0446 | 136469.1282 | 104121.2118
Scenario 3: Aggressive Fuel Sub | PG&E | Com | AppPlug | Com - Other | Total Resource Cost Test | Energy Efficiency | 8988.5612 | 10108.3223 | 11330.8062 | 12522.6158 | 13595.4149 | 14901.9657 | 16253.2704 | 17469.773 | 18436.5829 | 19480.0204 | 100214.9108 | 91820.3252 | 83417.7764
Scenario 3: Aggressive Fuel Sub | PG&E | Com | BROs | Com - Lodging | Participant Cost Test | Energy Efficiency | 1852.5806 | 3808.1104 | 5858.4985 | 8029.2819 | 10348.1301 | 12815.587 | 15484.3597 | 18233.3106 | 21216.4867 | 24800.9402 | 28101.2601 | 31385.83 | 34573.9932
Scenario 3: Aggressive Fuel Sub | PG&E | Com | BROs | Com - Lodging | Program Administrator Cost Test | Energy Efficiency | 1852.5806 | 3808.1104 | 5858.4985 | 8029.2819 | 10348.1301 | 12815.587 | 15484.3597 | 18233.3106 | 21216.4867 | 24800.9402 | 28101.2601 | 31385.83 | 34573.9932
Scenario 3: Aggressive Fuel Sub | PG&E | Com | BROs | Com - Lodging | Rate Impact Measure Test | Energy Efficiency | 1852.5806 | 3808.1104 | 5858.4985 | 8029.2819 | 10348.1301 | 12815.587 | 15484.3597 | 18233.3106 | 21216.4867 | 24800.9402 | 28101.2601 | 31385.83 | 34573.9932
Scenario 3: Aggressive Fuel Sub | PG&E | Com | BROs | Com - Lodging | Total Resource Cost Test | Energy Efficiency | 1852.5806 | 3808.1104 | 5858.4985 | 8029.2819 | 10348.1301 | 12815.587 | 15484.3597 | 18233.3106 | 21216.4867 | 24800.9402 | 28101.2601 | 31385.83 | 34573.9932
Scenario 3: Aggressive Fuel Sub | PG&E | Com | BROs | Com - Other | Participant Cost Test | Energy Efficiency | 7145.7344 | 15447.7819 | 24800.712 | 35049.6924 | 46805.4297 | 60685.6361 | 75688.9366 | 88840.1548 | 104813.6833 | 123998.9484 | 142294.3965 | 160843.6285 | 178184.2275
Scenario 3: Aggressive Fuel Sub | PG&E | Com | BROs | Com - Other | Program Administrator Cost Test | Energy Efficiency | 7145.7344 | 15447.7819 | 24800.712 | 35049.6924 | 46805.4297 | 60685.6361 | 75688.9366 | 88840.1548 | 104813.6833 | 123998.9484 | 142294.3965 | 160843.6285 | 178184.2275
Scenario 3: Aggressive Fuel Sub | PG&E | Com | BROs | Com - Other | Rate Impact Measure Test | Energy Efficiency | 7145.7344 | 15447.7819 | 24800.712 | 35049.6924 | 46805.4297 | 60685.6361 | 75688.9366 | 88840.1548 | 104813.6833 | 123998.9484 | 142294.3965 | 160843.6285 | 178184.2275
Scenario 3: Aggressive Fuel Sub | PG&E | Com | BROs | Com - Other | Total Resource Cost Test | Energy Efficiency | 7145.7344 | 15447.7819 | 24800.712 | 35049.6924 | 46805.4297 | 60685.6361 | 75688.9366 | 88840.1548 | 104813.6833 | 123998.9484 | 142294.3965 | 160843.6285 | 178184.2275
Scenario 3: Aggressive Fuel Sub | PG&E | Com | BROs | Com - Retail | Participant Cost Test | Energy Efficiency | 9249.8275 | 18816.2903 | 28649.0331 | 38858.5421 | 49543.5676 | 60733.738 | 72749.9769 | 86591.1179 | 99700.532 | 115303.4206 | 129252.5623 | 142827.0654 | 158748.6874
Scenario 3: Aggressive Fuel Sub | PG&E | Com | BROs | Com - Retail | Program Administrator Cost Test | Energy Efficiency | 9249.8275 | 18816.2903 | 28649.0331 | 38858.5421 | 49543.5676 | 60733.738 | 72749.9769 | 86591.1179 | 99700.532 | 115303.4206 | 129252.5623 | 142827.0654 | 158748.6874
Scenario 3: Aggressive Fuel Sub | PG&E | Com | BROs | Com - Retail | Rate Impact Measure Test | Energy Efficiency | 9249.8275 | 18816.2903 | 28649.0331 | 38858.5421 | 49543.5676 | 60733.738 | 72749.9769 | 86591.1179 | 99700.532 | 115303.4206 | 129252.5623 | 142827.0654 | 158748.6874
Scenario 3: Aggressive Fuel Sub | PG&E | Com | BROs | Com - Retail | Total Resource Cost Test | Energy Efficiency | 9249.8275 | 18816.2903 | 28649.0331 | 38858.5421 | 49543.5676 | 60733.738 | 72749.9769 | 86591.1179 | 99700.532 | 115303.4206 | 129252.5623 | 142827.0654 | 158748.6874
Scenario 3: Aggressive Fuel Sub | PG&E | Com | BldgEnv | Com - College | Participant Cost Test | Energy Efficiency | 491.5765 | 488.6192 | 555.5857 | 634.9972 | 674.7574 | 710.6249 | 754.8733 | 788.7005 | 834.0267 | 870.7043 | 897.7925 | 907.3142 | 922.4102
Scenario 3: Aggressive Fuel Sub | PG&E | Com | BldgEnv | Com - College | Program Administrator Cost Test | Energy Efficiency | 229.4002 | 231.3897 | 252.8588 | 277.4443 | 288.4664 | 296.8376 | 309.0688 | 315.9804 | 328.6793 | 337.5702 | 342.5965 | 340.4282 | 341.703
Scenario 3: Aggressive Fuel Sub | PG&E | Com | BldgEnv | Com - College | Rate Impact Measure Test | Energy Efficiency | 1220.8914 | 1218.153 | 1267.4266 | 1322.8498 | 1315.799 | 1286.3823 | 1263.4243 | 1193.3854 | 1122.4394 | 1018.4198 | 884.046 | 715.3966 | 538.659
Scenario 3: Aggressive Fuel Sub | PG&E | Com | BldgEnv | Com - College | Total Resource Cost Test | Energy Efficiency | 547.8094 | 545.9161 | 612.8065 | 691.2325 | 728.6199 | 760.8298 | 802.2262 | 831.4645 | 873.7122 | 906.3527 | 928.6991 | 932.2859 | 942.6823
Scenario 3: Aggressive Fuel Sub | PG&E | Com | BldgEnv | Com - Grocery | Participant Cost Test | Energy Efficiency | 1278.0871 | 1292.968 | 1316.523 | 1355.8207 | 1388.0018 | 1431.9756 | 1474.5145 | 1518.1659 | 1553.0753 | 1590.3557 | 1629.6449 | 1667.8642 | 1709.4373
Scenario 3: Aggressive Fuel Sub | PG&E | Com | BldgEnv | Com - Grocery | Program Administrator Cost Test | Energy Efficiency | 418.4257 | 431.117 | 447.3667 | 467.542 | 482.8104 | 503.083 | 521.433 | 539.1951 | 551.654 | 564.3433 | 577.0719 | 588.4352 | 600.4676
Scenario 3: Aggressive Fuel Sub | PG&E | Com | BldgEnv | Com - Grocery | Rate Impact Measure Test | Energy Efficiency | 2081.4607 | 2123.498 | 2167.8244 | 2204.8085 | 2196.9527 | 2188.5972 | 2145.4788 | 2050.061 | 1895.5801 | 1711.979 | 1496.0621 | 1241.0833 | 948.6714
Scenario 3: Aggressive Fuel Sub | PG&E | Com | BldgEnv | Com - Grocery | Total Resource Cost Test | Energy Efficiency | 1242.1381 | 1263.437 | 1294.0626 | 1339.5859 | 1375.618 | 1424.2476 | 1470.0293 | 1515.9377 | 1550.9117 | 1587.642 | 1625.7044 | 1661.7124 | 1700.5493
Scenario 3: Aggressive Fuel Sub | PG&E | Com | BldgEnv | Com - Health | Participant Cost Test | Energy Efficiency | 153191.0904 | 161867.1162 | 164890.156 | 161491.6676 | 151665.0944 | 136785.2417 | 117718.0575 | 96379.6269 | 74442.5022 | 53282.892 | 33858.9175 | 16780.6388 | 3521.6351
Scenario 3: Aggressive Fuel Sub | PG&E | Com | BldgEnv | Com - Health | Program Administrator Cost Test | Energy Efficiency | 60151.9165 | 62315.1708 | 62303.0297 | 59854.1857 | 55140.0697 | 48922.5378 | 41429.2963 | 33445.6975 | 25554.6033 | 18199.0536 | 11660.3094 | 6152.9311 | 2067.3588
Scenario 3: Aggressive Fuel Sub | PG&E | Com | BldgEnv | Com - Health | Rate Impact Measure Test | Energy Efficiency | 206940.6406 | 217026.787 | 219977.3706 | 214106.779 | 199834.5744 | 179473.8496 | 153766.3691 | 117862.0197 | 81617.6356 | 51496.078 | 28313.633 | 12212.7053 | 3115.0477
Scenario 3: Aggressive Fuel Sub | PG&E | Com | BldgEnv | Com - Health | Total Resource Cost Test | Energy Efficiency | 162573.884 | 170530.3243 | 172523.5751 | 167782.1856 | 156467.5666 | 140282.13 | 120018.2337 | 97750.8123 | 75182.5691 | 53676.8506 | 34154.4821 | 17234.3655 | 4334.6349
Scenario 3: Aggressive Fuel Sub | PG&E | Com | BldgEnv | Com - Lodging | Participant Cost Test | Energy Efficiency | 117068.0017 | 112942.3916 | 103858.133 | 90637.6363 | 74607.3434 | 57231.1749 | 39909.3557 | 23708.9196 | 9298.0703 | 1729.345 | 1765.2378 | 1803.12 | 1839.9234
Scenario 3: Aggressive Fuel Sub | PG&E | Com | BldgEnv | Com - Lodging | Program Administrator Cost Test | Energy Efficiency | 78801.2564 | 74653.385 | 67477.4171 | 57959.1309 | 47093.2281 | 35806.8687 | 24983.9733 | 15221.6957 | 6842.337 | 2652.9974 | 2692.5893 | 2732.9892 | 2767.8353
Scenario 3: Aggressive Fuel Sub | PG&E | Com | BldgEnv | Com - Lodging | Rate Impact Measure Test | Energy Efficiency | 262423.3332 | 251969.1773 | 231033.5081 | 201249.6165 | 165768.7839 | 127587.6774 | 89855.5396 | 51828.2721 | 20965.5425 | 7222.2353 | 6333.7702 | 5314.5144 | 4138.2913
Scenario 3: Aggressive Fuel Sub | PG&E | Com | BldgEnv | Com - Lodging | Total Resource Cost Test | Energy Efficiency | 157097.9779 | 150176.6674 | 136908.0766 | 118530.473 | 96927.4631 | 74007.7371 | 51592.1317 | 30991.379 | 12973.9933 | 3766.4104 | 3829.1271 | 3893.9442 | 3952.5016
Scenario 3: Aggressive Fuel Sub | PG&E | Com | BldgEnv | Com - Office (Large) | Participant Cost Test | Energy Efficiency | 8112.4126 | 8351.7257 | 8639.6063 | 8866.1364 | 10024.5663 | 10213.6907 | 10432.1087 | 10566.8308 | 9828.5468 | 9967.7267 | 10075.1313 | 10179.7603 | 10286.6783
Scenario 3: Aggressive Fuel Sub | PG&E | Com | BldgEnv | Com - Office (Large) | Program Administrator Cost Test | Energy Efficiency | 3367.0333 | 3470.1982 | 3592.9233 | 3675.7922 | 3923.8467 | 3982.8156 | 4051.4103 | 4073.5525 | 3928.345 | 3941.1748 | 3936.5738 | 3928.7125 | 3920.0406
Scenario 3: Aggressive Fuel Sub | PG&E | Com | BldgEnv | Com - Office (Large) | Rate Impact Measure Test | Energy Efficiency | 17795.5155 | 17891.2572 | 17995.2533 | 17762.4814 | 18151.4796 | 17526.2237 | 16788.3737 | 15570.7971 | 13501.4032 | 11957.9866 | 10207.0167 | 8286.9955 | 6193.5998
Scenario 3: Aggressive Fuel Sub | PG&E | Com | BldgEnv | Com - Office (Large) | Total Resource Cost Test | Energy Efficiency | 8585.0374 | 8842.5691 | 9150.9098 | 9379.8711 | 10424.6278 | 10604.0223 | 10811.9497 | 10919.5623 | 10253.1479 | 10355.7755 | 10420.5041 | 10480.1838 | 10540.5267
Scenario 3: Aggressive Fuel Sub | PG&E | Com | BldgEnv | Com - Office (Small) | Participant Cost Test | Energy Efficiency | 2041.2697 | 2084.0772 | 2133.2855 | 1069.0725 | 13925.5716 | 2156.3169 | 2199.7556 | 2241.6413 | 2278.3137 | 2316.6761 | 2355.5156 | 2394.4928 | 2434.4412
Scenario 3: Aggressive Fuel Sub | PG&E | Com | BldgEnv | Com - Office (Small) | Program Administrator Cost Test | Energy Efficiency | 678.6015 | 703.4307 | 729.9492 | 163.5611 | 6863.6822 | 735.8181 | 754.2271 | 770.5152 | 783.0434 | 795.2734 | 806.6563 | 817.087 | 826.9858
Scenario 3: Aggressive Fuel Sub | PG&E | Com | BldgEnv | Com - Office (Small) | Rate Impact Measure Test | Energy Efficiency | 3414.9944 | 3484.1477 | 3541.1135 | 628.1836 | 32238.647 | 3194.0549 | 3100.6592 | 2928.6782 | 2689.9419 | 2411.9372 | 2090.8203 | 1723.0455 | 1306.398
Scenario 3: Aggressive Fuel Sub | PG&E | Com | BldgEnv | Com - Office (Small) | Total Resource Cost Test | Energy Efficiency | 1990.7877 | 2043.2777 | 2101.5682 | 849.8867 | 15829.7478 | 2122.4926 | 2168.9458 | 2212.2747 | 2248.4839 | 2285.4812 | 2321.937 | 2357.5287 | 2393.214
Scenario 3: Aggressive Fuel Sub | PG&E | Com | BldgEnv | Com - Other | Participant Cost Test | Energy Efficiency | 2451.4221 | 2468.7228 | 2494.8531 | 3078.5401 | 3076.9029 | 3094.7239 | 3119.2866 | 3136.4129 | 2654.7548 | 2680.0057 | 2707.8808 | 2733.9422 | 2764.7044
Scenario 3: Aggressive Fuel Sub | PG&E | Com | BldgEnv | Com - Other | Program Administrator Cost Test | Energy Efficiency | 686.2966 | 703.7644 | 724.2822 | 839.7081 | 846.6221 | 862.1397 | 879.3938 | 891.3017 | 816.1861 | 826.1135 | 836.1279 | 844.2207 | 853.4021
Scenario 3: Aggressive Fuel Sub | PG&E | Com | BldgEnv | Com - Other | Rate Impact Measure Test | Energy Efficiency | 3293.7909 | 3349.589 | 3402.4296 | 3854.3886 | 3792.5379 | 3738.3789 | 3655.8609 | 3437.4745 | 2805.5555 | 2506.9606 | 2168.3949 | 1781.0961 | 1348.5688
Scenario 3: Aggressive Fuel Sub | PG&E | Com | BldgEnv | Com - Other | Total Resource Cost Test | Energy Efficiency | 2261.8295 | 2290.561 | 2328.0145 | 2850.8297 | 2855.8143 | 2881.9606 | 2914.2111 | 2936.3503 | 2523.4524 | 2549.7228 | 2577.7679 | 2602.7227 | 2631.7934
Scenario 3: Aggressive Fuel Sub | PG&E | Com | BldgEnv | Com - Refrig. Warehouse | Participant Cost Test | Energy Efficiency | 362.6082 | 383.564 | 403.7016 | 422.8331 | 440.6668 | 457.557 | 470.5416 | 482.3362 | 490.148 | 498.1222 | 504.8684 | 512.2165 | 520.3693
Scenario 3: Aggressive Fuel Sub | PG&E | Com | BldgEnv | Com - Refrig. Warehouse | Program Administrator Cost Test | Energy Efficiency | 194.2961 | 204.5949 | 213.0722 | 219.5689 | 223.9825 | 226.6653 | 226.393 | 224.921 | 221.2442 | 217.7142 | 213.8818 | 210.735 | 208.3956
Scenario 3: Aggressive Fuel Sub | PG&E | Com | BldgEnv | Com - Refrig. Warehouse | Rate Impact Measure Test | Energy Efficiency | 921.0257 | 951.3324 | 971.207 | 978.267 | 971.0865 | 949.477 | 907.146 | 838.5151 | 748.7019 | 653.1782 | 550.4326 | 442.6239 | 328.6976
Scenario 3: Aggressive Fuel Sub | PG&E | Com | BldgEnv | Com - Refrig. Warehouse | Total Resource Cost Test | Energy Efficiency | 430.2265 | 454.2367 | 475.8201 | 494.6786 | 510.5127 | 523.9051 | 531.7381 | 537.5392 | 538.5326 | 539.7667 | 539.92 | 541.175 | 543.7934
Scenario 3: Aggressive Fuel Sub | PG&E | Com | BldgEnv | Com - Restaurant | Participant Cost Test | Energy Efficiency | 668.7632 | 668.6997 | 678.922 | 688.9673 | 698.7539 | 707.8935 | 719.7794 | 730.4299 | 740.0179 | 750.9029 | 761.2952 | 297.9643 | 5697.5071
Scenario 3: Aggressive Fuel Sub | PG&E | Com | BldgEnv | Com - Restaurant | Program Administrator Cost Test | Energy Efficiency | 206.159 | 208.6384 | 214.9642 | 220.7075 | 225.871 | 230.2823 | 235.6776 | 240.0402 | 243.5141 | 247.2605 | 250.4359 | 38.9304 | 2439.4885
Scenario 3: Aggressive Fuel Sub | PG&E | Com | BldgEnv | Com - Restaurant | Rate Impact Measure Test | Energy Efficiency | 1014.3339 | 1015.1977 | 1027.6301 | 1029.0435 | 1019.1648 | 996.2772 | 967.9441 | 912.2573 | 836.4126 | 749.7955 | 649.0281 | 81.8089 | 3855.0537
Scenario 3: Aggressive Fuel Sub | PG&E | Com | BldgEnv | Com - Restaurant | Total Resource Cost Test | Energy Efficiency | 636.3607 | 638.5046 | 651.4365 | 663.6696 | 675.1555 | 685.4717 | 698.5394 | 709.7775 | 719.4416 | 730.2129 | 740.095 | 230.29 | 6108.2023
Scenario 3: Aggressive Fuel Sub | PG&E | Com | BldgEnv | Com - Retail | Participant Cost Test | Energy Efficiency | 114036.5983 | 117526.2558 | 3010.9305 | 103910.7002 | 115749.9758 | 89322.1625 | 76795.8149 | 62432.091 | 3587.4212 | 3641.8088 | 3705.2251 | 3770.7791 | 3877.8137
Scenario 3: Aggressive Fuel Sub | PG&E | Com | BldgEnv | Com - Retail | Program Administrator Cost Test | Energy Efficiency | 21735.9968 | 22000.9948 | 1117.2881 | 18253.7453 | 26257.5644 | 15693.4054 | 13433.9494 | 10891.0403 | 1373.7026 | 1394.0475 | 1416.802 | 1438.1426 | 1469.9355
Scenario 3: Aggressive Fuel Sub | PG&E | Com | BldgEnv | Com - Retail | Rate Impact Measure Test | Energy Efficiency | 95582.0803 | 97552.7891 | 5530.4271 | 82084.918 | 120998.7606 | 71949.5743 | 61808.3794 | 47059.5471 | 4709.6741 | 4223.549 | 3671.0667 | 3033.0515 | 2322.4556
Scenario 3: Aggressive Fuel Sub | PG&E | Com | BldgEnv | Com - Retail | Total Resource Cost Test | Energy Efficiency | 101430.669 | 104130.4708 | 3078.5947 | 90938.096 | 106212.7824 | 78063.7431 | 67017.0132 | 54410.9034 | 3695.1843 | 3746.3943 | 3806.1889 | 3866.4218 | 3965.8316
Scenario 3: Aggressive Fuel Sub | PG&E | Com | BldgEnv | Com - School | Participant Cost Test | Energy Efficiency | 2400.6112 | 2477.9724 | 2554.0142 | 2621.9738 | 2671.5954 | 2729.886 | 2779.0624 | 2832.5878 | 2882.0324 | 2933.2589 | 2983.7975 | 3043.8331 | 3093.7348
Scenario 3: Aggressive Fuel Sub | PG&E | Com | BldgEnv | Com - School | Program Administrator Cost Test | Energy Efficiency | 953.0318 | 989.3615 | 1022.7217 | 1049.7212 | 1065.3986 | 1084.1639 | 1096.9192 | 1110.5878 | 1121.0605 | 1131.2751 | 1140.0993 | 1152.2205 | 1158.7217
Scenario 3: Aggressive Fuel Sub | PG&E | Com | BldgEnv | Com - School | Rate Impact Measure Test | Energy Efficiency | 4992.8056 | 5065.447 | 5093.4372 | 5050.8056 | 4915.0765 | 4752.6989 | 4522.4143 | 4223.1078 | 3852.5847 | 3432.1105 | 2955.9093 | 2430.2946 | 1830.6999
Scenario 3: Aggressive Fuel Sub | PG&E | Com | BldgEnv | Com - School | Total Resource Cost Test | Energy Efficiency | 2496.8515 | 2583.0864 | 2665.4927 | 2736.3285 | 2784.0302 | 2840.4007 | 2884.8892 | 2933.0888 | 2975.4622 | 3018.7231 | 3060.1492 | 3110.9877 | 3149.6799
Scenario 3: Aggressive Fuel Sub | PG&E | Com | BldgEnv | Com - Warehouse | Participant Cost Test | Energy Efficiency | 310151.0873 | 310293.8849 | 297219.3377 | 271808.4533 | 236424.2168 | 194477.7842 | 149508.9405 | 104870.2623 | 62977.8823 | 25440.9982 | 6836.6002 | 6893.8951 | 6959.3972
Scenario 3: Aggressive Fuel Sub | PG&E | Com | BldgEnv | Com - Warehouse | Program Administrator Cost Test | Energy Efficiency | 209326.2395 | 205542.0337 | 193420.0814 | 174000.3633 | 149156.7729 | 121364.2262 | 92739.9252 | 65420.3409 | 40637.0925 | 19254.1362 | 9121.341 | 9173.3151 | 9231.2023
Scenario 3: Aggressive Fuel Sub | PG&E | Com | BldgEnv | Com - Warehouse | Rate Impact Measure Test | Energy Efficiency | 698381.6788 | 694739.4782 | 662980.6621 | 604719.0062 | 525340.7142 | 432735.8138 | 334016.2256 | 223514.1409 | 125764.5493 | 52502.4548 | 21454.8905 | 17837.4075 | 13801.4911
Scenario 3: Aggressive Fuel Sub | PG&E | Com | BldgEnv | Com - Warehouse | Total Resource Cost Test | Energy Efficiency | 416817.8454 | 413104.7851 | 392198.8831 | 355733.8668 | 307170.6246 | 251271.161 | 192527.0872 | 135318.3536 | 82494.5805 | 35993.1706 | 13522.6878 | 13611.61 | 13711.7293
Scenario 3: Aggressive Fuel Sub | PG&E | Com | ComRefrig | Com - College | Participant Cost Test | Energy Efficiency | 892.6324 | 577.2656 | 339.085 | 176.6954 | 100.0199 | 2827.5731 | 3254.645 | 3341.7634 | 3438.1003 | 3531.589 | 3622.9972 | 3707.5384 | 3800.7223
Scenario 3: Aggressive Fuel Sub | PG&E | Com | ComRefrig | Com - College | Program Administrator Cost Test | Energy Efficiency | 298.2114 | 190.9291 | 111.23 | 57.7689 | 32.0809 | 530.6985 | 595.0306 | 598.6064 | 603.4293 | 607.3563 | 610.5582 | 612.2824 | 615.103
Scenario 3: Aggressive Fuel Sub | PG&E | Com | ComRefrig | Com - College | Rate Impact Measure Test | Energy Efficiency | 3264.2323 | 1996.9185 | 1108.826 | 544.8942 | 283.9496 | 4188.78 | 4295.9402 | 3889.1466 | 3458.4153 | 2979.0821 | 2457.928 | 1887.3746 | 1277.7343
Scenario 3: Aggressive Fuel Sub | PG&E | Com | ComRefrig | Com - College | Total Resource Cost Test | Energy Efficiency | 858.0261 | 553.3809 | 324.3347 | 168.8586 | 95.0993 | 2394.2754 | 2743.5296 | 2807.3085 | 2878.5156 | 2947.0284 | 3013.5177 | 3074.0448 | 3141.4791
Scenario 3: Aggressive Fuel Sub | PG&E | Com | ComRefrig | Com - Grocery | Participant Cost Test | Energy Efficiency | 658682.2974 | 327702.1664 | 160380.2132 | 93514.2231 | 59517.4916 | 3413629.5636 | 4011842.4257 | 4129878.6272 | 4241282.5287 | 4354093.2283 | 4469414.233 | 4586328.7699 | 4707928.2791
Scenario 3: Aggressive Fuel Sub | PG&E | Com | ComRefrig | Com - Grocery | Program Administrator Cost Test | Energy Efficiency | 223573.98 | 111482.8107 | 54161.8848 | 30095.557 | 18083.2391 | 637377.1412 | 732995.862 | 739325.9505 | 743982.7338 | 748424.0223 | 752835.7879 | 757058.1025 | 761588.3849
Scenario 3: Aggressive Fuel Sub | PG&E | Com | ComRefrig | Com - Grocery | Rate Impact Measure Test | Energy Efficiency | 2447248.2158 | 1165993.6801 | 539927.2703 | 283870.6435 | 160055.7071 | 5028361.9491 | 5291647.8439 | 4803087.6985 | 4263714.1742 | 3670823.7411 | 3030550.8089 | 2333550.135 | 1581974.2289
Scenario 3: Aggressive Fuel Sub | PG&E | Com | ComRefrig | Com - Grocery | Total Resource Cost Test | Energy Efficiency | 635898.9967 | 316564.3609 | 154617.4815 | 88992.8693 | 55802.2481 | 2887931.2353 | 3381448.3202 | 3469023.4093 | 3550647.4644 | 3633087.7743 | 3717262.2126 | 3802403.9842 | 3891066.0487
Scenario 3: Aggressive Fuel Sub | PG&E | Com | ComRefrig | Com - Health | Participant Cost Test | Energy Efficiency | 0 | 0 | 0 | 0 | 0 | 0 | 0 | 0 | 0 | 0 | 0 | 0 | 0
Scenario 3: Aggressive Fuel Sub | PG&E | Com | ComRefrig | Com - Health | Program Administrator Cost Test | Energy Efficiency | 0 | 0 | 0 | 0 | 0 | 0 | 0 | 0 | 0 | 0 | 0 | 0 | 0
Scenario 3: Aggressive Fuel Sub | PG&E | Com | ComRefrig | Com - Health | Rate Impact Measure Test | Energy Efficiency | 0 | 0 | 0 | 0 | 0 | 0 | 0 | 0 | 0 | 0 | 0 | 0 | 0
Scenario 3: Aggressive Fuel Sub | PG&E | Com | ComRefrig | Com - Health | Total Resource Cost Test | Energy Efficiency | 0 | 0 | 0 | 0 | 0 | 0 | 0 | 0 | 0 | 0 | 0 | 0 | 0
Scenario 3: Aggressive Fuel Sub | PG&E | Com | ComRefrig | Com - Refrig. Warehouse | Participant Cost Test | Energy Efficiency | 1920.6963 | 1189.9561 | 662.0024 | 314.9927 | 200.2303 | 7343.4814 | 8977.2292 | 9276.1023 | 9561.3367 | 9851.7079 | 10142.4112 | 10441.1889 | 10749.4056
Scenario 3: Aggressive Fuel Sub | PG&E | Com | ComRefrig | Com - Refrig. Warehouse | Program Administrator Cost Test | Energy Efficiency | 642.9854 | 394.5304 | 217.9341 | 103.833 | 63.5737 | 1372.5687 | 1639.1557 | 1659.5607 | 1676.1843 | 1692.4182 | 1707.4481 | 1722.5834 | 1738.0063
Scenario 3: Aggressive Fuel Sub | PG&E | Com | ComRefrig | Com - Refrig. Warehouse | Rate Impact Measure Test | Energy Efficiency | 7038.1392 | 4126.3761 | 2172.5341 | 979.3855 | 562.6941 | 10829.3491 | 11832.5686 | 10780.7282 | 9605.4694 | 8300.3526 | 6872.9635 | 5309.4113 | 3610.0578
Scenario 3: Aggressive Fuel Sub | PG&E | Com | ComRefrig | Com - Refrig. Warehouse | Total Resource Cost Test | Energy Efficiency | 1847.2633 | 1141.4683 | 633.813 | 301.6861 | 189.872 | 6213.7031 | 7565.7815 | 7790.9481 | 8003.6109 | 8219.5646 | 8434.8094 | 8655.7886 | 8883.6001
Scenario 3: Aggressive Fuel Sub | PG&E | Com | ComRefrig | Com - Restaurant | Participant Cost Test | Energy Efficiency | 23277.3826 | 11913.0364 | 5805.6267 | 3464.3362 | 2064.6297 | 116400.0847 | 133277.6856 | 136669.3867 | 139950.2162 | 143260.8705 | 146577.3096 | 120572.0309 | 316583.988
Scenario 3: Aggressive Fuel Sub | PG&E | Com | ComRefrig | Com - Restaurant | Program Administrator Cost Test | Energy Efficiency | 7896.8747 | 4046.3002 | 1964.217 | 1120.1797 | 627.3244 | 21737.4932 | 24359.7219 | 24475.359 | 24558.1982 | 24633.8583 | 24698.4396 | 19938.8906 | 51081.3715
Scenario 3: Aggressive Fuel Sub | PG&E | Com | ComRefrig | Com - Restaurant | Rate Impact Measure Test | Energy Efficiency | 86439.4527 | 42320.0707 | 19580.8241 | 10565.8826 | 5552.4813 | 171493.5025 | 175864.7222 | 159012.3432 | 140746.8177 | 120827.1558 | 99427.4513 | 61469.8087 | 106086.7191
Scenario 3: Aggressive Fuel Sub | PG&E | Com | ComRefrig | Com - Restaurant | Total Resource Cost Test | Energy Efficiency | 22469.0483 | 11503.0885 | 5599.8381 | 3300.9484 | 1935.7706 | 98477.4699 | 112342.2155 | 114806.8275 | 117168.1835 | 119544.8031 | 121916.8092 | 99991.4334 | 261551.3479
Scenario 3: Aggressive Fuel Sub | PG&E | Com | ComRefrig | Com - Retail | Participant Cost Test | Energy Efficiency | 304155.2297 | 156003.0886 | 28639.5919 | 58726.9822 | 34844.0475 | 1465144.9467 | 1695737.2343 | 1745337.7397 | 1792258.9656 | 1839675.3167 | 1888216.0285 | 1937443.0998 | 1988584.1213
Scenario 3: Aggressive Fuel Sub | PG&E | Com | ComRefrig | Com - Retail | Program Administrator Cost Test | Energy Efficiency | 103068.7289 | 52847.1364 | 9046.9688 | 19311.3377 | 10883.7723 | 273643.6897 | 309937.3182 | 312553.901 | 314487.308 | 316314.1948 | 318141.3575 | 319892.2081 | 321764.0826
Scenario 3: Aggressive Fuel Sub | PG&E | Com | ComRefrig | Com - Retail | Rate Impact Measure Test | Energy Efficiency | 1128193.7325 | 552725.8116 | 90187.1338 | 182150.5369 | 96332.8452 | 2158883.0177 | 2237589.9977 | 2030605.3719 | 1802366.7625 | 1551486.7534 | 1280718.2387 | 986056.8562 | 668381.1657
Scenario 3: Aggressive Fuel Sub | PG&E | Com | ComRefrig | Com - Retail | Total Resource Cost Test | Energy Efficiency | 293502.1999 | 150525.4402 | 27121.8991 | 56209.1907 | 32901.2878 | 1239574.3489 | 1429368.3821 | 1466134.746 | 1500491.412 | 1535111.3732 | 1570518.6027 | 1606346.6124 | 1643609.0204
Scenario 3: Aggressive Fuel Sub | PG&E | Com | ComRefrig | Com - School | Participant Cost Test | Energy Efficiency | 79.5633 | 73.5504 | 70.2443 | 67.0871 | 64.072 | 5500.6414 | 7068.1314 | 7251.8522 | 7433.2094 | 7618.8173 | 7808.7071 | 8011.0322 | 8213.2595
Scenario 3: Aggressive Fuel Sub | PG&E | Com | ComRefrig | Com - School | Program Administrator Cost Test | Energy Efficiency | 26.2212 | 23.6721 | 22.1615 | 20.7473 | 19.4235 | 1023.579 | 1287.2479 | 1294.3613 | 1300.3018 | 1306.2494 | 1312.1918 | 1319.4504 | 1325.9139
Scenario 3: Aggressive Fuel Sub | PG&E | Com | ComRefrig | Com - School | Rate Impact Measure Test | Energy Efficiency | 287.0182 | 247.5854 | 220.9226 | 195.6954 | 171.9187 | 8072.2377 | 9289.6842 | 8406.2269 | 7449.7494 | 6405.0953 | 5280.9863 | 4066.2378 | 2753.788
Scenario 3: Aggressive Fuel Sub | PG&E | Com | ComRefrig | Com - School | Total Resource Cost Test | Energy Efficiency | 76.1977 | 69.9955 | 66.5 | 63.1841 | 60.0384 | 4650.8261 | 5954.2423 | 6088.4091 | 6220.0043 | 6354.5804 | 6492.15 | 6639.4533 | 6786.0665
Scenario 3: Aggressive Fuel Sub | PG&E | Com | FoodServ | Com - College | Participant Cost Test | Energy Efficiency | 266348.2548 | 276151.0045 | 281952.1917 | 308192.9001 | 324029.6852 | 335910.4003 | 345881.3647 | 355163.4105 | 365853.9516 | 376424.577 | 393210.9342 | 406196.669 | 418071.9497
Scenario 3: Aggressive Fuel Sub | PG&E | Com | FoodServ | Com - College | Participant Cost Test | Fuel Substitution | 2756.4144 | 3024.6263 | 3249.6275 | 3449.8558 | 3625.2035 | 3801.2817 | 4019.9956 | 4241.7137 | 4506.3115 | 4769.8332 | 5051.7192 | 5348.2453 | 5689.1063
Scenario 3: Aggressive Fuel Sub | PG&E | Com | FoodServ | Com - College | Program Administrator Cost Test | Energy Efficiency | 207541.5204 | 212383.6834 | 213334.0713 | 232757.9089 | 228734.4163 | 232256.7232 | 235465.8813 | 237951.1392 | 241286.5886 | 244342.6701 | 248902.7565 | 251809.0931 | 254673.6423
Scenario 3: Aggressive Fuel Sub | PG&E | Com | FoodServ | Com - College | Program Administrator Cost Test | Fuel Substitution | 2882.1439 | 3320.9449 | 3777.7461 | 4253.3686 | 4770.4711 | 5394.1479 | 6117.3815 | 6917.1168 | 7845.0266 | 8876.1246 | 10094.0779 | 11435.4908 | 12967.5384
Scenario 3: Aggressive Fuel Sub | PG&E | Com | FoodServ | Com - College | Rate Impact Measure Test | Energy Efficiency | 788061.9202 | 813537.5656 | 795156.0982 | 821110.2741 | 797762.1475 | 769053.0726 | 731665.381 | 685766.1677 | 635938.8381 | 577765.0652 | 513319.072 | 437436.5675 | 352630.5272
Scenario 3: Aggressive Fuel Sub | PG&E | Com | FoodServ | Com - College | Rate Impact Measure Test | Fuel Substitution | 2936.4536 | 3392.3805 | 3857.8335 | 4341.4955 | 4865.3752 | 5495.1053 | 6222.1669 | 7023.26 | 7948.3745 | 8972.7742 | 10178.1624 | 11500.629 | 13006.0185
Scenario 3: Aggressive Fuel Sub | PG&E | Com | FoodServ | Com - College | Total Resource Cost Test | Energy Efficiency | 333599.2514 | 343499.2166 | 347845.7071 | 379351.6113 | 387108.3138 | 397455.6256 | 406253.7287 | 414047.7764 | 423403.4382 | 432460.54 | 444922.0848 | 454467.8669 | 463874.2248
Scenario 3: Aggressive Fuel Sub | PG&E | Com | FoodServ | Com - College | Total Resource Cost Test | Fuel Substitution | 3649.9466 | 4208.3908 | 4792.625 | 5402.9875 | 6061.5152 | 6849.0734 | 7774.1174 | 8805.0708 | 10009.8678 | 11358.0087 | 12938.7023 | 14695.9895 | 16709.9073
Scenario 3: Aggressive Fuel Sub | PG&E | Com | FoodServ | Com - Grocery | Participant Cost Test | Energy Efficiency | 1480216.9476 | 1539855.7592 | 1600525.6604 | 1660535.3758 | 1794013.7353 | 1867319.0384 | 1928568.8547 | 1990563.5272 | 2049604.9125 | 2110656.8495 | 2292452.607 | 2430048.481 | 2521757.219
Scenario 3: Aggressive Fuel Sub | PG&E | Com | FoodServ | Com - Grocery | Participant Cost Test | Fuel Substitution | 27646.5519 | 30224.0328 | 32424.7704 | 34369.3961 | 36056.5804 | 37486.1529 | 38881.0991 | 40103.2386 | 41421.5021 | 42599.9305 | 43822.2071 | 45068.3335 | 46543.516
Scenario 3: Aggressive Fuel Sub | PG&E | Com | FoodServ | Com - Grocery | Program Administrator Cost Test | Energy Efficiency | 1432133.2913 | 1473095.6746 | 1513043.693 | 1550360.2545 | 1600774.3147 | 1636764.423 | 1667350.7735 | 1697097.6624 | 1722852.6194 | 1749111.9103 | 1809236.1047 | 1855476.7581 | 1888745.4822
Scenario 3: Aggressive Fuel Sub | PG&E | Com | FoodServ | Com - Grocery | Program Administrator Cost Test | Fuel Substitution | 29058.2932 | 33423.7922 | 37940.987 | 42609.4889 | 47639.3482 | 53309.8894 | 59154.2086 | 65181.8332 | 71588.0741 | 78326.7669 | 86018.9476 | 94022.9282 | 102699.102
Scenario 3: Aggressive Fuel Sub | PG&E | Com | FoodServ | Com - Grocery | Rate Impact Measure Test | Energy Efficiency | 4528711.7185 | 4687798.3834 | 4705903.0757 | 4643054.9819 | 4663612.1684 | 4539969.9856 | 4358273.2828 | 4138781.0662 | 3872466.0129 | 3566389.4414 | 3261551.4022 | 2883945.1486 | 2433666.4479
Scenario 3: Aggressive Fuel Sub | PG&E | Com | FoodServ | Com - Grocery | Rate Impact Measure Test | Fuel Substitution | 29250.2459 | 33675.2561 | 38221.7052 | 42917.0071 | 47968.9602 | 53658.7623 | 59514.3971 | 65544.6459 | 71939.2938 | 78653.2631 | 86301.2339 | 94240.1887 | 102825.4605
Scenario 3: Aggressive Fuel Sub | PG&E | Com | FoodServ | Com - Grocery | Total Resource Cost Test | Energy Efficiency | 2019917.4055 | 2085065.5711 | 2149969.0618 | 2212360.1977 | 2334734.2253 | 2405223.783 | 2463416.1081 | 2521341.4307 | 2574318.3596 | 2628824.0543 | 2754301.6506 | 2852942.4632 | 2925200.0272
Scenario 3: Aggressive Fuel Sub | PG&E | Com | FoodServ | Com - Grocery | Total Resource Cost Test | Fuel Substitution | 37271.6648 | 42911.9394 | 48781.2202 | 54871.4921 | 61381.8346 | 68646.9723 | 76240.8878 | 84148.6394 | 92628.1625 | 101613.3911 | 111741.9107 | 122410.5856 | 134023.8947
Scenario 3: Aggressive Fuel Sub | PG&E | Com | FoodServ | Com - Health | Participant Cost Test | Energy Efficiency | 613035.1436 | 637310.8891 | 667403.6305 | 689148.9905 | 792397.9702 | 823253.5764 | 872438.1087 | 885170.7816 | 911515.1846 | 935741.3677 | 992223.7662 | 1039402.1801 | 1075648.5202
Scenario 3: Aggressive Fuel Sub | PG&E | Com | FoodServ | Com - Health | Participant Cost Test | Fuel Substitution | 7575.8501 | 8396.7826 | 9148.3997 | 9903.7053 | 10616.38 | 11291.9228 | 11935.1448 | 12540.7729 | 13157.6634 | 13752.1224 | 14381.6709 | 15043.2319 | 15992.9907
Scenario 3: Aggressive Fuel Sub | PG&E | Com | FoodServ | Com - Health | Program Administrator Cost Test | Energy Efficiency | 590000.2571 | 605888.977 | 626726.2448 | 638477.1543 | 671094.3486 | 680833.7 | 712567.9825 | 711654.6272 | 722094.0814 | 730235.9583 | 745832.3855 | 762074.4073 | 774215.2559
Scenario 3: Aggressive Fuel Sub | PG&E | Com | FoodServ | Com - Health | Program Administrator Cost Test | Fuel Substitution | 8117.9224 | 9449.2721 | 10879.9192 | 12462.463 | 14220.969 | 16262.5323 | 18375.3177 | 20617.3708 | 23001.1482 | 25580.1478 | 28574.9815 | 31800.4391 | 35809.9994
Scenario 3: Aggressive Fuel Sub | PG&E | Com | FoodServ | Com - Health | Rate Impact Measure Test | Energy Efficiency | 1979203.0533 | 2048217.6747 | 2065860.667 | 2026578.1292 | 2112978.0645 | 2045702.4744 | 2004500.759 | 1867942.7307 | 1739890.9127 | 1587294.5436 | 1423684.4231 | 1241552.6444 | 1028039.5308
Scenario 3: Aggressive Fuel Sub | PG&E | Com | FoodServ | Com - Health | Rate Impact Measure Test | Fuel Substitution | 8283.6099 | 9668.2937 | 11126.4054 | 12734.5978 | 14514.8574 | 16575.943 | 18701.3822 | 20948.4353 | 23324.3049 | 25883.2248 | 28839.5207 | 32006.8803 | 35940.2721
Scenario 3: Aggressive Fuel Sub | PG&E | Com | FoodServ | Com - Health | Total Resource Cost Test | Energy Efficiency | 847400.1689 | 873911.2707 | 907892.5704 | 929554.2628 | 1022290.4586 | 1048824.2982 | 1103314.0941 | 1109708.4091 | 1133368.9733 | 1153898.9721 | 1191473.1155 | 1227931.4098 | 1257232.7644
Scenario 3: Aggressive Fuel Sub | PG&E | Com | FoodServ | Com - Health | Total Resource Cost Test | Fuel Substitution | 10350.6265 | 12057.3292 | 13899.7575 | 15943.4943 | 18199.455 | 20797.0149 | 23517.1934 | 26427.356 | 29547.163 | 32948.2232 | 36861.0792 | 41118.5202 | 46413.8693
Scenario 3: Aggressive Fuel Sub | PG&E | Com | FoodServ | Com - Lodging | Participant Cost Test | Energy Efficiency | 493938.1348 | 517677.1697 | 541787.1216 | 564733.4334 | 629015.4175 | 661709.5684 | 687519.6176 | 713762.1601 | 740017.2948 | 767719.0651 | 832784.6979 | 885977.0344 | 939132.1378
Scenario 3: Aggressive Fuel Sub | PG&E | Com | FoodServ | Com - Lodging | Participant Cost Test | Fuel Substitution | 8136.1783 | 8948.7968 | 9642.176 | 10324.8933 | 10948.3681 | 11492.6533 | 11977.6025 | 12399.8556 | 12807.2756 | 13163.047 | 13524.1465 | 13904.2901 | 14878.4078
Scenario 3: Aggressive Fuel Sub | PG&E | Com | FoodServ | Com - Lodging | Program Administrator Cost Test | Energy Efficiency | 516941.8285 | 534736.7506 | 551985.3281 | 567153.3521 | 592972.4726 | 608810.2614 | 622696.1037 | 636230.7602 | 649064.9742 | 662558.4599 | 686095.6874 | 703790.3907 | 729278.9771
Scenario 3: Aggressive Fuel Sub | PG&E | Com | FoodServ | Com - Lodging | Program Administrator Cost Test | Fuel Substitution | 8495.3902 | 9822.5148 | 11203.2829 | 12717.2485 | 14383.9318 | 16272.2865 | 18174.2494 | 20144.4241 | 22184.793 | 24337.0643 | 26799.8123 | 29425.0099 | 33420.7568
Scenario 3: Aggressive Fuel Sub | PG&E | Com | FoodServ | Com - Lodging | Rate Impact Measure Test | Energy Efficiency | 1803870.9404 | 1874392.0318 | 1893801.264 | 1881816.944 | 1916418.0472 | 1871838.0341 | 1799120.4508 | 1708452.9525 | 1598316.3937 | 1469771.6522 | 1332785.8704 | 1162078.31 | 975724.6911
Scenario 3: Aggressive Fuel Sub | PG&E | Com | FoodServ | Com - Lodging | Rate Impact Measure Test | Fuel Substitution | 8580.8504 | 9934.718 | 11328.7315 | 12854.8268 | 14531.4942 | 16428.5599 | 18335.6807 | 20307.143 | 22342.4528 | 24483.8004 | 26926.8836 | 29528.0727 | 33489.2288
Scenario 3: Aggressive Fuel Sub | PG&E | Com | FoodServ | Com - Lodging | Total Resource Cost Test | Energy Efficiency | 708495.9748 | 735870.6796 | 763012.6404 | 787799.1615 | 848617.7336 | 880567.9022 | 906293.4079 | 931989.6577 | 957129.9114 | 983640.7436 | 1031698.0189 | 1070143.7667 | 1119389.1721
Scenario 3: Aggressive Fuel Sub | PG&E | Com | FoodServ | Com - Lodging | Total Resource Cost Test | Fuel Substitution | 10828.9683 | 12530.5586 | 14310.0025 | 16266.7743 | 18405.3566 | 20806.6659 | 23257.0561 | 25818.4164 | 28495.8976 | 31341.6489 | 34560.4899 | 38027.6955 | 43315.5529
Scenario 3: Aggressive Fuel Sub | PG&E | Com | FoodServ | Com - Office (Large) | Participant Cost Test | Energy Efficiency | 4529.3134 | 4642.8902 | 4769.9631 | 4891.0065 | 5022.8177 | 5153.7812 | 5295.2284 | 5429.6001 | 5557.6914 | 5699.6899 | 5842.8075 | 5991.0908 | 6145.3014
Scenario 3: Aggressive Fuel Sub | PG&E | Com | FoodServ | Com - Office (Large) | Program Administrator Cost Test | Energy Efficiency | 5445.9916 | 5518.6116 | 5605.2472 | 5682.7421 | 5770.7044 | 5855.594 | 5950.25 | 6034.8426 | 6110.5778 | 6199.7053 | 6288.0453 | 6366.5998 | 6402.4275
Scenario 3: Aggressive Fuel Sub | PG&E | Com | FoodServ | Com - Office (Large) | Rate Impact Measure Test | Energy Efficiency | 44172.7433 | 44437.1236 | 44944.2381 | 45331.2278 | 42937.6541 | 40170.6481 | 37183.4414 | 33807.4968 | 30117.2195 | 26138.8452 | 21827.5988 | 17128.317 | 12005.358
Scenario 3: Aggressive Fuel Sub | PG&E | Com | FoodServ | Com - Office (Large) | Total Resource Cost Test | Energy Efficiency | 7031.2513 | 7143.6232 | 7274.7342 | 7394.5943 | 7528.6906 | 7659.4175 | 7803.58 | 7935.2027 | 8055.7698 | 8194.5968 | 8333.0279 | 8472.8199 | 8604.8475
Scenario 3: Aggressive Fuel Sub | PG&E | Com | FoodServ | Com - Office (Small) | Participant Cost Test | Energy Efficiency | 1159.6915 | 1194.2111 | 1230.2759 | 906.5658 | 3121.8053 | 1323.9198 | 1362.902 | 1402.7436 | 1442.9651 | 1484.6166 | 1527.5763 | 1571.8353 | 1617.5523
Scenario 3: Aggressive Fuel Sub | PG&E | Com | FoodServ | Com - Office (Small) | Program Administrator Cost Test | Energy Efficiency | 1394.399 | 1419.458 | 1445.7136 | 1053.3169 | 3586.6353 | 1504.2037 | 1531.4934 | 1559.1087 | 1586.5132 | 1614.8572 | 1643.9818 | 1670.3546 | 1685.2325
Scenario 3: Aggressive Fuel Sub | PG&E | Com | FoodServ | Com - Office (Small) | Rate Impact Measure Test | Energy Efficiency | 11310.0487 | 11429.8002 | 11592.0843 | 8402.3077 | 26686.8126 | 10319.1642 | 9570.387 | 8734.2065 | 7819.4512 | 6808.4693 | 5706.7297 | 4493.8216 | 3160.0231
Scenario 3: Aggressive Fuel Sub | PG&E | Com | FoodServ | Com - Office (Small) | Total Resource Cost Test | Energy Efficiency | 1800.2911 | 1837.4318 | 1876.3102 | 1370.6149 | 4679.2672 | 1967.5756 | 2008.5091 | 2050.0689 | 2091.5509 | 2134.473 | 2178.6335 | 2222.947 | 2264.9485
Scenario 3: Aggressive Fuel Sub | PG&E | Com | FoodServ | Com - Other | Participant Cost Test | Energy Efficiency | 1719842.2716 | 1789734.2874 | 1861220.5315 | 1931785.5662 | 2072404.0644 | 2157451.2535 | 2235425.7259 | 2312539.9428 | 2385661.1892 | 2463328.4135 | 2576908.7622 | 2676199.9776 | 2767080.7469
Scenario 3: Aggressive Fuel Sub | PG&E | Com | FoodServ | Com - Other | Participant Cost Test | Fuel Substitution | 34072.0611 | 37764.9317 | 40792.3397 | 43490.7425 | 45839.1553 | 47674.3709 | 49355.1014 | 50677.6814 | 51900.4381 | 52751.8247 | 53424.5724 | 53846.727 | 54239.1619
Scenario 3: Aggressive Fuel Sub | PG&E | Com | FoodServ | Com - Other | Program Administrator Cost Test | Energy Efficiency | 1661551.3474 | 1705889.1428 | 1749251.52 | 1789228.8317 | 1842059.6412 | 1881004.5346 | 1916857.6758 | 1949758.046 | 1977244.7705 | 2006789.8281 | 2046050.2482 | 2080234.2553 | 2111820.1858
Scenario 3: Aggressive Fuel Sub | PG&E | Com | FoodServ | Com - Other | Program Administrator Cost Test | Fuel Substitution | 33022.785 | 38456.2696 | 44184.6535 | 50223.1387 | 56849.9102 | 64241.1055 | 71948.9558 | 79970.0832 | 88446.5965 | 97392.4602 | 107572.5649 | 118108.5172 | 129419.671
Scenario 3: Aggressive Fuel Sub | PG&E | Com | FoodServ | Com - Other | Rate Impact Measure Test | Energy Efficiency | 6163581.4795 | 6366583.4461 | 6324511.3369 | 6220992.8107 | 6185071.5394 | 5998576.2253 | 5747028.9328 | 5433469.0976 | 5050257.5366 | 4611296.3958 | 4119193.8411 | 3545658.2322 | 2888711.6231
Scenario 3: Aggressive Fuel Sub | PG&E | Com | FoodServ | Com - Other | Rate Impact Measure Test | Fuel Substitution | 33215.2006 | 38709.3753 | 44468.3865 | 50535.3059 | 57186.0145 | 64598.5291 | 72319.7905 | 80345.5543 | 88812.0568 | 97734.1404 | 107869.7507 | 118338.6735 | 129554.3734
Scenario 3: Aggressive Fuel Sub | PG&E | Com | FoodServ | Com - Other | Total Resource Cost Test | Energy Efficiency | 2413033.458 | 2490352.8191 | 2567760.349 | 2641780.0085 | 2773083.7919 | 2856654.4951 | 2932964.8295 | 3006366.0124 | 3072961.5986 | 3144014.9182 | 3236409.6375 | 3319979.6603 | 3399181.3883
Scenario 3: Aggressive Fuel Sub | PG&E | Com | FoodServ | Com - Other | Total Resource Cost Test | Fuel Substitution | 41252.7938 | 48071.9065 | 55294.2159 | 62931.8327 | 71256.4748 | 80463.5025 | 90193.8511 | 100411.0415 | 111309.1274 | 122895.432 | 135946.8741 | 149617.6742 | 164369.8737
Scenario 3: Aggressive Fuel Sub | PG&E | Com | FoodServ | Com - Restaurant | Participant Cost Test | Energy Efficiency | 3317696.7783 | 3445989.0766 | 3578059.2418 | 3707319.1367 | 3995836.0705 | 4144124.1598 | 4276612.9564 | 4407700.0158 | 4537565.1746 | 4671645.9877 | 5062341.0008 | 4128806.0028 | 13137890.1097
Scenario 3: Aggressive Fuel Sub | PG&E | Com | FoodServ | Com - Restaurant | Participant Cost Test | Fuel Substitution | 85605.5466 | 94170.0168 | 101372.7507 | 107771.5944 | 113341.0484 | 117762.8706 | 121639.7863 | 124730.2957 | 127644.5993 | 129803.1517 | 131746.9427 | 118912.0205 | 122616.2034
Scenario 3: Aggressive Fuel Sub | PG&E | Com | FoodServ | Com - Restaurant | Program Administrator Cost Test | Energy Efficiency | 3722750.3309 | 3818690.3182 | 3913612.4567 | 4000275.0528 | 4117660.9318 | 4192744.1307 | 4262484.1831 | 4326986.309 | 4386865.6177 | 4447622.8723 | 4578750.1098 | 3641898.0981 | 10956843.1352
Scenario 3: Aggressive Fuel Sub | PG&E | Com | FoodServ | Com - Restaurant | Program Administrator Cost Test | Fuel Substitution | 87024.9883 | 100668.3062 | 114906.2583 | 129755.1045 | 145884.3925 | 163782.4025 | 181816.2686 | 200245.4083 | 219272.1953 | 238959.7119 | 261134.3306 | 252957.628 | 278880.6875
Scenario 3: Aggressive Fuel Sub | PG&E | Com | FoodServ | Com - Restaurant | Rate Impact Measure Test | Energy Efficiency | 11986192.4039 | 12354346.3547 | 12362566.9188 | 12177697.7998 | 12154337.1536 | 11776588.2066 | 11283802.7439 | 10686445.5303 | 9983139.7463 | 9176216.4455 | 8348447.334 | 5702378.0767 | 14295163.7059
Scenario 3: Aggressive Fuel Sub | PG&E | Com | FoodServ | Com - Restaurant | Rate Impact Measure Test | Fuel Substitution | 87445.0968 | 101219.1909 | 115521.8616 | 130430.2415 | 146608.9283 | 164550.3557 | 182610.3585 | 201046.6407 | 220049.2383 | 239683.4446 | 261761.3378 | 253385.2319 | 279160.294
Scenario 3: Aggressive Fuel Sub | PG&E | Com | FoodServ | Com - Restaurant | Total Resource Cost Test | Energy Efficiency | 4950933.5641 | 5095833.6446 | 5241978.7831 | 5379737.1452 | 5648945.891 | 5791673.4606 | 5919239.9638 | 6041723.1674 | 6159719.9494 | 6280775.0915 | 6550875.1143 | 5255784.7424 | 16004635.2141
Scenario 3: Aggressive Fuel Sub | PG&E | Com | FoodServ | Com - Restaurant | Total Resource Cost Test | Fuel Substitution | 110529.3016 | 127960.1938 | 146244.6017 | 165382.4178 | 186016.0881 | 208698.5423 | 231874.9813 | 255791.2521 | 280728.4475 | 306733.6014 | 335656.7108 | 325862.2506 | 360116.7523
Scenario 3: Aggressive Fuel Sub | PG&E | Com | FoodServ | Com - Retail | Participant Cost Test | Energy Efficiency | 5948.1352 | 6373.2561 | 6848.779 | 2784.9071 | 45792.4707 | 7752.3437 | 8513.7047 | 9031.8612 | 9486.7178 | 9946.0141 | 10412.2442 | 10864.0243 | 11329.7873
Scenario 3: Aggressive Fuel Sub | PG&E | Com | FoodServ | Com - Retail | Program Administrator Cost Test | Energy Efficiency | 7336.9971 | 7778.7598 | 8271.9899 | 3235.7162 | 55008.3746 | 9058.9755 | 9850.7011 | 10340.8968 | 10746.7865 | 11148.3081 | 11548.4014 | 11914.0183 | 12253.8882
Scenario 3: Aggressive Fuel Sub | PG&E | Com | FoodServ | Com - Retail | Rate Impact Measure Test | Energy Efficiency | 51438.0762 | 52915.3091 | 54552.9953 | 25811.3049 | 281208.4654 | 49921.8834 | 49147.7898 | 46326.3515 | 42578.3768 | 38124.0506 | 32984.791 | 27011.5404 | 20241.1154
Scenario 3: Aggressive Fuel Sub | PG&E | Com | FoodServ | Com - Retail | Total Resource Cost Test | Energy Efficiency | 9418.8444 | 10009.3994 | 10669.0625 | 4210.4337 | 71035.7394 | 11772.2958 | 12830.4978 | 13502.0482 | 14067.1378 | 14629.413 | 15192.6869 | 15722.9099 | 16255.1626
Scenario 3: Aggressive Fuel Sub | PG&E | Com | FoodServ | Com - School | Participant Cost Test | Energy Efficiency | 720244.878 | 746979.3717 | 772964.7906 | 798097.4135 | 859628.9373 | 896357.2162 | 923081.0401 | 951299.798 | 980081.332 | 1010084.3251 | 1053582.4281 | 1097613.4757 | 1133409.1476
Scenario 3: Aggressive Fuel Sub | PG&E | Com | FoodServ | Com - School | Participant Cost Test | Fuel Substitution | 3538.4101 | 3791.4469 | 4109.4999 | 4454.5293 | 4826.2173 | 5186.0345 | 5545.4829 | 5902.6664 | 6281.5621 | 6666.6592 | 7102.5474 | 7774.9472 | 8705.6865
Scenario 3: Aggressive Fuel Sub | PG&E | Com | FoodServ | Com - School | Program Administrator Cost Test | Energy Efficiency | 567947.6373 | 580321.4333 | 591286.1959 | 600844.3857 | 617375.2394 | 627858.854 | 635315.7464 | 643299.967 | 651104.6369 | 659210.3722 | 670791.3839 | 681763.0385 | 689009.6733
Scenario 3: Aggressive Fuel Sub | PG&E | Com | FoodServ | Com - School | Program Administrator Cost Test | Fuel Substitution | 3730.9629 | 4195.9495 | 4806.0971 | 5513.4787 | 6362.092 | 7358.3075 | 8424.9986 | 9596.9072 | 10889.8978 | 12340.6207 | 14108.8943 | 16508.1954 | 19628.1461
Scenario 3: Aggressive Fuel Sub | PG&E | Com | FoodServ | Com - School | Rate Impact Measure Test | Energy Efficiency | 2302605.379 | 2363206.8886 | 2336821.4222 | 2287110.3329 | 2274621.8554 | 2197368.4819 | 2084301.7695 | 1954259.0714 | 1804345.8864 | 1633173.7508 | 1443261.2913 | 1226454.6508 | 976538.9991
Scenario 3: Aggressive Fuel Sub | PG&E | Com | FoodServ | Com - School | Rate Impact Measure Test | Fuel Substitution | 3811.9712 | 4300.5581 | 4921.1146 | 5637.4887 | 6492.8295 | 7494.3473 | 8563.0298 | 9733.5208 | 11019.8194 | 12459.2794 | 14214.74 | 16602.0665 | 19690.3588
Scenario 3: Aggressive Fuel Sub | PG&E | Com | FoodServ | Com - School | Total Resource Cost Test | Energy Efficiency | 903771.0053 | 930002.2046 | 954682.2572 | 977730.9056 | 1030866.2991 | 1062768.2199 | 1085574.4389 | 1109750.6784 | 1134156.6047 | 1159585.1433 | 1192896.9627 | 1226360.7414 | 1253894.6357
Scenario 3: Aggressive Fuel Sub | PG&E | Com | FoodServ | Com - School | Total Resource Cost Test | Fuel Substitution | 4744.431 | 5339.0016 | 6122.0238 | 7032.1236 | 8116.8651 | 9380.9572 | 10749.4208 | 12264.1228 | 13947.8447 | 15849.3373 | 18146.2136 | 21285.107 | 25385.8078
Scenario 3: Aggressive Fuel Sub | PG&E | Com | HVAC | Com - College | Participant Cost Test | Energy Efficiency | 852236.4873 | 891490.1135 | 779300.5682 | 1849371.859 | 984324.1653 | 580728.5014 | 140805.2748 | 136062.2487 | 116285.8856 | 119783.089 | 124477.5432 | 125618.9376 | 128288.6615
Scenario 3: Aggressive Fuel Sub | PG&E | Com | HVAC | Com - College | Participant Cost Test | Fuel Substitution | 164830.8829 | 197803.8153 | 212992.756 | 228416.737 | 242654.6898 | 0 | 0 | 0 | 0 | 0 | 0 | 0 | 0
Scenario 3: Aggressive Fuel Sub | PG&E | Com | HVAC | Com - College | Program Administrator Cost Test | Energy Efficiency | 311293.1294 | 309894.3834 | 286427.8369 | 502868.6206 | 296857.5357 | 108476.4254 | 101325.629 | 95019.1303 | 81788.7071 | 82525.017 | 84215.8571 | 83153.7391 | 83168.2317
Scenario 3: Aggressive Fuel Sub | PG&E | Com | HVAC | Com - College | Program Administrator Cost Test | Fuel Substitution | 193059.8607 | 218016.3815 | 236440.1521 | 253125.6819 | 268787.3122 | 0 | 0 | 0 | 0 | 0 | 0 | 0 | 0
Scenario 3: Aggressive Fuel Sub | PG&E | Com | HVAC | Com - College | Rate Impact Measure Test | Energy Efficiency | 1076625.7174 | 1028869.9075 | 953764.9563 | 1203655.4705 | 838599.0544 | 516316.5254 | 456644.1491 | 397545.9032 | 322822.3358 | 284188.5867 | 244740.4607 | 193016.4681 | 140302.9251
Scenario 3: Aggressive Fuel Sub | PG&E | Com | HVAC | Com - College | Rate Impact Measure Test | Fuel Substitution | 254977.9839 | 294256.9252 | 314572.7297 | 333132.0965 | 349127.2685 | 0 | 0 | 0 | 0 | 0 | 0 | 0 | 0
Scenario 3: Aggressive Fuel Sub | PG&E | Com | HVAC | Com - College | Total Resource Cost Test | Energy Efficiency | 508849.314 | 514770.9252 | 482468.8466 | 879964.6385 | 521156.0825 | 273881.2117 | 178942.5209 | 171695.1105 | 149970.5416 | 153159.6943 | 157676.0935 | 157715.2868 | 159742.7838
Scenario 3: Aggressive Fuel Sub | PG&E | Com | HVAC | Com - College | Total Resource Cost Test | Fuel Substitution | 304764.5204 | 359224.9924 | 391520.072 | 421530.6734 | 449783.4981 | 0 | 0 | 0 | 0 | 0 | 0 | 0 | 0
Scenario 3: Aggressive Fuel Sub | PG&E | Com | HVAC | Com - Grocery | Participant Cost Test | Energy Efficiency | 831061.942 | 925313.4741 | 1019613.7209 | 1253635.0448 | 1346266.2528 | 1437698.0222 | 1526007.0615 | 1615587.1241 | 1535334.3914 | 1612248.2427 | 1685531.1711 | 1912475.4234 | 1976277.9789
Scenario 3: Aggressive Fuel Sub | PG&E | Com | HVAC | Com - Grocery | Participant Cost Test | Fuel Substitution | 561985.9112 | 581318.4982 | 599669.4393 | 606493.9124 | 506969.6276 | 32962.9476 | 35002.08 | 36504.6628 | 37591.272 | 38565.4305 | 39397.0259 | 40129.0638 | 40790.7721
Scenario 3: Aggressive Fuel Sub | PG&E | Com | HVAC | Com - Grocery | Program Administrator Cost Test | Energy Efficiency | 340328.2834 | 370612.0326 | 399585.3281 | 524180.7607 | 549744.4163 | 573499.1975 | 594618.8048 | 614740.7276 | 529574.7527 | 544772.4397 | 557920.4331 | 661707.1615 | 667598.3095
Scenario 3: Aggressive Fuel Sub | PG&E | Com | HVAC | Com - Grocery | Program Administrator Cost Test | Fuel Substitution | 948464.0531 | 1050870.2837 | 1146647.2831 | 1232961.3961 | 1292363.3657 | 12182.6411 | 12756.7928 | 13121.0265 | 13338.2722 | 13497.8196 | 13602.5322 | 13669.2295 | 13709.2377
Scenario 3: Aggressive Fuel Sub | PG&E | Com | HVAC | Com - Grocery | Rate Impact Measure Test | Energy Efficiency | 2116947.7856 | 2214011.1894 | 2286440.9329 | 2538016.0715 | 2537331.4029 | 2499068.2813 | 2422842.3797 | 2313475.4546 | 1927465.1774 | 1734980.7164 | 1505019.356 | 1383532.3004 | 1047082.9776
Scenario 3: Aggressive Fuel Sub | PG&E | Com | HVAC | Com - Grocery | Rate Impact Measure Test | Fuel Substitution | 1237306.0239 | 1353342.549 | 1457316.0135 | 1546299.7227 | 1602370.2844 | 72010.646 | 69033.4204 | 64017.5188 | 57626.8244 | 50295.2288 | 42181.2498 | 33329.8408 | 23852.9562
Scenario 3: Aggressive Fuel Sub | PG&E | Com | HVAC | Com - Grocery | Total Resource Cost Test | Energy Efficiency | 671405.4089 | 741244.4538 | 810184.5199 | 1036977.892 | 1103489.5612 | 1168054.4936 | 1228976.8225 | 1289650.1223 | 1166418.0735 | 1216541.8257 | 1263319.0112 | 1474906.307 | 1511240.0829
Scenario 3: Aggressive Fuel Sub | PG&E | Com | HVAC | Com - Grocery | Total Resource Cost Test | Fuel Substitution | 1151530.9243 | 1274832.9333 | 1390790.9177 | 1491549.4641 | 1463426.1857 | 40546.8032 | 42971.5408 | 44730.8861 | 45984.8475 | 47089.9234 | 48018.6273 | 48824.2924 | 49543.1179
Scenario 3: Aggressive Fuel Sub | PG&E | Com | HVAC | Com - Health | Participant Cost Test | Energy Efficiency | 2343426.7145 | 2540200.2556 | 2751642.1217 | 2917391.4688 | 3086621.7355 | 2651359.5725 | 2369913.3217 | 2482893.1492 | 2588713.9901 | 2679734.9966 | 2755864.245 | 2847784.1143 | 2935914.7396
Scenario 3: Aggressive Fuel Sub | PG&E | Com | HVAC | Com - Health | Participant Cost Test | Fuel Substitution | 328487.8317 | 353261.5605 | 377477.1956 | 399105.1227 | 418344.473 | 16321.47 | 17503.7259 | 18420.3327 | 19165.1384 | 19795.4482 | 20347.5219 | 20845.4359 | 21306.341
Scenario 3: Aggressive Fuel Sub | PG&E | Com | HVAC | Com - Health | Program Administrator Cost Test | Energy Efficiency | 1078751.2993 | 1137067.7861 | 1197377.544 | 1234043.41 | 1269693.6864 | 1088406.4506 | 1111187.8491 | 1131756.7084 | 1147619.5693 | 1155298.6841 | 1153508.3576 | 1158678.4164 | 1160578.211
Scenario 3: Aggressive Fuel Sub | PG&E | Com | HVAC | Com - Health | Program Administrator Cost Test | Fuel Substitution | 435921.6296 | 480847.5092 | 522502.1131 | 560301.8024 | 596021.5396 | 5702.3176 | 6032.8227 | 6263.5753 | 6429.9663 | 6553.4708 | 6647.5937 | 6721.229 | 6780.6207
Scenario 3: Aggressive Fuel Sub | PG&E | Com | HVAC | Com - Health | Rate Impact Measure Test | Energy Efficiency | 4436815.5727 | 4561063.3462 | 4672022.9274 | 4651464.535 | 4595800.7851 | 4184347.4398 | 4027955.7022 | 3832993.3172 | 3595308.2868 | 3192304.5103 | 2737593.9328 | 2262428.2251 | 1737931.1634
Scenario 3: Aggressive Fuel Sub | PG&E | Com | HVAC | Com - Health | Rate Impact Measure Test | Fuel Substitution | 667927.5862 | 722448.1729 | 769876.1668 | 808961.6986 | 841270.9611 | 33009.7961 | 31976.1369 | 29939.6682 | 27232.287 | 23954.8343 | 20246.0992 | 16130.356 | 11662.0116
Scenario 3: Aggressive Fuel Sub | PG&E | Com | HVAC | Com - Health | Total Resource Cost Test | Energy Efficiency | 1833412.3087 | 1961937.5172 | 2097829.8974 | 2195806.3141 | 2294287.5514 | 2076974.1478 | 2071066.3103 | 2141753.6332 | 2205176.7274 | 2255159.4271 | 2291233.9944 | 2340888.5054 | 2386288.4942
Scenario 3: Aggressive Fuel Sub | PG&E | Com | HVAC | Com - Health | Total Resource Cost Test | Fuel Substitution | 609919.4533 | 675460.0708 | 737542.7093 | 795201.3427 | 849934.9956 | 19924.8472 | 21329.7087 | 22407.0425 | 23272.6272 | 23997.096 | 24625.1034 | 25186.2654 | 25701.6368
Scenario 3: Aggressive Fuel Sub | PG&E | Com | HVAC | Com - Lodging | Participant Cost Test | Energy Efficiency | 1326552.8715 | 1410498.3166 | 1527276.8698 | 1637200.8667 | 1748773.3934 | 1668481.1389 | 1570047.2952 | 1648271.8582 | 1501674.684 | 1720664.0853 | 1780161.3869 | 1835253.5341 | 1884446.7626
Scenario 3: Aggressive Fuel Sub | PG&E | Com | HVAC | Com - Lodging | Participant Cost Test | Fuel Substitution | 281667.8794 | 301556.9 | 321088.3103 | 321402.7988 | 190934.3506 | 10608.5107 | 11272.061 | 11758.4399 | 8499.8028 | 8728.8482 | 8924.9713 | 9095.5039 | 13203.2739
Scenario 3: Aggressive Fuel Sub | PG&E | Com | HVAC | Com - Lodging | Program Administrator Cost Test | Energy Efficiency | 589199.4785 | 607702.7047 | 638508.8347 | 665087.8179 | 690874.3533 | 633528.5273 | 649681.7272 | 662854.2898 | 547549.7825 | 662481.2856 | 664057.785 | 663071.1169 | 658604.5402
Scenario 3: Aggressive Fuel Sub | PG&E | Com | HVAC | Com - Lodging | Program Administrator Cost Test | Fuel Substitution | 344962.107 | 381580.6334 | 415757.1374 | 446107.9528 | 447382.6258 | 4087.7372 | 4289.2944 | 4419.0391 | 2866.4909 | 2904.6482 | 2930.73 | 2947.5467 | 4673.2592
Scenario 3: Aggressive Fuel Sub | PG&E | Com | HVAC | Com - Lodging | Rate Impact Measure Test | Energy Efficiency | 2422611.6509 | 2446086.0951 | 2513783.0882 | 2546724.1199 | 2559747.3698 | 2419536.2219 | 2361038.105 | 2271543.6029 | 1824062.9148 | 1875261.2516 | 1617606.9215 | 1327056.0346 | 1004335.9927
Scenario 3: Aggressive Fuel Sub | PG&E | Com | HVAC | Com - Lodging | Rate Impact Measure Test | Fuel Substitution | 457290.0566 | 498987.0927 | 536183.6202 | 567400.943 | 567232.721 | 21787.6215 | 20948.9366 | 19490.0619 | 12163.1742 | 10636.6914 | 8941.165 | 7084.4628 | 7690.0756
Scenario 3: Aggressive Fuel Sub | PG&E | Com | HVAC | Com - Lodging | Total Resource Cost Test | Energy Efficiency | 1070356.7941 | 1117962.5985 | 1196699.0463 | 1269383.9816 | 1342338.9365 | 1300629.5198 | 1320003.6712 | 1370911.541 | 1193548.8642 | 1409632.7659 | 1441217.6069 | 1468324.6436 | 1489338.2849
Scenario 3: Aggressive Fuel Sub | PG&E | Com | HVAC | Com - Lodging | Total Resource Cost Test | Fuel Substitution | 534005.7346 | 590162.4153 | 643129.2007 | 674184.0427 | 546052.2824 | 13335.7779 | 14144.2209 | 14728.1397 | 10328.3644 | 10588.498 | 10808.1741 | 10996.459 | 16402.3452
Scenario 3: Aggressive Fuel Sub | PG&E | Com | HVAC | Com - Office (Large) | Participant Cost Test | Energy Efficiency | 5676220.988 | 6017850.7356 | 6349210.6194 | 6632182.924 | 6904929.7863 | 4207262.7535 | 1320621.2622 | 1357044.3715 | 1289438.1836 | 1288361.0728 | 1313149.2322 | 1338320.6846 | 1363824.6932
Scenario 3: Aggressive Fuel Sub | PG&E | Com | HVAC | Com - Office (Large) | Participant Cost Test | Fuel Substitution | 492.9674 | 7383.5889 | 7818.1154 | 8194.2223 | 8510.2401 | 0 | 0 | 0 | 0 | 0 | 0 | 0 | 0
Scenario 3: Aggressive Fuel Sub | PG&E | Com | HVAC | Com - Office (Large) | Program Administrator Cost Test | Energy Efficiency | 1368190.5612 | 1420523.3785 | 1468034.4985 | 1502236.5185 | 1532359.0236 | 295151.9969 | 299592.9772 | 301048.1439 | 272789.087 | 266806.425 | 266476.9959 | 266129.4977 | 265742.3729
Scenario 3: Aggressive Fuel Sub | PG&E | Com | HVAC | Com - Office (Large) | Program Administrator Cost Test | Fuel Substitution | 430.1383 | 4011.2271 | 4215.2999 | 4383.8278 | 4518.8111 | 0 | 0 | 0 | 0 | 0 | 0 | 0 | 0
Scenario 3: Aggressive Fuel Sub | PG&E | Com | HVAC | Com - Office (Large) | Rate Impact Measure Test | Energy Efficiency | 3097564.3414 | 3138059.7231 | 3163953.6119 | 3145194.4018 | 3106253.7248 | 1252845.9741 | 1184448.9909 | 1094201.401 | 885649.3931 | 763062.1668 | 652307.7784 | 532651.7033 | 404007.7875
Scenario 3: Aggressive Fuel Sub | PG&E | Com | HVAC | Com - Office (Large) | Rate Impact Measure Test | Fuel Substitution | 488.5054 | 11173.5961 | 11314.0814 | 11291.6809 | 11115.2387 | 0 | 0 | 0 | 0 | 0 | 0 | 0 | 0
Scenario 3: Aggressive Fuel Sub | PG&E | Com | HVAC | Com - Office (Large) | Total Resource Cost Test | Energy Efficiency | 2732857.5852 | 2868504.6764 | 2999717.1113 | 3105045.9416 | 3205788.8742 | 1577938.2646 | 1022692.6586 | 1044353.6137 | 988826.6868 | 986057.5935 | 999844.1993 | 1013838.7277 | 1028068.8749
Scenario 3: Aggressive Fuel Sub | PG&E | Com | HVAC | Com - Office (Large) | Total Resource Cost Test | Fuel Substitution | 728.9316 | 10239.0706 | 10842.226 | 11363.4064 | 11802.0738 | 0 | 0 | 0 | 0 | 0 | 0 | 0 | 0
Scenario 3: Aggressive Fuel Sub | PG&E | Com | HVAC | Com - Office (Small) | Participant Cost Test | Energy Efficiency | 1191484.8045 | 1274688.7654 | 1352924.0074 | 948397.7473 | 4409843.7991 | 138775.3862 | 167952.7214 | 182072.1718 | 165747.816 | 166686.0008 | 173803.0465 | 180738.5798 | 187442.1465
Scenario 3: Aggressive Fuel Sub | PG&E | Com | HVAC | Com - Office (Small) | Participant Cost Test | Fuel Substitution | 103824.0723 | 112330.3879 | 192492.5649 | 165617.8601 | 173690.4742 | 0 | 0 | 0 | 0 | 0 | 0 | 0 | 0
Scenario 3: Aggressive Fuel Sub | PG&E | Com | HVAC | Com - Office (Small) | Program Administrator Cost Test | Energy Efficiency | 571981.8063 | 598865.8514 | 622620.3722 | 406543.3352 | 2194960.2703 | 63032.4598 | 69592.685 | 72337.0873 | 67930.2617 | 67545.33 | 68505.9712 | 69374.8231 | 70141.6529
Scenario 3: Aggressive Fuel Sub | PG&E | Com | HVAC | Com - Office (Small) | Program Administrator Cost Test | Fuel Substitution | 87817.8519 | 96247.1682 | 167862.3784 | 145509.8459 | 153957.4553 | 0 | 0 | 0 | 0 | 0 | 0 | 0 | 0
Scenario 3: Aggressive Fuel Sub | PG&E | Com | HVAC | Com - Office (Small) | Rate Impact Measure Test | Energy Efficiency | 1200958.369 | 1228901.2336 | 1247209.2947 | 698948.7337 | 5200606.8557 | 348221.6129 | 349657.4507 | 329198.5744 | 279706.9906 | 242711.3147 | 206560.5749 | 165935.5939 | 120792.7124
Scenario 3: Aggressive Fuel Sub | PG&E | Com | HVAC | Com - Office (Small) | Rate Impact Measure Test | Fuel Substitution | 113834.4596 | 123191.5983 | 195293.4109 | 167799.0924 | 175823.1004 | 0 | 0 | 0 | 0 | 0 | 0 | 0 | 0
Scenario 3: Aggressive Fuel Sub | PG&E | Com | HVAC | Com - Office (Small) | Total Resource Cost Test | Energy Efficiency | 782643.6787 | 825983.5452 | 865527.3537 | 578474.3474 | 2995988.9153 | 129275.7867 | 148997.8414 | 158371.4632 | 147242.5214 | 147702.4052 | 152241.8176 | 156609.2922 | 160747.828
Scenario 3: Aggressive Fuel Sub | PG&E | Com | HVAC | Com - Office (Small) | Total Resource Cost Test | Fuel Substitution | 165694.4373 | 182244.5433 | 316917.3942 | 276034.2744 | 293118.1226 | 0 | 0 | 0 | 0 | 0 | 0 | 0 | 0
Scenario 3: Aggressive Fuel Sub | PG&E | Com | HVAC | Com - Other | Participant Cost Test | Energy Efficiency | 2981972.359 | 2529446.4542 | 2339041.2061 | 2504560.9742 | 2658781.7577 | 2808843.9854 | 2949662.7215 | 3075623.5587 | 2451843.2844 | 2589101.1733 | 2711271.4472 | 2820033.5639 | 2927333.4452
Scenario 3: Aggressive Fuel Sub | PG&E | Com | HVAC | Com - Other | Participant Cost Test | Fuel Substitution | 1424247.3354 | 1519827.9529 | 1614978.8923 | 1699197.4015 | 1715478.2083 | 0 | 0 | 0 | 0 | 0 | 0 | 0 | 0
Scenario 3: Aggressive Fuel Sub | PG&E | Com | HVAC | Com - Other | Program Administrator Cost Test | Energy Efficiency | 2465519.6749 | 1755337.1471 | 1370489.7722 | 1405405.4281 | 1428589.1389 | 1456764.7665 | 1481446.5594 | 1494739.7328 | 1142846.5013 | 1159895.7917 | 1172278.4933 | 1180186.112 | 1189150.0121
Scenario 3: Aggressive Fuel Sub | PG&E | Com | HVAC | Com - Other | Program Administrator Cost Test | Fuel Substitution | 2324033.8493 | 2568095.2655 | 2795194.2874 | 3002086.4678 | 3184093.4099 | 0 | 0 | 0 | 0 | 0 | 0 | 0 | 0
Scenario 3: Aggressive Fuel Sub | PG&E | Com | HVAC | Com - Other | Rate Impact Measure Test | Energy Efficiency | 9726045.8681 | 7806839.9583 | 6722372.4824 | 6687784.1795 | 6543717.0234 | 6378192.949 | 6143558.0301 | 5797333.3256 | 4459466.3723 | 3961821.9011 | 3385976.2488 | 2729093.7607 | 2003710.335
Scenario 3: Aggressive Fuel Sub | PG&E | Com | HVAC | Com - Other | Rate Impact Measure Test | Fuel Substitution | 3036343.7968 | 3313240.3951 | 3560235.7589 | 3773376.1862 | 3946964.4664 | 0 | 0 | 0 | 0 | 0 | 0 | 0 | 0
Scenario 3: Aggressive Fuel Sub | PG&E | Com | HVAC | Com - Other | Total Resource Cost Test | Energy Efficiency | 3694915.3413 | 2849064.3717 | 2420498.4789 | 2535810.3335 | 2634544.627 | 2736602.7727 | 2831071.2536 | 2907353.8649 | 2252026.4816 | 2334052.2417 | 2405346 | 2466366.6822 | 2527908.6848
Scenario 3: Aggressive Fuel Sub | PG&E | Com | HVAC | Com - Other | Total Resource Cost Test | Fuel Substitution | 3074171.6031 | 3397872.3939 | 3702461.3682 | 3983163.3182 | 4175625.3551 | 0 | 0 | 0 | 0 | 0 | 0 | 0 | 0
Scenario 3: Aggressive Fuel Sub | PG&E | Com | HVAC | Com - Restaurant | Participant Cost Test | Energy Efficiency | 1766787.1555 | 1970400.4869 | 2172230.0468 | 2364935.678 | 2545245.4599 | 2711838.1461 | 2868196.0732 | 3010759.7897 | 3141822.2488 | 3264239.6114 | 3383186.7618 | 2875021.0085 | 8049056.9841
Scenario 3: Aggressive Fuel Sub | PG&E | Com | HVAC | Com - Restaurant | Participant Cost Test | Fuel Substitution | 143246.2097 | 154868.514 | 165951.5168 | 175900.0396 | 184722.5159 | 19.3518 | 20.529 | 21.3932 | 22.0762 | 22.6428 | 23.1287 | 21.2423 | 21.591
Scenario 3: Aggressive Fuel Sub | PG&E | Com | HVAC | Com - Restaurant | Program Administrator Cost Test | Energy Efficiency | 1002165.4035 | 1094054.9606 | 1181342.5948 | 1259902.0241 | 1328483.8225 | 1386906.5716 | 1437665.5601 | 1479128.8188 | 1512884.5149 | 1540820.4088 | 1566166.4734 | 1301074.2501 | 3871609.4474
Scenario 3: Aggressive Fuel Sub | PG&E | Com | HVAC | Com - Restaurant | Program Administrator Cost Test | Fuel Substitution | 127795.4639 | 140162.0983 | 151491.7179 | 161618.1247 | 171018.3297 | 6.2779 | 6.5731 | 6.7611 | 6.8873 | 6.9739 | 7.0332 | 6.3783 | 6.402
Scenario 3: Aggressive Fuel Sub | PG&E | Com | HVAC | Com - Restaurant | Rate Impact Measure Test | Energy Efficiency | 2733614.8467 | 2911162.4614 | 3058204.3973 | 3160181.5037 | 3212925.5337 | 3215450.508 | 3173353.5894 | 3081653.0598 | 2943485.3159 | 2762732.7821 | 2544071.174 | 1864907.6585 | 4909473.4734
Scenario 3: Aggressive Fuel Sub | PG&E | Com | HVAC | Com - Restaurant | Rate Impact Measure Test | Fuel Substitution | 194836.2021 | 209751.7684 | 222484.5278 | 232727.2537 | 240903.1641 | 35.2945 | 33.8419 | 31.404 | 28.3621 | 24.8122 | 20.886 | 14.9713 | 10.8351
Scenario 3: Aggressive Fuel Sub | PG&E | Com | HVAC | Com - Restaurant | Total Resource Cost Test | Energy Efficiency | 1872587.462 | 2072784.5654 | 2268948.6624 | 2453205.8246 | 2622496.5263 | 2775784.352 | 2917163.6652 | 3043022.0641 | 3155970.7093 | 3259248.772 | 3358458.3963 | 2827153.9041 | 8165216.8893
Scenario 3: Aggressive Fuel Sub | PG&E | Com | HVAC | Com - Restaurant | Total Resource Cost Test | Fuel Substitution | 225813.4219 | 248629.3348 | 270031.2637 | 289695.2998 | 307979.7538 | 23.3994 | 24.7825 | 25.7845 | 26.566 | 27.2059 | 27.7476 | 25.4467 | 25.8267
Scenario 3: Aggressive Fuel Sub | PG&E | Com | HVAC | Com - Retail | Participant Cost Test | Energy Efficiency | 2480387.7041 | 2714619.983 | 2898080.4567 | 2364301.196 | 8339158.2966 | 2995396.4419 | 2696520.3941 | 2852109.7798 | 2556111.9761 | 2610093.52 | 2737293.2063 | 2860197.3415 | 2981852.5766
Scenario 3: Aggressive Fuel Sub | PG&E | Com | HVAC | Com - Retail | Participant Cost Test | Fuel Substitution | 432098.6967 | 468163.8975 | 502933.7757 | 484925.3411 | 512607.5449 | 29286.1453 | 31317.6276 | 32854.6544 | 0 | 0 | 0 | 0 | 0
Scenario 3: Aggressive Fuel Sub | PG&E | Com | HVAC | Com - Retail | Program Administrator Cost Test | Energy Efficiency | 632253.2589 | 674952.5272 | 677340.2657 | 533744.4535 | 2173394.5728 | 568052.9494 | 605645.9401 | 626999.7889 | 537890.1712 | 536523.4575 | 550830.2269 | 563556.8939 | 575463.6881
Scenario 3: Aggressive Fuel Sub | PG&E | Com | HVAC | Com - Retail | Program Administrator Cost Test | Fuel Substitution | 389928.5238 | 427687.1623 | 462326.3915 | 447450.0822 | 473599.6664 | 9626.2485 | 10177.2534 | 10557.9658 | 0 | 0 | 0 | 0 | 0
Scenario 3: Aggressive Fuel Sub | PG&E | Com | HVAC | Com - Retail | Rate Impact Measure Test | Energy Efficiency | 2990015.5995 | 3100955.5372 | 3114201.9024 | 2230699.8544 | 9495490.474 | 2728907.4435 | 2695840.822 | 2548305.7137 | 2068263.9096 | 1810928.7452 | 1567806.06 | 1282318.7244 | 956387.354
Scenario 3: Aggressive Fuel Sub | PG&E | Com | HVAC | Com - Retail | Rate Impact Measure Test | Fuel Substitution | 593136.265 | 638252.4733 | 676876.097 | 642138.1273 | 666405.3645 | 46975.1812 | 45556.8823 | 42743.6132 | 0 | 0 | 0 | 0 | 0
Scenario 3: Aggressive Fuel Sub | PG&E | Com | HVAC | Com - Retail | Total Resource Cost Test | Energy Efficiency | 1519457.7296 | 1655142.0266 | 1737426.382 | 1384310.6341 | 5461469.7746 | 1792834.7242 | 1828296.373 | 1923641.3132 | 1713592.086 | 1741541.628 | 1817392.5338 | 1889868.9264 | 1961194.5174
Scenario 3: Aggressive Fuel Sub | PG&E | Com | HVAC | Com - Retail | Total Resource Cost Test | Fuel Substitution | 700439.8601 | 771343.9508 | 837990.0968 | 815813.0477 | 867818.1372 | 36041.635 | 38485.3511 | 40317.414 | 0 | 0 | 0 | 0 | 0
Scenario 3: Aggressive Fuel Sub | PG&E | Com | HVAC | Com - School | Participant Cost Test | Energy Efficiency | 2588501.8603 | 2727325.838 | 2892990.9245 | 3286910.6086 | 3538580.3599 | 1975747.4234 | 1855021.341 | 1969125.7902 | 1381240.1878 | 1210872.2877 | 1256064.7474 | 1663152.4326 | 1842057.0202
Scenario 3: Aggressive Fuel Sub | PG&E | Com | HVAC | Com - School | Participant Cost Test | Fuel Substitution | 251845.571 | 266920.5499 | 282579.9859 | 324298.2622 | 337253.3901 | 0 | 0 | 0 | 0 | 0 | 0 | 0 | 0
Scenario 3: Aggressive Fuel Sub | PG&E | Com | HVAC | Com - School | Program Administrator Cost Test | Energy Efficiency | 775448.2041 | 814291.4966 | 838330.8691 | 878980.3034 | 900902.16 | 387046.0549 | 390994.4084 | 407787.6 | 345414.2939 | 330411.9742 | 331831.4188 | 357610.748 | 366843.6058
Scenario 3: Aggressive Fuel Sub | PG&E | Com | HVAC | Com - School | Program Administrator Cost Test | Fuel Substitution | 319103.8223 | 344888.3245 | 367180.5866 | 393133.7563 | 409508.1479 | 0 | 0 | 0 | 0 | 0 | 0 | 0 | 0
Scenario 3: Aggressive Fuel Sub | PG&E | Com | HVAC | Com - School | Rate Impact Measure Test | Energy Efficiency | 2428316.0303 | 2512747.3218 | 2505441.1778 | 2604921.4866 | 2588035.2233 | 1759029.5164 | 1656751.8706 | 1566682.9354 | 1179795.93 | 985221.9138 | 846267.8852 | 752994.2248 | 580180.4553
Scenario 3: Aggressive Fuel Sub | PG&E | Com | HVAC | Com - School | Rate Impact Measure Test | Fuel Substitution | 376342.2068 | 403929.0623 | 428459.9414 | 468781.9157 | 485139.8682 | 0 | 0 | 0 | 0 | 0 | 0 | 0 | 0
Scenario 3: Aggressive Fuel Sub | PG&E | Com | HVAC | Com - School | Total Resource Cost Test | Energy Efficiency | 1497104.8012 | 1609350.499 | 1687517.0764 | 1894006.1238 | 2018040.9569 | 1276409.8135 | 1283446.3069 | 1357461.0793 | 1014584.9975 | 919436.4196 | 944117.4234 | 1167928.5769 | 1265238.4633
Scenario 3: Aggressive Fuel Sub | PG&E | Com | HVAC | Com - School | Total Resource Cost Test | Fuel Substitution | 485235.2349 | 526308.2341 | 562789.4236 | 626173.8168 | 655232.3775 | 0 | 0 | 0 | 0 | 0 | 0 | 0 | 0
Scenario 3: Aggressive Fuel Sub | PG&E | Com | HVAC | Com - Warehouse | Participant Cost Test | Energy Efficiency | 337058.6377 | 375208.7715 | 413603.1522 | 451774.6325 | 488945.346 | 527014.5077 | 561406.9094 | 595297.1426 | 368756.5266 | 288838.7874 | 302520.5519 | 338360.3993 | 352351.0326
Scenario 3: Aggressive Fuel Sub | PG&E | Com | HVAC | Com - Warehouse | Participant Cost Test | Fuel Substitution | 105836.9729 | 112256.1483 | 117099.7155 | 122380.6116 | 126869.7603 | 0 | 0 | 0 | 0 | 0 | 0 | 0 | 0
Scenario 3: Aggressive Fuel Sub | PG&E | Com | HVAC | Com - Warehouse | Program Administrator Cost Test | Energy Efficiency | 48957.9102 | 53298.9313 | 57491.7056 | 61474.8916 | 65145.5028 | 68794.0944 | 71771.7194 | 74554.545 | 49928.0082 | 38336.6324 | 39336.862 | 44233.1364 | 45116.9954
Scenario 3: Aggressive Fuel Sub | PG&E | Com | HVAC | Com - Warehouse | Program Administrator Cost Test | Fuel Substitution | 180799.0788 | 200777.7913 | 219178.0998 | 236421.9789 | 253111.3522 | 0 | 0 | 0 | 0 | 0 | 0 | 0 | 0
Scenario 3: Aggressive Fuel Sub | PG&E | Com | HVAC | Com - Warehouse | Rate Impact Measure Test | Energy Efficiency | 325143.3081 | 339737.1122 | 350772.329 | 356672.3726 | 356797.2168 | 351901.9737 | 339221.7388 | 320856.2201 | 193967.4711 | 135218.1392 | 116626.6129 | 102488.7338 | 75971.6534
Scenario 3: Aggressive Fuel Sub | PG&E | Com | HVAC | Com - Warehouse | Rate Impact Measure Test | Fuel Substitution | 223113.17 | 245428.1034 | 265350.9726 | 283307.7077 | 299811.7665 | 0 | 0 | 0 | 0 | 0 | 0 | 0 | 0
Scenario 3: Aggressive Fuel Sub | PG&E | Com | HVAC | Com - Warehouse | Total Resource Cost Test | Energy Efficiency | 209599.8658 | 232277.4511 | 254989.1707 | 277447.0842 | 299158.9549 | 321380.5104 | 341141.7018 | 360530.4086 | 229524.3942 | 174616.3947 | 182257.6718 | 207877.589 | 215703.4835
Scenario 3: Aggressive Fuel Sub | PG&E | Com | HVAC | Com - Warehouse | Total Resource Cost Test | Fuel Substitution | 229273.5706 | 254526.9942 | 276563.5814 | 298647.7574 | 319901.4267 | 0 | 0 | 0 | 0 | 0 | 0 | 0 | 0
Scenario 3: Aggressive Fuel Sub | PG&E | Com | Lighting | Com - College | Participant Cost Test | Energy Efficiency | 0 | 0 | 0 | 0 | 0 | 0 | 0 | 0 | 0 | 0 | 0 | 0 | 0
Scenario 3: Aggressive Fuel Sub | PG&E | Com | Lighting | Com - College | Program Administrator Cost Test | Energy Efficiency | 0 | 0 | 0 | 0 | 0 | 0 | 0 | 0 | 0 | 0 | 0 | 0 | 0
Scenario 3: Aggressive Fuel Sub | PG&E | Com | Lighting | Com - College | Rate Impact Measure Test | Energy Efficiency | 0 | 0 | 0 | 0 | 0 | 0 | 0 | 0 | 0 | 0 | 0 | 0 | 0
Scenario 3: Aggressive Fuel Sub | PG&E | Com | Lighting | Com - College | Total Resource Cost Test | Energy Efficiency | 0 | 0 | 0 | 0 | 0 | 0 | 0 | 0 | 0 | 0 | 0 | 0 | 0
Scenario 3: Aggressive Fuel Sub | PG&E | Com | Lighting | Com - Grocery | Participant Cost Test | Energy Efficiency | 70205.728 | 73973.2195 | 77691.5427 | 81284.4467 | 84636.6772 | 88100.163 | 91247.2906 | 94158.5023 | 96950.3781 | 99811.8183 | 102749.3288 | 105723.5611 | 108812.0601
Scenario 3: Aggressive Fuel Sub | PG&E | Com | Lighting | Com - Grocery | Program Administrator Cost Test | Energy Efficiency | 37868.3777 | 39220.2333 | 40479.7638 | 41609.4284 | 42554.3691 | 43501.7564 | 44276.728 | 44929.775 | 45480.8329 | 46023.1774 | 46558.9203 | 47069.354 | 47589.527
Scenario 3: Aggressive Fuel Sub | PG&E | Com | Lighting | Com - Grocery | Rate Impact Measure Test | Energy Efficiency | 284093.3922 | 281327.0357 | 277091.3927 | 269952.1143 | 259675.5844 | 246864.5229 | 230983.0131 | 212199.5627 | 191074.6799 | 167487.6758 | 141667.4909 | 113167.6604 | 82121.2845
Scenario 3: Aggressive Fuel Sub | PG&E | Com | Lighting | Com - Grocery | Total Resource Cost Test | Energy Efficiency | 80502.1218 | 84523.6713 | 88459.9698 | 92225.1575 | 95690.284 | 99257.7262 | 102461.6343 | 105397.3641 | 108179.75 | 111021.6166 | 113929.8105 | 116860.3169 | 119899.079
Scenario 3: Aggressive Fuel Sub | PG&E | Com | Lighting | Com - Health | Participant Cost Test | Energy Efficiency | 198545.5754 | 209418.3032 | 221859.5218 | 231520.2376 | 241911.8418 | 252119.7741 | 261407.6953 | 269914.84 | 277979.1708 | 285329.324 | 291973.2671 | 300663.4131 | 309621.3364
Scenario 3: Aggressive Fuel Sub | PG&E | Com | Lighting | Com - Health | Program Administrator Cost Test | Energy Efficiency | 96389.9029 | 99902.1696 | 103996.217 | 106580.4043 | 109358.9616 | 111900.5391 | 113983.6567 | 115696.6739 | 117103.5239 | 118101.7938 | 118714.2187 | 120084.5478 | 121455.5461
Scenario 3: Aggressive Fuel Sub | PG&E | Com | Lighting | Com - Health | Rate Impact Measure Test | Energy Efficiency | 731277.6528 | 724757.1727 | 720022.4193 | 699418.9481 | 675020.8149 | 642343.5575 | 601474.4194 | 552665.9878 | 497494.1902 | 434465.9456 | 364912.4379 | 291332.9283 | 210976.1482
Scenario 3: Aggressive Fuel Sub | PG&E | Com | Lighting | Com - Health | Total Resource Cost Test | Energy Efficiency | 222967.9473 | 234403.1513 | 247520.9407 | 257446.0151 | 268121.4786 | 278525.8247 | 287891.8096 | 296384.9047 | 304340.7071 | 311467.3416 | 317782.0338 | 326291.3043 | 335044.5458
Scenario 3: Aggressive Fuel Sub | PG&E | Com | Lighting | Com - Lodging | Participant Cost Test | Energy Efficiency | 0 | 0 | 0 | 0 | 0 | 0 | 0 | 0 | 0 | 0 | 0 | 0 | 0
Scenario 3: Aggressive Fuel Sub | PG&E | Com | Lighting | Com - Lodging | Program Administrator Cost Test | Energy Efficiency | 0 | 0 | 0 | 0 | 0 | 0 | 0 | 0 | 0 | 0 | 0 | 0 | 0
Scenario 3: Aggressive Fuel Sub | PG&E | Com | Lighting | Com - Lodging | Rate Impact Measure Test | Energy Efficiency | 0 | 0 | 0 | 0 | 0 | 0 | 0 | 0 | 0 | 0 | 0 | 0 | 0
Scenario 3: Aggressive Fuel Sub | PG&E | Com | Lighting | Com - Lodging | Total Resource Cost Test | Energy Efficiency | 0 | 0 | 0 | 0 | 0 | 0 | 0 | 0 | 0 | 0 | 0 | 0 | 0
Scenario 3: Aggressive Fuel Sub | PG&E | Com | Lighting | Com - Office (Large) | Participant Cost Test | Energy Efficiency | 269200.9541 | 292202.2184 | 315591.4064 | 337315.4513 | 359150.4746 | 379813.1491 | 400658.7709 | 421537.41 | 442727.9635 | 464833.4899 | 486252.7402 | 507550.6059 | 528874.0466
Scenario 3: Aggressive Fuel Sub | PG&E | Com | Lighting | Com - Office (Large) | Program Administrator Cost Test | Energy Efficiency | 80316.0275 | 85469.0668 | 90500.39 | 94833.4052 | 98992.2927 | 102634.8288 | 106144.9286 | 109486.4932 | 112735.6322 | 116043.6791 | 119010.689 | 121787.604 | 124415.8811
Scenario 3: Aggressive Fuel Sub | PG&E | Com | Lighting | Com - Office (Large) | Rate Impact Measure Test | Energy Efficiency | 639519.6405 | 651099.0081 | 658146.6133 | 653828.5241 | 642035.6852 | 619103.1168 | 588519.2261 | 549338.4519 | 502639.5146 | 447378.3057 | 382363.1765 | 307322.2729 | 222484.9399
Scenario 3: Aggressive Fuel Sub | PG&E | Com | Lighting | Com - Office (Large) | Total Resource Cost Test | Energy Efficiency | 280211.8618 | 303403.9298 | 326895.605 | 348565.6145 | 370260.2151 | 390661.4268 | 411171.0136 | 431636.7007 | 452345.6777 | 473913.1261 | 494706.4319 | 515305.8728 | 535863.3715
Scenario 3: Aggressive Fuel Sub | PG&E | Com | Lighting | Com - Office (Small) | Participant Cost Test | Energy Efficiency | 0 | 0 | 0 | 0 | 0 | 0 | 0 | 0 | 0 | 0 | 0 | 0 | 0
Scenario 3: Aggressive Fuel Sub | PG&E | Com | Lighting | Com - Office (Small) | Program Administrator Cost Test | Energy Efficiency | 0 | 0 | 0 | 0 | 0 | 0 | 0 | 0 | 0 | 0 | 0 | 0 | 0
Scenario 3: Aggressive Fuel Sub | PG&E | Com | Lighting | Com - Office (Small) | Rate Impact Measure Test | Energy Efficiency | 0 | 0 | 0 | 0 | 0 | 0 | 0 | 0 | 0 | 0 | 0 | 0 | 0
Scenario 3: Aggressive Fuel Sub | PG&E | Com | Lighting | Com - Office (Small) | Total Resource Cost Test | Energy Efficiency | 0 | 0 | 0 | 0 | 0 | 0 | 0 | 0 | 0 | 0 | 0 | 0 | 0
Scenario 3: Aggressive Fuel Sub | PG&E | Com | Lighting | Com - Other | Participant Cost Test | Energy Efficiency | 0 | 0 | 0 | 0 | 0 | 0 | 0 | 0 | 0 | 0 | 0 | 0 | 0
Scenario 3: Aggressive Fuel Sub | PG&E | Com | Lighting | Com - Other | Program Administrator Cost Test | Energy Efficiency | 0 | 0 | 0 | 0 | 0 | 0 | 0 | 0 | 0 | 0 | 0 | 0 | 0
Scenario 3: Aggressive Fuel Sub | PG&E | Com | Lighting | Com - Other | Rate Impact Measure Test | Energy Efficiency | 0 | 0 | 0 | 0 | 0 | 0 | 0 | 0 | 0 | 0 | 0 | 0 | 0
Scenario 3: Aggressive Fuel Sub | PG&E | Com | Lighting | Com - Other | Total Resource Cost Test | Energy Efficiency | 0 | 0 | 0 | 0 | 0 | 0 | 0 | 0 | 0 | 0 | 0 | 0 | 0
Scenario 3: Aggressive Fuel Sub | PG&E | Com | Lighting | Com - Refrig. Warehouse | Participant Cost Test | Energy Efficiency | 1200.7922 | 1269.8644 | 1337.2412 | 1403.5804 | 1469.2741 | 1535.0577 | 1593.3721 | 1650.2863 | 1705.2311 | 1761.669 | 1818.1666 | 1876.1774 | 1935.8525
Scenario 3: Aggressive Fuel Sub | PG&E | Com | Lighting | Com - Refrig. Warehouse | Program Administrator Cost Test | Energy Efficiency | 826.0943 | 858.7551 | 888.6952 | 916.4415 | 942.3188 | 966.8599 | 986.6086 | 1004.8312 | 1020.7032 | 1036.3971 | 1051.0425 | 1065.5126 | 1079.8781
Scenario 3: Aggressive Fuel Sub | PG&E | Com | Lighting | Com - Refrig. Warehouse | Rate Impact Measure Test | Energy Efficiency | 6771.8378 | 6736.8843 | 6656.5234 | 6508.5813 | 6295.999 | 6008.4497 | 5635.2064 | 5192.6536 | 4684.9286 | 4109.8552 | 3468.0798 | 2753.544 | 1965.5915
Scenario 3: Aggressive Fuel Sub | PG&E | Com | Lighting | Com - Refrig. Warehouse | Total Resource Cost Test | Energy Efficiency | 1455.1732 | 1532.359 | 1606.8083 | 1679.3508 | 1750.4858 | 1821.1164 | 1882.8473 | 1942.6345 | 1999.5981 | 2057.8424 | 2115.6809 | 2174.8196 | 2235.4268
Scenario 3: Aggressive Fuel Sub | PG&E | Com | Lighting | Com - Restaurant | Participant Cost Test | Energy Efficiency | 18071.9663 | 19599.0343 | 21120.303 | 22578.6609 | 23977.2361 | 69643.7302 | 76931.9746 | 79109.1651 | 81244.9838 | 37472.0177 | 33666.6318 | 26570.1319 | 98357.6193
Scenario 3: Aggressive Fuel Sub | PG&E | Com | Lighting | Com - Restaurant | Program Administrator Cost Test | Energy Efficiency | 8115.5645 | 8628.7489 | 9116.185 | 9554.5667 | 9947.4499 | 24515.7424 | 26462.3216 | 26754.0432 | 27009.9071 | 13643.8778 | 12402.5584 | 9596.3294 | 34827.2574
Scenario 3: Aggressive Fuel Sub | PG&E | Com | Lighting | Com - Restaurant | Rate Impact Measure Test | Energy Efficiency | 62097.7184 | 63141.0529 | 63666.4894 | 63249.7276 | 61940.1368 | 141962.8099 | 140860.4075 | 128911.5803 | 115727.8743 | 50609.3037 | 38422.5553 | 23443.2424 | 60806.0997
Scenario 3: Aggressive Fuel Sub | PG&E | Com | Lighting | Com - Restaurant | Total Resource Cost Test | Energy Efficiency | 20006.2272 | 21621.0209 | 23219.2401 | 24738.6876 | 26183.7702 | 74132.1791 | 81618.5513 | 83727.7887 | 85783.6452 | 40085.8447 | 36078.3093 | 28389.2497 | 104786.0387
Scenario 3: Aggressive Fuel Sub | PG&E | Com | Lighting | Com - Retail | Participant Cost Test | Energy Efficiency | 476982.3739 | 502461.3092 | 527614.0085 | 433948.311 | 1221230.1576 | 589236.7367 | 614093.6662 | 633883.6797 | 652940.9093 | 672413.8079 | 692418.8958 | 712670.0848 | 733654.4408
Scenario 3: Aggressive Fuel Sub | PG&E | Com | Lighting | Com - Retail | Program Administrator Cost Test | Energy Efficiency | 192601.6109 | 199426.8728 | 205787.2689 | 165477.374 | 467709.1776 | 218262.4615 | 223609.4305 | 226950.8231 | 229801.0999 | 232585.721 | 235341.9301 | 237967.9772 | 240629.1026
Scenario 3: Aggressive Fuel Sub | PG&E | Com | Lighting | Com - Retail | Rate Impact Measure Test | Energy Efficiency | 1519180.9718 | 1504795.5994 | 1482254.4815 | 1129938.3166 | 3004240.3633 | 1303894.9229 | 1227878.9004 | 1127830.0883 | 1014959.8646 | 888499.5138 | 749602.2319 | 595879.447 | 427848.5682
Scenario 3: Aggressive Fuel Sub | PG&E | Com | Lighting | Com - Retail | Total Resource Cost Test | Energy Efficiency | 518558.7239 | 544739.1672 | 570418.774 | 467496.854 | 1316528.8044 | 631968.9997 | 656934.8106 | 676409.7729 | 695002.4227 | 713944.5246 | 733358.4528 | 752939.2241 | 773202.5679
Scenario 3: Aggressive Fuel Sub | PG&E | Com | Lighting | Com - School | Participant Cost Test | Energy Efficiency | 0 | 0 | 0 | 0 | 0 | 0 | 0 | 0 | 0 | 0 | 0 | 0 | 0
Scenario 3: Aggressive Fuel Sub | PG&E | Com | Lighting | Com - School | Program Administrator Cost Test | Energy Efficiency | 0 | 0 | 0 | 0 | 0 | 0 | 0 | 0 | 0 | 0 | 0 | 0 | 0
Scenario 3: Aggressive Fuel Sub | PG&E | Com | Lighting | Com - School | Rate Impact Measure Test | Energy Efficiency | 0 | 0 | 0 | 0 | 0 | 0 | 0 | 0 | 0 | 0 | 0 | 0 | 0
Scenario 3: Aggressive Fuel Sub | PG&E | Com | Lighting | Com - School | Total Resource Cost Test | Energy Efficiency | 0 | 0 | 0 | 0 | 0 | 0 | 0 | 0 | 0 | 0 | 0 | 0 | 0
Scenario 3: Aggressive Fuel Sub | PG&E | Com | Lighting | Com - Warehouse | Participant Cost Test | Energy Efficiency | 5819.4276 | 6326.7797 | 6834.3517 | 7339.5862 | 7834.3825 | 8336.5478 | 8903.6888 | 9488.4944 | 2091.3403 | 0 | 0 | 0 | 0
Scenario 3: Aggressive Fuel Sub | PG&E | Com | Lighting | Com - Warehouse | Program Administrator Cost Test | Energy Efficiency | 1451.0052 | 1546.5759 | 1637.8935 | 1724.4863 | 1804.6491 | 1882.6694 | 1971.3223 | 2059.6091 | 445.0533 | 0 | 0 | 0 | 0
Scenario 3: Aggressive Fuel Sub | PG&E | Com | Lighting | Com - Warehouse | Rate Impact Measure Test | Energy Efficiency | 11380.217 | 11603.044 | 11729.5912 | 11707.3098 | 11524.6951 | 11181.7473 | 10762.1948 | 10176.355 | 1954.5487 | 0 | 0 | 0 | 0
Scenario 3: Aggressive Fuel Sub | PG&E | Com | Lighting | Com - Warehouse | Total Resource Cost Test | Energy Efficiency | 5932.3137 | 6435.9361 | 6937.8927 | 7435.6491 | 7921.0854 | 8412.2876 | 8967.2827 | 9538.192 | 2098.3887 | 0 | 0 | 0 | 0
Scenario 3: Aggressive Fuel Sub | PG&E | Com | WaterHeat | Com - College | Participant Cost Test | Energy Efficiency | 275115.9042 | 367324.9542 | 309034.3183 | 608455.7718 | 467814.023 | 418077.8208 | 389487.6095 | 452319.0643 | 495409.7554 | 528025.4371 | 533261.3106 | 507827.6033 | 454997.1494
Scenario 3: Aggressive Fuel Sub | PG&E | Com | WaterHeat | Com - College | Participant Cost Test | Fuel Substitution | 685813.0434 | 807943.3148 | 954408.5559 | 1049552.0272 | 1062347.8445 | 154448.369 | 198385.7446 | 253525.6045 | 207677.496 | 270259.2705 | 352404.644 | 439939.7074 | 533098.1798
Scenario 3: Aggressive Fuel Sub | PG&E | Com | WaterHeat | Com - College | Program Administrator Cost Test | Energy Efficiency | 375906.6634 | 602050.086 | 541116.1617 | 813232.9181 | 820806.3893 | 818136.8174 | 969154.309 | 1109116.5286 | 1215635.4334 | 1272842.3486 | 1262743.758 | 1181202.1845 | 1039533.0764
Scenario 3: Aggressive Fuel Sub | PG&E | Com | WaterHeat | Com - College | Program Administrator Cost Test | Fuel Substitution | 932100.2696 | 1195874.5103 | 1528696.8208 | 1924939.0745 | 2386301.8303 | 252032.1123 | 324033.3654 | 413031.396 | 378447.0539 | 491195.5173 | 638834.99 | 795484.3005 | 961508.1865
Scenario 3: Aggressive Fuel Sub | PG&E | Com | WaterHeat | Com - College | Rate Impact Measure Test | Energy Efficiency | 896499.2265 | 1270813.4913 | 1123790.9195 | 1843970.7014 | 1638105.0941 | 1389391.425 | 1660693.9863 | 1917655.34 | 2120379.9603 | 2243623.9369 | 2083187.6611 | 1717703.6718 | 1287139.0446
Scenario 3: Aggressive Fuel Sub | PG&E | Com | WaterHeat | Com - College | Rate Impact Measure Test | Fuel Substitution | 932100.2696 | 1195874.5103 | 1528696.8208 | 1924939.0745 | 2386301.8303 | 3851111.8701 | 4470763.0038 | 4996628.1068 | 5196792.0353 | 5568193.6549 | 5670799.3491 | 5037351.2865 | 3569912.3955
Scenario 3: Aggressive Fuel Sub | PG&E | Com | WaterHeat | Com - College | Total Resource Cost Test | Energy Efficiency | 511022.9521 | 762812.6437 | 666942.4045 | 1102553.1815 | 1006338.9169 | 960045.8861 | 1060341.5575 | 1214695.7755 | 1327218.8727 | 1392741.0897 | 1384810.1238 | 1298381.7979 | 1145366.5219
Scenario 3: Aggressive Fuel Sub | PG&E | Com | WaterHeat | Com - College | Total Resource Cost Test | Fuel Substitution | 1194148.0264 | 1528148.966 | 1950760.7799 | 2390009.6212 | 2817712.3885 | 358664.8451 | 460849.3293 | 588855.3332 | 490351.9358 | 638065.3418 | 831935.8842 | 1038498.1547 | 1258297.7933
Scenario 3: Aggressive Fuel Sub | PG&E | Com | WaterHeat | Com - Grocery | Participant Cost Test | Energy Efficiency | 95327.2619 | 113199.2637 | 134307.2343 | 158893.5916 | 186959.2326 | 207903.5903 | 230636.8991 | 264757.7618 | 297624.5704 | 326439.2269 | 347987.1475 | 359122.8099 | 357685.6123
Scenario 3: Aggressive Fuel Sub | PG&E | Com | WaterHeat | Com - Grocery | Participant Cost Test | Fuel Substitution | 18022.8521 | 20789.5871 | 24399.5082 | 28648.8042 | 33731.3228 | 0 | 0 | 0 | 0 | 0 | 0 | 0 | 0
Scenario 3: Aggressive Fuel Sub | PG&E | Com | WaterHeat | Com - Grocery | Program Administrator Cost Test | Energy Efficiency | 242603.3698 | 286734.6916 | 338170.3665 | 397192.2386 | 463460.2637 | 515475.1233 | 591531.782 | 667473.1152 | 737798.9595 | 794669.6791 | 832100.2525 | 843733.2961 | 825946.3727
Scenario 3: Aggressive Fuel Sub | PG&E | Com | WaterHeat | Com - Grocery | Program Administrator Cost Test | Fuel Substitution | 43155.0531 | 54820.205 | 69472.6316 | 87821.22 | 111154.9184 | 0 | 0 | 0 | 0 | 0 | 0 | 0 | 0
Scenario 3: Aggressive Fuel Sub | PG&E | Com | WaterHeat | Com - Grocery | Rate Impact Measure Test | Energy Efficiency | 454244.8636 | 529245.2896 | 617269.4581 | 719093.2242 | 834381.5479 | 899055.0472 | 1037938.1262 | 1179274.2304 | 1313644.4994 | 1419443.5893 | 1386191.0816 | 1236528.5841 | 1027802.0801
Scenario 3: Aggressive Fuel Sub | PG&E | Com | WaterHeat | Com - Grocery | Rate Impact Measure Test | Fuel Substitution | 43155.0531 | 54820.205 | 69472.6316 | 87821.22 | 111154.9184 | 0 | 0 | 0 | 0 | 0 | 0 | 0 | 0
Scenario 3: Aggressive Fuel Sub | PG&E | Com | WaterHeat | Com - Grocery | Total Resource Cost Test | Energy Efficiency | 270565.374 | 319005.1188 | 375469.2128 | 440289.3536 | 513115.7601 | 568396.8651 | 644610.3826 | 728226.4839 | 805951.9668 | 869905.969 | 912870.6901 | 927711.0023 | 910248.1999
Scenario 3: Aggressive Fuel Sub | PG&E | Com | WaterHeat | Com - Grocery | Total Resource Cost Test | Fuel Substitution | 53301.3283 | 67591.6366 | 85539.3583 | 108012.247 | 136466.0414 | 0 | 0 | 0 | 0 | 0 | 0 | 0 | 0
Scenario 3: Aggressive Fuel Sub | PG&E | Com | WaterHeat | Com - Health | Participant Cost Test | Energy Efficiency | 466080.2791 | 527150.117 | 581979.9001 | 658740.9265 | 717516.1696 | 598096.073 | 542580.1522 | 602905.4383 | 641677.9944 | 650318.3889 | 625185.1371 | 569310.1282 | 491733.6145
Scenario 3: Aggressive Fuel Sub | PG&E | Com | WaterHeat | Com - Health | Participant Cost Test | Fuel Substitution | 1330603.6073 | 1546681.35 | 1805387.9325 | 1992632.3767 | 2143985.0422 | 300861.3819 | 385444.7846 | 496061.72 | 289317.0242 | 376295.4088 | 494673.3142 | 621698.1155 | 757550.7181
Scenario 3: Aggressive Fuel Sub | PG&E | Com | WaterHeat | Com - Health | Program Administrator Cost Test | Energy Efficiency | 843547.958 | 975245.8814 | 1133362.9152 | 1307283.3094 | 1425885.5615 | 1210828.0452 | 1376080.0386 | 1504374.0949 | 1575509.9488 | 1568571.3973 | 1481400.8981 | 1325378.9069 | 1124954.8831
Scenario 3: Aggressive Fuel Sub | PG&E | Com | WaterHeat | Com - Health | Program Administrator Cost Test | Fuel Substitution | 2239020.8614 | 2899480.2281 | 3728144.9515 | 4729611.6363 | 5976523.2867 | 396552.6577 | 511786.7119 | 657720.5772 | 538043.0735 | 699727.9702 | 919749.2476 | 1155782.4101 | 1408151.4203
Scenario 3: Aggressive Fuel Sub | PG&E | Com | WaterHeat | Com - Health | Rate Impact Measure Test | Energy Efficiency | 2219696.8639 | 2439005.1577 | 2704730.9485 | 2980281.2607 | 3160159.462 | 2060302.1538 | 2362963.3387 | 2605758.8455 | 2754485.8993 | 2770217.2943 | 2448434.1726 | 1931065.0981 | 1395177.8186
Scenario 3: Aggressive Fuel Sub | PG&E | Com | WaterHeat | Com - Health | Rate Impact Measure Test | Fuel Substitution | 2239020.8614 | 2899480.2281 | 3728144.9515 | 4736674.1828 | 6005955.3793 | 9992453.1476 | 11636568.8119 | 13026496.9608 | 13610353.9731 | 14466668.5571 | 14675768.4316 | 12829413.9985 | 8626179.6508
Scenario 3: Aggressive Fuel Sub | PG&E | Com | WaterHeat | Com - Health | Total Resource Cost Test | Energy Efficiency | 1044505.9436 | 1195700.1206 | 1358058.0416 | 1552616.364 | 1688372.143 | 1406615.1672 | 1498509.0629 | 1640343.3996 | 1720207.297 | 1716424.369 | 1624711.6948 | 1456965.1077 | 1239566.3995
Scenario 3: Aggressive Fuel Sub | PG&E | Com | WaterHeat | Com - Health | Total Resource Cost Test | Fuel Substitution | 2591445.7197 | 3347851.4259 | 4303660.7606 | 5367178.7619 | 6640534.6458 | 628542.0786 | 807098.1466 | 1038212.944 | 682701.5856 | 887875.6746 | 1167085.9047 | 1466631.4679 | 1786926.7793
Scenario 3: Aggressive Fuel Sub | PG&E | Com | WaterHeat | Com - Lodging | Participant Cost Test | Energy Efficiency | 2038620.0202 | 2201828.8579 | 2359008.7943 | 2531553.1613 | 2712971.8049 | 1974436.9332 | 1192372.408 | 1278278.4239 | 569747.0935 | 515490.6849 | 42649.8251 | 387995.6287 | 313575.4916
Scenario 3: Aggressive Fuel Sub | PG&E | Com | WaterHeat | Com - Lodging | Participant Cost Test | Fuel Substitution | 1503657.2752 | 1748291.7868 | 2040698.3994 | 2283625.1579 | 2501111.9349 | 757129.9167 | 300467.156 | 386680.2691 | 224898.2667 | 296297.1758 | 389200.4906 | 488759.9115 | 595092.8885
Scenario 3: Aggressive Fuel Sub | PG&E | Com | WaterHeat | Com - Lodging | Program Administrator Cost Test | Energy Efficiency | 2830401.4191 | 3030279.0327 | 3240019.258 | 3444258.2804 | 3645413.1613 | 1435532.7101 | 1509659.3617 | 1518814.0115 | 1241540.2319 | 1098219.3042 | 75902.066 | 795418.164 | 622896.7121
Scenario 3: Aggressive Fuel Sub | PG&E | Com | WaterHeat | Com - Lodging | Program Administrator Cost Test | Fuel Substitution | 2260808.5674 | 2914170.5804 | 3730975.6648 | 4722116.1112 | 5959929.0057 | 414797.9199 | 399788.8011 | 513160.3256 | 418551.7582 | 551389.8509 | 724215.5059 | 909415.1094 | 1107149.6199
Scenario 3: Aggressive Fuel Sub | PG&E | Com | WaterHeat | Com - Lodging | Rate Impact Measure Test | Energy Efficiency | 9396759.5934 | 9646908.2684 | 9866942.1665 | 10015296.426 | 10122303.236 | 2507456.9685 | 2663095.4803 | 2710529.6553 | 2189852.0825 | 1958426.9768 | 132708.0815 | 1170863.8604 | 778410.4863
Scenario 3: Aggressive Fuel Sub | PG&E | Com | WaterHeat | Com - Lodging | Rate Impact Measure Test | Fuel Substitution | 2260808.5674 | 2914170.5804 | 3730975.6648 | 4722116.1112 | 5959929.0057 | 9509789.3364 | 10892742.8703 | 12139256.5618 | 12675525.0953 | 13627420.0866 | 13780260.3367 | 11981006.5235 | 7947961.9416
Scenario 3: Aggressive Fuel Sub | PG&E | Com | WaterHeat | Com - Lodging | Total Resource Cost Test | Energy Efficiency | 3858300.0674 | 4131455.8893 | 4401792.6566 | 4679857.1895 | 4959675.1716 | 2503530.3657 | 2002628.7083 | 2054649.6839 | 1402953.4064 | 1246393.0589 | 91676.6736 | 909009.478 | 717531.3206
Scenario 3: Aggressive Fuel Sub | PG&E | Com | WaterHeat | Com - Lodging | Total Resource Cost Test | Fuel Substitution | 2708299.7607 | 3480880.2823 | 4451928.7097 | 5560703.541 | 6906325.1253 | 1117805.5521 | 629770.0252 | 809777.2326 | 531000.8915 | 699538.4387 | 918815.7512 | 1153795.0652 | 1404696.0641
Scenario 3: Aggressive Fuel Sub | PG&E | Com | WaterHeat | Com - Office (Large) | Participant Cost Test | Energy Efficiency | 1346638.3724 | 1432047.3547 | 1460918.6863 | 1423455.4713 | 1322001.301 | 856376.1152 | 373123.111 | 202290.3081 | 60111.1147 | 38909.9514 | 36102.1899 | 33510.4738 | 31121.7548
Scenario 3: Aggressive Fuel Sub | PG&E | Com | WaterHeat | Com - Office (Large) | Participant Cost Test | Fuel Substitution | 406114.2223 | 477290.7947 | 566510.8085 | 611369.7952 | 630467.0043 | 139046.0404 | 177414.5621 | 227126.7909 | 150297.2612 | 201148.6695 | 262437.7827 | 327434.1363 | 396039.1113
Scenario 3: Aggressive Fuel Sub | PG&E | Com | WaterHeat | Com - Office (Large) | Program Administrator Cost Test | Energy Efficiency | 2543284.163 | 2697702.0531 | 2711708.4266 | 2545353.8081 | 2213101.555 | 1418607.1237 | 936140.7573 | 496787.8167 | 145580.6747 | 93947.941 | 85765.2125 | 78365.4116 | 71690.4497
Scenario 3: Aggressive Fuel Sub | PG&E | Com | WaterHeat | Com - Office (Large) | Program Administrator Cost Test | Fuel Substitution | 517510.3339 | 661893.3429 | 846526.6113 | 1062215.9974 | 1325894.4106 | 197318.0639 | 252163.9452 | 321122.1223 | 270837.7014 | 361587.3779 | 470632.9416 | 585810.4581 | 706909.3265
Scenario 3: Aggressive Fuel Sub | PG&E | Com | WaterHeat | Com - Office (Large) | Rate Impact Measure Test | Energy Efficiency | 4807720.6305 | 5076081.9585 | 5111849.5262 | 4839504.6791 | 4277231.0623 | 2406168.4589 | 1602482.327 | 858808.89 | 255061.9957 | 167220.8629 | 143127.5314 | 115429.0538 | 89704.1513
Scenario 3: Aggressive Fuel Sub | PG&E | Com | WaterHeat | Com - Office (Large) | Rate Impact Measure Test | Fuel Substitution | 517510.3339 | 661893.3429 | 846526.6113 | 1062742.2651 | 1327594.3668 | 2622794.7776 | 3022453.7634 | 3362869.2657 | 3451621.629 | 3808460.9604 | 3888983.4194 | 3465822.3588 | 2474673.5694
Scenario 3: Aggressive Fuel Sub | PG&E | Com | WaterHeat | Com - Office (Large) | Total Resource Cost Test | Energy Efficiency | 3060865.8744 | 3242957.5438 | 3265415.9919 | 3096113.6448 | 2747228.2464 | 1755690.4733 | 1021238.5114 | 543302.5074 | 159152.9294 | 102820.273 | 94065.9076 | 86134.1976 | 78966.1256
Scenario 3: Aggressive Fuel Sub | PG&E | Com | WaterHeat | Com - Office (Large) | Total Resource Cost Test | Fuel Substitution | 669562.1963 | 853999.1951 | 1093993.2564 | 1322821.2196 | 1576536.9004 | 302650.4044 | 386526.2328 | 494255.984 | 354905.6317 | 474944.1315 | 619609.9488 | 773007.1061 | 934899.1138
Scenario 3: Aggressive Fuel Sub | PG&E | Com | WaterHeat | Com - Office (Small) | Participant Cost Test | Energy Efficiency | 202221.1431 | 257590.6118 | 11935.0454 | 279216.7527 | 349195.0502 | 398279.8467 | 452626.9738 | 490668.7269 | 502942.2409 | 483856.7938 | 434516.6494 | 363189.1369 | 282314.6296
Scenario 3: Aggressive Fuel Sub | PG&E | Com | WaterHeat | Com - Office (Small) | Participant Cost Test | Fuel Substitution | 90985.9447 | 105641.2863 | 122312.0691 | 117271.6438 | 138941.2107 | 19783.2286 | 25799.5633 | 32980.6538 | 41155.5686 | 55668.2408 | 72714.0948 | 90850.7281 | 110108.7025
Scenario 3: Aggressive Fuel Sub | PG&E | Com | WaterHeat | Com - Office (Small) | Program Administrator Cost Test | Energy Efficiency | 561064.48 | 703548.7619 | 28475.7979 | 738950.6716 | 899051.2896 | 1024829.8194 | 1146093.3651 | 1222541.8387 | 1233014.2378 | 1165132.7563 | 1027632.9954 | 843545.5386 | 643921.5659
Scenario 3: Aggressive Fuel Sub | PG&E | Com | WaterHeat | Com - Office (Small) | Program Administrator Cost Test | Fuel Substitution | 135061.4375 | 173203.4122 | 219300.7105 | 230416.4042 | 300339.8465 | 35513.1124 | 46200.9916 | 58921.7695 | 73358.4337 | 99003.7951 | 129034.583 | 160870.463 | 194555.9647
Scenario 3: Aggressive Fuel Sub | PG&E | Com | WaterHeat | Com - Office (Small) | Rate Impact Measure Test | Energy Efficiency | 922585.4392 | 1164777.718 | 60512.5157 | 1241021.4976 | 1554274.2412 | 1738042.8789 | 1961093.4091 | 2111002.0548 | 2149070.5 | 2052702.2637 | 1694616.722 | 1226275.4332 | 797151.4855
Scenario 3: Aggressive Fuel Sub | PG&E | Com | WaterHeat | Com - Office (Small) | Rate Impact Measure Test | Fuel Substitution | 135061.4375 | 173203.4122 | 219300.7105 | 230416.4042 | 300344.494 | 621084.5759 | 722489.435 | 808445.3805 | 863036.9694 | 963884.422 | 987754.1978 | 885382.0779 | 640170.956
Scenario 3: Aggressive Fuel Sub | PG&E | Com | WaterHeat | Com - Office (Small) | Total Resource Cost Test | Energy Efficiency | 607859.303 | 762935.21 | 32560.2123 | 803030.9169 | 983106.8451 | 1114500.6865 | 1247966.3655 | 1332970.8021 | 1346206.5678 | 1274937.3889 | 1127054.8001 | 927329.4442 | 709583.1824
Scenario 3: Aggressive Fuel Sub | PG&E | Com | WaterHeat | Com - Office (Small) | Total Resource Cost Test | Fuel Substitution | 156881.5655 | 200926.3829 | 254191.8537 | 266957.8155 | 349367.0829 | 46734.39 | 60939.3749 | 77893.4147 | 97192.6855 | 131455.2542 | 171694.8708 | 214504.6945 | 259955.8664
Scenario 3: Aggressive Fuel Sub | PG&E | Com | WaterHeat | Com - Other | Participant Cost Test | Energy Efficiency | 893653.3245 | 1076662.7783 | 1167041.3407 | 1371784.9947 | 1604748.2935 | 1561101.678 | 1653776.4468 | 1882989.5434 | 1980306.4296 | 2099180.3777 | 2120657.7886 | 2031568.3575 | 1841254.6716
Scenario 3: Aggressive Fuel Sub | PG&E | Com | WaterHeat | Com - Other | Participant Cost Test | Fuel Substitution | 6962843.3631 | 8159946.4531 | 8774880.2269 | 9646147.0754 | 10272193.9193 | 1605996.0381 | 2044195.9317 | 2611367.3692 | 1518552.1017 | 1968408.669 | 2563588.0998 | 3196504.2344 | 3868244.1554
Scenario 3: Aggressive Fuel Sub | PG&E | Com | WaterHeat | Com - Other | Program Administrator Cost Test | Energy Efficiency | 1714971.6007 | 2066907.851 | 2468455.5077 | 2933138.2076 | 3457206.1274 | 3489277.7404 | 4033454.8851 | 4534944.4319 | 4880360.4919 | 5082185.9315 | 5044561.1811 | 4749462.5204 | 4232076.5669
Scenario 3: Aggressive Fuel Sub | PG&E | Com | WaterHeat | Com - Other | Program Administrator Cost Test | Fuel Substitution | 9190121.1224 | 11763849.8649 | 14828038.2502 | 18644020.9888 | 23353257.0852 | 2123181.9534 | 2720819.7384 | 3470915.9471 | 2826483.7817 | 3663459.1203 | 4770708.0305 | 5947917.5353 | 7188087.5846
Scenario 3: Aggressive Fuel Sub | PG&E | Com | WaterHeat | Com - Other | Rate Impact Measure Test | Energy Efficiency | 3793307.6451 | 4435822.37 | 5162477.7395 | 5992263.9005 | 6916359.2123 | 5996416.5662 | 6984056.3353 | 7916499.8784 | 8597068.383 | 9020396.9789 | 8369788.9053 | 6942543.8196 | 5260264.2181
Scenario 3: Aggressive Fuel Sub | PG&E | Com | WaterHeat | Com - Other | Rate Impact Measure Test | Fuel Substitution | 9190121.1224 | 11763849.8649 | 14828038.2502 | 18644020.9888 | 23353257.0852 | 36101128.4022 | 41789670.1906 | 46591565.0646 | 48094979.4716 | 51176733.0578 | 51806796.3305 | 45551704.7123 | 31509457.0552
Scenario 3: Aggressive Fuel Sub | PG&E | Com | WaterHeat | Com - Other | Total Resource Cost Test | Energy Efficiency | 2097004.1982 | 2519194.3835 | 2885950.3578 | 3408424.2884 | 3996835.1248 | 3948646.7741 | 4444926.4406 | 4998872.6863 | 5329911.2789 | 5562233.8253 | 5533393.4354 | 5221662.0715 | 4663806.4777
Scenario 3: Aggressive Fuel Sub | PG&E | Com | WaterHeat | Com - Other | Total Resource Cost Test | Fuel Substitution | 11689228.5817 | 14914538.6112 | 17995966.5371 | 22129452.8744 | 26971054.1469 | 3359653.0045 | 4285297.9685 | 5471621.3654 | 3585759.8325 | 4647663.4548 | 6052502.0804 | 7546210.6835 | 9131316.466
Scenario 3: Aggressive Fuel Sub | PG&E | Com | WaterHeat | Com - Refrig. Warehouse | Participant Cost Test | Energy Efficiency | 20430.5546 | 26754.7038 | 33829.167 | 42482.5968 | 52884.255 | 63719.1432 | 77451.1835 | 92236.442 | 107047.3324 | 120369.5962 | 130354.176 | 135235.0572 | 133775.7715
Scenario 3: Aggressive Fuel Sub | PG&E | Com | WaterHeat | Com - Refrig. Warehouse | Participant Cost Test | Fuel Substitution | 10790.4271 | 12301.5302 | 14109.9622 | 16102.0182 | 18311.2134 | 1192.3841 | 1554.7039 | 1989.6712 | 2488.2908 | 3274.6866 | 4305.0565 | 5409.933 | 6588.8874
Scenario 3: Aggressive Fuel Sub | PG&E | Com | WaterHeat | Com - Refrig. Warehouse | Program Administrator Cost Test | Energy Efficiency | 56762.4028 | 73104.5533 | 91042.8676 | 112600.0854 | 138033.8434 | 163936.9061 | 196154.1335 | 229940.3145 | 262669.7906 | 290217.6389 | 308797.4916 | 314737.137 | 305857.6059
Scenario 3: Aggressive Fuel Sub | PG&E | Com | WaterHeat | Com - Refrig. Warehouse | Program Administrator Cost Test | Fuel Substitution | 21271.2027 | 27441.7888 | 35040.9679 | 44360.4169 | 56035.0236 | 2218.3532 | 2892.5011 | 3701.691 | 4629.1203 | 6091.624 | 8007.5831 | 10061.6224 | 12252.8508
Scenario 3: Aggressive Fuel Sub | PG&E | Com | WaterHeat | Com - Refrig. Warehouse | Rate Impact Measure Test | Energy Efficiency | 98589.6883 | 126137.7472 | 156729.8603 | 193813.7023 | 237975.7168 | 278164.8271 | 335794.2155 | 397211.3929 | 457996.2255 | 511477.1579 | 509418.606 | 457676.7156 | 378694.7166
Scenario 3: Aggressive Fuel Sub | PG&E | Com | WaterHeat | Com - Refrig. Warehouse | Rate Impact Measure Test | Fuel Substitution | 21271.2027 | 27441.7888 | 35094.0786 | 44609.5561 | 56638.6849 | 90586.7115 | 104968.2667 | 116983.3374 | 124254.6038 | 133571.3003 | 135396.6039 | 118158.2733 | 79060.7579
Scenario 3: Aggressive Fuel Sub | PG&E | Com | WaterHeat | Com - Refrig. Warehouse | Total Resource Cost Test | Energy Efficiency | 61610.9595 | 79475.7433 | 99020.2218 | 122528.993 | 150298.521 | 178417.2085 | 213695.5236 | 250780.0631 | 286817.5053 | 317563.4336 | 338629.286 | 345921.6897 | 336945.8563
Scenario 3: Aggressive Fuel Sub | PG&E | Com | WaterHeat | Com - Refrig. Warehouse | Total Resource Cost Test | Fuel Substitution | 23286.2995 | 30005.6262 | 38289.8272 | 48462.3529 | 61192.3866 | 2814.5452 | 3669.8531 | 4696.5266 | 5873.2657 | 7728.9673 | 10160.1114 | 12766.5889 | 15547.2945
Scenario 3: Aggressive Fuel Sub | PG&E | Com | WaterHeat | Com - Restaurant | Participant Cost Test | Energy Efficiency | 175414.1558 | 206178.033 | 241250.4793 | 280527.0646 | 322606.4433 | 210892.8112 | 233617.6677 | 247917.9503 | 250010.5791 | 238333.9611 | 41323.822 | 191060.4046 | 179847.8095
Scenario 3: Aggressive Fuel Sub | PG&E | Com | WaterHeat | Com - Restaurant | Participant Cost Test | Fuel Substitution | 2386310.0849 | 2752359.826 | 3167516.9541 | 3597991.4781 | 4046557.6936 | 580653.147 | 751034.275 | 952523.7391 | 1180373.6876 | 1527906.3947 | 1983032.3418 | 2221454.4155 | 2843976.0585
Scenario 3: Aggressive Fuel Sub | PG&E | Com | WaterHeat | Com - Restaurant | Program Administrator Cost Test | Energy Efficiency | 403896.0766 | 469444.0153 | 543064.5315 | 624184.1202 | 708794.6872 | 566103.878 | 615099.8082 | 641384.5962 | 636745.1186 | 598036.324 | 122404.2963 | 465602.2282 | 446762.0441
Scenario 3: Aggressive Fuel Sub | PG&E | Com | WaterHeat | Com - Restaurant | Program Administrator Cost Test | Fuel Substitution | 3975279.5668 | 5082231.5542 | 6412863.8887 | 8004965.1481 | 9953762.4795 | 1060144.7121 | 1367521.7482 | 1729824.7993 | 2138070.0628 | 2760563.7375 | 3573909.4103 | 3993747.1864 | 5100446.4858
Scenario 3: Aggressive Fuel Sub | PG&E | Com | WaterHeat | Com - Restaurant | Rate Impact Measure Test | Energy Efficiency | 1105820.5935 | 1250574.3111 | 1407475.1201 | 1572808.707 | 1737391.5474 | 1040171.1713 | 1135208.9401 | 1192922.638 | 1198016.2425 | 1114749.4729 | 245771.0607 | 703758.7597 | 577353.3656
Scenario 3: Aggressive Fuel Sub | PG&E | Com | WaterHeat | Com - Restaurant | Rate Impact Measure Test | Fuel Substitution | 3979969.4047 | 5096469.4355 | 6437451.6473 | 8043014.1327 | 10008235.2088 | 20864214.3333 | 24052710.3015 | 26673675.2822 | 28235292.898 | 30112271.2437 | 30556546.567 | 24404452.4882 | 18360370.4063
Scenario 3: Aggressive Fuel Sub | PG&E | Com | WaterHeat | Com - Restaurant | Total Resource Cost Test | Energy Efficiency | 476966.3685 | 554409.7717 | 641483.5114 | 737601.512 | 838422.887 | 617054.6686 | 671230.3206 | 700815.9525 | 696735.6905 | 655881.2595 | 135658.8762 | 512998.2869 | 494047.1317
Scenario 3: Aggressive Fuel Sub | PG&E | Com | WaterHeat | Com - Restaurant | Total Resource Cost Test | Fuel Substitution | 4505941.8901 | 5755660.9838 | 7259487.9122 | 9060975.1659 | 11261704.0027 | 1371287.9499 | 1773460.0289 | 2249019.2128 | 2786746.804 | 3606949.7818 | 4680966.4052 | 5243309.8009 | 6711999.5489
Scenario 3: Aggressive Fuel Sub | PG&E | Com | WaterHeat | Com - Retail | Participant Cost Test | Energy Efficiency | 405407.5852 | 513903.3346 | 475006.8541 | 710245.8994 | 874935.5102 | 1031804.3453 | 1202444.775 | 1357375.2405 | 1427447.1421 | 1486484.1876 | 1471529.7754 | 1379157.1758 | 1221051.9814
Scenario 3: Aggressive Fuel Sub | PG&E | Com | WaterHeat | Com - Retail | Participant Cost Test | Fuel Substitution | 171297.7626 | 189640.387 | 255977.6738 | 251691.5071 | 260344.5384 | 65763.0191 | 84474.5403 | 109318.756 | 64034.158 | 84177.3897 | 109691.0049 | 136812.6461 | 165596.7813
Scenario 3: Aggressive Fuel Sub | PG&E | Com | WaterHeat | Com - Retail | Program Administrator Cost Test | Energy Efficiency | 1043592.0477 | 1314539.6259 | 1266443.1196 | 1802059.5987 | 2189620.6046 | 2564953.8907 | 2952209.4033 | 3288772.3585 | 3501400.5589 | 3581995.6589 | 3483267.8708 | 3206678.1383 | 2788532.4021
Scenario 3: Aggressive Fuel Sub | PG&E | Com | WaterHeat | Com - Retail | Program Administrator Cost Test | Fuel Substitution | 223862.5249 | 284776.5876 | 370355.981 | 424928.6304 | 535636.5262 | 86713.1038 | 111614.7422 | 143401.376 | 116084.5954 | 152218.7863 | 197865.0091 | 246188.0892 | 297270.0296
Scenario 3: Aggressive Fuel Sub | PG&E | Com | WaterHeat | Com - Retail | Rate Impact Measure Test | Energy Efficiency | 1717096.9443 | 2176935.3934 | 2114114.1332 | 3024308.3146 | 3734058.2578 | 4353015.6784 | 5054271.1328 | 5681158.3988 | 6102986.5731 | 6310928.0803 | 5744072.8091 | 4661277.0419 | 3451766.0503
Scenario 3: Aggressive Fuel Sub | PG&E | Com | WaterHeat | Com - Retail | Rate Impact Measure Test | Fuel Substitution | 223862.5249 | 284776.5876 | 370355.981 | 424928.6304 | 535636.5262 | 1150486.2655 | 1335525.834 | 1495213.9623 | 1536130.0721 | 1663751.5599 | 1695065.4095 | 1507202.0876 | 1071849.8085
Scenario 3: Aggressive Fuel Sub | PG&E | Com | WaterHeat | Com - Retail | Total Resource Cost Test | Energy Efficiency | 1151588.1335 | 1449093.7445 | 1376951.539 | 1978510.1663 | 2407743.8116 | 2814456.834 | 3240965.2 | 3612967.7011 | 3822605.1474 | 3919249.9889 | 3819847.7718 | 3524668.6818 | 3072316.2925
Scenario 3: Aggressive Fuel Sub | PG&E | Com | WaterHeat | Com - Retail | Total Resource Cost Test | Fuel Substitution | 267005.5572 | 329811.5889 | 464018.4742 | 512798.6715 | 616492.829 | 138021.0466 | 177498.9214 | 229272.3553 | 151232.3294 | 198792.9449 | 259028.0307 | 323052.2905 | 390992.7532
Scenario 3: Aggressive Fuel Sub | PG&E | Com | WaterHeat | Com - School | Participant Cost Test | Energy Efficiency | 631155.765 | 708006.2971 | 771847.5702 | 810841.1531 | 814254.9126 | 490955.6383 | 409006.6829 | 308320.8516 | 205728.7159 | 115300.9116 | 43576.8678 | 31831.5958 | 30400.1844
Scenario 3: Aggressive Fuel Sub | PG&E | Com | WaterHeat | Com - School | Participant Cost Test | Fuel Substitution | 1073025.1348 | 1252300.3471 | 1459608.4684 | 1683337.5485 | 2209994.0456 | 663215.0546 | 843548.464 | 1078361.3955 | 622601.8364 | 828933.1834 | 1076811.1035 | 1339443.6662 | 1616872.0746
Scenario 3: Aggressive Fuel Sub | PG&E | Com | WaterHeat | Com - School | Program Administrator Cost Test | Energy Efficiency | 1344368.4738 | 1512306.2117 | 1638028.2479 | 1692198.2034 | 1651726.3765 | 1266676.6312 | 1038985.1258 | 771767.9926 | 508807.1385 | 282506.0669 | 108326.8604 | 80582.276 | 76219.2444
Scenario 3: Aggressive Fuel Sub | PG&E | Com | WaterHeat | Com - School | Program Administrator Cost Test | Fuel Substitution | 1585249.8616 | 2025845.8526 | 2557348.8439 | 3195722.5488 | 4223922.7342 | 845753.5621 | 1078812.0144 | 1371924.4753 | 1081067.7904 | 1435326.8261 | 1858324.626 | 2304016.756 | 2772298.3634
Scenario 3: Aggressive Fuel Sub | PG&E | Com | WaterHeat | Com - School | Rate Impact Measure Test | Energy Efficiency | 2655777.1269 | 2953346.399 | 3182080.7722 | 3289820.5876 | 3232273.9017 | 2168661.6438 | 1799040.9048 | 1354699.323 | 909578.4166 | 513768.2611 | 190456.1227 | 125857.3759 | 99093.7476
Scenario 3: Aggressive Fuel Sub | PG&E | Com | WaterHeat | Com - School | Rate Impact Measure Test | Fuel Substitution | 1585249.8616 | 2025845.8526 | 2557348.8439 | 3195722.5488 | 4223922.7342 | 7900930.1815 | 9131253.1233 | 10199128.5999 | 10293372.7032 | 11366199.2457 | 11664012.1986 | 10540444.9251 | 7817822.0306
Scenario 3: Aggressive Fuel Sub | PG&E | Com | WaterHeat | Com - School | Total Resource Cost Test | Energy Efficiency | 1568667.8458 | 1759734.0051 | 1906150.687 | 1975866.9703 | 1943043.9066 | 1378213.0286 | 1132082.537 | 842215.2707 | 556086.5563 | 309679.0619 | 119328.2985 | 88943.7062 | 84320.5742
Scenario 3: Aggressive Fuel Sub | PG&E | Com | WaterHeat | Com - School | Total Resource Cost Test | Fuel Substitution | 1945017.1823 | 2480966.1584 | 3128298.2346 | 3907241.0025 | 5388783.9157 | 1389619.8814 | 1769799.7985 | 2259375.2714 | 1470306.0782 | 1957375.72 | 2542478.6664 | 3162341.7901 | 3817048.5737
Scenario 3: Aggressive Fuel Sub | PG&E | Com | WaterHeat | Com - Warehouse | Participant Cost Test | Energy Efficiency | 292552.7834 | 366700.4279 | 456618.2977 | 563888.8746 | 687616.3084 | 812722.5634 | 959994.3302 | 1100429.1633 | 1170428.9421 | 1251064.7429 | 1280020.8177 | 1248711.2148 | 1159032.9079
Scenario 3: Aggressive Fuel Sub | PG&E | Com | WaterHeat | Com - Warehouse | Participant Cost Test | Fuel Substitution | 16015.7949 | 18909.4876 | 26114.8716 | 29373.8192 | 32098.5986 | 4845.0566 | 6229.4339 | 8043.8713 | 4666.9446 | 6195.2788 | 8117.3651 | 10173.67 | 12367.5031
Scenario 3: Aggressive Fuel Sub | PG&E | Com | WaterHeat | Com - Warehouse | Program Administrator Cost Test | Energy Efficiency | 743661.6219 | 929425.5147 | 1152055.1954 | 1412287.43 | 1706715.5634 | 2010675.5506 | 2343261.6255 | 2647685.4648 | 2870431.6079 | 3014479.6767 | 3030015.8035 | 2903710.25 | 2647427.9718
Scenario 3: Aggressive Fuel Sub | PG&E | Com | WaterHeat | Com - Warehouse | Program Administrator Cost Test | Fuel Substitution | 24948.2087 | 32331.8918 | 42411.4161 | 53830.151 | 68016.8351 | 6365.5547 | 8215.4464 | 10561.3271 | 8541.2482 | 11307.9412 | 14777.1531 | 18472.4411 | 22398.3494
Scenario 3: Aggressive Fuel Sub | PG&E | Com | WaterHeat | Com - Warehouse | Rate Impact Measure Test | Energy Efficiency | 1239370.9473 | 1553193.4156 | 1933182.9367 | 2382200.3937 | 2896180.6352 | 3413761.8995 | 4013050.4062 | 4575199.8707 | 5002841.5128 | 5310627.7114 | 4997711.9638 | 4222305.0129 | 3277388.1049
Scenario 3: Aggressive Fuel Sub | PG&E | Com | WaterHeat | Com - Warehouse | Rate Impact Measure Test | Fuel Substitution | 24948.2087 | 32331.8918 | 42411.4161 | 53830.151 | 68016.8351 | 88515.7912 | 103325.1271 | 116256.8529 | 120225.5824 | 131356.2638 | 134339.4153 | 119662.4482 | 84823.3353
Scenario 3: Aggressive Fuel Sub | PG&E | Com | WaterHeat | Com - Warehouse | Total Resource Cost Test | Energy Efficiency | 823409.5787 | 1027138.5987 | 1271097.5598 | 1556820.8286 | 1880431.2226 | 2210424.0171 | 2577875.6219 | 2915411.5426 | 3134923.7893 | 3299164.841 | 3323385.429 | 3192005.9659 | 2917013.3678
Scenario 3: Aggressive Fuel Sub | PG&E | Com | WaterHeat | Com - Warehouse | Total Resource Cost Test | Fuel Substitution | 30015.6031 | 38795.5998 | 54442.1672 | 67594.4613 | 83122.0479 | 10134.7905 | 13053.1528 | 16839.693 | 11021.188 | 14629.3394 | 19166.7039 | 24020.3107 | 29197.8485
Scenario 3: Aggressive Fuel Sub | PG&E | Com | WholeBlg | Com - College | Participant Cost Test | Energy Efficiency | 255861.8555 | 259902.7732 | 263304.0073 | 267541.6419 | 272107.8913 | 276861.176 | 283342.6384 | 290146.1131 | 296248.8467 | 307220.337 | 312536.3646 | 315922.1954 | 325085.0186
Scenario 3: Aggressive Fuel Sub | PG&E | Com | WholeBlg | Com - College | Program Administrator Cost Test | Energy Efficiency | 251906.4095 | 255559.4601 | 258592.5679 | 262336.8291 | 266453.6709 | 270757.1132 | 276678.6436 | 282994.9338 | 288419.4121 | 298707.396 | 303214.1436 | 305884.299 | 314157.6554
Scenario 3: Aggressive Fuel Sub | PG&E | Com | WholeBlg | Com - College | Rate Impact Measure Test | Energy Efficiency | 277124.1816 | 281206.1425 | 284280.7635 | 288325.772 | 292063.976 | 295489.1082 | 300462.655 | 305009.292 | 308665.2998 | 316446.8402 | 317606.1688 | 316054.3094 | 319625.0441
Scenario 3: Aggressive Fuel Sub | PG&E | Com | WholeBlg | Com - College | Total Resource Cost Test | Energy Efficiency | 257186.3963 | 261311.5055 | 264784.2997 | 269125.9152 | 273775.4036 | 278605.481 | 285187.98 | 292065.1616 | 298285.0827 | 309366.1209 | 314756.9598 | 318172.0849 | 327392.227
Scenario 3: Aggressive Fuel Sub | PG&E | Com | WholeBlg | Com - Grocery | Participant Cost Test | Energy Efficiency | 1683564.5729 | 1727678.8984 | 1770136.753 | 1818759.2429 | 1873530.4315 | 1930721.3054 | 1993659.7014 | 2119176.8641 | 2186277.1632 | 2291267.0437 | 2355353.7811 | 2406879.2705 | 2440289.0218
Scenario 3: Aggressive Fuel Sub | PG&E | Com | WholeBlg | Com - Grocery | Program Administrator Cost Test | Energy Efficiency | 1683564.5729 | 1727678.8984 | 1770136.753 | 1818759.2429 | 1873530.4315 | 1930721.3054 | 1993659.7014 | 2119176.8641 | 2186277.1632 | 2291267.0437 | 2355353.7811 | 2406879.2705 | 2440289.0218
Scenario 3: Aggressive Fuel Sub | PG&E | Com | WholeBlg | Com - Grocery | Rate Impact Measure Test | Energy Efficiency | 1683564.5729 | 1727678.8984 | 1770136.753 | 1818759.2429 | 1873530.4315 | 1930721.3054 | 1993659.7014 | 2119176.8641 | 2186277.1632 | 2291267.0437 | 2355353.7811 | 2406879.2705 | 2440289.0218
Scenario 3: Aggressive Fuel Sub | PG&E | Com | WholeBlg | Com - Grocery | Total Resource Cost Test | Energy Efficiency | 1683564.5729 | 1727678.8984 | 1770136.753 | 1818759.2429 | 1873530.4315 | 1930721.3054 | 1993659.7014 | 2119176.8641 | 2186277.1632 | 2291267.0437 | 2355353.7811 | 2406879.2705 | 2440289.0218
Scenario 3: Aggressive Fuel Sub | PG&E | Com | WholeBlg | Com - Health | Participant Cost Test | Energy Efficiency | 1995628.5598 | 2054317.3557 | 2110005.2675 | 2172493.5097 | 2241848.9974 | 2312983.7252 | 2392915.7754 | 2497133.4595 | 2579192.2449 | 2709901.0889 | 2788120.0151 | 2851754.2483 | 2903564.81
Scenario 3: Aggressive Fuel Sub | PG&E | Com | WholeBlg | Com - Health | Program Administrator Cost Test | Energy Efficiency | 1995628.5598 | 2054317.3557 | 2110005.2675 | 2172493.5097 | 2241848.9974 | 2312983.7252 | 2392915.7754 | 2497133.4595 | 2579192.2449 | 2709901.0889 | 2788120.0151 | 2851754.2483 | 2903564.81
Scenario 3: Aggressive Fuel Sub | PG&E | Com | WholeBlg | Com - Health | Rate Impact Measure Test | Energy Efficiency | 1995628.5598 | 2054317.3557 | 2110005.2675 | 2172493.5097 | 2241848.9974 | 2312983.7252 | 2392915.7754 | 2497133.4595 | 2579192.2449 | 2709901.0889 | 2788120.0151 | 2851754.2483 | 2903564.81
Scenario 3: Aggressive Fuel Sub | PG&E | Com | WholeBlg | Com - Health | Total Resource Cost Test | Energy Efficiency | 1995628.5598 | 2054317.3557 | 2110005.2675 | 2172493.5097 | 2241848.9974 | 2312983.7252 | 2392915.7754 | 2497133.4595 | 2579192.2449 | 2709901.0889 | 2788120.0151 | 2851754.2483 | 2903564.81
Scenario 3: Aggressive Fuel Sub | PG&E | Com | WholeBlg | Com - Lodging | Participant Cost Test | Energy Efficiency | 303314.7127 | 310022.1384 | 316224.6185 | 323291.6699 | 331336.1332 | 339687.1964 | 349324.7689 | 357887.4183 | 368075.6522 | 384066.1445 | 394070.2961 | 402306.3517 | 408435.3517
Scenario 3: Aggressive Fuel Sub | PG&E | Com | WholeBlg | Com - Lodging | Program Administrator Cost Test | Energy Efficiency | 303314.7127 | 310022.1384 | 316224.6185 | 323291.6699 | 331336.1332 | 339687.1964 | 349324.7689 | 357887.4183 | 368075.6522 | 384066.1445 | 394070.2961 | 402306.3517 | 408435.3517
Scenario 3: Aggressive Fuel Sub | PG&E | Com | WholeBlg | Com - Lodging | Rate Impact Measure Test | Energy Efficiency | 303314.7127 | 310022.1384 | 316224.6185 | 323291.6699 | 331336.1332 | 339687.1964 | 349324.7689 | 357887.4183 | 368075.6522 | 384066.1445 | 394070.2961 | 402306.3517 | 408435.3517
Scenario 3: Aggressive Fuel Sub | PG&E | Com | WholeBlg | Com - Lodging | Total Resource Cost Test | Energy Efficiency | 303314.7127 | 310022.1384 | 316224.6185 | 323291.6699 | 331336.1332 | 339687.1964 | 349324.7689 | 357887.4183 | 368075.6522 | 384066.1445 | 394070.2961 | 402306.3517 | 408435.3517
Scenario 3: Aggressive Fuel Sub | PG&E | Com | WholeBlg | Com - Office (Large) | Participant Cost Test | Energy Efficiency | 2761344.4465 | 2829152.582 | 2891265.1301 | 2960750.2041 | 3039520.3038 | 3123580.4749 | 3223805.2022 | 3248297.3601 | 3346793.0819 | 3505239.2757 | 3599769.1016 | 3675028.8567 | 3756548.3889
Scenario 3: Aggressive Fuel Sub | PG&E | Com | WholeBlg | Com - Office (Large) | Program Administrator Cost Test | Energy Efficiency | 2761344.4465 | 2829152.582 | 2891265.1301 | 2960750.2041 | 3039520.3038 | 3123580.4749 | 3223805.2022 | 3248297.3601 | 3346793.0819 | 3505239.2757 | 3599769.1016 | 3675028.8567 | 3756548.3889
Scenario 3: Aggressive Fuel Sub | PG&E | Com | WholeBlg | Com - Office (Large) | Rate Impact Measure Test | Energy Efficiency | 2761344.4465 | 2829152.582 | 2891265.1301 | 2960750.2041 | 3039520.3038 | 3123580.4749 | 3223805.2022 | 3248297.3601 | 3346793.0819 | 3505239.2757 | 3599769.1016 | 3675028.8567 | 3756548.3889
Scenario 3: Aggressive Fuel Sub | PG&E | Com | WholeBlg | Com - Office (Large) | Total Resource Cost Test | Energy Efficiency | 2761344.4465 | 2829152.582 | 2891265.1301 | 2960750.2041 | 3039520.3038 | 3123580.4749 | 3223805.2022 | 3248297.3601 | 3346793.0819 | 3505239.2757 | 3599769.1016 | 3675028.8567 | 3756548.3889
Scenario 3: Aggressive Fuel Sub | PG&E | Com | WholeBlg | Com - Office (Small) | Participant Cost Test | Energy Efficiency | 491803.1942 | 504583.0497 | 516797.2113 | 530551.353 | 546070.9248 | 562320.7103 | 581004.1802 | 616125.3241 | 635133.0153 | 665131.5368 | 683252.3108 | 697939.6324 | 711745.8814
Scenario 3: Aggressive Fuel Sub | PG&E | Com | WholeBlg | Com - Office (Small) | Program Administrator Cost Test | Energy Efficiency | 491803.1942 | 504583.0497 | 516797.2113 | 530551.353 | 546070.9248 | 562320.7103 | 581004.1802 | 616125.3241 | 635133.0153 | 665131.5368 | 683252.3108 | 697939.6324 | 711745.8814
Scenario 3: Aggressive Fuel Sub | PG&E | Com | WholeBlg | Com - Office (Small) | Rate Impact Measure Test | Energy Efficiency | 491803.1942 | 504583.0497 | 516797.2113 | 530551.353 | 546070.9248 | 562320.7103 | 581004.1802 | 616125.3241 | 635133.0153 | 665131.5368 | 683252.3108 | 697939.6324 | 711745.8814
Scenario 3: Aggressive Fuel Sub | PG&E | Com | WholeBlg | Com - Office (Small) | Total Resource Cost Test | Energy Efficiency | 491803.1942 | 504583.0497 | 516797.2113 | 530551.353 | 546070.9248 | 562320.7103 | 581004.1802 | 616125.3241 | 635133.0153 | 665131.5368 | 683252.3108 | 697939.6324 | 711745.8814
Scenario 3: Aggressive Fuel Sub | PG&E | Com | WholeBlg | Com - Other | Participant Cost Test | Energy Efficiency | 2172463.6731 | 2323837.0089 | 2465464.8686 | 2595721.7183 | 2752107.0975 | 2946183.0826 | 3126670.8717 | 3204040.9192 | 3345869.5063 | 3542104.076 | 3683975.9404 | 3808305.354 | 3889221.2245
Scenario 3: Aggressive Fuel Sub | PG&E | Com | WholeBlg | Com - Other | Program Administrator Cost Test | Energy Efficiency | 2172463.6731 | 2323837.0089 | 2465464.8686 | 2595721.7183 | 2752107.0975 | 2946183.0826 | 3126670.8717 | 3204040.9192 | 3345869.5063 | 3542104.076 | 3683975.9404 | 3808305.354 | 3889221.2245
Scenario 3: Aggressive Fuel Sub | PG&E | Com | WholeBlg | Com - Other | Rate Impact Measure Test | Energy Efficiency | 2172463.6731 | 2323837.0089 | 2465464.8686 | 2595721.7183 | 2752107.0975 | 2946183.0826 | 3126670.8717 | 3204040.9192 | 3345869.5063 | 3542104.076 | 3683975.9404 | 3808305.354 | 3889221.2245
Scenario 3: Aggressive Fuel Sub | PG&E | Com | WholeBlg | Com - Other | Total Resource Cost Test | Energy Efficiency | 2172463.6731 | 2323837.0089 | 2465464.8686 | 2595721.7183 | 2752107.0975 | 2946183.0826 | 3126670.8717 | 3204040.9192 | 3345869.5063 | 3542104.076 | 3683975.9404 | 3808305.354 | 3889221.2245
Scenario 3: Aggressive Fuel Sub | PG&E | Com | WholeBlg | Com - Refrig. Warehouse | Participant Cost Test | Energy Efficiency | 245877.0212 | 255673.9825 | 265538.2879 | 276351.4779 | 288223.2465 | 300143.3403 | 312845.1964 | 343844.5023 | 358224.7645 | 378072.5451 | 392435.6994 | 404935.5591 | 408511.8439
Scenario 3: Aggressive Fuel Sub | PG&E | Com | WholeBlg | Com - Refrig. Warehouse | Program Administrator Cost Test | Energy Efficiency | 245877.0212 | 255673.9825 | 265538.2879 | 276351.4779 | 288223.2465 | 300143.3403 | 312845.1964 | 343844.5023 | 358224.7645 | 378072.5451 | 392435.6994 | 404935.5591 | 408511.8439
Scenario 3: Aggressive Fuel Sub | PG&E | Com | WholeBlg | Com - Refrig. Warehouse | Rate Impact Measure Test | Energy Efficiency | 245877.0212 | 255673.9825 | 265538.2879 | 276351.4779 | 288223.2465 | 300143.3403 | 312845.1964 | 343844.5023 | 358224.7645 | 378072.5451 | 392435.6994 | 404935.5591 | 408511.8439
Scenario 3: Aggressive Fuel Sub | PG&E | Com | WholeBlg | Com - Refrig. Warehouse | Total Resource Cost Test | Energy Efficiency | 245877.0212 | 255673.9825 | 265538.2879 | 276351.4779 | 288223.2465 | 300143.3403 | 312845.1964 | 343844.5023 | 358224.7645 | 378072.5451 | 392435.6994 | 404935.5591 | 408511.8439
Scenario 3: Aggressive Fuel Sub | PG&E | Com | WholeBlg | Com - Restaurant | Participant Cost Test | Energy Efficiency | 734478.7205 | 751195.8653 | 766960.939 | 784777.0239 | 804937.4218 | 825248.4697 | 847739.1323 | 876370.0836 | 900359.6233 | 941382.0226 | 964064.6668 | 973166.303 | 1087006.6592
Scenario 3: Aggressive Fuel Sub | PG&E | Com | WholeBlg | Com - Restaurant | Program Administrator Cost Test | Energy Efficiency | 733868.418 | 750500.2888 | 766160.3021 | 783862.0261 | 803900.2616 | 824081.3188 | 846424.1541 | 874900.8429 | 898730.8989 | 939576.9999 | 962075.2162 | 973166.303 | 1061242.4689
Scenario 3: Aggressive Fuel Sub | PG&E | Com | WholeBlg | Com - Restaurant | Rate Impact Measure Test | Energy Efficiency | 758248.9981 | 775540.7896 | 792104.4078 | 810366.3674 | 830533.7957 | 850304.6306 | 871904.9359 | 898963.1593 | 920709.818 | 958842.3338 | 977856.1747 | 973166.303 | 1128359.3644
Scenario 3: Aggressive Fuel Sub | PG&E | Com | WholeBlg | Com - Restaurant | Total Resource Cost Test | Energy Efficiency | 735449.0533 | 752242.7969 | 768103.6242 | 786017.2162 | 806274.3285 | 826681.0856 | 849277.9544 | 878011.0952 | 902097.6758 | 943224.1147 | 966008.0751 | 973166.303 | 1110122.937
Scenario 3: Aggressive Fuel Sub | PG&E | Com | WholeBlg | Com - Retail | Participant Cost Test | Energy Efficiency | 996194.6624 | 1014741.8597 | 1031836.3247 | 1028163.2517 | 1285402.4715 | 1097327.443 | 1128062.9674 | 1175262.0367 | 1204507.3141 | 1254282.3892 | 1280793.5739 | 1300550.3626 | 1336548.2252
Scenario 3: Aggressive Fuel Sub | PG&E | Com | WholeBlg | Com - Retail | Program Administrator Cost Test | Energy Efficiency | 995772.5634 | 1014094.3302 | 1030911.1994 | 1028163.2517 | 1270611.2423 | 1095386.1804 | 1125644.6125 | 1172302.968 | 1200976.0415 | 1250107.9554 | 1275901.8796 | 1294875.6116 | 1330002.6278
Scenario 3: Aggressive Fuel Sub | PG&E | Com | WholeBlg | Com - Retail | Rate Impact Measure Test | Energy Efficiency | 1125129.5715 | 1150877.7112 | 1175613.9829 | 1028163.2517 | 2666848.198 | 1240432.5053 | 1268851.7705 | 1310063.3085 | 1328170.6996 | 1362661.2001 | 1369253.786 | 1363398.0794 | 1367782.0957
Scenario 3: Aggressive Fuel Sub | PG&E | Com | WholeBlg | Com - Retail | Total Resource Cost Test | Energy Efficiency | 1003407.7649 | 1022746.6169 | 1040751.7523 | 1028163.2517 | 1383318.4243 | 1108388.392 | 1140124.4938 | 1188351.7313 | 1218509.2857 | 1269248.3817 | 1296765.6677 | 1317529.1998 | 1354588.9478
Scenario 3: Aggressive Fuel Sub | PG&E | Com | WholeBlg | Com - School | Participant Cost Test | Energy Efficiency | 434763.6329 | 441185.6717 | 446791.8402 | 453341.1623 | 460820.2355 | 468927.2642 | 479119.9018 | 496956.5429 | 507162.3154 | 524662.7511 | 534533.5071 | 542165.3539 | 553476.6758
Scenario 3: Aggressive Fuel Sub | PG&E | Com | WholeBlg | Com - School | Program Administrator Cost Test | Energy Efficiency | 434763.6329 | 441185.6717 | 446791.8402 | 453341.1623 | 460820.2355 | 468927.2642 | 479119.9018 | 496956.5429 | 507162.3154 | 524662.7511 | 534533.5071 | 542165.3539 | 553476.6758
Scenario 3: Aggressive Fuel Sub | PG&E | Com | WholeBlg | Com - School | Rate Impact Measure Test | Energy Efficiency | 434763.6329 | 441185.6717 | 446791.8402 | 453341.1623 | 460820.2355 | 468927.2642 | 479119.9018 | 496956.5429 | 507162.3154 | 524662.7511 | 534533.5071 | 542165.3539 | 553476.6758
Scenario 3: Aggressive Fuel Sub | PG&E | Com | WholeBlg | Com - School | Total Resource Cost Test | Energy Efficiency | 434763.6329 | 441185.6717 | 446791.8402 | 453341.1623 | 460820.2355 | 468927.2642 | 479119.9018 | 496956.5429 | 507162.3154 | 524662.7511 | 534533.5071 | 542165.3539 | 553476.6758
Scenario 3: Aggressive Fuel Sub | PG&E | Com | WholeBlg | Com - Warehouse | Participant Cost Test | Energy Efficiency | 1105442.5302 | 1144965.5368 | 1184250.924 | 1227510.5318 | 1257138.0212 | 1305880.1844 | 1358780.6916 | 1507635.7243 | 1567168.7694 | 1651866.6421 | 1710700.9247 | 1760963.9026 | 1785347.5557
Scenario 3: Aggressive Fuel Sub | PG&E | Com | WholeBlg | Com - Warehouse | Program Administrator Cost Test | Energy Efficiency | 1101492.8938 | 1140576.6441 | 1179341.2474 | 1221999.0359 | 1257138.0212 | 1305880.1844 | 1358780.6916 | 1507635.7243 | 1567168.7694 | 1651866.6421 | 1710700.9247 | 1760963.9026 | 1785347.5557
Scenario 3: Aggressive Fuel Sub | PG&E | Com | WholeBlg | Com - Warehouse | Rate Impact Measure Test | Energy Efficiency | 1160304.2885 | 1200752.2675 | 1241176.9593 | 1285243.8816 | 1257138.0212 | 1305880.1844 | 1358780.6916 | 1507635.7243 | 1567168.7694 | 1651866.6421 | 1710700.9247 | 1760963.9026 | 1785347.5557
Scenario 3: Aggressive Fuel Sub | PG&E | Com | WholeBlg | Com - Warehouse | Total Resource Cost Test | Energy Efficiency | 1107420.5967 | 1147089.5482 | 1186547.5513 | 1230003.1373 | 1257138.0212 | 1305880.1844 | 1358780.6916 | 1507635.7243 | 1567168.7694 | 1651866.6421 | 1710700.9247 | 1760963.9026 | 1785347.5557
Scenario 3: Aggressive Fuel Sub | PG&E | Ind | WholeBlg | Ind - All Other Industrial | Participant Cost Test | Energy Efficiency | 74201.4269 | 74487.3323 | 74550.3539 | 74629.9735 | 74597.4197 | 74651.0115 | 74631.1702 | 74698.3123 | 74676.2541 | 74733.3958 | 74756.2584 | 74821.521 | 74874.7074
Scenario 3: Aggressive Fuel Sub | PG&E | Ind | WholeBlg | Ind - All Other Industrial | Program Administrator Cost Test | Energy Efficiency | 74201.4269 | 74487.3323 | 74550.3539 | 74629.9735 | 74597.4197 | 74651.0115 | 74631.1702 | 74698.3123 | 74676.2541 | 74733.3958 | 74756.2584 | 74821.521 | 74874.7074
Scenario 3: Aggressive Fuel Sub | PG&E | Ind | WholeBlg | Ind - All Other Industrial | Rate Impact Measure Test | Energy Efficiency | 74201.4269 | 74487.3323 | 74550.3539 | 74629.9735 | 74597.4197 | 74651.0115 | 74631.1702 | 74698.3123 | 74676.2541 | 74733.3958 | 74756.2584 | 74821.521 | 74874.7074
Scenario 3: Aggressive Fuel Sub | PG&E | Ind | WholeBlg | Ind - All Other Industrial | Total Resource Cost Test | Energy Efficiency | 74201.4269 | 74487.3323 | 74550.3539 | 74629.9735 | 74597.4197 | 74651.0115 | 74631.1702 | 74698.3123 | 74676.2541 | 74733.3958 | 74756.2584 | 74821.521 | 74874.7074
Scenario 3: Aggressive Fuel Sub | PG&E | Ind | WholeBlg | Ind - Chemicals | Participant Cost Test | Energy Efficiency | 1344396.9841 | 1352200.8116 | 1358067.4245 | 1362978.4249 | 1366697.2236 | 1369559.6092 | 1371084.4253 | 1372092.6985 | 1372888.0718 | 1374004.9567 | 1374657.7595 | 1374926.2407 | 1374665.8091
Scenario 3: Aggressive Fuel Sub | PG&E | Ind | WholeBlg | Ind - Chemicals | Program Administrator Cost Test | Energy Efficiency | 1344396.9841 | 1352200.8116 | 1358067.4245 | 1362978.4249 | 1366697.2236 | 1369559.6092 | 1371084.4253 | 1372092.6985 | 1372888.0718 | 1374004.9567 | 1374657.7595 | 1374926.2407 | 1374665.8091
Scenario 3: Aggressive Fuel Sub | PG&E | Ind | WholeBlg | Ind - Chemicals | Rate Impact Measure Test | Energy Efficiency | 1344396.9841 | 1352200.8116 | 1358067.4245 | 1362978.4249 | 1366697.2236 | 1369559.6092 | 1371084.4253 | 1372092.6985 | 1372888.0718 | 1374004.9567 | 1374657.7595 | 1374926.2407 | 1374665.8091
Scenario 3: Aggressive Fuel Sub | PG&E | Ind | WholeBlg | Ind - Chemicals | Total Resource Cost Test | Energy Efficiency | 1344396.9841 | 1352200.8116 | 1358067.4245 | 1362978.4249 | 1366697.2236 | 1369559.6092 | 1371084.4253 | 1372092.6985 | 1372888.0718 | 1374004.9567 | 1374657.7595 | 1374926.2407 | 1374665.8091
Scenario 3: Aggressive Fuel Sub | PG&E | Ind | WholeBlg | Ind - Electronics | Participant Cost Test | Energy Efficiency | 466465.4657 | 469716.5183 | 471430.675 | 473294.8501 | 474285.0588 | 476198.6473 | 477507.4695 | 479398.6477 | 480438.6763 | 481970.2695 | 482964.9407 | 484083.4083 | 484985.4852
Scenario 3: Aggressive Fuel Sub | PG&E | Ind | WholeBlg | Ind - Electronics | Program Administrator Cost Test | Energy Efficiency | 466465.4657 | 469716.5183 | 471430.675 | 473294.8501 | 474285.0588 | 476198.6473 | 477507.4695 | 479398.6477 | 480438.6763 | 481970.2695 | 482964.9407 | 484083.4083 | 484985.4852
Scenario 3: Aggressive Fuel Sub | PG&E | Ind | WholeBlg | Ind - Electronics | Rate Impact Measure Test | Energy Efficiency | 466465.4657 | 469716.5183 | 471430.675 | 473294.8501 | 474285.0588 | 476198.6473 | 477507.4695 | 479398.6477 | 480438.6763 | 481970.2695 | 482964.9407 | 484083.4083 | 484985.4852
Scenario 3: Aggressive Fuel Sub | PG&E | Ind | WholeBlg | Ind - Electronics | Total Resource Cost Test | Energy Efficiency | 466465.4657 | 469716.5183 | 471430.675 | 473294.8501 | 474285.0588 | 476198.6473 | 477507.4695 | 479398.6477 | 480438.6763 | 481970.2695 | 482964.9407 | 484083.4083 | 484985.4852
Scenario 3: Aggressive Fuel Sub | PG&E | Ind | WholeBlg | Ind - Fabricated Metals | Participant Cost Test | Energy Efficiency | 144933.2811 | 146752.4961 | 148163.6435 | 149036.5414 | 149460.484 | 149772.2687 | 149791.0616 | 149873.049 | 149788.0707 | 149811.8685 | 149707.9988 | 149575.0953 | 149330.001
Scenario 3: Aggressive Fuel Sub | PG&E | Ind | WholeBlg | Ind - Fabricated Metals | Program Administrator Cost Test | Energy Efficiency | 144933.2811 | 146752.4961 | 148163.6435 | 149036.5414 | 149460.484 | 149772.2687 | 149791.0616 | 149873.049 | 149788.0707 | 149811.8685 | 149707.9988 | 149575.0953 | 149330.001
Scenario 3: Aggressive Fuel Sub | PG&E | Ind | WholeBlg | Ind - Fabricated Metals | Rate Impact Measure Test | Energy Efficiency | 144933.2811 | 146752.4961 | 148163.6435 | 149036.5414 | 149460.484 | 149772.2687 | 149791.0616 | 149873.049 | 149788.0707 | 149811.8685 | 149707.9988 | 149575.0953 | 149330.001
Scenario 3: Aggressive Fuel Sub | PG&E | Ind | WholeBlg | Ind - Fabricated Metals | Total Resource Cost Test | Energy Efficiency | 144933.2811 | 146752.4961 | 148163.6435 | 149036.5414 | 149460.484 | 149772.2687 | 149791.0616 | 149873.049 | 149788.0707 | 149811.8685 | 149707.9988 | 149575.0953 | 149330.001
Scenario 3: Aggressive Fuel Sub | PG&E | Ind | WholeBlg | Ind - Food | Participant Cost Test | Energy Efficiency | 2622802.3096 | 2627358.2983 | 2627871.1218 | 2626823.9972 | 2623165.8887 | 2619535.6004 | 2615066.639 | 2610733.7536 | 2605435.4218 | 2600943.6845 | 2595576.467 | 2589745.558 | 2583120.4536
Scenario 3: Aggressive Fuel Sub | PG&E | Ind | WholeBlg | Ind - Food | Program Administrator Cost Test | Energy Efficiency | 2622802.3096 | 2627358.2983 | 2627871.1218 | 2626823.9972 | 2623165.8887 | 2619535.6004 | 2615066.639 | 2610733.7536 | 2605435.4218 | 2600943.6845 | 2595576.467 | 2589745.558 | 2583120.4536
Scenario 3: Aggressive Fuel Sub | PG&E | Ind | WholeBlg | Ind - Food | Rate Impact Measure Test | Energy Efficiency | 2622802.3096 | 2627358.2983 | 2627871.1218 | 2626823.9972 | 2623165.8887 | 2619535.6004 | 2615066.639 | 2610733.7536 | 2605435.4218 | 2600943.6845 | 2595576.467 | 2589745.558 | 2583120.4536
Scenario 3: Aggressive Fuel Sub | PG&E | Ind | WholeBlg | Ind - Food | Total Resource Cost Test | Energy Efficiency | 2622802.3096 | 2627358.2983 | 2627871.1218 | 2626823.9972 | 2623165.8887 | 2619535.6004 | 2615066.639 | 2610733.7536 | 2605435.4218 | 2600943.6845 | 2595576.467 | 2589745.558 | 2583120.4536
Scenario 3: Aggressive Fuel Sub | PG&E | Ind | WholeBlg | Ind - Industrial Machinery | Participant Cost Test | Energy Efficiency | 98077.3829 | 99605.9685 | 100866.0307 | 101640.337 | 101965.1407 | 102277.7443 | 102464.4543 | 102740.0675 | 102878.9791 | 103130.5054 | 103261.8822 | 103372.472 | 103389.381
Scenario 3: Aggressive Fuel Sub | PG&E | Ind | WholeBlg | Ind - Industrial Machinery | Program Administrator Cost Test | Energy Efficiency | 98077.3829 | 99605.9685 | 100866.0307 | 101640.337 | 101965.1407 | 102277.7443 | 102464.4543 | 102740.0675 | 102878.9791 | 103130.5054 | 103261.8822 | 103372.472 | 103389.381
Scenario 3: Aggressive Fuel Sub | PG&E | Ind | WholeBlg | Ind - Industrial Machinery | Rate Impact Measure Test | Energy Efficiency | 98077.3829 | 99605.9685 | 100866.0307 | 101640.337 | 101965.1407 | 102277.7443 | 102464.4543 | 102740.0675 | 102878.9791 | 103130.5054 | 103261.8822 | 103372.472 | 103389.381
Scenario 3: Aggressive Fuel Sub | PG&E | Ind | WholeBlg | Ind - Industrial Machinery | Total Resource Cost Test | Energy Efficiency | 98077.3829 | 99605.9685 | 100866.0307 | 101640.337 | 101965.1407 | 102277.7443 | 102464.4543 | 102740.0675 | 102878.9791 | 103130.5054 | 103261.8822 | 103372.472 | 103389.381
Scenario 3: Aggressive Fuel Sub | PG&E | Ind | WholeBlg | Ind - Lumber & Furniture | Participant Cost Test | Energy Efficiency | 70994.081 | 71233.8232 | 71237.5635 | 71281.9341 | 71201.1709 | 71213.7019 | 71096.7525 | 71072.9333 | 70931.8038 | 70872.6548 | 70747.4401 | 70647.1579 | 70519.5278
Scenario 3: Aggressive Fuel Sub | PG&E | Ind | WholeBlg | Ind - Lumber & Furniture | Program Administrator Cost Test | Energy Efficiency | 70994.081 | 71233.8232 | 71237.5635 | 71281.9341 | 71201.1709 | 71213.7019 | 71096.7525 | 71072.9333 | 70931.8038 | 70872.6548 | 70747.4401 | 70647.1579 | 70519.5278
Scenario 3: Aggressive Fuel Sub | PG&E | Ind | WholeBlg | Ind - Lumber & Furniture | Rate Impact Measure Test | Energy Efficiency | 70994.081 | 71233.8232 | 71237.5635 | 71281.9341 | 71201.1709 | 71213.7019 | 71096.7525 | 71072.9333 | 70931.8038 | 70872.6548 | 70747.4401 | 70647.1579 | 70519.5278
Scenario 3: Aggressive Fuel Sub | PG&E | Ind | WholeBlg | Ind - Lumber & Furniture | Total Resource Cost Test | Energy Efficiency | 70994.081 | 71233.8232 | 71237.5635 | 71281.9341 | 71201.1709 | 71213.7019 | 71096.7525 | 71072.9333 | 70931.8038 | 70872.6548 | 70747.4401 | 70647.1579 | 70519.5278
Scenario 3: Aggressive Fuel Sub | PG&E | Ind | WholeBlg | Ind - Paper | Participant Cost Test | Energy Efficiency | 99446.2772 | 99844.5146 | 100214.6872 | 100660.8561 | 100987.7766 | 101241.6653 | 101464.5068 | 101810.1734 | 102202.9074 | 102750.373 | 103352.5728 | 104013.5585 | 104675.054
Scenario 3: Aggressive Fuel Sub | PG&E | Ind | WholeBlg | Ind - Paper | Program Administrator Cost Test | Energy Efficiency | 99446.2772 | 99844.5146 | 100214.6872 | 100660.8561 | 100987.7766 | 101241.6653 | 101464.5068 | 101810.1734 | 102202.9074 | 102750.373 | 103352.5728 | 104013.5585 | 104675.054
Scenario 3: Aggressive Fuel Sub | PG&E | Ind | WholeBlg | Ind - Paper | Rate Impact Measure Test | Energy Efficiency | 99446.2772 | 99844.5146 | 100214.6872 | 100660.8561 | 100987.7766 | 101241.6653 | 101464.5068 | 101810.1734 | 102202.9074 | 102750.373 | 103352.5728 | 104013.5585 | 104675.054
Scenario 3: Aggressive Fuel Sub | PG&E | Ind | WholeBlg | Ind - Paper | Total Resource Cost Test | Energy Efficiency | 99446.2772 | 99844.5146 | 100214.6872 | 100660.8561 | 100987.7766 | 101241.6653 | 101464.5068 | 101810.1734 | 102202.9074 | 102750.373 | 103352.5728 | 104013.5585 | 104675.054
Scenario 3: Aggressive Fuel Sub | PG&E | Ind | WholeBlg | Ind - Petroleum | Participant Cost Test | Energy Efficiency | 3666859.3073 | 3670291.0202 | 3671540.4119 | 3672199.4418 | 3669620.5509 | 3664008.9998 | 3656195.3366 | 3647460.077 | 3638801.5092 | 3630728.6531 | 3620925.1336 | 3609735.2063 | 3597705.6853
Scenario 3: Aggressive Fuel Sub | PG&E | Ind | WholeBlg | Ind - Petroleum | Program Administrator Cost Test | Energy Efficiency | 3666859.3073 | 3670291.0202 | 3671540.4119 | 3672199.4418 | 3669620.5509 | 3664008.9998 | 3656195.3366 | 3647460.077 | 3638801.5092 | 3630728.6531 | 3620925.1336 | 3609735.2063 | 3597705.6853
Scenario 3: Aggressive Fuel Sub | PG&E | Ind | WholeBlg | Ind - Petroleum | Rate Impact Measure Test | Energy Efficiency | 3666859.3073 | 3670291.0202 | 3671540.4119 | 3672199.4418 | 3669620.5509 | 3664008.9998 | 3656195.3366 | 3647460.077 | 3638801.5092 | 3630728.6531 | 3620925.1336 | 3609735.2063 | 3597705.6853
Scenario 3: Aggressive Fuel Sub | PG&E | Ind | WholeBlg | Ind - Petroleum | Total Resource Cost Test | Energy Efficiency | 3666859.3073 | 3670291.0202 | 3671540.4119 | 3672199.4418 | 3669620.5509 | 3664008.9998 | 3656195.3366 | 3647460.077 | 3638801.5092 | 3630728.6531 | 3620925.1336 | 3609735.2063 | 3597705.6853
Scenario 3: Aggressive Fuel Sub | PG&E | Ind | WholeBlg | Ind - Plastics | Participant Cost Test | Energy Efficiency | 89194.0707 | 91344.1288 | 93130.9384 | 94831.5235 | 96340.6155 | 97846.9464 | 98978.9433 | 99975.0221 | 100868.8599 | 101873.7996 | 102781.0116 | 103667.9657 | 104470.7485
Scenario 3: Aggressive Fuel Sub | PG&E | Ind | WholeBlg | Ind - Plastics | Program Administrator Cost Test | Energy Efficiency | 89194.0707 | 91344.1288 | 93130.9384 | 94831.5235 | 96340.6155 | 97846.9464 | 98978.9433 | 99975.0221 | 100868.8599 | 101873.7996 | 102781.0116 | 103667.9657 | 104470.7485
Scenario 3: Aggressive Fuel Sub | PG&E | Ind | WholeBlg | Ind - Plastics | Rate Impact Measure Test | Energy Efficiency | 89194.0707 | 91344.1288 | 93130.9384 | 94831.5235 | 96340.6155 | 97846.9464 | 98978.9433 | 99975.0221 | 100868.8599 | 101873.7996 | 102781.0116 | 103667.9657 | 104470.7485
Scenario 3: Aggressive Fuel Sub | PG&E | Ind | WholeBlg | Ind - Plastics | Total Resource Cost Test | Energy Efficiency | 89194.0707 | 91344.1288 | 93130.9384 | 94831.5235 | 96340.6155 | 97846.9464 | 98978.9433 | 99975.0221 | 100868.8599 | 101873.7996 | 102781.0116 | 103667.9657 | 104470.7485
Scenario 3: Aggressive Fuel Sub | PG&E | Ind | WholeBlg | Ind - Primary Metals | Participant Cost Test | Energy Efficiency | 151014.0675 | 151968.9611 | 152751.1379 | 153396.9307 | 153803.2994 | 154201.702 | 154541.7286 | 154929.9913 | 155207.8256 | 155527.8475 | 155755.0853 | 155955.5373 | 156086.489
Scenario 3: Aggressive Fuel Sub | PG&E | Ind | WholeBlg | Ind - Primary Metals | Program Administrator Cost Test | Energy Efficiency | 151014.0675 | 151968.9611 | 152751.1379 | 153396.9307 | 153803.2994 | 154201.702 | 154541.7286 | 154929.9913 | 155207.8256 | 155527.8475 | 155755.0853 | 155955.5373 | 156086.489
Scenario 3: Aggressive Fuel Sub | PG&E | Ind | WholeBlg | Ind - Primary Metals | Rate Impact Measure Test | Energy Efficiency | 151014.0675 | 151968.9611 | 152751.1379 | 153396.9307 | 153803.2994 | 154201.702 | 154541.7286 | 154929.9913 | 155207.8256 | 155527.8475 | 155755.0853 | 155955.5373 | 156086.489
Scenario 3: Aggressive Fuel Sub | PG&E | Ind | WholeBlg | Ind - Primary Metals | Total Resource Cost Test | Energy Efficiency | 151014.0675 | 151968.9611 | 152751.1379 | 153396.9307 | 153803.2994 | 154201.702 | 154541.7286 | 154929.9913 | 155207.8256 | 155527.8475 | 155755.0853 | 155955.5373 | 156086.489
Scenario 3: Aggressive Fuel Sub | PG&E | Ind | WholeBlg | Ind - Printing & Publishing | Participant Cost Test | Energy Efficiency | 58400.206 | 58630.4388 | 58696.0417 | 58788.2973 | 58755.3561 | 58771.4988 | 58716.751 | 58731.4379 | 58676.6345 | 58683.8 | 58637.1246 | 58601.1322 | 58543.3331
Scenario 3: Aggressive Fuel Sub | PG&E | Ind | WholeBlg | Ind - Printing & Publishing | Program Administrator Cost Test | Energy Efficiency | 58400.206 | 58630.4388 | 58696.0417 | 58788.2973 | 58755.3561 | 58771.4988 | 58716.751 | 58731.4379 | 58676.6345 | 58683.8 | 58637.1246 | 58601.1322 | 58543.3331
Scenario 3: Aggressive Fuel Sub | PG&E | Ind | WholeBlg | Ind - Printing & Publishing | Rate Impact Measure Test | Energy Efficiency | 58400.206 | 58630.4388 | 58696.0417 | 58788.2973 | 58755.3561 | 58771.4988 | 58716.751 | 58731.4379 | 58676.6345 | 58683.8 | 58637.1246 | 58601.1322 | 58543.3331
Scenario 3: Aggressive Fuel Sub | PG&E | Ind | WholeBlg | Ind - Printing & Publishing | Total Resource Cost Test | Energy Efficiency | 58400.206 | 58630.4388 | 58696.0417 | 58788.2973 | 58755.3561 | 58771.4988 | 58716.751 | 58731.4379 | 58676.6345 | 58683.8 | 58637.1246 | 58601.1322 | 58543.3331
Scenario 3: Aggressive Fuel Sub | PG&E | Ind | WholeBlg | Ind - Stone-Glass-Clay | Participant Cost Test | Energy Efficiency | 1050779.9672 | 1063415.5439 | 1072738.296 | 1080316.1609 | 1086594.2021 | 1091573.1756 | 1095044.0339 | 1098357.0539 | 1101176.1223 | 1104158.5797 | 1106977.066 | 1109725.4062 | 1111959.6143
Scenario 3: Aggressive Fuel Sub | PG&E | Ind | WholeBlg | Ind - Stone-Glass-Clay | Program Administrator Cost Test | Energy Efficiency | 1050779.9672 | 1063415.5439 | 1072738.296 | 1080316.1609 | 1086594.2021 | 1091573.1756 | 1095044.0339 | 1098357.0539 | 1101176.1223 | 1104158.5797 | 1106977.066 | 1109725.4062 | 1111959.6143
Scenario 3: Aggressive Fuel Sub | PG&E | Ind | WholeBlg | Ind - Stone-Glass-Clay | Rate Impact Measure Test | Energy Efficiency | 1050779.9672 | 1063415.5439 | 1072738.296 | 1080316.1609 | 1086594.2021 | 1091573.1756 | 1095044.0339 | 1098357.0539 | 1101176.1223 | 1104158.5797 | 1106977.066 | 1109725.4062 | 1111959.6143
Scenario 3: Aggressive Fuel Sub | PG&E | Ind | WholeBlg | Ind - Stone-Glass-Clay | Total Resource Cost Test | Energy Efficiency | 1050779.9672 | 1063415.5439 | 1072738.296 | 1080316.1609 | 1086594.2021 | 1091573.1756 | 1095044.0339 | 1098357.0539 | 1101176.1223 | 1104158.5797 | 1106977.066 | 1109725.4062 | 1111959.6143
Scenario 3: Aggressive Fuel Sub | PG&E | Ind | WholeBlg | Ind - Textiles | Participant Cost Test | Energy Efficiency | 5265.5066 | 5270.0715 | 5263.1017 | 5249.1052 | 5223.5843 | 5200.7882 | 5172.8988 | 5148.4261 | 5119.1557 | 5094.9716 | 5068.3843 | 5043.3275 | 5017.7489
Scenario 3: Aggressive Fuel Sub | PG&E | Ind | WholeBlg | Ind - Textiles | Program Administrator Cost Test | Energy Efficiency | 5265.5066 | 5270.0715 | 5263.1017 | 5249.1052 | 5223.5843 | 5200.7882 | 5172.8988 | 5148.4261 | 5119.1557 | 5094.9716 | 5068.3843 | 5043.3275 | 5017.7489
Scenario 3: Aggressive Fuel Sub | PG&E | Ind | WholeBlg | Ind - Textiles | Rate Impact Measure Test | Energy Efficiency | 5265.5066 | 5270.0715 | 5263.1017 | 5249.1052 | 5223.5843 | 5200.7882 | 5172.8988 | 5148.4261 | 5119.1557 | 5094.9716 | 5068.3843 | 5043.3275 | 5017.7489
Scenario 3: Aggressive Fuel Sub | PG&E | Ind | WholeBlg | Ind - Textiles | Total Resource Cost Test | Energy Efficiency | 5265.5066 | 5270.0715 | 5263.1017 | 5249.1052 | 5223.5843 | 5200.7882 | 5172.8988 | 5148.4261 | 5119.1557 | 5094.9716 | 5068.3843 | 5043.3275 | 5017.7489
Scenario 3: Aggressive Fuel Sub | PG&E | Ind | WholeBlg | Ind - Transportation Equipment | Participant Cost Test | Energy Efficiency | 141401.2259 | 141767.9837 | 142188.8209 | 142337.5613 | 142154.6053 | 142050.2615 | 141931.7554 | 141938.2947 | 141842.2772 | 141862.0439 | 141750.8637 | 141598.9249 | 141346.1446
Scenario 3: Aggressive Fuel Sub | PG&E | Ind | WholeBlg | Ind - Transportation Equipment | Program Administrator Cost Test | Energy Efficiency | 141401.2259 | 141767.9837 | 142188.8209 | 142337.5613 | 142154.6053 | 142050.2615 | 141931.7554 | 141938.2947 | 141842.2772 | 141862.0439 | 141750.8637 | 141598.9249 | 141346.1446
Scenario 3: Aggressive Fuel Sub | PG&E | Ind | WholeBlg | Ind - Transportation Equipment | Rate Impact Measure Test | Energy Efficiency | 141401.2259 | 141767.9837 | 142188.8209 | 142337.5613 | 142154.6053 | 142050.2615 | 141931.7554 | 141938.2947 | 141842.2772 | 141862.0439 | 141750.8637 | 141598.9249 | 141346.1446
Scenario 3: Aggressive Fuel Sub | PG&E | Ind | WholeBlg | Ind - Transportation Equipment | Total Resource Cost Test | Energy Efficiency | 141401.2259 | 141767.9837 | 142188.8209 | 142337.5613 | 142154.6053 | 142050.2615 | 141931.7554 | 141938.2947 | 141842.2772 | 141862.0439 | 141750.8637 | 141598.9249 | 141346.1446
Scenario 3: Aggressive Fuel Sub | PG&E | Res | AppPlug | Res - Multi Family | Participant Cost Test | Energy Efficiency | 0 | 0 | 185693.5431 | 213252.2809 | 218902.3551 | 224380.8832 | 229843.5038 | 232425.6092 | 237641.2422 | 242977.6741 | 248517.5989 | 254385.0658 | 258597.7148
Scenario 3: Aggressive Fuel Sub | PG&E | Res | AppPlug | Res - Multi Family | Participant Cost Test | Fuel Substitution | 4.3601 | 4.8641 | 5.3976 | 5.9587 | 6.5463 | 0 | 0 | 0 | 0 | 0 | 0 | 0 | 0
Scenario 3: Aggressive Fuel Sub | PG&E | Res | AppPlug | Res - Multi Family | Program Administrator Cost Test | Energy Efficiency | 0 | 0 | 90406.3192 | 101787.7462 | 102435.8736 | 102940.7488 | 103379.2868 | 102490.8522 | 102736.0274 | 102983.3827 | 103266.0962 | 103631.5635 | 103282.0739
Scenario 3: Aggressive Fuel Sub | PG&E | Res | AppPlug | Res - Multi Family | Program Administrator Cost Test | Fuel Substitution | 24.5723 | 27.7981 | 31.1999 | 34.7531 | 38.6083 | 0 | 0 | 0 | 0 | 0 | 0 | 0 | 0
Scenario 3: Aggressive Fuel Sub | PG&E | Res | AppPlug | Res - Multi Family | Rate Impact Measure Test | Energy Efficiency | 0 | 0 | 248599.7333 | 270403.807 | 261490.8198 | 250764.1794 | 238526.789 | 221939.164 | 206589.5086 | 189616.587 | 171117.2648 | 150922.3659 | 127865.0426
Scenario 3: Aggressive Fuel Sub | PG&E | Res | AppPlug | Res - Multi Family | Rate Impact Measure Test | Fuel Substitution | 34.7588 | 39.0587 | 43.3487 | 47.7054 | 52.2174 | 0 | 0 | 0 | 0 | 0 | 0 | 0 | 0
Scenario 3: Aggressive Fuel Sub | PG&E | Res | AppPlug | Res - Multi Family | Total Resource Cost Test | Energy Efficiency | 0 | 0 | 132801.2555 | 150816.1026 | 153106.998 | 155225.4996 | 157283.8638 | 157344.9601 | 159165.8414 | 161025.9848 | 162978.636 | 165101.6931 | 166116.7686
Scenario 3: Aggressive Fuel Sub | PG&E | Res | AppPlug | Res - Multi Family | Total Resource Cost Test | Fuel Substitution | 26.7523 | 30.2301 | 33.8987 | 37.7324 | 41.8814 | 0 | 0 | 0 | 0 | 0 | 0 | 0 | 0
Scenario 3: Aggressive Fuel Sub | PG&E | Res | AppPlug | Res - Single Family | Participant Cost Test | Energy Efficiency | 101.3846 | 121.7914 | 140.8119 | 158.1358 | 174.6646 | 0 | 0 | 0 | 0 | 0 | 0 | 1315487.7647 | 1425774.771
Scenario 3: Aggressive Fuel Sub | PG&E | Res | AppPlug | Res - Single Family | Participant Cost Test | Fuel Substitution | 43.9319 | 48.8174 | 53.9405 | 59.3018 | 64.9036 | 0 | 0 | 0 | 0 | 0 | 0 | 0 | 0
Scenario 3: Aggressive Fuel Sub | PG&E | Res | AppPlug | Res - Single Family | Program Administrator Cost Test | Energy Efficiency | 246.02 | 290.9382 | 331.1598 | 366.16 | 398.2143 | 0 | 0 | 0 | 0 | 0 | 0 | 206779.7992 | 219721.2444
Scenario 3: Aggressive Fuel Sub | PG&E | Res | AppPlug | Res - Single Family | Program Administrator Cost Test | Fuel Substitution | 177.4702 | 199.5615 | 222.6493 | 246.6546 | 272.5415 | 0 | 0 | 0 | 0 | 0 | 0 | 0 | 0
Scenario 3: Aggressive Fuel Sub | PG&E | Res | AppPlug | Res - Single Family | Rate Impact Measure Test | Energy Efficiency | 489.5573 | 585.474 | 674.1779 | 754.4127 | 795.0075 | 0 | 0 | 0 | 0 | 0 | 0 | 314714.9365 | 279605.7193
Scenario 3: Aggressive Fuel Sub | PG&E | Res | AppPlug | Res - Single Family | Rate Impact Measure Test | Fuel Substitution | 240.3926 | 268.8245 | 297.0398 | 325.6201 | 355.182 | 0 | 0 | 0 | 0 | 0 | 0 | 0 | 0
Scenario 3: Aggressive Fuel Sub | PG&E | Res | AppPlug | Res - Single Family | Total Resource Cost Test | Energy Efficiency | 291.643 | 345.7443 | 394.5252 | 437.3211 | 476.8134 | 0 | 0 | 0 | 0 | 0 | 0 | 579883.6264 | 624842.486
Scenario 3: Aggressive Fuel Sub | PG&E | Res | AppPlug | Res - Single Family | Total Resource Cost Test | Fuel Substitution | 199.4361 | 223.9702 | 249.6196 | 276.3056 | 304.9933 | 0 | 0 | 0 | 0 | 0 | 0 | 0 | 0
Scenario 3: Aggressive Fuel Sub | PG&E | Res | BROs | Income Qualified - Multi Family IQ | Participant Cost Test | Energy Efficiency | 979453.9822 | 996759.3421 | 1015571.8646 | 1038564.6261 | 1062897.6271 | 1089191.6975 | 1111319.6493 | 1137129.6928 | 1162421.9909 | 1187785.8523 | 1210793.7158 | 1102267.2673 | 1117983.8953
Scenario 3: Aggressive Fuel Sub | PG&E | Res | BROs | Income Qualified - Multi Family IQ | Program Administrator Cost Test | Energy Efficiency | 979453.9822 | 996759.3421 | 1015571.8646 | 1038564.6261 | 1062897.6271 | 1089191.6975 | 1111319.6493 | 1137129.6928 | 1162421.9909 | 1187785.8523 | 1210793.7158 | 1102267.2673 | 1117983.8953
Scenario 3: Aggressive Fuel Sub | PG&E | Res | BROs | Income Qualified - Multi Family IQ | Rate Impact Measure Test | Energy Efficiency | 979453.9822 | 996759.3421 | 1015571.8646 | 1038564.6261 | 1062897.6271 | 1089191.6975 | 1111319.6493 | 1137129.6928 | 1162421.9909 | 1187785.8523 | 1210793.7158 | 1102267.2673 | 1117983.8953
Scenario 3: Aggressive Fuel Sub | PG&E | Res | BROs | Income Qualified - Multi Family IQ | Total Resource Cost Test | Energy Efficiency | 979453.9822 | 996759.3421 | 1015571.8646 | 1038564.6261 | 1062897.6271 | 1089191.6975 | 1111319.6493 | 1137129.6928 | 1162421.9909 | 1187785.8523 | 1210793.7158 | 1102267.2673 | 1117983.8953
Scenario 3: Aggressive Fuel Sub | PG&E | Res | BROs | Income Qualified - Single Family IQ | Participant Cost Test | Energy Efficiency | 3562752.8148 | 3615344.816 | 3671755.5461 | 3744049.8554 | 3820259.9764 | 3902169.3407 | 3973367.9471 | 4054649.0055 | 4133072.3943 | 4208216.5536 | 4274207.406 | 3911028.9152 | 3955861.7715
Scenario 3: Aggressive Fuel Sub | PG&E | Res | BROs | Income Qualified - Single Family IQ | Program Administrator Cost Test | Energy Efficiency | 3562752.8148 | 3615344.816 | 3671755.5461 | 3744049.8554 | 3820259.9764 | 3902169.3407 | 3973367.9471 | 4054649.0055 | 4133072.3943 | 4208216.5536 | 4274207.406 | 3911028.9152 | 3955861.7715
Scenario 3: Aggressive Fuel Sub | PG&E | Res | BROs | Income Qualified - Single Family IQ | Rate Impact Measure Test | Energy Efficiency | 3562752.8148 | 3615344.816 | 3671755.5461 | 3744049.8554 | 3820259.9764 | 3902169.3407 | 3973367.9471 | 4054649.0055 | 4133072.3943 | 4208216.5536 | 4274207.406 | 3911028.9152 | 3955861.7715
Scenario 3: Aggressive Fuel Sub | PG&E | Res | BROs | Income Qualified - Single Family IQ | Total Resource Cost Test | Energy Efficiency | 3562752.8148 | 3615344.816 | 3671755.5461 | 3744049.8554 | 3820259.9764 | 3902169.3407 | 3973367.9471 | 4054649.0055 | 4133072.3943 | 4208216.5536 | 4274207.406 | 3911028.9152 | 3955861.7715
Scenario 3: Aggressive Fuel Sub | PG&E | Res | BROs | Res - Multi Family | Participant Cost Test | Energy Efficiency | 10069068.2318 | 10202560.5104 | 10347562.4056 | 10532069.9002 | 10727487.0627 | 10936552.0545 | 11115475.1261 | 11321158.6469 | 11520593.4185 | 11711375.2028 | 11881329.4674 | 12090436.8308 | 12308811.412
Scenario 3: Aggressive Fuel Sub | PG&E | Res | BROs | Res - Multi Family | Program Administrator Cost Test | Energy Efficiency | 10069068.2318 | 10202560.5104 | 10347562.4056 | 10532069.9002 | 10727487.0627 | 10936552.0545 | 11115475.1261 | 11321158.6469 | 11520593.4185 | 11711375.2028 | 11881329.4674 | 12090436.8308 | 12308811.412
Scenario 3: Aggressive Fuel Sub | PG&E | Res | BROs | Res - Multi Family | Rate Impact Measure Test | Energy Efficiency | 10069068.2318 | 10202560.5104 | 10347562.4056 | 10532069.9002 | 10727487.0627 | 10936552.0545 | 11115475.1261 | 11321158.6469 | 11520593.4185 | 11711375.2028 | 11881329.4674 | 12090436.8308 | 12308811.412
Scenario 3: Aggressive Fuel Sub | PG&E | Res | BROs | Res - Multi Family | Total Resource Cost Test | Energy Efficiency | 10069068.2318 | 10202560.5104 | 10347562.4056 | 10532069.9002 | 10727487.0627 | 10936552.0545 | 11115475.1261 | 11321158.6469 | 11520593.4185 | 11711375.2028 | 11881329.4674 | 12090436.8308 | 12308811.412
Scenario 3: Aggressive Fuel Sub | PG&E | Res | BROs | Res - Single Family | Participant Cost Test | Energy Efficiency | 2558619.1865 | 2599376.8277 | 2644004.1725 | 2698527.0172 | 2756277.1365 | 2818450.57 | 2869588.5181 | 2929692.4463 | 2988472.7966 | 3047239.6008 | 3100508.3526 | 3164193.9373 | 3230193.4469
Scenario 3: Aggressive Fuel Sub | PG&E | Res | BROs | Res - Single Family | Program Administrator Cost Test | Energy Efficiency | 2558619.1865 | 2599376.8277 | 2644004.1725 | 2698527.0172 | 2756277.1365 | 2818450.57 | 2869588.5181 | 2929692.4463 | 2988472.7966 | 3047239.6008 | 3100508.3526 | 3164193.9373 | 3230193.4469
Scenario 3: Aggressive Fuel Sub | PG&E | Res | BROs | Res - Single Family | Rate Impact Measure Test | Energy Efficiency | 2558619.1865 | 2599376.8277 | 2644004.1725 | 2698527.0172 | 2756277.1365 | 2818450.57 | 2869588.5181 | 2929692.4463 | 2988472.7966 | 3047239.6008 | 3100508.3526 | 3164193.9373 | 3230193.4469
Scenario 3: Aggressive Fuel Sub | PG&E | Res | BROs | Res - Single Family | Total Resource Cost Test | Energy Efficiency | 2558619.1865 | 2599376.8277 | 2644004.1725 | 2698527.0172 | 2756277.1365 | 2818450.57 | 2869588.5181 | 2929692.4463 | 2988472.7966 | 3047239.6008 | 3100508.3526 | 3164193.9373 | 3230193.4469
Scenario 3: Aggressive Fuel Sub | PG&E | Res | BldgEnv | Res - Single Family | Participant Cost Test | Energy Efficiency | 694954.8624 | 854138.7906 | 928267.9445 | 947471.8248 | 939187.0554 | 918159.1048 | 889490.8714 | 855043.7373 | 820203.8436 | 0 | 0 | 0 | 0
Scenario 3: Aggressive Fuel Sub | PG&E | Res | BldgEnv | Res - Single Family | Program Administrator Cost Test | Energy Efficiency | 99191.0321 | 116679.6397 | 123058.4648 | 122569.7443 | 118866.8208 | 113812.6586 | 108070.4697 | 101880.0319 | 95861.071 | 0 | 0 | 0 | 0
Scenario 3: Aggressive Fuel Sub | PG&E | Res | BldgEnv | Res - Single Family | Rate Impact Measure Test | Energy Efficiency | 132392.3444 | 157625.0977 | 165945.1724 | 164015.4113 | 157284.8809 | 148533.7236 | 138751.435 | 128087.9112 | 117501.7972 | 0 | 0 | 0 | 0
Scenario 3: Aggressive Fuel Sub | PG&E | Res | BldgEnv | Res - Single Family | Total Resource Cost Test | Energy Efficiency | 293543.8865 | 355726.805 | 382952.6214 | 387861.8553 | 381839.1963 | 370897.2079 | 357127.9136 | 341292.2783 | 325518.1472 | 0 | 0 | 0 | 0
Scenario 3: Aggressive Fuel Sub | PG&E | Res | HVAC | Res - Multi Family | Participant Cost Test | Energy Efficiency | 223931.8547 | 251471.2426 | 278200.5477 | 301892.9901 | 324219.0397 | 345959.6657 | 367507.5669 | 364779.2396 | 384509.7613 | 404544.9638 | 424934.6302 | 496265.6175 | 495339.2422
Scenario 3: Aggressive Fuel Sub | PG&E | Res | HVAC | Res - Multi Family | Participant Cost Test | Fuel Substitution | 306.4117 | 542.9816 | 584.0741 | 624.9989 | 755.4516 | 418.6816 | 452.7097 | 485.1448 | 515.7337 | 555.1763 | 589.5664 | 618.7477 | 644.4005
Scenario 3: Aggressive Fuel Sub | PG&E | Res | HVAC | Res - Multi Family | Program Administrator Cost Test | Energy Efficiency | 102149.0136 | 112537.3537 | 415916.3424 | 129817.5575 | 136678.185 | 142973.3865 | 148897.6547 | 144462.9082 | 149299.2527 | 154004.8219 | 158598.6651 | 250036.7021 | 228718.0179
Scenario 3: Aggressive Fuel Sub | PG&E | Res | HVAC | Res - Multi Family | Program Administrator Cost Test | Fuel Substitution | 524.9733 | 772.5742 | 819.4338 | 862.5099 | 985.679 | 155.182 | 165.8235 | 175.5312 | 184.7057 | 196.5434 | 206.0754 | 213.5072 | 219.4665
Scenario 3: Aggressive Fuel Sub | PG&E | Res | HVAC | Res - Multi Family | Rate Impact Measure Test | Energy Efficiency | 407138.7658 | 432895.7485 | 1107355.3808 | 460639.8442 | 461434.8813 | 455160.1287 | 442873.4827 | 396829.3727 | 373855.5495 | 345164.8564 | 311148.2168 | 379126.5625 | 293129.2356
Scenario 3: Aggressive Fuel Sub | PG&E | Res | HVAC | Res - Multi Family | Rate Impact Measure Test | Fuel Substitution | 716.2583 | 1049.5965 | 1103.4412 | 1150.2008 | 1290.7241 | 601.8403 | 594.6899 | 574.788 | 543.8042 | 509.8251 | 459.098 | 393.0136 | 314.4397
Scenario 3: Aggressive Fuel Sub | PG&E | Res | HVAC | Res - Multi Family | Total Resource Cost Test | Energy Efficiency | 214650.5258 | 239340.6218 | 556722.2682 | 283176.5972 | 301964.9466 | 319953.9003 | 337539.1581 | 332416.4192 | 348056.1335 | 363775.866 | 379620.4593 | 495323.9161 | 477561.4036
Scenario 3: Aggressive Fuel Sub | PG&E | Res | HVAC | Res - Multi Family | Total Resource Cost Test | Fuel Substitution | 717.4901 | 1147.2179 | 1225.4668 | 1300.0905 | 1528.7095 | 530.0897 | 572.0499 | 611.7684 | 649.3482 | 697.7101 | 739.3497 | 774.2779 | 804.6203
Scenario 3: Aggressive Fuel Sub | PG&E | Res | HVAC | Res - Single Family | Participant Cost Test | Energy Efficiency | 14995911.349 | 17276241.408 | 19026570.3673 | 17557798.2622 | 17050761.82 | 7823432.2341 | 8286465.5516 | 8739949.0868 | 2080824.7491 | 1052004.4101 | 1099517.3004 | 1460205.6534 | 1504913.5477
Scenario 3: Aggressive Fuel Sub | PG&E | Res | HVAC | Res - Single Family | Participant Cost Test | Fuel Substitution | 27142.2255 | 28992.7852 | 34617.7577 | 36701.6468 | 35668.5273 | 9171.1466 | 9905.6205 | 10707.3561 | 292.995 | 320.1028 | 344.3403 | 364.467 | 383.1139
Scenario 3: Aggressive Fuel Sub | PG&E | Res | HVAC | Res - Single Family | Program Administrator Cost Test | Energy Efficiency | 4982520.2407 | 5172753.2251 | 6808393.2283 | 2110098.0239 | 2202784.8655 | 782954.5108 | 808572.1099 | 831971.6308 | 372810.9555 | 305073.8133 | 309836.4791 | 868740.9582 | 859181.2527
Scenario 3: Aggressive Fuel Sub | PG&E | Res | HVAC | Res - Single Family | Program Administrator Cost Test | Fuel Substitution | 40490.0483 | 43572.9609 | 50054.6967 | 52739.4405 | 55327.2747 | 2553.0806 | 2741.3134 | 2969.2408 | 257.5306 | 279.279 | 297.7183 | 312.8185 | 326.1818
Scenario 3: Aggressive Fuel Sub | PG&E | Res | HVAC | Res - Single Family | Rate Impact Measure Test | Energy Efficiency | 16162014.4163 | 16711517.2414 | 20372118.426 | 6767298.5719 | 6761156.9623 | 2432385.5878 | 2361147.4429 | 2258998.1816 | 969324.7671 | 717422.8001 | 632969.3059 | 1235600.3567 | 1048563.0092
Scenario 3: Aggressive Fuel Sub | PG&E | Res | HVAC | Res - Single Family | Rate Impact Measure Test | Fuel Substitution | 41211.549 | 44436.1987 | 51292.2478 | 54095.4294 | 56785.5139 | 8032.7488 | 8008.6061 | 7917.209 | 534.0092 | 523.838 | 497.4759 | 455.6941 | 402.4173
Scenario 3: Aggressive Fuel Sub | PG&E | Res | HVAC | Res - Single Family | Total Resource Cost Test | Energy Efficiency | 16112255.6163 | 18234165.5449 | 21349886.9621 | 16273630.8907 | 15639732.0953 | 5319092.5303 | 5617073.24 | 5907561.9471 | 1551172.7686 | 880611.3807 | 912820.0061 | 1577772.9413 | 1595259.1208
Scenario 3: Aggressive Fuel Sub | PG&E | Res | HVAC | Res - Single Family | Total Resource Cost Test | Fuel Substitution | 58554.5035 | 63305.9353 | 74593.5836 | 79211.4456 | 80668.3194 | 11187.2024 | 12076.03 | 13070.4877 | 511.1893 | 557.2199 | 597.6168 | 631.1396 | 661.7379
Scenario 3: Aggressive Fuel Sub | PG&E | Res | WaterHeat | Res - Multi Family | Participant Cost Test | Energy Efficiency | 903119.6511 | 972738.8666 | 1042809.9963 | 1105568.4734 | 1161517.5716 | 687703.8777 | 716191.9632 | 716840.3181 | 745204.3736 | 775372.9315 | 807992.6075 | 844425.3891 | 863206.1493
Scenario 3: Aggressive Fuel Sub | PG&E | Res | WaterHeat | Res - Multi Family | Participant Cost Test | Fuel Substitution | 5796201.7496 | 6103876.6116 | 6407503.5892 | 6660946.4337 | 6854594.0593 | 70283.7377 | 85115.9888 | 100343.1099 | 114930.1465 | 131296.1493 | 152555.4708 | 174087.0109 | 192415.8108
Scenario 3: Aggressive Fuel Sub | PG&E | Res | WaterHeat | Res - Multi Family | Program Administrator Cost Test | Energy Efficiency | 1184829.9711 | 1232823.7556 | 1277304.374 | 1302043.5558 | 1312296.9319 | 875445.9149 | 870783.0901 | 826080.3785 | 821730.8492 | 819471.6 | 820623.8599 | 827149.3072 | 811115.3161
Scenario 3: Aggressive Fuel Sub | PG&E | Res | WaterHeat | Res - Multi Family | Program Administrator Cost Test | Fuel Substitution | 5148883.6061 | 5804938.7604 | 6493514.4013 | 7211821.9003 | 7996396.0154 | 53660.4774 | 64178.9532 | 74617.1377 | 84267.5345 | 94963.647 | 108827.5847 | 122471.1494 | 133504.8717
Scenario 3: Aggressive Fuel Sub | PG&E | Res | WaterHeat | Res - Multi Family | Rate Impact Measure Test | Energy Efficiency | 3590336.8341 | 3708772.7598 | 3804086.4249 | 3826539.7586 | 3737364.6745 | 2660932.5572 | 2522204.3298 | 2260944.0591 | 2082384.8969 | 1882173.4672 | 1662722.3431 | 1422103.1122 | 1119659.8276
Scenario 3: Aggressive Fuel Sub | PG&E | Res | WaterHeat | Res - Multi Family | Rate Impact Measure Test | Fuel Substitution | 5149252.7081 | 5805482.5738 | 6494267.922 | 7212944.1129 | 7997971.2471 | 246545.0793 | 271280.0853 | 286436.3125 | 289075.4566 | 284390.3017 | 276089.1818 | 251372.8083 | 205823.7233
Scenario 3: Aggressive Fuel Sub | PG&E | Res | WaterHeat | Res - Multi Family | Total Resource Cost Test | Energy Efficiency | 1898505.5717 | 2007022.1786 | 2112920.1461 | 2194942.7799 | 2257924.0626 | 1400307.2971 | 1422696.7584 | 1384514.2818 | 1407099.0817 | 1433185.493 | 1464509.5103 | 1504025.5885 | 1507621.4158
Scenario 3: Aggressive Fuel Sub | PG&E | Res | WaterHeat | Res - Multi Family | Total Resource Cost Test | Fuel Substitution | 6559764.9363 | 7384401.3782 | 8253541.7189 | 9164663.0996 | 10152571.2512 | 119028.4191 | 143457.612 | 168212.7067 | 191620.0284 | 217767.3296 | 251706.0637 | 285731.6107 | 314188.6988
Scenario 3: Aggressive Fuel Sub | PG&E | Res | WaterHeat | Res - Single Family | Participant Cost Test | Energy Efficiency | 6428185.0819 | 7165991.5266 | 7878423.8264 | 5374975.8337 | 5639043.9745 | 2694838.2978 | 2781908.9581 | 2869308.319 | 2961854.546 | 3063797.1084 | 3174258.6498 | 3293683.7025 | 3419823.6111
Scenario 3: Aggressive Fuel Sub | PG&E | Res | WaterHeat | Res - Single Family | Participant Cost Test | Fuel Substitution | 70499.7928 | 95111.7894 | 117481.3347 | 138680.9903 | 159850.1588 | 508490.6535 | 615014.7121 | 723827.7424 | 827883.6772 | 934486.4233 | 1081228.2922 | 1234103.281 | 1365533.6125
Scenario 3: Aggressive Fuel Sub | PG&E | Res | WaterHeat | Res - Single Family | Program Administrator Cost Test | Energy Efficiency | 5456280.0243 | 5925611.6414 | 6230879.5977 | 6401448.2494 | 6487635.3224 | 3333468.8647 | 3294033.9123 | 3253572.4167 | 3220676.2486 | 3201798.4192 | 3194252.1894 | 3197995.9718 | 3208953.8112
Scenario 3: Aggressive Fuel Sub | PG&E | Res | WaterHeat | Res - Single Family | Program Administrator Cost Test | Fuel Substitution | 134469.8325 | 192829.8895 | 250130.4304 | 309820.5858 | 375756.4637 | 384324.9414 | 458240.621 | 531708.188 | 599618.6463 | 667315.0097 | 761404.2726 | 857099.0011 | 935402.8437
Scenario 3: Aggressive Fuel Sub | PG&E | Res | WaterHeat | Res - Single Family | Rate Impact Measure Test | Energy Efficiency | 15873111.5819 | 16941440.3251 | 17520894.636 | 17671742.6881 | 17322126.5458 | 9899668.2043 | 9327933.5856 | 8674025.3769 | 7959811.3154 | 7181852.3617 | 6335770.7338 | 5405120.8677 | 4374436.2879
Scenario 3: Aggressive Fuel Sub | PG&E | Res | WaterHeat | Res - Single Family | Rate Impact Measure Test | Fuel Substitution | 134469.8325 | 192829.8895 | 250130.4304 | 309820.5858 | 375756.4637 | 1756729.4384 | 1929642.1794 | 2033877.6874 | 2049844.7628 | 1991513.3188 | 1925365.2223 | 1754291.897 | 1439307.2053
Scenario 3: Aggressive Fuel Sub | PG&E | Res | WaterHeat | Res - Single Family | Total Resource Cost Test | Energy Efficiency | 11035448.9811 | 12166540.7813 | 13133315.6464 | 10770287.0645 | 11103454.077 | 5396061.0082 | 5442688.9762 | 5488820.1821 | 5546334.0691 | 5624726.2097 | 5720853.3988 | 5835076.5663 | 5961785.4541
Scenario 3: Aggressive Fuel Sub | PG&E | Res | WaterHeat | Res - Single Family | Total Resource Cost Test | Fuel Substitution | 170754.9386 | 244845.417 | 317703.9737 | 393812.4832 | 477663.1059 | 857838.9276 | 1031782.568 | 1207684.0295 | 1373845.6601 | 1542434.3387 | 1775291.1019 | 2015846.36 | 2219190.1667
Scenario 3: Aggressive Fuel Sub | PG&E | Res | WholeBlg | Res - Multi Family | Participant Cost Test | Energy Efficiency | 0 | 0 | 13860.0483 | 14592.3029 | 14678.7617 | 14774.0446 | 4352557.6315 | 4246464.5694 | 4045259.7827 | 3869978.4342 | 3648436.9758 | 6008563.1967 | 5696772.343
Scenario 3: Aggressive Fuel Sub | PG&E | Res | WholeBlg | Res - Multi Family | Program Administrator Cost Test | Energy Efficiency | 0 | 0 | 9852.144 | 10224.2345 | 10138.4425 | 10059.8215 | 2380065.1045 | 2288585.9785 | 2148897.1194 | 2026468.8328 | 1883369.6071 | 3016548.0921 | 2820696.7799
Scenario 3: Aggressive Fuel Sub | PG&E | Res | WholeBlg | Res - Multi Family | Rate Impact Measure Test | Energy Efficiency | 0 | 0 | 34117.0931 | 33829.5157 | 31856.5702 | 29766.4807 | 6606388.283 | 5868891.5835 | 5030605.3069 | 4259433.704 | 3484337.8026 | 4723285.9985 | 3642925.617
Scenario 3: Aggressive Fuel Sub | PG&E | Res | WholeBlg | Res - Multi Family | Total Resource Cost Test | Energy Efficiency | 0 | 0 | 20541.9289 | 21544.2287 | 21590.0503 | 21649.4523 | 5961170.829 | 5797159.8582 | 5505010.2817 | 5250088.6601 | 4934396.5528 | 8092406.9191 | 7650505.7193
Scenario 3: Aggressive Fuel Sub | PG&E | Res | WholeBlg | Res - Single Family | Participant Cost Test | Energy Efficiency | 0 | 0 | 55848.7325 | 59059.3693 | 58867.1787 | 58743.9841 | 56826.3938 | 54309.4765 | 50920.8758 | 48273.9232 | 44992.4589 | 42293.2616 | 9209910.5324
Scenario 3: Aggressive Fuel Sub | PG&E | Res | WholeBlg | Res - Single Family | Program Administrator Cost Test | Energy Efficiency | 0 | 0 | 29732.8864 | 30900.9919 | 30271.5909 | 29690.8511 | 28230.9616 | 26520.8169 | 24443.4507 | 22780.0445 | 20872.6344 | 19289.6706 | 3177852.0993
Scenario 3: Aggressive Fuel Sub | PG&E | Res | WholeBlg | Res - Single Family | Rate Impact Measure Test | Energy Efficiency | 0 | 0 | 120536.7813 | 119616.4925 | 111139.7352 | 102432.3654 | 90646.0469 | 78299.5952 | 65449.3567 | 54256.0011 | 43175.5044 | 33458.2254 | 4325801.0615
Scenario 3: Aggressive Fuel Sub | PG&E | Res | WholeBlg | Res - Single Family | Total Resource Cost Test | Energy Efficiency | 0 | 0 | 74072.6955 | 78028.45 | 77478.8848 | 77027.4984 | 74238.7623 | 70693.604 | 66046.4657 | 62393.671 | 57951.755 | 54290.1875 | 11239438.068
Scenario 3: Aggressive Fuel Sub | SCE | Ag | WholeBlg | Ag - Dairies, fishing, hunting | Participant Cost Test | Energy Efficiency | 168976.9669 | 169980.3221 | 170873.9802 | 171699.6593 | 172487.512 | 173213.5923 | 173917.4394 | 174656.7483 | 175414.5268 | 176164.3182 | 176879.6566 | 177558.9883 | 178214.2462
Scenario 3: Aggressive Fuel Sub | SCE | Ag | WholeBlg | Ag - Dairies, fishing, hunting | Program Administrator Cost Test | Energy Efficiency | 168976.9669 | 169980.3221 | 170873.9802 | 171699.6593 | 172487.512 | 173213.5923 | 173917.4394 | 174656.7483 | 175414.5268 | 176164.3182 | 176879.6566 | 177558.9883 | 178214.2462
Scenario 3: Aggressive Fuel Sub | SCE | Ag | WholeBlg | Ag - Dairies, fishing, hunting | Rate Impact Measure Test | Energy Efficiency | 168976.9669 | 169980.3221 | 170873.9802 | 171699.6593 | 172487.512 | 173213.5923 | 173917.4394 | 174656.7483 | 175414.5268 | 176164.3182 | 176879.6566 | 177558.9883 | 178214.2462
Scenario 3: Aggressive Fuel Sub | SCE | Ag | WholeBlg | Ag - Dairies, fishing, hunting | Total Resource Cost Test | Energy Efficiency | 168976.9669 | 169980.3221 | 170873.9802 | 171699.6593 | 172487.512 | 173213.5923 | 173917.4394 | 174656.7483 | 175414.5268 | 176164.3182 | 176879.6566 | 177558.9883 | 178214.2462
Scenario 3: Aggressive Fuel Sub | SCE | Ag | WholeBlg | Ag - Irrigated Agriculture, vineyards, forestry and greenhouses | Participant Cost Test | Energy Efficiency | 406723.1093 | 427887.5249 | 447396.719 | 465950.9399 | 483918.6524 | 500636.0452 | 516607.7414 | 533025.5834 | 549772.9998 | 566731.9264 | 583541.3396 | 600156.7459 | 616709.8321
Scenario 3: Aggressive Fuel Sub | SCE | Ag | WholeBlg | Ag - Irrigated Agriculture, vineyards, forestry and greenhouses | Program Administrator Cost Test | Energy Efficiency | 406723.1093 | 427887.5249 | 447396.719 | 465950.9399 | 483918.6524 | 500636.0452 | 516607.7414 | 533025.5834 | 549772.9998 | 566731.9264 | 583541.3396 | 600156.7459 | 616709.8321
Scenario 3: Aggressive Fuel Sub | SCE | Ag | WholeBlg | Ag - Irrigated Agriculture, vineyards, forestry and greenhouses | Rate Impact Measure Test | Energy Efficiency | 406723.1093 | 427887.5249 | 447396.719 | 465950.9399 | 483918.6524 | 500636.0452 | 516607.7414 | 533025.5834 | 549772.9998 | 566731.9264 | 583541.3396 | 600156.7459 | 616709.8321
Scenario 3: Aggressive Fuel Sub | SCE | Ag | WholeBlg | Ag - Irrigated Agriculture, vineyards, forestry and greenhouses | Total Resource Cost Test | Energy Efficiency | 406723.1093 | 427887.5249 | 447396.719 | 465950.9399 | 483918.6524 | 500636.0452 | 516607.7414 | 533025.5834 | 549772.9998 | 566731.9264 | 583541.3396 | 600156.7459 | 616709.8321
Scenario 3: Aggressive Fuel Sub | SCE | Ag | WholeBlg | Ag - Water pumping | Participant Cost Test | Energy Efficiency | 2353873.7175 | 2351947.9797 | 2349879.7146 | 2347646.6681 | 2345371.4943 | 2343322.902 | 2341643.0529 | 2340088.0901 | 2338496.3875 | 2336550.7641 | 2334175.2454 | 2331387.0827 | 2328250.1675
Scenario 3: Aggressive Fuel Sub | SCE | Ag | WholeBlg | Ag - Water pumping | Program Administrator Cost Test | Energy Efficiency | 2353873.7175 | 2351947.9797 | 2349879.7146 | 2347646.6681 | 2345371.4943 | 2343322.902 | 2341643.0529 | 2340088.0901 | 2338496.3875 | 2336550.7641 | 2334175.2454 | 2331387.0827 | 2328250.1675
Scenario 3: Aggressive Fuel Sub | SCE | Ag | WholeBlg | Ag - Water pumping | Rate Impact Measure Test | Energy Efficiency | 2353873.7175 | 2351947.9797 | 2349879.7146 | 2347646.6681 | 2345371.4943 | 2343322.902 | 2341643.0529 | 2340088.0901 | 2338496.3875 | 2336550.7641 | 2334175.2454 | 2331387.0827 | 2328250.1675
Scenario 3: Aggressive Fuel Sub | SCE | Ag | WholeBlg | Ag - Water pumping | Total Resource Cost Test | Energy Efficiency | 2353873.7175 | 2351947.9797 | 2349879.7146 | 2347646.6681 | 2345371.4943 | 2343322.902 | 2341643.0529 | 2340088.0901 | 2338496.3875 | 2336550.7641 | 2334175.2454 | 2331387.0827 | 2328250.1675
Scenario 3: Aggressive Fuel Sub | SCE | Com | BROs | Com - Lodging | Participant Cost Test | Energy Efficiency | 4925.7645 | 10084.1032 | 15488.077 | 21252.3088 | 27426.0145 | 33953.7384 | 40984.7581 | 48295.2563 | 55989.6609 | 64126.985 | 72516.9056 | 80914.5621 | 89038.5031
Scenario 3: Aggressive Fuel Sub | SCE | Com | BROs | Com - Lodging | Program Administrator Cost Test | Energy Efficiency | 4925.7645 | 10084.1032 | 15488.077 | 21252.3088 | 27426.0145 | 33953.7384 | 40984.7581 | 48295.2563 | 55989.6609 | 64126.985 | 72516.9056 | 80914.5621 | 89038.5031
Scenario 3: Aggressive Fuel Sub | SCE | Com | BROs | Com - Lodging | Rate Impact Measure Test | Energy Efficiency | 4925.7645 | 10084.1032 | 15488.077 | 21252.3088 | 27426.0145 | 33953.7384 | 40984.7581 | 48295.2563 | 55989.6609 | 64126.985 | 72516.9056 | 80914.5621 | 89038.5031
Scenario 3: Aggressive Fuel Sub | SCE | Com | BROs | Com - Lodging | Total Resource Cost Test | Energy Efficiency | 4925.7645 | 10084.1032 | 15488.077 | 21252.3088 | 27426.0145 | 33953.7384 | 40984.7581 | 48295.2563 | 55989.6609 | 64126.985 | 72516.9056 | 80914.5621 | 89038.5031
Scenario 3: Aggressive Fuel Sub | SCE | Com | BROs | Com - Other | Participant Cost Test | Energy Efficiency | 7915.0287 | 16134.8831 | 24689.051 | 33739.8118 | 43364.0451 | 53470.8756 | 64346.0374 | 75559.9215 | 87295.0666 | 99618.7426 | 112250.8865 | 124839.1999 | 139018.6653
Scenario 3: Aggressive Fuel Sub | SCE | Com | BROs | Com - Other | Program Administrator Cost Test | Energy Efficiency | 7915.0287 | 16134.8831 | 24689.051 | 33739.8118 | 43364.0451 | 53470.8756 | 64346.0374 | 75559.9215 | 87295.0666 | 99618.7426 | 112250.8865 | 124839.1999 | 139018.6653
Scenario 3: Aggressive Fuel Sub | SCE | Com | BROs | Com - Other | Rate Impact Measure Test | Energy Efficiency | 7915.0287 | 16134.8831 | 24689.051 | 33739.8118 | 43364.0451 | 53470.8756 | 64346.0374 | 75559.9215 | 87295.0666 | 99618.7426 | 112250.8865 | 124839.1999 | 139018.6653
Scenario 3: Aggressive Fuel Sub | SCE | Com | BROs | Com - Other | Total Resource Cost Test | Energy Efficiency | 7915.0287 | 16134.8831 | 24689.051 | 33739.8118 | 43364.0451 | 53470.8756 | 64346.0374 | 75559.9215 | 87295.0666 | 99618.7426 | 112250.8865 | 124839.1999 | 139018.6653
Scenario 3: Aggressive Fuel Sub | SCE | Com | BROs | Com - Retail | Participant Cost Test | Energy Efficiency | 15823.1786 | 32154.8564 | 49100.7349 | 66837.0492 | 85576.7622 | 105136.9576 | 126065.0016 | 147502.9288 | 169755.1603 | 192916.0686 | 216381.0251 | 239593.8877 | 264938.8491
Scenario 3: Aggressive Fuel Sub | SCE | Com | BROs | Com - Retail | Program Administrator Cost Test | Energy Efficiency | 15823.1786 | 32154.8564 | 49100.7349 | 66837.0492 | 85576.7622 | 105136.9576 | 126065.0016 | 147502.9288 | 169755.1603 | 192916.0686 | 216381.0251 | 239593.8877 | 264938.8491
Scenario 3: Aggressive Fuel Sub | SCE | Com | BROs | Com - Retail | Rate Impact Measure Test | Energy Efficiency | 15823.1786 | 32154.8564 | 49100.7349 | 66837.0492 | 85576.7622 | 105136.9576 | 126065.0016 | 147502.9288 | 169755.1603 | 192916.0686 | 216381.0251 | 239593.8877 | 264938.8491
Scenario 3: Aggressive Fuel Sub | SCE | Com | BROs | Com - Retail | Total Resource Cost Test | Energy Efficiency | 15823.1786 | 32154.8564 | 49100.7349 | 66837.0492 | 85576.7622 | 105136.9576 | 126065.0016 | 147502.9288 | 169755.1603 | 192916.0686 | 216381.0251 | 239593.8877 | 264938.8491
Scenario 3: Aggressive Fuel Sub | SCE | Com | BldgEnv | Com - College | Participant Cost Test | Energy Efficiency | 8019.2988 | 8658.9656 | 9040.8248 | 9105.0748 | 8822.2875 | 8214.6062 | 7333.8809 | 6262.5112 | 153.7648 | 0 | 0 | 0 | 0
Scenario 3: Aggressive Fuel Sub | SCE | Com | BldgEnv | Com - College | Program Administrator Cost Test | Energy Efficiency | 241.1325 | 255.2729 | 261.6353 | 258.8875 | 246.4798 | 226.0349 | 199.1288 | 168.151 | 11.4902 | 0 | 0 | 0 | 0
Scenario 3: Aggressive Fuel Sub | SCE | Com | BldgEnv | Com - College | Rate Impact Measure Test | Energy Efficiency | 12867.356 | 13843.9511 | 14423.0541 | 14507.1796 | 14037.4279 | 13094.6832 | 11730.3712 | 9255.3455 | 509.3462 | 0 | 0 | 0 | 0
Scenario 3: Aggressive Fuel Sub | SCE | Com | BldgEnv | Com - College | Total Resource Cost Test | Energy Efficiency | 5854.6416 | 6316.5489 | 6590.2126 | 6632.4399 | 6422.081 | 5976.2593 | 5332.8454 | 4551.9088 | 119.1256 | 0 | 0 | 0 | 0
Scenario 3: Aggressive Fuel Sub | SCE | Com | BldgEnv | Com - Grocery | Participant Cost Test | Energy Efficiency | 310.2804 | 321.9053 | 331.5599 | 342.7295 | 356.4404 | 369.1774 | 380.3364 | 393.7977 | 406.1587 | 0 | 0 | 0 | 0
Scenario 3: Aggressive Fuel Sub | SCE | Com | BldgEnv | Com - Grocery | Program Administrator Cost Test | Energy Efficiency | 21.3568 | 22.4824 | 23.3732 | 24.3859 | 25.593 | 26.6384 | 27.4726 | 28.4714 | 29.3108 | 0 | 0 | 0 | 0
Scenario 3: Aggressive Fuel Sub | SCE | Com | BldgEnv | Com - Grocery | Rate Impact Measure Test | Energy Efficiency | 1153.9838 | 1191.8341 | 1205.1759 | 1212.9037 | 1216.0677 | 1195.0783 | 1147.3692 | 1075.8284 | 970.9109 | 0 | 0 | 0 | 0
Scenario 3: Aggressive Fuel Sub | SCE | Com | BldgEnv | Com - Grocery | Total Resource Cost Test | Energy Efficiency | 238.553 | 247.8161 | 255.4652 | 264.2966 | 275.1013 | 285.0626 | 293.7081 | 304.1298 | 313.6219 | 0 | 0 | 0 | 0
Scenario 3: Aggressive Fuel Sub | SCE | Com | BldgEnv | Com - Health | Participant Cost Test | Energy Efficiency | 14061.7945 | 12686.4721 | 950.2335 | 824.7067 | 696.2739 | 569.2306 | 456.8736 | 382.7664 | 387.6342 | 0 | 0 | 0 | 0
Scenario 3: Aggressive Fuel Sub | SCE | Com | BldgEnv | Com - Health | Program Administrator Cost Test | Energy Efficiency | 622.6084 | 553.5523 | 79.3443 | 68.9062 | 58.8834 | 49.1891 | 41.1274 | 35.8005 | 36.1429 | 0 | 0 | 0 | 0
Scenario 3: Aggressive Fuel Sub | SCE | Com | BldgEnv | Com - Health | Rate Impact Measure Test | Energy Efficiency | 19011.6177 | 17219.4471 | 2228.8308 | 2011.3851 | 1795.2255 | 1556.7403 | 1334.7707 | 1118.6855 | 990.6799 | 0 | 0 | 0 | 0
Scenario 3: Aggressive Fuel Sub | SCE | Com | BldgEnv | Com - Health | Total Resource Cost Test | Energy Efficiency | 10465.8646 | 9434.0827 | 744.5078 | 646.2009 | 546.2751 | 447.6505 | 360.9389 | 303.7369 | 307.4869 | 0 | 0 | 0 | 0
Scenario 3: Aggressive Fuel Sub | SCE | Com | BldgEnv | Com - Lodging | Participant Cost Test | Energy Efficiency | 639.3525 | 790.9848 | 976.5607 | 1203.0722 | 1478.7335 | 1812.8209 | 2215.7218 | 2698.6541 | 13.0708 | 0 | 0 | 0 | 0
Scenario 3: Aggressive Fuel Sub | SCE | Com | BldgEnv | Com - Lodging | Program Administrator Cost Test | Energy Efficiency | 37.1679 | 45.063 | 54.5232 | 65.8239 | 79.2905 | 95.2635 | 114.1117 | 136.2118 | 1.3559 | 0 | 0 | 0 | 0
Scenario 3: Aggressive Fuel Sub | SCE | Com | BldgEnv | Com - Lodging | Rate Impact Measure Test | Energy Efficiency | 495.7054 | 610.5344 | 749.6883 | 918.1812 | 1122.7152 | 1371.0695 | 1671.3591 | 1872.8035 | 9.14 | 0 | 0 | 0 | 0
Scenario 3: Aggressive Fuel Sub | SCE | Com | BldgEnv | Com - Lodging | Total Resource Cost Test | Energy Efficiency | 484.7147 | 598.7524 | 738.1157 | 907.9745 | 1114.404 | 1364.2381 | 1665.117 | 2025.2697 | 10.5055 | 0 | 0 | 0 | 0
Scenario 3: Aggressive Fuel Sub | SCE | Com | BldgEnv | Com - Office (Large) | Participant Cost Test | Energy Efficiency | 7968.9637 | 8150.6812 | 8303.7863 | 8463.5979 | 8667.6311 | 8861.9609 | 9003.808 | 9150.2965 | 9226.6649 | 0 | 0 | 0 | 0
Scenario 3: Aggressive Fuel Sub | SCE | Com | BldgEnv | Com - Office (Large) | Program Administrator Cost Test | Energy Efficiency | 577.3604 | 591.9564 | 602.6423 | 613.0782 | 626.8535 | 638.7386 | 644.919 | 650.8536 | 649.9709 | 0 | 0 | 0 | 0
Scenario 3: Aggressive Fuel Sub | SCE | Com | BldgEnv | Com - Office (Large) | Rate Impact Measure Test | Energy Efficiency | 14310.8398 | 14309.8022 | 14101.2223 | 13775.5186 | 13408.3092 | 12869.074 | 12078.7851 | 11044.6371 | 9704.8761 | 0 | 0 | 0 | 0
Scenario 3: Aggressive Fuel Sub | SCE | Com | BldgEnv | Com - Office (Large) | Total Resource Cost Test | Energy Efficiency | 6155.635 | 6297.4333 | 6415.2927 | 6537.5967 | 6694.1952 | 6842.1112 | 6947.5846 | 7056.0612 | 7108.6363 | 0 | 0 | 0 | 0
Scenario 3: Aggressive Fuel Sub | SCE | Com | BldgEnv | Com - Office (Small) | Participant Cost Test | Energy Efficiency | 286.7461 | 298.0231 | 308.7533 | 319.1287 | 107.8848 | 2802.7932 | 326.2863 | 335.3597 | 343.917 | 0 | 0 | 0 | 0
Scenario 3: Aggressive Fuel Sub | SCE | Com | BldgEnv | Com - Office (Small) | Program Administrator Cost Test | Energy Efficiency | 21.6276 | 22.6347 | 23.5583 | 24.4094 | 3.1127 | 266.7156 | 24.37 | 24.9538 | 25.4515 | 0 | 0 | 0 | 0
Scenario 3: Aggressive Fuel Sub | SCE | Com | BldgEnv | Com - Office (Small) | Rate Impact Measure Test | Energy Efficiency | 619.4918 | 633.0142 | 638.3835 | 635.4994 | 62.7419 | 6309.2421 | 527.8471 | 489.4808 | 438.8796 | 0 | 0 | 0 | 0
Scenario 3: Aggressive Fuel Sub | SCE | Com | BldgEnv | Com - Office (Small) | Total Resource Cost Test | Energy Efficiency | 222.3498 | 231.2508 | 239.6856 | 247.7995 | 78.6321 | 2228.6708 | 252.7704 | 259.7056 | 266.1934 | 0 | 0 | 0 | 0
Scenario 3: Aggressive Fuel Sub | SCE | Com | BldgEnv | Com - Other | Participant Cost Test | Energy Efficiency | 30686.0815 | 27945.2963 | 24074.4096 | 19481.6539 | 14617.042 | 9871.1988 | 5538.4414 | 3506.3455 | 3431.6876 | 0 | 0 | 0 | 0
Scenario 3: Aggressive Fuel Sub | SCE | Com | BldgEnv | Com - Other | Program Administrator Cost Test | Energy Efficiency | 1003.8835 | 915.4176 | 798.2967 | 665.2493 | 529.8077 | 402.6239 | 291.8553 | 243.5275 | 245.1483 | 0 | 0 | 0 | 0
Scenario 3: Aggressive Fuel Sub | SCE | Com | BldgEnv | Com - Other | Rate Impact Measure Test | Energy Efficiency | 36955.9629 | 33776.0833 | 29251.1036 | 23855.9739 | 18115.9166 | 12470.8007 | 7233.6183 | 4470.4376 | 3865.2445 | 0 | 0 | 0 | 0
Scenario 3: Aggressive Fuel Sub | SCE | Com | BldgEnv | Com - Other | Total Resource Cost Test | Energy Efficiency | 22484.1406 | 20477.125 | 17650.3835 | 14302.407 | 10761.7371 | 7312.463 | 4168.7643 | 2697.9693 | 2647.3296 | 0 | 0 | 0 | 0
Scenario 3: Aggressive Fuel Sub | SCE | Com | BldgEnv | Com - Refrig. Warehouse | Participant Cost Test | Energy Efficiency | 14.3261 | 1.5549 | 1.648 | 1.7075 | 1.7963 | 1.906 | 2.031 | 2.1459 | 2.2781 | 0 | 0 | 0 | 0
Scenario 3: Aggressive Fuel Sub | SCE | Com | BldgEnv | Com - Refrig. Warehouse | Program Administrator Cost Test | Energy Efficiency | 5.3463 | 0.53619 | 0.55865 | 0.56777 | 0.58609 | 0.61021 | 0.63786 | 0.66048 | 0.6871 | 0 | 0 | 0 | 0
Scenario 3: Aggressive Fuel Sub | SCE | Com | BldgEnv | Com - Refrig. Warehouse | Rate Impact Measure Test | Energy Efficiency | 193.175 | 18.5261 | 18.5226 | 17.9194 | 17.4507 | 16.9551 | 16.311 | 15.2338 | 13.9195 | 0 | 0 | 0 | 0
Scenario 3: Aggressive Fuel Sub | SCE | Com | BldgEnv | Com - Refrig. Warehouse | Total Resource Cost Test | Energy Efficiency | 15.3745 | 1.6246 | 1.7123 | 1.7631 | 1.8435 | 1.9444 | 2.0595 | 2.1626 | 2.2817 | 0 | 0 | 0 | 0
Scenario 3: Aggressive Fuel Sub | SCE | Com | BldgEnv | Com - Restaurant | Participant Cost Test | Energy Efficiency | 0 | 0 | 0 | 0 | 0 | 0 | 0 | 0 | 0 | 0 | 0 | 0 | 0
Scenario 3: Aggressive Fuel Sub | SCE | Com | BldgEnv | Com - Restaurant | Program Administrator Cost Test | Energy Efficiency | 0 | 0 | 0 | 0 | 0 | 0 | 0 | 0 | 0 | 0 | 0 | 0 | 0
Scenario 3: Aggressive Fuel Sub | SCE | Com | BldgEnv | Com - Restaurant | Rate Impact Measure Test | Energy Efficiency | 0 | 0 | 0 | 0 | 0 | 0 | 0 | 0 | 0 | 0 | 0 | 0 | 0
Scenario 3: Aggressive Fuel Sub | SCE | Com | BldgEnv | Com - Restaurant | Total Resource Cost Test | Energy Efficiency | 0 | 0 | 0 | 0 | 0 | 0 | 0 | 0 | 0 | 0 | 0 | 0 | 0
Scenario 3: Aggressive Fuel Sub | SCE | Com | BldgEnv | Com - Retail | Participant Cost Test | Energy Efficiency | 841.8156 | 872.2565 | 896.0667 | 921.6297 | 949.0266 | 968.3754 | 980.861 | 995.8248 | 1001.9796 | 0 | 0 | 0 | 0
Scenario 3: Aggressive Fuel Sub | SCE | Com | BldgEnv | Com - Retail | Program Administrator Cost Test | Energy Efficiency | 57.917 | 60.3133 | 62.0014 | 63.8308 | 65.7969 | 66.9709 | 67.4666 | 68.1162 | 67.9288 | 0 | 0 | 0 | 0
Scenario 3: Aggressive Fuel Sub | SCE | Com | BldgEnv | Com - Retail | Rate Impact Measure Test | Energy Efficiency | 1697.8194 | 1729.7246 | 1725.5707 | 1710.6593 | 1682.9613 | 1617.0425 | 1517.5956 | 1388.9215 | 1217.6863 | 0 | 0 | 0 | 0
Scenario 3: Aggressive Fuel Sub | SCE | Com | BldgEnv | Com - Retail | Total Resource Cost Test | Energy Efficiency | 647.188 | 670.8929 | 689.2481 | 708.9716 | 730.1156 | 744.8336 | 754.0693 | 765.1936 | 769.3145 | 0 | 0 | 0 | 0
Scenario 3: Aggressive Fuel Sub | SCE | Com | BldgEnv | Com - School | Participant Cost Test | Energy Efficiency | 443.4068 | 454.6934 | 466.4632 | 477.0647 | 485.7116 | 495.3028 | 502.141 | 509.9861 | 518.0396 | 0 | 0 | 0 | 0
Scenario 3: Aggressive Fuel Sub | SCE | Com | BldgEnv | Com - School | Program Administrator Cost Test | Energy Efficiency | 32.4718 | 33.5001 | 34.5099 | 35.3339 | 35.9036 | 36.5172 | 36.8173 | 37.1752 | 37.5137 | 0 | 0 | 0 | 0
Scenario 3: Aggressive Fuel Sub | SCE | Com | BldgEnv | Com - School | Rate Impact Measure Test | Energy Efficiency | 923.4215 | 930.7754 | 929.8373 | 915.4396 | 886.171 | 849.751 | 797.1547 | 729.2129 | 646.8804 | 0 | 0 | 0 | 0
Scenario 3: Aggressive Fuel Sub | SCE | Com | BldgEnv | Com - School | Total Resource Cost Test | Energy Efficiency | 342.8566 | 351.7854 | 361.0342 | 369.2791 | 375.9017 | 383.2292 | 388.316 | 394.1655 | 400.1414 | 0 | 0 | 0 | 0
Scenario 3: Aggressive Fuel Sub | SCE | Com | BldgEnv | Com - Warehouse | Participant Cost Test | Energy Efficiency | 3336.6742 | 3855.2548 | 4380.853 | 4899.9108 | 5383.0223 | 5775.5676 | 6047.8047 | 6180.1288 | 837.2341 | 0 | 0 | 0 | 0
Scenario 3: Aggressive Fuel Sub | SCE | Com | BldgEnv | Com - Warehouse | Program Administrator Cost Test | Energy Efficiency | 351.0522 | 399.7059 | 446.9554 | 491.5197 | 530.5652 | 558.8601 | 574.1604 | 575.41 | 68.1282 | 0 | 0 | 0 | 0
Scenario 3: Aggressive Fuel Sub | SCE | Com | BldgEnv | Com - Warehouse | Rate Impact Measure Test | Energy Efficiency | 7988.3728 | 9185.7982 | 10367.0332 | 11508.1926 | 12541.9974 | 13345.3459 | 13854.1817 | 12966.6052 | 1107.3267 | 0 | 0 | 0 | 0
Scenario 3: Aggressive Fuel Sub | SCE | Com | BldgEnv | Com - Warehouse | Total Resource Cost Test | Energy Efficiency | 2686.7241 | 3098.3843 | 3513.5526 | 3921.4573 | 4298.6808 | 4601.7574 | 4807.6237 | 4901.5001 | 654.1921 | 0 | 0 | 0 | 0
Scenario 3: Aggressive Fuel Sub | SCE | Com | ComRefrig | Com - College | Participant Cost Test | Energy Efficiency | 741.2646 | 520.6902 | 340.8083 | 206.1663 | 16594.3003 | 19381.0651 | 20619.1804 | 23715.0802 | 24767.6042 | 25462.6157 | 30955.2873 | 32718.0675 | 33633.4778
Scenario 3: Aggressive Fuel Sub | SCE | Com | ComRefrig | Com - College | Program Administrator Cost Test | Energy Efficiency | 567.532 | 393.9557 | 255.1221 | 153.0778 | 8860.9302 | 10134.0041 | 10523.5715 | 11684.1424 | 11941.1336 | 12034.8389 | 13963.2924 | 14424.1262 | 14536.4673
Scenario 3: Aggressive Fuel Sub | SCE | Com | ComRefrig | Com - College | Rate Impact Measure Test | Energy Efficiency | 2835.6707 | 1902.0159 | 1181.6792 | 675.177 | 34170.2984 | 36710.998 | 35536.4314 | 36499.6819 | 33828.6527 | 30313.5724 | 30366.9454 | 26138.3796 | 20671.7635
Scenario 3: Aggressive Fuel Sub | SCE | Com | ComRefrig | Com - College | Total Resource Cost Test | Energy Efficiency | 1077.1939 | 752.0365 | 489.5418 | 294.9065 | 20332.9365 | 23536.0564 | 24785.9734 | 28094.8131 | 29084.3946 | 29663.0851 | 35405.0684 | 37092.359 | 37843.6616
Scenario 3: Aggressive Fuel Sub | SCE | Com | ComRefrig | Com - Grocery | Participant Cost Test | Energy Efficiency | 1064589.6071 | 641213.2691 | 324712.9047 | 180227.1543 | 112147.3041 | 77268.0674 | 1000197.8435 | 5133707.433 | 5983886.0127 | 6159103.8687 | 6337858.5688 | 6515329.6334 | 6696645.6998
Scenario 3: Aggressive Fuel Sub | SCE | Com | ComRefrig | Com - Grocery | Program Administrator Cost Test | Energy Efficiency | 823171.3997 | 493176.0016 | 251034.4649 | 137113.2526 | 81100.1796 | 52871.1324 | 456524.0595 | 2212775.754 | 2524755.3801 | 2546620.0243 | 2568112.4041 | 2587303.7422 | 2606271.2649
Scenario 3: Aggressive Fuel Sub | SCE | Com | ComRefrig | Com - Grocery | Rate Impact Measure Test | Energy Efficiency | 4112971.7529 | 2381051.0262 | 1162745.8195 | 604762.36 | 338528.7329 | 207227.129 | 1641711.0843 | 7301507.0342 | 7535615.2439 | 6739006.2166 | 5860337.9848 | 4884571.7385 | 3810072.2647
Scenario 3: Aggressive Fuel Sub | SCE | Com | ComRefrig | Com - Grocery | Total Resource Cost Test | Energy Efficiency | 1555006.3117 | 934010.4144 | 474253.7985 | 261043.9574 | 158285.2887 | 106099.5416 | 1149243.3253 | 5770409.9164 | 6672444.3951 | 6816606.2041 | 6962877.5895 | 7105986.7837 | 7251567.3012
Scenario 3: Aggressive Fuel Sub | SCE | Com | ComRefrig | Com - Health | Participant Cost Test | Energy Efficiency | 0 | 0 | 0 | 0 | 111434.5071 | 133283.3467 | 138197.2587 | 142602.6149 | 146923.844 | 150819.1391 | 187302.6052 | 197742.8562 | 204063.788
Scenario 3: Aggressive Fuel Sub | SCE | Com | ComRefrig | Com - Health | Program Administrator Cost Test | Energy Efficiency | 0 | 0 | 0 | 0 | 59347.3533 | 69591.6888 | 70742.5554 | 71566.3112 | 72289.1726 | 72750.7135 | 85662.1344 | 88322.305 | 89358.3242
Scenario 3: Aggressive Fuel Sub | SCE | Com | ComRefrig | Com - Health | Rate Impact Measure Test | Energy Efficiency | 0 | 0 | 0 | 0 | 228683.6026 | 251991.3221 | 238460.0689 | 221959.928 | 203247.1225 | 181940.6531 | 185194.5649 | 159264.2011 | 126654.7443
Scenario 3: Aggressive Fuel Sub | SCE | Com | ComRefrig | Com - Health | Total Resource Cost Test | Energy Efficiency | 0 | 0 | 0 | 0 | 136387.0216 | 161759.0585 | 166330.9602 | 170225.078 | 173961.0521 | 177141.7989 | 215381.8154 | 225306.9298 | 230750.7643
Scenario 3: Aggressive Fuel Sub | SCE | Com | ComRefrig | Com - Refrig. Warehouse | Participant Cost Test | Energy Efficiency | 1745.7056 | 1311.0367 | 911.3706 | 588.0664 | 348.4637 | 180.8707 | 1133.9153 | 5583.8288 | 6389.5435 | 6586.484 | 6781.1253 | 6986.5359 | 7193.6963
Scenario 3: Aggressive Fuel Sub | SCE | Com | ComRefrig | Com - Refrig. Warehouse | Program Administrator Cost Test | Energy Efficiency | 1327.2991 | 984.0737 | 675.9977 | 431.587 | 253.7537 | 131.7849 | 530.8336 | 2410.0412 | 2696.2242 | 2723.5987 | 2747.969 | 2774.6233 | 2799.8825
Scenario 3: Aggressive Fuel Sub | SCE | Com | ComRefrig | Com - Refrig. Warehouse | Rate Impact Measure Test | Energy Efficiency | 6631.8433 | 4751.1025 | 3131.0978 | 1903.5912 | 1059.2198 | 516.5277 | 1910.5429 | 7952.802 | 8047.4333 | 7207.3634 | 6270.7832 | 5238.2233 | 4093.1146
Scenario 3: Aggressive Fuel Sub | SCE | Com | ComRefrig | Com - Refrig. Warehouse | Total Resource Cost Test | Energy Efficiency | 2527.7224 | 1885.8067 | 1302.9711 | 836.2195 | 493.5544 | 256.2526 | 1315.9474 | 6279.5544 | 7125.0868 | 7289.8748 | 7450.098 | 7620.1065 | 7789.9675
Scenario 3: Aggressive Fuel Sub | SCE | Com | ComRefrig | Com - Restaurant | Participant Cost Test | Energy Efficiency | 43297.6418 | 26139.5221 | 13381.1313 | 7408.047 | 4731.5549 | 3418.7939 | 54202.5995 | 284655.7872 | 333999.5893 | 343751.9706 | 353611.5164 | 363371.0074 | 373337.7717
Scenario 3: Aggressive Fuel Sub | SCE | Com | ComRefrig | Com - Restaurant | Program Administrator Cost Test | Energy Efficiency | 33411.3875 | 20043.7549 | 10291.9555 | 5609.2613 | 3404.6121 | 2337.3952 | 24568.3002 | 122505.8355 | 140737.5511 | 141956.8485 | 143118.6265 | 144141.8038 | 145151.1552
Scenario 3: Aggressive Fuel Sub | SCE | Com | ComRefrig | Com - Restaurant | Rate Impact Measure Test | Energy Efficiency | 166939.8293 | 96771.1386 | 47670.4593 | 24740.6436 | 14211.5471 | 9161.364 | 88324.651 | 404208.2272 | 420037.1356 | 375637.5444 | 326579.3069 | 272117.4256 | 212190.5932
Scenario 3: Aggressive Fuel Sub | SCE | Com | ComRefrig | Com - Restaurant | Total Resource Cost Test | Energy Efficiency | 63176.7498 | 38015.6783 | 19491.4871 | 10703.735 | 6661.3703 | 4692.5646 | 62110.8468 | 319773.9765 | 372250.06 | 380276.2088 | 388320.7881 | 396158.9809 | 404128.6638
Scenario 3: Aggressive Fuel Sub | SCE | Com | ComRefrig | Com - Retail | Participant Cost Test | Energy Efficiency | 514761.424 | 316198.4602 | 167234.3748 | 87585.865 | 55715.872 | 36080.6705 | 464975.6552 | 2401134.7063 | 2802792.8927 | 2880516.1712 | 2958617.8399 | 3034894.4953 | 3112125.7192
Scenario 3: Aggressive Fuel Sub | SCE | Com | ComRefrig | Com - Retail | Program Administrator Cost Test | Energy Efficiency | 397506.3721 | 242552.3497 | 128422.606 | 66784.8295 | 40512.1328 | 24691.3366 | 212268.6489 | 1034895.2159 | 1182482.6935 | 1190927.9876 | 1198752.8864 | 1205103.3847 | 1211124.7461
Scenario 3: Aggressive Fuel Sub | SCE | Com | ComRefrig | Com - Retail | Rate Impact Measure Test | Energy Efficiency | 1986138.5862 | 1171041.412 | 594830.0699 | 294566.3556 | 169105.9259 | 96777.0985 | 763347.0298 | 3414848.3309 | 3529344.4109 | 3151499.4373 | 2735511.1948 | 2275116.7953 | 1770527.9384
Scenario 3: Aggressive Fuel Sub | SCE | Com | ComRefrig | Com - Retail | Total Resource Cost Test | Energy Efficiency | 751379.2734 | 459949.4197 | 243399.6017 | 127009.5779 | 78854.8581 | 49546.5334 | 534301.9126 | 2698870.8566 | 3125220.5391 | 3187934.8791 | 3250303.7793 | 3309944.7308 | 3369930.0924
Scenario 3: Aggressive Fuel Sub | SCE | Com | ComRefrig | Com - School | Participant Cost Test | Energy Efficiency | 198.1051 | 92.5878 | 72.856 | 69.5824 | 66.4562 | 63.4706 | 1286.6262 | 6793.913 | 8090.7904 | 8295.5822 | 8496.8562 | 8709.4213 | 8917.6931
Scenario 3: Aggressive Fuel Sub | SCE | Com | ComRefrig | Com - School | Program Administrator Cost Test | Energy Efficiency | 161.069 | 69.996 | 52.7627 | 49.3958 | 46.2439 | 43.2933 | 579.1952 | 2920.2793 | 3405.5654 | 3422.4456 | 3435.9609 | 3452.1155 | 3464.6735
Scenario 3: Aggressive Fuel Sub | SCE | Com | ComRefrig | Com - School | Rate Impact Measure Test | Energy Efficiency | 804.7803 | 337.9402 | 244.3871 | 217.8688 | 193.0314 | 169.6871 | 2081.6476 | 9634.9345 | 10163.5897 | 9055.9073 | 7840.1843 | 6516.8901 | 5064.7832
Scenario 3: Aggressive Fuel Sub | SCE | Com | ComRefrig | Com - School | Total Resource Cost Test | Energy Efficiency | 297.1249 | 133.6699 | 102.9044 | 97.3007 | 92.0117 | 87.0192 | 1470.4207 | 7628.5593 | 9013.773 | 9173.7331 | 9327.9205 | 9492.6082 | 9650.7523
Scenario 3: Aggressive Fuel Sub | SCE | Com | FoodServ | Com - College | Participant Cost Test | Energy Efficiency | 7557.858 | 15334.9422 | 17505.1467 | 18865.6036 | 19799.8096 | 38524.4037 | 42696.6029 | 44223.9364 | 55160.2957 | 62106.3911 | 64499.4633 | 67360.9556 | 69236.5622
Scenario 3: Aggressive Fuel Sub | SCE | Com | FoodServ | Com - College | Participant Cost Test | Fuel Substitution | 4797.0379 | 5518.6926 | 6070.0101 | 6558.6405 | 7007.69 | 7408.4425 | 7757.5526 | 8047.7241 | 8280.5124 | 8450.4881 | 8554.2131 | 8579.2899 | 8532.6311
Scenario 3: Aggressive Fuel Sub | SCE | Com | FoodServ | Com - College | Program Administrator Cost Test | Energy Efficiency | 12861.5789 | 23762.4354 | 26575.6532 | 28205.2362 | 29175.4984 | 50442.1667 | 54860.2536 | 56157.0696 | 67140.9278 | 73742.098 | 75617.9993 | 78167.997 | 79294.1386
Scenario 3: Aggressive Fuel Sub | SCE | Com | FoodServ | Com - College | Program Administrator Cost Test | Fuel Substitution | 4256.0362 | 5108.1172 | 6021.0652 | 7004.5528 | 8105.3316 | 9292.7838 | 10453.7495 | 11567.6113 | 12721.7472 | 13890.9448 | 15166.5928 | 16428.0371 | 17714.9918
Scenario 3: Aggressive Fuel Sub | SCE | Com | FoodServ | Com - College | Rate Impact Measure Test | Energy Efficiency | 52356.1066 | 95966.2941 | 103106.3206 | 104364.735 | 101924.1617 | 153315.1946 | 154672.1902 | 146236.6378 | 156512.1422 | 153383.8199 | 138657.3679 | 123044.5966 | 102835.6039
Scenario 3: Aggressive Fuel Sub | SCE | Com | FoodServ | Com - College | Rate Impact Measure Test | Fuel Substitution | 4278.4969 | 5142.102 | 6063.3489 | 7056.3367 | 8165.6913 | 9360.6795 | 10527.6173 | 11645.6492 | 12802.1784 | 13970.1607 | 15238.8814 | 16486.6319 | 17749.8129
Scenario 3: Aggressive Fuel Sub | SCE | Com | FoodServ | Com - College | Total Resource Cost Test | Energy Efficiency | 15506.8292 | 29129.6652 | 32702.4545 | 34808.1975 | 36105.4317 | 63925.708 | 69804.0646 | 71635.4473 | 86447.0313 | 95479.3349 | 98192.8115 | 101746.5827 | 103630.0659
Scenario 3: Aggressive Fuel Sub | SCE | Com | FoodServ | Com - College | Total Resource Cost Test | Fuel Substitution | 5678.1226 | 6792.3523 | 7983.9076 | 9264.1292 | 10680.8617 | 12204.7479 | 13724.9375 | 15221.5328 | 16786.0881 | 18391.3989 | 20127.6884 | 21875.0723 | 23671.634
Scenario 3: Aggressive Fuel Sub | SCE | Com | FoodServ | Com - Grocery | Participant Cost Test | Energy Efficiency | 37825.4024 | 100252.0021 | 117254.4032 | 125241.3326 | 133275.1019 | 283621.3179 | 318935.1126 | 330803.0859 | 418976.6749 | 478686.2158 | 499434.2477 | 514127.6857 | 528991.656
Scenario 3: Aggressive Fuel Sub | SCE | Com | FoodServ | Com - Grocery | Participant Cost Test | Fuel Substitution | 50379.0587 | 57335.6013 | 62478.7321 | 66899.8289 | 70867.6564 | 74329.1874 | 77290.5978 | 79690.5672 | 81566.5404 | 82866.3332 | 83596.1651 | 83635.7386 | 83097.3312
Scenario 3: Aggressive Fuel Sub | SCE | Com | FoodServ | Com - Grocery | Program Administrator Cost Test | Energy Efficiency | 68887.9924 | 156819.8274 | 178970.7888 | 188142.2441 | 197182.906 | 367471.9933 | 404515.4885 | 414732.4287 | 503560.811 | 561084.6393 | 577994.407 | 588343.7495 | 597471.8848
Scenario 3: Aggressive Fuel Sub | SCE | Com | FoodServ | Com - Grocery | Program Administrator Cost Test | Fuel Substitution | 44255.8783 | 52575.6518 | 61368.5585 | 70713.0848 | 81067.0087 | 92125.2436 | 102793.7014 | 112878.4838 | 123229.3011 | 133588.3008 | 144872.9552 | 155898.5922 | 167088.2399
Scenario 3: Aggressive Fuel Sub | SCE | Com | FoodServ | Com - Grocery | Rate Impact Measure Test | Energy Efficiency | 277611.7913 | 635576.6387 | 697633.7469 | 699864.2664 | 691897.6874 | 1108552.6238 | 1129636.7523 | 1070084.4697 | 1163312.3385 | 1157000.2889 | 1051647.5133 | 919806.156 | 771568.7959
Scenario 3: Aggressive Fuel Sub | SCE | Com | FoodServ | Com - Grocery | Rate Impact Measure Test | Fuel Substitution | 44351.6936 | 52720.8473 | 61549.3274 | 70934.4786 | 81324.9714 | 92415.2166 | 103109.1612 | 113213.0735 | 123575.3203 | 133929.2479 | 145184.2775 | 156151.0534 | 167238.3588
Scenario 3: Aggressive Fuel Sub | SCE | Com | FoodServ | Com - Grocery | Total Resource Cost Test | Energy Efficiency | 82126.8832 | 191908.0281 | 220009.83 | 231976.7106 | 243829.1917 | 466739.4546 | 516142.7779 | 530513.5088 | 650202.6472 | 728624.8149 | 752796.3937 | 768307.3103 | 783478.8985
Scenario 3: Aggressive Fuel Sub | SCE | Com | FoodServ | Com - Grocery | Total Resource Cost Test | Fuel Substitution | 59904.7018 | 70905.4985 | 82505.7921 | 94795.6955 | 108242.2397 | 122558.1499 | 136679.6602 | 150414.1563 | 164648.9513 | 179096.8115 | 194674.1539 | 210192.4992 | 226070.7446
Scenario 3: Aggressive Fuel Sub | SCE | Com | FoodServ | Com - Health | Participant Cost Test | Energy Efficiency | 22559.4737 | 40797.7472 | 46920.1308 | 49467.3165 | 52436.7905 | 83978.6869 | 92367.5125 | 95374.0875 | 111511.9209 | 121670.0512 | 124869.9314 | 129018.5348 | 133734.2198
Scenario 3: Aggressive Fuel Sub | SCE | Com | FoodServ | Com - Health | Participant Cost Test | Fuel Substitution | 13580.2317 | 15597.2439 | 17146.4779 | 18515.4736 | 19773.3544 | 20906.0577 | 21903.702 | 22763.4444 | 23472.4547 | 24016.592 | 24392.7831 | 24571.2373 | 24581.455
Scenario 3: Aggressive Fuel Sub | SCE | Com | FoodServ | Com - Health | Program Administrator Cost Test | Energy Efficiency | 37739.096 | 63269.2783 | 71262.3846 | 74012.8826 | 77317.0393 | 112843.7286 | 121675.8778 | 124088.341 | 139989.8824 | 149148.1562 | 150993.8531 | 154232.3408 | 157903.5431
Scenario 3: Aggressive Fuel Sub | SCE | Com | FoodServ | Com - Health | Program Administrator Cost Test | Fuel Substitution | 12260.2736 | 14688.6124 | 17280.0219 | 20056.6342 | 23151.2827 | 26485.2102 | 29739.2872 | 32882.0839 | 36124.3274 | 39392.914 | 42953.4183 | 46469.2338 | 50067.2234
Scenario 3: Aggressive Fuel Sub | SCE | Com | FoodServ | Com - Health | Rate Impact Measure Test | Energy Efficiency | 154031.5164 | 251664.6617 | 272221.406 | 269780.9385 | 266197.3408 | 346139.9512 | 346174.8891 | 325873.7491 | 330708.9276 | 314475.8097 | 280115.8843 | 244968.7617 | 205965.9157
Scenario 3: Aggressive Fuel Sub | SCE | Com | FoodServ | Com - Health | Rate Impact Measure Test | Fuel Substitution | 12336.5594 | 14804.684 | 17425.132 | 20235.0999 | 23360.0988 | 26720.9173 | 29997.6349 | 33159.0373 | 36412.0366 | 39677.2167 | 43213.594 | 46680.6615 | 50193.2039
Scenario 3: Aggressive Fuel Sub | SCE | Com | FoodServ | Com - Health | Total Resource Cost Test | Energy Efficiency | 45634.9118 | 77548.4898 | 87684.4303 | 91326.4434 | 95669.916 | 142236.2691 | 154004.5072 | 157469.2717 | 179019.0547 | 191732.6741 | 194698.3291 | 199392.0193 | 204856.615
Scenario 3: Aggressive Fuel Sub | SCE | Com | FoodServ | Com - Health | Total Resource Cost Test | Fuel Substitution | 16472.977 | 19668.2283 | 23071.3339 | 26707.5825 | 30713.1577 | 35016.2844 | 39303.8626 | 43554.5116 | 47980.0199 | 52500.7778 | 57381.2478 | 62287.9986 | 67348.3522
Scenario 3: Aggressive Fuel Sub | SCE | Com | FoodServ | Com - Lodging | Participant Cost Test | Energy Efficiency | 39081.191 | 89634.7825 | 105818.6513 | 112483.0208 | 119088.5215 | 153204.7582 | 165584.4422 | 172201.2054 | 184449.1373 | 194338.0204 | 201057.6934 | 207205.387 | 213364.3265
Scenario 3: Aggressive Fuel Sub | SCE | Com | FoodServ | Com - Lodging | Participant Cost Test | Fuel Substitution | 13296.2378 | 15200.1896 | 16624.3599 | 17859.9894 | 18982.7161 | 19975.2586 | 20822.3861 | 21523.7862 | 22067.8051 | 22447.893 | 22664.3946 | 22683.7258 | 22536.7459
Scenario 3: Aggressive Fuel Sub | SCE | Com | FoodServ | Com - Lodging | Program Administrator Cost Test | Energy Efficiency | 87412.3022 | 158516.178 | 179898.0947 | 187580.2344 | 195048.124 | 233490.1099 | 246550.585 | 252839.6163 | 264651.942 | 273676.4055 | 279303.6486 | 284199.8502 | 288894.1938
Scenario 3: Aggressive Fuel Sub | SCE | Com | FoodServ | Com - Lodging | Program Administrator Cost Test | Fuel Substitution | 11726.0607 | 13991.801 | 16398.4561 | 18966.395 | 21827.4416 | 24900.9528 | 27875.8222 | 30719.2563 | 33630.8919 | 36552.028 | 39734.2399 | 42853.2606 | 46030.2783
Scenario 3: Aggressive Fuel Sub | SCE | Com | FoodServ | Com - Lodging | Rate Impact Measure Test | Energy Efficiency | 342817.367 | 613996.6283 | 676291.5321 | 681095.3369 | 668871.99 | 734070.9165 | 719294.8379 | 680276.0964 | 645982.9961 | 597501.5076 | 534901.6796 | 463208.8691 | 382969.4279
Scenario 3: Aggressive Fuel Sub | SCE | Com | FoodServ | Com - Lodging | Rate Impact Measure Test | Fuel Substitution | 11767.1357 | 14054.0919 | 16476.12 | 19061.6919 | 21938.7217 | 25026.3401 | 28013.416 | 30866.6808 | 33784.0302 | 36703.3871 | 39872.8352 | 42965.9409 | 46097.4375
Scenario 3: Aggressive Fuel Sub | SCE | Com | FoodServ | Com - Lodging | Total Resource Cost Test | Energy Efficiency | 101090.7191 | 189888.3518 | 216934.6227 | 226949.2917 | 236729.1066 | 287111.7753 | 304505.1397 | 313110.0382 | 329209.14 | 341694.7126 | 349673.8413 | 356723.2671 | 363641.7665
Scenario 3: Aggressive Fuel Sub | SCE | Com | FoodServ | Com - Lodging | Total Resource Cost Test | Fuel Substitution | 15762.1154 | 18740.8892 | 21898.2843 | 25257.4776 | 28955.7107 | 32917.1853 | 36833.2291 | 40679.5286 | 44656.0798 | 48700.5665 | 53064.5519 | 57423.0249 | 61897.7682
Scenario 3: Aggressive Fuel Sub | SCE | Com | FoodServ | Com - Office (Large) | Participant Cost Test | Energy Efficiency | 5035.2892 | 5141.532 | 5247.4461 | 5360.9065 | 5489.5025 | 5622.7432 | 5752.7664 | 5890.0665 | 6021.3307 | 6152.3893 | 6293.5628 | 6433.9723 | 6581.8064
Scenario 3: Aggressive Fuel Sub | SCE | Com | FoodServ | Com - Office (Large) | Program Administrator Cost Test | Energy Efficiency | 13974.4803 | 14039.9531 | 14099.6534 | 14174.6329 | 14283.868 | 14398.8158 | 14499.3226 | 14612.0348 | 14703.8112 | 14789.5825 | 14894.0018 | 14990.8106 | 15099.0925
Scenario 3: Aggressive Fuel Sub | SCE | Com | FoodServ | Com - Office (Large) | Rate Impact Measure Test | Energy Efficiency | 53521.0884 | 53904.4045 | 54122.351 | 54309.3629 | 51781.9585 | 49032.1445 | 45963.954 | 42646.2122 | 38960.1503 | 34950.2831 | 30643.1649 | 25926.859 | 20806.0381
Scenario 3: Aggressive Fuel Sub | SCE | Com | FoodServ | Com - Office (Large) | Total Resource Cost Test | Energy Efficiency | 15736.8315 | 15839.4893 | 15936.2596 | 16050.9502 | 16205.1939 | 16366.7759 | 16512.7908 | 16673.5581 | 16811.2769 | 16942.9187 | 17096.7488 | 17242.7009 | 17402.7248
Scenario 3: Aggressive Fuel Sub | SCE | Com | FoodServ | Com - Office (Small) | Participant Cost Test | Energy Efficiency | 1302.9238 | 1338.6931 | 1375.1969 | 1412.5983 | 1047.4503 | 3591.475 | 1512.2956 | 1554.0503 | 1596.7066 | 1640.0382 | 1684.8417 | 1730.6411 | 1777.7905
Scenario 3: Aggressive Fuel Sub | SCE | Com | FoodServ | Com - Office (Small) | Program Administrator Cost Test | Energy Efficiency | 3616.0154 | 3655.5619 | 3695.0927 | 3735.0143 | 2725.5004 | 9197.1097 | 3811.6029 | 3855.2768 | 3899.0837 | 3942.4488 | 3987.2542 | 4032.3011 | 4078.3671
Scenario 3: Aggressive Fuel Sub | SCE | Com | FoodServ | Com - Office (Small) | Rate Impact Measure Test | Energy Efficiency | 13849.0359 | 14035.0105 | 14183.8312 | 14310.5113 | 9880.4993 | 31318.8264 | 12083.0707 | 11251.8861 | 10331.2594 | 9316.6728 | 8203.4426 | 6973.9325 | 5619.8517
Scenario 3: Aggressive Fuel Sub | SCE | Com | FoodServ | Com - Office (Small) | Total Resource Cost Test | Energy Efficiency | 4072.0387 | 4124.1045 | 4176.4116 | 4229.4237 | 3092.108 | 10454.126 | 4340.9063 | 4399.1944 | 4457.931 | 4516.4621 | 4576.9488 | 4638.0255 | 4700.5938
Scenario 3: Aggressive Fuel Sub | SCE | Com | FoodServ | Com - Other | Participant Cost Test | Energy Efficiency | 28387.4762 | 303381.4357 | 376725.7383 | 405890.2016 | 433228.7587 | 687253.0323 | 760574.4017 | 791909.637 | 896532.5947 | 975018.292 | 1014610.3553 | 1048054.5392 | 1082272.8084
Scenario 3: Aggressive Fuel Sub | SCE | Com | FoodServ | Com - Other | Participant Cost Test | Fuel Substitution | 58624.5175 | 67305.39 | 73557.5259 | 78848.7122 | 83070.5873 | 87271.128 | 90308.5515 | 92465.0565 | 93668.8169 | 93923.1396 | 93220.8416 | 91413.5641 | 88671.5621
Scenario 3: Aggressive Fuel Sub | SCE | Com | FoodServ | Com - Other | Program Administrator Cost Test | Energy Efficiency | 43494.3353 | 432100.8437 | 529185.3379 | 562852.976 | 593153.2228 | 879807.7999 | 956798.9821 | 984894.3183 | 1087631.0687 | 1161288.1347 | 1193867.7407 | 1219390.4171 | 1244010.8427
Scenario 3: Aggressive Fuel Sub | SCE | Com | FoodServ | Com - Other | Program Administrator Cost Test | Fuel Substitution | 49358.2494 | 59182.6341 | 69612.9098 | 80733.2795 | 92634.3009 | 106204.3244 | 118896.5528 | 130871.01 | 142952.2481 | 154942.465 | 167922.654 | 180500.6125 | 193317.7542
Scenario 3: Aggressive Fuel Sub | SCE | Com | FoodServ | Com - Other | Rate Impact Measure Test | Energy Efficiency | 180051.0153 | 1752130.5405 | 2044871.0396 | 2059346.5164 | 2045675.2255 | 2698127.0537 | 2717878.7214 | 2582201.83 | 2574752.6485 | 2457592.1693 | 2223225.1892 | 1942559.1466 | 1625378.3656
Scenario 3: Aggressive Fuel Sub | SCE | Com | FoodServ | Com - Other | Rate Impact Measure Test | Fuel Substitution | 49457.9158 | 59334.0037 | 69801.8215 | 80965.2364 | 92904.871 | 106510.3939 | 119233.5888 | 131234.1013 | 143329.2682 | 155314.933 | 168263.5431 | 180777.6224 | 193482.7834
Scenario 3: Aggressive Fuel Sub | SCE | Com | FoodServ | Com - Other | Total Resource Cost Test | Energy Efficiency | 53429.952 | 538284.3462 | 661039.3463 | 704914.5465 | 744783.2883 | 1120346.3612 | 1223000.0227 | 1262062.6912 | 1401417.4768 | 1502544.5369 | 1548981.365 | 1586228.305 | 1623665.3727
Scenario 3: Aggressive Fuel Sub | SCE | Com | FoodServ | Com - Other | Total Resource Cost Test | Fuel Substitution | 64808.0004 | 77448.9151 | 90840.8178 | 105078.3413 | 120129.6254 | 137273.2693 | 153617.3248 | 169446.0007 | 185571.2443 | 201794.7686 | 219194.9724 | 236377.2626 | 254019.899
Scenario 3: Aggressive Fuel Sub | SCE | Com | FoodServ | Com - Restaurant | Participant Cost Test | Energy Efficiency | 224843.9172 | 800651.6126 | 957611.0741 | 1021370.4064 | 1083377.7975 | 1501120.0002 | 1629203.2658 | 1691466.0755 | 1908889.6936 | 2068402.6621 | 2146766.1855 | 2211301.955 | 2276921.3461
Scenario 3: Aggressive Fuel Sub | SCE | Com | FoodServ | Com - Restaurant | Participant Cost Test | Fuel Substitution | 228095.37 | 260319.4322 | 283827.992 | 303869.5298 | 321642.1578 | 337015.4649 | 349614.3455 | 359362.696 | 366192.7491 | 369991.3087 | 370775.1498 | 367997.6679 | 362374.8903
Scenario 3: Aggressive Fuel Sub | SCE | Com | FoodServ | Com - Restaurant | Program Administrator Cost Test | Energy Efficiency | 439341.6585 | 1252685.4565 | 1459382.8763 | 1532158.8139 | 1600831.1369 | 2069715.2034 | 2201402.2893 | 2256877.7229 | 2470934.9885 | 2620036.608 | 2683748.7488 | 2731593.8911 | 2777159.4702
Scenario 3: Aggressive Fuel Sub | SCE | Com | FoodServ | Com - Restaurant | Program Administrator Cost Test | Fuel Substitution | 196617.5484 | 234287.3512 | 274162.8716 | 316577.7786 | 363607.0824 | 414037.9283 | 462466.979 | 508214.6941 | 554807.7548 | 601252.9066 | 651718.374 | 700852.1966 | 751127.2423
Scenario 3: Aggressive Fuel Sub | SCE | Com | FoodServ | Com - Restaurant | Rate Impact Measure Test | Energy Efficiency | 1753136.8518 | 5223075.8285 | 5857080.6334 | 5864866.4738 | 5775749.322 | 6702611.1877 | 6594232.4694 | 6227530.0037 | 6128653.1018 | 5783396.8511 | 5187841.8466 | 4486113.3672 | 3699851.5012
Scenario 3: Aggressive Fuel Sub | SCE | Com | FoodServ | Com - Restaurant | Rate Impact Measure Test | Fuel Substitution | 196965.2034 | 234813.6639 | 274818.141 | 317380.8758 | 364543.9645 | 415092.7224 | 463622.68 | 509446.759 | 556087.2641 | 602517.5129 | 652876.5101 | 701794.0568 | 751688.852
Scenario 3: Aggressive Fuel Sub | SCE | Com | FoodServ | Com - Restaurant | Total Resource Cost Test | Energy Efficiency | 518037.0295 | 1532913.5209 | 1794546.7523 | 1889638.4561 | 1980013.366 | 2595107.2035 | 2771623.4323 | 2848890.8493 | 3139046.3812 | 3343977.5398 | 3435116.9137 | 3505588.7238 | 3575868.8974
Scenario 3: Aggressive Fuel Sub | SCE | Com | FoodServ | Com - Restaurant | Total Resource Cost Test | Fuel Substitution | 263112.4926 | 312394.3576 | 364446.2073 | 419646.2522 | 480112.5704 | 544770.8527 | 608196.5376 | 669800.0566 | 733165.3266 | 797225.1481 | 866144.0975 | 934559.4757 | 1005083.019
Scenario 3: Aggressive Fuel Sub | SCE | Com | FoodServ | Com - Retail | Participant Cost Test | Energy Efficiency | 14097.875 | 14998.7632 | 15752.4294 | 16543.8987 | 17395.5644 | 18135.8596 | 18773.9415 | 19478.1209 | 20086.9752 | 20638.8254 | 21215.598 | 21729.3418 | 22256.6207
Scenario 3: Aggressive Fuel Sub | SCE | Com | FoodServ | Com - Retail | Program Administrator Cost Test | Energy Efficiency | 27739.1905 | 28869.4834 | 29742.1185 | 30653.2166 | 31635.2667 | 32427.5156 | 33050.1467 | 33755.0173 | 34305.8577 | 34762.3729 | 35242.821 | 35624.0473 | 36014.274
Scenario 3: Aggressive Fuel Sub | SCE | Com | FoodServ | Com - Retail | Rate Impact Measure Test | Energy Efficiency | 110585.5176 | 113103.5985 | 113903.4867 | 114234.2202 | 111496.1086 | 107336.845 | 101856.9595 | 95815.7772 | 88487.8208 | 80091.77 | 70858.8149 | 60443.1638 | 49001.8059
Scenario 3: Aggressive Fuel Sub | SCE | Com | FoodServ | Com - Retail | Total Resource Cost Test | Energy Efficiency | 32673.4468 | 34119.0506 | 35255.4688 | 36443.5811 | 37723.7142 | 38775.0665 | 39621.0262 | 40572.3596 | 41336.299 | 41985.9617 | 42668.2803 | 43229.3169 | 43804.0912
Scenario 3: Aggressive Fuel Sub | SCE | Com | FoodServ | Com - School | Participant Cost Test | Energy Efficiency | 35679.2761 | 93498.0689 | 113279.0603 | 120130.3666 | 126066.8401 | 230824.9369 | 260082.5964 | 267606.8962 | 285126.1523 | 299134.3808 | 307351.2757 | 315115.3646 | 322449.7929
Scenario 3: Aggressive Fuel Sub | SCE | Com | FoodServ | Com - School | Participant Cost Test | Fuel Substitution | 7973.8949 | 9166.8306 | 10077.1643 | 10881.8015 | 11621.2064 | 12285.5943 | 12862.7766 | 13350.3053 | 13742.2408 | 14031.9836 | 14216.5332 | 14273.6474 | 14218.0028
Scenario 3: Aggressive Fuel Sub | SCE | Com | FoodServ | Com - School | Program Administrator Cost Test | Energy Efficiency | 66972.9611 | 148074.0144 | 174100.9093 | 181642.2037 | 187703.9859 | 305806.5387 | 336232.0526 | 341789.8008 | 357504.5146 | 369220.374 | 374709.0898 | 379704.4074 | 383880.0197
Scenario 3: Aggressive Fuel Sub | SCE | Com | FoodServ | Com - School | Program Administrator Cost Test | Fuel Substitution | 7107.7022 | 8520.355 | 10029.4409 | 11650.9338 | 13463.7785 | 15422.063 | 17330.28 | 19169.4994 | 21069.7425 | 22990.4497 | 25087.9336 | 27159.2103 | 29275.2063
Scenario 3: Aggressive Fuel Sub | SCE | Com | FoodServ | Com - School | Rate Impact Measure Test | Energy Efficiency | 268734.7344 | 567483.3878 | 640981.3743 | 640159.8914 | 625017.8005 | 904969.8089 | 921998.2759 | 866364.3546 | 825098.8141 | 765550.3938 | 685433.1832 | 596167.3094 | 496883.1844
Scenario 3: Aggressive Fuel Sub | SCE | Com | FoodServ | Com - School | Rate Impact Measure Test | Fuel Substitution | 7147.9936 | 8581.0014 | 10104.5265 | 11742.4594 | 13569.9819 | 15541.0059 | 17459.176 | 19305.9376 | 21210.5237 | 23128.7696 | 25213.8856 | 27261.0882 | 29335.6384
Scenario 3: Aggressive Fuel Sub | SCE | Com | FoodServ | Com - School | Total Resource Cost Test | Energy Efficiency | 79460.7077 | 180798.3385 | 213748.5804 | 223687.8319 | 231827.3799 | 386595.2666 | 427260.9613 | 435452.2145 | 457298.6679 | 473917.4073 | 482282.0363 | 489997.3257 | 496852.9343
Scenario 3: Aggressive Fuel Sub | SCE | Com | FoodServ | Com - School | Total Resource Cost Test | Fuel Substitution | 9512.8358 | 11365.9081 | 13341.458 | 15458.2471 | 17797.5909 | 20317.46 | 22823.2786 | 25301.8789 | 27885.501 | 30530.889 | 33393.9545 | 36271.7674 | 39234.4159
Scenario 3: Aggressive Fuel Sub | SCE | Com | HVAC | Com - College | Participant Cost Test | Energy Efficiency | 21598.9476 | 22680.8835 | 23856.0224 | 25056.941 | 26124.0333 | 27334.9919 | 28535.7262 | 29654.6486 | 30758.6837 | 31819.9292 | 32912.9633 | 34279.1381 | 35402.6209
Scenario 3: Aggressive Fuel Sub | SCE | Com | HVAC | Com - College | Participant Cost Test | Fuel Substitution | 27437.5438 | 28736.3005 | 29794.3573 | 30666.9318 | 31389.0887 | 0 | 0 | 0 | 0 | 0 | 0 | 0 | 0
Scenario 3: Aggressive Fuel Sub | SCE | Com | HVAC | Com - College | Program Administrator Cost Test | Energy Efficiency | 41971.8376 | 43762.4599 | 46016.0198 | 48385.6513 | 50060.7192 | 52431.3387 | 54688.0919 | 56462.7582 | 58099.5092 | 59453.2283 | 60897.6563 | 63618.2479 | 64974.4824
Scenario 3: Aggressive Fuel Sub | SCE | Com | HVAC | Com - College | Program Administrator Cost Test | Fuel Substitution | 8188.542 | 8535.3485 | 8805.8849 | 9018.5053 | 9192.4527 | 0 | 0 | 0 | 0 | 0 | 0 | 0 | 0
Scenario 3: Aggressive Fuel Sub | SCE | Com | HVAC | Com - College | Rate Impact Measure Test | Energy Efficiency | 202844.9387 | 204272.073 | 206541.5877 | 207442.363 | 203104.3098 | 200361.3072 | 194808.0226 | 184874.819 | 172104.6693 | 156056.2764 | 137855.2371 | 119599.344 | 94653.3843
Scenario 3: Aggressive Fuel Sub | SCE | Com | HVAC | Com - College | Rate Impact Measure Test | Fuel Substitution | 40577.7846 | 40505.1102 | 39788.9267 | 38553.1715 | 36942.1793 | 0 | 0 | 0 | 0 | 0 | 0 | 0 | 0
Scenario 3: Aggressive Fuel Sub | SCE | Com | HVAC | Com - College | Total Resource Cost Test | Energy Efficiency | 51151.3904 | 53401.8354 | 56154.8293 | 59034.8512 | 61163.4333 | 64048.7102 | 66815.7755 | 69065.9839 | 71171.9498 | 72976.6982 | 74885.6657 | 78186.8816 | 80020.5963
Scenario 3: Aggressive Fuel Sub | SCE | Com | HVAC | Com - College | Total Resource Cost Test | Fuel Substitution | 33468.5163 | 35080.8088 | 36402.1663 | 37499.0625 | 38417.2467 | 0 | 0 | 0 | 0 | 0 | 0 | 0 | 0
Scenario 3: Aggressive Fuel Sub | SCE | Com | HVAC | Com - Grocery | Participant Cost Test | Energy Efficiency | 94291.0956 | 147040.4499 | 169405.9091 | 188777.5159 | 209559.3523 | 231164.0141 | 253483.4045 | 277260.9438 | 298983.4991 | 323321.7778 | 349612.3119 | 376758.8613 | 405016.8119
Scenario 3: Aggressive Fuel Sub | SCE | Com | HVAC | Com - Grocery | Participant Cost Test | Fuel Substitution | 811018.8224 | 813804.4918 | 803811.6089 | 785518.3233 | 764567.8379 | 70846.5822 | 72856.1387 | 74464.4609 | 75794.1305 | 76944.4834 | 77981.934 | 78950.7073 | 79879.2807
Scenario 3: Aggressive Fuel Sub | SCE | Com | HVAC | Com - Grocery | Program Administrator Cost Test | Energy Efficiency | 134514.1341 | 206280.9047 | 234517.4151 | 258154.4039 | 283098.4029 | 308511.4695 | 334229.0385 | 361203.2633 | 385723.28 | 412415.4604 | 440714.8844 | 469394.6753 | 498752.728
Scenario 3: Aggressive Fuel Sub | SCE | Com | HVAC | Com - Grocery | Program Administrator Cost Test | Fuel Substitution | 1091638.5974 | 1147573.7082 | 1190954.0611 | 1225495.2721 | 1261028.9237 | 13487.1226 | 13792.7894 | 14023.713 | 14203.8383 | 14351.5714 | 14478.9227 | 14593.8224 | 14701.375
Scenario 3: Aggressive Fuel Sub | SCE | Com | HVAC | Com - Grocery | Rate Impact Measure Test | Energy Efficiency | 407737.9489 | 596831.6937 | 651378.2495 | 685498.3554 | 715635.902 | 738490.1352 | 752690.2338 | 759337.6714 | 749482.341 | 732411.5537 | 704882.1763 | 662719.2875 | 604746.5711
Scenario 3: Aggressive Fuel Sub | SCE | Com | HVAC | Com - Grocery | Rate Impact Measure Test | Fuel Substitution | 1549874.2348 | 1599277.1652 | 1628545.1067 | 1642759.7689 | 1653059.1895 | 128352.654 | 118639.2564 | 107229.6482 | 94455.0407 | 80581.7717 | 65704.6887 | 49796.5024 | 32857.6281
Scenario 3: Aggressive Fuel Sub | SCE | Com | HVAC | Com - Grocery | Total Resource Cost Test | Energy Efficiency | 159464.7353 | 244490.3186 | 278386.4363 | 306936.0251 | 337147.7692 | 368032.6262 | 399398.5484 | 432389.4476 | 462411.3476 | 495257.8867 | 530201.3519 | 565738.5841 | 602232.9094
Scenario 3: Aggressive Fuel Sub | SCE | Com | HVAC | Com - Grocery | Total Resource Cost Test | Fuel Substitution | 1442640.0106 | 1515519.4605 | 1572732.0959 | 1618876.2181 | 1663887.7627 | 81074.816 | 83362.7335 | 85194.898 | 86711.3834 | 88024.8885 | 89210.5343 | 90318.3304 | 91380.5101
Scenario 3: Aggressive Fuel Sub | SCE | Com | HVAC | Com - Health | Participant Cost Test | Energy Efficiency | 44916.0007 | 47491.3519 | 136638.9589 | 167336.6432 | 208744.7828 | 240750.7251 | 298030.8143 | 321224.951 | 99192.7428 | 64155.6302 | 66096.5062 | 68459.0343 | 70977.3203
Scenario 3: Aggressive Fuel Sub | SCE | Com | HVAC | Com - Health | Participant Cost Test | Fuel Substitution | 484162.18 | 501881.3306 | 514401.6842 | 523293.9987 | 530388.8819 | 64351.3561 | 66824.1771 | 68906.6115 | 70686.7976 | 72264.4004 | 73715.07 | 75091.3882 | 76387.8337
Scenario 3: Aggressive Fuel Sub | SCE | Com | HVAC | Com - Health | Program Administrator Cost Test | Energy Efficiency | 101563.3684 | 105638.7967 | 215330.5581 | 251629.7536 | 298673.0923 | 347599.1329 | 464207.2685 | 488845.3379 | 167906.8781 | 128337.8921 | 130275.8703 | 132957.8045 | 135841.6064
Scenario 3: Aggressive Fuel Sub | SCE | Com | HVAC | Com - Health | Program Administrator Cost Test | Fuel Substitution | 279443.9384 | 294139.2071 | 305908.4836 | 315544.0912 | 325123.1265 | 11956.9247 | 12354.1431 | 12678.4924 | 12947.2388 | 13178.8132 | 13386.9218 | 13581.0229 | 13756.7523
Scenario 3: Aggressive Fuel Sub | SCE | Com | HVAC | Com - Health | Rate Impact Measure Test | Energy Efficiency | 493659.1071 | 494377.3386 | 772476.4072 | 833869.4976 | 908871.0052 | 982249.6119 | 1225852.6031 | 1213243.5987 | 444387.9915 | 329520.3857 | 288558.3671 | 244311.6847 | 194735.6585
Scenario 3: Aggressive Fuel Sub | SCE | Com | HVAC | Com - Health | Rate Impact Measure Test | Fuel Substitution | 586998.414 | 598031.5353 | 600627.4187 | 596591.6641 | 589287.3058 | 106511.4076 | 99489.234 | 90818.1531 | 80748.4988 | 69525.622 | 57251.002 | 43910.5017 | 29485.752
Scenario 3: Aggressive Fuel Sub | SCE | Com | HVAC | Com - Health | Total Resource Cost Test | Energy Efficiency | 120427.3583 | 125567.1174 | 257984.4066 | 302343.1985 | 360152.4436 | 418267.5048 | 553109.4028 | 584125.7767 | 203600.4773 | 155604.0349 | 158366.8854 | 162052.8941 | 166006.9675
Scenario 3: Aggressive Fuel Sub | SCE | Com | HVAC | Com - Health | Total Resource Cost Test | Fuel Substitution | 684163.6174 | 718386.0737 | 746188.7454 | 769326.8096 | 790648.2608 | 73625.7725 | 76447.3829 | 78824.3019 | 80857.4552 | 82660.3291 | 84318.9075 | 85892.9547 | 87372.3887
Scenario 3: Aggressive Fuel Sub | SCE | Com | HVAC | Com - Lodging | Participant Cost Test | Energy Efficiency | 135854.7838 | 153845.3355 | 172758.0917 | 282444.5165 | 354701.6403 | 398939.4451 | 441490.945 | 486251.6959 | 136192.5833 | 36138.6501 | 37466.9304 | 38799.1302 | 40143.3674
Scenario 3: Aggressive Fuel Sub | SCE | Com | HVAC | Com - Lodging | Participant Cost Test | Fuel Substitution | 385883.7855 | 289307.1564 | 289628.3382 | 290166.9696 | 263782.9564 | 28764.3669 | 29650.9076 | 30368.2486 | 30892.7528 | 31406.4234 | 31869.2729 | 32301.0316 | 32714.7618
Scenario 3: Aggressive Fuel Sub | SCE | Com | HVAC | Com - Lodging | Program Administrator Cost Test | Energy Efficiency | 174036.4801 | 192778.9684 | 212058.2958 | 324871.7996 | 386362.7968 | 422448.2004 | 456021.9369 | 490214.9318 | 155689.8217 | 66671.1115 | 68123.9733 | 69533.8618 | 70915.5648
Scenario 3: Aggressive Fuel Sub | SCE | Com | HVAC | Com - Lodging | Program Administrator Cost Test | Fuel Substitution | 223966.2714 | 210574.6089 | 218019.4559 | 224147.7992 | 223952.833 | 5331.3873 | 5469.099 | 5575.7091 | 5654.1549 | 5724.1736 | 5785.056 | 5840.3272 | 5892.3109
Scenario 3: Aggressive Fuel Sub | SCE | Com | HVAC | Com - Lodging | Rate Impact Measure Test | Energy Efficiency | 581880.6516 | 615624.8745 | 644103.126 | 890053.1125 | 992466.1445 | 1026006.9613 | 1042167.7602 | 1046492.0811 | 349398.5335 | 168021.8622 | 148340.8845 | 125940.1867 | 100677.1205
Scenario 3: Aggressive Fuel Sub | SCE | Com | HVAC | Com - Lodging | Rate Impact Measure Test | Fuel Substitution | 352519.5679 | 337191.4531 | 340506.731 | 340726.8327 | 333301.0408 | 45853.191 | 42537.3554 | 38592.3136 | 34081.4095 | 29217.3508 | 23978.0094 | 18356.446 | 12354.3411
Scenario 3: Aggressive Fuel Sub | SCE | Com | HVAC | Com - Lodging | Total Resource Cost Test | Energy Efficiency | 212272.8359 | 235762.2597 | 260024.3494 | 404271.0701 | 486388.1398 | 535602.4297 | 581973.8826 | 629775.67 | 198667.1483 | 81972.7285 | 83984.8581 | 85955.5464 | 87902.7036
Scenario 3: Aggressive Fuel Sub | SCE | Com | HVAC | Com - Lodging | Total Resource Cost Test | Fuel Substitution | 527664.2669 | 420018.291 | 431772.2964 | 443511.8674 | 422181.4223 | 32946.1445 | 33958.2279 | 34777.42 | 35382.7544 | 35970.2971 | 36500.017 | 36994.3488 | 37468.1491
Scenario 3: Aggressive Fuel Sub | SCE | Com | HVAC | Com - Office (Large) | Participant Cost Test | Energy Efficiency | 28586.35 | 29809.9689 | 30980.1823 | 32154.7738 | 33393.7457 | 34619.5951 | 35773.4409 | 36940.245 | 38016.8664 | 39053.0939 | 40134.7194 | 41176.1443 | 42246.2646
Scenario 3: Aggressive Fuel Sub | SCE | Com | HVAC | Com - Office (Large) | Participant Cost Test | Fuel Substitution | 1493.367 | 1482.2133 | 1452.6458 | 1411.7468 | 1366.892 | 0 | 0 | 0 | 0 | 0 | 0 | 0 | 0
Scenario 3: Aggressive Fuel Sub | SCE | Com | HVAC | Com - Office (Large) | Program Administrator Cost Test | Energy Efficiency | 37204.6098 | 38328.6582 | 39355.9652 | 40362.4202 | 41423.1215 | 42441.0956 | 43346.4319 | 44244.7472 | 45014.1426 | 45717.2789 | 46455.7089 | 47130.3057 | 47821.2045
Scenario 3: Aggressive Fuel Sub | SCE | Com | HVAC | Com - Office (Large) | Program Administrator Cost Test | Fuel Substitution | 1069.0565 | 1096.0204 | 1109.7735 | 1114.2274 | 1118.2577 | 0 | 0 | 0 | 0 | 0 | 0 | 0 | 0
Scenario 3: Aggressive Fuel Sub | SCE | Com | HVAC | Com - Office (Large) | Rate Impact Measure Test | Energy Efficiency | 151033.9268 | 149796.3193 | 147107.6154 | 143330.3432 | 138992.9867 | 133651.081 | 127037.872 | 119448.8955 | 110520.5045 | 100455.6185 | 89414.8384 | 77066.8192 | 63489.4805
Scenario 3: Aggressive Fuel Sub | SCE | Com | HVAC | Com - Office (Large) | Rate Impact Measure Test | Fuel Substitution | 1210.2412 | 1232.3109 | 1239.2349 | 1235.3927 | 1229.9616 | 0 | 0 | 0 | 0 | 0 | 0 | 0 | 0
Scenario 3: Aggressive Fuel Sub | SCE | Com | HVAC | Com - Office (Large) | Total Resource Cost Test | Energy Efficiency | 49353.8086 | 50997.895 | 52522.5427 | 54028.1991 | 55615.4635 | 57154.4235 | 58550.1443 | 59944.3514 | 61171.3108 | 62314.8438 | 63512.9646 | 64630.1671 | 65775.867
Scenario 3: Aggressive Fuel Sub | SCE | Com | HVAC | Com - Office (Large) | Total Resource Cost Test | Fuel Substitution | 2069.2563 | 2111.7858 | 2131.1308 | 2134.5175 | 2133.247 | 0 | 0 | 0 | 0 | 0 | 0 | 0 | 0
Scenario 3: Aggressive Fuel Sub | SCE | Com | HVAC | Com - Office (Small) | Participant Cost Test | Energy Efficiency | 16342.4266 | 17170.6469 | 17986.4987 | 18791.716 | 13444.9546 | 57712.7071 | 20614.2973 | 21395.5114 | 22171.1875 | 22938.5044 | 23713.2083 | 24487.6839 | 25269.4523
Scenario 3: Aggressive Fuel Sub | SCE | Com | HVAC | Com - Office (Small) | Participant Cost Test | Fuel Substitution | 9944.6176 | 10344.3787 | 10650.6936 | 10886.0474 | 11069.7088 | 0 | 0 | 0 | 0 | 0 | 0 | 0 | 0
Scenario 3: Aggressive Fuel Sub | SCE | Com | HVAC | Com - Office (Small) | Program Administrator Cost Test | Energy Efficiency | 32615.1984 | 34246.5925 | 35823.6467 | 37348.128 | 16188.7619 | 252173.5066 | 39377.146 | 40706.849 | 41941.6471 | 43061.5037 | 44149.6078 | 45159.2803 | 46129.1117
Scenario 3: Aggressive Fuel Sub | SCE | Com | HVAC | Com - Office (Small) | Program Administrator Cost Test | Fuel Substitution | 4039.6338 | 4204.193 | 4329.607 | 4425.37 | 4382.9989 | 0 | 0 | 0 | 0 | 0 | 0 | 0 | 0
Scenario 3: Aggressive Fuel Sub | SCE | Com | HVAC | Com - Office (Small) | Rate Impact Measure Test | Energy Efficiency | 156965.2673 | 159438.3208 | 160202.7806 | 159258.7353 | 53542.7546 | 1103047.2684 | 138085.8801 | 131322.6114 | 122532.1875 | 111652.7835 | 98861.9586 | 83870.5739 | 66658.1698
Scenario 3: Aggressive Fuel Sub | SCE | Com | HVAC | Com - Office (Small) | Rate Impact Measure Test | Fuel Substitution | 13480.5853 | 13476.5983 | 13271.4679 | 12907.397 | 12313.927 | 0 | 0 | 0 | 0 | 0 | 0 | 0 | 0
Scenario 3: Aggressive Fuel Sub | SCE | Com | HVAC | Com - Office (Small) | Total Resource Cost Test | Energy Efficiency | 39560.7297 | 41544.1174 | 43467.9086 | 45334.6073 | 21902.8676 | 276701.4071 | 48138.2224 | 49799.9414 | 51364.4018 | 52810.3681 | 54227.7214 | 55566.546 | 56868.629
Scenario 3: Aggressive Fuel Sub | SCE | Com | HVAC | Com - Office (Small) | Total Resource Cost Test | Fuel Substitution | 13088.2724 | 13654.8863 | 14101.9786 | 14457.429 | 14677.2011 | 0 | 0 | 0 | 0 | 0 | 0 | 0 | 0
Scenario 3: Aggressive Fuel Sub | SCE | Com | HVAC | Com - Other | Participant Cost Test | Energy Efficiency | 70453.8115 | 74009.6228 | 78910.3064 | 81618.7735 | 83301.7242 | 83738.9792 | 83206.9215 | 81908.5272 | 31591.3824 | 30478.2044 | 31620.4696 | 32766.6978 | 33942.4599
Scenario 3: Aggressive Fuel Sub | SCE | Com | HVAC | Com - Other | Participant Cost Test | Fuel Substitution | 2098625.3678 | 2515875.881 | 2564165.4931 | 2593530.438 | 2680458.9963 | 403.7684 | 415.0135 | 424.2104 | 432.1355 | 439.2888 | 445.974 | 452.3867 | 458.6524
Scenario 3: Aggressive Fuel Sub | SCE | Com | HVAC | Com - Other | Program Administrator Cost Test | Energy Efficiency | 405588.9583 | 435823.7186 | 466275.8353 | 493766.7848 | 519688.3915 | 543233.2263 | 567140.6084 | 586570.5973 | 533458.4903 | 555566.7679 | 578483.6413 | 599503.6487 | 620914.6416
Scenario 3: Aggressive Fuel Sub | SCE | Com | HVAC | Com - Other | Program Administrator Cost Test | Fuel Substitution | 1279384.9077 | 1384838.492 | 1436216.6395 | 1477210.6594 | 1524867.4318 | 57.8993 | 59.2309 | 60.2619 | 61.1065 | 61.8379 | 62.5 | 63.1213 | 63.7199
Scenario 3: Aggressive Fuel Sub | SCE | Com | HVAC | Com - Other | Rate Impact Measure Test | Energy Efficiency | 2308845.2668 | 2421093.1356 | 2509721.7984 | 2558945.9886 | 2576241.5677 | 2555812.3597 | 2506590.5841 | 2401585.3316 | 2004623.0254 | 1833136.6042 | 1618201.7032 | 1348709.6968 | 1025837.2688
Scenario 3: Aggressive Fuel Sub | SCE | Com | HVAC | Com - Other | Rate Impact Measure Test | Fuel Substitution | 1923174.2722 | 2286074.1513 | 2308786.8526 | 2308296.2174 | 2340758.6406 | 549.2527 | 507.4228 | 458.6789 | 404.4015 | 345.528 | 282.2921 | 214.4547 | 141.9331
Scenario 3: Aggressive Fuel Sub | SCE | Com | HVAC | Com - Other | Total Resource Cost Test | Energy Efficiency | 431705.3066 | 463268.0038 | 495565.4366 | 524117.0655 | 550685.6131 | 574473.9169 | 598305.1269 | 617393.9923 | 546729.7705 | 568520.0047 | 591922.3409 | 613429.4953 | 635340.187
Scenario 3: Aggressive Fuel Sub | SCE | Com | HVAC | Com - Other | Total Resource Cost Test | Fuel Substitution | 2929222.0286 | 3451011.2883 | 3572348.37 | 3670563.9944 | 3831558.5296 | 447.728 | 460.1974 | 470.3955 | 479.1835 | 487.1157 | 494.5287 | 501.6396 | 508.5874
Scenario 3: Aggressive Fuel Sub | SCE | Com | HVAC | Com - Restaurant | Participant Cost Test | Energy Efficiency | 7734.9527 | 8158.6357 | 8583.1453 | 9010.3715 | 9444.8554 | 9853.22 | 10250.7923 | 10656.744 | 11057.961 | 11451.82 | 11849.1911 | 12240.4221 | 12635.6763
Scenario 3: Aggressive Fuel Sub | SCE | Com | HVAC | Com - Restaurant | Participant Cost Test | Fuel Substitution | 33187.5143 | 34619.9138 | 35750.7452 | 36650.2304 | 37384.2785 | 53.5489 | 54.9655 | 56.1009 | 57.0548 | 57.8961 | 58.6679 | 59.3982 | 60.1047
Scenario 3: Aggressive Fuel Sub | SCE | Com | HVAC | Com - Restaurant | Program Administrator Cost Test | Energy Efficiency | 19146.1148 | 20296.6634 | 21450.7747 | 22619.9507 | 23830.0435 | 24802.9298 | 25661.2973 | 26556.2939 | 27373.6057 | 28088.131 | 28785.2347 | 29381.8989 | 29959.7226
Scenario 3: Aggressive Fuel Sub | SCE | Com | HVAC | Com - Restaurant | Program Administrator Cost Test | Fuel Substitution | 10140.452 | 10537.1291 | 10833.9699 | 11057.3826 | 11239.0537 | 7.9485 | 8.1161 | 8.2411 | 8.3387 | 8.4193 | 8.4895 | 8.5535 | 8.6138
Scenario 3: Aggressive Fuel Sub | SCE | Com | HVAC | Com - Restaurant | Rate Impact Measure Test | Energy Efficiency | 109219.4282 | 112347.1153 | 114389.0464 | 115341.2154 | 115418.6474 | 112872.2832 | 108455.83 | 102896.9715 | 95515.184 | 86219.8664 | 75270.1082 | 62288.6191 | 47419.7749
Scenario 3: Aggressive Fuel Sub | SCE | Com | HVAC | Com - Restaurant | Rate Impact Measure Test | Fuel Substitution | 54029.3571 | 53677.5194 | 52462.3199 | 50563.5138 | 48194.3173 | 82.6205 | 76.1363 | 68.6181 | 60.2767 | 51.2632 | 41.6216 | 31.3224 | 20.3587
Scenario 3: Aggressive Fuel Sub | SCE | Com | HVAC | Com - Restaurant | Total Resource Cost Test | Energy Efficiency | 22433.4698 | 23764.0835 | 25098.6114 | 26449.3586 | 27844.1071 | 28990.5483 | 30017.884 | 31085.4101 | 32073.2391 | 32955.1545 | 33821.1409 | 34584.0782 | 35329.885
Scenario 3: Aggressive Fuel Sub | SCE | Com | HVAC | Com - Restaurant | Total Resource Cost Test | Fuel Substitution | 40565.225 | 42365.8998 | 43799.6873 | 44953.0367 | 45911.736 | 59.379 | 60.9498 | 62.2087 | 63.2665 | 64.1995 | 65.0553 | 65.8651 | 66.6485
Scenario 3: Aggressive Fuel Sub | SCE | Com | HVAC | Com - Retail | Participant Cost Test | Energy Efficiency | 423380.5677 | 482796.9963 | 780183.8773 | 986373.7405 | 1122839.5442 | 1251894.9498 | 1386642.3392 | 1537090.1319 | 339818.6707 | 24418.1344 | 25212.5965 | 25988.0457 | 26767.1697
Scenario 3: Aggressive Fuel Sub | SCE | Com | HVAC | Com - Retail | Participant Cost Test | Fuel Substitution | 89924.0346 | 93874.2024 | 97010.6241 | 99520.6524 | 101282.1191 | 109852.2259 | 114009.6742 | 117360.2868 | 5713.6245 | 5818.0387 | 5909.3356 | 5992.4521 | 162.2722
Scenario 3: Aggressive Fuel Sub | SCE | Com | HVAC | Com - Retail | Program Administrator Cost Test | Energy Efficiency | 437235.5009 | 488087.521 | 699383.8978 | 844159.8988 | 938544.473 | 1024679.8932 | 1110133.4749 | 1207742.6034 | 309848.1183 | 77038.7041 | 78710.0613 | 79982.8067 | 81140.8304
Scenario 3: Aggressive Fuel Sub | SCE | Com | HVAC | Com - Retail | Program Administrator Cost Test | Fuel Substitution | 26118.6385 | 27157.4238 | 27947.1006 | 28547.7375 | 28954.6343 | 19497.494 | 20158.3184 | 20674.4544 | 1491.6338 | 1515.0285 | 1534.9373 | 1552.673 | 22.9904
Scenario 3: Aggressive Fuel Sub | SCE | Com | HVAC | Com - Retail | Rate Impact Measure Test | Energy Efficiency | 1237673.0066 | 1335162.2661 | 1791236.1562 | 2056693.7873 | 2183802.3122 | 2267974.7745 | 2324861.4503 | 2373955.4679 | 639176.7188 | 210641.6506 | 184976.8644 | 154716.4908 | 120528.6534
Scenario 3: Aggressive Fuel Sub | SCE | Com | HVAC | Com - Retail | Rate Impact Measure Test | Fuel Substitution | 159235.1445 | 158000.7884 | 154166.1772 | 148268.1863 | 140622.1256 | 144386.196 | 135179.2863 | 123641.4435 | 6274.5608 | 5474.1987 | 4603.775 | 3665.0026 | 53.1941
Scenario 3: Aggressive Fuel Sub | SCE | Com | HVAC | Com - Retail | Total Resource Cost Test | Energy Efficiency | 554754.0484 | 622822.4785 | 928620.519 | 1139399.6483 | 1277848.0447 | 1406207.5395 | 1536987.4439 | 1685705.2205 | 418305.7237 | 87416.4112 | 89425.4148 | 91027.7261 | 92516.8775
Scenario 3: Aggressive Fuel Sub | SCE | Com | HVAC | Com - Retail | Total Resource Cost Test | Fuel Substitution | 108931.4479 | 113838.1461 | 117770.2838 | 120949.8752 | 123237.4516 | 125806.6306 | 130563.0725 | 134396.7491 | 7009.389 | 7137.5296 | 7249.5616 | 7351.5468 | 179.9393
Scenario 3: Aggressive Fuel Sub | SCE | Com | HVAC | Com - School | Participant Cost Test | Energy Efficiency | 10548.7409 | 11043.2826 | 11538.0176 | 12018.4093 | 27621.3229 | 25450.7459 | 19619.0638 | 18161.2229 | 14294.8922 | 14750.9294 | 15197.7805 | 15662.3428 | 16112.0505
Scenario 3: Aggressive Fuel Sub | SCE | Com | HVAC | Com - School | Participant Cost Test | Fuel Substitution | 15062.718 | 15424.2402 | 15631.3062 | 15724.9295 | 45420.2657 | 0 | 0 | 0 | 0 | 0 | 0 | 0 | 0
Scenario 3: Aggressive Fuel Sub | SCE | Com | HVAC | Com - School | Program Administrator Cost Test | Energy Efficiency | 34724.2928 | 36401.5962 | 38093.6049 | 39627.9119 | 69584.7016 | 65436.6727 | 54688.5834 | 52170.1832 | 45449.2644 | 46448.1161 | 47256.992 | 48158.7598 | 48687.5915
Scenario 3: Aggressive Fuel Sub | SCE | Com | HVAC | Com - School | Program Administrator Cost Test | Fuel Substitution | 7515.9988 | 7707.3892 | 7819.4416 | 7873.3983 | 13341.2346 | 0 | 0 | 0 | 0 | 0 | 0 | 0 | 0
Scenario 3: Aggressive Fuel Sub | SCE | Com | HVAC | Com - School | Rate Impact Measure Test | Energy Efficiency | 204559.5461 | 207412.8909 | 208498.1607 | 206701.8464 | 273596.0629 | 253355.9271 | 214167.792 | 193705.0323 | 160707.5564 | 144449.6332 | 125072.7788 | 103286.4033 | 77790.289
Scenario 3: Aggressive Fuel Sub | SCE | Com | HVAC | Com - School | Rate Impact Measure Test | Fuel Substitution | 18346.3501 | 18232.969 | 17879.0204 | 17341.6838 | 38892.4296 | 0 | 0 | 0 | 0 | 0 | 0 | 0 | 0
Scenario 3: Aggressive Fuel Sub | SCE | Com | HVAC | Com - School | Total Resource Cost Test | Energy Efficiency | 39207.5077 | 41094.9913 | 42997.2624 | 44735.7359 | 80188.0809 | 75315.3617 | 62559.4298 | 59574.9508 | 51557.8374 | 52774.4401 | 53798.0671 | 54950.2774 | 55805.5886
Scenario 3: Aggressive Fuel Sub | SCE | Com | HVAC | Com - School | Total Resource Cost Test | Fuel Substitution | 20665.2778 | 21253.1176 | 21634.3909 | 21861.1812 | 55983.5566 | 0 | 0 | 0 | 0 | 0 | 0 | 0 | 0
Scenario 3: Aggressive Fuel Sub | SCE | Com | HVAC | Com - Warehouse | Participant Cost Test | Energy Efficiency | 5404.0846 | 5727.7644 | 6046.266 | 6377.2702 | 6856.3104 | 7208.5672 | 7557.482 | 7914.8287 | 6918.143 | 7171.6405 | 7427.7803 | 7678.3818 | 7936.4694
Scenario 3: Aggressive Fuel Sub | SCE | Com | HVAC | Com - Warehouse | Participant Cost Test | Fuel Substitution | 286374.4495 | 295287.6866 | 300835.8151 | 304068.6133 | 306305.4475 | 46.1668 | 47.6927 | 48.9609 | 0 | 0 | 0 | 0 | 0
Scenario 3: Aggressive Fuel Sub | SCE | Com | HVAC | Com - Warehouse | Program Administrator Cost Test | Energy Efficiency | 5189.2792 | 5426.9495 | 5652.5942 | 5883.9497 | 6215.8508 | 6438.0296 | 6599.6682 | 6758.5361 | 6257.6536 | 6359.973 | 6458.1975 | 6545.4263 | 6633.0348
Scenario 3: Aggressive Fuel Sub | SCE | Com | HVAC | Com - Warehouse | Program Administrator Cost Test | Fuel Substitution | 215187.9515 | 226812.6826 | 236129.2985 | 243757.35 | 251457.9117 | 6.4375 | 6.6217 | 6.769 | 0 | 0 | 0 | 0 | 0
Scenario 3: Aggressive Fuel Sub | SCE | Com | HVAC | Com - Warehouse | Rate Impact Measure Test | Energy Efficiency | 18108.8046 | 18245.2533 | 18199.1656 | 18032.6679 | 17985.9195 | 17561.5374 | 16922.8483 | 16138.9441 | 13872.895 | 12781.7708 | 11537.592 | 10112.0647 | 8513.6977
Scenario 3: Aggressive Fuel Sub | SCE | Com | HVAC | Com - Warehouse | Rate Impact Measure Test | Fuel Substitution | 316124.7191 | 326769.6391 | 333401.1647 | 336925.3516 | 339391.4862 | 56.1783 | 52.2227 | 47.4815 | 0 | 0 | 0 | 0 | 0
Scenario 3: Aggressive Fuel Sub | SCE | Com | HVAC | Com - Warehouse | Total Resource Cost Test | Energy Efficiency | 7453.6337 | 7827.1531 | 8186.6009 | 8557.2457 | 9083.2197 | 9462.9712 | 9823.967 | 10189.6326 | 9388.8015 | 9661.6402 | 9934.429 | 10196.3455 | 10464.838
Scenario 3: Aggressive Fuel Sub | SCE | Com | HVAC | Com - Warehouse | Total Resource Cost Test | Fuel Substitution | 435047.1555 | 457321.4429 | 475389.0757 | 490394.1198 | 504508.3243 | 51.1931 | 52.8851 | 54.2914 | 0 | 0 | 0 | 0 | 0
Scenario 3: Aggressive Fuel Sub | SCE | Com | Lighting | Com - College | Participant Cost Test | Energy Efficiency | 0 | 22535.5537 | 30120.5313 | 33162.2459 | 36005.2547 | 39162.3515 | 42336.5853 | 45362.8564 | 48363.3249 | 51264.3381 | 54223.6422 | 57814.2378 | 61403.6145
Scenario 3: Aggressive Fuel Sub | SCE | Com | Lighting | Com - College | Program Administrator Cost Test | Energy Efficiency | 0 | 11127.7803 | 14581.5189 | 15739.2452 | 16753.5051 | 17865.2206 | 18934.5626 | 19890.2239 | 20790.0368 | 21605.001 | 22404.0973 | 23419.2723 | 24385.5389
Scenario 3: Aggressive Fuel Sub | SCE | Com | Lighting | Com - College | Rate Impact Measure Test | Energy Efficiency | 0 | 55677.0113 | 69946.1918 | 71836.1665 | 72302.12 | 72323.2157 | 71188.4784 | 68589.8431 | 64713.5995 | 59459.0294 | 52965.8004 | 45540.8019 | 36365.8738
Scenario 3: Aggressive Fuel Sub | SCE | Com | Lighting | Com - College | Total Resource Cost Test | Energy Efficiency | 0 | 29755.0117 | 39527.5448 | 43257.6247 | 46687.6559 | 50484.4966 | 54261.7181 | 57809.8198 | 61288.0288 | 64605.2207 | 67962.2705 | 72073.366 | 76142.7074
Scenario 3: Aggressive Fuel Sub | SCE | Com | Lighting | Com - Grocery | Participant Cost Test | Energy Efficiency | 101579.1895 | 108852.5789 | 115886.4945 | 123036.6903 | 130393.7163 | 137607.6989 | 144622.7326 | 151846.9322 | 158949.8526 | 165888.2476 | 172923.6813 | 179558.1985 | 185844.285
Scenario 3: Aggressive Fuel Sub | SCE | Com | Lighting | Com - Grocery | Program Administrator Cost Test | Energy Efficiency | 85372.4598 | 89942.3567 | 94115.6959 | 98198.146 | 102261.5599 | 106024.7236 | 109454.3612 | 112874.0861 | 116031.8568 | 118904.9205 | 121692.9827 | 124112.3298 | 126246.7751
Scenario 3: Aggressive Fuel Sub | SCE | Com | Lighting | Com - Grocery | Rate Impact Measure Test | Energy Efficiency | 430619.7112 | 438162.1512 | 439575.9048 | 436400.5726 | 429768.0517 | 418071.3619 | 400975.068 | 379472.1137 | 352401.1559 | 319684.2894 | 281602.1701 | 236985.0217 | 185937.6882
Scenario 3: Aggressive Fuel Sub | SCE | Com | Lighting | Com - Grocery | Total Resource Cost Test | Energy Efficiency | 163385.2012 | 173801.7639 | 183670.8492 | 193570.2168 | 203641.9798 | 213334.0528 | 222567.9079 | 231983.8662 | 241071.7652 | 249773.3426 | 258492.5854 | 266540.5761 | 274034.7295
Scenario 3: Aggressive Fuel Sub | SCE | Com | Lighting | Com - Health | Participant Cost Test | Energy Efficiency | 118864.25 | 127742.5659 | 136953.8092 | 145307.217 | 154150.3044 | 162668.7653 | 171613.644 | 179938.7723 | 188173.8142 | 195735.1949 | 203058.1043 | 211294.1495 | 219564.1538
Scenario 3: Aggressive Fuel Sub | SCE | Com | Lighting | Com - Health | Program Administrator Cost Test | Energy Efficiency | 93580.2737 | 98871.3709 | 104195.4688 | 108630.3083 | 113230.5826 | 117378.3028 | 121637.3316 | 125247.952 | 128610.4966 | 131330.5263 | 133732.4985 | 136686.1991 | 139608.0171
Scenario 3: Aggressive Fuel Sub | SCE | Com | Lighting | Com - Health | Rate Impact Measure Test | Energy Efficiency | 482239.2154 | 492075.493 | 497170.9188 | 493183.5172 | 486091.7115 | 472700.1586 | 454967.9601 | 429731.1637 | 398375.6065 | 359758.7975 | 314813.947 | 264833.5723 | 207677.9746
Scenario 3: Aggressive Fuel Sub | SCE | Com | Lighting | Com - Health | Total Resource Cost Test | Energy Efficiency | 185935.6482 | 198412.042 | 211218.8248 | 222505.9658 | 234376.1985 | 245574.9296 | 257254.203 | 267830.6485 | 278118.954 | 287260.2707 | 295920.2591 | 305869.7108 | 315823.5695
Scenario 3: Aggressive Fuel Sub | SCE | Com | Lighting | Com - Lodging | Participant Cost Test | Energy Efficiency | 0 | 0 | 0 | 0 | 0 | 0 | 0 | 0 | 0 | 0 | 0 | 0 | 0
Scenario 3: Aggressive Fuel Sub | SCE | Com | Lighting | Com - Lodging | Program Administrator Cost Test | Energy Efficiency | 0 | 0 | 0 | 0 | 0 | 0 | 0 | 0 | 0 | 0 | 0 | 0 | 0
Scenario 3: Aggressive Fuel Sub | SCE | Com | Lighting | Com - Lodging | Rate Impact Measure Test | Energy Efficiency | 0 | 0 | 0 | 0 | 0 | 0 | 0 | 0 | 0 | 0 | 0 | 0 | 0
Scenario 3: Aggressive Fuel Sub | SCE | Com | Lighting | Com - Lodging | Total Resource Cost Test | Energy Efficiency | 0 | 0 | 0 | 0 | 0 | 0 | 0 | 0 | 0 | 0 | 0 | 0 | 0
Scenario 3: Aggressive Fuel Sub | SCE | Com | Lighting | Com - Office (Large) | Participant Cost Test | Energy Efficiency | 0 | 82237.9841 | 133622.5451 | 145262.4681 | 157400.6754 | 169568.8563 | 181345.8781 | 193212.2543 | 204447.714 | 215322.3364 | 226409.6045 | 237090.7855 | 247851.1507
Scenario 3: Aggressive Fuel Sub | SCE | Com | Lighting | Com - Office (Large) | Program Administrator Cost Test | Energy Efficiency | 0 | 39183.3936 | 62417.9007 | 66524.6603 | 70670.0936 | 74640.5781 | 78259.3831 | 81745.3819 | 84802.8888 | 87562.328 | 90265.7283 | 92670.7224 | 94977.0422
Scenario 3: Aggressive Fuel Sub | SCE | Com | Lighting | Com - Office (Large) | Rate Impact Measure Test | Energy Efficiency | 0 | 199309.3181 | 304385.2445 | 308664.7418 | 310022.4753 | 307112.1742 | 298984.6004 | 286350.7917 | 268010.0452 | 244486.1559 | 216247.3476 | 182259.0976 | 142744.1489
Scenario 3: Aggressive Fuel Sub | SCE | Com | Lighting | Com - Office (Large) | Total Resource Cost Test | Energy Efficiency | 0 | 107399.6292 | 173468.4416 | 187473.6631 | 201964.4629 | 216337.1486 | 230061.619 | 243757.0344 | 256522.2209 | 268711.3383 | 281047.3927 | 292765.9197 | 304474.5016
Scenario 3: Aggressive Fuel Sub | SCE | Com | Lighting | Com - Office (Small) | Participant Cost Test | Energy Efficiency | 0 | 0 | 0 | 0 | 0 | 0 | 0 | 0 | 0 | 0 | 0 | 0 | 0
Scenario 3: Aggressive Fuel Sub | SCE | Com | Lighting | Com - Office (Small) | Program Administrator Cost Test | Energy Efficiency | 0 | 0 | 0 | 0 | 0 | 0 | 0 | 0 | 0 | 0 | 0 | 0 | 0
Scenario 3: Aggressive Fuel Sub | SCE | Com | Lighting | Com - Office (Small) | Rate Impact Measure Test | Energy Efficiency | 0 | 0 | 0 | 0 | 0 | 0 | 0 | 0 | 0 | 0 | 0 | 0 | 0
Scenario 3: Aggressive Fuel Sub | SCE | Com | Lighting | Com - Office (Small) | Total Resource Cost Test | Energy Efficiency | 0 | 0 | 0 | 0 | 0 | 0 | 0 | 0 | 0 | 0 | 0 | 0 | 0
Scenario 3: Aggressive Fuel Sub | SCE | Com | Lighting | Com - Other | Participant Cost Test | Energy Efficiency | 0 | 0 | 0 | 0 | 0 | 0 | 0 | 0 | 0 | 0 | 0 | 0 | 0
Scenario 3: Aggressive Fuel Sub | SCE | Com | Lighting | Com - Other | Program Administrator Cost Test | Energy Efficiency | 0 | 0 | 0 | 0 | 0 | 0 | 0 | 0 | 0 | 0 | 0 | 0 | 0
Scenario 3: Aggressive Fuel Sub | SCE | Com | Lighting | Com - Other | Rate Impact Measure Test | Energy Efficiency | 0 | 0 | 0 | 0 | 0 | 0 | 0 | 0 | 0 | 0 | 0 | 0 | 0
Scenario 3: Aggressive Fuel Sub | SCE | Com | Lighting | Com - Other | Total Resource Cost Test | Energy Efficiency | 0 | 0 | 0 | 0 | 0 | 0 | 0 | 0 | 0 | 0 | 0 | 0 | 0
Scenario 3: Aggressive Fuel Sub | SCE | Com | Lighting | Com - Refrig. Warehouse | Participant Cost Test | Energy Efficiency | 4319.4428 | 1816.9845 | 1934.4167 | 2043.4897 | 2156.9703 | 2273.4396 | 2392.0447 | 2507.937 | 2626.6635 | 2745.0496 | 2861.7788 | 2976.1799 | 3086.1251
Scenario 3: Aggressive Fuel Sub | SCE | Com | Lighting | Com - Refrig. Warehouse | Program Administrator Cost Test | Energy Efficiency | 4784.1838 | 1951.9766 | 2042.1915 | 2119.4952 | 2197.7455 | 2275.3305 | 2351.3144 | 2420.8725 | 2489.6274 | 2554.4892 | 2614.3323 | 2671.0034 | 2722.0801
Scenario 3: Aggressive Fuel Sub | SCE | Com | Lighting | Com - Refrig. Warehouse | Rate Impact Measure Test | Energy Efficiency | 25506.2885 | 10050.2542 | 10080.5469 | 9954.15 | 9758.3937 | 9474.7273 | 9089.8021 | 8578.9554 | 7956.9322 | 7208.9806 | 6324.7961 | 5297.4124 | 4114.8084
Scenario 3: Aggressive Fuel Sub | SCE | Com | Lighting | Com - Refrig. Warehouse | Total Resource Cost Test | Energy Efficiency | 7906.5528 | 3275.6314 | 3457.467 | 3620.9662 | 3789.2627 | 3959.7263 | 4130.8028 | 4294.0705 | 4459.2498 | 4620.8842 | 4776.8399 | 4928.0409 | 5070.538
Scenario 3: Aggressive Fuel Sub | SCE | Com | Lighting | Com - Restaurant | Participant Cost Test | Energy Efficiency | 84358.6106 | 90726.6516 | 97135.3355 | 103609.2662 | 110199.8733 | 116496.9351 | 122659.1886 | 128923.9562 | 135136.798 | 141255.0283 | 147413.4474 | 153494.4668 | 159416.3012
Scenario 3: Aggressive Fuel Sub | SCE | Com | Lighting | Com - Restaurant | Program Administrator Cost Test | Energy Efficiency | 54413.4411 | 57529.022 | 60537.3875 | 63455.272 | 66314.9052 | 68867.2166 | 71218.7123 | 73514.9123 | 75666.8372 | 77654.8713 | 79559.2481 | 81317.7614 | 82931.6409
Scenario 3: Aggressive Fuel Sub | SCE | Com | Lighting | Com - Restaurant | Rate Impact Measure Test | Energy Efficiency | 282829.7259 | 288791.0584 | 291348.9607 | 290572.1286 | 287128.9533 | 279698.7366 | 268619.9276 | 254306.0034 | 236245.6428 | 214330.8127 | 188585.4194 | 158486.9917 | 123866.7054
Scenario 3: Aggressive Fuel Sub | SCE | Com | Lighting | Com - Restaurant | Total Resource Cost Test | Energy Efficiency | 121986.2154 | 130370.3128 | 138702.2946 | 147018.4574 | 155392.3865 | 163243.7919 | 170805.6353 | 178414.8135 | 185856.8405 | 193076.5708 | 200263.3501 | 207258.477 | 213988.5488
Scenario 3: Aggressive Fuel Sub | SCE | Com | Lighting | Com - Retail | Participant Cost Test | Energy Efficiency | 527144.1532 | 565380.8179 | 602451.2655 | 640036.9477 | 678406.3941 | 715898.7307 | 752488.1111 | 789794.9548 | 826190.3984 | 861985.5202 | 898020.0846 | 931552.2754 | 963582.5855
Scenario 3: Aggressive Fuel Sub | SCE | Com | Lighting | Com - Retail | Program Administrator Cost Test | Energy Efficiency | 343758.1194 | 362473.1824 | 379630.4109 | 396352.6171 | 412806.3648 | 427964.4859 | 441856.4929 | 455486.2472 | 467901.07 | 479323.6631 | 490259.7666 | 499551.0105 | 507833.5961
Scenario 3: Aggressive Fuel Sub | SCE | Com | Lighting | Com - Retail | Rate Impact Measure Test | Energy Efficiency | 1808813.0654 | 1841988.9382 | 1849528.9908 | 1837266.3038 | 1809221.2212 | 1759222.7723 | 1686514.3688 | 1594097.7837 | 1477444.8522 | 1337215.5342 | 1173597.8498 | 981838.7709 | 762893.805
Scenario 3: Aggressive Fuel Sub | SCE | Com | Lighting | Com - Retail | Total Resource Cost Test | Energy Efficiency | 765378.7716 | 815727.1484 | 863719.641 | 911819.4752 | 960409.4344 | 1007124.5028 | 1051965.6866 | 1097241.8188 | 1140678.9175 | 1182745.1381 | 1224624.958 | 1262860.6698 | 1298891.4323
Scenario 3: Aggressive Fuel Sub | SCE | Com | Lighting | Com - School | Participant Cost Test | Energy Efficiency | 0 | 0 | 0 | 0 | 0 | 0 | 0 | 0 | 0 | 0 | 0 | 0 | 0
Scenario 3: Aggressive Fuel Sub | SCE | Com | Lighting | Com - School | Program Administrator Cost Test | Energy Efficiency | 0 | 0 | 0 | 0 | 0 | 0 | 0 | 0 | 0 | 0 | 0 | 0 | 0
Scenario 3: Aggressive Fuel Sub | SCE | Com | Lighting | Com - School | Rate Impact Measure Test | Energy Efficiency | 0 | 0 | 0 | 0 | 0 | 0 | 0 | 0 | 0 | 0 | 0 | 0 | 0
Scenario 3: Aggressive Fuel Sub | SCE | Com | Lighting | Com - School | Total Resource Cost Test | Energy Efficiency | 0 | 0 | 0 | 0 | 0 | 0 | 0 | 0 | 0 | 0 | 0 | 0 | 0
Scenario 3: Aggressive Fuel Sub | SCE | Com | Lighting | Com - Warehouse | Participant Cost Test | Energy Efficiency | 13635.1965 | 15270.5208 | 16910.9802 | 18632.8061 | 20460.7525 | 68445.7464 | 78037.6784 | 82068.8891 | 11858.1424 | 0 | 0 | 0 | 0
Scenario 3: Aggressive Fuel Sub | SCE | Com | Lighting | Com - Warehouse | Program Administrator Cost Test | Energy Efficiency | 5593.3695 | 6141.3773 | 6667.7689 | 7202.6092 | 7754.129 | 21833.3957 | 24303.4393 | 25102.1333 | 3662.2339 | 0 | 0 | 0 | 0
Scenario 3: Aggressive Fuel Sub | SCE | Com | Lighting | Com - Warehouse | Rate Impact Measure Test | Energy Efficiency | 29232.7506 | 30998.2017 | 32265.8045 | 33162.3633 | 33756.4811 | 90248.6085 | 93304.8894 | 88341.1204 | 11599.089 | 0 | 0 | 0 | 0
Scenario 3: Aggressive Fuel Sub | SCE | Com | Lighting | Com - Warehouse | Total Resource Cost Test | Energy Efficiency | 17056.3563 | 18999.9193 | 20930.191 | 22941.5276 | 25063.2952 | 80430.1081 | 91211.4772 | 95543.6276 | 13834.3815 | 0 | 0 | 0 | 0
Scenario 3: Aggressive Fuel Sub | SCE | Com | WaterHeat | Com - College | Participant Cost Test | Energy Efficiency | 21.654 | 26.7221 | 32.9898 | 40.6635 | 49.8101 | 61.1938 | 75.0484 | 91.7153 | 111.9267 | 136.3139 | 166.0134 | 203.3909 | 247.4805
Scenario 3: Aggressive Fuel Sub | SCE | Com | WaterHeat | Com - College | Participant Cost Test | Fuel Substitution | 1995897.3151 | 1942267.4574 | 1815155.3634 | 1678340.1323 | 1464407.6859 | 149328.4463 | 176733.0046 | 202141.1739 | 148485.4458 | 162068.4981 | 172530.1932 | 180768.7944 | 187455.9722
Scenario 3: Aggressive Fuel Sub | SCE | Com | WaterHeat | Com - College | Program Administrator Cost Test | Energy Efficiency | 337.9745 | 409.7459 | 496.9791 | 601.8581 | 724.3574 | 874.3932 | 1053.7122 | 1265.3784 | 1517.4986 | 1816.2192 | 2173.8175 | 2617.4703 | 3130.2592
Scenario 3: Aggressive Fuel Sub | SCE | Com | WaterHeat | Com - College | Program Administrator Cost Test | Fuel Substitution | 2173973.1976 | 2278186.9065 | 2386503.9038 | 2501521.7959 | 2607849.9245 | 172647.1011 | 204447.3854 | 233833.9219 | 177206.8831 | 192728.0537 | 204448.0689 | 213469.5107 | 220612.3702
Scenario 3: Aggressive Fuel Sub | SCE | Com | WaterHeat | Com - College | Rate Impact Measure Test | Energy Efficiency | 1577.6723 | 1846.3611 | 2146.6703 | 2474.0265 | 2816.7878 | 3192.3806 | 3578.039 | 3949.905 | 4290.3407 | 4563.232 | 4728.653 | 4743.5128 | 4449.9103
Scenario 3: Aggressive Fuel Sub | SCE | Com | WaterHeat | Com - College | Rate Impact Measure Test | Fuel Substitution | 2173973.1976 | 2278186.9065 | 2386503.9038 | 2501521.7959 | 2607849.9245 | 2928413.4218 | 3227384.0737 | 3350452.1556 | 3160882.9055 | 2839826.1847 | 2354847.2552 | 1742738.6187 | 1029003.7605
Scenario 3: Aggressive Fuel Sub | SCE | Com | WaterHeat | Com - College | Total Resource Cost Test | Energy Efficiency | 345.5534 | 419.0986 | 508.5256 | 616.0903 | 741.791 | 895.811 | 1079.9791 | 1297.4787 | 1556.6729 | 1863.9291 | 2231.9221 | 2688.6571 | 3216.8774
Scenario 3: Aggressive Fuel Sub | SCE | Com | WaterHeat | Com - College | Total Resource Cost Test | Fuel Substitution | 2823754.2798 | 2944318.7998 | 3010100.3298 | 3082664.6105 | 3068320.2348 | 280884.2965 | 330875.7176 | 376909.6171 | 259478.48 | 283218.5234 | 301502.2956 | 315899.968 | 327585.844
Scenario 3: Aggressive Fuel Sub | SCE | Com | WaterHeat | Com - Grocery | Participant Cost Test | Energy Efficiency | 52.074 | 64.3502 | 79.1894 | 97.3432 | 119.6235 | 146.6773 | 179.456 | 219.6151 | 268.3729 | 327.4613 | 399.4915 | 486.8482 | 593.054
Scenario 3: Aggressive Fuel Sub | SCE | Com | WaterHeat | Com - Grocery | Participant Cost Test | Fuel Substitution | 54282.3536 | 53345.8218 | 51956.663 | 50362.7043 | 48974.8706 | 0 | 0 | 0 | 0 | 0 | 0 | 0 | 0
Scenario 3: Aggressive Fuel Sub | SCE | Com | WaterHeat | Com - Grocery | Program Administrator Cost Test | Energy Efficiency | 1294.4206 | 1570.2481 | 1896.9672 | 2289.2017 | 2761.7918 | 3324.6393 | 3993.5411 | 4798.3574 | 5757.1919 | 6897.4023 | 8262.2581 | 9886.9582 | 11826.4322
Scenario 3: Aggressive Fuel Sub | SCE | Com | WaterHeat | Com - Grocery | Program Administrator Cost Test | Fuel Substitution | 88566.4769 | 92922.2386 | 97295.9102 | 101865.8743 | 107128.968 | 0 | 0 | 0 | 0 | 0 | 0 | 0 | 0
Scenario 3: Aggressive Fuel Sub | SCE | Com | WaterHeat | Com - Grocery | Rate Impact Measure Test | Energy Efficiency | 6246.3447 | 7316.634 | 8474.5213 | 9733.4352 | 11108.6853 | 12553.3525 | 14019.7396 | 15475.6849 | 16800.6301 | 17858.5188 | 18474.0427 | 18339.9063 | 17079.1788
Scenario 3: Aggressive Fuel Sub | SCE | Com | WaterHeat | Com - Grocery | Rate Impact Measure Test | Fuel Substitution | 88566.4769 | 92922.2386 | 97295.9102 | 101865.8743 | 107128.968 | 0 | 0 | 0 | 0 | 0 | 0 | 0 | 0
Scenario 3: Aggressive Fuel Sub | SCE | Com | WaterHeat | Com - Grocery | Total Resource Cost Test | Energy Efficiency | 1312.6465 | 1592.7707 | 1924.6835 | 2323.2718 | 2803.6601 | 3375.9764 | 4056.3507 | 4875.2227 | 5851.1225 | 7012.0137 | 8402.0801 | 10057.3551 | 12034.0011
Scenario 3: Aggressive Fuel Sub | SCE | Com | WaterHeat | Com - Grocery | Total Resource Cost Test | Fuel Substitution | 111608.6195 | 116707.3285 | 121828.1413 | 127197.4041 | 133314.9063 | 0 | 0 | 0 | 0 | 0 | 0 | 0 | 0
Scenario 3: Aggressive Fuel Sub | SCE | Com | WaterHeat | Com - Health | Participant Cost Test | Energy Efficiency | 70.1312 | 87.0482 | 107.9303 | 132.8431 | 163.6487 | 200.9523 | 246.9467 | 302.2692 | 369.5176 | 450.1346 | 547.4942 | 668.8159 | 817.726
Scenario 3: Aggressive Fuel Sub | SCE | Com | WaterHeat | Com - Health | Participant Cost Test | Fuel Substitution | 4003338.8876 | 3863236.412 | 3606738.8557 | 3328734.5709 | 3014078.0013 | 282452.3384 | 328848.4237 | 371040.164 | 193380.457 | 212091.9667 | 226653.1721 | 238258.6748 | 247851.4113
Scenario 3: Aggressive Fuel Sub | SCE | Com | WaterHeat | Com - Health | Program Administrator Cost Test | Energy Efficiency | 2019.6638 | 2460.4477 | 2994.2907 | 3617.3851 | 4374.0449 | 5272.1569 | 6359.649 | 7641.3154 | 9169.8886 | 10965.6991 | 13093.2984 | 15702.269 | 18847.8084
Scenario 3: Aggressive Fuel Sub | SCE | Com | WaterHeat | Com - Health | Program Administrator Cost Test | Fuel Substitution | 5081410.8618 | 5353007.1768 | 5629672.0479 | 5917160.4563 | 6244238.1264 | 268087.9764 | 316668.1893 | 361947.4847 | 241051.6969 | 264390.2362 | 282549.5335 | 297019.9628 | 308978.6397
Scenario 3: Aggressive Fuel Sub | SCE | Com | WaterHeat | Com - Health | Rate Impact Measure Test | Energy Efficiency | 9819.5625 | 11551.8126 | 13479.2203 | 15499.0555 | 17729.0866 | 20059.6891 | 22496.0301 | 24829.0455 | 26953.7109 | 28587.957 | 29461.3874 | 29283.6996 | 27318.6061
Scenario 3: Aggressive Fuel Sub | SCE | Com | WaterHeat | Com - Health | Rate Impact Measure Test | Fuel Substitution | 5081410.8618 | 5353007.1768 | 5629672.0479 | 5917160.4563 | 6244238.1264 | 7094377.0113 | 7845311.9109 | 8173840.5643 | 7764162.8612 | 6971572.7207 | 5752396.5306 | 4199813.0535 | 2378560.3007
Scenario 3: Aggressive Fuel Sub | SCE | Com | WaterHeat | Com - Health | Total Resource Cost Test | Energy Efficiency | 2044.2098 | 2490.9145 | 3032.0664 | 3663.8802 | 4431.3219 | 5342.4902 | 6446.0803 | 7747.1097 | 9299.2197 | 11123.2462 | 13284.9213 | 15936.3545 | 19134.0126
Scenario 3: Aggressive Fuel Sub | SCE | Com | WaterHeat | Com - Health | Total Resource Cost Test | Fuel Substitution | 5900333.0369 | 6192377.8234 | 6409670.2877 | 6641233.3657 | 6872878.2828 | 493282.0162 | 574348.3454 | 648067.905 | 337741.9254 | 370436.2196 | 395876.1195 | 416149.3002 | 432904.3453
Scenario 3: Aggressive Fuel Sub | SCE | Com | WaterHeat | Com - Lodging | Participant Cost Test | Energy Efficiency | 11.8258 | 14.6974 | 18.2181 | 22.4989 | 27.7708 | 34.2151 | 42.0857 | 51.7023 | 63.396 | 77.6227 | 94.9933 | 116.1469 | 141.9045
Scenario 3: Aggressive Fuel Sub | SCE | Com | WaterHeat | Com - Lodging | Participant Cost Test | Fuel Substitution | 4254171.5367 | 4106923.4251 | 3868353.6128 | 3613089.6188 | 3345551.6526 | 576733.6788 | 272148.3867 | 307856.4102 | 160768.0763 | 176619.4405 | 188987.3815 | 198762.2893 | 206703.6347
Scenario 3: Aggressive Fuel Sub | SCE | Com | WaterHeat | Com - Lodging | Program Administrator Cost Test | Energy Efficiency | 406.3151 | 495.5422 | 602.7812 | 730.5341 | 884.9105 | 1069.9637 | 1291.6205 | 1557.2808 | 1874.0623 | 2252.0885 | 2705.0352 | 3246.2361 | 3892.8743
Scenario 3: Aggressive Fuel Sub | SCE | Com | WaterHeat | Com - Lodging | Program Administrator Cost Test | Fuel Substitution | 5087861.8226 | 5356997.2661 | 5630693.8726 | 5928712.859 | 6314297.866 | 289906.0338 | 262215.9019 | 300548.9763 | 200537.1381 | 220323.5743 | 235759.6901 | 247957.3263 | 257865.3161
Scenario 3: Aggressive Fuel Sub | SCE | Com | WaterHeat | Com - Lodging | Rate Impact Measure Test | Energy Efficiency | 1990.5857 | 2344.5165 | 2734.5823 | 3154.4656 | 3614.7774 | 4102.7446 | 4604.1409 | 5098.5222 | 5549.1893 | 5912.489 | 6125.8694 | 6087.2101 | 5663.5269
Scenario 3: Aggressive Fuel Sub | SCE | Com | WaterHeat | Com - Lodging | Rate Impact Measure Test | Fuel Substitution | 5087861.8226 | 5356997.2661 | 5630693.8726 | 5928712.859 | 6314297.866 | 7055410.1187 | 7764375.6208 | 8113041.842 | 7741881.2855 | 6955087.6961 | 5735174.9608 | 4173798.5897 | 2339058.4199
Scenario 3: Aggressive Fuel Sub | SCE | Com | WaterHeat | Com - Lodging | Total Resource Cost Test | Energy Efficiency | 410.4541 | 500.6863 | 609.1575 | 738.4088 | 894.6303 | 1081.939 | 1306.3505 | 1575.3766 | 1896.2509 | 2279.2564 | 2738.2829 | 3286.8876 | 3942.5409
Scenario 3: Aggressive Fuel Sub | SCE | Com | WaterHeat | Com - Lodging | Total Resource Cost Test | Fuel Substitution | 6045407.619 | 6340443.8426 | 6585765.3946 | 6855499.1126 | 7176181.5157 | 819572.3059 | 475546.5203 | 537971.0456 | 280921.1762 | 308633.2945 | 330253.3809 | 347338.4709 | 361217.1334
Scenario 3: Aggressive Fuel Sub | SCE | Com | WaterHeat | Com - Office (Large) | Participant Cost Test | Energy Efficiency | 86.6202 | 107.3149 | 132.2984 | 162.6944 | 199.9955 | 245.3598 | 300.0965 | 366.7586 | 446.8952 | 543.6143 | 661.4016 | 803.4247 | 975.7911
Scenario 3: Aggressive Fuel Sub | SCE | Com | WaterHeat | Com - Office (Large) | Participant Cost Test | Fuel Substitution | 1322814.2833 | 1273706.4423 | 1197886.0971 | 1113552.1165 | 959822.7262 | 137350.5043 | 161920.48 | 185256.3248 | 122861.1677 | 134196.694 | 142730.0481 | 149146.525 | 154032.756
Scenario 3: Aggressive Fuel Sub | SCE | Com | WaterHeat | Com - Office (Large) | Program Administrator Cost Test | Energy Efficiency | 1231.7041 | 1499.4528 | 1816.4793 | 2195.1768 | 2651.8917 | 3197.3918 | 3843.5185 | 4616.8159 | 5529.4423 | 6611.4863 | 7907.2555 | 9442.3021 | 11274.1008
Scenario 3: Aggressive Fuel Sub | SCE | Com | WaterHeat | Com - Office (Large) | Program Administrator Cost Test | Fuel Substitution | 1398030.4467 | 1449200.1805 | 1529141.9154 | 1621400.6995 | 1705859.4934 | 143444.2563 | 170241.2129 | 195638.1277 | 144023.8064 | 156795.7733 | 166226.8711 | 173146.5497 | 178258.8168
Scenario 3: Aggressive Fuel Sub | SCE | Com | WaterHeat | Com - Office (Large) | Rate Impact Measure Test | Energy Efficiency | 5698.6954 | 6696.3955 | 7775.7798 | 8942.4811 | 10219.7357 | 11569.3175 | 12936.017 | 14286.7739 | 15502.2059 | 16479.5061 | 17075.8726 | 17007.224 | 15961.0887
Scenario 3: Aggressive Fuel Sub | SCE | Com | WaterHeat | Com - Office (Large) | Rate Impact Measure Test | Fuel Substitution | 1398030.4467 | 1449200.1805 | 1529141.9154 | 1621400.6995 | 1705859.4934 | 2162932.4871 | 2405630.2509 | 2513419.924 | 2369146.289 | 2132327.9974 | 1769617.6521 | 1310361.7099 | 776950.9199
Scenario 3: Aggressive Fuel Sub | SCE | Com | WaterHeat | Com - Office (Large) | Total Resource Cost Test | Energy Efficiency | 1262.0212 | 1537.013 | 1862.7838 | 2252.1199 | 2721.8902 | 3283.2677 | 3948.5523 | 4745.1814 | 5685.8556 | 6801.7513 | 8138.746 | 9723.5008 | 11615.6277
Scenario 3: Aggressive Fuel Sub | SCE | Com | WaterHeat | Com - Office (Large) | Total Resource Cost Test | Fuel Substitution | 1835973.6967 | 1893136.5701 | 1947132.632 | 2008834.7659 | 1993385.7684 | 249016.7171 | 292886.5932 | 334494.7135 | 214698.8077 | 234510.1648 | 249423.1155 | 260635.7583 | 269173.7432
Scenario 3: Aggressive Fuel Sub | SCE | Com | WaterHeat | Com - Office (Small) | Participant Cost Test | Energy Efficiency | 21.097 | 26.0711 | 32.1169 | 39.4626 | 34.5057 | 149.4048 | 72.7034 | 89.9867 | 110.7572 | 135.7488 | 165.9403 | 202.3893 | 246.4617
Scenario 3: Aggressive Fuel Sub | SCE | Com | WaterHeat | Com - Office (Small) | Participant Cost Test | Fuel Substitution | 288993.723 | 277702.3873 | 263965.9672 | 248755.4213 | 203178.8892 | 18294.3861 | 22816.1486 | 27194.4269 | 30872.0491 | 33747.4877 | 35948.2099 | 37652.0348 | 39008.9776
Scenario 3: Aggressive Fuel Sub | SCE | Com | WaterHeat | Com - Office (Small) | Program Administrator Cost Test | Energy Efficiency | 275.7983 | 334.9668 | 405.5705 | 489.8107 | 420.9807 | 1791.7801 | 857.1232 | 1042.9308 | 1261.9973 | 1520.7298 | 1827.7585 | 2191.9296 | 2624.7147
Scenario 3: Aggressive Fuel Sub | SCE | Com | WaterHeat | Com - Office (Small) | Program Administrator Cost Test | Fuel Substitution | 351568.7031 | 367257.4014 | 382646.4491 | 397919.1394 | 360699.38 | 21325.9078 | 26514.0221 | 31503.7204 | 35654.1237 | 38856.8064 | 41267.226 | 43096.31 | 44520.625
Scenario 3: Aggressive Fuel Sub | SCE | Com | WaterHeat | Com - Office (Small) | Rate Impact Measure Test | Energy Efficiency | 1264.784 | 1482.6456 | 1720.6345 | 1977.5125 | 1607.8831 | 6425.812 | 2859.5161 | 3199.6568 | 3508.7449 | 3760.7269 | 3918.8009 | 3924.2139 | 3700.8295
Scenario 3: Aggressive Fuel Sub | SCE | Com | WaterHeat | Com - Office (Small) | Rate Impact Measure Test | Fuel Substitution | 351568.7031 | 367257.4014 | 382646.4491 | 397919.1394 | 360699.38 | 483479.9727 | 537842.0743 | 561382.9555 | 544373.2636 | 490873.4657 | 408694.1841 | 304305.1707 | 182471.894
Scenario 3: Aggressive Fuel Sub | SCE | Com | WaterHeat | Com - Office (Small) | Total Resource Cost Test | Energy Efficiency | 283.1822 | 344.0917 | 416.8114 | 503.6226 | 433.0577 | 1844.0718 | 882.5693 | 1074.4262 | 1300.7623 | 1568.2418 | 1885.8376 | 2262.7659 | 2710.9763
Scenario 3: Aggressive Fuel Sub | SCE | Com | WaterHeat | Com - Office (Small) | Total Resource Cost Test | Fuel Substitution | 408888.5559 | 426051.3039 | 442829.3153 | 459573.6327 | 415637.599 | 31970.9747 | 39876.1921 | 47530.2205 | 53959.0728 | 58985.4073 | 62832.1629 | 65810.2291 | 68181.8975
Scenario 3: Aggressive Fuel Sub | SCE | Com | WaterHeat | Com - Other | Participant Cost Test | Energy Efficiency | 858.6655 | 1064.1725 | 1315.1705 | 1620.9783 | 1994.0361 | 2449.0264 | 3006.4109 | 3683.558 | 4504.3307 | 5508.3963 | 6732.6432 | 8221.9853 | 10039.0077
Scenario 3: Aggressive Fuel Sub | SCE | Com | WaterHeat | Com - Other | Participant Cost Test | Fuel Substitution | 24319114.312 | 23545336.6914 | 21996114.605 | 20334092.4747 | 18283367.1583 | 2088823.1871 | 2424172.2484 | 2729679.3526 | 1423950.4232 | 1558686.8392 | 1663369.2788 | 1745676.9922 | 1812201.011
Scenario 3: Aggressive Fuel Sub | SCE | Com | WaterHeat | Com - Other | Program Administrator Cost Test | Energy Efficiency | 16693.2218 | 20316.5205 | 24657.7649 | 29846.7222 | 36059.0195 | 43496.0356 | 52443.776 | 63112.7129 | 75805.0047 | 91059.6219 | 109328.7375 | 131156.1793 | 157319.1802
Scenario 3: Aggressive Fuel Sub | SCE | Com | WaterHeat | Com - Other | Program Administrator Cost Test | Fuel Substitution | 27326239.1175 | 28667612.7456 | 30036495.3461 | 31470891.5832 | 32934717.8875 | 1987604.1016 | 2340123.7239 | 2668454.2042 | 1776746.6952 | 1940180.4902 | 2064114.4261 | 2158518.4313 | 2231553.271
Scenario 3: Aggressive Fuel Sub | SCE | Com | WaterHeat | Com - Other | Rate Impact Measure Test | Energy Efficiency | 79318.0227 | 93199.5536 | 108439.4732 | 124920.5751 | 142770.5241 | 161675.4414 | 181267.8122 | 200465.6948 | 217961.3746 | 232473.0307 | 241321.5949 | 240643.0851 | 225514.4078
Scenario 3: Aggressive Fuel Sub | SCE | Com | WaterHeat | Com - Other | Rate Impact Measure Test | Fuel Substitution | 27326239.1175 | 28667612.7456 | 30036495.3461 | 31470891.5832 | 32934717.8875 | 35310255.2974 | 38963112.3865 | 40539436.7539 | 38145470.3924 | 34300062.5624 | 28416841.288 | 20930519.475 | 12165380.4109
Scenario 3: Aggressive Fuel Sub | SCE | Com | WaterHeat | Com - Other | Total Resource Cost Test | Energy Efficiency | 16993.7548 | 20688.9809 | 25118.0745 | 30414.0646 | 36756.9321 | 44353.1949 | 53496.0198 | 64401.9582 | 77381.5205 | 92987.5606 | 111685.1626 | 134033.8742 | 160832.8329
Scenario 3: Aggressive Fuel Sub | SCE | Com | WaterHeat | Com - Other | Total Resource Cost Test | Fuel Substitution | 33522075.1843 | 35021163.1617 | 35970425.9044 | 37003487.109 | 37722501.9502 | 3650795.9119 | 4237055.6536 | 4771110.4056 | 2488721.9068 | 2724247.5682 | 2907224.645 | 3051081.9042 | 3167345.5517
Scenario 3: Aggressive Fuel Sub | SCE | Com | WaterHeat | Com - Refrig. Warehouse | Participant Cost Test | Energy Efficiency | 6.2723 | 3.5286 | 4.3904 | 5.4148 | 6.6641 | 8.1867 | 10.0418 | 12.2846 | 15.0208 | 18.3427 | 22.3664 | 27.2803 | 33.2396
Scenario 3: Aggressive Fuel Sub | SCE | Com | WaterHeat | Com - Refrig. Warehouse | Participant Cost Test | Fuel Substitution | 19899.4219 | 19078.3851 | 16271.4436 | 16434.223 | 15563.6007 | 605.4644 | 760.8086 | 914.102 | 1045.0554 | 1148.9329 | 1229.5002 | 1292.9485 | 1344.5065
Scenario 3: Aggressive Fuel Sub | SCE | Com | WaterHeat | Com - Refrig. Warehouse | Program Administrator Cost Test | Energy Efficiency | 191.3703 | 105.6588 | 129.0266 | 156.183 | 188.6595 | 227.4786 | 273.8722 | 328.8625 | 394.7007 | 473.1211 | 566.3036 | 678.0405 | 811.0094
Scenario 3: Aggressive Fuel Sub | SCE | Com | WaterHeat | Com - Refrig. Warehouse | Program Administrator Cost Test | Fuel Substitution | 28628.205 | 30170.2551 | 28572.8363 | 32360.0359 | 34514.2379 | 754.5512 | 948.4259 | 1139.7524 | 1303.1885 | 1432.8174 | 1533.3418 | 1612.4908 | 1676.7957
Scenario 3: Aggressive Fuel Sub | SCE | Com | WaterHeat | Com - Refrig. Warehouse | Rate Impact Measure Test | Energy Efficiency | 932.9026 | 497.3948 | 582.3954 | 670.9915 | 766.7536 | 867.8548 | 971.3622 | 1071.3894 | 1163.1359 | 1236.4421 | 1277.0912 | 1266.9015 | 1177.0224
Scenario 3: Aggressive Fuel Sub | SCE | Com | WaterHeat | Com - Refrig. Warehouse | Rate Impact Measure Test | Fuel Substitution | 28628.205 | 30170.2551 | 28572.8363 | 32360.0359 | 34514.2379 | 39108.2733 | 43716.3226 | 45827.1073 | 44516.4054 | 40053.0939 | 33072.8025 | 24125.0464 | 13610.4543
Scenario 3: Aggressive Fuel Sub | SCE | Com | WaterHeat | Com - Refrig. Warehouse | Total Resource Cost Test | Energy Efficiency | 193.5656 | 106.8938 | 130.5632 | 158.0782 | 190.9919 | 230.344 | 277.3868 | 333.1622 | 399.958 | 479.5411 | 574.1319 | 687.5886 | 822.6433
Scenario 3: Aggressive Fuel Sub | SCE | Com | WaterHeat | Com - Refrig. Warehouse | Total Resource Cost Test | Fuel Substitution | 31184.3713 | 32804.2209 | 31025.3188 | 35115.4686 | 37373.596 | 1057.2835 | 1328.8302 | 1596.8034 | 1825.7162 | 2007.2839 | 2148.0919 | 2258.965 | 2349.049
Scenario 3: Aggressive Fuel Sub | SCE | Com | WaterHeat | Com - Restaurant | Participant Cost Test | Energy Efficiency | 348.1947 | 432.0049 | 534.3709 | 659.519 | 812.8448 | 997.8835 | 1222.318 | 1496.506 | 1829.5855 | 2233.4183 | 2724.6398 | 3319.5919 | 4042.1521
Scenario 3: Aggressive Fuel Sub | SCE | Com | WaterHeat | Com - Restaurant | Participant Cost Test | Fuel Substitution | 13588090.2914 | 13066201.5272 | 12458500.622 | 11895887.5043 | 11375086.2282 | 1008070.0318 | 1254273.1052 | 1494236.0706 | 1697966.8442 | 1859705.9618 | 1985957.7364 | 2085888.7953 | 2167162.0214
Scenario 3: Aggressive Fuel Sub | SCE | Com | WaterHeat | Com - Restaurant | Program Administrator Cost Test | Energy Efficiency | 5204.9583 | 6344.5795 | 7710.6673 | 9350.3368 | 11323.3325 | 13659.3555 | 16441.2962 | 19781.0324 | 23766.1484 | 28512.118 | 34185.3259 | 40935.9027 | 48993.6333
Scenario 3: Aggressive Fuel Sub | SCE | Com | WaterHeat | Com - Restaurant | Program Administrator Cost Test | Fuel Substitution | 18128944.8788 | 18983036.069 | 19882304.8673 | 21010691.351 | 22363170.436 | 1205607.1956 | 1494765.2578 | 1774471.7403 | 2009375.922 | 2193199.9795 | 2334149.5101 | 2443418.5645 | 2530287.3498
Scenario 3: Aggressive Fuel Sub | SCE | Com | WaterHeat | Com - Restaurant | Rate Impact Measure Test | Energy Efficiency | 24199.6088 | 28473.948 | 33170.4149 | 38279.2494 | 43853.173 | 49667.3429 | 55604.4736 | 61503.2703 | 66935.8543 | 71376.4916 | 74115.7934 | 73978.0676 | 69516.6195
Scenario 3: Aggressive Fuel Sub | SCE | Com | WaterHeat | Com - Restaurant | Rate Impact Measure Test | Fuel Substitution | 18128944.8788 | 18983036.069 | 19882304.8673 | 21010691.351 | 22363170.436 | 30800140.5771 | 34161564.3763 | 35610394.3461 | 34526088.9309 | 31141533.8813 | 25924288.1799 | 19260750.1167 | 11437019.7634
Scenario 3: Aggressive Fuel Sub | SCE | Com | WaterHeat | Com - Restaurant | Total Resource Cost Test | Energy Efficiency | 5326.8265 | 6495.7812 | 7897.6971 | 9581.1685 | 11607.8282 | 14008.6148 | 16869.1075 | 20304.8095 | 24406.5033 | 29293.8144 | 35138.9498 | 42097.7599 | 50408.3865
Scenario 3: Aggressive Fuel Sub | SCE | Com | WaterHeat | Com - Restaurant | Total Resource Cost Test | Fuel Substitution | 20661889.3059 | 21591204.886 | 22571727.9852 | 23809240.4505 | 25284710.8347 | 1761286.3608 | 2191623.7624 | 2611024.3809 | 2967074.36 | 3249720.3013 | 3470339.0616 | 3644954.1364 | 3786961.1814
Scenario 3: Aggressive Fuel Sub | SCE | Com | WaterHeat | Com - Retail | Participant Cost Test | Energy Efficiency | 70.63 | 143.6087 | 166.5329 | 193.2974 | 224.6966 | 261.4209 | 304.6794 | 356.4872 | 361.1687 | 439.6923 | 534.9809 | 649.9978 | 789.2324
Scenario 3: Aggressive Fuel Sub | SCE | Com | WaterHeat | Com - Retail | Participant Cost Test | Fuel Substitution | 662019.4224 | 636341.7151 | 678074.8014 | 618579.2799 | 542917.1457 | 94044.4852 | 108925.5253 | 122495.1776 | 63884.507 | 69832.5927 | 74438.6395 | 78047.1489 | 80950.9741
Scenario 3: Aggressive Fuel Sub | SCE | Com | WaterHeat | Com - Retail | Program Administrator Cost Test | Energy Efficiency | 1052.6144 | 1380.0262 | 1650.2922 | 1972.6106 | 2357.9259 | 2814.0472 | 3354.3431 | 4001.0127 | 4677.6571 | 5596.5789 | 6692.448 | 7991.8821 | 9537.8502
Scenario 3: Aggressive Fuel Sub | SCE | Com | WaterHeat | Com - Retail | Program Administrator Cost Test | Fuel Substitution | 772343.9527 | 808194.1153 | 865031.9685 | 904965.4358 | 945183.9673 | 87597.1008 | 102582.7693 | 116429.829 | 75616.1468 | 82373.0561 | 87509.8547 | 91447.2533 | 94539.7591
Scenario 3: Aggressive Fuel Sub | SCE | Com | WaterHeat | Com - Retail | Rate Impact Measure Test | Energy Efficiency | 4892.548 | 5914.1493 | 6831.9099 | 7825.5821 | 8904.707 | 10033.164 | 11177.2171 | 12307.1379 | 13170.742 | 14006.7156 | 14506.2001 | 14439.8005 | 13531.3533
Scenario 3: Aggressive Fuel Sub | SCE | Com | WaterHeat | Com - Retail | Rate Impact Measure Test | Fuel Substitution | 772343.9527 | 808194.1153 | 865031.9685 | 904965.4358 | 945183.9673 | 1213948.405 | 1337122.1079 | 1390129.0487 | 1296633.438 | 1167273.3855 | 970007.0636 | 719474.7493 | 426591.3841
Scenario 3: Aggressive Fuel Sub | SCE | Com | WaterHeat | Com - Retail | Total Resource Cost Test | Energy Efficiency | 1077.3349 | 1433.1873 | 1711.9663 | 2044.1287 | 2440.8699 | 2910.2139 | 3465.9285 | 4130.8979 | 4804.0662 | 5750.4712 | 6879.6914 | 8219.3813 | 9814.0815
Scenario 3: Aggressive Fuel Sub | SCE | Com | WaterHeat | Com - Retail | Total Resource Cost Test | Fuel Substitution | 896781.4623 | 935749.7447 | 1068595.2646 | 1086986.3769 | 1091290.4005 | 164408.4003 | 190423.663 | 214145.0423 | 111677.3532 | 122075.7367 | 130127.6676 | 136435.4946 | 141511.3105
Scenario 3: Aggressive Fuel Sub | SCE | Com | WaterHeat | Com - School | Participant Cost Test | Energy Efficiency | 118.0417 | 146.2927 | 180.6459 | 222.217 | 272.4022 | 333.509 | 407.1668 | 496.8037 | 605.6832 | 737.851 | 897.6809 | 1092.3744 | 1327.2584
Scenario 3: Aggressive Fuel Sub | SCE | Com | WaterHeat | Com - School | Participant Cost Test | Fuel Substitution | 3027456.5572 | 2918652.5157 | 2824202.5334 | 2766791.9182 | 2965438.1348 | 656962.0219 | 761369.1506 | 857067.6739 | 445855.347 | 486083.8348 | 516559.5853 | 539868.2206 | 558059.3933
Scenario 3: Aggressive Fuel Sub | SCE | Com | WaterHeat | Com - School | Program Administrator Cost Test | Energy Efficiency | 1237.3956 | 1508.1067 | 1831.4568 | 2215.7851 | 2671.565 | 3217.2964 | 3863.7411 | 4637.6365 | 5562.3449 | 6666.6293 | 7980.128 | 9555.0936 | 11424.0502
Scenario 3: Aggressive Fuel Sub | SCE | Com | WaterHeat | Com - School | Program Administrator Cost Test | Fuel Substitution | 3660390.8903 | 3806865.789 | 4002408.4572 | 4229510.5719 | 4716781.4114 | 590545.2248 | 691070.6051 | 783321.0424 | 492161.1918 | 534007.2103 | 564825.5241 | 587588.4828 | 604630.3893
Scenario 3: Aggressive Fuel Sub | SCE | Com | WaterHeat | Com - School | Rate Impact Measure Test | Energy Efficiency | 5519.996 | 6492.2061 | 7556.0559 | 8699.3064 | 9923.2418 | 11223.11 | 12542.7572 | 13852.8413 | 15071.2626 | 16089.5071 | 16734.7269 | 16791.224 | 15909.1077
Scenario 3: Aggressive Fuel Sub | SCE | Com | WaterHeat | Com - School | Rate Impact Measure Test | Fuel Substitution | 3660390.8903 | 3806865.789 | 4002408.4572 | 4229510.5719 | 4716781.4114 | 5806492.5036 | 6445251.4109 | 6726283.6172 | 6179774.0183 | 5574026.7749 | 4651902.6365 | 3486801.8603 | 2132305.529
Scenario 3: Aggressive Fuel Sub | SCE | Com | WaterHeat | Com - School | Total Resource Cost Test | Energy Efficiency | 1278.7102 | 1559.3092 | 1894.6829 | 2293.561 | 2766.9058 | 3334.0245 | 4006.2494 | 4811.5178 | 5774.334 | 6924.8771 | 8294.3163 | 9937.4246 | 11888.5907
Scenario 3: Aggressive Fuel Sub | SCE | Com | WaterHeat | Com - School | Total Resource Cost Test | Fuel Substitution | 4509791.4332 | 4674470.7415 | 4897746.0947 | 5199094.0695 | 6017456.3685 | 1148235.2838 | 1330715.2202 | 1497955.6429 | 779225.519 | 849532.0896 | 902791.867 | 943524.8541 | 975313.9676
Scenario 3: Aggressive Fuel Sub | SCE | Com | WaterHeat | Com - Warehouse | Participant Cost Test | Energy Efficiency | 13.3696 | 16.494 | 20.2669 | 24.8836 | 30.5554 | 37.3981 | 45.6723 | 145.703 | 67.9166 | 82.6624 | 100.553 | 122.1368 | 148.3552
Scenario 3: Aggressive Fuel Sub | SCE | Com | WaterHeat | Com - Warehouse | Participant Cost Test | Fuel Substitution | 68200.4902 | 66021.6664 | 71458.5015 | 66505.8961 | 60684.4048 | 6985.6929 | 8090.0098 | 9086.4503 | 4727.0922 | 5166.8615 | 5507.8576 | 5775.9715 | 5993.7861
Scenario 3: Aggressive Fuel Sub | SCE | Com | WaterHeat | Com - Warehouse | Program Administrator Cost Test | Energy Efficiency | 212.7985 | 257.8976 | 311.3128 | 375.5147 | 453.0225 | 544.7702 | 653.6828 | 928.5657 | 938.5052 | 1122.4508 | 1341.7433 | 1601.5953 | 1911.869
Scenario 3: Aggressive Fuel Sub | SCE | Com | WaterHeat | Com - Warehouse | Program Administrator Cost Test | Fuel Substitution | 83454.8687 | 87588.4701 | 93578.7362 | 98084.2832 | 103241.0863 | 6547.4798 | 7667.0294 | 8694.1471 | 5665.0788 | 6169.6794 | 6553.3694 | 6848.2042 | 7081.8518
Scenario 3: Aggressive Fuel Sub | SCE | Com | WaterHeat | Com - Warehouse | Rate Impact Measure Test | Energy Efficiency | 995.095 | 1164.1738 | 1347.0882 | 1546.3578 | 1764.7862 | 1992.4496 | 2223.5481 | 2707.6853 | 2657.7579 | 2824.5435 | 2922.8099 | 2905.9666 | 2720.0575
Scenario 3: Aggressive Fuel Sub | SCE | Com | WaterHeat | Com - Warehouse | Rate Impact Measure Test | Fuel Substitution | 83454.8687 | 87588.4701 | 93578.7362 | 98084.2832 | 103241.0863 | 96164.8681 | 105781.4245 | 109871.0342 | 102638.063 | 92327.0208 | 76639.772 | 56734.8714 | 33470.9052
Scenario 3: Aggressive Fuel Sub | SCE | Com | WaterHeat | Com - Warehouse | Total Resource Cost Test | Energy Efficiency | 217.4779 | 263.6705 | 318.4062 | 384.224 | 463.7169 | 557.8595 | 669.6681 | 987.199 | 962.276 | 1151.3826 | 1376.9368 | 1644.3432 | 1963.7933
Scenario 3: Aggressive Fuel Sub | SCE | Com | WaterHeat | Com - Warehouse | Total Resource Cost Test | Fuel Substitution | 99242.1006 | 103863.3165 | 118532.7646 | 121715.5227 | 124639.2074 | 12210.3192 | 14140.9318 | 15882.8458 | 8262.5163 | 9031.2856 | 9627.3549 | 10095.9988 | 10476.7067
Scenario 3: Aggressive Fuel Sub | SCE | Com | WholeBlg | Com - College | Participant Cost Test | Energy Efficiency | 405119.2511 | 414180.57 | 424110.1083 | 436138.5863 | 449834.6938 | 463986.3184 | 480296.7953 | 495297.1795 | 510493.1741 | 526602.7393 | 541112.8248 | 553820.1204 | 565608.7788
Scenario 3: Aggressive Fuel Sub | SCE | Com | WholeBlg | Com - College | Program Administrator Cost Test | Energy Efficiency | 405119.2511 | 414180.57 | 424110.1083 | 436138.5863 | 449834.6938 | 463986.3184 | 480296.7953 | 495297.1795 | 510493.1741 | 526602.7393 | 541112.8248 | 553820.1204 | 565608.7788
Scenario 3: Aggressive Fuel Sub | SCE | Com | WholeBlg | Com - College | Rate Impact Measure Test | Energy Efficiency | 405119.2511 | 414180.57 | 424110.1083 | 436138.5863 | 449834.6938 | 463986.3184 | 480296.7953 | 495297.1795 | 510493.1741 | 526602.7393 | 541112.8248 | 553820.1204 | 565608.7788
Scenario 3: Aggressive Fuel Sub | SCE | Com | WholeBlg | Com - College | Total Resource Cost Test | Energy Efficiency | 405119.2511 | 414180.57 | 424110.1083 | 436138.5863 | 449834.6938 | 463986.3184 | 480296.7953 | 495297.1795 | 510493.1741 | 526602.7393 | 541112.8248 | 553820.1204 | 565608.7788
Scenario 3: Aggressive Fuel Sub | SCE | Com | WholeBlg | Com - Grocery | Participant Cost Test | Energy Efficiency | 1389079.688 | 1421369.8259 | 1458326.6398 | 1500612.6028 | 1549809.7611 | 1599694.9107 | 1650527.7858 | 1699819.905 | 1750962.9504 | 1801259.1849 | 1850908.9917 | 1893355.5925 | 1882370.3798
Scenario 3: Aggressive Fuel Sub | SCE | Com | WholeBlg | Com - Grocery | Program Administrator Cost Test | Energy Efficiency | 1389079.688 | 1421369.8259 | 1458326.6398 | 1500612.6028 | 1549809.7611 | 1599694.9107 | 1650527.7858 | 1699819.905 | 1750962.9504 | 1801259.1849 | 1850908.9917 | 1893355.5925 | 1882370.3798
Scenario 3: Aggressive Fuel Sub | SCE | Com | WholeBlg | Com - Grocery | Rate Impact Measure Test | Energy Efficiency | 1389079.688 | 1421369.8259 | 1458326.6398 | 1500612.6028 | 1549809.7611 | 1599694.9107 | 1650527.7858 | 1699819.905 | 1750962.9504 | 1801259.1849 | 1850908.9917 | 1893355.5925 | 1882370.3798
Scenario 3: Aggressive Fuel Sub | SCE | Com | WholeBlg | Com - Grocery | Total Resource Cost Test | Energy Efficiency | 1389079.688 | 1421369.8259 | 1458326.6398 | 1500612.6028 | 1549809.7611 | 1599694.9107 | 1650527.7858 | 1699819.905 | 1750962.9504 | 1801259.1849 | 1850908.9917 | 1893355.5925 | 1882370.3798
Scenario 3: Aggressive Fuel Sub | SCE | Com | WholeBlg | Com - Health | Participant Cost Test | Energy Efficiency | 1324451.3601 | 1360349.3357 | 1399105.4995 | 1443891.0478 | 1494917.5944 | 1546299.8489 | 1603735.7469 | 1656909.515 | 1711130.5957 | 1766714.0259 | 1819572.3729 | 1864964.6902 | 1906258.0273
Scenario 3: Aggressive Fuel Sub | SCE | Com | WholeBlg | Com - Health | Program Administrator Cost Test | Energy Efficiency | 1324451.3601 | 1360349.3357 | 1399105.4995 | 1443891.0478 | 1494917.5944 | 1546299.8489 | 1603735.7469 | 1656909.515 | 1711130.5957 | 1766714.0259 | 1819572.3729 | 1864964.6902 | 1906258.0273
Scenario 3: Aggressive Fuel Sub | SCE | Com | WholeBlg | Com - Health | Rate Impact Measure Test | Energy Efficiency | 1324451.3601 | 1360349.3357 | 1399105.4995 | 1443891.0478 | 1494917.5944 | 1546299.8489 | 1603735.7469 | 1656909.515 | 1711130.5957 | 1766714.0259 | 1819572.3729 | 1864964.6902 | 1906258.0273
Scenario 3: Aggressive Fuel Sub | SCE | Com | WholeBlg | Com - Health | Total Resource Cost Test | Energy Efficiency | 1324451.3601 | 1360349.3357 | 1399105.4995 | 1443891.0478 | 1494917.5944 | 1546299.8489 | 1603735.7469 | 1656909.515 | 1711130.5957 | 1766714.0259 | 1819572.3729 | 1864964.6902 | 1906258.0273
Scenario 3: Aggressive Fuel Sub | SCE | Com | WholeBlg | Com - Lodging | Participant Cost Test | Energy Efficiency | 626508.9715 | 641522.3631 | 657100.1646 | 676475.7319 | 698633.6531 | 721014.1877 | 746246.6696 | 769702.8806 | 793458.9308 | 818182.8958 | 841407.8339 | 860906.0506 | 874772.4748
Scenario 3: Aggressive Fuel Sub | SCE | Com | WholeBlg | Com - Lodging | Program Administrator Cost Test | Energy Efficiency | 626508.9715 | 641522.3631 | 657100.1646 | 676475.7319 | 698633.6531 | 721014.1877 | 746246.6696 | 769702.8806 | 793458.9308 | 818182.8958 | 841407.8339 | 860906.0506 | 874772.4748
Scenario 3: Aggressive Fuel Sub | SCE | Com | WholeBlg | Com - Lodging | Rate Impact Measure Test | Energy Efficiency | 626508.9715 | 641522.3631 | 657100.1646 | 676475.7319 | 698633.6531 | 721014.1877 | 746246.6696 | 769702.8806 | 793458.9308 | 818182.8958 | 841407.8339 | 860906.0506 | 874772.4748
Scenario 3: Aggressive Fuel Sub | SCE | Com | WholeBlg | Com - Lodging | Total Resource Cost Test | Energy Efficiency | 626508.9715 | 641522.3631 | 657100.1646 | 676475.7319 | 698633.6531 | 721014.1877 | 746246.6696 | 769702.8806 | 793458.9308 | 818182.8958 | 841407.8339 | 860906.0506 | 874772.4748
Scenario 3: Aggressive Fuel Sub | SCE | Com | WholeBlg | Com - Office (Large) | Participant Cost Test | Energy Efficiency | 2635960.823 | 2677002.403 | 2722170.9986 | 2776495.0125 | 2841341.5458 | 2905912.9996 | 2981897.8612 | 3048006.1267 | 3113859.0458 | 3181292.2179 | 3241307.486 | 3287586.7762 | 3368874.4859
Scenario 3: Aggressive Fuel Sub | SCE | Com | WholeBlg | Com - Office (Large) | Program Administrator Cost Test | Energy Efficiency | 2635960.823 | 2677002.403 | 2722170.9986 | 2776495.0125 | 2841341.5458 | 2905912.9996 | 2981897.8612 | 3048006.1267 | 3113859.0458 | 3181292.2179 | 3241307.486 | 3287586.7762 | 3368874.4859
Scenario 3: Aggressive Fuel Sub | SCE | Com | WholeBlg | Com - Office (Large) | Rate Impact Measure Test | Energy Efficiency | 2635960.823 | 2677002.403 | 2722170.9986 | 2776495.0125 | 2841341.5458 | 2905912.9996 | 2981897.8612 | 3048006.1267 | 3113859.0458 | 3181292.2179 | 3241307.486 | 3287586.7762 | 3368874.4859
Scenario 3: Aggressive Fuel Sub | SCE | Com | WholeBlg | Com - Office (Large) | Total Resource Cost Test | Energy Efficiency | 2635960.823 | 2677002.403 | 2722170.9986 | 2776495.0125 | 2841341.5458 | 2905912.9996 | 2981897.8612 | 3048006.1267 | 3113859.0458 | 3181292.2179 | 3241307.486 | 3287586.7762 | 3368874.4859
Scenario 3: Aggressive Fuel Sub | SCE | Com | WholeBlg | Com - Office (Small) | Participant Cost Test | Energy Efficiency | 462751.6171 | 471218.3861 | 480762.2474 | 492092.2525 | 505372.1495 | 518643.318 | 533362.3105 | 546730.5707 | 560277.2212 | 574414.9761 | 587072.3227 | 597323.9151 | 606162.0884
Scenario 3: Aggressive Fuel Sub | SCE | Com | WholeBlg | Com - Office (Small) | Program Administrator Cost Test | Energy Efficiency | 462751.6171 | 471218.3861 | 480762.2474 | 492092.2525 | 505372.1495 | 518643.318 | 533362.3105 | 546730.5707 | 560277.2212 | 574414.9761 | 587072.3227 | 597323.9151 | 606162.0884
Scenario 3: Aggressive Fuel Sub | SCE | Com | WholeBlg | Com - Office (Small) | Rate Impact Measure Test | Energy Efficiency | 462751.6171 | 471218.3861 | 480762.2474 | 492092.2525 | 505372.1495 | 518643.318 | 533362.3105 | 546730.5707 | 560277.2212 | 574414.9761 | 587072.3227 | 597323.9151 | 606162.0884
Scenario 3: Aggressive Fuel Sub | SCE | Com | WholeBlg | Com - Office (Small) | Total Resource Cost Test | Energy Efficiency | 462751.6171 | 471218.3861 | 480762.2474 | 492092.2525 | 505372.1495 | 518643.318 | 533362.3105 | 546730.5707 | 560277.2212 | 574414.9761 | 587072.3227 | 597323.9151 | 606162.0884
Scenario 3: Aggressive Fuel Sub | SCE | Com | WholeBlg | Com - Other | Participant Cost Test | Energy Efficiency | 2013428.1542 | 2052912.0211 | 2094924.9467 | 2147923.2248 | 2209258.7483 | 2270928.7303 | 2343213.3452 | 2408463.8385 | 2474208.6007 | 2542029.7342 | 2604876.0491 | 2656501.3684 | 2731620.5382
Scenario 3: Aggressive Fuel Sub | SCE | Com | WholeBlg | Com - Other | Program Administrator Cost Test | Energy Efficiency | 2013428.1542 | 2052912.0211 | 2094924.9467 | 2147923.2248 | 2209258.7483 | 2270928.7303 | 2343213.3452 | 2408463.8385 | 2474208.6007 | 2542029.7342 | 2604876.0491 | 2656501.3684 | 2731620.5382
Scenario 3: Aggressive Fuel Sub | SCE | Com | WholeBlg | Com - Other | Rate Impact Measure Test | Energy Efficiency | 2013428.1542 | 2052912.0211 | 2094924.9467 | 2147923.2248 | 2209258.7483 | 2270928.7303 | 2343213.3452 | 2408463.8385 | 2474208.6007 | 2542029.7342 | 2604876.0491 | 2656501.3684 | 2731620.5382
Scenario 3: Aggressive Fuel Sub | SCE | Com | WholeBlg | Com - Other | Total Resource Cost Test | Energy Efficiency | 2013428.1542 | 2052912.0211 | 2094924.9467 | 2147923.2248 | 2209258.7483 | 2270928.7303 | 2343213.3452 | 2408463.8385 | 2474208.6007 | 2542029.7342 | 2604876.0491 | 2656501.3684 | 2731620.5382
Scenario 3: Aggressive Fuel Sub | SCE | Com | WholeBlg | Com - Refrig. Warehouse | Participant Cost Test | Energy Efficiency | 154922.5826 | 160654.0518 | 166809.8237 | 174110.1441 | 182170.5277 | 190011.8402 | 197795.0662 | 205643.5012 | 213845.7028 | 221834.0838 | 230084.8197 | 237425.5221 | 235106.6371
Scenario 3: Aggressive Fuel Sub | SCE | Com | WholeBlg | Com - Refrig. Warehouse | Program Administrator Cost Test | Energy Efficiency | 154922.5826 | 160654.0518 | 166809.8237 | 174110.1441 | 182170.5277 | 190011.8402 | 197795.0662 | 205643.5012 | 213845.7028 | 221834.0838 | 230084.8197 | 237425.5221 | 235106.6371
Scenario 3: Aggressive Fuel Sub | SCE | Com | WholeBlg | Com - Refrig. Warehouse | Rate Impact Measure Test | Energy Efficiency | 154922.5826 | 160654.0518 | 166809.8237 | 174110.1441 | 182170.5277 | 190011.8402 | 197795.0662 | 205643.5012 | 213845.7028 | 221834.0838 | 230084.8197 | 237425.5221 | 235106.6371
Scenario 3: Aggressive Fuel Sub | SCE | Com | WholeBlg | Com - Refrig. Warehouse | Total Resource Cost Test | Energy Efficiency | 154922.5826 | 160654.0518 | 166809.8237 | 174110.1441 | 182170.5277 | 190011.8402 | 197795.0662 | 205643.5012 | 213845.7028 | 221834.0838 | 230084.8197 | 237425.5221 | 235106.6371
Scenario 3: Aggressive Fuel Sub | SCE | Com | WholeBlg | Com - Restaurant | Participant Cost Test | Energy Efficiency | 1197953.3383 | 1239875.7011 | 1286143.613 | 1341276.9695 | 1404436.9029 | 1468651.4413 | 1536282.8256 | 1605621.0149 | 1678552.989 | 1752951.2263 | 1829801.6426 | 1902550.7264 | 1938001.4004
Scenario 3: Aggressive Fuel Sub | SCE | Com | WholeBlg | Com - Restaurant | Program Administrator Cost Test | Energy Efficiency | 1231688.1069 | 1278469.6933 | 1330087.7749 | 1391057.7853 | 1460627.7306 | 1530816.1856 | 1604348.536 | 1680172.8521 | 1759725.6663 | 1840673.9521 | 1924390.3426 | 2003935.7636 | 2046426.9476
Scenario 3: Aggressive Fuel Sub | SCE | Com | WholeBlg | Com - Restaurant | Rate Impact Measure Test | Energy Efficiency | 1572642.6336 | 1658810.3901 | 1748593.955 | 1844848.3999 | 1946907.1389 | 2035978.5375 | 2116260.5139 | 2189188.9559 | 2249578.8906 | 2290852.6931 | 2312377.3231 | 2299941.8874 | 2215903.9165
Scenario 3: Aggressive Fuel Sub | SCE | Com | WholeBlg | Com - Restaurant | Total Resource Cost Test | Energy Efficiency | 1260467.8495 | 1312667.6406 | 1370560.2548 | 1438747.4468 | 1516664.9184 | 1595406.9384 | 1678098.1994 | 1764489.1379 | 1855650.0034 | 1949109.7109 | 2046838.2548 | 2141557.2938 | 2200965.1999
Scenario 3: Aggressive Fuel Sub | SCE | Com | WholeBlg | Com - Retail | Participant Cost Test | Energy Efficiency | 1781243.429 | 1841886.1446 | 1909093.7404 | 1988603.4223 | 2082974.0629 | 2182566.6743 | 2295258.7117 | 2413092.1957 | 2536678.8931 | 2668215.5935 | 2806279.141 | 2944308.4388 | 3107029.3487
Scenario 3: Aggressive Fuel Sub | SCE | Com | WholeBlg | Com - Retail | Program Administrator Cost Test | Energy Efficiency | 1888506.5968 | 1964575.4341 | 2047469.1724 | 2144839.7413 | 2259600.5063 | 2380062.223 | 2513881.9761 | 2655482.3182 | 2802914.1728 | 2958559.426 | 3122362.3682 | 3286076.9221 | 3475568.5527
Scenario 3: Aggressive Fuel Sub | SCE | Com | WholeBlg | Com - Retail | Rate Impact Measure Test | Energy Efficiency | 3045302.6974 | 3254456.294 | 3453326.9483 | 3664391.2385 | 3890497.9166 | 4092380.4782 | 4268076.0893 | 4420983.1776 | 4516691.6232 | 4547632.6582 | 4504670.5846 | 4349623.2037 | 4089146.5197
Scenario 3: Aggressive Fuel Sub | SCE | Com | WholeBlg | Com - Retail | Total Resource Cost Test | Energy Efficiency | 1975896.6005 | 2068311.9487 | 2168971.4556 | 2287404.0825 | 2427213.9833 | 2575125.2791 | 2738808.099 | 2915479.4835 | 3100929.8326 | 3298062.1158 | 3508869.1352 | 3723613.5098 | 3970143.2605
Scenario 3: Aggressive Fuel Sub | SCE | Com | WholeBlg | Com - School | Participant Cost Test | Energy Efficiency | 486725.8295 | 495459.4778 | 504783.2666 | 516707.2602 | 530507.6078 | 544315.6252 | 560520.7318 | 575010.5475 | 589371.259 | 604213.2329 | 617341.2685 | 627709.1691 | 641722.8336
Scenario 3: Aggressive Fuel Sub | SCE | Com | WholeBlg | Com - School | Program Administrator Cost Test | Energy Efficiency | 486725.8295 | 495459.4778 | 504783.2666 | 516707.2602 | 530507.6078 | 544315.6252 | 560520.7318 | 575010.5475 | 589371.259 | 604213.2329 | 617341.2685 | 627709.1691 | 641722.8336
Scenario 3: Aggressive Fuel Sub | SCE | Com | WholeBlg | Com - School | Rate Impact Measure Test | Energy Efficiency | 486725.8295 | 495459.4778 | 504783.2666 | 516707.2602 | 530507.6078 | 544315.6252 | 560520.7318 | 575010.5475 | 589371.259 | 604213.2329 | 617341.2685 | 627709.1691 | 641722.8336
Scenario 3: Aggressive Fuel Sub | SCE | Com | WholeBlg | Com - School | Total Resource Cost Test | Energy Efficiency | 486725.8295 | 495459.4778 | 504783.2666 | 516707.2602 | 530507.6078 | 544315.6252 | 560520.7318 | 575010.5475 | 589371.259 | 604213.2329 | 617341.2685 | 627709.1691 | 641722.8336
Scenario 3: Aggressive Fuel Sub | SCE | Com | WholeBlg | Com - Warehouse | Participant Cost Test | Energy Efficiency | 885283.0545 | 918373.5473 | 954436.6596 | 999764.5637 | 1054429.6668 | 1110923.8213 | 1172790.9677 | 1237687.0912 | 1305342.6725 | 1378635.3891 | 1455225.9705 | 1530750.4597 | 1617811.6433
Scenario 3: Aggressive Fuel Sub | SCE | Com | WholeBlg | Com - Warehouse | Program Administrator Cost Test | Energy Efficiency | 886217.7931 | 917718.9939 | 951561.0921 | 993827.362 | 1044275.117 | 1095448.533 | 1150764.18 | 1207415.8834 | 1265314.2002 | 1326936.8599 | 1389590.081 | 1449041.1448 | 1516842.4718
Scenario 3: Aggressive Fuel Sub | SCE | Com | WholeBlg | Com - Warehouse | Rate Impact Measure Test | Energy Efficiency | 1116541.4114 | 1179744.6306 | 1242541.1978 | 1316327.9178 | 1401355.1803 | 1477238.4714 | 1546949.7485 | 1610378.757 | 1658543.8972 | 1693890.9113 | 1710176.6052 | 1696093.5638 | 1660129.2931
Scenario 3: Aggressive Fuel Sub | SCE | Com | WholeBlg | Com - Warehouse | Total Resource Cost Test | Energy Efficiency | 927337.4715 | 968256.9198 | 1012757.1412 | 1068522.2202 | 1136139.8509 | 1205801.9207 | 1281366.7076 | 1361957.9297 | 1445648.3191 | 1536247.8146 | 1631777.486 | 1726888.1779 | 1836115.3154
Scenario 3: Aggressive Fuel Sub | SCE | Ind | WholeBlg | Ind - All Other Industrial | Participant Cost Test | Energy Efficiency | 76022.9118 | 75881.8495 | 75933.9762 | 76107.5187 | 76216.1085 | 76282.1701 | 76329.909 | 76362.0628 | 76383.7194 | 76382.4622 | 76330.0566 | 76290.9394 | 76234.0135
Scenario 3: Aggressive Fuel Sub | SCE | Ind | WholeBlg | Ind - All Other Industrial | Program Administrator Cost Test | Energy Efficiency | 76022.9118 | 75881.8495 | 75933.9762 | 76107.5187 | 76216.1085 | 76282.1701 | 76329.909 | 76362.0628 | 76383.7194 | 76382.4622 | 76330.0566 | 76290.9394 | 76234.0135
Scenario 3: Aggressive Fuel Sub | SCE | Ind | WholeBlg | Ind - All Other Industrial | Rate Impact Measure Test | Energy Efficiency | 76022.9118 | 75881.8495 | 75933.9762 | 76107.5187 | 76216.1085 | 76282.1701 | 76329.909 | 76362.0628 | 76383.7194 | 76382.4622 | 76330.0566 | 76290.9394 | 76234.0135
Scenario 3: Aggressive Fuel Sub | SCE | Ind | WholeBlg | Ind - All Other Industrial | Total Resource Cost Test | Energy Efficiency | 76022.9118 | 75881.8495 | 75933.9762 | 76107.5187 | 76216.1085 | 76282.1701 | 76329.909 | 76362.0628 | 76383.7194 | 76382.4622 | 76330.0566 | 76290.9394 | 76234.0135
Scenario 3: Aggressive Fuel Sub | SCE | Ind | WholeBlg | Ind - Chemicals | Participant Cost Test | Energy Efficiency | 230192.5517 | 231711.432 | 233778.3864 | 236110.0864 | 238177.569 | 239907.2236 | 241366.6268 | 242558.7643 | 243768.3052 | 244878.3849 | 245758.3901 | 246567.4341 | 247232.6284
Scenario 3: Aggressive Fuel Sub | SCE | Ind | WholeBlg | Ind - Chemicals | Program Administrator Cost Test | Energy Efficiency | 230192.5517 | 231711.432 | 233778.3864 | 236110.0864 | 238177.569 | 239907.2236 | 241366.6268 | 242558.7643 | 243768.3052 | 244878.3849 | 245758.3901 | 246567.4341 | 247232.6284
Scenario 3: Aggressive Fuel Sub | SCE | Ind | WholeBlg | Ind - Chemicals | Rate Impact Measure Test | Energy Efficiency | 230192.5517 | 231711.432 | 233778.3864 | 236110.0864 | 238177.569 | 239907.2236 | 241366.6268 | 242558.7643 | 243768.3052 | 244878.3849 | 245758.3901 | 246567.4341 | 247232.6284
Scenario 3: Aggressive Fuel Sub | SCE | Ind | WholeBlg | Ind - Chemicals | Total Resource Cost Test | Energy Efficiency | 230192.5517 | 231711.432 | 233778.3864 | 236110.0864 | 238177.569 | 239907.2236 | 241366.6268 | 242558.7643 | 243768.3052 | 244878.3849 | 245758.3901 | 246567.4341 | 247232.6284
Scenario 3: Aggressive Fuel Sub | SCE | Ind | WholeBlg | Ind - Electronics | Participant Cost Test | Energy Efficiency | 113169.5309 | 113196.1567 | 113571.857 | 114150.8704 | 114639.0733 | 115091.2944 | 115528.8102 | 115948.1834 | 116344.2272 | 116685.3032 | 116923.5489 | 117155.8397 | 117342.1311
Scenario 3: Aggressive Fuel Sub | SCE | Ind | WholeBlg | Ind - Electronics | Program Administrator Cost Test | Energy Efficiency | 113169.5309 | 113196.1567 | 113571.857 | 114150.8704 | 114639.0733 | 115091.2944 | 115528.8102 | 115948.1834 | 116344.2272 | 116685.3032 | 116923.5489 | 117155.8397 | 117342.1311
Scenario 3: Aggressive Fuel Sub | SCE | Ind | WholeBlg | Ind - Electronics | Rate Impact Measure Test | Energy Efficiency | 113169.5309 | 113196.1567 | 113571.857 | 114150.8704 | 114639.0733 | 115091.2944 | 115528.8102 | 115948.1834 | 116344.2272 | 116685.3032 | 116923.5489 | 117155.8397 | 117342.1311
Scenario 3: Aggressive Fuel Sub | SCE | Ind | WholeBlg | Ind - Electronics | Total Resource Cost Test | Energy Efficiency | 113169.5309 | 113196.1567 | 113571.857 | 114150.8704 | 114639.0733 | 115091.2944 | 115528.8102 | 115948.1834 | 116344.2272 | 116685.3032 | 116923.5489 | 117155.8397 | 117342.1311
Scenario 3: Aggressive Fuel Sub | SCE | Ind | WholeBlg | Ind - Fabricated Metals | Participant Cost Test | Energy Efficiency | 156374.9788 | 157328.2238 | 158837.1482 | 160139.618 | 161105.195 | 161777.3971 | 162302.3191 | 162716.7497 | 163084.4395 | 163384.3689 | 163505.4397 | 163557.0821 | 163485.6393
Scenario 3: Aggressive Fuel Sub | SCE | Ind | WholeBlg | Ind - Fabricated Metals | Program Administrator Cost Test | Energy Efficiency | 156374.9788 | 157328.2238 | 158837.1482 | 160139.618 | 161105.195 | 161777.3971 | 162302.3191 | 162716.7497 | 163084.4395 | 163384.3689 | 163505.4397 | 163557.0821 | 163485.6393
Scenario 3: Aggressive Fuel Sub | SCE | Ind | WholeBlg | Ind - Fabricated Metals | Rate Impact Measure Test | Energy Efficiency | 156374.9788 | 157328.2238 | 158837.1482 | 160139.618 | 161105.195 | 161777.3971 | 162302.3191 | 162716.7497 | 163084.4395 | 163384.3689 | 163505.4397 | 163557.0821 | 163485.6393
Scenario 3: Aggressive Fuel Sub | SCE | Ind | WholeBlg | Ind - Fabricated Metals | Total Resource Cost Test | Energy Efficiency | 156374.9788 | 157328.2238 | 158837.1482 | 160139.618 | 161105.195 | 161777.3971 | 162302.3191 | 162716.7497 | 163084.4395 | 163384.3689 | 163505.4397 | 163557.0821 | 163485.6393
Scenario 3: Aggressive Fuel Sub | SCE | Ind | WholeBlg | Ind - Food | Participant Cost Test | Energy Efficiency | 325509.4906 | 324010.5809 | 323468.6945 | 323495.8382 | 323265.5753 | 322946.515 | 322642.7203 | 322225.2599 | 321764.8991 | 321183.771 | 320341.5753 | 319484.973 | 318522.914
Scenario 3: Aggressive Fuel Sub | SCE | Ind | WholeBlg | Ind - Food | Program Administrator Cost Test | Energy Efficiency | 325509.4906 | 324010.5809 | 323468.6945 | 323495.8382 | 323265.5753 | 322946.515 | 322642.7203 | 322225.2599 | 321764.8991 | 321183.771 | 320341.5753 | 319484.973 | 318522.914
Scenario 3: Aggressive Fuel Sub | SCE | Ind | WholeBlg | Ind - Food | Rate Impact Measure Test | Energy Efficiency | 325509.4906 | 324010.5809 | 323468.6945 | 323495.8382 | 323265.5753 | 322946.515 | 322642.7203 | 322225.2599 | 321764.8991 | 321183.771 | 320341.5753 | 319484.973 | 318522.914
Scenario 3: Aggressive Fuel Sub | SCE | Ind | WholeBlg | Ind - Food | Total Resource Cost Test | Energy Efficiency | 325509.4906 | 324010.5809 | 323468.6945 | 323495.8382 | 323265.5753 | 322946.515 | 322642.7203 | 322225.2599 | 321764.8991 | 321183.771 | 320341.5753 | 319484.973 | 318522.914
Scenario 3: Aggressive Fuel Sub | SCE | Ind | WholeBlg | Ind - Industrial Machinery | Participant Cost Test | Energy Efficiency | 48913.5283 | 49245.0134 | 49771.3299 | 50188.3899 | 50450.3252 | 50622.8389 | 50796.6747 | 50944.449 | 51087.0341 | 51212.8436 | 51275.0604 | 51311.4908 | 51306.9952
Scenario 3: Aggressive Fuel Sub | SCE | Ind | WholeBlg | Ind - Industrial Machinery | Program Administrator Cost Test | Energy Efficiency | 48913.5283 | 49245.0134 | 49771.3299 | 50188.3899 | 50450.3252 | 50622.8389 | 50796.6747 | 50944.449 | 51087.0341 | 51212.8436 | 51275.0604 | 51311.4908 | 51306.9952
Scenario 3: Aggressive Fuel Sub | SCE | Ind | WholeBlg | Ind - Industrial Machinery | Rate Impact Measure Test | Energy Efficiency | 48913.5283 | 49245.0134 | 49771.3299 | 50188.3899 | 50450.3252 | 50622.8389 | 50796.6747 | 50944.449 | 51087.0341 | 51212.8436 | 51275.0604 | 51311.4908 | 51306.9952
Scenario 3: Aggressive Fuel Sub | SCE | Ind | WholeBlg | Ind - Industrial Machinery | Total Resource Cost Test | Energy Efficiency | 48913.5283 | 49245.0134 | 49771.3299 | 50188.3899 | 50450.3252 | 50622.8389 | 50796.6747 | 50944.449 | 51087.0341 | 51212.8436 | 51275.0604 | 51311.4908 | 51306.9952
Scenario 3: Aggressive Fuel Sub | SCE | Ind | WholeBlg | Ind - Lumber & Furniture | Participant Cost Test | Energy Efficiency | 26945.7403 | 26881.8837 | 26901.3015 | 26965.8283 | 27012.7432 | 27030.5201 | 27023.2779 | 27010.6425 | 26994.2814 | 26968.2789 | 26922.9363 | 26876.7951 | 26819.9273
Scenario 3: Aggressive Fuel Sub | SCE | Ind | WholeBlg | Ind - Lumber & Furniture | Program Administrator Cost Test | Energy Efficiency | 26945.7403 | 26881.8837 | 26901.3015 | 26965.8283 | 27012.7432 | 27030.5201 | 27023.2779 | 27010.6425 | 26994.2814 | 26968.2789 | 26922.9363 | 26876.7951 | 26819.9273
Scenario 3: Aggressive Fuel Sub | SCE | Ind | WholeBlg | Ind - Lumber & Furniture | Rate Impact Measure Test | Energy Efficiency | 26945.7403 | 26881.8837 | 26901.3015 | 26965.8283 | 27012.7432 | 27030.5201 | 27023.2779 | 27010.6425 | 26994.2814 | 26968.2789 | 26922.9363 | 26876.7951 | 26819.9273
Scenario 3: Aggressive Fuel Sub | SCE | Ind | WholeBlg | Ind - Lumber & Furniture | Total Resource Cost Test | Energy Efficiency | 26945.7403 | 26881.8837 | 26901.3015 | 26965.8283 | 27012.7432 | 27030.5201 | 27023.2779 | 27010.6425 | 26994.2814 | 26968.2789 | 26922.9363 | 26876.7951 | 26819.9273
Scenario 3: Aggressive Fuel Sub | SCE | Ind | WholeBlg | Ind - Paper | Participant Cost Test | Energy Efficiency | 105509.5343 | 103420.1569 | 101899.4207 | 100854.9625 | 99852.9171 | 98805.3754 | 97916.2842 | 97148.2194 | 96537.7646 | 96051.7881 | 95602.7111 | 95226.5387 | 94877.6773
Scenario 3: Aggressive Fuel Sub | SCE | Ind | WholeBlg | Ind - Paper | Program Administrator Cost Test | Energy Efficiency | 105509.5343 | 103420.1569 | 101899.4207 | 100854.9625 | 99852.9171 | 98805.3754 | 97916.2842 | 97148.2194 | 96537.7646 | 96051.7881 | 95602.7111 | 95226.5387 | 94877.6773
Scenario 3: Aggressive Fuel Sub | SCE | Ind | WholeBlg | Ind - Paper | Rate Impact Measure Test | Energy Efficiency | 105509.5343 | 103420.1569 | 101899.4207 | 100854.9625 | 99852.9171 | 98805.3754 | 97916.2842 | 97148.2194 | 96537.7646 | 96051.7881 | 95602.7111 | 95226.5387 | 94877.6773
Scenario 3: Aggressive Fuel Sub | SCE | Ind | WholeBlg | Ind - Paper | Total Resource Cost Test | Energy Efficiency | 105509.5343 | 103420.1569 | 101899.4207 | 100854.9625 | 99852.9171 | 98805.3754 | 97916.2842 | 97148.2194 | 96537.7646 | 96051.7881 | 95602.7111 | 95226.5387 | 94877.6773
Scenario 3: Aggressive Fuel Sub | SCE | Ind | WholeBlg | Ind - Petroleum | Participant Cost Test | Energy Efficiency | 404000.5214 | 402029.3447 | 401344.4965 | 401469.9207 | 401297.1248 | 401024.7136 | 400673.9146 | 400250.2771 | 399765.7227 | 399095.4138 | 398082.6549 | 397072.3097 | 395951.0845
Scenario 3: Aggressive Fuel Sub | SCE | Ind | WholeBlg | Ind - Petroleum | Program Administrator Cost Test | Energy Efficiency | 404000.5214 | 402029.3447 | 401344.4965 | 401469.9207 | 401297.1248 | 401024.7136 | 400673.9146 | 400250.2771 | 399765.7227 | 399095.4138 | 398082.6549 | 397072.3097 | 395951.0845
Scenario 3: Aggressive Fuel Sub | SCE | Ind | WholeBlg | Ind - Petroleum | Rate Impact Measure Test | Energy Efficiency | 404000.5214 | 402029.3447 | 401344.4965 | 401469.9207 | 401297.1248 | 401024.7136 | 400673.9146 | 400250.2771 | 399765.7227 | 399095.4138 | 398082.6549 | 397072.3097 | 395951.0845
Scenario 3: Aggressive Fuel Sub | SCE | Ind | WholeBlg | Ind - Petroleum | Total Resource Cost Test | Energy Efficiency | 404000.5214 | 402029.3447 | 401344.4965 | 401469.9207 | 401297.1248 | 401024.7136 | 400673.9146 | 400250.2771 | 399765.7227 | 399095.4138 | 398082.6549 | 397072.3097 | 395951.0845
Scenario 3: Aggressive Fuel Sub | SCE | Ind | WholeBlg | Ind - Plastics | Participant Cost Test | Energy Efficiency | 185500.5079 | 185188.3892 | 185421.976 | 185970.4194 | 186360.2112 | 186649.9439 | 186823.8255 | 186888.8174 | 186931.2288 | 186886.4916 | 186678.8396 | 186459.0234 | 186171.4444
Scenario 3: Aggressive Fuel Sub | SCE | Ind | WholeBlg | Ind - Plastics | Program Administrator Cost Test | Energy Efficiency | 185500.5079 | 185188.3892 | 185421.976 | 185970.4194 | 186360.2112 | 186649.9439 | 186823.8255 | 186888.8174 | 186931.2288 | 186886.4916 | 186678.8396 | 186459.0234 | 186171.4444
Scenario 3: Aggressive Fuel Sub | SCE | Ind | WholeBlg | Ind - Plastics | Rate Impact Measure Test | Energy Efficiency | 185500.5079 | 185188.3892 | 185421.976 | 185970.4194 | 186360.2112 | 186649.9439 | 186823.8255 | 186888.8174 | 186931.2288 | 186886.4916 | 186678.8396 | 186459.0234 | 186171.4444
Scenario 3: Aggressive Fuel Sub | SCE | Ind | WholeBlg | Ind - Plastics | Total Resource Cost Test | Energy Efficiency | 185500.5079 | 185188.3892 | 185421.976 | 185970.4194 | 186360.2112 | 186649.9439 | 186823.8255 | 186888.8174 | 186931.2288 | 186886.4916 | 186678.8396 | 186459.0234 | 186171.4444
Scenario 3: Aggressive Fuel Sub | SCE | Ind | WholeBlg | Ind - Primary Metals | Participant Cost Test | Energy Efficiency | 88019.9603 | 88951.7058 | 90295.3653 | 91663.6448 | 92814.8969 | 93842.3614 | 94902.3073 | 95927.3355 | 96937.0504 | 97899.849 | 98729.2902 | 99507.1681 | 100214.1333
Scenario 3: Aggressive Fuel Sub | SCE | Ind | WholeBlg | Ind - Primary Metals | Program Administrator Cost Test | Energy Efficiency | 88019.9603 | 88951.7058 | 90295.3653 | 91663.6448 | 92814.8969 | 93842.3614 | 94902.3073 | 95927.3355 | 96937.0504 | 97899.849 | 98729.2902 | 99507.1681 | 100214.1333
Scenario 3: Aggressive Fuel Sub | SCE | Ind | WholeBlg | Ind - Primary Metals | Rate Impact Measure Test | Energy Efficiency | 88019.9603 | 88951.7058 | 90295.3653 | 91663.6448 | 92814.8969 | 93842.3614 | 94902.3073 | 95927.3355 | 96937.0504 | 97899.849 | 98729.2902 | 99507.1681 | 100214.1333
Scenario 3: Aggressive Fuel Sub | SCE | Ind | WholeBlg | Ind - Primary Metals | Total Resource Cost Test | Energy Efficiency | 88019.9603 | 88951.7058 | 90295.3653 | 91663.6448 | 92814.8969 | 93842.3614 | 94902.3073 | 95927.3355 | 96937.0504 | 97899.849 | 98729.2902 | 99507.1681 | 100214.1333
Scenario 3: Aggressive Fuel Sub | SCE | Ind | WholeBlg | Ind - Printing & Publishing | Participant Cost Test | Energy Efficiency | 31163.3437 | 31021.0648 | 30980.2052 | 30998.2554 | 30984.838 | 30944.946 | 30905.953 | 30862.9291 | 30826.9576 | 30784.948 | 30716.448 | 30643.7752 | 30558.6579
Scenario 3: Aggressive Fuel Sub | SCE | Ind | WholeBlg | Ind - Printing & Publishing | Program Administrator Cost Test | Energy Efficiency | 31163.3437 | 31021.0648 | 30980.2052 | 30998.2554 | 30984.838 | 30944.946 | 30905.953 | 30862.9291 | 30826.9576 | 30784.948 | 30716.448 | 30643.7752 | 30558.6579
Scenario 3: Aggressive Fuel Sub | SCE | Ind | WholeBlg | Ind - Printing & Publishing | Rate Impact Measure Test | Energy Efficiency | 31163.3437 | 31021.0648 | 30980.2052 | 30998.2554 | 30984.838 | 30944.946 | 30905.953 | 30862.9291 | 30826.9576 | 30784.948 | 30716.448 | 30643.7752 | 30558.6579
Scenario 3: Aggressive Fuel Sub | SCE | Ind | WholeBlg | Ind - Printing & Publishing | Total Resource Cost Test | Energy Efficiency | 31163.3437 | 31021.0648 | 30980.2052 | 30998.2554 | 30984.838 | 30944.946 | 30905.953 | 30862.9291 | 30826.9576 | 30784.948 | 30716.448 | 30643.7752 | 30558.6579
Scenario 3: Aggressive Fuel Sub | SCE | Ind | WholeBlg | Ind - Stone-Glass-Clay | Participant Cost Test | Energy Efficiency | 157802.7643 | 159597.4728 | 161533.5243 | 163508.1193 | 165234.3619 | 166715.0838 | 167996.6264 | 169212.8957 | 170354.3192 | 171424.9399 | 172372.3932 | 173335.6034 | 174200.9108
Scenario 3: Aggressive Fuel Sub | SCE | Ind | WholeBlg | Ind - Stone-Glass-Clay | Program Administrator Cost Test | Energy Efficiency | 157802.7643 | 159597.4728 | 161533.5243 | 163508.1193 | 165234.3619 | 166715.0838 | 167996.6264 | 169212.8957 | 170354.3192 | 171424.9399 | 172372.3932 | 173335.6034 | 174200.9108
Scenario 3: Aggressive Fuel Sub | SCE | Ind | WholeBlg | Ind - Stone-Glass-Clay | Rate Impact Measure Test | Energy Efficiency | 157802.7643 | 159597.4728 | 161533.5243 | 163508.1193 | 165234.3619 | 166715.0838 | 167996.6264 | 169212.8957 | 170354.3192 | 171424.9399 | 172372.3932 | 173335.6034 | 174200.9108
Scenario 3: Aggressive Fuel Sub | SCE | Ind | WholeBlg | Ind - Stone-Glass-Clay | Total Resource Cost Test | Energy Efficiency | 157802.7643 | 159597.4728 | 161533.5243 | 163508.1193 | 165234.3619 | 166715.0838 | 167996.6264 | 169212.8957 | 170354.3192 | 171424.9399 | 172372.3932 | 173335.6034 | 174200.9108
Scenario 3: Aggressive Fuel Sub | SCE | Ind | WholeBlg | Ind - Textiles | Participant Cost Test | Energy Efficiency | 22087.3818 | 22023.1818 | 22019.7085 | 22020.01 | 21991.7995 | 21941.5157 | 21892.4802 | 21828.3465 | 21766.202 | 21702.5578 | 21623.4664 | 21547.3696 | 21467.3004
Scenario 3: Aggressive Fuel Sub | SCE | Ind | WholeBlg | Ind - Textiles | Program Administrator Cost Test | Energy Efficiency | 22087.3818 | 22023.1818 | 22019.7085 | 22020.01 | 21991.7995 | 21941.5157 | 21892.4802 | 21828.3465 | 21766.202 | 21702.5578 | 21623.4664 | 21547.3696 | 21467.3004
Scenario 3: Aggressive Fuel Sub | SCE | Ind | WholeBlg | Ind - Textiles | Rate Impact Measure Test | Energy Efficiency | 22087.3818 | 22023.1818 | 22019.7085 | 22020.01 | 21991.7995 | 21941.5157 | 21892.4802 | 21828.3465 | 21766.202 | 21702.5578 | 21623.4664 | 21547.3696 | 21467.3004
Scenario 3: Aggressive Fuel Sub | SCE | Ind | WholeBlg | Ind - Textiles | Total Resource Cost Test | Energy Efficiency | 22087.3818 | 22023.1818 | 22019.7085 | 22020.01 | 21991.7995 | 21941.5157 | 21892.4802 | 21828.3465 | 21766.202 | 21702.5578 | 21623.4664 | 21547.3696 | 21467.3004
Scenario 3: Aggressive Fuel Sub | SCE | Ind | WholeBlg | Ind - Transportation Equipment | Participant Cost Test | Energy Efficiency | 186034.1822 | 186439.9656 | 188533.9239 | 189945.6829 | 190662.4333 | 190991.4914 | 191674.9027 | 192334.3083 | 193161.9306 | 194012.7741 | 194565.1687 | 194897.1964 | 194959.7359
Scenario 3: Aggressive Fuel Sub | SCE | Ind | WholeBlg | Ind - Transportation Equipment | Program Administrator Cost Test | Energy Efficiency | 186034.1822 | 186439.9656 | 188533.9239 | 189945.6829 | 190662.4333 | 190991.4914 | 191674.9027 | 192334.3083 | 193161.9306 | 194012.7741 | 194565.1687 | 194897.1964 | 194959.7359
Scenario 3: Aggressive Fuel Sub | SCE | Ind | WholeBlg | Ind - Transportation Equipment | Rate Impact Measure Test | Energy Efficiency | 186034.1822 | 186439.9656 | 188533.9239 | 189945.6829 | 190662.4333 | 190991.4914 | 191674.9027 | 192334.3083 | 193161.9306 | 194012.7741 | 194565.1687 | 194897.1964 | 194959.7359
Scenario 3: Aggressive Fuel Sub | SCE | Ind | WholeBlg | Ind - Transportation Equipment | Total Resource Cost Test | Energy Efficiency | 186034.1822 | 186439.9656 | 188533.9239 | 189945.6829 | 190662.4333 | 190991.4914 | 191674.9027 | 192334.3083 | 193161.9306 | 194012.7741 | 194565.1687 | 194897.1964 | 194959.7359
Scenario 3: Aggressive Fuel Sub | SCE | Res | AppPlug | Res - Multi Family | Participant Cost Test | Energy Efficiency | 0 | 0 | 0 | 0 | 0 | 0 | 0 | 0 | 0 | 0 | 0 | 0 | 0
Scenario 3: Aggressive Fuel Sub | SCE | Res | AppPlug | Res - Multi Family | Participant Cost Test | Fuel Substitution | 25134.8666 | 28027.4967 | 31076.4919 | 34290.4089 | 37673.911 | 0 | 0 | 0 | 0 | 0 | 0 | 0 | 0
Scenario 3: Aggressive Fuel Sub | SCE | Res | AppPlug | Res - Multi Family | Program Administrator Cost Test | Energy Efficiency | 0 | 0 | 0 | 0 | 0 | 0 | 0 | 0 | 0 | 0 | 0 | 0 | 0
Scenario 3: Aggressive Fuel Sub | SCE | Res | AppPlug | Res - Multi Family | Program Administrator Cost Test | Fuel Substitution | 57444.1496 | 64732.8477 | 72447.8077 | 80593.5082 | 89408.8767 | 0 | 0 | 0 | 0 | 0 | 0 | 0 | 0
Scenario 3: Aggressive Fuel Sub | SCE | Res | AppPlug | Res - Multi Family | Rate Impact Measure Test | Energy Efficiency | 0 | 0 | 0 | 0 | 0 | 0 | 0 | 0 | 0 | 0 | 0 | 0 | 0
Scenario 3: Aggressive Fuel Sub | SCE | Res | AppPlug | Res - Multi Family | Rate Impact Measure Test | Fuel Substitution | 73676.8911 | 82431.5476 | 91610.7092 | 101150.7197 | 111074.604 | 0 | 0 | 0 | 0 | 0 | 0 | 0 | 0
Scenario 3: Aggressive Fuel Sub | SCE | Res | AppPlug | Res - Multi Family | Total Resource Cost Test | Energy Efficiency | 0 | 0 | 0 | 0 | 0 | 0 | 0 | 0 | 0 | 0 | 0 | 0 | 0
Scenario 3: Aggressive Fuel Sub | SCE | Res | AppPlug | Res - Multi Family | Total Resource Cost Test | Fuel Substitution | 70011.5829 | 78746.596 | 87986.0536 | 97738.7127 | 108245.8322 | 0 | 0 | 0 | 0 | 0 | 0 | 0 | 0
Scenario 3: Aggressive Fuel Sub | SCE | Res | AppPlug | Res - Single Family | Participant Cost Test | Energy Efficiency | 0 | 0 | 0 | 0 | 0 | 0 | 0 | 0 | 0 | 0 | 0 | 0 | 0
Scenario 3: Aggressive Fuel Sub | SCE | Res | AppPlug | Res - Single Family | Participant Cost Test | Fuel Substitution | 298703.4431 | 332579.5785 | 368039.7755 | 405215.2241 | 444200.9112 | 0 | 0 | 0 | 0 | 0 | 0 | 0 | 0
Scenario 3: Aggressive Fuel Sub | SCE | Res | AppPlug | Res - Single Family | Program Administrator Cost Test | Energy Efficiency | 0 | 0 | 0 | 0 | 0 | 0 | 0 | 0 | 0 | 0 | 0 | 0 | 0
Scenario 3: Aggressive Fuel Sub | SCE | Res | AppPlug | Res - Single Family | Program Administrator Cost Test | Fuel Substitution | 541161.321 | 607480.7197 | 677152.6818 | 750298.7162 | 828742.7165 | 0 | 0 | 0 | 0 | 0 | 0 | 0 | 0
Scenario 3: Aggressive Fuel Sub | SCE | Res | AppPlug | Res - Single Family | Rate Impact Measure Test | Energy Efficiency | 0 | 0 | 0 | 0 | 0 | 0 | 0 | 0 | 0 | 0 | 0 | 0 | 0
Scenario 3: Aggressive Fuel Sub | SCE | Res | AppPlug | Res - Single Family | Rate Impact Measure Test | Fuel Substitution | 658273.8453 | 735024.1533 | 815035.4703 | 897956.1868 | 984073.6227 | 0 | 0 | 0 | 0 | 0 | 0 | 0 | 0
Scenario 3: Aggressive Fuel Sub | SCE | Res | AppPlug | Res - Single Family | Total Resource Cost Test | Energy Efficiency | 0 | 0 | 0 | 0 | 0 | 0 | 0 | 0 | 0 | 0 | 0 | 0 | 0
Scenario 3: Aggressive Fuel Sub | SCE | Res | AppPlug | Res - Single Family | Total Resource Cost Test | Fuel Substitution | 690513.0426 | 773770.509 | 861172.5696 | 952906.3282 | 1050843.1721 | 0 | 0 | 0 | 0 | 0 | 0 | 0 | 0
Scenario 3: Aggressive Fuel Sub | SCE | Res | BROs | Income Qualified - Multi Family IQ | Participant Cost Test | Energy Efficiency | 1495113.667 | 1558745.752 | 1626191.5317 | 1685817.6178 | 1725308.6454 | 1767625.0625 | 1804981.7739 | 1848045.7173 | 1888685.6951 | 1931171.1253 | 1967133.8437 | 2012027.8644 | 2057955.0896
Scenario 3: Aggressive Fuel Sub | SCE | Res | BROs | Income Qualified - Multi Family IQ | Program Administrator Cost Test | Energy Efficiency | 1495113.667 | 1558745.752 | 1626191.5317 | 1685817.6178 | 1725308.6454 | 1767625.0625 | 1804981.7739 | 1848045.7173 | 1888685.6951 | 1931171.1253 | 1967133.8437 | 2012027.8644 | 2057955.0896
Scenario 3: Aggressive Fuel Sub | SCE | Res | BROs | Income Qualified - Multi Family IQ | Rate Impact Measure Test | Energy Efficiency | 1495113.667 | 1558745.752 | 1626191.5317 | 1685817.6178 | 1725308.6454 | 1767625.0625 | 1804981.7739 | 1848045.7173 | 1888685.6951 | 1931171.1253 | 1967133.8437 | 2012027.8644 | 2057955.0896
Scenario 3: Aggressive Fuel Sub | SCE | Res | BROs | Income Qualified - Multi Family IQ | Total Resource Cost Test | Energy Efficiency | 1495113.667 | 1558745.752 | 1626191.5317 | 1685817.6178 | 1725308.6454 | 1767625.0625 | 1804981.7739 | 1848045.7173 | 1888685.6951 | 1931171.1253 | 1967133.8437 | 2012027.8644 | 2057955.0896
Scenario 3: Aggressive Fuel Sub | SCE | Res | BROs | Income Qualified - Single Family IQ | Participant Cost Test | Energy Efficiency | 5096999.1268 | 5277964.5166 | 5468499.3626 | 5649443.9056 | 5762028.0152 | 5884224.0348 | 5992257.0432 | 6117124.8684 | 6233685.4479 | 6351360.6813 | 6447500.0391 | 6572867.1552 | 6701458.7803
Scenario 3: Aggressive Fuel Sub | SCE | Res | BROs | Income Qualified - Single Family IQ | Program Administrator Cost Test | Energy Efficiency | 5096999.1268 | 5277964.5166 | 5468499.3626 | 5649443.9056 | 5762028.0152 | 5884224.0348 | 5992257.0432 | 6117124.8684 | 6233685.4479 | 6351360.6813 | 6447500.0391 | 6572867.1552 | 6701458.7803
Scenario 3: Aggressive Fuel Sub | SCE | Res | BROs | Income Qualified - Single Family IQ | Rate Impact Measure Test | Energy Efficiency | 5096999.1268 | 5277964.5166 | 5468499.3626 | 5649443.9056 | 5762028.0152 | 5884224.0348 | 5992257.0432 | 6117124.8684 | 6233685.4479 | 6351360.6813 | 6447500.0391 | 6572867.1552 | 6701458.7803
Scenario 3: Aggressive Fuel Sub | SCE | Res | BROs | Income Qualified - Single Family IQ | Total Resource Cost Test | Energy Efficiency | 5096999.1268 | 5277964.5166 | 5468499.3626 | 5649443.9056 | 5762028.0152 | 5884224.0348 | 5992257.0432 | 6117124.8684 | 6233685.4479 | 6351360.6813 | 6447500.0391 | 6572867.1552 | 6701458.7803
Scenario 3: Aggressive Fuel Sub | SCE | Res | BROs | Res - Multi Family | Participant Cost Test | Energy Efficiency | 11099129.6277 | 11496110.1277 | 11914203.1387 | 12310122.5777 | 12557210.2882 | 12825252.2573 | 13062261.5502 | 13336160.1365 | 13591996.8148 | 13850686.9514 | 14062447.4038 | 14337989.4691 | 14620611.4872
Scenario 3: Aggressive Fuel Sub | SCE | Res | BROs | Res - Multi Family | Program Administrator Cost Test | Energy Efficiency | 11099129.6277 | 11496110.1277 | 11914203.1387 | 12310122.5777 | 12557210.2882 | 12825252.2573 | 13062261.5502 | 13336160.1365 | 13591996.8148 | 13850686.9514 | 14062447.4038 | 14337989.4691 | 14620611.4872
Scenario 3: Aggressive Fuel Sub | SCE | Res | BROs | Res - Multi Family | Rate Impact Measure Test | Energy Efficiency | 11099129.6277 | 11496110.1277 | 11914203.1387 | 12310122.5777 | 12557210.2882 | 12825252.2573 | 13062261.5502 | 13336160.1365 | 13591996.8148 | 13850686.9514 | 14062447.4038 | 14337989.4691 | 14620611.4872
Scenario 3: Aggressive Fuel Sub | SCE | Res | BROs | Res - Multi Family | Total Resource Cost Test | Energy Efficiency | 11099129.6277 | 11496110.1277 | 11914203.1387 | 12310122.5777 | 12557210.2882 | 12825252.2573 | 13062261.5502 | 13336160.1365 | 13591996.8148 | 13850686.9514 | 14062447.4038 | 14337989.4691 | 14620611.4872
Scenario 3: Aggressive Fuel Sub | SCE | Res | BROs | Res - Single Family | Participant Cost Test | Energy Efficiency | 2654186.7139 | 2767793.0372 | 2888237.4204 | 2994469.7221 | 3064940.2214 | 3140422.1147 | 3207041.8501 | 3283837.3547 | 3356324.9372 | 3432183.3475 | 3496444.6172 | 3576574.5389 | 3658535.908
Scenario 3: Aggressive Fuel Sub | SCE | Res | BROs | Res - Single Family | Program Administrator Cost Test | Energy Efficiency | 2654186.7139 | 2767793.0372 | 2888237.4204 | 2994469.7221 | 3064940.2214 | 3140422.1147 | 3207041.8501 | 3283837.3547 | 3356324.9372 | 3432183.3475 | 3496444.6172 | 3576574.5389 | 3658535.908
Scenario 3: Aggressive Fuel Sub | SCE | Res | BROs | Res - Single Family | Rate Impact Measure Test | Energy Efficiency | 2654186.7139 | 2767793.0372 | 2888237.4204 | 2994469.7221 | 3064940.2214 | 3140422.1147 | 3207041.8501 | 3283837.3547 | 3356324.9372 | 3432183.3475 | 3496444.6172 | 3576574.5389 | 3658535.908
Scenario 3: Aggressive Fuel Sub | SCE | Res | BROs | Res - Single Family | Total Resource Cost Test | Energy Efficiency | 2654186.7139 | 2767793.0372 | 2888237.4204 | 2994469.7221 | 3064940.2214 | 3140422.1147 | 3207041.8501 | 3283837.3547 | 3356324.9372 | 3432183.3475 | 3496444.6172 | 3576574.5389 | 3658535.908
Scenario 3: Aggressive Fuel Sub | SCE | Res | BldgEnv | Res - Single Family | Participant Cost Test | Energy Efficiency | 3704582.7121 | 3953245.0649 | 4066674.0163 | 4065828.0513 | 4097902.7552 | 4061498.887 | 3993069.113 | 3909885.6763 | 1612086.0243 | 0 | 0 | 0 | 0
Scenario 3: Aggressive Fuel Sub | SCE | Res | BldgEnv | Res - Single Family | Program Administrator Cost Test | Energy Efficiency | 148792.0705 | 146671.3461 | 143723.782 | 140113.9644 | 136811.3008 | 133159.1452 | 129416.0753 | 125720.1673 | 8493.1627 | 0 | 0 | 0 | 0
Scenario 3: Aggressive Fuel Sub | SCE | Res | BldgEnv | Res - Single Family | Rate Impact Measure Test | Energy Efficiency | 1033401.1107 | 1035522.6319 | 1026317.2127 | 1008932.2508 | 933584.4386 | 852481.5301 | 767825.6698 | 680642.6258 | 47483.7467 | 0 | 0 | 0 | 0
Scenario 3: Aggressive Fuel Sub | SCE | Res | BldgEnv | Res - Single Family | Total Resource Cost Test | Energy Efficiency | 1159449.2601 | 1226115.5982 | 1255522.7433 | 1253339.1187 | 1260508.0901 | 1248602.9105 | 1227762.6108 | 1203661.0974 | 446227.9326 | 0 | 0 | 0 | 0
Scenario 3: Aggressive Fuel Sub | SCE | Res | HVAC | Res - Multi Family | Participant Cost Test | Energy Efficiency | 47708.0126 | 127431.4766 | 155688.3259 | 168554.5629 | 181194.7702 | 184145.3978 | 194968.804 | 205230.6381 | 215044.3892 | 224465.1114 | 233628.8304 | 242618.7783 | 251238.7042
Scenario 3: Aggressive Fuel Sub | SCE | Res | HVAC | Res - Multi Family | Participant Cost Test | Fuel Substitution | 258.2842 | 267.247 | 273.9425 | 298.0285 | 423.1801 | 5.1543 | 5.5923 | 5.973 | 5.0117 | 5.2171 | 5.39 | 5.5419 | 5.6809
Scenario 3: Aggressive Fuel Sub | SCE | Res | HVAC | Res - Multi Family | Program Administrator Cost Test | Energy Efficiency | 542353.0558 | 507247.2261 | 447047.0634 | 386170.3372 | 334555.3482 | 286411.3713 | 251708.1857 | 224164.5283 | 202661.8778 | 186102.9407 | 173564.094 | 164241.6351 | 157326.131
Scenario 3: Aggressive Fuel Sub | SCE | Res | HVAC | Res - Multi Family | Program Administrator Cost Test | Fuel Substitution | 123.5375 | 126.2832 | 127.9066 | 135.4708 | 164.9318 | 1.1714 | 1.2564 | 1.327 | 1.2218 | 1.2578 | 1.2849 | 1.3061 | 1.3234
Scenario 3: Aggressive Fuel Sub | SCE | Res | HVAC | Res - Multi Family | Rate Impact Measure Test | Energy Efficiency | 1634214.1766 | 1535036.9956 | 1346753.3453 | 1145805.0327 | 972550.8301 | 810896.611 | 685409.7861 | 579132.955 | 488794.685 | 411628.1708 | 344433.1172 | 284257.3424 | 213459.4983
Scenario 3: Aggressive Fuel Sub | SCE | Res | HVAC | Res - Multi Family | Rate Impact Measure Test | Fuel Substitution | 337.2167 | 335.7193 | 329.9559 | 333.6798 | 395.8956 | 6.1555 | 6.0597 | 5.7937 | 4.6401 | 4.1529 | 3.5692 | 2.9013 | 2.1576
Scenario 3: Aggressive Fuel Sub | SCE | Res | HVAC | Res - Multi Family | Total Resource Cost Test | Energy Efficiency | 556665.4596 | 548024.6163 | 497608.8696 | 441466.2932 | 394582.5499 | 347996.6511 | 317514.9081 | 294054.9006 | 276530.5712 | 263858.4041 | 255157.6653 | 249650.5739 | 246455.4539
Scenario 3: Aggressive Fuel Sub | SCE | Res | HVAC | Res - Multi Family | Total Resource Cost Test | Fuel Substitution | 287.0113 | 296.6942 | 303.8285 | 330.5869 | 460.8324 | 5.4362 | 5.9012 | 6.3063 | 5.3522 | 5.5741 | 5.761 | 5.9252 | 6.0755
Scenario 3: Aggressive Fuel Sub | SCE | Res | HVAC | Res - Single Family | Participant Cost Test | Energy Efficiency | 18981881.7557 | 18980454.6146 | 18754883.8083 | 18358049.3515 | 18020940.7777 | 17664360.7837 | 17351302.0957 | 17115259.2933 | 5212049.2186 | 2755065.8305 | 2238471.7568 | 1808643.2307 | 1453052.0377
Scenario 3: Aggressive Fuel Sub | SCE | Res | HVAC | Res - Single Family | Participant Cost Test | Fuel Substitution | 8536.3423 | 9006.9151 | 9272.462 | 10588.5962 | 9961.9234 | 289.2619 | 293.4238 | 305.6255 | 62.1759 | 64.7695 | 66.9557 | 68.8783 | 70.6437
Scenario 3: Aggressive Fuel Sub | SCE | Res | HVAC | Res - Single Family | Program Administrator Cost Test | Energy Efficiency | 14817206.6339 | 13450924.5206 | 12003106.7413 | 10563193.9439 | 9227404.6012 | 8017631.4378 | 6957127.9255 | 6050026.7726 | 3679163.9541 | 2758210.8988 | 2206936.9492 | 1755946.5553 | 1388741.0312
Scenario 3: Aggressive Fuel Sub | SCE | Res | HVAC | Res - Single Family | Program Administrator Cost Test | Fuel Substitution | 4682.066 | 4881.3445 | 4983.6787 | 5343.8257 | 5390.3623 | 70.4958 | 72.0674 | 74.6799 | 16.2733 | 16.8374 | 17.2716 | 17.6193 | 17.9131
Scenario 3: Aggressive Fuel Sub | SCE | Res | HVAC | Res - Single Family | Rate Impact Measure Test | Energy Efficiency | 49239217.1968 | 44647484.5658 | 39498150.5944 | 34231119.4572 | 29352223.1308 | 24926684.0215 | 21022299.3147 | 17641630.7698 | 11749681.5524 | 8097631.8243 | 5647384.1733 | 3787171.2306 | 2250628.7983
Scenario 3: Aggressive Fuel Sub | SCE | Res | HVAC | Res - Single Family | Rate Impact Measure Test | Fuel Substitution | 7196.7544 | 7406.8053 | 7462.9431 | 7994.8275 | 7937.8673 | 210.273 | 205.8345 | 195.5601 | 52.8094 | 47.8283 | 41.752 | 34.7309 | 26.8679
Scenario 3: Aggressive Fuel Sub | SCE | Res | HVAC | Res - Single Family | Total Resource Cost Test | Energy Efficiency | 23930710.2501 | 22653729.911 | 21188436.6011 | 19646442.7091 | 18239501.1774 | 16943420.4596 | 15812368.3734 | 14867188.2527 | 6183755.2615 | 3996780.0447 | 3213056.443 | 2568665.644 | 2041471.3969
Scenario 3: Aggressive Fuel Sub | SCE | Res | HVAC | Res - Single Family | Total Resource Cost Test | Fuel Substitution | 11029.4804 | 11629.1991 | 11972.3077 | 13449.3273 | 12851.9079 | 334.6251 | 338.9286 | 353.2541 | 68.9747 | 71.917 | 74.396 | 76.5738 | 78.5713
Scenario 3: Aggressive Fuel Sub | SCE | Res | WaterHeat | Res - Multi Family | Participant Cost Test | Energy Efficiency | 215374.9964 | 230601.5733 | 248173.5351 | 265225.4297 | 282903.0731 | 299386.416 | 317039.7223 | 334999.1478 | 353345.8686 | 372166.1142 | 391637.0992 | 416885.8587 | 446128.0071
Scenario 3: Aggressive Fuel Sub | SCE | Res | WaterHeat | Res - Multi Family | Participant Cost Test | Fuel Substitution | 117619284.4264 | 115033627.1302 | 111603161.5097 | 107591770.7889 | 103430252.2809 | 1069097.3645 | 1294135.1794 | 1538460.1724 | 1742758.6244 | 1903069.5759 | 2027298.6473 | 2125779.4297 | 2207182.6549
Scenario 3: Aggressive Fuel Sub | SCE | Res | WaterHeat | Res - Multi Family | Program Administrator Cost Test | Energy Efficiency | 162434.565 | 171326.0126 | 181658.7063 | 191297.8456 | 201084.7836 | 209720.6028 | 218908.9566 | 228023.175 | 237117.8062 | 246247.8367 | 255524.8405 | 268205.4637 | 283025.4476
Scenario 3: Aggressive Fuel Sub | SCE | Res | WaterHeat | Res - Multi Family | Program Administrator Cost Test | Fuel Substitution | 98289076.9056 | 102502231.0428 | 106412169.0686 | 110156836.3008 | 114531952.1913 | 279673.8869 | 337201.8618 | 399331.6932 | 450661.402 | 490298.7366 | 520407.2463 | 543737.3321 | 562574.2954
Scenario 3: Aggressive Fuel Sub | SCE | Res | WaterHeat | Res - Multi Family | Rate Impact Measure Test | Energy Efficiency | 825318.4832 | 838034.388 | 849439.2131 | 848759.864 | 840712.0325 | 819859.0987 | 792515.6354 | 755362.5227 | 707817.8623 | 649477.327 | 579526.9424 | 502402.9233 | 410838.0019
Scenario 3: Aggressive Fuel Sub | SCE | Res | WaterHeat | Res - Multi Family | Rate Impact Measure Test | Fuel Substitution | 98390786.154 | 102617854.9143 | 106546634.0415 | 110314508.8845 | 114707427.8539 | 2649935.0294 | 2883207.0258 | 3032280.0766 | 2974098.6004 | 2730843.3685 | 2342243.9896 | 1840660.0893 | 1249175.8339
Scenario 3: Aggressive Fuel Sub | SCE | Res | WaterHeat | Res - Multi Family | Total Resource Cost Test | Energy Efficiency | 300978.799 | 320848.9117 | 343820.0457 | 365902.4662 | 388684.688 | 409663.5089 | 432099.4624 | 454798.8209 | 477871.3302 | 501431.9568 | 525716.2411 | 557559.7673 | 594512.7661
Scenario 3: Aggressive Fuel Sub | SCE | Res | WaterHeat | Res - Multi Family | Total Resource Cost Test | Fuel Substitution | 131116768.448 | 136312808.4542 | 141189311.9559 | 145939831.1107 | 151368241.9763 | 1293544.6736 | 1565823.8423 | 1861438.8816 | 2108624.6077 | 2302588.8256 | 2452896.8048 | 2572051.4075 | 2670543.519
Scenario 3: Aggressive Fuel Sub | SCE | Res | WaterHeat | Res - Single Family | Participant Cost Test | Energy Efficiency | 160600.6219 | 182491.4601 | 201857.1962 | 219070.8751 | 238148.7649 | 256468.7189 | 274619.6226 | 292958.8593 | 311814.7927 | 331292.4258 | 352177.793 | 375310.953 | 399433.0253
Scenario 3: Aggressive Fuel Sub | SCE | Res | WaterHeat | Res - Single Family | Participant Cost Test | Fuel Substitution | 8136848.3236 | 7922001.07 | 7657645.6868 | 7434272.1439 | 7315917.177 | 7574142.9842 | 9100651.8061 | 10794277.5107 | 12204734.2981 | 13310932.0395 | 14170580.8153 | 14855581.5668 | 15425594.4118
Scenario 3: Aggressive Fuel Sub | SCE | Res | WaterHeat | Res - Single Family | Program Administrator Cost Test | Energy Efficiency | 119018.566 | 133122.6443 | 145114.7385 | 155300.4027 | 166406.8101 | 176648.9422 | 186461.4084 | 196101.0984 | 205790.9894 | 215595.5623 | 226033.9373 | 237642.4142 | 249527.5029
Scenario 3: Aggressive Fuel Sub | SCE | Res | WaterHeat | Res - Single Family | Program Administrator Cost Test | Fuel Substitution | 15893332.8926 | 16109976.4569 | 16180632.4623 | 16308798.5363 | 16625985.2578 | 1984096.7085 | 2374627.8672 | 2805719.0786 | 3160344.594 | 3433977.3754 | 3642385.9053 | 3804724.2108 | 3936733.6563
Scenario 3: Aggressive Fuel Sub | SCE | Res | WaterHeat | Res - Single Family | Rate Impact Measure Test | Energy Efficiency | 600968.083 | 646748.3692 | 673781.3499 | 684117.6817 | 690982.5759 | 686083.2383 | 670851.6796 | 645772.7471 | 610875.8713 | 565688.9566 | 510274.1954 | 443475.6407 | 361329.3845
Scenario 3: Aggressive Fuel Sub | SCE | Res | WaterHeat | Res - Single Family | Rate Impact Measure Test | Fuel Substitution | 15923839.8876 | 16189929.8979 | 16337357.3075 | 16543523.0182 | 16936297.1815 | 18901241.5404 | 20417638.8441 | 21422692.4232 | 20969511.488 | 19227091.3411 | 16475724.298 | 12938395.1364 | 8772524.3807
Scenario 3: Aggressive Fuel Sub | SCE | Res | WaterHeat | Res - Single Family | Total Resource Cost Test | Energy Efficiency | 223308.9718 | 252601.8172 | 278253.2477 | 300797.8299 | 325685.3172 | 349355.3148 | 372625.6325 | 395988.8528 | 419890.4943 | 444469.3221 | 470784.075 | 499928.3031 | 530229.8661
Scenario 3: Aggressive Fuel Sub | SCE | Res | WaterHeat | Res - Single Family | Total Resource Cost Test | Fuel Substitution | 21574901.0637 | 21832870.6054 | 21907455.3177 | 22074466.401 | 22477090.3608 | 9164073.8352 | 11011001.2098 | 13060122.1739 | 14766634.9271 | 16105024.4683 | 17145114.8264 | 17973899.0754 | 18663559.7669
Scenario 3: Aggressive Fuel Sub | SCE | Res | WholeBlg | Res - Multi Family | Participant Cost Test | Energy Efficiency | 0 | 0 | 0 | 0 | 189568.7733 | 178931.1314 | 169222.971 | 158984.3881 | 148596.3667 | 138226.4203 | 129521.3453 | 122748.6016 | 116217.3692
Scenario 3: Aggressive Fuel Sub | SCE | Res | WholeBlg | Res - Multi Family | Program Administrator Cost Test | Energy Efficiency | 0 | 0 | 0 | 0 | 88468.4053 | 82540.679 | 77169.1225 | 71677.4198 | 66240.1578 | 60930.0137 | 56461.2493 | 52922.0415 | 49561.4548
Scenario 3: Aggressive Fuel Sub | SCE | Res | WholeBlg | Res - Multi Family | Rate Impact Measure Test | Energy Efficiency | 0 | 0 | 0 | 0 | 331673.9841 | 289768.0074 | 251390.1486 | 214268.397 | 179160.7489 | 146460.5681 | 117720.4376 | 92390.0246 | 68640.5598
Scenario 3: Aggressive Fuel Sub | SCE | Res | WholeBlg | Res - Multi Family | Total Resource Cost Test | Energy Efficiency | 0 | 0 | 0 | 0 | 249326.9925 | 234904.0501 | 221758.4768 | 207972.3995 | 194045.4607 | 180195.5138 | 168564.1439 | 159486.692 | 150756.4395
Scenario 3: Aggressive Fuel Sub | SCE | Res | WholeBlg | Res - Single Family | Participant Cost Test | Energy Efficiency | 0 | 0 | 663644.4117 | 678887.7718 | 671349.6333 | 640208.8384 | 599044.4089 | 554536.6973 | 512919.4169 | 473446.6637 | 438646.3225 | 410079.0344 | 383194.9519
Scenario 3: Aggressive Fuel Sub | SCE | Res | WholeBlg | Res - Single Family | Program Administrator Cost Test | Energy Efficiency | 0 | 0 | 217165.6723 | 218663.7721 | 212852.2128 | 199815.6114 | 184065.8434 | 167756.4918 | 152778.3405 | 138859.7519 | 126689.8694 | 116639.7962 | 107344.7471
Scenario 3: Aggressive Fuel Sub | SCE | Res | WholeBlg | Res - Single Family | Rate Impact Measure Test | Energy Efficiency | 0 | 0 | 1155805.4876 | 1103598.3436 | 1012089.5147 | 887724.963 | 756171.3794 | 629042.2338 | 514222.584 | 410476.3026 | 319013.0974 | 238853.489 | 165644.963
Scenario 3: Aggressive Fuel Sub | SCE | Res | WholeBlg | Res - Single Family | Total Resource Cost Test | Energy Efficiency | 0 | 0 | 786600.3324 | 803067.5526 | 792599.0291 | 754383.4819 | 704547.1275 | 650993.1366 | 601041.8032 | 553796.3918 | 512189.8306 | 478007.8988 | 445914.6734
Scenario 3: Aggressive Fuel Sub | SCG | Ag | WholeBlg | Ag - Dairies, fishing, hunting | Participant Cost Test | Energy Efficiency | 22738.1299 | 22738.1299 | 22738.1299 | 22738.1299 | 22738.1299 | 22738.1299 | 22738.1299 | 22738.1299 | 22738.1299 | 22738.1299 | 22738.1299 | 22738.1299 | 22738.1299
Scenario 3: Aggressive Fuel Sub | SCG | Ag | WholeBlg | Ag - Dairies, fishing, hunting | Program Administrator Cost Test | Energy Efficiency | 22738.1299 | 22738.1299 | 22738.1299 | 22738.1299 | 22738.1299 | 22738.1299 | 22738.1299 | 22738.1299 | 22738.1299 | 22738.1299 | 22738.1299 | 22738.1299 | 22738.1299
Scenario 3: Aggressive Fuel Sub | SCG | Ag | WholeBlg | Ag - Dairies, fishing, hunting | Rate Impact Measure Test | Energy Efficiency | 22738.1299 | 22738.1299 | 22738.1299 | 22738.1299 | 22738.1299 | 22738.1299 | 22738.1299 | 22738.1299 | 22738.1299 | 22738.1299 | 22738.1299 | 22738.1299 | 22738.1299
Scenario 3: Aggressive Fuel Sub | SCG | Ag | WholeBlg | Ag - Dairies, fishing, hunting | Total Resource Cost Test | Energy Efficiency | 22738.1299 | 22738.1299 | 22738.1299 | 22738.1299 | 22738.1299 | 22738.1299 | 22738.1299 | 22738.1299 | 22738.1299 | 22738.1299 | 22738.1299 | 22738.1299 | 22738.1299
Scenario 3: Aggressive Fuel Sub | SCG | Ag | WholeBlg | Ag - Irrigated Agriculture, vineyards, forestry and greenhouses | Participant Cost Test | Energy Efficiency | 97545.637 | 97545.637 | 97545.637 | 97545.637 | 97545.637 | 97545.637 | 97545.637 | 97545.637 | 97545.637 | 97545.637 | 97545.637 | 97545.637 | 97545.637
Scenario 3: Aggressive Fuel Sub | SCG | Ag | WholeBlg | Ag - Irrigated Agriculture, vineyards, forestry and greenhouses | Program Administrator Cost Test | Energy Efficiency | 97545.637 | 97545.637 | 97545.637 | 97545.637 | 97545.637 | 97545.637 | 97545.637 | 97545.637 | 97545.637 | 97545.637 | 97545.637 | 97545.637 | 97545.637
Scenario 3: Aggressive Fuel Sub | SCG | Ag | WholeBlg | Ag - Irrigated Agriculture, vineyards, forestry and greenhouses | Rate Impact Measure Test | Energy Efficiency | 97545.637 | 97545.637 | 97545.637 | 97545.637 | 97545.637 | 97545.637 | 97545.637 | 97545.637 | 97545.637 | 97545.637 | 97545.637 | 97545.637 | 97545.637
Scenario 3: Aggressive Fuel Sub | SCG | Ag | WholeBlg | Ag - Irrigated Agriculture, vineyards, forestry and greenhouses | Total Resource Cost Test | Energy Efficiency | 97545.637 | 97545.637 | 97545.637 | 97545.637 | 97545.637 | 97545.637 | 97545.637 | 97545.637 | 97545.637 | 97545.637 | 97545.637 | 97545.637 | 97545.637
Scenario 3: Aggressive Fuel Sub | SCG | Ag | WholeBlg | Ag - Water pumping | Participant Cost Test | Energy Efficiency | 32037.0758 | 32037.0758 | 32037.0758 | 32037.0758 | 32037.0758 | 32037.0758 | 32037.0758 | 32037.0758 | 32037.0758 | 32037.0758 | 32037.0758 | 32037.0758 | 32037.0758
Scenario 3: Aggressive Fuel Sub | SCG | Ag | WholeBlg | Ag - Water pumping | Program Administrator Cost Test | Energy Efficiency | 32037.0758 | 32037.0758 | 32037.0758 | 32037.0758 | 32037.0758 | 32037.0758 | 32037.0758 | 32037.0758 | 32037.0758 | 32037.0758 | 32037.0758 | 32037.0758 | 32037.0758
Scenario 3: Aggressive Fuel Sub | SCG | Ag | WholeBlg | Ag - Water pumping | Rate Impact Measure Test | Energy Efficiency | 32037.0758 | 32037.0758 | 32037.0758 | 32037.0758 | 32037.0758 | 32037.0758 | 32037.0758 | 32037.0758 | 32037.0758 | 32037.0758 | 32037.0758 | 32037.0758 | 32037.0758
Scenario 3: Aggressive Fuel Sub | SCG | Ag | WholeBlg | Ag - Water pumping | Total Resource Cost Test | Energy Efficiency | 32037.0758 | 32037.0758 | 32037.0758 | 32037.0758 | 32037.0758 | 32037.0758 | 32037.0758 | 32037.0758 | 32037.0758 | 32037.0758 | 32037.0758 | 32037.0758 | 32037.0758
Scenario 3: Aggressive Fuel Sub | SCG | Com | AppPlug | Com - College | Participant Cost Test | Energy Efficiency | 0 | 0 | 0 | 0 | 0 | 0 | 0 | 0 | 0 | 0 | 0 | 0 | 42708.4016
Scenario 3: Aggressive Fuel Sub | SCG | Com | AppPlug | Com - College | Program Administrator Cost Test | Energy Efficiency | 0 | 0 | 0 | 0 | 0 | 0 | 0 | 0 | 0 | 0 | 0 | 0 | 9022.3844
Scenario 3: Aggressive Fuel Sub | SCG | Com | AppPlug | Com - College | Rate Impact Measure Test | Energy Efficiency | 0 | 0 | 0 | 0 | 0 | 0 | 0 | 0 | 0 | 0 | 0 | 0 | 14880.0785
Scenario 3: Aggressive Fuel Sub | SCG | Com | AppPlug | Com - College | Total Resource Cost Test | Energy Efficiency | 0 | 0 | 0 | 0 | 0 | 0 | 0 | 0 | 0 | 0 | 0 | 0 | 42092.4432
Scenario 3: Aggressive Fuel Sub | SCG | Com | AppPlug | Com - Health | Participant Cost Test | Energy Efficiency | 1735272.2202 | 1964044.1187 | 2190488.9697 | 2362791.6713 | 2534750.8959 | 2683744.862 | 2818359.256 | 2908816.4105 | 2960807.1196 | 2961511.5679 | 2917775.8446 | 2860758.0184 | 2773515.2035
Scenario 3: Aggressive Fuel Sub | SCG | Com | AppPlug | Com - Health | Program Administrator Cost Test | Energy Efficiency | 2374587.1189 | 2652345.3622 | 2920576.0881 | 3114054.8743 | 3302044.8154 | 3456534.3549 | 3588731.4431 | 3663230.6029 | 3688413.9301 | 3629486.9874 | 3516089.628 | 3388652.9803 | 3229246.8955
Scenario 3: Aggressive Fuel Sub | SCG | Com | AppPlug | Com - Health | Rate Impact Measure Test | Energy Efficiency | 7001143.46 | 7937582.8951 | 8849751.8903 | 9433959.4389 | 9867931.5333 | 10193602.1837 | 10470585.3958 | 10562978.2718 | 10513557.9385 | 10263126.6928 | 9350981.1678 | 7331368.0232 | 5201840.0635
Scenario 3: Aggressive Fuel Sub | SCG | Com | AppPlug | Com - Health | Total Resource Cost Test | Energy Efficiency | 3039224.5107 | 3404362.929 | 3759158.0161 | 4018920.2511 | 4273043.8825 | 4484983.0265 | 4669108.3829 | 4778788.5009 | 4824481.8853 | 4782379.3075 | 4669826.2745 | 4536694.2701 | 4358128.2299
Scenario 3: Aggressive Fuel Sub | SCG | Com | AppPlug | Com - Lodging | Participant Cost Test | Energy Efficiency | 1391690.6574 | 1559762.5814 | 1728381.9058 | 1843883.378 | 1957629.7732 | 2062681.631 | 2153670.2094 | 2225803.7387 | 2272949.1591 | 2293985.781 | 2290400.3199 | 2259873.6171 | 2204939.0865
Scenario 3: Aggressive Fuel Sub | SCG | Com | AppPlug | Com - Lodging | Program Administrator Cost Test | Energy Efficiency | 1762870.3127 | 1950714.176 | 2134076.6863 | 2245656.0596 | 2352152.9372 | 2445483.1061 | 2519888.2415 | 2570584.4377 | 2591400.581 | 2565603.5549 | 2511067.622 | 2428983.5532 | 2323916.5451
Scenario 3: Aggressive Fuel Sub | SCG | Com | AppPlug | Com - Lodging | Rate Impact Measure Test | Energy Efficiency | 5487275.8805 | 6174616.1158 | 6860549.5772 | 7223130.7672 | 7384987.0978 | 7500310.283 | 7547552.048 | 7513265.5646 | 7376741.7514 | 7122563.3421 | 6475733.9462 | 5120339.1107 | 3676621.2284
Scenario 3: Aggressive Fuel Sub | SCG | Com | AppPlug | Com - Lodging | Total Resource Cost Test | Energy Efficiency | 2308168.5276 | 2563056.5765 | 2813958.2339 | 2973371.5474 | 3127152.4145 | 3264483.2113 | 3377439.0839 | 3459271.8464 | 3501339.6612 | 3498857.4524 | 3458930.2701 | 3379666.967 | 3266101.9422
Scenario 3: Aggressive Fuel Sub | SCG | Com | AppPlug | Com - Other | Participant Cost Test | Energy Efficiency | 63658.2251 | 67210.1899 | 69133.6458 | 69170.853 | 60098.3772 | 71692.1101 | 58868.226 | 53159.4518 | 47048.8187 | 41088.465 | 35563.5011 | 30620.243 | 26414.1402
Scenario 3: Aggressive Fuel Sub | SCG | Com | AppPlug | Com - Other | Program Administrator Cost Test | Energy Efficiency | 96201.0921 | 100236.2421 | 101760.9716 | 100497.4972 | 86193.3239 | 101507.8641 | 82293.5164 | 73377.1157 | 64130.3606 | 55310.7116 | 47283.3207 | 40212.9732 | 34267.9619
Scenario 3: Aggressive Fuel Sub | SCG | Com | AppPlug | Com - Other | Rate Impact Measure Test | Energy Efficiency | 179811.8127 | 189563.0513 | 195028.8691 | 195523.135 | 157413.0398 | 219584.718 | 170920.7453 | 157513.7391 | 143289.8219 | 122472.0584 | 101398.0256 | 80208.0646 | 53731.3087
Scenario 3: Aggressive Fuel Sub | SCG | Com | AppPlug | Com - Other | Total Resource Cost Test | Energy Efficiency | 118481.4709 | 123759.8086 | 125957.7476 | 124707.2957 | 107227.756 | 126600.1026 | 102897.3955 | 91982.9238 | 80597.4471 | 69691.6743 | 59730.5461 | 50930.0582 | 43512.911
Scenario 3: Aggressive Fuel Sub | SCG | Com | BldgEnv | Com - College | Participant Cost Test | Energy Efficiency | 23236.2492 | 23532.5771 | 23095.6803 | 21696.7761 | 19567.5134 | 16944.5773 | 14049.9505 | 11098.1152 | 8284.0133 | 5723.7596 | 3492.5233 | 1634.678 | 1352.8443
Scenario 3: Aggressive Fuel Sub | SCG | Com | BldgEnv | Com - College | Program Administrator Cost Test | Energy Efficiency | 15944.1274 | 15831.8883 | 15177.2417 | 13960.8276 | 12319.0436 | 10424.3186 | 8431.9089 | 6480.6402 | 4684.796 | 3105.72 | 1774.716 | 702.1328 | 537.5169
Scenario 3: Aggressive Fuel Sub | SCG | Com | BldgEnv | Com - College | Rate Impact Measure Test | Energy Efficiency | 47172.9008 | 47399.0005 | 46006.7757 | 42852.2628 | 38292.1207 | 32852.9341 | 26949.4611 | 19829.6113 | 13177.3966 | 7898.2725 | 4000.1896 | 1391.8268 | 829.144
Scenario 3: Aggressive Fuel Sub | SCG | Com | BldgEnv | Com - College | Total Resource Cost Test | Energy Efficiency | 25989.2967 | 26129.2042 | 25425.6587 | 23706.9905 | 21217.4627 | 18228.8304 | 14990.4289 | 11736.5326 | 8673.5709 | 5920.007 | 3547.8545 | 1595.218 | 1297.6885
Scenario 3: Aggressive Fuel Sub | SCG | Com | BldgEnv | Com - Grocery | Participant Cost Test | Energy Efficiency | 22252.8166 | 14902.2229 | 7477.0704 | 2400.2421 | 2465.8725 | 2534.596 | 2596.5449 | 2668.759 | 2732.4931 | 2788.9029 | 2851.0553 | 2906.8367 | 2964.6675
Scenario 3: Aggressive Fuel Sub | SCG | Com | BldgEnv | Com - Grocery | Program Administrator Cost Test | Energy Efficiency | 12232.8285 | 7828.0199 | 3543.6707 | 719.4322 | 741.0637 | 763.1342 | 781.6402 | 803.1811 | 820.5875 | 834.4802 | 849.7422 | 861.9727 | 874.2665
Scenario 3: Aggressive Fuel Sub | SCG | Com | BldgEnv | Com - Grocery | Rate Impact Measure Test | Energy Efficiency | 37144.5877 | 24470.9858 | 11807.8921 | 3257.8397 | 3254.1644 | 3220.4599 | 3135.9952 | 2989.1015 | 2766.3245 | 2490.4081 | 2173.5313 | 1800.0121 | 1372.1412
Scenario 3: Aggressive Fuel Sub | SCG | Com | BldgEnv | Com - Grocery | Total Resource Cost Test | Energy Efficiency | 23048.5999 | 15224.8165 | 7421.6128 | 2150.8506 | 2211.3859 | 2274.2297 | 2329.782 | 2394.4174 | 2450.2145 | 2498.4109 | 2551.4214 | 2597.8418 | 2645.632
Scenario 3: Aggressive Fuel Sub | SCG | Com | BldgEnv | Com - Health | Participant Cost Test | Energy Efficiency | 33121.3349 | 30087.9947 | 25864.1012 | 20853.2991 | 15611.5656 | 10504.6803 | 5872.11 | 3163.2868 | 3209.1591 | 3216.5961 | 3209.1791 | 3290.4112 | 3385.907
Scenario 3: Aggressive Fuel Sub | SCG | Com | BldgEnv | Com - Health | Program Administrator Cost Test | Energy Efficiency | 15775.046 | 14018.8353 | 11763.3999 | 9225.2684 | 6677.0402 | 4284.7817 | 2191.3227 | 1001.0462 | 1011.9818 | 1005.629 | 993.2632 | 1019.6484 | 1051.6638
Scenario 3: Aggressive Fuel Sub | SCG | Com | BldgEnv | Com - Health | Rate Impact Measure Test | Energy Efficiency | 48830.9832 | 44044.633 | 37562.236 | 29959.2301 | 22141.0889 | 14590.8671 | 7787.2922 | 3648.6231 | 3341.8121 | 2941.1738 | 2492.5465 | 2095.1099 | 1632.4261
Scenario 3: Aggressive Fuel Sub | SCG | Com | BldgEnv | Com - Health | Total Resource Cost Test | Energy Efficiency | 32773.9376 | 29585.8233 | 25261.4309 | 20213.7771 | 14998.6772 | 9972.2679 | 5459.5775 | 2840.9921 | 2879.5511 | 2880.1907 | 2866.6033 | 2939.4838 | 3025.7843
Scenario 3: Aggressive Fuel Sub | SCG | Com | BldgEnv | Com - Lodging | Participant Cost Test | Energy Efficiency | 914.3324 | 1129.0843 | 1391.4168 | 3125.2117 | 3834.6435 | 4691.4051 | 5720.1371 | 6946.621 | 8396.0163 | 10090.4444 | 12044.9616 | 14262.2234 | 16725.4909
Scenario 3: Aggressive Fuel Sub | SCG | Com | BldgEnv | Com - Lodging | Program Administrator Cost Test | Energy Efficiency | 261.5322 | 317.0572 | 383.5409 | 805.6485 | 969.7382 | 1163.8191 | 1391.9887 | 1658.2305 | 1965.9954 | 2317.6867 | 2713.4718 | 3150.8701 | 3623.6064
Scenario 3: Aggressive Fuel Sub | SCG | Com | BldgEnv | Com - Lodging | Rate Impact Measure Test | Energy Efficiency | 864.0501 | 1058.2783 | 1292.531 | 2737.8778 | 3330.1868 | 4043.1346 | 4896.8272 | 5552.5667 | 5986.3304 | 6284.4325 | 6361.4282 | 6113.3283 | 5409.1377
Scenario 3: Aggressive Fuel Sub | SCG | Com | BldgEnv | Com - Lodging | Total Resource Cost Test | Energy Efficiency | 798.0145 | 981.8098 | 1205.499 | 2672.9283 | 3268.2377 | 3984.6881 | 4841.9786 | 5860.5368 | 7060.0313 | 8457.3709 | 10063.2814 | 11878.1394 | 13886.3655
Scenario 3: Aggressive Fuel Sub | SCG | Com | BldgEnv | Com - Office (Large) | Participant Cost Test | Energy Efficiency | 13444.8657 | 13686.8995 | 13875.2845 | 14070.2152 | 14304.0532 | 14539.6419 | 14713.1093 | 14878.2289 | 14949.2557 | 14982.5169 | 15046.4161 | 15062.5587 | 15090.8457
Scenario 3: Aggressive Fuel Sub | SCG | Com | BldgEnv | Com - Office (Large) | Program Administrator Cost Test | Energy Efficiency | 3122.0636 | 3196.2874 | 3249.4343 | 3287.9003 | 3334.6593 | 3377.8764 | 3398.3415 | 3413.1733 | 3397.6502 | 3369.6919 | 3349.1201 | 3314.0329 | 3281.3928
Scenario 3: Aggressive Fuel Sub | SCG | Com | BldgEnv | Com - Office (Large) | Rate Impact Measure Test | Energy Efficiency | 14948.897 | 14971.4619 | 14789.7457 | 14493.4695 | 14144.1072 | 13679.0148 | 13015.2314 | 12109.7747 | 10934.6191 | 9624.7337 | 8231.1303 | 6690.889 | 5033.2427
Scenario 3: Aggressive Fuel Sub | SCG | Com | BldgEnv | Com - Office (Large) | Total Resource Cost Test | Energy Efficiency | 11281.5438 | 11491.57 | 11651.0971 | 11810.296 | 12001.7448 | 12192.3079 | 12325.8241 | 12450.1547 | 12490.5733 | 12497.1464 | 12529.5705 | 12519.9146 | 12520.2196
Scenario 3: Aggressive Fuel Sub | SCG | Com | BldgEnv | Com - Office (Small) | Participant Cost Test | Energy Efficiency | 12099.5316 | 8231.8116 | 4413.3312 | 2203.5518 | 898.376 | 14386.4475 | 2248.2295 | 2294.4478 | 2337.7464 | 2377.3362 | 2417.7594 | 2455.2065 | 2493.3562
Scenario 3: Aggressive Fuel Sub | SCG | Com | BldgEnv | Com - Office (Small) | Program Administrator Cost Test | Energy Efficiency | 3155.219 | 2090.4205 | 1079.3075 | 511.0467 | 97.433 | 4250.4812 | 511.7383 | 520.5405 | 527.7743 | 533.3141 | 538.5134 | 542.3393 | 545.8531
Scenario 3: Aggressive Fuel Sub | SCG | Com | BldgEnv | Com - Office (Small) | Rate Impact Measure Test | Energy Efficiency | 10479.2257 | 7248.242 | 4086.1398 | 2244.5647 | 345.7749 | 17539.3221 | 1957.2906 | 1845.5141 | 1697.5671 | 1522.6378 | 1323.0983 | 1094.7462 | 837.19
Scenario 3: Aggressive Fuel Sub | SCG | Com | BldgEnv | Com - Office (Small) | Total Resource Cost Test | Energy Efficiency | 10376.9795 | 7024.2361 | 3738.3721 | 1847.3505 | 687.1696 | 12604.191 | 1878.979 | 1916.5616 | 1951.1725 | 1982.178 | 2013.5643 | 2042.0491 | 2070.8399
Scenario 3: Aggressive Fuel Sub | SCG | Com | BldgEnv | Com - Other | Participant Cost Test | Energy Efficiency | 63636.6036 | 57615.8904 | 49430.1853 | 154638.885 | 110192.5518 | 73805.9839 | 32429.7348 | 5948.7391 | 4945.7674 | 5095.7001 | 5251.0997 | 5397.7979 | 5555.4213
Scenario 3: Aggressive Fuel Sub | SCG | Com | BldgEnv | Com - Other | Program Administrator Cost Test | Energy Efficiency | 36390.1078 | 32298.7957 | 27080.6869 | 38308.226 | 25783.6765 | 18683.1616 | 7798.8317 | 2481.9591 | 2380.617 | 2442.0955 | 2503.6149 | 2557.2847 | 2614.1944
Scenario 3: Aggressive Fuel Sub | SCG | Com | BldgEnv | Com - Other | Rate Impact Measure Test | Energy Efficiency | 109668.4706 | 98767.5443 | 84130.8769 | 124518.1028 | 83568.8549 | 64033.8194 | 26974.4798 | 8506.6752 | 7430.245 | 6779.5434 | 5996.7976 | 5052.1258 | 3950.1125
Scenario 3: Aggressive Fuel Sub | SCG | Com | BldgEnv | Com - Other | Total Resource Cost Test | Energy Efficiency | 66737.0183 | 60036.4517 | 51134.0405 | 131498.124 | 92741.5037 | 63104.1094 | 27488.9441 | 5739.8428 | 4977.9771 | 5121.1767 | 5268.0329 | 5403.5837 | 5548.6696
Scenario 3: Aggressive Fuel Sub | SCG | Com | BldgEnv | Com - Refrig. Warehouse | Participant Cost Test | Energy Efficiency | 2378.5266 | 176.8768 | 1111.4832 | 3985.1498 | 3065.8039 | 3571.183 | 4109.8112 | 4661.0396 | 5202.979 | 5701.7381 | 6120.62 | 6426.546 | 6584.6539
Scenario 3: Aggressive Fuel Sub | SCG | Com | BldgEnv | Com - Refrig. Warehouse | Program Administrator Cost Test | Energy Efficiency | 962.6344 | 79.3638 | 300.4105 | 1344.0662 | 800.0299 | 910.6197 | 1024.9509 | 1137.271 | 1243.1303 | 1334.661 | 1404.1082 | 1446.0289 | 1454.0332
Scenario 3: Aggressive Fuel Sub | SCG | Com | BldgEnv | Com - Refrig. Warehouse | Rate Impact Measure Test | Energy Efficiency | 4176.3507 | 368.1508 | 950.8908 | 5122.7987 | 2659.0817 | 3034.3451 | 3430.8264 | 3619.0625 | 3606.7447 | 3460.0936 | 3161.8594 | 2713.3203 | 2122.5142
Scenario 3: Aggressive Fuel Sub | SCG | Com | BldgEnv | Com - Refrig. Warehouse | Total Resource Cost Test | Energy Efficiency | 2248.0405 | 171.7173 | 960.6488 | 3602.1 | 2631.0134 | 3051.7249 | 3497.9429 | 3951.7283 | 4395.0571 | 4799.4446 | 5134.5671 | 5373.9759 | 5489.3678
Scenario 3: Aggressive Fuel Sub | SCG | Com | BldgEnv | Com - Restaurant | Participant Cost Test | Energy Efficiency | 2870.2552 | 2920.5408 | 2976.7118 | 3039.922 | 3112.4818 | 3173.4695 | 3228.9106 | 3291.5442 | 3352.8321 | 3409.1211 | 3468.5214 | 3523.0919 | 3580.8482
Scenario 3: Aggressive Fuel Sub | SCG | Com | BldgEnv | Com - Restaurant | Program Administrator Cost Test | Energy Efficiency | 1066.0227 | 1100.4742 | 1135.5486 | 1172.0725 | 1211.4759 | 1241.9558 | 1267.4009 | 1295.1167 | 1320.3873 | 1341.5246 | 1362.9732 | 1380.7771 | 1399.0242
Scenario 3: Aggressive Fuel Sub | SCG | Com | BldgEnv | Com - Restaurant | Rate Impact Measure Test | Energy Efficiency | 4556.8915 | 4672.9192 | 4754.7433 | 4803.2384 | 4821.9427 | 4758.5253 | 4629.3959 | 4400.2431 | 4078.3211 | 3687.2359 | 3234.6996 | 2706.2717 | 2102.3499
Scenario 3: Aggressive Fuel Sub | SCG | Com | BldgEnv | Com - Restaurant | Total Resource Cost Test | Energy Efficiency | 2675.762 | 2733.0946 | 2794.7983 | 2862.2096 | 2937.8544 | 2999.5978 | 3054.1472 | 3115.0597 | 3173.3817 | 3225.4928 | 3279.8819 | 3328.5042 | 3379.5473
Scenario 3: Aggressive Fuel Sub | SCG | Com | BldgEnv | Com - Retail | Participant Cost Test | Energy Efficiency | 113924.5912 | 98327.3314 | 79217.9976 | 8024.8437 | 40913.2382 | 31688.4326 | 8971.1879 | 9291.178 | 9575.5524 | 9843.6553 | 10120.4819 | 10361.0366 | 10603.5796
Scenario 3: Aggressive Fuel Sub | SCG | Com | BldgEnv | Com - Retail | Program Administrator Cost Test | Energy Efficiency | 108082.1414 | 91820.8334 | 72244.1471 | 4090.315 | 36330.1821 | 23882.7584 | 4520.6882 | 4655.8524 | 4763.2003 | 4857.0974 | 4953.5176 | 5030.8089 | 5102.73
Scenario 3: Aggressive Fuel Sub | SCG | Com | BldgEnv | Com - Retail | Rate Impact Measure Test | Energy Efficiency | 340982.3794 | 292348.7269 | 232528.3537 | 19003.2753 | 115139.8666 | 86294.7654 | 18400.3945 | 17560.3985 | 16275.7412 | 14693.9741 | 12840.548 | 10635.7981 | 8085.9117
Scenario 3: Aggressive Fuel Sub | SCG | Com | BldgEnv | Com - Retail | Total Resource Cost Test | Energy Efficiency | 149493.0532 | 127814.0868 | 101673.1257 | 8454.3968 | 51514.901 | 37772.3838 | 9416.1354 | 9733.7173 | 10006.2654 | 10257.5978 | 10516.5867 | 10736.4715 | 10955.8669
Scenario 3: Aggressive Fuel Sub | SCG | Com | BldgEnv | Com - School | Participant Cost Test | Energy Efficiency | 3121.8193 | 3182.8868 | 3248.2807 | 3307.8948 | 3338.5256 | 3391.0497 | 3422.8544 | 3453.2552 | 3489.2836 | 3531.4345 | 3564.1253 | 3610.4603 | 3642.0764
Scenario 3: Aggressive Fuel Sub | SCG | Com | BldgEnv | Com - School | Program Administrator Cost Test | Energy Efficiency | 701.0206 | 720.8644 | 741.2166 | 755.6698 | 759.8757 | 770.128 | 773.1755 | 775.1289 | 778.0661 | 782.0923 | 782.782 | 786.6434 | 785.8777
Scenario 3: Aggressive Fuel Sub | SCG | Com | BldgEnv | Com - School | Rate Impact Measure Test | Energy Efficiency | 3323.7685 | 3350.2546 | 3354.6714 | 3317.4691 | 3212.2816 | 3112.0875 | 2958.5491 | 2749.0118 | 2503.2004 | 2233.2868 | 1923.4498 | 1587.9893 | 1205.3475
Scenario 3: Aggressive Fuel Sub | SCG | Com | BldgEnv | Com - School | Total Resource Cost Test | Energy Efficiency | 2605.1722 | 2658.9634 | 2715.9885 | 2766.2913 | 2790.2134 | 2833.0652 | 2857.1189 | 2879.5414 | 2906.4998 | 2938.3936 | 2961.6772 | 2996.4025 | 3018.067
Scenario 3: Aggressive Fuel Sub | SCG | Com | BldgEnv | Com - Warehouse | Participant Cost Test | Energy Efficiency | 58644.4668 | 68214.2306 | 77943.8456 | 157404.9704 | 173076.5352 | 185859.0344 | 194541.4629 | 198195.1794 | 196202.7022 | 188598.3463 | 175969.2468 | 159340.0746 | 140125.8909
Scenario 3: Aggressive Fuel Sub | SCG | Com | BldgEnv | Com - Warehouse | Program Administrator Cost Test | Energy Efficiency | 16506.2376 | 18880.1739 | 21200.789 | 40109.8116 | 43281.829 | 45607.5414 | 46839.8534 | 46822.7351 | 45480.0472 | 42898.0247 | 39275.644 | 34898.9992 | 30126.7893
Scenario 3: Aggressive Fuel Sub | SCG | Com | BldgEnv | Com - Warehouse | Rate Impact Measure Test | Energy Efficiency | 53420.5954 | 61512.793 | 69501.3977 | 131053.0964 | 142751.4394 | 151980.2548 | 157818.8937 | 150305.6612 | 133118.6699 | 112189.6957 | 89197.7335 | 65989.3342 | 44229.1319
Scenario 3: Aggressive Fuel Sub | SCG | Com | BldgEnv | Com - Warehouse | Total Resource Cost Test | Energy Efficiency | 51074.6594 | 59209.9665 | 67423.425 | 134479.6758 | 147365.0769 | 157714.5595 | 164531.1745 | 167070.7764 | 164855.7689 | 157962.8886 | 146925.6165 | 132634.0944 | 116294.5076
Scenario 3: Aggressive Fuel Sub | SCG | Com | FoodServ | Com - College | Participant Cost Test | Energy Efficiency | 160788.7137 | 170800.5608 | 181138.1085 | 191503.7856 | 200890.4201 | 211016.9429 | 265482.7334 | 289782.0301 | 304757.9353 | 319412.315 | 334594.2322 | 352456.9002 | 368397.7137
Scenario 3: Aggressive Fuel Sub | SCG | Com | FoodServ | Com - College | Program Administrator Cost Test | Energy Efficiency | 111860.4032 | 116916.8439 | 122017.1475 | 126973.1105 | 131181.7351 | 135691.1836 | 147792.1847 | 153849.8664 | 157831.2181 | 161325.4838 | 164769.9773 | 169095.2257 | 172273.6007
Scenario 3: Aggressive Fuel Sub | SCG | Com | FoodServ | Com - College | Rate Impact Measure Test | Energy Efficiency | 434636.4622 | 458013.8779 | 463716.2928 | 463971.19 | 457637.1058 | 448867.8255 | 450039.5431 | 433125.2933 | 406683.8063 | 373575.3529 | 334521.457 | 290702.1455 | 236966.9724
Scenario 3: Aggressive Fuel Sub | SCG | Com | FoodServ | Com - College | Total Resource Cost Test | Energy Efficiency | 176535.9983 | 186232.0472 | 196156.7395 | 205996.5451 | 214713.362 | 224090.8137 | 254917.3555 | 270285.035 | 280697.2507 | 290500.7433 | 300482.0632 | 312480.9565 | 322525.2866
Scenario 3: Aggressive Fuel Sub | SCG | Com | FoodServ | Com - Grocery | Participant Cost Test | Energy Efficiency | 1208645.669 | 1292382.5848 | 1373367.1259 | 1455456.4985 | 1538499.9113 | 1621527.3509 | 2729022.1504 | 3248762.95 | 3488112.0105 | 3734057.3178 | 3992614.8409 | 4258852.1023 | 4537004.6569
Scenario 3: Aggressive Fuel Sub | SCG | Com | FoodServ | Com - Grocery | Program Administrator Cost Test | Energy Efficiency | 921116.7343 | 971380.4764 | 1018568.4989 | 1065413.1841 | 1111787.7663 | 1156923.5814 | 1379957.1625 | 1493196.9961 | 1552092.6129 | 1608748.3993 | 1665510.0495 | 1720375.2748 | 1774833.3343
Scenario 3: Aggressive Fuel Sub | SCG | Com | FoodServ | Com - Grocery | Rate Impact Measure Test | Energy Efficiency | 3146569.7695 | 3337033.4409 | 3417086.3442 | 3431875.719 | 3418331.685 | 3372521.1917 | 3633776.1443 | 3626651.3072 | 3469001.4185 | 3259494.1034 | 2997999.028 | 2675849.6113 | 2287524.0631
Scenario 3: Aggressive Fuel Sub | SCG | Com | FoodServ | Com - Grocery | Total Resource Cost Test | Energy Efficiency | 1325922.28 | 1407492.3684 | 1485159.0129 | 1563048.6675 | 1640997.5551 | 1717996.3468 | 2292514.3402 | 2575602.102 | 2717544.8458 | 2859775.2923 | 3006736.9692 | 3154740.2168 | 3306754.3242
Scenario 3: Aggressive Fuel Sub | SCG | Com | FoodServ | Com - Health | Participant Cost Test | Energy Efficiency | 386960.4384 | 414869.3895 | 443526.0717 | 469090.8688 | 496463.1542 | 522517.1484 | 770967.4146 | 881445.1465 | 938785.4403 | 993713.6075 | 1048608.0488 | 1115739.2154 | 1187510.6613
Scenario 3: Aggressive Fuel Sub | SCG | Com | FoodServ | Com - Health | Program Administrator Cost Test | Energy Efficiency | 295097.0468 | 311710.3968 | 328418.1142 | 342643.7323 | 357690.9992 | 371449.5724 | 424917.5676 | 450830.4841 | 466219.0883 | 479339.8756 | 491338.8765 | 507319.2527 | 523859.2704
Scenario 3: Aggressive Fuel Sub | SCG | Com | FoodServ | Com - Health | Rate Impact Measure Test | Energy Efficiency | 1111068.4706 | 1181751.4758 | 1210824.5321 | 1211993.7084 | 1206996.1771 | 1186892.9202 | 1233014.9465 | 1204958.5228 | 1141156.2743 | 1056107.1916 | 952300.6493 | 838365.524 | 702037.1179
Scenario 3: Aggressive Fuel Sub | SCG | Com | FoodServ | Com - Health | Total Resource Cost Test | Energy Efficiency | 435432.4702 | 463340.1986 | 491714.8368 | 516474.855 | 542844.5873 | 567528.6472 | 701552.6856 | 765124.2647 | 801731.2682 | 835194.4587 | 867547.7119 | 908520.0028 | 951833.8021
Scenario 3: Aggressive Fuel Sub | SCG | Com | FoodServ | Com - Lodging | Participant Cost Test | Energy Efficiency | 329784.2414 | 354030.9463 | 378588.5421 | 402668.6573 | 427432.7987 | 452352.1957 | 736980.9497 | 878656.1646 | 943072.6079 | 1009327.3923 | 1078657.9225 | 1150317.7417 | 1224672.1347
Scenario 3: Aggressive Fuel Sub | SCG | Com | FoodServ | Com - Lodging | Program Administrator Cost Test | Energy Efficiency | 254373.9627 | 269121.2504 | 283700.1171 | 297568.1844 | 311516.3921 | 325168.151 | 384198.3618 | 415931.6152 | 432827.2388 | 449140.404 | 465392.0673 | 481256.7909 | 496831.5164
Scenario 3: Aggressive Fuel Sub | SCG | Com | FoodServ | Com - Lodging | Rate Impact Measure Test | Energy Efficiency | 960494.5652 | 1018787.4299 | 1044632.85 | 1049993.6336 | 1047229.9787 | 1034216.9587 | 1097141.2802 | 1089519.5046 | 1038486.2159 | 971046.1735 | 886847.9045 | 783644.9166 | 659127.4485
Scenario 3: Aggressive Fuel Sub | SCG | Com | FoodServ | Com - Lodging | Total Resource Cost Test | Energy Efficiency | 367964.6384 | 392019.9873 | 416098.6676 | 439365.4254 | 463067.9584 | 486651.3392 | 636655.356 | 715210.0093 | 754983.6452 | 794917.0442 | 835965.2455 | 877539.5054 | 919870.8266
Scenario 3: Aggressive Fuel Sub | SCG | Com | FoodServ | Com - Other | Participant Cost Test | Energy Efficiency | 1671792.7841 | 1803178.3317 | 1935587.9976 | 2068468.2881 | 1791492.753 | 2745651.8724 | 2794255.7742 | 3070777.763 | 3258965.0514 | 3456016.5309 | 3660501.1428 | 3869984.1635 | 4087977.7072
Scenario 3: Aggressive Fuel Sub | SCG | Com | FoodServ | Com - Other | Program Administrator Cost Test | Energy Efficiency | 1197547.5416 | 1267855.3181 | 1336495.8111 | 1403106.2621 | 1217358.4095 | 1774399.7059 | 1650347.897 | 1733012.6097 | 1796790.3287 | 1861244.6068 | 1925537.8175 | 1988429.456 | 2051156.9428
Scenario 3: Aggressive Fuel Sub | SCG | Com | FoodServ | Com - Other | Rate Impact Measure Test | Energy Efficiency | 5175397.7011 | 5486763.0884 | 5584245.3626 | 5613625.4923 | 4592698.5369 | 6412506.7108 | 5462460.3449 | 5278263.5399 | 4981835.1807 | 4609073.1167 | 4147112.8843 | 3584373.6514 | 2909324.3431
Scenario 3: Aggressive Fuel Sub | SCG | Com | FoodServ | Com - Other | Total Resource Cost Test | Energy Efficiency | 1868342.1792 | 1999080.4388 | 2129360.2753 | 2258574.181 | 1956638.1417 | 2939602.9413 | 2801845.596 | 2996443.0299 | 3145346.1215 | 3299294.9476 | 3456861.9655 | 3615766.4823 | 3778836.0649
Scenario 3: Aggressive Fuel Sub | SCG | Com | FoodServ | Com - Restaurant | Participant Cost Test | Energy Efficiency | 5080690.0724 | 5474135.2435 | 5872337.7476 | 6280378.4324 | 6701102.1396 | 7110769.8269 | 11535866.3936 | 13761084.7226 | 14816407.7352 | 15909076.7876 | 17055250.2388 | 18242780.7656 | 19485045.2041
Scenario 3: Aggressive Fuel Sub | SCG | Com | FoodServ | Com - Restaurant | Program Administrator Cost Test | Energy Efficiency | 3955347.0529 | 4198407.548 | 4437723.4681 | 4677676.9709 | 4920020.7608 | 5147721.775 | 6076020.143 | 6591261.0712 | 6886561.0549 | 7175470.7668 | 7464680.1391 | 7749098.0219 | 8031760.9159
Scenario 3: Aggressive Fuel Sub | SCG | Com | FoodServ | Com - Restaurant | Rate Impact Measure Test | Energy Efficiency | 15226904.3949 | 16190002.8534 | 16620341.6455 | 16774921.485 | 16791989.1465 | 16603447.1642 | 17574765.2107 | 17472454.8725 | 16707602.4708 | 15671622.2508 | 14351343.0851 | 12708450.4983 | 10703716.0827
Scenario 3: Aggressive Fuel Sub | SCG | Com | FoodServ | Com - Restaurant | Total Resource Cost Test | Energy Efficiency | 5694123.0885 | 6087914.43 | 6481454.9165 | 6880630.3425 | 7288392.8224 | 7679805.1718 | 10024886.5708 | 11278548.3822 | 11950858.5693 | 12631989.5706 | 13334299.0228 | 14048287.1848 | 14781851.3943
Scenario 3: Aggressive Fuel Sub | SCG | Com | FoodServ | Com - Retail | Participant Cost Test | Energy Efficiency | 4386.5978 | 4962.0687 | 5531.1208 | 6168.4578 | 0 | 16086.9631 | 8348.2615 | 9177.2503 | 9989.1374 | 10813.4338 | 11690.4532 | 12559.804 | 13469.7253
Scenario 3: Aggressive Fuel Sub | SCG | Com | FoodServ | Com - Retail | Program Administrator Cost Test | Energy Efficiency | 1941.1681 | 2152.7715 | 2352.6003 | 2572.2396 | 0 | 6447.7553 | 3280.4268 | 3535.4664 | 3772.7841 | 4004.0309 | 4243.8983 | 4470.0905 | 4699.9368
Scenario 3: Aggressive Fuel Sub | SCG | Com | FoodServ | Com - Retail | Rate Impact Measure Test | Energy Efficiency | 23214.4189 | 24756.9472 | 25804.3844 | 26674.8265 | 0 | 58250.852 | 27172.4622 | 26412.0512 | 24868.507 | 22598.6872 | 19609.5938 | 15695.0633 | 10845.1671
Scenario 3: Aggressive Fuel Sub | SCG | Com | FoodServ | Com - Retail | Total Resource Cost Test | Energy Efficiency | 3916.7565 | 4411.8222 | 4897.2622 | 5439.137 | 0 | 14071.3937 | 7273.6921 | 7965.1537 | 8636.9194 | 9314.7253 | 10033.1949 | 10740.3357 | 11477.4685
Scenario 3: Aggressive Fuel Sub | SCG | Com | FoodServ | Com - School | Participant Cost Test | Energy Efficiency | 443787.3006 | 473027.7935 | 502525.7739 | 531598.0948 | 558466.2514 | 586904.0374 | 706215.5333 | 776559.2783 | 816901.179 | 858627.3108 | 900317.4714 | 944251.6872 | 987761.7628
Scenario 3: Aggressive Fuel Sub | SCG | Com | FoodServ | Com - School | Program Administrator Cost Test | Energy Efficiency | 285726.878 | 298230.782 | 310325.9761 | 321641.7531 | 331230.8845 | 341180.3695 | 366127.1714 | 381256.9075 | 390479.1312 | 399568.6863 | 407921.9048 | 416506.3236 | 424206.9398
Scenario 3: Aggressive Fuel Sub | SCG | Com | FoodServ | Com - School | Rate Impact Measure Test | Energy Efficiency | 1204909.2302 | 1257316.7747 | 1266368.3034 | 1259654.4859 | 1236432.5504 | 1205148.9032 | 1189279.9446 | 1139777.3842 | 1065179.9527 | 975935.7323 | 868790.2123 | 744656.0898 | 598815.8235
Scenario 3: Aggressive Fuel Sub | SCG | Com | FoodServ | Com - School | Total Resource Cost Test | Energy Efficiency | 471697.6264 | 498801.5745 | 525811.0584 | 552044.6688 | 575743.053 | 600707.2015 | 668942.0205 | 712349.7217 | 740737.6322 | 769690.1015 | 797968.3669 | 827553.9506 | 856132.3149
Scenario 3: Aggressive Fuel Sub | SCG | Com | HVAC | Com - College | Participant Cost Test | Energy Efficiency | 833932.3792 | 856946.6984 | 882907.0846 | 910142.4078 | 1028681.4714 | 581328.3421 | 124461.9663 | 128233.7847 | 131872.8801 | 114011.0917 | 137646.7385 | 146299.6435 | 149659.5859
Scenario 3: Aggressive Fuel Sub | SCG | Com | HVAC | Com - College | Program Administrator Cost Test | Energy Efficiency | 74948.2736 | 75477.2121 | 76330.2354 | 77268.5752 | 84581.5639 | 13069.6679 | 14713.7682 | 14857.8301 | 14975.3318 | 13684.0984 | 15014.4607 | 15639.3003 | 15678.2451
Scenario 3: Aggressive Fuel Sub | SCG | Com | HVAC | Com - College | Rate Impact Measure Test | Energy Efficiency | 306410.789 | 298740.0896 | 293420.2793 | 287292.2075 | 302029.668 | 148818.1005 | 144946.0105 | 132049.3512 | 117372.659 | 96798.865 | 81893.3416 | 64110.1398 | 41040.6322
Scenario 3: Aggressive Fuel Sub | SCG | Com | HVAC | Com - College | Total Resource Cost Test | Energy Efficiency | 235064.3631 | 240146.9708 | 246126.6494 | 252442.9872 | 328580.5233 | 177121.0873 | 98892.0942 | 101647.3257 | 104288.3556 | 90930.9199 | 108360.4091 | 114916.6288 | 117298.8427
Scenario 3: Aggressive Fuel Sub | SCG | Com | HVAC | Com - Grocery | Participant Cost Test | Energy Efficiency | 108486.3216 | 113346.1884 | 116957.8648 | 121226.1738 | 125964.0391 | 130888.5277 | 135128.5046 | 140220.3135 | 144588.3102 | 148402.1846 | 152752.8911 | 156679.0338 | 160866.9107
Scenario 3: Aggressive Fuel Sub | SCG | Com | HVAC | Com - Grocery | Program Administrator Cost Test | Energy Efficiency | 16478.7066 | 16878.9163 | 17073.0482 | 17341.4789 | 17653.3629 | 17967.4153 | 18167.4344 | 18461.0643 | 18641.5293 | 18737.2267 | 18887.9101 | 18974.753 | 19082.8828
Scenario 3: Aggressive Fuel Sub | SCG | Com | HVAC | Com - Grocery | Rate Impact Measure Test | Energy Efficiency | 73800.3907 | 73522.7957 | 71994.176 | 70414.6233 | 68575.7064 | 66259.4304 | 62988.7866 | 59457.8554 | 54902.3139 | 49334.3987 | 43182.5299 | 36092.1943 | 28125.8157
Scenario 3: Aggressive Fuel Sub | SCG | Com | HVAC | Com - Grocery | Total Resource Cost Test | Energy Efficiency | 86798.9142 | 90464.5353 | 93120.6303 | 96285.3264 | 99807.3452 | 103461.4291 | 106561.2136 | 110318.9645 | 113495.4779 | 116228.2489 | 119373.0349 | 122178.559 | 125181.3241
Scenario 3: Aggressive Fuel Sub | SCG | Com | HVAC | Com - Health | Participant Cost Test | Energy Efficiency | 2419183.0442 | 2519605.0427 | 2593973.4311 | 2621188.9057 | 2623576.0362 | 2077902.7541 | 1481148.3459 | 1369958.6571 | 1244999.9831 | 1109484.7092 | 973315.987 | 854650.2176 | 747392.4126
Scenario 3: Aggressive Fuel Sub | SCG | Com | HVAC | Com - Health | Program Administrator Cost Test | Energy Efficiency | 561321.3223 | 574502.2065 | 578652.0498 | 569859.9681 | 552886.7184 | 448996.8955 | 416326.3284 | 377520.2761 | 336356.3422 | 293865.7805 | 252742.9308 | 217576.2103 | 186539.1025
Scenario 3: Aggressive Fuel Sub | SCG | Com | HVAC | Com - Health | Rate Impact Measure Test | Energy Efficiency | 1562129.9307 | 1602572.3982 | 1618159.6992 | 1593730.6549 | 1545897.4747 | 1316004.512 | 1225587.4246 | 1113667.9415 | 990623.7415 | 773737.3202 | 577834.1328 | 413855.3405 | 274935.631
Scenario 3: Aggressive Fuel Sub | SCG | Com | HVAC | Com - Health | Total Resource Cost Test | Energy Efficiency | 1642587.1605 | 1706563.7152 | 1745539.6275 | 1746262.3826 | 1721873.5152 | 1494467.9109 | 1311138.1693 | 1207734.5032 | 1093138.8434 | 970279.3948 | 847863.7733 | 741624.9543 | 646092.8799
Scenario 3: Aggressive Fuel Sub | SCG | Com | HVAC | Com - Lodging | Participant Cost Test | Energy Efficiency | 1618405.313 | 1675202.145 | 1705273.9182 | 1703905.0091 | 1675002.5745 | 1407365.7646 | 1105394.4372 | 1000803.2394 | 181107.9018 | 184503.3648 | 188381.6 | 192088.3431 | 424931.1749
Scenario 3: Aggressive Fuel Sub | SCG | Com | HVAC | Com - Lodging | Program Administrator Cost Test | Energy Efficiency | 275098.05 | 279309.7492 | 278206.6512 | 271311.4672 | 259512.9931 | 211282.1272 | 191644.0035 | 170101.5021 | 30280.7579 | 30225.3065 | 30238.4269 | 30213.6669 | 66183.8129
Scenario 3: Aggressive Fuel Sub | SCG | Com | HVAC | Com - Lodging | Rate Impact Measure Test | Energy Efficiency | 769809.9949 | 783413.0983 | 782095.7431 | 763717.2639 | 730655.0771 | 620933.2552 | 565420.9034 | 502704.6681 | 89181.7217 | 79582.0717 | 69132.6762 | 57469.9199 | 97546.7777
Scenario 3: Aggressive Fuel Sub | SCG | Com | HVAC | Com - Lodging | Total Resource Cost Test | Energy Efficiency | 1138592.3829 | 1175447.058 | 1189968.4802 | 1178926.4478 | 1144913.77 | 1018057.1916 | 900058.1237 | 812649.0561 | 146728.7525 | 149069.0374 | 151792.4476 | 154370.8524 | 341063.0249
Scenario 3: Aggressive Fuel Sub | SCG | Com | HVAC | Com - Office (Large) | Participant Cost Test | Energy Efficiency | 6354804.0176 | 6477503.816 | 6586475.7471 | 6703599.5807 | 6838887.1879 | 3492371.4068 | 2674.09 | 2690.2972 | 2686.2401 | 2677.6467 | 2681.9753 | 2678.274 | 2681.6383
Scenario 3: Aggressive Fuel Sub | SCG | Com | HVAC | Com - Office (Large) | Program Administrator Cost Test | Energy Efficiency | 530124.1934 | 529762.2244 | 528110.0245 | 526959.9628 | 527052.0153 | 229.7052 | 226.3127 | 223.2199 | 218.513 | 213.5431 | 209.6944 | 205.2991 | 201.5264
Scenario 3: Aggressive Fuel Sub | SCG | Com | HVAC | Com - Office (Large) | Rate Impact Measure Test | Energy Efficiency | 1207578.5237 | 1181388.2646 | 1148831.1873 | 1113819.8455 | 1077886.6282 | 852.1876 | 787.8202 | 720.3591 | 643.5561 | 562.2508 | 479.4144 | 390.5028 | 297.0251
Scenario 3: Aggressive Fuel Sub | SCG | Com | HVAC | Com - Office (Large) | Total Resource Cost Test | Energy Efficiency | 1750675.9621 | 1774891.9434 | 1795192.1137 | 1817580.4926 | 1844731.678 | 699956.1222 | 2020.9896 | 2030.2967 | 2024.3552 | 2015.0649 | 2015.5589 | 2010.0717 | 2009.9408
Scenario 3: Aggressive Fuel Sub | SCG | Com | HVAC | Com - Office (Small) | Participant Cost Test | Energy Efficiency | 1329693.7264 | 1368367.6433 | 1403388.8473 | 1439989.5409 | 996772.8048 | 81.993 | 78.0574 | 74.3106 | 70.7437 | 67.348 | 64.1153 | 61.0378 | 58.108
Scenario 3: Aggressive Fuel Sub | SCG | Com | HVAC | Com - Office (Small) | Program Administrator Cost Test | Energy Efficiency | 226349.5056 | 228331.5323 | 229867.3348 | 231311.1666 | 153620.4655 | 46577.8344 | 4614.7224 | 4621.4472 | 4622.3522 | 4615.5317 | 4613.988 | 4606.7459 | 4603.4438
Scenario 3: Aggressive Fuel Sub | SCG | Com | HVAC | Com - Office (Small) | Rate Impact Measure Test | Energy Efficiency | 677003.1816 | 664230.4501 | 647363.7659 | 627747.2565 | 314103.3407 | 1214563.3066 | 109276.7816 | 97865.1387 | 85324.9313 | 71626.5705 | 56904.0065 | 40862.5373 | 23487.6306
Scenario 3: Aggressive Fuel Sub | SCG | Com | HVAC | Com - Office (Small) | Total Resource Cost Test | Energy Efficiency | 470755.4027 | 480278.1869 | 488666.8414 | 497289.2192 | 338041.965 | 46627.0971 | 4661.7723 | 4666.3803 | 4665.2608 | 4656.5042 | 4653.109 | 4644.0965 | 4639.102
Scenario 3: Aggressive Fuel Sub | SCG | Com | HVAC | Com - Other | Participant Cost Test | Energy Efficiency | 272715.817 | 279951.0763 | 287336.3894 | 294299.2997 | 62255.5825 | 551992.3882 | 316983.8568 | 324517.7871 | 291312.5218 | 300771.4662 | 310887.7678 | 320546.3975 | 331331.4224
Scenario 3: Aggressive Fuel Sub | SCG | Com | HVAC | Com - Other | Program Administrator Cost Test | Energy Efficiency | 173135.3188 | 175863.5903 | 178750.8601 | 181291.0935 | 17770.1418 | 351779.7384 | 189275.8114 | 191535.4872 | 186016.4316 | 188342.3179 | 190883.1272 | 192951.3855 | 195490.5031
Scenario 3: Aggressive Fuel Sub | SCG | Com | HVAC | Com - Other | Rate Impact Measure Test | Energy Efficiency | 4313663.3141 | 4230941.1318 | 4118129.2162 | 3962724.6075 | 207290.3132 | 6856556.1253 | 3319032.4328 | 3023205.322 | 2634342.6984 | 2252219.5947 | 1825381.535 | 1341507.6603 | 802513.0399
Scenario 3: Aggressive Fuel Sub | SCG | Com | HVAC | Com - Other | Total Resource Cost Test | Energy Efficiency | 352264.8279 | 360194.6324 | 368388.6385 | 375956.8987 | 57032.7481 | 720274.2305 | 400239.7601 | 407908.9095 | 381896.4733 | 390792.3922 | 400348.2524 | 409124.5438 | 419133.9927
Scenario 3: Aggressive Fuel Sub | SCG | Com | HVAC | Com - Restaurant | Participant Cost Test | Energy Efficiency | 5370794.3773 | 5673271.8056 | 5936084.2277 | 6176216.8213 | 6408114.0496 | 6622130.6391 | 6829724.1095 | 7045475.3246 | 7264421.6638 | 7485357.7365 | 7715484.084 | 7949903.9961 | 8194436.638
Scenario 3: Aggressive Fuel Sub | SCG | Com | HVAC | Com - Restaurant | Program Administrator Cost Test | Energy Efficiency | 1414197.4467 | 1464016.8532 | 1501383.797 | 1531154.3391 | 1557206.0769 | 1577482.8035 | 1594921.9502 | 1612937.7613 | 1630374.608 | 1646975.4055 | 1664280.091 | 1681203.5997 | 1698916.1317
Scenario 3: Aggressive Fuel Sub | SCG | Com | HVAC | Com - Restaurant | Rate Impact Measure Test | Energy Efficiency | 6549545.0918 | 6585706.8884 | 6528855.058 | 6400277.8805 | 6214959.4887 | 5962863.8817 | 5653558.6567 | 5296761.2358 | 4882073.913 | 4403805.343 | 3858067.0381 | 3234991.6014 | 2523517.9162
Scenario 3: Aggressive Fuel Sub | SCG | Com | HVAC | Com - Restaurant | Total Resource Cost Test | Energy Efficiency | 4694735.0307 | 4939360.2276 | 5148017.2598 | 5335799.8727 | 5515379.6821 | 5678602.5857 | 5835443.5785 | 5998387.8512 | 6163181.9641 | 6328807.0349 | 6501334.0756 | 6676606.6445 | 6859482.9511
Scenario 3: Aggressive Fuel Sub | SCG | Com | HVAC | Com - Retail | Participant Cost Test | Energy Efficiency | 1128572.3823 | 1165574.6432 | 1199635.8316 | 1235369.9344 | 970160.7006 | 821889.5498 | 1129.4912 | 1155.6172 | 1177.0409 | 1197.6342 | 1221.5631 | 1243.349 | 1267.7042
Scenario 3: Aggressive Fuel Sub | SCG | Com | HVAC | Com - Retail | Program Administrator Cost Test | Energy Efficiency | 102589.3329 | 103896.1389 | 104812.0813 | 105840.7764 | 74812.9637 | 19149.9361 | 9187.5101 | 9326.4981 | 9410.1269 | 9476.1538 | 9562.0164 | 9618.8833 | 9687.9024
Scenario 3: Aggressive Fuel Sub | SCG | Com | HVAC | Com - Retail | Rate Impact Measure Test | Energy Efficiency | 607906.7941 | 595864.9805 | 576139.5878 | 555185.7682 | 153110.9755 | 657997.447 | 286410.6193 | 259560.1965 | 227770.6767 | 192228.4404 | 153427.7764 | 110056.5415 | 62388.827
Scenario 3: Aggressive Fuel Sub | SCG | Com | HVAC | Com - Retail | Total Resource Cost Test | Energy Efficiency | 319575 | 328180.1519 | 335833.4652 | 343930.1703 | 261637.5914 | 184493.6337 | 9920.3059 | 10078.4207 | 10178.0149 | 10259.4099 | 10362.8134 | 10435.7595 | 10522.5326
Scenario 3: Aggressive Fuel Sub | SCG | Com | HVAC | Com - School | Participant Cost Test | Energy Efficiency | 2226776.189 | 1965687.3465 | 2006383.479 | 2045588.4488 | 1924630.3828 | 541172.9689 | 540742.5143 | 543507.1282 | 548604.7578 | 555937.1171 | 561722.3716 | 571260.7369 | 577992.0157
Scenario 3: Aggressive Fuel Sub | SCG | Com | HVAC | Com - School | Program Administrator Cost Test | Energy Efficiency | 288698.5595 | 288282.3448 | 288382.075 | 288159.1274 | 286074.96 | 79831.4726 | 78551.0136 | 77395.7828 | 76581.2807 | 76074.3382 | 75349.5192 | 75116.7418 | 74500.9545
Scenario 3: Aggressive Fuel Sub | SCG | Com | HVAC | Com - School | Rate Impact Measure Test | Energy Efficiency | 1173951.3293 | 1133032.6663 | 1091084.6677 | 1043305.581 | 982665.8128 | 522087.1791 | 475052.2878 | 426341.7998 | 376620.0484 | 324996.8966 | 268594.3774 | 209509.2353 | 144219.4563
Scenario 3: Aggressive Fuel Sub | SCG | Com | HVAC | Com - School | Total Resource Cost Test | Energy Efficiency | 948790.2405 | 898695.8774 | 910552.9809 | 921400.5202 | 895242.2128 | 435723.5177 | 435716.7231 | 436809.3803 | 439783.3088 | 444545.4416 | 448065.7375 | 454571.3887 | 458832.8511
Scenario 3: Aggressive Fuel Sub | SCG | Com | HVAC | Com - Warehouse | Participant Cost Test | Energy Efficiency | 82.7864 | 89.2965 | 94.2804 | 100.5903 | 108.4991 | 115.7591 | 122.1503 | 129.0772 | 134.947 | 140.8587 | 147.0964 | 152.5917 | 159.0093
Scenario 3: Aggressive Fuel Sub | SCG | Com | HVAC | Com - Warehouse | Program Administrator Cost Test | Energy Efficiency | 7.1661 | 7.5781 | 7.8441 | 8.205 | 8.6766 | 9.0756 | 9.3889 | 9.7268 | 9.9698 | 10.2025 | 10.4454 | 10.6231 | 10.8528
Scenario 3: Aggressive Fuel Sub | SCG | Com | HVAC | Com - Warehouse | Rate Impact Measure Test | Energy Efficiency | 32.5018 | 33.4037 | 33.4401 | 33.6356 | 33.9711 | 33.6699 | 32.684 | 31.3897 | 29.3626 | 26.8627 | 23.8807 | 20.2064 | 15.9958
Scenario 3: Aggressive Fuel Sub | SCG | Com | HVAC | Com - Warehouse | Total Resource Cost Test | Energy Efficiency | 62.6725 | 67.501 | 71.1651 | 75.8198 | 81.6668 | 87.0117 | 91.692 | 96.7634 | 101.0324 | 105.3239 | 109.8503 | 113.8142 | 118.4579
Scenario 3: Aggressive Fuel Sub | SCG | Com | WaterHeat | Com - College | Participant Cost Test | Energy Efficiency | 335171.6529 | 332409.777 | 289359.5898 | 296598.1807 | 296622.5828 | 140494.8528 | 34764.3663 | 30344.0233 | 18446.2155 | 17134.4138 | 15922.6386 | 14805.1419 | 13770.8949
Scenario 3: Aggressive Fuel Sub | SCG | Com | WaterHeat | Com - College | Program Administrator Cost Test | Energy Efficiency | 158878.4945 | 149219.3382 | 146069.3371 | 144544.9433 | 141006.0499 | 29379.0736 | 28023.0523 | 25156.9662 | 20844.7276 | 19036.1953 | 17392.3565 | 15902.6779 | 14549.4553
Scenario 3: Aggressive Fuel Sub | SCG | Com | WaterHeat | Com - College | Rate Impact Measure Test | Energy Efficiency | 706456.2293 | 671237.0504 | 647621.8233 | 624747.3612 | 593145.4195 | 61066.0264 | 58659.3092 | 53239.3084 | 44686.9993 | 41061.1719 | 34580.924 | 27023.3837 | 19902.528
Scenario 3: Aggressive Fuel Sub | SCG | Com | WaterHeat | Com - College | Total Resource Cost Test | Energy Efficiency | 364797.2958 | 357167.3205 | 311721.7815 | 316173.4609 | 314133.7899 | 116539.6742 | 41703.2189 | 36708.4343 | 25449.1341 | 23370.5936 | 21475.0209 | 19749.6699 | 18173.9754
Scenario 3: Aggressive Fuel Sub | SCG | Com | WaterHeat | Com - Grocery | Participant Cost Test | Energy Efficiency | 216476.1296 | 125681.779 | 72565.5141 | 69556.4376 | 68408.4658 | 52769.8522 | 36457.1733 | 35012.1163 | 33701.2515 | 32529.1607 | 31483.091 | 30548.9752 | 29723.4248
Scenario 3: Aggressive Fuel Sub | SCG | Com | WaterHeat | Com - Grocery | Program Administrator Cost Test | Energy Efficiency | 260668.6452 | 143278.5297 | 75459.392 | 70325.4662 | 67319.3302 | 49937.4084 | 47403.279 | 45139.9856 | 43106.0906 | 41285.7631 | 39666.2579 | 38222.2196 | 36944.1459
Scenario 3: Aggressive Fuel Sub | SCG | Com | WaterHeat | Com - Grocery | Rate Impact Measure Test | Energy Efficiency | 575723.3166 | 347209.3956 | 213530.1857 | 202354.2086 | 195122.4275 | 127893.9299 | 124377.0539 | 121531.727 | 119230.7891 | 107850.7666 | 92109.2529 | 74035.8077 | 55292.9083
Scenario 3: Aggressive Fuel Sub | SCG | Com | WaterHeat | Com - Grocery | Total Resource Cost Test | Energy Efficiency | 318825.6382 | 181341.2 | 101896.2168 | 96462.8826 | 93670.1508 | 70532.9249 | 57445.4204 | 54950.4698 | 52703.96 | 50697.834 | 48915.0662 | 47326.8215 | 45924.3044
Scenario 3: Aggressive Fuel Sub | SCG | Com | WaterHeat | Com - Health | Participant Cost Test | Energy Efficiency | 17421910.696 | 13426182.7276 | 9576730.0927 | 6625410.2187 | 4587895.1192 | 2944366.2912 | 1787734.0888 | 1093636.3743 | 25687.8497 | 23986.0721 | 23405.7925 | 21917.3316 | 20546.5907
Scenario 3: Aggressive Fuel Sub | SCG | Com | WaterHeat | Com - Health | Program Administrator Cost Test | Energy Efficiency | 3323494.3832 | 2537578.3431 | 1854555.5025 | 1339791.3359 | 991646.3128 | 470334.0918 | 306237.2622 | 193370.9517 | 29528.1528 | 27161.6414 | 25175.429 | 23225.4832 | 21462.0098
Scenario 3: Aggressive Fuel Sub | SCG | Com | WaterHeat | Com - Health | Rate Impact Measure Test | Energy Efficiency | 9061784.8103 | 7168446.386 | 5461958.9939 | 4129331.7284 | 3196014.419 | 1215793.7166 | 797014.9343 | 505740.6086 | 65987.1241 | 60471.5827 | 51406.2953 | 40392.2321 | 29845.0672
Scenario 3: Aggressive Fuel Sub | SCG | Com | WaterHeat | Com - Health | Total Resource Cost Test | Energy Efficiency | 12219606.7302 | 9418614.8458 | 6748692.5304 | 4728867.1614 | 3340985.1774 | 2006180.5533 | 1218557.2302 | 749780.4654 | 36057.1219 | 33346.4297 | 31546.5887 | 29274.8533 | 27210.3029
Scenario 3: Aggressive Fuel Sub | SCG | Com | WaterHeat | Com - Lodging | Participant Cost Test | Energy Efficiency | 5174051.5146 | 4389570.4451 | 3589206.7623 | 3039189.9604 | 2670508.1345 | 1364160.3437 | 171678.3813 | 158367.727 | 27136.5303 | 23783.608 | 21119.3237 | 18967.045 | 17361.2791
Scenario 3: Aggressive Fuel Sub | SCG | Com | WaterHeat | Com - Lodging | Program Administrator Cost Test | Energy Efficiency | 1936867.2577 | 1799050.0556 | 1675042.3598 | 1583952.9031 | 1527732.1361 | 86999.2296 | 53621.3926 | 47967.8924 | 26037.2435 | 23332.3277 | 21054.959 | 19116.1392 | 17471.0339
Scenario 3: Aggressive Fuel Sub | SCG | Com | WaterHeat | Com - Lodging | Rate Impact Measure Test | Energy Efficiency | 8774074.1733 | 8261605.2002 | 7743771.1048 | 7254560.9103 | 6811871.5621 | 208368.367 | 125429.219 | 113954.5253 | 59133.7108 | 52705.4708 | 43698.6506 | 33663.436 | 24464.0453
Scenario 3: Aggressive Fuel Sub | SCG | Com | WaterHeat | Com - Lodging | Total Resource Cost Test | Energy Efficiency | 4656791.2604 | 4113805.3306 | 3547380.9008 | 3170033.1638 | 2921388.8733 | 974211.5221 | 138865.6399 | 126460.2164 | 35271.4408 | 31126.6771 | 27764.1183 | 24994.6898 | 22787.8003
Scenario 3: Aggressive Fuel Sub | SCG | Com | WaterHeat | Com - Office (Large) | Participant Cost Test | Energy Efficiency | 899740.3749 | 904224.6866 | 853428.0786 | 858887.3507 | 867321.499 | 446577.5924 | 65459.3488 | 60442.6086 | 52994.0497 | 49117.4412 | 45525.596 | 42197.4483 | 39113.5094
Scenario 3: Aggressive Fuel Sub | SCG | Com | WaterHeat | Com - Office (Large) | Program Administrator Cost Test | Energy Efficiency | 378853.1866 | 366988.7326 | 355406.1734 | 344950.1916 | 335623.7866 | 79544.6314 | 72308.3538 | 65737.3734 | 59130.8479 | 53805.9582 | 48960.3648 | 44553.1493 | 40544.6833
Scenario 3: Aggressive Fuel Sub | SCG | Com | WaterHeat | Com - Office (Large) | Rate Impact Measure Test | Energy Efficiency | 1596730.7485 | 1531373.0794 | 1458881.9931 | 1384765.4672 | 1309565.5294 | 160572.483 | 147354.0619 | 135353.8899 | 123195.8831 | 113563.3937 | 95414.4104 | 74227.7929 | 54706.2655
Scenario 3: Aggressive Fuel Sub | SCG | Com | WaterHeat | Com - Office (Large) | Total Resource Cost Test | Energy Efficiency | 914787.0048 | 910219.0529 | 850640.3054 | 847565.6731 | 847493.15 | 360853.1645 | 89363.3487 | 81601.1343 | 72095.8406 | 65983.9894 | 60396.5907 | 55288.7453 | 50618.7873
Scenario 3: Aggressive Fuel Sub | SCG | Com | WaterHeat | Com - Office (Small) | Participant Cost Test | Energy Efficiency | 45885.0376 | 43534.9507 | 41378.0335 | 39414.794 | 33286.6858 | 24258.3951 | 22482.7132 | 20837.6109 | 19311.0468 | 17899.1111 | 16590.804 | 15378.4703 | 14255.0267
Scenario 3: Aggressive Fuel Sub | SCG | Com | WaterHeat | Com - Office (Small) | Program Administrator Cost Test | Energy Efficiency | 53560.3139 | 49792.0562 | 46346.1463 | 43145.9034 | 36796.0311 | 28597.8463 | 26019.4316 | 23674.6533 | 21541.4801 | 19602.159 | 17837.3913 | 16232.2041 | 14772.1752
Scenario 3: Aggressive Fuel Sub | SCG | Com | WaterHeat | Com - Office (Small) | Rate Impact Measure Test | Energy Efficiency | 144555.0663 | 136081.1314 | 127882.8059 | 119904.7934 | 93357.5667 | 57737.9038 | 53031.7519 | 48753.4175 | 44878.8038 | 41371.3028 | 34758.5834 | 27039.6549 | 19930.0841
Scenario 3: Aggressive Fuel Sub | SCG | Com | WaterHeat | Com - Office (Small) | Total Resource Cost Test | Energy Efficiency | 68475.9045 | 64353.3473 | 60599.8576 | 57172.3654 | 47726.4377 | 34283.8555 | 31367.4816 | 28702.5945 | 26265.0187 | 24039.364 | 22004.5869 | 20144.3384 | 18443.4673
Scenario 3: Aggressive Fuel Sub | SCG | Com | WaterHeat | Com - Other | Participant Cost Test | Energy Efficiency | 1678142.4587 | 1633789.5483 | 1154011.4674 | 1145905.4524 | 903508.6224 | 461900.1152 | 167344.2516 | 155944.2462 | 135070.1035 | 129277.5156 | 124059.0911 | 119363.8261 | 115171.0723
Scenario 3: Aggressive Fuel Sub | SCG | Com | WaterHeat | Com - Other | Program Administrator Cost Test | Energy Efficiency | 1048096.624 | 983460.6778 | 964722.9798 | 949815.6712 | 742449.7522 | 209114.9764 | 192488.3001 | 181015.7041 | 168335.2672 | 159743.8266 | 152057.2965 | 145195.4019 | 139108.4306
Scenario 3: Aggressive Fuel Sub | SCG | Com | WaterHeat | Com - Other | Rate Impact Measure Test | Energy Efficiency | 5083301.3359 | 4860914.6206 | 4708101.3731 | 4539714.6103 | 3306904.7377 | 513153.4198 | 480164.5626 | 463164.0786 | 443872.1536 | 402895.3913 | 343810.8774 | 275508.6463 | 205367.3458
Scenario 3: Aggressive Fuel Sub | SCG | Com | WaterHeat | Com - Other | Total Resource Cost Test | Energy Efficiency | 2106188.1232 | 2040881.7037 | 1557331.7774 | 1545258.2697 | 1208817.2446 | 460874.6568 | 243801.4758 | 228620.4814 | 205883.8899 | 196258.3395 | 187652.3707 | 179963.8875 | 173143.5839
Scenario 3: Aggressive Fuel Sub | SCG | Com | WaterHeat | Com - Refrig. Warehouse | Participant Cost Test | Energy Efficiency | 21676.2095 | 6216.4955 | 6300.1179 | 7157.3611 | 5194.7316 | 3858.3477 | 3573.5577 | 3310.0055 | 3066.0806 | 2840.2975 | 2631.2865 | 2438.6469 | 2259.444
Scenario 3: Aggressive Fuel Sub | SCG | Com | WaterHeat | Com - Refrig. Warehouse | Program Administrator Cost Test | Energy Efficiency | 27750.3297 | 7894.6578 | 7859.6957 | 9010.7417 | 6338.8401 | 4552.848 | 4139.7108 | 3764.3693 | 3423.3295 | 3113.4251 | 2831.4619 | 2575.3377 | 2342.4411
Scenario 3: Aggressive Fuel Sub | SCG | Com | WaterHeat | Com - Refrig. Warehouse | Rate Impact Measure Test | Energy Efficiency | 69697.8777 | 20638.9066 | 18952.6749 | 29970.1177 | 16775.3823 | 9194.6988 | 8439.3565 | 7753.3693 | 7132.9108 | 6571.5029 | 5523.1862 | 4298.6121 | 3164.2255
Scenario 3: Aggressive Fuel Sub | SCG | Com | WaterHeat | Com - Refrig. Warehouse | Total Resource Cost Test | Energy Efficiency | 33143.8815 | 9485.3954 | 9419.17 | 11127.2165 | 7721.3759 | 5462.2945 | 4994.0701 | 4566.6936 | 4176.5296 | 3820.2738 | 3494.825 | 3198.1398 | 2926.5538
Scenario 3: Aggressive Fuel Sub | SCG | Com | WaterHeat | Com - Restaurant | Participant Cost Test | Energy Efficiency | 717060.1522 | 736993.4113 | 753970.1398 | 767891.2385 | 782868.8763 | 78588.1875 | 79416.5533 | 80410.3425 | 81541.2002 | 82795.1996 | 84191.9184 | 85707.9757 | 87360.8004
Scenario 3: Aggressive Fuel Sub | SCG | Com | WaterHeat | Com - Restaurant | Program Administrator Cost Test | Energy Efficiency | 673610.4223 | 678701.9434 | 680884.8006 | 680205.3045 | 680162.5941 | 119955.0119 | 120035.4054 | 120337.7173 | 120810.8286 | 121428.1165 | 122213.9063 | 123128.7583 | 124194.2542
Scenario 3: Aggressive Fuel Sub | SCG | Com | WaterHeat | Com - Restaurant | Rate Impact Measure Test | Energy Efficiency | 3970105.0855 | 3901435.6754 | 3796038.0314 | 3655088.7822 | 3499577.6402 | 387415.6688 | 394043.5811 | 402021.6287 | 410984.1437 | 368773.5003 | 318850.0132 | 261750.9456 | 197424.6232
Scenario 3: Aggressive Fuel Sub | SCG | Com | WaterHeat | Com - Restaurant | Total Resource Cost Test | Energy Efficiency | 1093358.884 | 1115455.462 | 1132844.6518 | 1145446.0527 | 1159410.4789 | 145729.7402 | 146275.1055 | 147083.0892 | 148094.3054 | 149278.756 | 150669.449 | 152219.455 | 153957.5283
Scenario 3: Aggressive Fuel Sub | SCG | Com | WaterHeat | Com - Retail | Participant Cost Test | Energy Efficiency | 357575.6137 | 248136.3854 | 198684.3293 | 149178.4072 | 150925.9976 | 115733.7086 | 99581.6689 | 91073.1327 | 77518.9093 | 71877.6348 | 66647.0793 | 61797.3164 | 57300.6033
Scenario 3: Aggressive Fuel Sub | SCG | Com | WaterHeat | Com - Retail | Program Administrator Cost Test | Energy Efficiency | 325759.3196 | 203205.37 | 184177.865 | 160895.8219 | 146644.0268 | 119007.4731 | 106503.9933 | 96652.6214 | 86415.0257 | 78663.3631 | 71608.6422 | 65188.4312 | 59345.5547
Scenario 3: Aggressive Fuel Sub | SCG | Com | WaterHeat | Com - Retail | Rate Impact Measure Test | Energy Efficiency | 721587.156 | 482438.0731 | 443334.7718 | 395230.8425 | 342251.8622 | 240074.515 | 216962.2007 | 198953.584 | 180018.255 | 166013.7581 | 139444.1438 | 108448.679 | 80002.6073
Scenario 3: Aggressive Fuel Sub | SCG | Com | WaterHeat | Com - Retail | Total Resource Cost Test | Energy Efficiency | 467396.4468 | 313564.6884 | 259838.9881 | 209413.5951 | 200017.5236 | 153364.1518 | 133822.219 | 121487.836 | 105323.6353 | 96437.336 | 88308.9607 | 80873.3182 | 74070.7723
Scenario 3: Aggressive Fuel Sub | SCG | Com | WaterHeat | Com - School | Participant Cost Test | Energy Efficiency | 427834.2415 | 431446.9246 | 434436.4825 | 437800.7762 | 440086.1014 | 36234.3852 | 34357.7936 | 32749.7089 | 30956.3644 | 29497.0219 | 28165.0024 | 26958.7453 | 25860.8446
Scenario 3: Aggressive Fuel Sub | SCG | Com | WaterHeat | Com - School | Program Administrator Cost Test | Energy Efficiency | 268053.0368 | 262897.7568 | 257453.4973 | 252374.7467 | 246789.2461 | 46032.3622 | 43118.4965 | 40507.5727 | 38089.4385 | 35948.1668 | 34014.1216 | 32281.5942 | 30720.1676
Scenario 3: Aggressive Fuel Sub | SCG | Com | WaterHeat | Com - School | Rate Impact Measure Test | Energy Efficiency | 1359213.7987 | 1310132.0443 | 1252688.0305 | 1191737.5411 | 1122936.8501 | 110489.5667 | 105828.5077 | 101835.8734 | 98250.1262 | 89144.939 | 75776.3795 | 60429.4664 | 44934.2136
Scenario 3: Aggressive Fuel Sub | SCG | Com | WaterHeat | Com - School | Total Resource Cost Test | Energy Efficiency | 524331.8172 | 524088.1809 | 522944.9542 | 522367.7026 | 520579.2885 | 55439.2097 | 52211.1075 | 49378.7924 | 46546.5185 | 44137.2277 | 41957.0596 | 40000.5994 | 38233.2761
Scenario 3: Aggressive Fuel Sub | SCG | Com | WaterHeat | Com - Warehouse | Participant Cost Test | Energy Efficiency | 505226.9209 | 309295.4307 | 248204.306 | 215303.2048 | 189275.4929 | 150452.8778 | 115990.6109 | 101581.6182 | 83099.8972 | 76978.2577 | 71311.6354 | 66065.7053 | 61208.7936
Scenario 3: Aggressive Fuel Sub | SCG | Com | WaterHeat | Com - Warehouse | Program Administrator Cost Test | Energy Efficiency | 469378.404 | 245722.4274 | 196302.8678 | 175845.4083 | 157702.6218 | 130475.5876 | 116697.6967 | 104762.1085 | 92783.8149 | 84381.8276 | 76737.4437 | 69790.24 | 63476.9135
Scenario 3: Aggressive Fuel Sub | SCG | Com | WaterHeat | Com - Warehouse | Rate Impact Measure Test | Energy Efficiency | 949117.0397 | 514995.937 | 419150.8603 | 379243.9912 | 343770.1589 | 263261.1988 | 237750.8711 | 215681.2095 | 193326.3542 | 178104.6175 | 149695.3503 | 116501.3951 | 85751.2812
Scenario 3: Aggressive Fuel Sub | SCG | Com | WaterHeat | Com - Warehouse | Total Resource Cost Test | Energy Efficiency | 652474.4668 | 373817.6304 | 298608.4035 | 261662.8556 | 231283.0115 | 185188.1198 | 151946.6352 | 134026.7337 | 113202.6299 | 103543.1676 | 94719.3585 | 86660.0973 | 79298.147
Scenario 3: Aggressive Fuel Sub | SCG | Com | WholeBlg | Com - College | Participant Cost Test | Energy Efficiency | 89124.9475 | 89096.6701 | 88830.2103 | 88784.5929 | 88774.6019 | 88896.6095 | 89105.2952 | 89122.4491 | 89126.465 | 89241.6146 | 89051.2595 | 88644.3034 | 88577.9091
Scenario 3: Aggressive Fuel Sub | SCG | Com | WholeBlg | Com - College | Program Administrator Cost Test | Energy Efficiency | 89124.9475 | 89096.6701 | 88830.2103 | 88784.5929 | 88774.6019 | 88896.6095 | 89105.2952 | 89122.4491 | 89126.465 | 89241.6146 | 89051.2595 | 88644.3034 | 88577.9091
Scenario 3: Aggressive Fuel Sub | SCG | Com | WholeBlg | Com - College | Rate Impact Measure Test | Energy Efficiency | 89124.9475 | 89096.6701 | 88830.2103 | 88784.5929 | 88774.6019 | 88896.6095 | 89105.2952 | 89122.4491 | 89126.465 | 89241.6146 | 89051.2595 | 88644.3034 | 88577.9091
Scenario 3: Aggressive Fuel Sub | SCG | Com | WholeBlg | Com - College | Total Resource Cost Test | Energy Efficiency | 89124.9475 | 89096.6701 | 88830.2103 | 88784.5929 | 88774.6019 | 88896.6095 | 89105.2952 | 89122.4491 | 89126.465 | 89241.6146 | 89051.2595 | 88644.3034 | 88577.9091
Scenario 3: Aggressive Fuel Sub | SCG | Com | WholeBlg | Com - Grocery | Participant Cost Test | Energy Efficiency | 33520.438 | 33949.731 | 34300.2428 | 34739.583 | 35206.9727 | 35538.1208 | 35878.2616 | 36201.8589 | 36533.9421 | 36765.0338 | 36982.2749 | 37097.4212 | 37188.4581
Scenario 3: Aggressive Fuel Sub | SCG | Com | WholeBlg | Com - Grocery | Program Administrator Cost Test | Energy Efficiency | 33520.438 | 33949.731 | 34300.2428 | 34739.583 | 35206.9727 | 35538.1208 | 35878.2616 | 36201.8589 | 36533.9421 | 36765.0338 | 36982.2749 | 37097.4212 | 37188.4581
Scenario 3: Aggressive Fuel Sub | SCG | Com | WholeBlg | Com - Grocery | Rate Impact Measure Test | Energy Efficiency | 33520.438 | 33949.731 | 34300.2428 | 34739.583 | 35206.9727 | 35538.1208 | 35878.2616 | 36201.8589 | 36533.9421 | 36765.0338 | 36982.2749 | 37097.4212 | 37188.4581
Scenario 3: Aggressive Fuel Sub | SCG | Com | WholeBlg | Com - Grocery | Total Resource Cost Test | Energy Efficiency | 33520.438 | 33949.731 | 34300.2428 | 34739.583 | 35206.9727 | 35538.1208 | 35878.2616 | 36201.8589 | 36533.9421 | 36765.0338 | 36982.2749 | 37097.4212 | 37188.4581
Scenario 3: Aggressive Fuel Sub | SCG | Com | WholeBlg | Com - Health | Participant Cost Test | Energy Efficiency | 123065.3098 | 125053.1008 | 126753.6737 | 128768.7229 | 130893.9444 | 132643.3628 | 134466.1883 | 136141.5986 | 137835.964 | 139169.8952 | 140437.7358 | 141285.9948 | 141501.0998
Scenario 3: Aggressive Fuel Sub | SCG | Com | WholeBlg | Com - Health | Program Administrator Cost Test | Energy Efficiency | 123065.3098 | 125053.1008 | 126753.6737 | 128768.7229 | 130893.9444 | 132643.3628 | 134466.1883 | 136141.5986 | 137835.964 | 139169.8952 | 140437.7358 | 141285.9948 | 141501.0998
Scenario 3: Aggressive Fuel Sub | SCG | Com | WholeBlg | Com - Health | Rate Impact Measure Test | Energy Efficiency | 123065.3098 | 125053.1008 | 126753.6737 | 128768.7229 | 130893.9444 | 132643.3628 | 134466.1883 | 136141.5986 | 137835.964 | 139169.8952 | 140437.7358 | 141285.9948 | 141501.0998
Scenario 3: Aggressive Fuel Sub | SCG | Com | WholeBlg | Com - Health | Total Resource Cost Test | Energy Efficiency | 123065.3098 | 125053.1008 | 126753.6737 | 128768.7229 | 130893.9444 | 132643.3628 | 134466.1883 | 136141.5986 | 137835.964 | 139169.8952 | 140437.7358 | 141285.9948 | 141501.0998
Scenario 3: Aggressive Fuel Sub | SCG | Com | WholeBlg | Com - Lodging | Participant Cost Test | Energy Efficiency | 60235.9992 | 61095.616 | 61811.6344 | 62681.5055 | 63606.6099 | 64342.5207 | 65102.4443 | 65817.2652 | 66552.0105 | 67168.2238 | 67713.6119 | 68075.2064 | 68202.7985
Scenario 3: Aggressive Fuel Sub | SCG | Com | WholeBlg | Com - Lodging | Program Administrator Cost Test | Energy Efficiency | 60235.9992 | 61095.616 | 61811.6344 | 62681.5055 | 63606.6099 | 64342.5207 | 65102.4443 | 65817.2652 | 66552.0105 | 67168.2238 | 67713.6119 | 68075.2064 | 68202.7985
Scenario 3: Aggressive Fuel Sub | SCG | Com | WholeBlg | Com - Lodging | Rate Impact Measure Test | Energy Efficiency | 60235.9992 | 61095.616 | 61811.6344 | 62681.5055 | 63606.6099 | 64342.5207 | 65102.4443 | 65817.2652 | 66552.0105 | 67168.2238 | 67713.6119 | 68075.2064 | 68202.7985
Scenario 3: Aggressive Fuel Sub | SCG | Com | WholeBlg | Com - Lodging | Total Resource Cost Test | Energy Efficiency | 60235.9992 | 61095.616 | 61811.6344 | 62681.5055 | 63606.6099 | 64342.5207 | 65102.4443 | 65817.2652 | 66552.0105 | 67168.2238 | 67713.6119 | 68075.2064 | 68202.7985
Scenario 3: Aggressive Fuel Sub | SCG | Com | WholeBlg | Com - Office (Large) | Participant Cost Test | Energy Efficiency | 192858.8636 | 193821.7452 | 194204.4025 | 195004.8492 | 195937.1467 | 196799.0205 | 197969.4626 | 198754.1391 | 199480.7584 | 201005.0011 | 201208.3805 | 200854.2254 | 200602.4001
Scenario 3: Aggressive Fuel Sub | SCG | Com | WholeBlg | Com - Office (Large) | Program Administrator Cost Test | Energy Efficiency | 192858.8636 | 193821.7452 | 194204.4025 | 195004.8492 | 195937.1467 | 196799.0205 | 197969.4626 | 198754.1391 | 199480.7584 | 201005.0011 | 201208.3805 | 200854.2254 | 200602.4001
Scenario 3: Aggressive Fuel Sub | SCG | Com | WholeBlg | Com - Office (Large) | Rate Impact Measure Test | Energy Efficiency | 192858.8636 | 193821.7452 | 194204.4025 | 195004.8492 | 195937.1467 | 196799.0205 | 197969.4626 | 198754.1391 | 199480.7584 | 201005.0011 | 201208.3805 | 200854.2254 | 200602.4001
Scenario 3: Aggressive Fuel Sub | SCG | Com | WholeBlg | Com - Office (Large) | Total Resource Cost Test | Energy Efficiency | 192858.8636 | 193821.7452 | 194204.4025 | 195004.8492 | 195937.1467 | 196799.0205 | 197969.4626 | 198754.1391 | 199480.7584 | 201005.0011 | 201208.3805 | 200854.2254 | 200602.4001
Scenario 3: Aggressive Fuel Sub | SCG | Com | WholeBlg | Com - Office (Small) | Participant Cost Test | Energy Efficiency | 22964.6739 | 23210.0938 | 23403.8654 | 23658.7015 | 23931.1729 | 24100.6271 | 24270.7985 | 24431.2049 | 24598.6536 | 24751.742 | 24842.7824 | 24868.6707 | 24924.8163
Scenario 3: Aggressive Fuel Sub | SCG | Com | WholeBlg | Com - Office (Small) | Program Administrator Cost Test | Energy Efficiency | 22964.6739 | 23210.0938 | 23403.8654 | 23658.7015 | 23931.1729 | 24100.6271 | 24270.7985 | 24431.2049 | 24598.6536 | 24751.742 | 24842.7824 | 24868.6707 | 24924.8163
Scenario 3: Aggressive Fuel Sub | SCG | Com | WholeBlg | Com - Office (Small) | Rate Impact Measure Test | Energy Efficiency | 22964.6739 | 23210.0938 | 23403.8654 | 23658.7015 | 23931.1729 | 24100.6271 | 24270.7985 | 24431.2049 | 24598.6536 | 24751.742 | 24842.7824 | 24868.6707 | 24924.8163
Scenario 3: Aggressive Fuel Sub | SCG | Com | WholeBlg | Com - Office (Small) | Total Resource Cost Test | Energy Efficiency | 22964.6739 | 23210.0938 | 23403.8654 | 23658.7015 | 23931.1729 | 24100.6271 | 24270.7985 | 24431.2049 | 24598.6536 | 24751.742 | 24842.7824 | 24868.6707 | 24924.8163
Scenario 3: Aggressive Fuel Sub | SCG | Com | WholeBlg | Com - Other | Participant Cost Test | Energy Efficiency | 401170.2254 | 406871.0853 | 411731.1234 | 417717.4882 | 424064.4023 | 428944.0758 | 434087.6169 | 438937.0398 | 443914.1481 | 447893.5817 | 451584.4159 | 454038.2969 | 454918.5942
Scenario 3: Aggressive Fuel Sub | SCG | Com | WholeBlg | Com - Other | Program Administrator Cost Test | Energy Efficiency | 401170.2254 | 406871.0853 | 411731.1234 | 417717.4882 | 424064.4023 | 428944.0758 | 434087.6169 | 438937.0398 | 443914.1481 | 447893.5817 | 451584.4159 | 454038.2969 | 454918.5942
Scenario 3: Aggressive Fuel Sub | SCG | Com | WholeBlg | Com - Other | Rate Impact Measure Test | Energy Efficiency | 401170.2254 | 406871.0853 | 411731.1234 | 417717.4882 | 424064.4023 | 428944.0758 | 434087.6169 | 438937.0398 | 443914.1481 | 447893.5817 | 451584.4159 | 454038.2969 | 454918.5942
Scenario 3: Aggressive Fuel Sub | SCG | Com | WholeBlg | Com - Other | Total Resource Cost Test | Energy Efficiency | 401170.2254 | 406871.0853 | 411731.1234 | 417717.4882 | 424064.4023 | 428944.0758 | 434087.6169 | 438937.0398 | 443914.1481 | 447893.5817 | 451584.4159 | 454038.2969 | 454918.5942
Scenario 3: Aggressive Fuel Sub | SCG | Com | WholeBlg | Com - Refrig. Warehouse | Participant Cost Test | Energy Efficiency | 7778.8028 | 7921.7776 | 8049.7014 | 8199.5406 | 8356.4135 | 8470.3895 | 8584.2589 | 8696.6223 | 8812.5354 | 8895.0995 | 8981.9639 | 9043.9052 | 9071.258
Scenario 3: Aggressive Fuel Sub | SCG | Com | WholeBlg | Com - Refrig. Warehouse | Program Administrator Cost Test | Energy Efficiency | 7778.8028 | 7921.7776 | 8049.7014 | 8199.5406 | 8356.4135 | 8470.3895 | 8584.2589 | 8696.6223 | 8812.5354 | 8895.0995 | 8981.9639 | 9043.9052 | 9071.258
Scenario 3: Aggressive Fuel Sub | SCG | Com | WholeBlg | Com - Refrig. Warehouse | Rate Impact Measure Test | Energy Efficiency | 7778.8028 | 7921.7776 | 8049.7014 | 8199.5406 | 8356.4135 | 8470.3895 | 8584.2589 | 8696.6223 | 8812.5354 | 8895.0995 | 8981.9639 | 9043.9052 | 9071.258
Scenario 3: Aggressive Fuel Sub | SCG | Com | WholeBlg | Com - Refrig. Warehouse | Total Resource Cost Test | Energy Efficiency | 7778.8028 | 7921.7776 | 8049.7014 | 8199.5406 | 8356.4135 | 8470.3895 | 8584.2589 | 8696.6223 | 8812.5354 | 8895.0995 | 8981.9639 | 9043.9052 | 9071.258
Scenario 3: Aggressive Fuel Sub | SCG | Com | WholeBlg | Com - Restaurant | Participant Cost Test | Energy Efficiency | 170616.934 | 173803.3962 | 176641.4779 | 179961.5261 | 183456.8945 | 186085.4053 | 188719.1605 | 191316.9463 | 193990.738 | 196015.0572 | 198064.9791 | 199568.4087 | 200140.8496
Scenario 3: Aggressive Fuel Sub | SCG | Com | WholeBlg | Com - Restaurant | Program Administrator Cost Test | Energy Efficiency | 170616.934 | 173803.3962 | 176641.4779 | 179961.5261 | 183456.8945 | 186085.4053 | 188719.1605 | 191316.9463 | 193990.738 | 196015.0572 | 198064.9791 | 199568.4087 | 200140.8496
Scenario 3: Aggressive Fuel Sub | SCG | Com | WholeBlg | Com - Restaurant | Rate Impact Measure Test | Energy Efficiency | 170616.934 | 173803.3962 | 176641.4779 | 179961.5261 | 183456.8945 | 186085.4053 | 188719.1605 | 191316.9463 | 193990.738 | 196015.0572 | 198064.9791 | 199568.4087 | 200140.8496
Scenario 3: Aggressive Fuel Sub | SCG | Com | WholeBlg | Com - Restaurant | Total Resource Cost Test | Energy Efficiency | 170616.934 | 173803.3962 | 176641.4779 | 179961.5261 | 183456.8945 | 186085.4053 | 188719.1605 | 191316.9463 | 193990.738 | 196015.0572 | 198064.9791 | 199568.4087 | 200140.8496
Scenario 3: Aggressive Fuel Sub | SCG | Com | WholeBlg | Com - Retail | Participant Cost Test | Energy Efficiency | 46229.8388 | 46902.8539 | 47473.6148 | 48171.5517 | 48912.6021 | 49447.5814 | 49988.9096 | 50515.9896 | 51059.5527 | 51479.1716 | 51861.1866 | 52101.838 | 419416.271
Scenario 3: Aggressive Fuel Sub | SCG | Com | WholeBlg | Com - Retail | Program Administrator Cost Test | Energy Efficiency | 46229.8388 | 46902.8539 | 47473.6148 | 48171.5517 | 48912.6021 | 49447.5814 | 49988.9096 | 50515.9896 | 51059.5527 | 51479.1716 | 51861.1866 | 52101.838 | 100282.649
Scenario 3: Aggressive Fuel Sub | SCG | Com | WholeBlg | Com - Retail | Rate Impact Measure Test | Energy Efficiency | 46229.8388 | 46902.8539 | 47473.6148 | 48171.5517 | 48912.6021 | 49447.5814 | 49988.9096 | 50515.9896 | 51059.5527 | 51479.1716 | 51861.1866 | 52101.838 | 316818.9983
Scenario 3: Aggressive Fuel Sub | SCG | Com | WholeBlg | Com - Retail | Total Resource Cost Test | Energy Efficiency | 46229.8388 | 46902.8539 | 47473.6148 | 48171.5517 | 48912.6021 | 49447.5814 | 49988.9096 | 50515.9896 | 51059.5527 | 51479.1716 | 51861.1866 | 52101.838 | 411579.7484
Scenario 3: Aggressive Fuel Sub | SCG | Com | WholeBlg | Com - School | Participant Cost Test | Energy Efficiency | 74137.7842 | 74428.1385 | 74537.8711 | 74832.5049 | 75158.775 | 75377.7904 | 75588.9759 | 75710.5018 | 75831.9638 | 75945.9944 | 75864.0671 | 75577.6775 | 75692.7739
Scenario 3: Aggressive Fuel Sub | SCG | Com | WholeBlg | Com - School | Program Administrator Cost Test | Energy Efficiency | 74137.7842 | 74428.1385 | 74537.8711 | 74832.5049 | 75158.775 | 75377.7904 | 75588.9759 | 75710.5018 | 75831.9638 | 75945.9944 | 75864.0671 | 75577.6775 | 75692.7739
Scenario 3: Aggressive Fuel Sub | SCG | Com | WholeBlg | Com - School | Rate Impact Measure Test | Energy Efficiency | 74137.7842 | 74428.1385 | 74537.8711 | 74832.5049 | 75158.775 | 75377.7904 | 75588.9759 | 75710.5018 | 75831.9638 | 75945.9944 | 75864.0671 | 75577.6775 | 75692.7739
Scenario 3: Aggressive Fuel Sub | SCG | Com | WholeBlg | Com - School | Total Resource Cost Test | Energy Efficiency | 74137.7842 | 74428.1385 | 74537.8711 | 74832.5049 | 75158.775 | 75377.7904 | 75588.9759 | 75710.5018 | 75831.9638 | 75945.9944 | 75864.0671 | 75577.6775 | 75692.7739
Scenario 3: Aggressive Fuel Sub | SCG | Com | WholeBlg | Com - Warehouse | Participant Cost Test | Energy Efficiency | 151808.2092 | 154048.1189 | 155972.9937 | 158337.6566 | 160858.5731 | 162594.0087 | 164344.4005 | 166071.9795 | 167870.7429 | 169125.4652 | 170386.7622 | 171182.7897 | 171694.4431
Scenario 3: Aggressive Fuel Sub | SCG | Com | WholeBlg | Com - Warehouse | Program Administrator Cost Test | Energy Efficiency | 151808.2092 | 154048.1189 | 155972.9937 | 158337.6566 | 160858.5731 | 162594.0087 | 164344.4005 | 166071.9795 | 167870.7429 | 169125.4652 | 170386.7622 | 171182.7897 | 171694.4431
Scenario 3: Aggressive Fuel Sub | SCG | Com | WholeBlg | Com - Warehouse | Rate Impact Measure Test | Energy Efficiency | 151808.2092 | 154048.1189 | 155972.9937 | 158337.6566 | 160858.5731 | 162594.0087 | 164344.4005 | 166071.9795 | 167870.7429 | 169125.4652 | 170386.7622 | 171182.7897 | 171694.4431
Scenario 3: Aggressive Fuel Sub | SCG | Com | WholeBlg | Com - Warehouse | Total Resource Cost Test | Energy Efficiency | 151808.2092 | 154048.1189 | 155972.9937 | 158337.6566 | 160858.5731 | 162594.0087 | 164344.4005 | 166071.9795 | 167870.7429 | 169125.4652 | 170386.7622 | 171182.7897 | 171694.4431
Scenario 3: Aggressive Fuel Sub | SCG | Ind | WholeBlg | Ind - All Other Industrial | Participant Cost Test | Energy Efficiency | 101885.2021 | 102335.3196 | 102626.3994 | 102856.8036 | 103052.3347 | 103141.0343 | 103189.0722 | 103250.9561 | 103328.8806 | 103454.4902 | 103614.3155 | 103805.2033 | 104017.9479
Scenario 3: Aggressive Fuel Sub | SCG | Ind | WholeBlg | Ind - All Other Industrial | Program Administrator Cost Test | Energy Efficiency | 101885.2021 | 102335.3196 | 102626.3994 | 102856.8036 | 103052.3347 | 103141.0343 | 103189.0722 | 103250.9561 | 103328.8806 | 103454.4902 | 103614.3155 | 103805.2033 | 104017.9479
Scenario 3: Aggressive Fuel Sub | SCG | Ind | WholeBlg | Ind - All Other Industrial | Rate Impact Measure Test | Energy Efficiency | 101885.2021 | 102335.3196 | 102626.3994 | 102856.8036 | 103052.3347 | 103141.0343 | 103189.0722 | 103250.9561 | 103328.8806 | 103454.4902 | 103614.3155 | 103805.2033 | 104017.9479
Scenario 3: Aggressive Fuel Sub | SCG | Ind | WholeBlg | Ind - All Other Industrial | Total Resource Cost Test | Energy Efficiency | 101885.2021 | 102335.3196 | 102626.3994 | 102856.8036 | 103052.3347 | 103141.0343 | 103189.0722 | 103250.9561 | 103328.8806 | 103454.4902 | 103614.3155 | 103805.2033 | 104017.9479
Scenario 3: Aggressive Fuel Sub | SCG | Ind | WholeBlg | Ind - Chemicals | Participant Cost Test | Energy Efficiency | 1231835.6072 | 1238265.2859 | 1244004.1202 | 1248994.59 | 1253436.4597 | 1256674.47 | 1258856.5244 | 1260249.0466 | 1261762.9215 | 1263272.127 | 1264490.6028 | 1265289.7586 | 1265900.9486
Scenario 3: Aggressive Fuel Sub | SCG | Ind | WholeBlg | Ind - Chemicals | Program Administrator Cost Test | Energy Efficiency | 1231835.6072 | 1238265.2859 | 1244004.1202 | 1248994.59 | 1253436.4597 | 1256674.47 | 1258856.5244 | 1260249.0466 | 1261762.9215 | 1263272.127 | 1264490.6028 | 1265289.7586 | 1265900.9486
Scenario 3: Aggressive Fuel Sub | SCG | Ind | WholeBlg | Ind - Chemicals | Rate Impact Measure Test | Energy Efficiency | 1231835.6072 | 1238265.2859 | 1244004.1202 | 1248994.59 | 1253436.4597 | 1256674.47 | 1258856.5244 | 1260249.0466 | 1261762.9215 | 1263272.127 | 1264490.6028 | 1265289.7586 | 1265900.9486
Scenario 3: Aggressive Fuel Sub | SCG | Ind | WholeBlg | Ind - Chemicals | Total Resource Cost Test | Energy Efficiency | 1231835.6072 | 1238265.2859 | 1244004.1202 | 1248994.59 | 1253436.4597 | 1256674.47 | 1258856.5244 | 1260249.0466 | 1261762.9215 | 1263272.127 | 1264490.6028 | 1265289.7586 | 1265900.9486
Scenario 3: Aggressive Fuel Sub | SCG | Ind | WholeBlg | Ind - Electronics | Participant Cost Test | Energy Efficiency | 58846.9209 | 59166.8095 | 59479.7544 | 59770.8381 | 60046.9723 | 60303.7068 | 60558.2247 | 60815.0645 | 61067.2853 | 61319.4136 | 61560.5411 | 61790.1062 | 62014.7682
Scenario 3: Aggressive Fuel Sub | SCG | Ind | WholeBlg | Ind - Electronics | Program Administrator Cost Test | Energy Efficiency | 58846.9209 | 59166.8095 | 59479.7544 | 59770.8381 | 60046.9723 | 60303.7068 | 60558.2247 | 60815.0645 | 61067.2853 | 61319.4136 | 61560.5411 | 61790.1062 | 62014.7682
Scenario 3: Aggressive Fuel Sub | SCG | Ind | WholeBlg | Ind - Electronics | Rate Impact Measure Test | Energy Efficiency | 58846.9209 | 59166.8095 | 59479.7544 | 59770.8381 | 60046.9723 | 60303.7068 | 60558.2247 | 60815.0645 | 61067.2853 | 61319.4136 | 61560.5411 | 61790.1062 | 62014.7682
Scenario 3: Aggressive Fuel Sub | SCG | Ind | WholeBlg | Ind - Electronics | Total Resource Cost Test | Energy Efficiency | 58846.9209 | 59166.8095 | 59479.7544 | 59770.8381 | 60046.9723 | 60303.7068 | 60558.2247 | 60815.0645 | 61067.2853 | 61319.4136 | 61560.5411 | 61790.1062 | 62014.7682
Scenario 3: Aggressive Fuel Sub | SCG | Ind | WholeBlg | Ind - Fabricated Metals | Participant Cost Test | Energy Efficiency | 353215.3297 | 356879.0704 | 360670.6279 | 363114.6645 | 364899.1966 | 365943.1841 | 366503.9596 | 366932.2486 | 367296.5414 | 367682.1299 | 367916.3885 | 367922.9445 | 367748.0536
Scenario 3: Aggressive Fuel Sub | SCG | Ind | WholeBlg | Ind - Fabricated Metals | Program Administrator Cost Test | Energy Efficiency | 353215.3297 | 356879.0704 | 360670.6279 | 363114.6645 | 364899.1966 | 365943.1841 | 366503.9596 | 366932.2486 | 367296.5414 | 367682.1299 | 367916.3885 | 367922.9445 | 367748.0536
Scenario 3: Aggressive Fuel Sub | SCG | Ind | WholeBlg | Ind - Fabricated Metals | Rate Impact Measure Test | Energy Efficiency | 353215.3297 | 356879.0704 | 360670.6279 | 363114.6645 | 364899.1966 | 365943.1841 | 366503.9596 | 366932.2486 | 367296.5414 | 367682.1299 | 367916.3885 | 367922.9445 | 367748.0536
Scenario 3: Aggressive Fuel Sub | SCG | Ind | WholeBlg | Ind - Fabricated Metals | Total Resource Cost Test | Energy Efficiency | 353215.3297 | 356879.0704 | 360670.6279 | 363114.6645 | 364899.1966 | 365943.1841 | 366503.9596 | 366932.2486 | 367296.5414 | 367682.1299 | 367916.3885 | 367922.9445 | 367748.0536
Scenario 3: Aggressive Fuel Sub | SCG | Ind | WholeBlg | Ind - Food | Participant Cost Test | Energy Efficiency | 1693379.7963 | 1689006.1195 | 1684325.402 | 1679476.9782 | 1674294.9479 | 1668791.7923 | 1663279.0728 | 1657558.905 | 1651879.0989 | 1646350.6608 | 1640610.5099 | 1634573.1939 | 1628557.9354
Scenario 3: Aggressive Fuel Sub | SCG | Ind | WholeBlg | Ind - Food | Program Administrator Cost Test | Energy Efficiency | 1693379.7963 | 1689006.1195 | 1684325.402 | 1679476.9782 | 1674294.9479 | 1668791.7923 | 1663279.0728 | 1657558.905 | 1651879.0989 | 1646350.6608 | 1640610.5099 | 1634573.1939 | 1628557.9354
Scenario 3: Aggressive Fuel Sub | SCG | Ind | WholeBlg | Ind - Food | Rate Impact Measure Test | Energy Efficiency | 1693379.7963 | 1689006.1195 | 1684325.402 | 1679476.9782 | 1674294.9479 | 1668791.7923 | 1663279.0728 | 1657558.905 | 1651879.0989 | 1646350.6608 | 1640610.5099 | 1634573.1939 | 1628557.9354
Scenario 3: Aggressive Fuel Sub | SCG | Ind | WholeBlg | Ind - Food | Total Resource Cost Test | Energy Efficiency | 1693379.7963 | 1689006.1195 | 1684325.402 | 1679476.9782 | 1674294.9479 | 1668791.7923 | 1663279.0728 | 1657558.905 | 1651879.0989 | 1646350.6608 | 1640610.5099 | 1634573.1939 | 1628557.9354
Scenario 3: Aggressive Fuel Sub | SCG | Ind | WholeBlg | Ind - Industrial Machinery | Participant Cost Test | Energy Efficiency | 36728.8139 | 37300.0204 | 37916.3335 | 38304.3608 | 38548.731 | 38702.2329 | 38846.2651 | 38984.7008 | 39124.5176 | 39271.8537 | 39392.4646 | 39480.1102 | 39540.0723
Scenario 3: Aggressive Fuel Sub | SCG | Ind | WholeBlg | Ind - Industrial Machinery | Program Administrator Cost Test | Energy Efficiency | 36728.8139 | 37300.0204 | 37916.3335 | 38304.3608 | 38548.731 | 38702.2329 | 38846.2651 | 38984.7008 | 39124.5176 | 39271.8537 | 39392.4646 | 39480.1102 | 39540.0723
Scenario 3: Aggressive Fuel Sub | SCG | Ind | WholeBlg | Ind - Industrial Machinery | Rate Impact Measure Test | Energy Efficiency | 36728.8139 | 37300.0204 | 37916.3335 | 38304.3608 | 38548.731 | 38702.2329 | 38846.2651 | 38984.7008 | 39124.5176 | 39271.8537 | 39392.4646 | 39480.1102 | 39540.0723
Scenario 3: Aggressive Fuel Sub | SCG | Ind | WholeBlg | Ind - Industrial Machinery | Total Resource Cost Test | Energy Efficiency | 36728.8139 | 37300.0204 | 37916.3335 | 38304.3608 | 38548.731 | 38702.2329 | 38846.2651 | 38984.7008 | 39124.5176 | 39271.8537 | 39392.4646 | 39480.1102 | 39540.0723
Scenario 3: Aggressive Fuel Sub | SCG | Ind | WholeBlg | Ind - Lumber & Furniture | Participant Cost Test | Energy Efficiency | 16521.8919 | 16609.9205 | 16691.2992 | 16764.7977 | 16837.5023 | 16862.5166 | 16844.8225 | 16832.6071 | 16824.0772 | 16822.3708 | 16825.0333 | 16824.3507 | 16819.3028
Scenario 3: Aggressive Fuel Sub | SCG | Ind | WholeBlg | Ind - Lumber & Furniture | Program Administrator Cost Test | Energy Efficiency | 16521.8919 | 16609.9205 | 16691.2992 | 16764.7977 | 16837.5023 | 16862.5166 | 16844.8225 | 16832.6071 | 16824.0772 | 16822.3708 | 16825.0333 | 16824.3507 | 16819.3028
Scenario 3: Aggressive Fuel Sub | SCG | Ind | WholeBlg | Ind - Lumber & Furniture | Rate Impact Measure Test | Energy Efficiency | 16521.8919 | 16609.9205 | 16691.2992 | 16764.7977 | 16837.5023 | 16862.5166 | 16844.8225 | 16832.6071 | 16824.0772 | 16822.3708 | 16825.0333 | 16824.3507 | 16819.3028
Scenario 3: Aggressive Fuel Sub | SCG | Ind | WholeBlg | Ind - Lumber & Furniture | Total Resource Cost Test | Energy Efficiency | 16521.8919 | 16609.9205 | 16691.2992 | 16764.7977 | 16837.5023 | 16862.5166 | 16844.8225 | 16832.6071 | 16824.0772 | 16822.3708 | 16825.0333 | 16824.3507 | 16819.3028
Scenario 3: Aggressive Fuel Sub | SCG | Ind | WholeBlg | Ind - Paper | Participant Cost Test | Energy Efficiency | 258136.1244 | 257986.6475 | 257897.7694 | 258235.2366 | 258656.958 | 258864.1966 | 259179.7574 | 259741.0487 | 260564.2824 | 261639.9572 | 262821.5978 | 264004.3683 | 265200.5204
Scenario 3: Aggressive Fuel Sub | SCG | Ind | WholeBlg | Ind - Paper | Program Administrator Cost Test | Energy Efficiency | 258136.1244 | 257986.6475 | 257897.7694 | 258235.2366 | 258656.958 | 258864.1966 | 259179.7574 | 259741.0487 | 260564.2824 | 261639.9572 | 262821.5978 | 264004.3683 | 265200.5204
Scenario 3: Aggressive Fuel Sub | SCG | Ind | WholeBlg | Ind - Paper | Rate Impact Measure Test | Energy Efficiency | 258136.1244 | 257986.6475 | 257897.7694 | 258235.2366 | 258656.958 | 258864.1966 | 259179.7574 | 259741.0487 | 260564.2824 | 261639.9572 | 262821.5978 | 264004.3683 | 265200.5204
Scenario 3: Aggressive Fuel Sub | SCG | Ind | WholeBlg | Ind - Paper | Total Resource Cost Test | Energy Efficiency | 258136.1244 | 257986.6475 | 257897.7694 | 258235.2366 | 258656.958 | 258864.1966 | 259179.7574 | 259741.0487 | 260564.2824 | 261639.9572 | 262821.5978 | 264004.3683 | 265200.5204
Scenario 3: Aggressive Fuel Sub | SCG | Ind | WholeBlg | Ind - Petroleum | Participant Cost Test | Energy Efficiency | 5024354.6562 | 5027946.6218 | 5031362.1261 | 5034077.2556 | 5033629.5168 | 5027388.667 | 5018617.87 | 5007885.3548 | 4998626.736 | 4989594.8864 | 4978392.8228 | 4964991.4175 | 4951401.2872
Scenario 3: Aggressive Fuel Sub | SCG | Ind | WholeBlg | Ind - Petroleum | Program Administrator Cost Test | Energy Efficiency | 5024354.6562 | 5027946.6218 | 5031362.1261 | 5034077.2556 | 5033629.5168 | 5027388.667 | 5018617.87 | 5007885.3548 | 4998626.736 | 4989594.8864 | 4978392.8228 | 4964991.4175 | 4951401.2872
Scenario 3: Aggressive Fuel Sub | SCG | Ind | WholeBlg | Ind - Petroleum | Rate Impact Measure Test | Energy Efficiency | 5024354.6562 | 5027946.6218 | 5031362.1261 | 5034077.2556 | 5033629.5168 | 5027388.667 | 5018617.87 | 5007885.3548 | 4998626.736 | 4989594.8864 | 4978392.8228 | 4964991.4175 | 4951401.2872
Scenario 3: Aggressive Fuel Sub | SCG | Ind | WholeBlg | Ind - Petroleum | Total Resource Cost Test | Energy Efficiency | 5024354.6562 | 5027946.6218 | 5031362.1261 | 5034077.2556 | 5033629.5168 | 5027388.667 | 5018617.87 | 5007885.3548 | 4998626.736 | 4989594.8864 | 4978392.8228 | 4964991.4175 | 4951401.2872
Scenario 3: Aggressive Fuel Sub | SCG | Ind | WholeBlg | Ind - Plastics | Participant Cost Test | Energy Efficiency | 57755.0879 | 60441.4004 | 63018.9534 | 65421.2192 | 67761.2995 | 69801.6509 | 71406.1268 | 72619.1264 | 73925.9781 | 75270.4984 | 76596.9945 | 77835.5676 | 79003.0846
Scenario 3: Aggressive Fuel Sub | SCG | Ind | WholeBlg | Ind - Plastics | Program Administrator Cost Test | Energy Efficiency | 57755.0879 | 60441.4004 | 63018.9534 | 65421.2192 | 67761.2995 | 69801.6509 | 71406.1268 | 72619.1264 | 73925.9781 | 75270.4984 | 76596.9945 | 77835.5676 | 79003.0846
Scenario 3: Aggressive Fuel Sub | SCG | Ind | WholeBlg | Ind - Plastics | Rate Impact Measure Test | Energy Efficiency | 57755.0879 | 60441.4004 | 63018.9534 | 65421.2192 | 67761.2995 | 69801.6509 | 71406.1268 | 72619.1264 | 73925.9781 | 75270.4984 | 76596.9945 | 77835.5676 | 79003.0846
Scenario 3: Aggressive Fuel Sub | SCG | Ind | WholeBlg | Ind - Plastics | Total Resource Cost Test | Energy Efficiency | 57755.0879 | 60441.4004 | 63018.9534 | 65421.2192 | 67761.2995 | 69801.6509 | 71406.1268 | 72619.1264 | 73925.9781 | 75270.4984 | 76596.9945 | 77835.5676 | 79003.0846
Scenario 3: Aggressive Fuel Sub | SCG | Ind | WholeBlg | Ind - Primary Metals | Participant Cost Test | Energy Efficiency | 377953.5899 | 379015.1596 | 380239.9766 | 381205.8225 | 381901.2787 | 382393.5108 | 382893.9134 | 383364.1893 | 383797.517 | 384208.2388 | 384488.9508 | 384652.3553 | 384772.9011
Scenario 3: Aggressive Fuel Sub | SCG | Ind | WholeBlg | Ind - Primary Metals | Program Administrator Cost Test | Energy Efficiency | 377953.5899 | 379015.1596 | 380239.9766 | 381205.8225 | 381901.2787 | 382393.5108 | 382893.9134 | 383364.1893 | 383797.517 | 384208.2388 | 384488.9508 | 384652.3553 | 384772.9011
Scenario 3: Aggressive Fuel Sub | SCG | Ind | WholeBlg | Ind - Primary Metals | Rate Impact Measure Test | Energy Efficiency | 377953.5899 | 379015.1596 | 380239.9766 | 381205.8225 | 381901.2787 | 382393.5108 | 382893.9134 | 383364.1893 | 383797.517 | 384208.2388 | 384488.9508 | 384652.3553 | 384772.9011
Scenario 3: Aggressive Fuel Sub | SCG | Ind | WholeBlg | Ind - Primary Metals | Total Resource Cost Test | Energy Efficiency | 377953.5899 | 379015.1596 | 380239.9766 | 381205.8225 | 381901.2787 | 382393.5108 | 382893.9134 | 383364.1893 | 383797.517 | 384208.2388 | 384488.9508 | 384652.3553 | 384772.9011
Scenario 3: Aggressive Fuel Sub | SCG | Ind | WholeBlg | Ind - Printing & Publishing | Participant Cost Test | Energy Efficiency | 20919.47 | 20962.6712 | 21002.944 | 21038.9563 | 21043.4194 | 20994.7406 | 20943.3214 | 20904.9306 | 20894.3101 | 20901.8831 | 20904.7342 | 20893.5647 | 20873.795
Scenario 3: Aggressive Fuel Sub | SCG | Ind | WholeBlg | Ind - Printing & Publishing | Program Administrator Cost Test | Energy Efficiency | 20919.47 | 20962.6712 | 21002.944 | 21038.9563 | 21043.4194 | 20994.7406 | 20943.3214 | 20904.9306 | 20894.3101 | 20901.8831 | 20904.7342 | 20893.5647 | 20873.795
Scenario 3: Aggressive Fuel Sub | SCG | Ind | WholeBlg | Ind - Printing & Publishing | Rate Impact Measure Test | Energy Efficiency | 20919.47 | 20962.6712 | 21002.944 | 21038.9563 | 21043.4194 | 20994.7406 | 20943.3214 | 20904.9306 | 20894.3101 | 20901.8831 | 20904.7342 | 20893.5647 | 20873.795
Scenario 3: Aggressive Fuel Sub | SCG | Ind | WholeBlg | Ind - Printing & Publishing | Total Resource Cost Test | Energy Efficiency | 20919.47 | 20962.6712 | 21002.944 | 21038.9563 | 21043.4194 | 20994.7406 | 20943.3214 | 20904.9306 | 20894.3101 | 20901.8831 | 20904.7342 | 20893.5647 | 20873.795
Scenario 3: Aggressive Fuel Sub | SCG | Ind | WholeBlg | Ind - Stone-Glass-Clay | Participant Cost Test | Energy Efficiency | 399653.3436 | 401895.1208 | 403568.7487 | 404837.9148 | 405874.046 | 406515.083 | 406813.4571 | 407036.4349 | 407199.049 | 407380.2547 | 407537.6274 | 407664.7838 | 407754.0662
Scenario 3: Aggressive Fuel Sub | SCG | Ind | WholeBlg | Ind - Stone-Glass-Clay | Program Administrator Cost Test | Energy Efficiency | 399653.3436 | 401895.1208 | 403568.7487 | 404837.9148 | 405874.046 | 406515.083 | 406813.4571 | 407036.4349 | 407199.049 | 407380.2547 | 407537.6274 | 407664.7838 | 407754.0662
Scenario 3: Aggressive Fuel Sub | SCG | Ind | WholeBlg | Ind - Stone-Glass-Clay | Rate Impact Measure Test | Energy Efficiency | 399653.3436 | 401895.1208 | 403568.7487 | 404837.9148 | 405874.046 | 406515.083 | 406813.4571 | 407036.4349 | 407199.049 | 407380.2547 | 407537.6274 | 407664.7838 | 407754.0662
Scenario 3: Aggressive Fuel Sub | SCG | Ind | WholeBlg | Ind - Stone-Glass-Clay | Total Resource Cost Test | Energy Efficiency | 399653.3436 | 401895.1208 | 403568.7487 | 404837.9148 | 405874.046 | 406515.083 | 406813.4571 | 407036.4349 | 407199.049 | 407380.2547 | 407537.6274 | 407664.7838 | 407754.0662
Scenario 3: Aggressive Fuel Sub | SCG | Ind | WholeBlg | Ind - Textiles | Participant Cost Test | Energy Efficiency | 190958.5774 | 190835.6637 | 190704.1695 | 190446.6521 | 190102.4867 | 189678.5791 | 189233.3576 | 188766.0054 | 188286.5658 | 187812.2954 | 187307.8034 | 186779.8787 | 186255.2538
Scenario 3: Aggressive Fuel Sub | SCG | Ind | WholeBlg | Ind - Textiles | Program Administrator Cost Test | Energy Efficiency | 190958.5774 | 190835.6637 | 190704.1695 | 190446.6521 | 190102.4867 | 189678.5791 | 189233.3576 | 188766.0054 | 188286.5658 | 187812.2954 | 187307.8034 | 186779.8787 | 186255.2538
Scenario 3: Aggressive Fuel Sub | SCG | Ind | WholeBlg | Ind - Textiles | Rate Impact Measure Test | Energy Efficiency | 190958.5774 | 190835.6637 | 190704.1695 | 190446.6521 | 190102.4867 | 189678.5791 | 189233.3576 | 188766.0054 | 188286.5658 | 187812.2954 | 187307.8034 | 186779.8787 | 186255.2538
Scenario 3: Aggressive Fuel Sub | SCG | Ind | WholeBlg | Ind - Textiles | Total Resource Cost Test | Energy Efficiency | 190958.5774 | 190835.6637 | 190704.1695 | 190446.6521 | 190102.4867 | 189678.5791 | 189233.3576 | 188766.0054 | 188286.5658 | 187812.2954 | 187307.8034 | 186779.8787 | 186255.2538
Scenario 3: Aggressive Fuel Sub | SCG | Ind | WholeBlg | Ind - Transportation Equipment | Participant Cost Test | Energy Efficiency | 142098.2995 | 141739.2367 | 141402.2365 | 141038.8486 | 140661.0018 | 140267.7896 | 139882.3968 | 139491.056 | 139092.9185 | 138693.1198 | 138273.0496 | 137838.1427 | 137410.0991
Scenario 3: Aggressive Fuel Sub | SCG | Ind | WholeBlg | Ind - Transportation Equipment | Program Administrator Cost Test | Energy Efficiency | 142098.2995 | 141739.2367 | 141402.2365 | 141038.8486 | 140661.0018 | 140267.7896 | 139882.3968 | 139491.056 | 139092.9185 | 138693.1198 | 138273.0496 | 137838.1427 | 137410.0991
Scenario 3: Aggressive Fuel Sub | SCG | Ind | WholeBlg | Ind - Transportation Equipment | Rate Impact Measure Test | Energy Efficiency | 142098.2995 | 141739.2367 | 141402.2365 | 141038.8486 | 140661.0018 | 140267.7896 | 139882.3968 | 139491.056 | 139092.9185 | 138693.1198 | 138273.0496 | 137838.1427 | 137410.0991
Scenario 3: Aggressive Fuel Sub | SCG | Ind | WholeBlg | Ind - Transportation Equipment | Total Resource Cost Test | Energy Efficiency | 142098.2995 | 141739.2367 | 141402.2365 | 141038.8486 | 140661.0018 | 140267.7896 | 139882.3968 | 139491.056 | 139092.9185 | 138693.1198 | 138273.0496 | 137838.1427 | 137410.0991
Scenario 3: Aggressive Fuel Sub | SCG | Res | AppPlug | Res - Multi Family | Participant Cost Test | Energy Efficiency | 0 | 0 | 0 | 0 | 0 | 0 | 0 | 0 | 0 | 0 | 0 | 0 | 0
Scenario 3: Aggressive Fuel Sub | SCG | Res | AppPlug | Res - Multi Family | Program Administrator Cost Test | Energy Efficiency | 0 | 0 | 0 | 0 | 0 | 0 | 0 | 0 | 0 | 0 | 0 | 0 | 0
Scenario 3: Aggressive Fuel Sub | SCG | Res | AppPlug | Res - Multi Family | Rate Impact Measure Test | Energy Efficiency | 0 | 0 | 0 | 0 | 0 | 0 | 0 | 0 | 0 | 0 | 0 | 0 | 0
Scenario 3: Aggressive Fuel Sub | SCG | Res | AppPlug | Res - Multi Family | Total Resource Cost Test | Energy Efficiency | 0 | 0 | 0 | 0 | 0 | 0 | 0 | 0 | 0 | 0 | 0 | 0 | 0
Scenario 3: Aggressive Fuel Sub | SCG | Res | AppPlug | Res - Single Family | Participant Cost Test | Energy Efficiency | 0 | 0 | 0 | 0 | 0 | 0 | 0 | 0 | 0 | 0 | 0 | 0 | 0
Scenario 3: Aggressive Fuel Sub | SCG | Res | AppPlug | Res - Single Family | Program Administrator Cost Test | Energy Efficiency | 0 | 0 | 0 | 0 | 0 | 0 | 0 | 0 | 0 | 0 | 0 | 0 | 0
Scenario 3: Aggressive Fuel Sub | SCG | Res | AppPlug | Res - Single Family | Rate Impact Measure Test | Energy Efficiency | 0 | 0 | 0 | 0 | 0 | 0 | 0 | 0 | 0 | 0 | 0 | 0 | 0
Scenario 3: Aggressive Fuel Sub | SCG | Res | AppPlug | Res - Single Family | Total Resource Cost Test | Energy Efficiency | 0 | 0 | 0 | 0 | 0 | 0 | 0 | 0 | 0 | 0 | 0 | 0 | 0
Scenario 3: Aggressive Fuel Sub | SCG | Res | BROs | Income Qualified - Multi Family IQ | Participant Cost Test | Energy Efficiency | 106399.6848 | 106844.656 | 107477.1184 | 108284.1016 | 109241.8211 | 110330.6449 | 111463.7057 | 112973.7546 | 114643.1392 | 116622.3059 | 118697.4967 | 120899.8134 | 123285.9062
Scenario 3: Aggressive Fuel Sub | SCG | Res | BROs | Income Qualified - Multi Family IQ | Program Administrator Cost Test | Energy Efficiency | 106399.6848 | 106844.656 | 107477.1184 | 108284.1016 | 109241.8211 | 110330.6449 | 111463.7057 | 112973.7546 | 114643.1392 | 116622.3059 | 118697.4967 | 120899.8134 | 123285.9062
Scenario 3: Aggressive Fuel Sub | SCG | Res | BROs | Income Qualified - Multi Family IQ | Rate Impact Measure Test | Energy Efficiency | 106399.6848 | 106844.656 | 107477.1184 | 108284.1016 | 109241.8211 | 110330.6449 | 111463.7057 | 112973.7546 | 114643.1392 | 116622.3059 | 118697.4967 | 120899.8134 | 123285.9062
Scenario 3: Aggressive Fuel Sub | SCG | Res | BROs | Income Qualified - Multi Family IQ | Total Resource Cost Test | Energy Efficiency | 106399.6848 | 106844.656 | 107477.1184 | 108284.1016 | 109241.8211 | 110330.6449 | 111463.7057 | 112973.7546 | 114643.1392 | 116622.3059 | 118697.4967 | 120899.8134 | 123285.9062
Scenario 3: Aggressive Fuel Sub | SCG | Res | BROs | Income Qualified - Single Family IQ | Participant Cost Test | Energy Efficiency | 328406.1325 | 329423.2779 | 330953.4274 | 332958.2036 | 335408.4806 | 338297.5152 | 341509.8403 | 345715.8732 | 350395.0881 | 355579.5426 | 361028.216 | 366832.1287 | 373164.3709
Scenario 3: Aggressive Fuel Sub | SCG | Res | BROs | Income Qualified - Single Family IQ | Program Administrator Cost Test | Energy Efficiency | 328406.1325 | 329423.2779 | 330953.4274 | 332958.2036 | 335408.4806 | 338297.5152 | 341509.8403 | 345715.8732 | 350395.0881 | 355579.5426 | 361028.216 | 366832.1287 | 373164.3709
Scenario 3: Aggressive Fuel Sub | SCG | Res | BROs | Income Qualified - Single Family IQ | Rate Impact Measure Test | Energy Efficiency | 328406.1325 | 329423.2779 | 330953.4274 | 332958.2036 | 335408.4806 | 338297.5152 | 341509.8403 | 345715.8732 | 350395.0881 | 355579.5426 | 361028.216 | 366832.1287 | 373164.3709
Scenario 3: Aggressive Fuel Sub | SCG | Res | BROs | Income Qualified - Single Family IQ | Total Resource Cost Test | Energy Efficiency | 328406.1325 | 329423.2779 | 330953.4274 | 332958.2036 | 335408.4806 | 338297.5152 | 341509.8403 | 345715.8732 | 350395.0881 | 355579.5426 | 361028.216 | 366832.1287 | 373164.3709
Scenario 3: Aggressive Fuel Sub | SCG | Res | BROs | Res - Multi Family | Participant Cost Test | Energy Efficiency | 1125365.2534 | 1128924.1903 | 1134254.5624 | 1141224.4992 | 1149725.0613 | 1159722.0643 | 1170788.4709 | 1185294.954 | 1201426.6943 | 1219382.243 | 1238249.6223 | 1258341.7475 | 1280252.1074
Scenario 3: Aggressive Fuel Sub | SCG | Res | BROs | Res - Multi Family | Program Administrator Cost Test | Energy Efficiency | 1125365.2534 | 1128924.1903 | 1134254.5624 | 1141224.4992 | 1149725.0613 | 1159722.0643 | 1170788.4709 | 1185294.954 | 1201426.6943 | 1219382.243 | 1238249.6223 | 1258341.7475 | 1280252.1074
Scenario 3: Aggressive Fuel Sub | SCG | Res | BROs | Res - Multi Family | Rate Impact Measure Test | Energy Efficiency | 1125365.2534 | 1128924.1903 | 1134254.5624 | 1141224.4992 | 1149725.0613 | 1159722.0643 | 1170788.4709 | 1185294.954 | 1201426.6943 | 1219382.243 | 1238249.6223 | 1258341.7475 | 1280252.1074
Scenario 3: Aggressive Fuel Sub | SCG | Res | BROs | Res - Multi Family | Total Resource Cost Test | Energy Efficiency | 1125365.2534 | 1128924.1903 | 1134254.5624 | 1141224.4992 | 1149725.0613 | 1159722.0643 | 1170788.4709 | 1185294.954 | 1201426.6943 | 1219382.243 | 1238249.6223 | 1258341.7475 | 1280252.1074
Scenario 3: Aggressive Fuel Sub | SCG | Res | BROs | Res - Single Family | Participant Cost Test | Energy Efficiency | 321906.3941 | 323273.6587 | 325212.0913 | 327682.3752 | 330609.9416 | 333932.1914 | 337377.1859 | 341972.904 | 347051.8437 | 353095.1419 | 359431.0881 | 366154.089 | 373435.6527
Scenario 3: Aggressive Fuel Sub | SCG | Res | BROs | Res - Single Family | Program Administrator Cost Test | Energy Efficiency | 321906.3941 | 323273.6587 | 325212.0913 | 327682.3752 | 330609.9416 | 333932.1914 | 337377.1859 | 341972.904 | 347051.8437 | 353095.1419 | 359431.0881 | 366154.089 | 373435.6527
Scenario 3: Aggressive Fuel Sub | SCG | Res | BROs | Res - Single Family | Rate Impact Measure Test | Energy Efficiency | 321906.3941 | 323273.6587 | 325212.0913 | 327682.3752 | 330609.9416 | 333932.1914 | 337377.1859 | 341972.904 | 347051.8437 | 353095.1419 | 359431.0881 | 366154.089 | 373435.6527
Scenario 3: Aggressive Fuel Sub | SCG | Res | BROs | Res - Single Family | Total Resource Cost Test | Energy Efficiency | 321906.3941 | 323273.6587 | 325212.0913 | 327682.3752 | 330609.9416 | 333932.1914 | 337377.1859 | 341972.904 | 347051.8437 | 353095.1419 | 359431.0881 | 366154.089 | 373435.6527
Scenario 3: Aggressive Fuel Sub | SCG | Res | BldgEnv | Res - Multi Family | Participant Cost Test | Energy Efficiency | 0 | 0 | 0 | 0 | 0 | 0 | 0 | 0 | 5138.3859 | 5119.9495 | 5102.2103 | 5085.1169 | 5068.6156
Scenario 3: Aggressive Fuel Sub | SCG | Res | BldgEnv | Res - Multi Family | Program Administrator Cost Test | Energy Efficiency | 0 | 0 | 0 | 0 | 0 | 0 | 0 | 0 | 3171.0907 | 3147.9533 | 3125.5575 | 3103.8602 | 3082.818
Scenario 3: Aggressive Fuel Sub | SCG | Res | BldgEnv | Res - Multi Family | Rate Impact Measure Test | Energy Efficiency | 0 | 0 | 0 | 0 | 0 | 0 | 0 | 0 | 5023.4895 | 4664.0826 | 4289.7367 | 3898.5249 | 3490.065
Scenario 3: Aggressive Fuel Sub | SCG | Res | BldgEnv | Res - Multi Family | Total Resource Cost Test | Energy Efficiency | 0 | 0 | 0 | 0 | 0 | 0 | 0 | 0 | 3890.4648 | 3864.7463 | 3839.8669 | 3815.7766 | 3792.4242
Scenario 3: Aggressive Fuel Sub | SCG | Res | BldgEnv | Res - Single Family | Participant Cost Test | Energy Efficiency | 1636832.5442 | 1914641.7716 | 2059347.9793 | 2105346.5024 | 2140339.8559 | 2115967.976 | 2109199.1787 | 2030816.3145 | 1900377.4387 | 0 | 0 | 0 | 0
Scenario 3: Aggressive Fuel Sub | SCG | Res | BldgEnv | Res - Single Family | Program Administrator Cost Test | Energy Efficiency | 129709.9475 | 154077.231 | 164654.0602 | 166309.2414 | 166864.1963 | 162371.4818 | 185699.7657 | 177087.8799 | 138776.5249 | 0 | 0 | 0 | 0
Scenario 3: Aggressive Fuel Sub | SCG | Res | BldgEnv | Res - Single Family | Rate Impact Measure Test | Energy Efficiency | 186412.9178 | 221545.1911 | 234969.1836 | 234253.4022 | 231383.3276 | 220841.0449 | 252577.9081 | 234137.2194 | 174396.9555 | 0 | 0 | 0 | 0
Scenario 3: Aggressive Fuel Sub | SCG | Res | BldgEnv | Res - Single Family | Total Resource Cost Test | Energy Efficiency | 528146.9586 | 623698.8872 | 672958.537 | 688823.4911 | 700829.8684 | 692717.3319 | 710606.6734 | 685174.7343 | 623086.2477 | 0 | 0 | 0 | 0
Scenario 3: Aggressive Fuel Sub | SCG | Res | HVAC | Res - Multi Family | Participant Cost Test | Energy Efficiency | 399.6026 | 416 | 428.0589 | 438.045 | 447.6136 | 0 | 0 | 0 | 0 | 0 | 0 | 0 | 1274.7705
Scenario 3: Aggressive Fuel Sub | SCG | Res | HVAC | Res - Multi Family | Program Administrator Cost Test | Energy Efficiency | 230.6894 | 239.5251 | 245.8324 | 250.9292 | 255.7712 | 0 | 0 | 0 | 0 | 0 | 0 | 0 | 720.7965
Scenario 3: Aggressive Fuel Sub | SCG | Res | HVAC | Res - Multi Family | Rate Impact Measure Test | Energy Efficiency | 608.6016 | 613.0421 | 608.2953 | 597.9339 | 584.2623 | 0 | 0 | 0 | 0 | 0 | 0 | 0 | 953.5612
Scenario 3: Aggressive Fuel Sub | SCG | Res | HVAC | Res - Multi Family | Total Resource Cost Test | Energy Efficiency | 410.5106 | 426.7251 | 438.4589 | 448.0495 | 457.1973 | 0 | 0 | 0 | 0 | 0 | 0 | 0 | 1039.4891
Scenario 3: Aggressive Fuel Sub | SCG | Res | HVAC | Res - Single Family | Participant Cost Test | Energy Efficiency | 11895004.9166 | 6006945.7269 | 6510310.2787 | 6831713.3082 | 3987689.6896 | 0 | 0 | 0 | 0 | 0 | 0 | 0 | 22454.4553
Scenario 3: Aggressive Fuel Sub | SCG | Res | HVAC | Res - Single Family | Program Administrator Cost Test | Energy Efficiency | 672207.3335 | 230400.7771 | 245629.5894 | 253232.2625 | 236015.747 | 0 | 0 | 0 | 0 | 0 | 0 | 0 | 12696.4756
Scenario 3: Aggressive Fuel Sub | SCG | Res | HVAC | Res - Single Family | Rate Impact Measure Test | Energy Efficiency | 3997318.965 | 973153.9251 | 1002562.9058 | 991412.5715 | 841574.1344 | 0 | 0 | 0 | 0 | 0 | 0 | 0 | 17269.3636
Scenario 3: Aggressive Fuel Sub | SCG | Res | HVAC | Res - Single Family | Total Resource Cost Test | Energy Efficiency | 11905702.9475 | 6000246.0067 | 6503274.3113 | 6824177.8729 | 3994149.8915 | 0 | 0 | 0 | 0 | 0 | 0 | 0 | 18310.0894
Scenario 3: Aggressive Fuel Sub | SCG | Res | WaterHeat | Res - Multi Family | Participant Cost Test | Energy Efficiency | 3715969.5282 | 3601941.6524 | 3604051.1129 | 3606537.1468 | 3619084.2071 | 540151.4644 | 514354.6554 | 492479.3913 | 470161.0205 | 448119.9856 | 428012.5642 | 411330.245 | 395426.775
Scenario 3: Aggressive Fuel Sub | SCG | Res | WaterHeat | Res - Multi Family | Program Administrator Cost Test | Energy Efficiency | 1005890.6519 | 892045.8131 | 827918.7858 | 777981.9753 | 740434.2684 | 212198.3588 | 196783.1401 | 183886.867 | 171415.5054 | 159581.2871 | 148884.3268 | 139733.1408 | 131213.7284
Scenario 3: Aggressive Fuel Sub | SCG | Res | WaterHeat | Res - Multi Family | Rate Impact Measure Test | Energy Efficiency | 6443730.4341 | 5777629.6022 | 5356648.8018 | 4975196.5222 | 4554810.9165 | 1054887.6602 | 934194.1348 | 812895.5179 | 687106.0443 | 565507.1494 | 449812.281 | 339076.1135 | 229519.3034
Scenario 3: Aggressive Fuel Sub | SCG | Res | WaterHeat | Res - Multi Family | Total Resource Cost Test | Energy Efficiency | 4051798.3375 | 3904630.952 | 3887751.4763 | 3876342.9781 | 3878573.0708 | 543531.2086 | 513475.6292 | 488397.0558 | 463332.882 | 438940.5417 | 416751.2522 | 398118.1701 | 380506.7615
Scenario 3: Aggressive Fuel Sub | SCG | Res | WaterHeat | Res - Single Family | Participant Cost Test | Energy Efficiency | 40397237.6323 | 42375465.2516 | 39081555.1285 | 23526549.3299 | 23991526.8322 | 2416510.0813 | 2189625.9868 | 1994544.646 | 1864929.7798 | 1761069.7254 | 1667886.2498 | 1584611.5075 | 1506865.9714
Scenario 3: Aggressive Fuel Sub | SCG | Res | WaterHeat | Res - Single Family | Program Administrator Cost Test | Energy Efficiency | 5720295.1605 | 5512876.095 | 5377882.8954 | 5247468.4356 | 5163546.3893 | 913770.9916 | 807190.6254 | 717732.6718 | 656862.6264 | 607587.553 | 563626.4284 | 524460.631 | 488464.4663
Scenario 3: Aggressive Fuel Sub | SCG | Res | WaterHeat | Res - Single Family | Rate Impact Measure Test | Energy Efficiency | 39096573.7518 | 37709098.3513 | 36352043.6375 | 34686753.6455 | 32705210.2101 | 4500310.2702 | 3773802.7022 | 3107441.6021 | 2569151.3746 | 2094273.1452 | 1650472.3023 | 1232593.8031 | 835063.5463
Scenario 3: Aggressive Fuel Sub | SCG | Res | WaterHeat | Res - Single Family | Total Resource Cost Test | Energy Efficiency | 42530079.3837 | 44472147.03 | 41160433.4677 | 25586318.7716 | 26039918.5064 | 2375593.2703 | 2129420.6621 | 1921598.7675 | 1785352.9672 | 1676744.729 | 1579361.9496 | 1492308.3432 | 1411432.4859
Scenario 3: Aggressive Fuel Sub | SCG | Res | WholeBlg | Res - Multi Family | Participant Cost Test | Energy Efficiency | 0 | 0 | 0 | 0 | 0 | 0 | 0 | 0 | 0 | 0 | 0 | 0 | 0
Scenario 3: Aggressive Fuel Sub | SCG | Res | WholeBlg | Res - Multi Family | Program Administrator Cost Test | Energy Efficiency | 0 | 0 | 0 | 0 | 0 | 0 | 0 | 0 | 0 | 0 | 0 | 0 | 0
Scenario 3: Aggressive Fuel Sub | SCG | Res | WholeBlg | Res - Multi Family | Rate Impact Measure Test | Energy Efficiency | 0 | 0 | 0 | 0 | 0 | 0 | 0 | 0 | 0 | 0 | 0 | 0 | 0
Scenario 3: Aggressive Fuel Sub | SCG | Res | WholeBlg | Res - Multi Family | Total Resource Cost Test | Energy Efficiency | 0 | 0 | 0 | 0 | 0 | 0 | 0 | 0 | 0 | 0 | 0 | 0 | 0
Scenario 3: Aggressive Fuel Sub | SCG | Res | WholeBlg | Res - Single Family | Participant Cost Test | Energy Efficiency | 0 | 0 | 0 | 0 | 0 | 0 | 0 | 0 | 0 | 0 | 0 | 0 | 0
Scenario 3: Aggressive Fuel Sub | SCG | Res | WholeBlg | Res - Single Family | Program Administrator Cost Test | Energy Efficiency | 0 | 0 | 0 | 0 | 0 | 0 | 0 | 0 | 0 | 0 | 0 | 0 | 0
Scenario 3: Aggressive Fuel Sub | SCG | Res | WholeBlg | Res - Single Family | Rate Impact Measure Test | Energy Efficiency | 0 | 0 | 0 | 0 | 0 | 0 | 0 | 0 | 0 | 0 | 0 | 0 | 0
Scenario 3: Aggressive Fuel Sub | SCG | Res | WholeBlg | Res - Single Family | Total Resource Cost Test | Energy Efficiency | 0 | 0 | 0 | 0 | 0 | 0 | 0 | 0 | 0 | 0 | 0 | 0 | 0
Scenario 3: Aggressive Fuel Sub | SDG&E | Ag | WholeBlg | Ag - Dairies, fishing, hunting | Participant Cost Test | Energy Efficiency | 7568.4617 | 7621.3503 | 7670.9953 | 7718.5359 | 7762.4737 | 7802.0128 | 7839.2643 | 7876.2406 | 7912.9963 | 7949.4555 | 7984.9557 | 8019.8855 | 8053.9062
Scenario 3: Aggressive Fuel Sub | SDG&E | Ag | WholeBlg | Ag - Dairies, fishing, hunting | Program Administrator Cost Test | Energy Efficiency | 7568.4617 | 7621.3503 | 7670.9953 | 7718.5359 | 7762.4737 | 7802.0128 | 7839.2643 | 7876.2406 | 7912.9963 | 7949.4555 | 7984.9557 | 8019.8855 | 8053.9062
Scenario 3: Aggressive Fuel Sub | SDG&E | Ag | WholeBlg | Ag - Dairies, fishing, hunting | Rate Impact Measure Test | Energy Efficiency | 7568.4617 | 7621.3503 | 7670.9953 | 7718.5359 | 7762.4737 | 7802.0128 | 7839.2643 | 7876.2406 | 7912.9963 | 7949.4555 | 7984.9557 | 8019.8855 | 8053.9062
Scenario 3: Aggressive Fuel Sub | SDG&E | Ag | WholeBlg | Ag - Dairies, fishing, hunting | Total Resource Cost Test | Energy Efficiency | 7568.4617 | 7621.3503 | 7670.9953 | 7718.5359 | 7762.4737 | 7802.0128 | 7839.2643 | 7876.2406 | 7912.9963 | 7949.4555 | 7984.9557 | 8019.8855 | 8053.9062
Scenario 3: Aggressive Fuel Sub | SDG&E | Ag | WholeBlg | Ag - Irrigated Agriculture, vineyards, forestry and greenhouses | Participant Cost Test | Energy Efficiency | 58307.1771 | 60163.8982 | 61917.371 | 63623.742 | 65227.8531 | 66689.1629 | 68085.6953 | 69486.1902 | 70905.7997 | 72326.0923 | 73722.815 | 75106.2677 | 76462.4871
Scenario 3: Aggressive Fuel Sub | SDG&E | Ag | WholeBlg | Ag - Irrigated Agriculture, vineyards, forestry and greenhouses | Program Administrator Cost Test | Energy Efficiency | 58307.1771 | 60163.8982 | 61917.371 | 63623.742 | 65227.8531 | 66689.1629 | 68085.6953 | 69486.1902 | 70905.7997 | 72326.0923 | 73722.815 | 75106.2677 | 76462.4871
Scenario 3: Aggressive Fuel Sub | SDG&E | Ag | WholeBlg | Ag - Irrigated Agriculture, vineyards, forestry and greenhouses | Rate Impact Measure Test | Energy Efficiency | 58307.1771 | 60163.8982 | 61917.371 | 63623.742 | 65227.8531 | 66689.1629 | 68085.6953 | 69486.1902 | 70905.7997 | 72326.0923 | 73722.815 | 75106.2677 | 76462.4871
Scenario 3: Aggressive Fuel Sub | SDG&E | Ag | WholeBlg | Ag - Irrigated Agriculture, vineyards, forestry and greenhouses | Total Resource Cost Test | Energy Efficiency | 58307.1771 | 60163.8982 | 61917.371 | 63623.742 | 65227.8531 | 66689.1629 | 68085.6953 | 69486.1902 | 70905.7997 | 72326.0923 | 73722.815 | 75106.2677 | 76462.4871
Scenario 3: Aggressive Fuel Sub | SDG&E | Ag | WholeBlg | Ag - Water pumping | Participant Cost Test | Energy Efficiency | 166386.5668 | 166065.179 | 165752.879 | 165426.5914 | 165097.9769 | 164784.4711 | 164469.3347 | 164142.2471 | 163789.6402 | 163427.7407 | 163061.5738 | 162692.1213 | 162323.5072
Scenario 3: Aggressive Fuel Sub | SDG&E | Ag | WholeBlg | Ag - Water pumping | Program Administrator Cost Test | Energy Efficiency | 166386.5668 | 166065.179 | 165752.879 | 165426.5914 | 165097.9769 | 164784.4711 | 164469.3347 | 164142.2471 | 163789.6402 | 163427.7407 | 163061.5738 | 162692.1213 | 162323.5072
Scenario 3: Aggressive Fuel Sub | SDG&E | Ag | WholeBlg | Ag - Water pumping | Rate Impact Measure Test | Energy Efficiency | 166386.5668 | 166065.179 | 165752.879 | 165426.5914 | 165097.9769 | 164784.4711 | 164469.3347 | 164142.2471 | 163789.6402 | 163427.7407 | 163061.5738 | 162692.1213 | 162323.5072
Scenario 3: Aggressive Fuel Sub | SDG&E | Ag | WholeBlg | Ag - Water pumping | Total Resource Cost Test | Energy Efficiency | 166386.5668 | 166065.179 | 165752.879 | 165426.5914 | 165097.9769 | 164784.4711 | 164469.3347 | 164142.2471 | 163789.6402 | 163427.7407 | 163061.5738 | 162692.1213 | 162323.5072
Scenario 3: Aggressive Fuel Sub | SDG&E | Com | AppPlug | Com - Health | Participant Cost Test | Energy Efficiency | 83158.3238 | 94875.5788 | 243731.8858 | 276869.3291 | 309138.1804 | 341940.101 | 364112.7844 | 400648.9948 | 443280.1608 | 490091.6799 | 535932.5659 | 545798.1147 | 562104.1387
Scenario 3: Aggressive Fuel Sub | SDG&E | Com | AppPlug | Com - Health | Program Administrator Cost Test | Energy Efficiency | 295557.6606 | 329805.3524 | 773862.4576 | 860942.2323 | 942242.7065 | 1021953.9469 | 1069165.1214 | 1153481.0726 | 1250625.4016 | 1354694.927 | 1451926.1184 | 1454764.2472 | 1472785.8448
Scenario 3: Aggressive Fuel Sub | SDG&E | Com | AppPlug | Com - Health | Rate Impact Measure Test | Energy Efficiency | 630439.1578 | 713456.7974 | 1456000.42 | 1644229.0724 | 1783844.371 | 1912176.999 | 1959978.8108 | 2088278.4923 | 2233626.1735 | 2378015.3683 | 2421844.7717 | 2135347.9586 | 1834654.1054
Scenario 3: Aggressive Fuel Sub | SDG&E | Com | AppPlug | Com - Health | Total Resource Cost Test | Energy Efficiency | 330369.6465 | 369928.965 | 878136.0536 | 980897.9539 | 1077831.1032 | 1173720.8162 | 1232597.5056 | 1335329.3998 | 1454039.039 | 1582014.9446 | 1703102.7023 | 1712891.525 | 1740999.4817
Scenario 3: Aggressive Fuel Sub | SDG&E | Com | AppPlug | Com - Lodging | Participant Cost Test | Energy Efficiency | 49887.766 | 55456.6726 | 225095.144 | 250606.8384 | 274176.6195 | 301754.4928 | 329251.7075 | 357663.6204 | 388027.0737 | 418136.2853 | 443978.2985 | 462534.0196 | 481480.3042
Scenario 3: Aggressive Fuel Sub | SDG&E | Com | AppPlug | Com - Lodging | Program Administrator Cost Test | Energy Efficiency | 155710.4562 | 169698.6522 | 641565.7812 | 700980.7935 | 752067.854 | 812086.0833 | 869141.8851 | 926074.018 | 985620.5828 | 1041837.6598 | 1084635.4926 | 1107224.2744 | 1129664.5635
Scenario 3: Aggressive Fuel Sub | SDG&E | Com | AppPlug | Com - Lodging | Rate Impact Measure Test | Energy Efficiency | 383722.8211 | 423385.6976 | 1204058.6156 | 1332916.5623 | 1414205.316 | 1512700.2903 | 1598454.0555 | 1678510.5706 | 1757386.4763 | 1821606.1926 | 1802065.3791 | 1619825.5298 | 1404272.141
Scenario 3: Aggressive Fuel Sub | SDG&E | Com | AppPlug | Com - Lodging | Total Resource Cost Test | Energy Efficiency | 176412.4228 | 193073.8697 | 744231.4102 | 816675.2054 | 880245.2002 | 954808.0431 | 1026678.3341 | 1099133.3468 | 1175391.1256 | 1248489.5395 | 1306404.883 | 1340805.813 | 1375349.4415
Scenario 3: Aggressive Fuel Sub | SDG&E | Com | AppPlug | Com - Other | Participant Cost Test | Energy Efficiency | 391.7728 | 465.1048 | 547.6719 | 640.3893 | 734.4245 | 846.6299 | 968.5769 | 1097.5996 | 1233.5941 | 1380.3638 | 1531.387 | 1691.593 | 1862.6164
Scenario 3: Aggressive Fuel Sub | SDG&E | Com | AppPlug | Com - Other | Program Administrator Cost Test | Energy Efficiency | 1449.9524 | 1692.1622 | 1958.8606 | 2251.8503 | 2534.8001 | 2864.7716 | 3213.145 | 3569.7677 | 3933.4002 | 4315.084 | 4693.3233 | 5082.6619 | 5486.7933
Scenario 3: Aggressive Fuel Sub | SDG&E | Com | AppPlug | Com - Other | Rate Impact Measure Test | Energy Efficiency | 2584.1936 | 3037.9251 | 3543.0529 | 4104.793 | 4661.3151 | 5320.9317 | 6030.8148 | 6774.6677 | 7551.3331 | 7646.2655 | 7544.7271 | 7243.5676 | 6711.519
Scenario 3: Aggressive Fuel Sub | SDG&E | Com | AppPlug | Com - Other | Total Resource Cost Test | Energy Efficiency | 1587.0729 | 1854.9489 | 2150.5457 | 2475.9866 | 2794.842 | 3170.2853 | 3569.1053 | 3980.3006 | 4402.6835 | 4848.8511 | 5294.8968 | 5757.3574 | 6240.7004
Scenario 3: Aggressive Fuel Sub | SDG&E | Com | BROs | Com - Lodging | Participant Cost Test | Energy Efficiency | 1753.4976 | 3588.3087 | 5511.1291 | 7565.3331 | 9751.8084 | 12057.4834 | 14538.0152 | 17123.9366 | 19847.0799 | 22717.1941 | 25656.662 | 28575.8482 | 31540.259
Scenario 3: Aggressive Fuel Sub | SDG&E | Com | BROs | Com - Lodging | Program Administrator Cost Test | Energy Efficiency | 1753.4976 | 3588.3087 | 5511.1291 | 7565.3331 | 9751.8084 | 12057.4834 | 14538.0152 | 17123.9366 | 19847.0799 | 22717.1941 | 25656.662 | 28575.8482 | 31540.259
Scenario 3: Aggressive Fuel Sub | SDG&E | Com | BROs | Com - Lodging | Rate Impact Measure Test | Energy Efficiency | 1753.4976 | 3588.3087 | 5511.1291 | 7565.3331 | 9751.8084 | 12057.4834 | 14538.0152 | 17123.9366 | 19847.0799 | 22717.1941 | 25656.662 | 28575.8482 | 31540.259
Scenario 3: Aggressive Fuel Sub | SDG&E | Com | BROs | Com - Lodging | Total Resource Cost Test | Energy Efficiency | 1753.4976 | 3588.3087 | 5511.1291 | 7565.3331 | 9751.8084 | 12057.4834 | 14538.0152 | 17123.9366 | 19847.0799 | 22717.1941 | 25656.662 | 28575.8482 | 31540.259
Scenario 3: Aggressive Fuel Sub | SDG&E | Com | BROs | Com - Other | Participant Cost Test | Energy Efficiency | 1589.053 | 3258.9718 | 5015.6213 | 6896.7932 | 8908.8078 | 11039.2071 | 13362.5969 | 15793.6192 | 18366.1125 | 21092.965 | 23903.3988 | 26724.3784 | 29797.3512
Scenario 3: Aggressive Fuel Sub | SDG&E | Com | BROs | Com - Other | Program Administrator Cost Test | Energy Efficiency | 1589.053 | 3258.9718 | 5015.6213 | 6896.7932 | 8908.8078 | 11039.2071 | 13362.5969 | 15793.6192 | 18366.1125 | 21092.965 | 23903.3988 | 26724.3784 | 29797.3512
Scenario 3: Aggressive Fuel Sub | SDG&E | Com | BROs | Com - Other | Rate Impact Measure Test | Energy Efficiency | 1589.053 | 3258.9718 | 5015.6213 | 6896.7932 | 8908.8078 | 11039.2071 | 13362.5969 | 15793.6192 | 18366.1125 | 21092.965 | 23903.3988 | 26724.3784 | 29797.3512
Scenario 3: Aggressive Fuel Sub | SDG&E | Com | BROs | Com - Other | Total Resource Cost Test | Energy Efficiency | 1589.053 | 3258.9718 | 5015.6213 | 6896.7932 | 8908.8078 | 11039.2071 | 13362.5969 | 15793.6192 | 18366.1125 | 21092.965 | 23903.3988 | 26724.3784 | 29797.3512
Scenario 3: Aggressive Fuel Sub | SDG&E | Com | BROs | Com - Retail | Participant Cost Test | Energy Efficiency | 3532.7754 | 7191.3058 | 10985.1405 | 14979.3569 | 19190.2284 | 23579.5125 | 28313.9213 | 33196.7086 | 38281.4332 | 43596.8824 | 48964.6318 | 54275.29 | 60542.671
Scenario 3: Aggressive Fuel Sub | SDG&E | Com | BROs | Com - Retail | Program Administrator Cost Test | Energy Efficiency | 3532.7754 | 7191.3058 | 10985.1405 | 14979.3569 | 19190.2284 | 23579.5125 | 28313.9213 | 33196.7086 | 38281.4332 | 43596.8824 | 48964.6318 | 54275.29 | 60542.671
Scenario 3: Aggressive Fuel Sub | SDG&E | Com | BROs | Com - Retail | Rate Impact Measure Test | Energy Efficiency | 3532.7754 | 7191.3058 | 10985.1405 | 14979.3569 | 19190.2284 | 23579.5125 | 28313.9213 | 33196.7086 | 38281.4332 | 43596.8824 | 48964.6318 | 54275.29 | 60542.671
Scenario 3: Aggressive Fuel Sub | SDG&E | Com | BROs | Com - Retail | Total Resource Cost Test | Energy Efficiency | 3532.7754 | 7191.3058 | 10985.1405 | 14979.3569 | 19190.2284 | 23579.5125 | 28313.9213 | 33196.7086 | 38281.4332 | 43596.8824 | 48964.6318 | 54275.29 | 60542.671
Scenario 3: Aggressive Fuel Sub | SDG&E | Com | BldgEnv | Com - College | Participant Cost Test | Energy Efficiency | 8.3775 | 8.4772 | 8.5764 | 8.6833 | 8.7814 | 8.8909 | 9.0031 | 9.1141 | 9.2282 | 9.347 | 9.4643 | 9.6174 | 9.7449
Scenario 3: Aggressive Fuel Sub | SDG&E | Com | BldgEnv | Com - College | Program Administrator Cost Test | Energy Efficiency | 10.9543 | 10.9619 | 10.9681 | 10.9859 | 10.9886 | 11.0079 | 11.0299 | 11.0484 | 11.0701 | 11.0973 | 11.1208 | 11.1936 | 11.2281
Scenario 3: Aggressive Fuel Sub | SDG&E | Com | BldgEnv | Com - College | Rate Impact Measure Test | Energy Efficiency | 19.8231 | 19.9273 | 20.0217 | 20.1358 | 20.2099 | 20.3176 | 20.4233 | 19.7595 | 18.6301 | 17.4042 | 16.0529 | 14.6415 | 13.0289
Scenario 3: Aggressive Fuel Sub | SDG&E | Com | BldgEnv | Com - College | Total Resource Cost Test | Energy Efficiency | 13.9499 | 13.9917 | 14.032 | 14.0866 | 14.1232 | 14.1801 | 14.2409 | 14.2977 | 14.3588 | 14.427 | 14.491 | 14.6169 | 14.6954
Scenario 3: Aggressive Fuel Sub | SDG&E | Com | BldgEnv | Com - Grocery | Participant Cost Test | Energy Efficiency | 364.5017 | 352.8236 | 341.5347 | 331.11 | 321.4026 | 312.3525 | 304.0549 | 296.28 | 288.971 | 281.9756 | 275.0149 | 268.0514 | 260.9963
Scenario 3: Aggressive Fuel Sub | SDG&E | Com | BldgEnv | Com - Grocery | Program Administrator Cost Test | Energy Efficiency | 214.4491 | 204.4261 | 194.9564 | 186.173 | 177.9371 | 170.2418 | 163.0648 | 156.3018 | 149.9009 | 143.8384 | 137.9966 | 132.3707 | 126.9362
Scenario 3: Aggressive Fuel Sub | SDG&E | Com | BldgEnv | Com - Grocery | Rate Impact Measure Test | Energy Efficiency | 393.4014 | 377.2847 | 361.8296 | 347.2939 | 333.6481 | 320.9337 | 309.0818 | 286.2648 | 258.0354 | 230.3395 | 202.8952 | 175.6636 | 148.6029
Scenario 3: Aggressive Fuel Sub | SDG&E | Com | BldgEnv | Com - Grocery | Total Resource Cost Test | Energy Efficiency | 408.5904 | 392.9076 | 377.9235 | 364.0574 | 351.1036 | 339.0244 | 327.8592 | 317.3733 | 307.4884 | 298.0835 | 288.8796 | 279.8469 | 270.9056
Scenario 3: Aggressive Fuel Sub | SDG&E | Com | BldgEnv | Com - Health | Participant Cost Test | Energy Efficiency | 327.7742 | 317.1294 | 306.6688 | 296.5129 | 286.4558 | 276.5216 | 267.1326 | 259.1824 | 251.5992 | 244.4226 | 237.5803 | 230.25 | 223.2478
Scenario 3: Aggressive Fuel Sub | SDG&E | Com | BldgEnv | Com - Health | Program Administrator Cost Test | Energy Efficiency | 283.8749 | 269.5737 | 255.6953 | 242.349 | 229.1532 | 216.1846 | 204.2447 | 195.004 | 186.3953 | 178.5018 | 171.2116 | 163.0881 | 155.5746
Scenario 3: Aggressive Fuel Sub | SDG&E | Com | BldgEnv | Com - Health | Rate Impact Measure Test | Energy Efficiency | 549.6404 | 525.4932 | 501.6525 | 478.3864 | 455.056 | 431.9058 | 410.4864 | 378.0658 | 338.3957 | 300.0205 | 262.4956 | 223.5946 | 185.7192
Scenario 3: Aggressive Fuel Sub | SDG&E | Com | BldgEnv | Com - Health | Total Resource Cost Test | Energy Efficiency | 450.6476 | 431.6089 | 413.0555 | 395.1579 | 377.461 | 360.0481 | 343.8732 | 330.9135 | 318.7257 | 307.4028 | 296.8027 | 285.2009 | 274.3258
Scenario 3: Aggressive Fuel Sub | SDG&E | Com | BldgEnv | Com - Lodging | Participant Cost Test | Energy Efficiency | 7.7691 | 7.8051 | 7.8411 | 7.8938 | 7.9233 | 7.9716 | 8.0128 | 8.0549 | 1.144 | 8.1415 | 14.0429 | 14.1158 | 14.1957
Scenario 3: Aggressive Fuel Sub | SDG&E | Com | BldgEnv | Com - Lodging | Program Administrator Cost Test | Energy Efficiency | 5.8391 | 5.7708 | 5.7037 | 5.6575 | 5.5833 | 5.5322 | 5.4686 | 5.4056 | 0.88287 | 5.2884 | 8.6528 | 8.5404 | 8.4371
Scenario 3: Aggressive Fuel Sub | SDG&E | Com | BldgEnv | Com - Lodging | Rate Impact Measure Test | Energy Efficiency | 11.2057 | 11.1257 | 11.0331 | 10.9743 | 10.8344 | 10.7404 | 10.6116 | 10.1135 | 1.685 | 8.6412 | 12.888 | 11.4565 | 9.9459
Scenario 3: Aggressive Fuel Sub | SDG&E | Com | BldgEnv | Com - Lodging | Total Resource Cost Test | Energy Efficiency | 9.4021 | 9.3805 | 9.3595 | 9.3648 | 9.3337 | 9.3319 | 9.3178 | 9.3049 | 1.4162 | 9.287 | 15.6878 | 15.6629 | 15.6491
Scenario 3: Aggressive Fuel Sub | SDG&E | Com | BldgEnv | Com - Office (Large) | Participant Cost Test | Energy Efficiency | 843.7441 | 818.1963 | 793.4812 | 769.4015 | 745.892 | 723.1919 | 701.1742 | 679.7436 | 584.4381 | 638.382 | 618.691 | 599.7085 | 581.4511
Scenario 3: Aggressive Fuel Sub | SDG&E | Com | BldgEnv | Com - Office (Large) | Program Administrator Cost Test | Energy Efficiency | 275.0988 | 261.8659 | 249.264 | 237.2657 | 225.7891 | 214.9911 | 204.7661 | 194.9922 | 139.0723 | 176.5457 | 167.9959 | 159.9082 | 152.2795
Scenario 3: Aggressive Fuel Sub | SDG&E | Com | BldgEnv | Com - Office (Large) | Rate Impact Measure Test | Energy Efficiency | 521.5254 | 499.9165 | 478.7906 | 458.0148 | 437.9893 | 419.0659 | 401.0294 | 368.6505 | 252.0412 | 290.7292 | 253.1798 | 216.4461 | 180.4603
Scenario 3: Aggressive Fuel Sub | SDG&E | Com | BldgEnv | Com - Office (Large) | Total Resource Cost Test | Energy Efficiency | 776.5692 | 749.7598 | 723.9578 | 699.0077 | 674.8054 | 651.6331 | 629.3265 | 607.7315 | 503.2832 | 566.3232 | 546.766 | 528.017 | 510.0854
Scenario 3: Aggressive Fuel Sub | SDG&E | Com | BldgEnv | Com - Office (Small) | Participant Cost Test | Energy Efficiency | 368.3135 | 357.0342 | 346.1577 | 335.5645 | 367.0999 | 355.9427 | 345.051 | 334.443 | 287.2533 | 314.0179 | 304.2702 | 294.8568 | 285.7928
Scenario 3: Aggressive Fuel Sub | SDG&E | Com | BldgEnv | Com - Office (Small) | Program Administrator Cost Test | Energy Efficiency | 99.5433 | 94.6917 | 90.0942 | 85.7215 | 109.8866 | 104.6233 | 99.5904 | 94.779 | 67.1253 | 85.7435 | 81.5421 | 77.5583 | 73.7955
Scenario 3: Aggressive Fuel Sub | SDG&E | Com | BldgEnv | Com - Office (Small) | Rate Impact Measure Test | Energy Efficiency | 193.0461 | 184.9689 | 177.1028 | 169.3478 | 212.4374 | 203.3823 | 194.6914 | 178.93 | 121.5043 | 141.0227 | 122.7555 | 104.8906 | 87.4068
Scenario 3: Aggressive Fuel Sub | SDG&E | Com | BldgEnv | Com - Office (Small) | Total Resource Cost Test | Energy Efficiency | 325.0556 | 313.8888 | 303.1753 | 292.8116 | 331.1918 | 319.8323 | 308.8139 | 298.1434 | 246.4538 | 277.7514 | 268.0941 | 258.8174 | 249.9343
Scenario 3: Aggressive Fuel Sub | SDG&E | Com | BldgEnv | Com - Other | Participant Cost Test | Energy Efficiency | 183.826 | 178.5861 | 173.4885 | 168.4911 | 163.5653 | 158.766 | 154.0568 | 149.4369 | 122.3599 | 140.4112 | 141.2557 | 136.5632 | 131.9222
Scenario 3: Aggressive Fuel Sub | SDG&E | Com | BldgEnv | Com - Other | Program Administrator Cost Test | Energy Efficiency | 63.4489 | 60.6301 | 57.9239 | 55.3216 | 52.7967 | 50.388 | 48.0678 | 45.828 | 29.5657 | 41.5449 | 42.4893 | 40.2456 | 38.0634
Scenario 3: Aggressive Fuel Sub | SDG&E | Com | BldgEnv | Com - Other | Rate Impact Measure Test | Energy Efficiency | 119.4056 | 114.9203 | 110.4925 | 106.0813 | 101.7494 | 97.5833 | 93.5222 | 86.108 | 53.6493 | 68.1129 | 63.6129 | 54.221 | 44.9957
Scenario 3: Aggressive Fuel Sub | SDG&E | Com | BldgEnv | Com - Other | Total Resource Cost Test | Energy Efficiency | 171.5653 | 165.9991 | 160.6085 | 155.3582 | 150.2089 | 145.2277 | 140.3691 | 135.6267 | 105.7032 | 126.4238 | 127.6541 | 122.8575 | 118.1385
Scenario 3: Aggressive Fuel Sub | SDG&E | Com | BldgEnv | Com - Refrig. Warehouse | Participant Cost Test | Energy Efficiency | 1.9064 | 1.8498 | 1.7954 | 1.7415 | 1.6897 | 1.6398 | 1.5919 | 2.0037 | 1.502 | 1.9139 | 2.1047 | 2.0679 | 2.0326
Scenario 3: Aggressive Fuel Sub | SDG&E | Com | BldgEnv | Com - Refrig. Warehouse | Program Administrator Cost Test | Energy Efficiency | 0.51679 | 0.49301 | 0.47058 | 0.44844 | 0.42796 | 0.40873 | 0.39089 | 0.66625 | 0.35891 | 0.62283 | 0.73558 | 0.71606 | 0.69741
Scenario 3: Aggressive Fuel Sub | SDG&E | Com | BldgEnv | Com - Refrig. Warehouse | Rate Impact Measure Test | Energy Efficiency | 1.0045 | 0.96593 | 0.92835 | 0.8889 | 0.85245 | 0.81778 | 0.78525 | 1.2379 | 0.65097 | 1.0107 | 1.0874 | 0.95483 | 0.81909
Scenario 3: Aggressive Fuel Sub | SDG&E | Com | BldgEnv | Com - Refrig. Warehouse | Total Resource Cost Test | Energy Efficiency | 1.6837 | 1.6281 | 1.575 | 1.5223 | 1.4723 | 1.4244 | 1.3789 | 1.853 | 1.2946 | 1.7611 | 1.9708 | 1.9319 | 1.8947
Scenario 3: Aggressive Fuel Sub | SDG&E | Com | BldgEnv | Com - Restaurant | Participant Cost Test | Energy Efficiency | 124.0311 | 120.1637 | 116.4365 | 112.7939 | 109.8862 | 106.5285 | 103.2699 | 112.9033 | 97.0934 | 106.1323 | 102.8955 | 99.7659 | 96.7493
Scenario 3: Aggressive Fuel Sub | SDG&E | Com | BldgEnv | Com - Restaurant | Program Administrator Cost Test | Energy Efficiency | 33.3009 | 31.6239 | 30.0366 | 28.5198 | 27.6119 | 26.2939 | 25.0459 | 32.021 | 22.7624 | 29.05 | 27.6648 | 26.3488 | 25.1035
Scenario 3: Aggressive Fuel Sub | SDG&E | Com | BldgEnv | Com - Restaurant | Rate Impact Measure Test | Energy Efficiency | 64.3623 | 61.5503 | 58.8287 | 56.1405 | 54.8592 | 52.4914 | 50.235 | 60.4874 | 41.2245 | 47.8032 | 41.6667 | 35.6481 | 29.7412
Scenario 3: Aggressive Fuel Sub | SDG&E | Com | BldgEnv | Com - Restaurant | Total Resource Cost Test | Energy Efficiency | 109.2896 | 105.451 | 101.771 | 98.1978 | 95.5818 | 92.3434 | 89.2216 | 100.6722 | 83.3595 | 93.9298 | 90.7304 | 87.6525 | 84.7014
Scenario 3: Aggressive Fuel Sub | SDG&E | Com | BldgEnv | Com - Retail | Participant Cost Test | Energy Efficiency | 628.6223 | 604.6112 | 583.8123 | 559.3086 | 532.3292 | 506.7128 | 484.1783 | 462.7678 | 442.8357 | 424.5837 | 408.0161 | 392.9122 | 379.051
Scenario 3: Aggressive Fuel Sub | SDG&E | Com | BldgEnv | Com - Retail | Program Administrator Cost Test | Energy Efficiency | 348.3018 | 328.0242 | 308.8398 | 288.7292 | 268.0043 | 250.1164 | 236.8317 | 224.3279 | 212.667 | 201.8671 | 191.8679 | 182.6011 | 173.969
Scenario 3: Aggressive Fuel Sub | SDG&E | Com | BldgEnv | Com - Retail | Rate Impact Measure Test | Energy Efficiency | 640.6263 | 606.9218 | 574.7653 | 540.2195 | 504.277 | 473.3276 | 450.6707 | 412.2469 | 366.974 | 323.774 | 282.3385 | 242.3887 | 203.6533
Scenario 3: Aggressive Fuel Sub | SDG&E | Com | BldgEnv | Com - Retail | Total Resource Cost Test | Energy Efficiency | 689.3932 | 657.4004 | 628.4682 | 596.3907 | 562.2385 | 531.1719 | 505.6405 | 481.4757 | 458.9641 | 438.256 | 419.3111 | 401.9261 | 385.8781
Scenario 3: Aggressive Fuel Sub | SDG&E | Com | BldgEnv | Com - School | Participant Cost Test | Energy Efficiency | 91.1095 | 88.4705 | 85.9326 | 93.9337 | 91.2634 | 88.6513 | 86.1045 | 83.6378 | 72.3168 | 78.9265 | 76.6949 | 74.5497 | 72.4913
Scenario 3: Aggressive Fuel Sub | SDG&E | Com | BldgEnv | Com - School | Program Administrator Cost Test | Energy Efficiency | 25.6057 | 24.4845 | 23.4247 | 29.647 | 28.3671 | 27.1362 | 25.9604 | 24.8445 | 18.1988 | 22.7696 | 21.8127 | 20.9092 | 20.0578
Scenario 3: Aggressive Fuel Sub | SDG&E | Com | BldgEnv | Com - School | Rate Impact Measure Test | Energy Efficiency | 50.7814 | 48.8709 | 46.9892 | 57.8998 | 55.596 | 53.3296 | 51.1197 | 47.1747 | 33.1072 | 37.6511 | 32.9971 | 28.3901 | 23.8164
Scenario 3: Aggressive Fuel Sub | SDG&E | Com | BldgEnv | Com - School | Total Resource Cost Test | Energy Efficiency | 81.1491 | 78.5475 | 76.058 | 85.8588 | 83.1282 | 80.4707 | 77.8958 | 75.4175 | 63.0103 | 70.7221 | 68.5154 | 66.405 | 64.3902
Scenario 3: Aggressive Fuel Sub | SDG&E | Com | BldgEnv | Com - Warehouse | Participant Cost Test | Energy Efficiency | 338.8797 | 329.475 | 320.4049 | 311.5803 | 302.9202 | 294.532 | 286.3336 | 278.3782 | 224.1075 | 263.1007 | 271.34 | 264.4301 | 257.7725
Scenario 3: Aggressive Fuel Sub | SDG&E | Com | BldgEnv | Com - Warehouse | Program Administrator Cost Test | Energy Efficiency | 117.3831 | 112.3486 | 107.5515 | 102.996 | 98.6029 | 94.4447 | 90.4573 | 86.6578 | 53.7914 | 79.5214 | 85.0727 | 81.7938 | 78.6775
Scenario 3: Aggressive Fuel Sub | SDG&E | Com | BldgEnv | Com - Warehouse | Rate Impact Measure Test | Energy Efficiency | 223.875 | 215.7642 | 207.8193 | 200.013 | 192.4115 | 185.1811 | 178.1889 | 164.706 | 99.1131 | 131.4624 | 127.9833 | 110.5385 | 93.1398
Scenario 3: Aggressive Fuel Sub | SDG&E | Com | BldgEnv | Com - Warehouse | Total Resource Cost Test | Energy Efficiency | 316.5064 | 306.5309 | 296.9499 | 287.7051 | 278.6827 | 270.0108 | 261.5858 | 253.4576 | 193.2975 | 237.9565 | 247.4725 | 240.4263 | 233.667
Scenario 3: Aggressive Fuel Sub | SDG&E | Com | ComRefrig | Com - College | Participant Cost Test | Energy Efficiency | 418.6587 | 296.0895 | 187.7594 | 107.1154 | 53.3767 | 31.8694 | 20.5072 | 15.0117 | 14.3359 | 13.6906 | 13.0744 | 12.486 | 11.9241
Scenario 3: Aggressive Fuel Sub | SDG&E | Com | ComRefrig | Com - College | Program Administrator Cost Test | Energy Efficiency | 259.2366 | 181.8268 | 114.5463 | 65.0645 | 32.5054 | 18.8453 | 11.5232 | 8.0242 | 7.5115 | 7.0315 | 6.5822 | 6.1616 | 5.768
Scenario 3: Aggressive Fuel Sub | SDG&E | Com | ComRefrig | Com - College | Rate Impact Measure Test | Energy Efficiency | 1889.6003 | 1275.813 | 767.9848 | 412.6162 | 193.5104 | 104.2498 | 58.5274 | 36.9255 | 30.7538 | 25.0001 | 19.6402 | 14.6043 | 9.87
Scenario 3: Aggressive Fuel Sub | SDG&E | Com | ComRefrig | Com - College | Total Resource Cost Test | Energy Efficiency | 462.0669 | 325.8022 | 206.1085 | 117.3987 | 58.5552 | 34.5946 | 21.8675 | 15.7395 | 14.9322 | 14.1675 | 13.4433 | 12.7572 | 12.1072
Scenario 3: Aggressive Fuel Sub | SDG&E | Com | ComRefrig | Com - Grocery | Participant Cost Test | Energy Efficiency | 397327.4418 | 224449.4567 | 101670.5964 | 56047.6173 | 30933.3909 | 22314.8933 | 21310.6643 | 20351.712 | 19435.9912 | 18561.5492 | 17726.5217 | 16929.1286 | 16167.6707
Scenario 3: Aggressive Fuel Sub | SDG&E | Com | ComRefrig | Com - Grocery | Program Administrator Cost Test | Energy Efficiency | 250113.7568 | 141343.0239 | 64938.6448 | 34809.7495 | 18100.8229 | 12401.7024 | 11609.3661 | 10867.6995 | 10173.4591 | 9523.6093 | 8915.3091 | 8345.8993 | 7812.8911
Scenario 3: Aggressive Fuel Sub | SDG&E | Com | ComRefrig | Com - Grocery | Rate Impact Measure Test | Energy Efficiency | 1823102.7837 | 991752.841 | 435386.2651 | 220751.1845 | 107757.2536 | 68604.5074 | 58964.7848 | 50010.296 | 41652.6639 | 33860.8372 | 26601.8332 | 19781.4852 | 13369.2562
Scenario 3: Aggressive Fuel Sub | SDG&E | Com | ComRefrig | Com - Grocery | Total Resource Cost Test | Energy Efficiency | 441187.5287 | 249261.3142 | 113505.2987 | 61927.0828 | 33453.9631 | 23705.5494 | 22486.036 | 21331.2498 | 20237.6445 | 19201.8742 | 18220.7817 | 17291.3875 | 16410.8794
Scenario 3: Aggressive Fuel Sub | SDG&E | Com | ComRefrig | Com - Refrig. Warehouse | Participant Cost Test | Energy Efficiency | 128.8924 | 87.4998 | 52.9929 | 28.4945 | 13.6749 | 8.6947 | 5.5127 | 4.8843 | 4.6645 | 4.4545 | 4.2541 | 4.0626 | 3.8798
Scenario 3: Aggressive Fuel Sub | SDG&E | Com | ComRefrig | Com - Refrig. Warehouse | Program Administrator Cost Test | Energy Efficiency | 80.0044 | 53.8814 | 32.4326 | 17.3902 | 8.3553 | 5.0781 | 3.0338 | 2.6102 | 2.4434 | 2.2873 | 2.1412 | 2.0044 | 1.8763
Scenario 3: Aggressive Fuel Sub | SDG&E | Com | ComRefrig | Com - Refrig. Warehouse | Rate Impact Measure Test | Energy Efficiency | 583.1597 | 378.0664 | 217.4468 | 110.2824 | 49.7407 | 28.0915 | 15.4088 | 12.0115 | 10.0039 | 8.1324 | 6.3888 | 4.7507 | 3.2107
Scenario 3: Aggressive Fuel Sub | SDG&E | Com | ComRefrig | Com - Refrig. Warehouse | Total Resource Cost Test | Energy Efficiency | 142.3825 | 96.3771 | 58.239 | 31.2835 | 15.0196 | 9.3969 | 5.8367 | 5.1207 | 4.8581 | 4.6093 | 4.3737 | 4.1506 | 3.9391
Scenario 3: Aggressive Fuel Sub | SDG&E | Com | ComRefrig | Com - Restaurant | Participant Cost Test | Energy Efficiency | 15269.0239 | 8778.3045 | 4124.9738 | 2251.7115 | 1275.6396 | 849.5584 | 811.3246 | 774.8147 | 739.9508 | 706.6586 | 674.867 | 644.5083 | 615.5178
Scenario 3: Aggressive Fuel Sub | SDG&E | Com | ComRefrig | Com - Restaurant | Program Administrator Cost Test | Energy Efficiency | 9608.6642 | 5524.5301 | 2627.5382 | 1402.4171 | 751.9838 | 472.184 | 442.0157 | 413.7767 | 387.3435 | 362.6005 | 339.4395 | 317.7593 | 297.4652
Scenario 3: Aggressive Fuel Sub | SDG&E | Com | ComRefrig | Com - Restaurant | Rate Impact Measure Test | Energy Efficiency | 70038.4603 | 38763.6282 | 17616.5373 | 8893.6357 | 4476.6866 | 2612.057 | 2245.0288 | 1904.0915 | 1585.8801 | 1289.2124 | 1012.8323 | 753.1545 | 509.0162
Scenario 3: Aggressive Fuel Sub | SDG&E | Com | ComRefrig | Com - Restaurant | Total Resource Cost Test | Energy Efficiency | 16952.5569 | 9746.4567 | 4600.4701 | 2490.4851 | 1383.1935 | 902.525 | 856.0935 | 812.1265 | 770.489 | 731.0535 | 693.6999 | 658.3148 | 624.7909
Scenario 3: Aggressive Fuel Sub | SDG&E | Com | ComRefrig | Com - Retail | Participant Cost Test | Energy Efficiency | 171336.609 | 98797.5095 | 46899.7203 | 24312.5268 | 13768.5244 | 9230.1704 | 8814.7614 | 8418.0828 | 8039.2884 | 7677.5705 | 7332.1576 | 7002.3135 | 6687.3351
Scenario 3: Aggressive Fuel Sub | SDG&E | Com | ComRefrig | Com - Retail | Program Administrator Cost Test | Energy Efficiency | 107686.5882 | 62026.5633 | 29710.9778 | 15137.9737 | 8112.0797 | 5130.4086 | 4802.6145 | 4495.7838 | 4208.5746 | 3939.7307 | 3688.0768 | 3452.5126 | 3232.0085
Scenario 3: Aggressive Fuel Sub | SDG&E | Com | ComRefrig | Com - Retail | Rate Impact Measure Test | Energy Efficiency | 784937.7067 | 435217.9449 | 199199.5936 | 95999.7034 | 48292.5793 | 28380.7129 | 24392.8162 | 20688.4154 | 17230.9477 | 14007.5653 | 11004.6216 | 8183.1597 | 5530.5455
Scenario 3: Aggressive Fuel Sub | SDG&E | Com | ComRefrig | Com - Retail | Total Resource Cost Test | Energy Efficiency | 190140.4575 | 109595.6453 | 52199.4789 | 26887.7683 | 14926.529 | 9805.8206 | 9301.3333 | 8823.6241 | 8371.2258 | 7942.7541 | 7536.9027 | 7152.4389 | 6788.1993
Scenario 3: Aggressive Fuel Sub | SDG&E | Com | ComRefrig | Com - School | Participant Cost Test | Energy Efficiency | 39.946 | 22.0395 | 21.0487 | 20.1025 | 19.1989 | 18.336 | 17.512 | 16.725 | 15.9735 | 15.2558 | 14.5705 | 13.9159 | 13.2909
Scenario 3: Aggressive Fuel Sub | SDG&E | Com | ComRefrig | Com - School | Program Administrator Cost Test | Energy Efficiency | 25.8437 | 13.2315 | 12.3868 | 11.596 | 10.8558 | 10.1629 | 9.5143 | 8.9071 | 8.3386 | 7.8065 | 7.3084 | 6.8421 | 6.4056
Scenario 3: Aggressive Fuel Sub | SDG&E | Com | ComRefrig | Com - School | Rate Impact Measure Test | Energy Efficiency | 188.3772 | 92.8403 | 83.0479 | 73.5379 | 64.6265 | 56.2198 | 48.3236 | 40.9879 | 34.1405 | 27.7558 | 21.8071 | 16.2172 | 10.9611
Scenario 3: Aggressive Fuel Sub | SDG&E | Com | ComRefrig | Com - School | Total Resource Cost Test | Energy Efficiency | 44.8107 | 24.0537 | 22.8095 | 21.6316 | 20.5165 | 19.4608 | 18.4611 | 17.5144 | 16.6177 | 15.7685 | 14.9639 | 14.2018 | 13.4796
Scenario 3: Aggressive Fuel Sub | SDG&E | Com | FoodServ | Com - College | Participant Cost Test | Energy Efficiency | 59732.7724 | 63376.179 | 66975.9353 | 70941.7761 | 74527.0681 | 78563.0476 | 82686.8903 | 86738.1239 | 90887.7317 | 95179.1796 | 99402.279 | 104838.7579 | 109424.8244
Scenario 3: Aggressive Fuel Sub | SDG&E | Com | FoodServ | Com - College | Participant Cost Test | Fuel Substitution | 6608.8156 | 7649.0791 | 8404.4413 | 9035.961 | 9577.0422 | 10004.3898 | 10312.7193 | 10513.2037 | 10584.1854 | 10524.7404 | 10322.4647 | 9933.7932 | 9333.0037
Scenario 3: Aggressive Fuel Sub | SDG&E | Com | FoodServ | Com - College | Program Administrator Cost Test | Energy Efficiency | 54368.2076 | 56984.3979 | 59503.7598 | 62275.3939 | 64614.5667 | 67279.7179 | 69937.292 | 72445.8741 | 74949.116 | 77471.3575 | 79845.6702 | 83146.6291 | 85565.2161
Scenario 3: Aggressive Fuel Sub | SDG&E | Com | FoodServ | Com - College | Program Administrator Cost Test | Fuel Substitution | 4390.4874 | 5228.5074 | 6110.5327 | 7044.44 | 8070.891 | 9216.4923 | 10382.5571 | 11557.4743 | 12770.7363 | 14015.1837 | 15388.8867 | 16773.4287 | 18207.8175
Scenario 3: Aggressive Fuel Sub | SDG&E | Com | FoodServ | Com - College | Rate Impact Measure Test | Energy Efficiency | 163585.1367 | 172147.4579 | 174137.5071 | 175392.2536 | 173992.6074 | 172197.2474 | 168860.0406 | 163562.5203 | 156501.2852 | 147577.5909 | 136230.1955 | 123938.1055 | 107453.5454
Scenario 3: Aggressive Fuel Sub | SDG&E | Com | FoodServ | Com - College | Rate Impact Measure Test | Fuel Substitution | 4390.4874 | 5228.5074 | 6110.5327 | 7044.44 | 8070.891 | 9216.4923 | 10382.5571 | 11557.4743 | 12770.7363 | 14015.1837 | 15388.8867 | 16773.4287 | 18207.8175
Scenario 3: Aggressive Fuel Sub | SDG&E | Com | FoodServ | Com - College | Total Resource Cost Test | Energy Efficiency | 82469.7642 | 86804.6483 | 91025.4505 | 95672.4744 | 99721.7981 | 104309.0241 | 108936.2822 | 113389.4864 | 117895.9624 | 122504.8918 | 126946.4572 | 132879.1334 | 137604.9227
Scenario 3: Aggressive Fuel Sub | SDG&E | Com | FoodServ | Com - College | Total Resource Cost Test | Fuel Substitution | 5316.0564 | 6338.4785 | 7422.41 | 8579.6954 | 9849.1438 | 11259.564 | 12714.0818 | 14202.2952 | 15754.9976 | 17369.6031 | 19143.9464 | 20961.3003 | 22860.8299
Scenario 3: Aggressive Fuel Sub | SDG&E | Com | FoodServ | Com - Grocery | Participant Cost Test | Energy Efficiency | 367634.3211 | 391984.9875 | 415840.1099 | 440822.1039 | 465208.8159 | 491592.392 | 518511.2121 | 545763.0118 | 572672.6834 | 600588.9944 | 628717.8706 | 657634.4085 | 687652.4872
Scenario 3: Aggressive Fuel Sub | SDG&E | Com | FoodServ | Com - Grocery | Participant Cost Test | Fuel Substitution | 70296.0467 | 80351.85 | 87274.6176 | 92743.502 | 97163.1397 | 100289.5505 | 102220.1645 | 103070.1963 | 102747.4823 | 101327.3431 | 98626.0699 | 94279.6385 | 88135.6714
Scenario 3: Aggressive Fuel Sub | SDG&E | Com | FoodServ | Com - Grocery | Program Administrator Cost Test | Energy Efficiency | 408673.9781 | 430226.8743 | 450947.4044 | 472301.3441 | 492427.8547 | 514080.4914 | 535660.4612 | 556958.0029 | 577185.8786 | 597610.5327 | 617591.703 | 637688.8579 | 657881.3195
Scenario 3: Aggressive Fuel Sub | SDG&E | Com | FoodServ | Com - Grocery | Program Administrator Cost Test | Fuel Substitution | 47075.803 | 55292.3399 | 63778.4136 | 72568.9421 | 82057.0352 | 92382.0993 | 102559.7909 | 112630.302 | 122898.906 | 133370.7277 | 144815.0735 | 156093.5217 | 167605.3183
Scenario 3: Aggressive Fuel Sub | SDG&E | Com | FoodServ | Com - Grocery | Rate Impact Measure Test | Energy Efficiency | 1080092.5433 | 1141615.6296 | 1166512.7644 | 1177884.771 | 1177025.2948 | 1171165.5109 | 1155463.4833 | 1128970.2317 | 1089114.3987 | 1037733.3592 | 972011.9721 | 891314.0467 | 794079.0262
Scenario 3: Aggressive Fuel Sub | SDG&E | Com | FoodServ | Com - Grocery | Rate Impact Measure Test | Fuel Substitution | 47075.803 | 55292.3399 | 63778.4136 | 72568.9421 | 82057.0352 | 92382.0993 | 102559.7909 | 112630.302 | 122898.906 | 133370.7277 | 144815.0735 | 156093.5217 | 167605.3183
Scenario 3: Aggressive Fuel Sub | SDG&E | Com | FoodServ | Com - Grocery | Total Resource Cost Test | Energy Efficiency | 558926.2741 | 590443.1184 | 620876.4058 | 652411.1205 | 682490.5235 | 714918.1099 | 747516.6998 | 779991.6188 | 811331.5547 | 843394.0188 | 875147.4388 | 907388.8598 | 940440.6078
Scenario 3: Aggressive Fuel Sub | SDG&E | Com | FoodServ | Com - Grocery | Total Resource Cost Test | Fuel Substitution | 57362.4699 | 67493.9686 | 78036.6068 | 89046.7311 | 100904.5743 | 113754.588 | 126642.5859 | 139605.9639 | 152977.6002 | 166818.4388 | 181856.901 | 196960.1047 | 212531.0067
Scenario 3: Aggressive Fuel Sub | SDG&E | Com | FoodServ | Com - Health | Participant Cost Test | Energy Efficiency | 141672.5008 | 150634.7551 | 159561.7004 | 169774.0117 | 178704.0583 | 187186.256 | 191747.2706 | 200769.1869 | 211359.4734 | 224495.2429 | 239705.1256 | 245401.8614 | 253055.1041
Scenario 3: Aggressive Fuel Sub | SDG&E | Com | FoodServ | Com - Health | Participant Cost Test | Fuel Substitution | 20648.7264 | 23810.2826 | 26110.9952 | 28005.6897 | 29621.404 | 30881.262 | 31765.2212 | 32310.7305 | 32460.3712 | 32246.6436 | 31642.8503 | 30489.409 | 28731.1949
Scenario 3: Aggressive Fuel Sub | SDG&E | Com | FoodServ | Com - Health | Program Administrator Cost Test | Energy Efficiency | 158268.9206 | 166144.2363 | 173833.6285 | 182698.3932 | 189937.2173 | 196486.9733 | 198736.1133 | 205504.9859 | 213646.7345 | 224040.3044 | 236155.7099 | 238573.6124 | 242647.289
Scenario 3: Aggressive Fuel Sub | SDG&E | Com | FoodServ | Com - Health | Program Administrator Cost Test | Fuel Substitution | 13990.9206 | 16597.425 | 19343.1302 | 22227.939 | 25387.2029 | 28884.5819 | 32389.0644 | 35895.8084 | 39478.1971 | 43146.5761 | 47201.4627 | 51228.9129 | 55354.5003
Scenario 3: Aggressive Fuel Sub | SDG&E | Com | FoodServ | Com - Health | Rate Impact Measure Test | Energy Efficiency | 430266.9531 | 453048.4608 | 460999.574 | 467332.5587 | 465555.8457 | 458756.1642 | 438291.9614 | 425623.7374 | 411682.9581 | 397062.4146 | 378862.5228 | 338292.106 | 295399.5646
Scenario 3: Aggressive Fuel Sub | SDG&E | Com | FoodServ | Com - Health | Rate Impact Measure Test | Fuel Substitution | 13990.9206 | 16597.425 | 19343.1302 | 22227.939 | 25387.2029 | 28884.5819 | 32389.0644 | 35895.8084 | 39478.1971 | 43146.5761 | 47201.4627 | 51228.9129 | 55354.5003
Scenario 3: Aggressive Fuel Sub | SDG&E | Com | FoodServ | Com - Health | Total Resource Cost Test | Energy Efficiency | 218826.5138 | 230523.2797 | 242014.0483 | 255221.945 | 266277.2407 | 276465.9186 | 280727.8772 | 291373.3473 | 304070.8029 | 320131.8357 | 338817.2671 | 343846.151 | 351450.295
Scenario 3: Aggressive Fuel Sub | SDG&E | Com | FoodServ | Com - Health | Total Resource Cost Test | Fuel Substitution | 17022.626 | 20223.4989 | 23618.3325 | 27212.5439 | 31140.1053 | 35469.3861 | 39872.253 | 44344.7956 | 48962.6914 | 53757.0585 | 59028.8795 | 64355.5809 | 69863.6191
Scenario 3: Aggressive Fuel Sub | SDG&E | Com | FoodServ | Com - Lodging | Participant Cost Test | Energy Efficiency | 138251.5534 | 145984.4269 | 153744.1939 | 162532.2289 | 170124.2795 | 178772.7293 | 187090.4325 | 195490.8853 | 204358.0492 | 213188.1786 | 221595.3137 | 230122.5628 | 239080.1242
Scenario 3: Aggressive Fuel Sub | SDG&E | Com | FoodServ | Com - Lodging | Participant Cost Test | Fuel Substitution | 27483.8444 | 31500.0805 | 34291.1865 | 36505.2589 | 38297.9232 | 39571.8835 | 40336.9957 | 40655.6354 | 40457.661 | 39725.6531 | 38538.9124 | 36689.5364 | 34124.3713
Scenario 3: Aggressive Fuel Sub | SDG&E | Com | FoodServ | Com - Lodging | Program Administrator Cost Test | Energy Efficiency | 166342.5969 | 173266.8414 | 180042.2907 | 187776.6236 | 193921.8603 | 201038.6338 | 207562.6801 | 213958.3451 | 220620.8845 | 227001.9906 | 232650.7368 | 238207.6871 | 243888.8671
Scenario 3: Aggressive Fuel Sub | SDG&E | Com | FoodServ | Com - Lodging | Program Administrator Cost Test | Fuel Substitution | 18327.5877 | 21600.392 | 24992.6243 | 28508.4259 | 32305.8739 | 36446.1683 | 40518.4291 | 44544.2621 | 48593.1455 | 52585.1306 | 57011.9686 | 61336.4413 | 65713.1351
Scenario 3: Aggressive Fuel Sub | SDG&E | Com | FoodServ | Com - Lodging | Rate Impact Measure Test | Energy Efficiency | 499131.4405 | 520409.9907 | 528052.6325 | 532853.7611 | 524995.4544 | 516058.0276 | 501406.8184 | 482343.4377 | 459230.1687 | 430450.3574 | 394936.9701 | 353244.0339 | 305143.8232
Scenario 3: Aggressive Fuel Sub | SDG&E | Com | FoodServ | Com - Lodging | Rate Impact Measure Test | Fuel Substitution | 18327.5877 | 21600.392 | 24992.6243 | 28508.4259 | 32305.8739 | 36446.1683 | 40518.4291 | 44544.2621 | 48593.1455 | 52585.1306 | 57011.9686 | 61336.4413 | 65713.1351
Scenario 3: Aggressive Fuel Sub | SDG&E | Com | FoodServ | Com - Lodging | Total Resource Cost Test | Energy Efficiency | 221776.5296 | 231821.5915 | 241732.516 | 253021.9759 | 262256.6662 | 272895.6819 | 282823.8919 | 292671.7989 | 302998.7868 | 313057.1453 | 322260.7593 | 331443.114 | 341013.353
Scenario 3: Aggressive Fuel Sub | SDG&E | Com | FoodServ | Com - Lodging | Total Resource Cost Test | Fuel Substitution | 22265.8623 | 26277.3971 | 30467.7088 | 34850.0639 | 39573.4715 | 44701.2628 | 49828.5286 | 54978.1729 | 60219.4185 | 65473.1991 | 71261.0693 | 77025.0965 | 82919.6287
Scenario 3: Aggressive Fuel Sub | SDG&E | Com | FoodServ | Com - Office (Large) | Participant Cost Test | Energy Efficiency | 1048.2331 | 1096.3147 | 1144.3088 | 1193.118 | 1240.2531 | 1292.4521 | 1347.0809 | 1400.224 | 1449.1664 | 1500.5515 | 1551.7831 | 1604.2821 | 1657.9648
Scenario 3: Aggressive Fuel Sub | SDG&E | Com | FoodServ | Com - Office (Large) | Program Administrator Cost Test | Energy Efficiency | 1519.7784 | 1569.0711 | 1616.8671 | 1664.4744 | 1708.4642 | 1758.1308 | 1809.7192 | 1857.9567 | 1899.4019 | 1942.8992 | 1985.0502 | 2027.6962 | 2070.7126
Scenario 3: Aggressive Fuel Sub | SDG&E | Com | FoodServ | Com - Office (Large) | Rate Impact Measure Test | Energy Efficiency | 12077.1365 | 12442.7025 | 12756.887 | 13010.5511 | 12430.5759 | 11780.6715 | 11027.8186 | 10152.5652 | 9129.7554 | 8004.7667 | 6756.1987 | 5367.7363 | 3827.1788
Scenario 3: Aggressive Fuel Sub | SDG&E | Com | FoodServ | Com - Office (Large) | Total Resource Cost Test | Energy Efficiency | 1886.66 | 1952.7813 | 2017.3752 | 2082.0657 | 2142.5528 | 2210.489 | 2281.1975 | 2348.0351 | 2406.6101 | 2468.0922 | 2528.1742 | 2589.1949 | 2651.0003
Scenario 3: Aggressive Fuel Sub | SDG&E | Com | FoodServ | Com - Office (Small) | Participant Cost Test | Energy Efficiency | 430.7923 | 451.7017 | 472.7421 | 493.9539 | 515.2378 | 536.8767 | 558.7625 | 580.7442 | 602.9462 | 625.3022 | 647.9216 | 670.8275 | 694.0385
Scenario 3: Aggressive Fuel Sub | SDG&E | Com | FoodServ | Com - Office (Small) | Program Administrator Cost Test | Energy Efficiency | 624.5832 | 646.486 | 667.9676 | 689.0967 | 709.7465 | 730.3168 | 750.6625 | 770.5893 | 790.2731 | 809.6351 | 828.8252 | 847.8773 | 866.8183
Scenario 3: Aggressive Fuel Sub | SDG&E | Com | FoodServ | Com - Office (Small) | Rate Impact Measure Test | Energy Efficiency | 4963.3398 | 5126.6207 | 5270.1839 | 5386.4019 | 5164.0284 | 4893.6188 | 4574.2845 | 4210.7858 | 3798.5643 | 3335.7057 | 2820.9401 | 2244.5087 | 1602.0904
Scenario 3: Aggressive Fuel Sub | SDG&E | Com | FoodServ | Com - Office (Small) | Total Resource Cost Test | Energy Efficiency | 775.3605 | 804.5815 | 833.4273 | 861.9806 | 890.0797 | 918.2236 | 946.2294 | 973.8497 | 1001.3043 | 1028.4908 | 1055.5978 | 1082.6669 | 1109.7318
Scenario 3: Aggressive Fuel Sub | SDG&E | Com | FoodServ | Com - Other | Participant Cost Test | Energy Efficiency | 363122.5913 | 390063.5277 | 417249.2485 | 445229.8919 | 472879.2277 | 502407.3555 | 532777.2183 | 563779.6232 | 595498.2814 | 628326.3902 | 661838.7686 | 696574.8741 | 732760.9311
Scenario 3: Aggressive Fuel Sub | SDG&E | Com | FoodServ | Com - Other | Participant Cost Test | Fuel Substitution | 62209.0365 | 72071.6271 | 78992.5148 | 84593.1682 | 89195.7294 | 92542.7771 | 94591.5396 | 95450.2977 | 94934.8135 | 93015.0675 | 89591.4562 | 84291.7027 | 76943.5607
Scenario 3: Aggressive Fuel Sub | SDG&E | Com | FoodServ | Com - Other | Program Administrator Cost Test | Energy Efficiency | 409048.6028 | 432864.3225 | 456386.8978 | 479960.1547 | 502391.3027 | 525981.8779 | 549614.6482 | 573058.558 | 596352.9777 | 619814.5163 | 643070.5259 | 666613.6269 | 690371.8628
Scenario 3: Aggressive Fuel Sub | SDG&E | Com | FoodServ | Com - Other | Program Administrator Cost Test | Fuel Substitution | 39044.9114 | 46590.7041 | 54454.4658 | 62660.2369 | 71619.9725 | 81541.4804 | 91524.0104 | 101523.149 | 111661.5257 | 121772.9985 | 132801.3085 | 143657.07 | 154715.5814
Scenario 3: Aggressive Fuel Sub | SDG&E | Com | FoodServ | Com - Other | Rate Impact Measure Test | Energy Efficiency | 1237840.5962 | 1312029.4387 | 1339422.6668 | 1354441.9335 | 1355989.4885 | 1349113.1292 | 1329464.0674 | 1295907.8329 | 1246904.9145 | 1181834.9965 | 1097970.2113 | 993789.8738 | 866922.5697
Scenario 3: Aggressive Fuel Sub | SDG&E | Com | FoodServ | Com - Other | Rate Impact Measure Test | Fuel Substitution | 39044.9114 | 46590.7041 | 54454.4658 | 62660.2369 | 71619.9725 | 81541.4804 | 91524.0104 | 101523.149 | 111661.5257 | 121772.9985 | 132801.3085 | 143657.07 | 154715.5814
Scenario 3: Aggressive Fuel Sub | SDG&E | Com | FoodServ | Com - Other | Total Resource Cost Test | Energy Efficiency | 566429.6463 | 602239.6076 | 637903.4198 | 674046.2909 | 708986.5069 | 745990.3617 | 783493.3265 | 821176.4117 | 859138.3022 | 897894.9794 | 936858.3575 | 976765.5158 | 1017824.2387
Scenario 3: Aggressive Fuel Sub | SDG&E | Com | FoodServ | Com - Other | Total Resource Cost Test | Fuel Substitution | 46809.2697 | 55843.1663 | 65348.449 | 75400.932 | 86357.8082 | 98435.0699 | 110742.9173 | 123242.1348 | 136062.9773 | 149063.261 | 163175.3227 | 177313.6403 | 191855.8976
Scenario 3: Aggressive Fuel Sub | SDG&E | Com | FoodServ | Com - Restaurant | Participant Cost Test | Energy Efficiency | 810736.5036 | 849128.6824 | 888284.6112 | 924945.8114 | 1072821.9195 | 1134380.73 | 1198699.233 | 1264317.5338 | 1330055.3964 | 1397175.3574 | 1465879.2996 | 1536394.8296 | 1608493.749
Scenario 3: Aggressive Fuel Sub | SDG&E | Com | FoodServ | Com - Restaurant | Participant Cost Test | Fuel Substitution | 221040.6299 | 252904.7263 | 274278.0803 | 290709.2037 | 303418.7838 | 311914.8609 | 316196.4351 | 316915.3749 | 313604.2759 | 306407.7348 | 295317.6884 | 278991.672 | 257019.0962
Scenario 3: Aggressive Fuel Sub | SDG&E | Com | FoodServ | Com - Restaurant | Program Administrator Cost Test | Energy Efficiency | 1057529.3914 | 1092465.3213 | 1127470.1972 | 1158289.8915 | 1321311.8876 | 1377820.5876 | 1435786.23 | 1493434.587 | 1549297.237 | 1604529.6218 | 1659393.3953 | 1714306.7174 | 1768503.7814
Scenario 3: Aggressive Fuel Sub | SDG&E | Com | FoodServ | Com - Restaurant | Program Administrator Cost Test | Fuel Substitution | 144415.933 | 169902.3142 | 195961.2255 | 222660.8989 | 251199.8712 | 282253.5188 | 312520.3538 | 342354.2736 | 372277.5363 | 402016.4027 | 434711.6272 | 466538.4015 | 498706.5082
Scenario 3: Aggressive Fuel Sub | SDG&E | Com | FoodServ | Com - Restaurant | Rate Impact Measure Test | Energy Efficiency | 2845655.6106 | 2943307.1441 | 2960326.8076 | 2933411.2749 | 3224884.496 | 3203486.4356 | 3158409.7358 | 3084258.731 | 2974726.7864 | 2830297.1263 | 2647557.8912 | 2422061.0329 | 2148598.9889
Scenario 3: Aggressive Fuel Sub | SDG&E | Com | FoodServ | Com - Restaurant | Rate Impact Measure Test | Fuel Substitution | 144415.933 | 169902.3142 | 195961.2255 | 222660.8989 | 251199.8712 | 282253.5188 | 312520.3538 | 342354.2736 | 372277.5363 | 402016.4027 | 434711.6272 | 466538.4015 | 498706.5082
Scenario 3: Aggressive Fuel Sub | SDG&E | Com | FoodServ | Com - Restaurant | Total Resource Cost Test | Energy Efficiency | 1366954.1342 | 1416772.2812 | 1466953.8986 | 1512045.2585 | 1732232.9716 | 1812801.5139 | 1895977.8651 | 1979447.0153 | 2061362.4432 | 2143487.9354 | 2226123.228 | 2309694.5873 | 2393687.7884
Scenario 3: Aggressive Fuel Sub | SDG&E | Com | FoodServ | Com - Restaurant | Total Resource Cost Test | Fuel Substitution | 174955.3173 | 206030.4601 | 238082.2386 | 271281.1428 | 306686.8655 | 345036.3764 | 383048.4209 | 421112.592 | 459767.8791 | 498850.0391 | 541534.8947 | 583919.6202 | 627214.3268
Scenario 3: Aggressive Fuel Sub | SDG&E | Com | FoodServ | Com - Retail | Participant Cost Test | Energy Efficiency | 1182.3131 | 1207.8451 | 1233.8982 | 1249.5998 | 1243.5219 | 1259.1001 | 1263.2817 | 1266.1752 | 1273.4265 | 1291.1805 | 1309.5834 | 1340.9205 | 1379.7845
Scenario 3: Aggressive Fuel Sub | SDG&E | Com | FoodServ | Com - Retail | Program Administrator Cost Test | Energy Efficiency | 1599.3674 | 1617.4138 | 1635.4 | 1640.8124 | 1621.0849 | 1625.8643 | 1617.6452 | 1607.9524 | 1601.6784 | 1605.4412 | 1609.7627 | 1627.1381 | 1651.4357
Scenario 3: Aggressive Fuel Sub | SDG&E | Com | FoodServ | Com - Retail | Rate Impact Measure Test | Energy Efficiency | 11859.1063 | 11889.23 | 11880.7895 | 11746.9091 | 10895.3529 | 10114.1044 | 9213.3511 | 8269.1572 | 7295.4089 | 6305.5547 | 5256.0906 | 4157.4815 | 2974.4462
Scenario 3: Aggressive Fuel Sub | SDG&E | Com | FoodServ | Com - Retail | Total Resource Cost Test | Energy Efficiency | 2013.177 | 2040.1596 | 2067.2644 | 2078.1723 | 2056.3176 | 2066.5493 | 2059.7938 | 2051.1137 | 2048.2801 | 2059.9464 | 2072.2627 | 2102.303 | 2142.128
Scenario 3: Aggressive Fuel Sub | SDG&E | Com | FoodServ | Com - School | Participant Cost Test | Energy Efficiency | 145610.7964 | 154961.3159 | 164308.1436 | 173791.2917 | 183614.8683 | 193436.3604 | 203451.4346 | 213760.25 | 224448.5862 | 235357.4726 | 246608.0035 | 258139.1825 | 269903.5004
Scenario 3: Aggressive Fuel Sub | SDG&E | Com | FoodServ | Com - School | Participant Cost Test | Fuel Substitution | 9776.759 | 11246.9409 | 12297.0128 | 13167.4348 | 13915.117 | 14502.033 | 14925.1918 | 15217.9628 | 15337.1254 | 15266.6637 | 14994.3502 | 14455.542 | 13616.1119
Scenario 3: Aggressive Fuel Sub | SDG&E | Com | FoodServ | Com - School | Program Administrator Cost Test | Energy Efficiency | 134921.2167 | 141511.3609 | 147892.1407 | 154151.6624 | 160440.6196 | 166492.9283 | 172487.4963 | 178491.42 | 184561.7283 | 190555.222 | 196591.5635 | 202608.309 | 208392.9169
Scenario 3: Aggressive Fuel Sub | SDG&E | Com | FoodServ | Com - School | Program Administrator Cost Test | Fuel Substitution | 6533.9963 | 7731.0558 | 8985.6842 | 10311.8282 | 11772.7662 | 13402.7649 | 15062.0869 | 16751.001 | 18507.5409 | 20306.7893 | 22294.5647 | 24297.404 | 26376.7524
Scenario 3: Aggressive Fuel Sub | SDG&E | Com | FoodServ | Com - School | Rate Impact Measure Test | Energy Efficiency | 447684.2942 | 469691.0124 | 475636.0599 | 476971.0344 | 473611.0118 | 465624.8945 | 453266.8673 | 436663.4795 | 415344.2648 | 388536.5704 | 355905.0324 | 316507.0937 | 269446.9276
Scenario 3: Aggressive Fuel Sub | SDG&E | Com | FoodServ | Com - School | Rate Impact Measure Test | Fuel Substitution | 6533.9963 | 7731.0558 | 8985.6842 | 10311.8282 | 11772.7662 | 13402.7649 | 15062.0869 | 16751.001 | 18507.5409 | 20306.7893 | 22294.5647 | 24297.404 | 26376.7524
Scenario 3: Aggressive Fuel Sub | SDG&E | Com | FoodServ | Com - School | Total Resource Cost Test | Energy Efficiency | 201720.4584 | 212715.7837 | 223523.4405 | 234303.5144 | 245308.4766 | 256106.8633 | 266965.8806 | 278005.0939 | 289334.2517 | 300741.4887 | 312386.7782 | 324183.2462 | 336002.4949
Scenario 3: Aggressive Fuel Sub | SDG&E | Com | FoodServ | Com - School | Total Resource Cost Test | Fuel Substitution | 7932.9718 | 9399.8008 | 10947.9803 | 12596.944 | 14409.2697 | 16421.6422 | 18497.778 | 20644.4564 | 22899.6312 | 25240.9663 | 27815.5727 | 30451.9734 | 33213.1351
Scenario 3: Aggressive Fuel Sub | SDG&E | Com | HVAC | Com - College | Participant Cost Test | Energy Efficiency | 27345.2124 | 48785.2562 | 59137.9864 | 65432.1182 | 71630.8155 | 43837.6838 | 10090.1162 | 10633.8241 | 27128.8394 | 1629.8902 | 1731.4896 | 1854.1073 | 35731.0818
Scenario 3: Aggressive Fuel Sub | SDG&E | Com | HVAC | Com - College | Participant Cost Test | Fuel Substitution | 1.0744 | 1.212 | 1.3591 | 2.0957 | 2.3306 | 0 | 0 | 0 | 0 | 0 | 0 | 0 | 0
Scenario 3: Aggressive Fuel Sub | SDG&E | Com | HVAC | Com - College | Program Administrator Cost Test | Energy Efficiency | 9702.3383 | 26324.6994 | 33128.9866 | 36217.0408 | 39106.3866 | 13537.5867 | 14298.7203 | 14972.0846 | 18839.8243 | 5686.6188 | 5963.8852 | 6539.0295 | 23263.009
Scenario 3: Aggressive Fuel Sub | SDG&E | Com | HVAC | Com - College | Program Administrator Cost Test | Fuel Substitution | 1.089 | 1.2223 | 1.3639 | 1.9201 | 2.1192 | 0 | 0 | 0 | 0 | 0 | 0 | 0 | 0
Scenario 3: Aggressive Fuel Sub | SDG&E | Com | HVAC | Com - College | Rate Impact Measure Test | Energy Efficiency | 46980.7743 | 70878.6699 | 81173.2113 | 86211.5405 | 90218.1154 | 58795.1827 | 59992.3849 | 60579.6052 | 40500.9527 | 16024.2575 | 14388.5086 | 12899.0881 | 29521.3105
Scenario 3: Aggressive Fuel Sub | SDG&E | Com | HVAC | Com - College | Rate Impact Measure Test | Fuel Substitution | 2.3798 | 2.5937 | 2.8013 | 3.9792 | 4.2153 | 0 | 0 | 0 | 0 | 0 | 0 | 0 | 0
Scenario 3: Aggressive Fuel Sub | SDG&E | Com | HVAC | Com - College | Total Resource Cost Test | Energy Efficiency | 16205.5784 | 35356.5136 | 43600.7065 | 47758.4059 | 51701.86 | 23824.6213 | 17930.5236 | 18801.2593 | 30485.8796 | 6379.3221 | 6699.7682 | 7327.0251 | 39297.6009
Scenario 3: Aggressive Fuel Sub | SDG&E | Com | HVAC | Com - College | Total Resource Cost Test | Fuel Substitution | 1.6262 | 1.8283 | 2.0435 | 3.0082 | 3.3349 | 0 | 0 | 0 | 0 | 0 | 0 | 0 | 0
Scenario 3: Aggressive Fuel Sub | SDG&E | Com | HVAC | Com - Grocery | Participant Cost Test | Energy Efficiency | 25796.8428 | 29076.9793 | 32569.6726 | 36440.9364 | 40417.3905 | 44955.7564 | 49858.1923 | 55081.7176 | 27189.1839 | 21370.6204 | 23169.7333 | 25086.3308 | 18109.0687
Scenario 3: Aggressive Fuel Sub | SDG&E | Com | HVAC | Com - Grocery | Participant Cost Test | Fuel Substitution | 206.2535 | 222.0999 | 236.1384 | 247.5378 | 257.4265 | 0 | 0 | 0 | 0 | 0 | 0 | 0 | 0
Scenario 3: Aggressive Fuel Sub | SDG&E | Com | HVAC | Com - Grocery | Program Administrator Cost Test | Energy Efficiency | 22726.6007 | 25394.8809 | 28201.8628 | 31288.7915 | 34412.5817 | 37963.711 | 41763.6634 | 45770.434 | 22525.1267 | 17624.2909 | 18957.019 | 20365.5631 | 14761.9583
Scenario 3: Aggressive Fuel Sub | SDG&E | Com | HVAC | Com - Grocery | Program Administrator Cost Test | Fuel Substitution | 163.6593 | 184.733 | 206.4741 | 229.0187 | 253.8562 | 0 | 0 | 0 | 0 | 0 | 0 | 0 | 0
Scenario 3: Aggressive Fuel Sub | SDG&E | Com | HVAC | Com - Grocery | Rate Impact Measure Test | Energy Efficiency | 97621.652 | 104846.8683 | 111231.4529 | 116820.5754 | 120989.3802 | 124548.1075 | 126695.0217 | 127191.2205 | 51725.6647 | 34192.5506 | 32711.0702 | 30503.7417 | 17760.3423
Scenario 3: Aggressive Fuel Sub | SDG&E | Com | HVAC | Com - Grocery | Rate Impact Measure Test | Fuel Substitution | 215.0261 | 239.2381 | 263.5662 | 287.9901 | 313.9101 | 0 | 0 | 0 | 0 | 0 | 0 | 0 | 0
Scenario 3: Aggressive Fuel Sub | SDG&E | Com | HVAC | Com - Grocery | Total Resource Cost Test | Energy Efficiency | 29790.6888 | 33340.9011 | 37083.5171 | 41210.3478 | 45392.9947 | 50161.8595 | 55276.0738 | 60679.4577 | 30547.2086 | 24289.9359 | 26170.8862 | 28163.8678 | 20931.7575
Scenario 3: Aggressive Fuel Sub | SDG&E | Com | HVAC | Com - Grocery | Total Resource Cost Test | Fuel Substitution | 195.6243 | 220.806 | 246.9383 | 274.1968 | 304.0929 | 0 | 0 | 0 | 0 | 0 | 0 | 0 | 0
Scenario 3: Aggressive Fuel Sub | SDG&E | Com | HVAC | Com - Health | Participant Cost Test | Energy Efficiency | 122872.4378 | 132337.4637 | 142544.9268 | 188296.5368 | 214783.6762 | 177112.7477 | 127452.4633 | 135412.7246 | 90627.0003 | 143283.0428 | 157498.0835 | 170443.4268 | 177288.2506
Scenario 3: Aggressive Fuel Sub | SDG&E | Com | HVAC | Com - Health | Participant Cost Test | Fuel Substitution | 17.3824 | 19.5123 | 21.739 | 24.0468 | 26.4786 | 0 | 0 | 0 | 0 | 0 | 0 | 0 | 0
Scenario 3: Aggressive Fuel Sub | SDG&E | Com | HVAC | Com - Health | Program Administrator Cost Test | Energy Efficiency | 97208.2059 | 101946.3285 | 107052.0779 | 141748.2758 | 159691.6459 | 123997.7258 | 125328.4187 | 131347.3627 | 83799.4998 | 136740.064 | 148424.7501 | 158832.6092 | 163040.4153
Scenario 3: Aggressive Fuel Sub | SDG&E | Com | HVAC | Com - Health | Program Administrator Cost Test | Fuel Substitution | 15.9828 | 18.0669 | 20.2785 | 22.6258 | 25.1569 | 0 | 0 | 0 | 0 | 0 | 0 | 0 | 0
Scenario 3: Aggressive Fuel Sub | SDG&E | Com | HVAC | Com - Health | Rate Impact Measure Test | Energy Efficiency | 293622.3563 | 305893.7096 | 317264.5811 | 365878.5264 | 388469.1037 | 341530.3277 | 334653.482 | 337411.1494 | 234060.667 | 303597.0099 | 286771.5693 | 259253.3687 | 216340.0062
Scenario 3: Aggressive Fuel Sub | SDG&E | Com | HVAC | Com - Health | Rate Impact Measure Test | Fuel Substitution | 37.1865 | 40.598 | 43.8842 | 46.9535 | 49.8761 | 0 | 0 | 0 | 0 | 0 | 0 | 0 | 0
Scenario 3: Aggressive Fuel Sub | SDG&E | Com | HVAC | Com - Health | Total Resource Cost Test | Energy Efficiency | 133185.5262 | 140402.1868 | 148180.3657 | 189487.2118 | 211863.9392 | 174146.623 | 165696.7818 | 174066.6838 | 110823.8919 | 181785.1521 | 197848.7875 | 212380.2591 | 218507.2247
Scenario 3: Aggressive Fuel Sub | SDG&E | Com | HVAC | Com - Health | Total Resource Cost Test | Fuel Substitution | 23.1742 | 26.2511 | 29.5356 | 33.0417 | 36.824 | 0 | 0 | 0 | 0 | 0 | 0 | 0 | 0
Scenario 3: Aggressive Fuel Sub | SDG&E | Com | HVAC | Com - Lodging | Participant Cost Test | Energy Efficiency | 100960.6943 | 110803.9345 | 121359.5022 | 133502.7622 | 144963.6054 | 132204.0222 | 115751.1084 | 125281.0838 | 48905.9994 | 42828.4469 | 49382.6951 | 49053.4765 | 52618.5023
Scenario 3: Aggressive Fuel Sub | SDG&E | Com | HVAC | Com - Lodging | Participant Cost Test | Fuel Substitution | 65.9087 | 72.7885 | 79.0904 | 85.849 | 85.4945 | 0 | 0 | 0 | 0 | 0 | 0 | 0 | 0
Scenario 3: Aggressive Fuel Sub | SDG&E | Com | HVAC | Com - Lodging | Program Administrator Cost Test | Energy Efficiency | 71779.865 | 77210.6971 | 82932.8897 | 89516.0474 | 95422.8514 | 80730.4005 | 85804.1986 | 91017.6339 | 35140.0167 | 32615.9443 | 39048.5563 | 36607.8595 | 38615.2821
Scenario 3: Aggressive Fuel Sub | SDG&E | Com | HVAC | Com - Lodging | Program Administrator Cost Test | Fuel Substitution | 55.9072 | 62.9422 | 70.2556 | 78.0045 | 84.6168 | 0 | 0 | 0 | 0 | 0 | 0 | 0 | 0
Scenario 3: Aggressive Fuel Sub | SDG&E | Com | HVAC | Com - Lodging | Rate Impact Measure Test | Energy Efficiency | 195402.766 | 206829.2579 | 217432.5561 | 228183.7846 | 235367.1389 | 216141.0721 | 219483.9313 | 221159.6523 | 79768.2446 | 66596.2384 | 77263.1059 | 56677.7521 | 49568.6826
Scenario 3: Aggressive Fuel Sub | SDG&E | Com | HVAC | Com - Lodging | Rate Impact Measure Test | Fuel Substitution | 79.493 | 87.9171 | 96.3458 | 104.846 | 111.8454 | 0 | 0 | 0 | 0 | 0 | 0 | 0 | 0
Scenario 3: Aggressive Fuel Sub | SDG&E | Com | HVAC | Com - Lodging | Total Resource Cost Test | Energy Efficiency | 98099.6937 | 106064.6515 | 114524.8006 | 124281.9428 | 133202.1328 | 119398.7137 | 122285.9939 | 130588.9295 | 49262.6963 | 44662.0358 | 53134.3993 | 50327.5681 | 53452.0396
Scenario 3: Aggressive Fuel Sub | SDG&E | Com | HVAC | Com - Lodging | Total Resource Cost Test | Fuel Substitution | 80.567 | 90.8792 | 101.0982 | 112.5848 | 115.9749 | 0 | 0 | 0 | 0 | 0 | 0 | 0 | 0
Scenario 3: Aggressive Fuel Sub | SDG&E | Com | HVAC | Com - Office (Large) | Participant Cost Test | Energy Efficiency | 266001.8777 | 283214.6944 | 300817.7175 | 319584.5383 | 336172.6943 | 187487.1035 | 5444.7215 | 5240.5863 | 572.1557 | 604.753 | 637.4853 | 671.0411 | 705.3203
Scenario 3: Aggressive Fuel Sub | SDG&E | Com | HVAC | Com - Office (Large) | Program Administrator Cost Test | Energy Efficiency | 135780.9531 | 138079.6157 | 140047.4455 | 142259.4038 | 142023.6811 | 5391.5325 | 5128.9428 | 4882.5692 | 444.2538 | 466.2859 | 488.1358 | 510.3339 | 532.8008
Scenario 3: Aggressive Fuel Sub | SDG&E | Com | HVAC | Com - Office (Large) | Rate Impact Measure Test | Energy Efficiency | 282119.3298 | 263021.5628 | 240330.5063 | 216417.0053 | 182374.212 | 22107.3274 | 20627.939 | 19250.1566 | 1626.3419 | 1477.9304 | 1299.7627 | 1088.8487 | 842.2185
Scenario 3: Aggressive Fuel Sub | SDG&E | Com | HVAC | Com - Office (Large) | Total Resource Cost Test | Energy Efficiency | 182645.923 | 186144.3279 | 189200.1988 | 192586.9032 | 192646.3242 | 43773.6749 | 7072.7156 | 6757.3558 | 687.42 | 723.306 | 759.0671 | 795.5264 | 832.5619
Scenario 3: Aggressive Fuel Sub | SDG&E | Com | HVAC | Com - Office (Small) | Participant Cost Test | Energy Efficiency | 106542.5907 | 118054.4586 | 130249.7731 | 28636.0676 | 1113.2351 | 1191.8083 | 1272.4159 | 1354.4728 | 1438.2069 | 1523.2477 | 1609.8098 | 1697.8128 | 1787.1666
Scenario 3: Aggressive Fuel Sub | SDG&E | Com | HVAC | Com - Office (Small) | Program Administrator Cost Test | Energy Efficiency | 2431.7723 | 2621.7006 | 2813.8232 | 3008.5671 | 3200.2979 | 3398.9778 | 3598.8039 | 3792.021 | 3982.8679 | 4167.3838 | 4349.2336 | 4528.3835 | 4704.5087
Scenario 3: Aggressive Fuel Sub | SDG&E | Com | HVAC | Com - Office (Small) | Rate Impact Measure Test | Energy Efficiency | 14031.5266 | 14558.4163 | 14941.031 | 15144.5305 | 15167.5938 | 15029.4763 | 14688.0329 | 14113.8143 | 13300.7817 | 12222.4189 | 10873.876 | 9218.8186 | 7231.716
Scenario 3: Aggressive Fuel Sub | SDG&E | Com | HVAC | Com - Office (Small) | Total Resource Cost Test | Energy Efficiency | 23924.9973 | 26433.0162 | 29080.4224 | 8969.139 | 3673.4228 | 3905.4963 | 4139.5806 | 4367.672 | 4594.1059 | 4814.764 | 5033.4028 | 5249.9539 | 5464.0545
Scenario 3: Aggressive Fuel Sub | SDG&E | Com | HVAC | Com - Other | Participant Cost Test | Energy Efficiency | 29926.0352 | 35336.2734 | 40352.5805 | 45172.2192 | 50127.4849 | 55733.0429 | 61754.8342 | 68149.4913 | 36879.753 | 29927.3864 | 72593.6903 | 89618.4296 | 97676.2494
Scenario 3: Aggressive Fuel Sub | SDG&E | Com | HVAC | Com - Other | Participant Cost Test | Fuel Substitution | 210.5737 | 233.5231 | 256.6676 | 286.3062 | 310.515 | 0 | 0 | 0 | 0 | 0 | 0 | 0 | 0
Scenario 3: Aggressive Fuel Sub | SDG&E | Com | HVAC | Com - Other | Program Administrator Cost Test | Energy Efficiency | 62726.2683 | 69707.0355 | 76690.3886 | 83790.7278 | 90237.4658 | 97808.3059 | 105539.5897 | 113185.5894 | 104794.5858 | 107135.9022 | 129707.0813 | 141341.8513 | 149360.069
Scenario 3: Aggressive Fuel Sub | SDG&E | Com | HVAC | Com - Other | Program Administrator Cost Test | Fuel Substitution | 184.8004 | 209.3179 | 235.1694 | 266.4422 | 296.4977 | 0 | 0 | 0 | 0 | 0 | 0 | 0 | 0
Scenario 3: Aggressive Fuel Sub | SDG&E | Com | HVAC | Com - Other | Rate Impact Measure Test | Energy Efficiency | 272312.744 | 292439.2383 | 309425.0558 | 322883.0522 | 329887.2635 | 336562.7134 | 338558.4317 | 334803.6915 | 288121.5367 | 264258.622 | 272765.9135 | 248483.6741 | 208234.5212
Scenario 3: Aggressive Fuel Sub | SDG&E | Com | HVAC | Com - Other | Rate Impact Measure Test | Fuel Substitution | 214.8946 | 241.2706 | 268.6497 | 305.6168 | 336.3943 | 0 | 0 | 0 | 0 | 0 | 0 | 0 | 0
Scenario 3: Aggressive Fuel Sub | SDG&E | Com | HVAC | Com - Other | Total Resource Cost Test | Energy Efficiency | 72480.292 | 81340.9514 | 90085.1075 | 98892.3266 | 107112.0635 | 116700.9633 | 126617.4703 | 136603.2212 | 117553.9455 | 117510.485 | 154976.9767 | 172735.9928 | 183810.1153
Scenario 3: Aggressive Fuel Sub | SDG&E | Com | HVAC | Com - Other | Total Resource Cost Test | Fuel Substitution | 253.7906 | 287.7163 | 323.7066 | 370.047 | 412.4544 | 0 | 0 | 0 | 0 | 0 | 0 | 0 | 0
Scenario 3: Aggressive Fuel Sub | SDG&E | Com | HVAC | Com - Restaurant | Participant Cost Test | Energy Efficiency | 53486.8119 | 60476.7314 | 68212.797 | 76428.0536 | 96014.9915 | 108643.0135 | 122687.221 | 138143.1428 | 154976.0103 | 173470.304 | 193778.035 | 215982.3746 | 240165.0221
Scenario 3: Aggressive Fuel Sub | SDG&E | Com | HVAC | Com - Restaurant | Participant Cost Test | Fuel Substitution | 0.17032 | 0.19145 | 1.337 | 1.4887 | 1.6497 | 0 | 0 | 0 | 0 | 0 | 0 | 0 | 0
Scenario 3: Aggressive Fuel Sub | SDG&E | Com | HVAC | Com - Restaurant | Program Administrator Cost Test | Energy Efficiency | 50013.9541 | 56200.0673 | 62958.4606 | 70056.7485 | 87004.3262 | 97776.2481 | 109659.4995 | 122620.6134 | 136604.6918 | 151832.6912 | 168404.7309 | 186366.5273 | 205754.6497
Scenario 3: Aggressive Fuel Sub | SDG&E | Com | HVAC | Com - Restaurant | Program Administrator Cost Test | Fuel Substitution | 0.17563 | 0.19637 | 1.2913 | 1.4317 | 1.5798 | 0 | 0 | 0 | 0 | 0 | 0 | 0 | 0
Scenario 3: Aggressive Fuel Sub | SDG&E | Com | HVAC | Com - Restaurant | Rate Impact Measure Test | Energy Efficiency | 96623.6949 | 106117.0192 | 115902.3353 | 125387.8388 | 152397.0884 | 165297.6041 | 178188.0007 | 190591.664 | 201930.2356 | 212012.9792 | 220284.2522 | 226044.0564 | 228467.1187
Scenario 3: Aggressive Fuel Sub | SDG&E | Com | HVAC | Com - Restaurant | Rate Impact Measure Test | Fuel Substitution | 0.39815 | 0.43193 | 2.743 | 2.9245 | 3.0929 | 0 | 0 | 0 | 0 | 0 | 0 | 0 | 0
Scenario 3: Aggressive Fuel Sub | SDG&E | Com | HVAC | Com - Restaurant | Total Resource Cost Test | Energy Efficiency | 68429.383 | 77102.3169 | 86604.2153 | 96624.456 | 120059.2292 | 135272.7428 | 152101.3144 | 170511.8727 | 190440.7155 | 212204.9337 | 235957.1602 | 261775.5555 | 289725.806
Scenario 3: Aggressive Fuel Sub | SDG&E | Com | HVAC | Com - Restaurant | Total Resource Cost Test | Fuel Substitution | 0.26079 | 0.2921 | 1.9598 | 2.176 | 2.4046 | 0 | 0 | 0 | 0 | 0 | 0 | 0 | 0
Scenario 3: Aggressive Fuel Sub | SDG&E | Com | HVAC | Com - Retail | Participant Cost Test | Energy Efficiency | 99988.4309 | 111761.9373 | 124275.8479 | 137134.7236 | 149929.0267 | 131656.2327 | 109354.5889 | 119368.7069 | 1949.5568 | 139.7953 | 146.0411 | 152.2481 | 158.4073
Scenario 3: Aggressive Fuel Sub | SDG&E | Com | HVAC | Com - Retail | Participant Cost Test | Fuel Substitution | 9.8335 | 11.0649 | 12.3761 | 13.7715 | 15.2558 | 0 | 0 | 0 | 0 | 0 | 0 | 0 | 0
Scenario 3: Aggressive Fuel Sub | SDG&E | Com | HVAC | Com - Retail | Program Administrator Cost Test | Energy Efficiency | 51862.6669 | 56846.7381 | 62010.676 | 67126.5232 | 71990.0545 | 50475.7388 | 53940.4937 | 57423.4878 | 1121.817 | 228.0088 | 175.1815 | 148.9228 | 135.9349
Scenario 3: Aggressive Fuel Sub | SDG&E | Com | HVAC | Com - Retail | Program Administrator Cost Test | Fuel Substitution | 7.7659 | 8.6314 | 9.5371 | 10.485 | 11.4769 | 0 | 0 | 0 | 0 | 0 | 0 | 0 | 0
Scenario 3: Aggressive Fuel Sub | SDG&E | Com | HVAC | Com - Retail | Rate Impact Measure Test | Energy Efficiency | 139073.7062 | 148736.0531 | 157499.3587 | 164223.0731 | 168707.8639 | 139575.0767 | 139857.7042 | 138538.888 | 3084.3738 | 843.3837 | 532.5418 | 352.8622 | 229.9562
Scenario 3: Aggressive Fuel Sub | SDG&E | Com | HVAC | Com - Retail | Rate Impact Measure Test | Fuel Substitution | 21.5496 | 23.2067 | 24.73 | 26.0639 | 27.2271 | 0 | 0 | 0 | 0 | 0 | 0 | 0 | 0
Scenario 3: Aggressive Fuel Sub | SDG&E | Com | HVAC | Com - Retail | Total Resource Cost Test | Energy Efficiency | 75580.4965 | 83787.2152 | 92431.029 | 101183.9819 | 109735.0161 | 89064.9411 | 89649.9623 | 96827.8154 | 1786.7655 | 287.4218 | 237.2489 | 213.6283 | 203.258
Scenario 3: Aggressive Fuel Sub | SDG&E | Com | HVAC | Com - Retail | Total Resource Cost Test | Fuel Substitution | 13.193 | 14.8038 | 16.5129 | 18.3256 | 20.2477 | 0 | 0 | 0 | 0 | 0 | 0 | 0 | 0
Scenario 3: Aggressive Fuel Sub | SDG&E | Com | HVAC | Com - School | Participant Cost Test | Energy Efficiency | 127741.8089 | 137717.8729 | 147994.2184 | 158636.2408 | 170114.3961 | 181701.599 | 79702.6869 | 82391.4623 | 85569.8957 | 90252.3211 | 95161.5417 | 100192.6212 | 105259.6999
Scenario 3: Aggressive Fuel Sub | SDG&E | Com | HVAC | Com - School | Participant Cost Test | Fuel Substitution | 1.9216 | 2.1285 | 2.343 | 2.5657 | 2.7967 | 0 | 0 | 0 | 0 | 0 | 0 | 0 | 0
Scenario 3: Aggressive Fuel Sub | SDG&E | Com | HVAC | Com - School | Program Administrator Cost Test | Energy Efficiency | 58961.9012 | 60922.8923 | 62645.5192 | 64186.7446 | 65848.0426 | 67211.9479 | 68573.674 | 70125.4193 | 72095.9174 | 75525.052 | 79083.8132 | 82674.7314 | 86229.0561
Scenario 3: Aggressive Fuel Sub | SDG&E | Com | HVAC | Com - School | Program Administrator Cost Test | Fuel Substitution | 1.8939 | 2.0882 | 2.2883 | 2.4945 | 2.7072 | 0 | 0 | 0 | 0 | 0 | 0 | 0 | 0
Scenario 3: Aggressive Fuel Sub | SDG&E | Com | HVAC | Com - School | Rate Impact Measure Test | Energy Efficiency | 178620.0387 | 178585.9529 | 176223.7162 | 171614.2627 | 166046.6076 | 158529.3743 | 149913.4532 | 140732.1604 | 131537.8451 | 126812.2272 | 120602.831 | 112515.411 | 102293.1897
Scenario 3: Aggressive Fuel Sub | SDG&E | Com | HVAC | Com - School | Rate Impact Measure Test | Fuel Substitution | 3.1843 | 3.4388 | 3.6838 | 3.9173 | 4.1375 | 0 | 0 | 0 | 0 | 0 | 0 | 0 | 0
Scenario 3: Aggressive Fuel Sub | SDG&E | Com | HVAC | Com - School | Total Resource Cost Test | Energy Efficiency | 94173.4468 | 98557.7874 | 102736.2754 | 106786.5549 | 111154.2083 | 115201.8814 | 96534.7312 | 99032.0417 | 102119.6636 | 107192.4401 | 112474.3751 | 117837.8293 | 123181.529
Scenario 3: Aggressive Fuel Sub | SDG&E | Com | HVAC | Com - School | Total Resource Cost Test | Fuel Substitution | 2.8548 | 3.1525 | 3.4598 | 3.7773 | 4.1056 | 0 | 0 | 0 | 0 | 0 | 0 | 0 | 0
Scenario 3: Aggressive Fuel Sub | SDG&E | Com | HVAC | Com - Warehouse | Participant Cost Test | Energy Efficiency | 54.6906 | 59.6668 | 64.8581 | 70.406 | 75.9543 | 81.879 | 87.9088 | 94.1466 | 100.5799 | 107.238 | 113.9844 | 120.9193 | 19.2589
Scenario 3: Aggressive Fuel Sub | SDG&E | Com | HVAC | Com - Warehouse | Participant Cost Test | Fuel Substitution | 27.7896 | 30.6764 | 34.2523 | 37.1093 | 44.6832 | 0 | 0 | 0 | 0 | 0 | 0 | 0 | 0
Scenario 3: Aggressive Fuel Sub | SDG&E | Com | HVAC | Com - Warehouse | Program Administrator Cost Test | Energy Efficiency | 38.7106 | 41.9897 | 45.3839 | 48.9902 | 52.5592 | 56.3508 | 60.1761 | 64.0944 | 67.1315 | 70.172 | 73.1241 | 76.0519 | 11.8753
Scenario 3: Aggressive Fuel Sub | SDG&E | Com | HVAC | Com - Warehouse | Program Administrator Cost Test | Fuel Substitution | 25.4098 | 28.7547 | 32.6832 | 36.434 | 43.005 | 0 | 0 | 0 | 0 | 0 | 0 | 0 | 0
Scenario 3: Aggressive Fuel Sub | SDG&E | Com | HVAC | Com - Warehouse | Rate Impact Measure Test | Energy Efficiency | 211.3427 | 218.6372 | 223.8716 | 226.8614 | 227.0032 | 225.033 | 219.9895 | 212.2562 | 200.4485 | 185.262 | 166.2286 | 142.9325 | 17.2957
Scenario 3: Aggressive Fuel Sub | SDG&E | Com | HVAC | Com - Warehouse | Rate Impact Measure Test | Fuel Substitution | 30.0163 | 33.675 | 38.2342 | 42.2059 | 50.9443 | 0 | 0 | 0 | 0 | 0 | 0 | 0 | 0
Scenario 3: Aggressive Fuel Sub | SDG&E | Com | HVAC | Com - Warehouse | Total Resource Cost Test | Energy Efficiency | 61.9541 | 67.3481 | 72.9486 | 78.9128 | 84.8398 | 91.1493 | 97.5373 | 104.1161 | 110.7259 | 117.5282 | 124.3723 | 131.3674 | 20.8337
Scenario 3: Aggressive Fuel Sub | SDG&E | Com | HVAC | Com - Warehouse | Total Resource Cost Test | Fuel Substitution | 33.6211 | 38.1211 | 43.7351 | 48.9048 | 60.0498 | 0 | 0 | 0 | 0 | 0 | 0 | 0 | 0
Scenario 3: Aggressive Fuel Sub | SDG&E | Com | Lighting | Com - College | Participant Cost Test | Energy Efficiency | 0 | 29812.4458 | 39534.0118 | 41469.3131 | 43097.1796 | 45012.7499 | 46957.8044 | 48832.79 | 9779.4586 | 0 | 0 | 0 | 0
Scenario 3: Aggressive Fuel Sub | SDG&E | Com | Lighting | Com - College | Program Administrator Cost Test | Energy Efficiency | 0 | 19999.6445 | 26388.9077 | 27544.5218 | 28421.9652 | 29103.1922 | 29765.4664 | 30347.0357 | 5958.259 | 0 | 0 | 0 | 0
Scenario 3: Aggressive Fuel Sub | SDG&E | Com | Lighting | Com - College | Rate Impact Measure Test | Energy Efficiency | 0 | 97605.6433 | 122029.7467 | 119613.1932 | 115377.8907 | 110539.7014 | 104703.4487 | 97782.3608 | 17328.3633 | 0 | 0 | 0 | 0
Scenario 3: Aggressive Fuel Sub | SDG&E | Com | Lighting | Com - College | Total Resource Cost Test | Energy Efficiency | 0 | 33564.3073 | 44376.8831 | 46413.0593 | 48090.3692 | 50046.1837 | 52022.9126 | 53910.6867 | 10759.1819 | 0 | 0 | 0 | 0
Scenario 3: Aggressive Fuel Sub | SDG&E | Com | Lighting | Com - Grocery | Participant Cost Test | Energy Efficiency | 42189.8608 | 43305.3368 | 44435.5363 | 45685.0955 | 46855.4602 | 48228.885 | 49660.3749 | 51116.6462 | 52539.8961 | 29934.1383 | 26084.6616 | 27101.6713 | 28154.402
Scenario 3: Aggressive Fuel Sub | SDG&E | Com | Lighting | Com - Grocery | Program Administrator Cost Test | Energy Efficiency | 33335.5911 | 33993.0072 | 34652.5962 | 35396.2611 | 36068.4371 | 36888.1688 | 37741.7135 | 38603.2894 | 39429.3196 | 22987.6353 | 20138.6191 | 20779.2318 | 21439.1365
Scenario 3: Aggressive Fuel Sub | SDG&E | Com | Lighting | Com - Grocery | Rate Impact Measure Test | Energy Efficiency | 221535.4539 | 215423.3389 | 207886.0762 | 199014.9782 | 188701.0335 | 177864.1311 | 165859.5254 | 152774.9962 | 138267.666 | 72695.3122 | 54251.5678 | 44757.8974 | 34104.797
Scenario 3: Aggressive Fuel Sub | SDG&E | Com | Lighting | Com - Grocery | Total Resource Cost Test | Energy Efficiency | 52531.9777 | 53696.9354 | 54870.7652 | 56182.9796 | 57387.6716 | 58832.3115 | 60337.1841 | 61861.3635 | 63334.9724 | 36607.6682 | 32007.1401 | 33110.4922 | 34249.3894
Scenario 3: Aggressive Fuel Sub | SDG&E | Com | Lighting | Com - Health | Participant Cost Test | Energy Efficiency | 109136.4919 | 111760.2785 | 114552.2379 | 118262.7741 | 121068.7919 | 123620.8687 | 123682.5001 | 126726.89 | 130763.6312 | 136360.3547 | 143136.7717 | 144342.5124 | 146767.2138
Scenario 3: Aggressive Fuel Sub | SDG&E | Com | Lighting | Com - Health | Program Administrator Cost Test | Energy Efficiency | 84592.3017 | 86068.6793 | 87655.2134 | 89924.8245 | 91477.2541 | 92818.9973 | 92276.134 | 93966.8595 | 96373.5282 | 99900.6487 | 104249.3856 | 104498.3135 | 105628.5718
Scenario 3: Aggressive Fuel Sub | SDG&E | Com | Lighting | Com - Health | Rate Impact Measure Test | Energy Efficiency | 560554.5712 | 543812.0807 | 524279.0255 | 504182.6011 | 477315.0517 | 446426.6068 | 404510.9646 | 371057.2773 | 337325.8189 | 303480.2399 | 267010.2007 | 215653.1163 | 163154.7331
Scenario 3: Aggressive Fuel Sub | SDG&E | Com | Lighting | Com - Health | Total Resource Cost Test | Energy Efficiency | 134249.4055 | 136919.6061 | 139776.4817 | 143734.3867 | 146563.5544 | 149066.4926 | 148551.6716 | 151627.5945 | 155870.9804 | 161944.6101 | 169376.6167 | 170174.1567 | 172407.6541
Scenario 3: Aggressive Fuel Sub | SDG&E | Com | Lighting | Com - Office (Large) | Participant Cost Test | Energy Efficiency | 167718.4762 | 172854.1853 | 177947.9193 | 183211.997 | 188060.0228 | 194037.1333 | 200474.2336 | 206494.3616 | 211559.2454 | 217139.2141 | 222665.7642 | 228439.6904 | 234433.8378
Scenario 3: Aggressive Fuel Sub | SDG&E | Com | Lighting | Com - Office (Large) | Program Administrator Cost Test | Energy Efficiency | 111468.0546 | 114272.1394 | 115332.897 | 116416.3621 | 117153.8129 | 118507.1684 | 120037.8372 | 121218.1428 | 121756.2506 | 122517.2799 | 123172.1041 | 123888.303 | 124646.1494
Scenario 3: Aggressive Fuel Sub | SDG&E | Com | Lighting | Com - Office (Large) | Rate Impact Measure Test | Energy Efficiency | 558406.3928 | 546284.8941 | 528721.5381 | 507114.0808 | 481706.4256 | 455877.7546 | 427596.21 | 395433.1423 | 358359.7998 | 319127.3573 | 276607.7933 | 230472.6575 | 180301.7757
Scenario 3: Aggressive Fuel Sub | SDG&E | Com | Lighting | Com - Office (Large) | Total Resource Cost Test | Energy Efficiency | 187779.9613 | 192967.4345 | 197933.8487 | 203062.3637 | 207704.263 | 213565.8844 | 219901.445 | 225748.1946 | 230525.2097 | 235840.5369 | 241074.1013 | 246551.9362 | 252243.1726
Scenario 3: Aggressive Fuel Sub | SDG&E | Com | Lighting | Com - Refrig. Warehouse | Participant Cost Test | Energy Efficiency | 118.7348 | 121.8132 | 125.044 | 127.6291 | 130.7677 | 134.1579 | 137.9636 | 141.8983 | 146.2437 | 150.5691 | 155.3249 | 160.3689 | 165.5412
Scenario 3: Aggressive Fuel Sub | SDG&E | Com | Lighting | Com - Refrig. Warehouse | Program Administrator Cost Test | Energy Efficiency | 107.1632 | 109.0812 | 111.0995 | 112.5047 | 114.3733 | 116.4294 | 118.8114 | 121.2646 | 124.0288 | 126.7315 | 129.7539 | 132.9701 | 136.2438
Scenario 3: Aggressive Fuel Sub | SDG&E | Com | Lighting | Com - Refrig. Warehouse | Rate Impact Measure Test | Energy Efficiency | 884.403 | 858.5411 | 827.6315 | 785.0058 | 741.7992 | 694.7186 | 644.3755 | 589.852 | 531.3234 | 466.6748 | 396.9618 | 319.9857 | 234.5752
Scenario 3: Aggressive Fuel Sub | SDG&E | Com | Lighting | Com - Refrig. Warehouse | Total Resource Cost Test | Energy Efficiency | 161.1876 | 164.5062 | 167.9945 | 170.5759 | 173.8726 | 177.4713 | 181.5849 | 185.8284 | 190.5697 | 195.2405 | 200.4268 | 205.938 | 211.565
Scenario 3: Aggressive Fuel Sub | SDG&E | Com | Lighting | Com - Restaurant | Participant Cost Test | Energy Efficiency | 37125.664 | 37315.2399 | 37614.0441 | 37844.8584 | 42758.2779 | 43906.8867 | 45142.169 | 46415.0197 | 47683.4519 | 49002.9904 | 50381.146 | 51809.0991 | 53278.8414
Scenario 3: Aggressive Fuel Sub | SDG&E | Com | Lighting | Com - Restaurant | Program Administrator Cost Test | Energy Efficiency | 27069.6668 | 27052.0855 | 27114.4257 | 27127.2938 | 30503.0119 | 31151.7251 | 31855.1118 | 32577.7303 | 33289.9586 | 34030.8617 | 34805.3219 | 35606.8609 | 36429.7024
Scenario 3: Aggressive Fuel Sub | SDG&E | Com | Lighting | Com - Restaurant | Rate Impact Measure Test | Energy Efficiency | 163478.9266 | 155813.5555 | 147913.5378 | 138820.6865 | 145648.4223 | 137335.7842 | 128294.8442 | 118500.0403 | 107700.656 | 95996.5086 | 83330.2484 | 69420.1571 | 54135.601
Scenario 3: Aggressive Fuel Sub | SDG&E | Com | Lighting | Com - Restaurant | Total Resource Cost Test | Energy Efficiency | 43961.844 | 44030.5197 | 44228.8158 | 44346.7044 | 49958.0283 | 51129.3585 | 52394.7986 | 53696.5643 | 54985.9292 | 56327.2223 | 57728.7434 | 59180.001 | 60671.5753
Scenario 3: Aggressive Fuel Sub | SDG&E | Com | Lighting | Com - Retail | Participant Cost Test | Energy Efficiency | 242366.7882 | 244143.5409 | 246236.8514 | 248037.9476 | 249022.1357 | 251252.1093 | 253158.4178 | 255188.6661 | 257556.1572 | 260472.7318 | 263540.0746 | 267192.7431 | 271216.0513
Scenario 3: Aggressive Fuel Sub | SDG&E | Com | Lighting | Com - Retail | Program Administrator Cost Test | Energy Efficiency | 177787.4022 | 178056.8312 | 178556.1654 | 178839.3786 | 178531.9747 | 179126.4015 | 179486.7022 | 179935.1176 | 180621.0421 | 181689.43 | 182856.3903 | 184422.1749 | 186232.5824
Scenario 3: Aggressive Fuel Sub | SDG&E | Com | Lighting | Com - Retail | Rate Impact Measure Test | Energy Efficiency | 1091972.657 | 1043027.1968 | 990588.0251 | 930662.5201 | 865436.3178 | 801472.2704 | 733371.8119 | 663704.0224 | 592220.6515 | 519020.3752 | 442836.0752 | 363051.3195 | 278571.0235
Scenario 3: Aggressive Fuel Sub | SDG&E | Com | Lighting | Com - Retail | Total Resource Cost Test | Energy Efficiency | 288064.2909 | 289142.1423 | 290593.9328 | 291696.6448 | 291837.0465 | 293446.1113 | 294673.7822 | 296045.9607 | 297809.0937 | 300204.523 | 302767.1243 | 305994.8731 | 309635.8857
Scenario 3: Aggressive Fuel Sub | SDG&E | Com | Lighting | Com - Warehouse | Participant Cost Test | Energy Efficiency | 5786.1347 | 6052.689 | 6326.7705 | 6626.4936 | 6906.7952 | 7214.4989 | 7518.1239 | 7830.3784 | 1480.2406 | 0 | 0 | 0 | 0
Scenario 3: Aggressive Fuel Sub | SDG&E | Com | Lighting | Com - Warehouse | Program Administrator Cost Test | Energy Efficiency | 3305.2918 | 3389.764 | 3473.7856 | 3567.0118 | 3644.9969 | 3732.7301 | 3813.5524 | 3894.0616 | 721.6925 | 0 | 0 | 0 | 0
Scenario 3: Aggressive Fuel Sub | SDG&E | Com | Lighting | Com - Warehouse | Rate Impact Measure Test | Energy Efficiency | 16227.1298 | 16066.1796 | 15788.65 | 15405.0586 | 14859.3753 | 14237.3359 | 13470.4786 | 12598.4429 | 2107.1885 | 0 | 0 | 0 | 0
Scenario 3: Aggressive Fuel Sub | SDG&E | Com | Lighting | Com - Warehouse | Total Resource Cost Test | Energy Efficiency | 6297.1316 | 6566.0641 | 6841.7056 | 7143.5543 | 7422.9719 | 7730.3683 | 8031.8957 | 8341.1783 | 1572.2957 | 0 | 0 | 0 | 0
Scenario 3: Aggressive Fuel Sub | SDG&E | Com | WaterHeat | Com - College | Participant Cost Test | Energy Efficiency | 45571.4124 | 47541.176 | 47196.6532 | 49305.0379 | 51209.9446 | 33741.0782 | 17462.6041 | 17899.9275 | 2299.5366 | 2487.1865 | 19219.9722 | 19798.5226 | 20295.9924
Scenario 3: Aggressive Fuel Sub | SDG&E | Com | WaterHeat | Com - College | Participant Cost Test | Fuel Substitution | 1355081.6931 | 1451439.9217 | 1560057.5282 | 1556884.1512 | 1470892.3879 | 128428.8116 | 149681.1373 | 171969.9226 | 127979.2846 | 146983.3449 | 168524.6467 | 186745.298 | 202073.2353
Scenario 3: Aggressive Fuel Sub | SDG&E | Com | WaterHeat | Com - College | Program Administrator Cost Test | Energy Efficiency | 76969.247 | 78694.2034 | 80426.2404 | 82384.2115 | 84080.8958 | 55495.9454 | 56476.9377 | 57456.3334 | 15188.7949 | 16198.9717 | 60384.2729 | 61799.7242 | 62759.1108
Scenario 3: Aggressive Fuel Sub | SDG&E | Com | WaterHeat | Com - College | Program Administrator Cost Test | Fuel Substitution | 900010.4891 | 1030744.9247 | 1183851.9727 | 1333442.4635 | 1476879.3629 | 193778.7545 | 226057.128 | 259254.1801 | 220042.6676 | 252009.9335 | 288141.8211 | 318424.4663 | 343637.0017
Scenario 3: Aggressive Fuel Sub | SDG&E | Com | WaterHeat | Com - College | Rate Impact Measure Test | Energy Efficiency | 213438.022 | 218928.8401 | 223046.9898 | 226219.1945 | 226744.0034 | 155910.7364 | 154420.4008 | 151223.3427 | 84578.5275 | 77107.6076 | 126363.87 | 109851.2394 | 88815.342
Scenario 3: Aggressive Fuel Sub | SDG&E | Com | WaterHeat | Com - College | Rate Impact Measure Test | Fuel Substitution | 900010.4891 | 1030744.9247 | 1183851.9727 | 1333442.4635 | 1476879.3629 | 3526693.4267 | 3691229.3203 | 3709967.57 | 3479063.3481 | 3282354.7861 | 2932354.4174 | 2302432.7119 | 1436041.3387
Scenario 3: Aggressive Fuel Sub | SDG&E | Com | WaterHeat | Com - College | Total Resource Cost Test | Energy Efficiency | 99331.1447 | 102229.1974 | 102805.2827 | 105960.875 | 108741.4103 | 71269.9404 | 60668.0445 | 61763.6492 | 15993.6327 | 17069.487 | 65043.8909 | 66634.8033 | 67808.0146
Scenario 3: Aggressive Fuel Sub | SDG&E | Com | WaterHeat | Com - College | Total Resource Cost Test | Fuel Substitution | 1174945.1952 | 1342438.2244 | 1565298.8473 | 1700180.6633 | 1764551.6939 | 280974.3996 | 327653.7674 | 376473.7827 | 287252.6097 | 329911.0337 | 378258.9408 | 419153.0135 | 453554.1448
Scenario 3: Aggressive Fuel Sub | SDG&E | Com | WaterHeat | Com - Grocery | Participant Cost Test | Energy Efficiency | 18082.5952 | 18700.4328 | 19326.6566 | 19983.2947 | 20637.2322 | 19235.498 | 17657.6074 | 18202.7035 | 7351.7313 | 7824.6969 | 19869.6944 | 20561.1819 | 21208.5096
Scenario 3: Aggressive Fuel Sub | SDG&E | Com | WaterHeat | Com - Grocery | Participant Cost Test | Fuel Substitution | 47744.7858 | 50313.6979 | 52260.6834 | 53410.9649 | 54152.992 | 0 | 0 | 0 | 0 | 0 | 0 | 0 | 0
Scenario 3: Aggressive Fuel Sub | SDG&E | Com | WaterHeat | Com - Grocery | Program Administrator Cost Test | Energy Efficiency | 71190.7954 | 73819.5205 | 76458.9249 | 79207.2505 | 81913.3189 | 79778.275 | 82628.8714 | 85537.1021 | 57691.3215 | 60936.5927 | 94386.0448 | 97748.0494 | 100932.3686
Scenario 3: Aggressive Fuel Sub | SDG&E | Com | WaterHeat | Com - Grocery | Program Administrator Cost Test | Fuel Substitution | 41091.001 | 46251.9452 | 51612.3968 | 57229.8687 | 63389.8297 | 0 | 0 | 0 | 0 | 0 | 0 | 0 | 0
Scenario 3: Aggressive Fuel Sub | SDG&E | Com | WaterHeat | Com - Grocery | Rate Impact Measure Test | Energy Efficiency | 369270.0403 | 385453.4235 | 397605.7132 | 405219.8537 | 407779.018 | 395079.3959 | 388159.0018 | 375503.0039 | 312088.7382 | 283842.7067 | 288559.7307 | 239033.9031 | 178048.2466
Scenario 3: Aggressive Fuel Sub | SDG&E | Com | WaterHeat | Com - Grocery | Rate Impact Measure Test | Fuel Substitution | 41091.001 | 46251.9452 | 51612.3968 | 57229.8687 | 63389.8297 | 0 | 0 | 0 | 0 | 0 | 0 | 0 | 0
Scenario 3: Aggressive Fuel Sub | SDG&E | Com | WaterHeat | Com - Grocery | Total Resource Cost Test | Energy Efficiency | 76804.0529 | 79662.2924 | 82543.4451 | 85551.6311 | 88516.4055 | 85874.0268 | 87420.7622 | 90505.4954 | 60264.4274 | 63675.2366 | 99896.2238 | 103493.1346 | 106942.7569
Scenario 3: Aggressive Fuel Sub | SDG&E | Com | WaterHeat | Com - Grocery | Total Resource Cost Test | Fuel Substitution | 51605.9457 | 58020.872 | 64693.5814 | 71703.7922 | 79339.0449 | 0 | 0 | 0 | 0 | 0 | 0 | 0 | 0
Scenario 3: Aggressive Fuel Sub | SDG&E | Com | WaterHeat | Com - Health | Participant Cost Test | Energy Efficiency | 74201.4188 | 77687.0157 | 77676.4108 | 81612.3177 | 85020.4902 | 55112.2791 | 27255.8503 | 28254.4879 | 8153.0633 | 8909.6187 | 31652.4362 | 32828.1274 | 33925.3205
Scenario 3: Aggressive Fuel Sub | SDG&E | Com | WaterHeat | Com - Health | Participant Cost Test | Fuel Substitution | 3246135.9113 | 3461686.1602 | 3669940.9369 | 3686880.1223 | 3609313.0614 | 257734.2058 | 300200.601 | 346244.7147 | 184521.8893 | 212057.2558 | 244752.5913 | 272341.181 | 295549.9998
Scenario 3: Aggressive Fuel Sub | SDG&E | Com | WaterHeat | Com - Health | Program Administrator Cost Test | Energy Efficiency | 185502.0006 | 193362.4636 | 201379.2064 | 210630.0509 | 218612.0735 | 132265.2033 | 136253.5421 | 141803.0922 | 90852.1106 | 97802.4962 | 162757.396 | 167828.4704 | 172962.0431
Scenario 3: Aggressive Fuel Sub | SDG&E | Com | WaterHeat | Com - Health | Program Administrator Cost Test | Fuel Substitution | 2218068.0899 | 2553730.2678 | 2930185.3449 | 3311660.1293 | 3728468.5167 | 311367.6176 | 365109.7839 | 421491.3761 | 321783.7954 | 369813.9435 | 426836.5179 | 474950.1948 | 515423.577
Scenario 3: Aggressive Fuel Sub | SDG&E | Com | WaterHeat | Com - Health | Rate Impact Measure Test | Energy Efficiency | 881638.2938 | 915318.6167 | 940790.8131 | 960913.2678 | 964192.2978 | 736182.554 | 707578.1545 | 681098.4902 | 564123.0678 | 517788.2979 | 535295.502 | 435079.0491 | 317565.1611
Scenario 3: Aggressive Fuel Sub | SDG&E | Com | WaterHeat | Com - Health | Rate Impact Measure Test | Fuel Substitution | 2218068.0899 | 2553730.2678 | 2930185.3449 | 3311660.1293 | 3728468.5167 | 9478107.476 | 9949983.1535 | 10012380.2518 | 9416375.3606 | 8832043.9004 | 7860103.764 | 6075518.6144 | 3608085.5627
Scenario 3: Aggressive Fuel Sub | SDG&E | Com | WaterHeat | Com - Health | Total Resource Cost Test | Energy Efficiency | 219836.7883 | 229440.7149 | 235647.5987 | 246739.4458 | 256287.2416 | 159147.3127 | 143284.4638 | 149127.4188 | 93705.6828 | 100920.8627 | 171100.4515 | 176537.6467 | 182098.2497
Scenario 3: Aggressive Fuel Sub | SDG&E | Com | WaterHeat | Com - Health | Total Resource Cost Test | Fuel Substitution | 2599456.7626 | 2986415.5071 | 3461563.5528 | 3823469.4748 | 4175743.2034 | 509282.2809 | 594423.3342 | 685792.2639 | 414044.74 | 475842.5714 | 549212.8136 | 611120.7853 | 663198.5769
Scenario 3: Aggressive Fuel Sub | SDG&E | Com | WaterHeat | Com - Lodging | Participant Cost Test | Energy Efficiency | 428264.0151 | 440547.015 | 449950.0663 | 465732.9123 | 478246.0682 | 300277.7173 | 112157.4001 | 113349.4633 | 1830.4212 | 1946.1942 | 23870.4236 | 24379.2684 | 29344.4452
Scenario 3: Aggressive Fuel Sub | SDG&E | Com | WaterHeat | Com - Lodging | Participant Cost Test | Fuel Substitution | 4597067.5343 | 4875994.9644 | 5126128.5199 | 5150878.9294 | 5061835.2263 | 593247.0565 | 308890.9905 | 354031.2645 | 187785.5021 | 213936.0053 | 244850.5525 | 270580.3308 | 291939.475
Scenario 3: Aggressive Fuel Sub | SDG&E | Com | WaterHeat | Com - Lodging | Program Administrator Cost Test | Energy Efficiency | 665785.3733 | 675811.3165 | 686474.4184 | 701768.0458 | 710977.3427 | 111294.3476 | 111569.844 | 111885.3701 | 20574.5555 | 21660.6779 | 79640.3316 | 80806.0822 | 85446.3818
Scenario 3: Aggressive Fuel Sub | SDG&E | Com | WaterHeat | Com - Lodging | Program Administrator Cost Test | Fuel Substitution | 2999503.4421 | 3432694.3081 | 3908314.6112 | 4387925.6426 | 4908647.6798 | 387802.4969 | 375885.159 | 431354.9765 | 327649.607 | 373287.8853 | 427235.594 | 472133.6439 | 509403.2315
Scenario 3: Aggressive Fuel Sub | SDG&E | Com | WaterHeat | Com - Lodging | Rate Impact Measure Test | Energy Efficiency | 1764618.4107 | 1760686.0466 | 1750518.5735 | 1743455.9679 | 1711193.3297 | 283061.7065 | 278429.8049 | 271608.7619 | 124386.8671 | 112018.8705 | 174248.803 | 148797.1559 | 122898.2466
Scenario 3: Aggressive Fuel Sub | SDG&E | Com | WaterHeat | Com - Lodging | Rate Impact Measure Test | Fuel Substitution | 2999503.4421 | 3432694.3081 | 3908314.6112 | 4387925.6426 | 4908647.6798 | 11834215.3976 | 12271891.9467 | 12270621.4554 | 11497571.3206 | 10676479.3862 | 9401787.8145 | 7187607.3056 | 4196274.4219
Scenario 3: Aggressive Fuel Sub | SDG&E | Com | WaterHeat | Com - Lodging | Total Resource Cost Test | Energy Efficiency | 885606.7224 | 902132.561 | 916104.621 | 939631.6185 | 955363.2381 | 295430.6517 | 163783.0164 | 164689.5769 | 21215.2029 | 22341.8459 | 85269.0898 | 86594.5533 | 94100.9149
Scenario 3: Aggressive Fuel Sub | SDG&E | Com | WaterHeat | Com - Lodging | Total Resource Cost Test | Fuel Substitution | 3615593.0988 | 4124888.9052 | 4725700.9102 | 5206849.6197 | 5683829.496 | 919153.4454 | 611874.184 | 701568.9427 | 421542.358 | 480255.888 | 549660.8703 | 607423.8093 | 655372.969
Scenario 3: Aggressive Fuel Sub | SDG&E | Com | WaterHeat | Com - Office (Large) | Participant Cost Test | Energy Efficiency | 112969.6132 | 115729.3781 | 116375.9687 | 119090.0698 | 121620.6352 | 76824.0585 | 31021.8824 | 30623.2883 | 7244.1662 | 7784.9945 | 29357.9026 | 29037.6836 | 28673.5714
Scenario 3: Aggressive Fuel Sub | SDG&E | Com | WaterHeat | Com - Office (Large) | Participant Cost Test | Fuel Substitution | 795134.0906 | 845229.1462 | 909087.1946 | 893954.5249 | 823747.2082 | 99411.4074 | 114966.1462 | 131619.268 | 87258.9758 | 101928.7162 | 116364.5115 | 128216.4546 | 137846.1555
Scenario 3: Aggressive Fuel Sub | SDG&E | Com | WaterHeat | Com - Office (Large) | Program Administrator Cost Test | Energy Efficiency | 175899.1623 | 175421.413 | 174948.5887 | 174610.4868 | 174127.8878 | 110151.9797 | 109171.8733 | 108243.3712 | 45355.8668 | 48032.8648 | 105578.2201 | 105138.6804 | 104509.9354
Scenario 3: Aggressive Fuel Sub | SDG&E | Com | WaterHeat | Com - Office (Large) | Program Administrator Cost Test | Fuel Substitution | 509939.4604 | 579817.4225 | 664392.9877 | 743902.9326 | 816231.5751 | 136477.2347 | 157988.7506 | 180246.6295 | 148016.4951 | 172456.3525 | 196378.7838 | 215838.2586 | 231477.7161
Scenario 3: Aggressive Fuel Sub | SDG&E | Com | WaterHeat | Com - Office (Large) | Rate Impact Measure Test | Energy Efficiency | 547530.1144 | 554599.6441 | 557340.4666 | 555187.7376 | 547643.5197 | 393136.7097 | 381201.648 | 364090.2716 | 252475.0674 | 228253.503 | 272777.0553 | 224924.0827 | 168911.0178
Scenario 3: Aggressive Fuel Sub | SDG&E | Com | WaterHeat | Com - Office (Large) | Rate Impact Measure Test | Fuel Substitution | 509939.4604 | 579817.4225 | 664392.9877 | 743902.9326 | 816231.5751 | 2250325.3789 | 2332761.4494 | 2326196.2851 | 2157876.1504 | 2073227.498 | 1847828.3395 | 1447952.9867 | 905515.3706
Scenario 3: Aggressive Fuel Sub | SDG&E | Com | WaterHeat | Com - Office (Large) | Total Resource Cost Test | Energy Efficiency | 232420.8526 | 234037.7972 | 233567.4458 | 235266.1023 | 236721.6649 | 149733.0274 | 116941.5743 | 115986.3535 | 47891.325 | 50757.6129 | 113226.5524 | 112805.1028 | 112253.3653
Scenario 3: Aggressive Fuel Sub | SDG&E | Com | WaterHeat | Com - Office (Large) | Total Resource Cost Test | Fuel Substitution | 673990.3062 | 764528.36 | 895595.3595 | 958256.31 | 968965.2968 | 208422.5622 | 241245.7 | 276073.8935 | 195861.0784 | 228791.5802 | 261192.8274 | 287793.9545 | 309406.9337
Scenario 3: Aggressive Fuel Sub | SDG&E | Com | WaterHeat | Com - Office (Small) | Participant Cost Test | Energy Efficiency | 25646.3863 | 26152.321 | 26649.0904 | 27141.1887 | 27629.6173 | 27171.824 | 27595.3565 | 28014.5765 | 2861.7681 | 3082.2611 | 29101.8725 | 29642.2729 | 30033.994
Scenario 3: Aggressive Fuel Sub | SDG&E | Com | WaterHeat | Com - Office (Small) | Participant Cost Test | Fuel Substitution | 317587.2638 | 336642.6351 | 350477.3262 | 357461.7552 | 359949.2619 | 27394.3726 | 32080.1158 | 36694.4116 | 40923.2467 | 46722.8676 | 53221.4097 | 58589.7012 | 63010.1042
Scenario 3: Aggressive Fuel Sub | SDG&E | Com | WaterHeat | Com - Office (Small) | Program Administrator Cost Test | Energy Efficiency | 82975.2206 | 83633.0509 | 84250.5703 | 84843.0365 | 85413.4574 | 84311.7966 | 84786.8777 | 85247.0313 | 16754.9314 | 17789.6513 | 86158.148 | 86935.4774 | 87081.4688
Scenario 3: Aggressive Fuel Sub | SDG&E | Com | WaterHeat | Com - Office (Small) | Program Administrator Cost Test | Fuel Substitution | 220581.5469 | 251737.5115 | 284043.3063 | 317360.4388 | 353381.8685 | 46278.6964 | 54057.1821 | 61678.9154 | 68619.4822 | 78157.9799 | 88819.8412 | 97553.4995 | 104676.0988
Scenario 3: Aggressive Fuel Sub | SDG&E | Com | WaterHeat | Com - Office (Small) | Rate Impact Measure Test | Energy Efficiency | 199091.941 | 203867.5309 | 207330.8174 | 209135.5682 | 209521.8401 | 203836.2694 | 200904.573 | 196249.5657 | 91420.7431 | 82903.1501 | 164214.8078 | 142878.9612 | 117078.6236
Scenario 3: Aggressive Fuel Sub | SDG&E | Com | WaterHeat | Com - Office (Small) | Rate Impact Measure Test | Fuel Substitution | 220581.5469 | 251737.5115 | 284043.3063 | 317360.4388 | 353381.8685 | 941105.8154 | 978498.6539 | 976869.6931 | 928170.4164 | 872681.5767 | 777587.1426 | 610968.6566 | 385632.6175
Scenario 3: Aggressive Fuel Sub | SDG&E | Com | WaterHeat | Com - Office (Small) | Total Resource Cost Test | Energy Efficiency | 89207.8477 | 90024.6597 | 90801.4656 | 91554.6252 | 92287.2457 | 90728.0683 | 91322.2055 | 91901.4202 | 17756.5502 | 18868.4427 | 93120.073 | 94079.9 | 94459.3785
Scenario 3: Aggressive Fuel Sub | SDG&E | Com | WaterHeat | Com - Office (Small) | Total Resource Cost Test | Fuel Substitution | 257424.2067 | 293440.2978 | 330825.4379 | 369467.1697 | 411065.055 | 61499.1759 | 72017.6895 | 82375.7692 | 91868.5394 | 104888.6811 | 119476.9178 | 131527.7261 | 141450.5526
Scenario 3: Aggressive Fuel Sub | SDG&E | Com | WaterHeat | Com - Other | Participant Cost Test | Energy Efficiency | 148299.2561 | 157349.0394 | 149384.6533 | 157789.1383 | 166259.8139 | 127814.4544 | 107524.0826 | 112986.1036 | 64391.5626 | 69591.6286 | 129459.7727 | 137272.4211 | 144050.2456
Scenario 3: Aggressive Fuel Sub | SDG&E | Com | WaterHeat | Com - Other | Participant Cost Test | Fuel Substitution | 12376293.8295 | 13200138.3196 | 14061415.6005 | 14071037.2137 | 13690598.6515 | 1264264.568 | 1466054.1767 | 1685675.2463 | 895797.043 | 1035290.9572 | 1188849.3364 | 1318288.3891 | 1426918.269
Scenario 3: Aggressive Fuel Sub | SDG&E | Com | WaterHeat | Com - Other | Program Administrator Cost Test | Energy Efficiency | 496189.4254 | 526347.2111 | 557444.6577 | 589570.6417 | 621514.9332 | 552516.1232 | 582708.0367 | 613608.1255 | 498700.2836 | 531754.9334 | 707607.354 | 745771.1299 | 780932.5783
Scenario 3: Aggressive Fuel Sub | SDG&E | Com | WaterHeat | Com - Other | Program Administrator Cost Test | Fuel Substitution | 8174083.4773 | 9365852.33 | 10730815.2571 | 12085848.9138 | 13557091.9826 | 1531374.1639 | 1786352.4835 | 2054413.999 | 1563095.4329 | 1806535.0161 | 2074475.6292 | 2300323.7117 | 2489858.5318
Scenario 3: Aggressive Fuel Sub | SDG&E | Com | WaterHeat | Com - Other | Rate Impact Measure Test | Energy Efficiency | 3258637.1457 | 3425223.4031 | 3557226.5531 | 3642813.8049 | 3680213.9151 | 3421674.5804 | 3362600.2016 | 3248200.1808 | 2860976.2494 | 2608336.1994 | 2470948.619 | 2035497.6993 | 1487864.9543
Scenario 3: Aggressive Fuel Sub | SDG&E | Com | WaterHeat | Com - Other | Rate Impact Measure Test | Fuel Substitution | 8174083.4773 | 9365852.33 | 10730815.2571 | 12085848.9138 | 13557091.9826 | 31373052.0092 | 32788626.5235 | 32926210.1577 | 30728286.9134 | 29096382.1569 | 25923977.3183 | 20207475.1091 | 12352597.8477
Scenario 3: Aggressive Fuel Sub | SDG&E | Com | WaterHeat | Com - Other | Total Resource Cost Test | Energy Efficiency | 562333.8702 | 597200.2668 | 615813.8704 | 651624.1071 | 687359.8799 | 599874.3062 | 613926.0363 | 646639.032 | 521237.3305 | 556112.0034 | 746114.5613 | 786948.9355 | 824637.3228
Scenario 3: Aggressive Fuel Sub | SDG&E | Com | WaterHeat | Com - Other | Total Resource Cost Test | Fuel Substitution | 10118110.6235 | 11563990.1677 | 13414981.2095 | 14663455.9642 | 15812508.5924 | 2500905.9947 | 2905349.6471 | 3340807.5135 | 2010993.9544 | 2324180.4947 | 2668900.2974 | 2959467.9063 | 3203317.6663
Scenario 3: Aggressive Fuel Sub | SDG&E | Com | WaterHeat | Com - Refrig. Warehouse | Participant Cost Test | Energy Efficiency | 34.4319 | 37.519 | 40.7535 | 43.8691 | 47.2698 | 31.2859 | 34.1347 | 542.3871 | 40.3343 | 43.6663 | 571.7924 | 592.0077 | 604.8418
Scenario 3: Aggressive Fuel Sub | SDG&E | Com | WaterHeat | Com - Refrig. Warehouse | Participant Cost Test | Fuel Substitution | 3183.2746 | 3346.3041 | 3452.866 | 3484.8714 | 3469.8541 | 108.021 | 126.9955 | 145.845 | 163.2632 | 184.1977 | 210.5969 | 232.6581 | 251.052
Scenario 3: Aggressive Fuel Sub | SDG&E | Com | WaterHeat | Com - Refrig. Warehouse | Program Administrator Cost Test | Energy Efficiency | 319.3806 | 347.3322 | 375.9581 | 403.0548 | 431.8428 | 403.7412 | 432.9491 | 1848.2992 | 494.2471 | 525.968 | 1928.4344 | 1984.2467 | 2014.8149
Scenario 3: Aggressive Fuel Sub | SDG&E | Com | WaterHeat | Com - Refrig. Warehouse | Program Administrator Cost Test | Fuel Substitution | 2309.6707 | 2630.617 | 2963.8233 | 3308.2047 | 3684.0512 | 188.3996 | 221.5148 | 254.4103 | 284.8051 | 321.336 | 367.3951 | 405.8839 | 437.9728
Scenario 3: Aggressive Fuel Sub | SDG&E | Com | WaterHeat | Com - Refrig. Warehouse | Rate Impact Measure Test | Energy Efficiency | 3403.6043 | 3569.8691 | 3694.7548 | 3745.4234 | 3760.5411 | 3587.4497 | 3498.1974 | 5311.1145 | 3135.0617 | 2840.8241 | 4338.8932 | 3738.7673 | 2967.9945
Scenario 3: Aggressive Fuel Sub | SDG&E | Com | WaterHeat | Com - Refrig. Warehouse | Rate Impact Measure Test | Fuel Substitution | 2309.6707 | 2630.617 | 2963.8233 | 3308.2047 | 3684.0512 | 9026.9875 | 9390.921 | 9370.0918 | 8879.3334 | 8172.3304 | 7198.9604 | 5516.3137 | 3243.9795
Scenario 3: Aggressive Fuel Sub | SDG&E | Com | WaterHeat | Com - Refrig. Warehouse | Total Resource Cost Test | Energy Efficiency | 331.773 | 360.8341 | 390.6225 | 418.8377 | 448.8471 | 414.6913 | 444.8963 | 1975.9333 | 508.3641 | 541.2512 | 2062.9925 | 2125.0512 | 2161.3925
Scenario 3: Aggressive Fuel Sub | SDG&E | Com | WaterHeat | Com - Refrig. Warehouse | Total Resource Cost Test | Fuel Substitution | 2528.7878 | 2875.8231 | 3236.1368 | 3608.8275 | 4014.2949 | 242.4101 | 285.0126 | 327.3328 | 366.4366 | 413.4348 | 472.6936 | 522.213 | 563.4988
Scenario 3: Aggressive Fuel Sub | SDG&E | Com | WaterHeat | Com - Restaurant | Participant Cost Test | Energy Efficiency | 33344.6743 | 35066.9966 | 36858.5024 | 38567.2452 | 46790.8041 | 22508.6326 | 24056.5895 | 33707.4525 | 27353.7999 | 29110.8805 | 39185.9243 | 41247.5031 | 43334.8969
Scenario 3: Aggressive Fuel Sub | SDG&E | Com | WaterHeat | Com - Restaurant | Participant Cost Test | Fuel Substitution | 6981843.9617 | 7368279.4388 | 7631272.8584 | 7734634.0375 | 7763338.5082 | 595740.3218 | 697174.3868 | 797245.6342 | 889362.1182 | 1014707.1656 | 1158358.903 | 1278255.4905 | 1377976.8914
Scenario 3: Aggressive Fuel Sub | SDG&E | Com | WaterHeat | Com - Restaurant | Program Administrator Cost Test | Energy Efficiency | 127538.3135 | 133221.3462 | 138984.2081 | 144327.765 | 170156.5977 | 131188.9009 | 138928.5578 | 168880.386 | 154914.1379 | 163185.8533 | 193196.923 | 201958.9968 | 210703.972
Scenario 3: Aggressive Fuel Sub | SDG&E | Com | WaterHeat | Com - Restaurant | Program Administrator Cost Test | Fuel Substitution | 5075822.6658 | 5774944.7485 | 6492688.9736 | 7225597.1057 | 8042588.0135 | 1030270.4712 | 1202317.6777 | 1371095.6793 | 1525342.9311 | 1735711.9258 | 1976169.0951 | 2175002.6135 | 2338645.3771
Scenario 3: Aggressive Fuel Sub | SDG&E | Com | WaterHeat | Com - Restaurant | Rate Impact Measure Test | Energy Efficiency | 820912.9674 | 842166.9031 | 855054.4879 | 854386.7839 | 961230.6358 | 831555.377 | 815750.7828 | 818453.0359 | 743551.9413 | 677736.0885 | 623048.7033 | 514735.4309 | 381365.7608
Scenario 3: Aggressive Fuel Sub | SDG&E | Com | WaterHeat | Com - Restaurant | Rate Impact Measure Test | Fuel Substitution | 5075822.6658 | 5774944.7485 | 6492688.9736 | 7225597.1057 | 8042588.0135 | 23668022.7536 | 24573971.7522 | 24503032.9069 | 23256857.5779 | 21809451.3947 | 19415869.2315 | 15205885.8006 | 9486545.6369
Scenario 3: Aggressive Fuel Sub | SDG&E | Com | WaterHeat | Com - Restaurant | Total Resource Cost Test | Energy Efficiency | 142956.7711 | 149547.5182 | 156258.561 | 162513.6906 | 192701.5722 | 139066.9223 | 147348.3642 | 179681.5437 | 164487.9679 | 173374.6614 | 205883.0739 | 215361.3203 | 224864.5118
Scenario 3: Aggressive Fuel Sub | SDG&E | Com | WaterHeat | Com - Restaurant | Total Resource Cost Test | Fuel Substitution | 5785203.34 | 6577352.5398 | 7391596.9243 | 8224756.1697 | 9150796.1213 | 1340195.2773 | 1568454.6617 | 1793647.4133 | 2000938.5976 | 2283058.4159 | 2606286.7337 | 2876055.8212 | 3100429.4802
Scenario 3: Aggressive Fuel Sub | SDG&E | Com | WaterHeat | Com - Retail | Participant Cost Test | Energy Efficiency | 47118.8996 | 48068.9152 | 48349.8338 | 49229.4647 | 50087.5957 | 50217.4573 | 51041.3598 | 51858.8976 | 3974.7766 | 4218.6877 | 53995.6441 | 54835.8721 | 55632.706
Scenario 3: Aggressive Fuel Sub | SDG&E | Com | WaterHeat | Com - Retail | Participant Cost Test | Fuel Substitution | 366737.8041 | 387636.0867 | 451957.1511 | 443775.4102 | 419753.3096 | 59434.4755 | 67974.4385 | 76953.5835 | 40676.5621 | 45072.5613 | 50920.8807 | 55647.0614 | 59474.9701
Scenario 3: Aggressive Fuel Sub | SDG&E | Com | WaterHeat | Com - Retail | Program Administrator Cost Test | Energy Efficiency | 151011.464 | 152237.6177 | 153352.6904 | 154346.1974 | 155194.2035 | 154595.7121 | 155329.4413 | 156005.8753 | 25984.5743 | 27171.9773 | 157623.0752 | 158224.3956 | 158260.7682
Scenario 3: Aggressive Fuel Sub | SDG&E | Com | WaterHeat | Com - Retail | Program Administrator Cost Test | Fuel Substitution | 243164.3453 | 277077.4851 | 325340.3063 | 364140.5852 | 405322.2129 | 71433.8355 | 82228.1884 | 93204.1438 | 69750.958 | 77104.0896 | 86883.2485 | 94704.3288 | 100963.5911
Scenario 3: Aggressive Fuel Sub | SDG&E | Com | WaterHeat | Com - Retail | Rate Impact Measure Test | Energy Efficiency | 362391.1724 | 368795.0039 | 372740.7891 | 373350.7955 | 370982.0671 | 362624.5356 | 355264.4152 | 345374.0524 | 146388.2571 | 130643.0258 | 288661.6039 | 251074.6479 | 207615.745
Scenario 3: Aggressive Fuel Sub | SDG&E | Com | WaterHeat | Com - Retail | Rate Impact Measure Test | Fuel Substitution | 243164.3453 | 277077.4851 | 325340.3063 | 364140.5852 | 405322.2129 | 1112403.3215 | 1155456.6824 | 1152903.4092 | 1061840.5026 | 967125.2403 | 852118.7865 | 660948.7553 | 408912.0658
Scenario 3: Aggressive Fuel Sub | SDG&E | Com | WaterHeat | Com - Retail | Total Resource Cost Test | Energy Efficiency | 162699.9079 | 164200.3937 | 164938.1888 | 166167.7108 | 167245.892 | 166431.1447 | 167374.5021 | 168259.9736 | 27375.7462 | 28648.518 | 170330.5751 | 171184.8243 | 171657.0837
Scenario 3: Aggressive Fuel Sub | SDG&E | Com | WaterHeat | Com - Retail | Total Resource Cost Test | Fuel Substitution | 282939.011 | 322076.1655 | 425509.7304 | 455351.7294 | 477385.1561 | 117722.7236 | 134997.9638 | 152988.3409 | 91532.9807 | 101448.7086 | 114617.6577 | 125260.3148 | 133880.7243
Scenario 3: Aggressive Fuel Sub | SDG&E | Com | WaterHeat | Com - School | Participant Cost Test | Energy Efficiency | 54476.7507 | 56641.8327 | 58870.0458 | 61170.9282 | 63616.5352 | 23486.6945 | 23940.9643 | 24423.1091 | 11357.175 | 12200.5723 | 26003.5233 | 26652.1907 | 27285.1294
Scenario 3: Aggressive Fuel Sub | SDG&E | Com | WaterHeat | Com - School | Participant Cost Test | Fuel Substitution | 2086892.4132 | 2219442.2236 | 2320828.4056 | 2412262.0208 | 2653024.1493 | 507520.2669 | 586500.7478 | 673577.716 | 354869.2187 | 415292.9897 | 474877.1674 | 524452.2548 | 565384.1493
Scenario 3: Aggressive Fuel Sub | SDG&E | Com | WaterHeat | Com - School | Program Administrator Cost Test | Energy Efficiency | 115892.3084 | 118426.4133 | 121022.8712 | 123695.6841 | 126553.3151 | 85257.332 | 86808.647 | 88471.1836 | 53647.1243 | 56921.3516 | 94019.6945 | 96246.1719 | 98343.1081
Scenario 3: Aggressive Fuel Sub | SDG&E | Com | WaterHeat | Com - School | Program Administrator Cost Test | Fuel Substitution | 1481994.0335 | 1689014.9114 | 1904095.825 | 2135002.8982 | 2546297.8922 | 591616.9628 | 685528.2902 | 784630.9464 | 578389.6853 | 675583.0044 | 771057.1537 | 849133.5573 | 912230.2682
Scenario 3: Aggressive Fuel Sub | SDG&E | Com | WaterHeat | Com - School | Rate Impact Measure Test | Energy Efficiency | 421636.1371 | 434496.8092 | 443831.4348 | 448619.4945 | 449852.4235 | 341269.6168 | 333882.8458 | 322242.589 | 253513.1908 | 231825.1521 | 250023.8403 | 209255.7269 | 159732.3108
Scenario 3: Aggressive Fuel Sub | SDG&E | Com | WaterHeat | Com - School | Rate Impact Measure Test | Fuel Substitution | 1481994.0335 | 1689014.9114 | 1904095.825 | 2135002.8982 | 2546297.8922 | 6591222.6035 | 6871478.8729 | 6898588.9735 | 6314109.0065 | 6109751.2065 | 5499951.4529 | 4385362.0641 | 2852028.1696
Scenario 3: Aggressive Fuel Sub | SDG&E | Com | WaterHeat | Com - School | Total Resource Cost Test | Energy Efficiency | 140944.9578 | 144841.7519 | 148850.4729 | 152989.6312 | 157409.2947 | 91685.5041 | 93428.4079 | 95293.7376 | 57622.1356 | 61191.5519 | 101506.4164 | 104006.7806 | 106420.6634
Scenario 3: Aggressive Fuel Sub | SDG&E | Com | WaterHeat | Com - School | Total Resource Cost Test | Fuel Substitution | 1833312.7579 | 2085987.313 | 2348798.856 | 2661119.1154 | 3331730.0531 | 1004877.2304 | 1162784.1401 | 1334484.4721 | 796553.3077 | 932182.8124 | 1065913.8223 | 1177178.9025 | 1269044.6448
Scenario 3: Aggressive Fuel Sub | SDG&E | Com | WaterHeat | Com - Warehouse | Participant Cost Test | Energy Efficiency | 37080.965 | 37990.1768 | 38863.4039 | 39794.8508 | 40728.3002 | 40223.1738 | 39642.3234 | 40482.2853 | 727.2444 | 788.5988 | 42158.0571 | 43637.1103 | 44517.6366
Scenario 3: Aggressive Fuel Sub | SDG&E | Com | WaterHeat | Com - Warehouse | Participant Cost Test | Fuel Substitution | 28652.9219 | 30436.374 | 35308.8172 | 35392.1657 | 34517.5664 | 3325.8541 | 3848.6402 | 4414.6165 | 2348.1892 | 2687.375 | 3078.4542 | 3406.8745 | 3682.2372
Scenario 3: Aggressive Fuel Sub | SDG&E | Com | WaterHeat | Com - Warehouse | Program Administrator Cost Test | Energy Efficiency | 109632.9916 | 110536.4483 | 111400.1702 | 112254.8213 | 113077.9467 | 111681.3846 | 112430.1979 | 113171.5146 | 5018.6355 | 5360.3077 | 113516.5672 | 115847.9582 | 116112.1215
Scenario 3: Aggressive Fuel Sub | SDG&E | Com | WaterHeat | Com - Warehouse | Program Administrator Cost Test | Fuel Substitution | 20511.3788 | 23397.2888 | 27215.7424 | 30544.6621 | 34146.6168 | 4021.2118 | 4675.2465 | 5358.1126 | 4056.8129 | 4629.5062 | 5288.1577 | 5835.9784 | 6290.3663
Scenario 3: Aggressive Fuel Sub | SDG&E | Com | WaterHeat | Com - Warehouse | Rate Impact Measure Test | Energy Efficiency | 178007.133 | 180990.3278 | 183559.4417 | 185694.8253 | 187302.7944 | 183533.6955 | 184241.5407 | 184463.9566 | 28675.3379 | 26130.6762 | 170332.9749 | 156793.0364 | 137882.1551
Scenario 3: Aggressive Fuel Sub | SDG&E | Com | WaterHeat | Com - Warehouse | Rate Impact Measure Test | Fuel Substitution | 20511.3788 | 23397.2888 | 27215.7424 | 30544.6621 | 34146.6168 | 67050.8096 | 70163.3751 | 70570.8306 | 65655.0359 | 61704.5652 | 55046.3203 | 43122.4758 | 26796.7966
Scenario 3: Aggressive Fuel Sub | SDG&E | Com | WaterHeat | Com - Warehouse | Total Resource Cost Test | Energy Efficiency | 119088.7049 | 120243.677 | 121322.031 | 122440.6958 | 123527.7463 | 121676.2856 | 121628.5474 | 122563.8884 | 5273.1711 | 5636.3173 | 123108.6855 | 125879.6699 | 126540.3971
Scenario 3: Aggressive Fuel Sub | SDG&E | Com | WaterHeat | Com - Warehouse | Total Resource Cost Test | Fuel Substitution | 24579.9086 | 27982.9932 | 35869.5895 | 39086.1684 | 42021.9722 | 6577.9309 | 7627.6928 | 8752.4963 | 5272.6293 | 6034.3106 | 6912.4102 | 7649.8016 | 8268.0538
Scenario 3: Aggressive Fuel Sub | SDG&E | Com | WholeBlg | Com - College | Participant Cost Test | Energy Efficiency | 180291.5192 | 185327.3788 | 190627.9412 | 197023.9407 | 204122.1202 | 211368.3733 | 219688.9408 | 227811.4752 | 236217.5434 | 245044.9983 | 253544.7593 | 261129.4766 | 265302.6839
Scenario 3: Aggressive Fuel Sub | SDG&E | Com | WholeBlg | Com - College | Program Administrator Cost Test | Energy Efficiency | 180291.5192 | 185327.3788 | 190627.9412 | 197023.9407 | 204122.1202 | 211368.3733 | 219688.9408 | 227811.4752 | 236217.5434 | 245044.9983 | 253544.7593 | 261129.4766 | 265302.6839
Scenario 3: Aggressive Fuel Sub | SDG&E | Com | WholeBlg | Com - College | Rate Impact Measure Test | Energy Efficiency | 180291.5192 | 185327.3788 | 190627.9412 | 197023.9407 | 204122.1202 | 211368.3733 | 219688.9408 | 227811.4752 | 236217.5434 | 245044.9983 | 253544.7593 | 261129.4766 | 265302.6839
Scenario 3: Aggressive Fuel Sub | SDG&E | Com | WholeBlg | Com - College | Total Resource Cost Test | Energy Efficiency | 180291.5192 | 185327.3788 | 190627.9412 | 197023.9407 | 204122.1202 | 211368.3733 | 219688.9408 | 227811.4752 | 236217.5434 | 245044.9983 | 253544.7593 | 261129.4766 | 265302.6839
Scenario 3: Aggressive Fuel Sub | SDG&E | Com | WholeBlg | Com - Grocery | Participant Cost Test | Energy Efficiency | 391341.4066 | 402886.0051 | 415311.1839 | 430092.4718 | 446491.5701 | 463366.4538 | 481080.4082 | 499000.0729 | 517725.2693 | 536330.7861 | 554864.5037 | 571303.7098 | 571339.0921
Scenario 3: Aggressive Fuel Sub | SDG&E | Com | WholeBlg | Com - Grocery | Program Administrator Cost Test | Energy Efficiency | 391341.4066 | 402886.0051 | 415311.1839 | 430092.4718 | 446491.5701 | 463366.4538 | 481080.4082 | 499000.0729 | 517725.2693 | 536330.7861 | 554864.5037 | 571303.7098 | 571339.0921
Scenario 3: Aggressive Fuel Sub | SDG&E | Com | WholeBlg | Com - Grocery | Rate Impact Measure Test | Energy Efficiency | 391341.4066 | 402886.0051 | 415311.1839 | 430092.4718 | 446491.5701 | 463366.4538 | 481080.4082 | 499000.0729 | 517725.2693 | 536330.7861 | 554864.5037 | 571303.7098 | 571339.0921
Scenario 3: Aggressive Fuel Sub | SDG&E | Com | WholeBlg | Com - Grocery | Total Resource Cost Test | Energy Efficiency | 391341.4066 | 402886.0051 | 415311.1839 | 430092.4718 | 446491.5701 | 463366.4538 | 481080.4082 | 499000.0729 | 517725.2693 | 536330.7861 | 554864.5037 | 571303.7098 | 571339.0921
Scenario 3: Aggressive Fuel Sub | SDG&E | Com | WholeBlg | Com - Health | Participant Cost Test | Energy Efficiency | 479012.4661 | 492768.3991 | 506978.2933 | 523630.3773 | 541665.9404 | 559416.8874 | 578880.8704 | 597320.7011 | 616413.4779 | 636607.3375 | 656453.9386 | 673160.8346 | 687782.3224
Scenario 3: Aggressive Fuel Sub | SDG&E | Com | WholeBlg | Com - Health | Program Administrator Cost Test | Energy Efficiency | 479012.4661 | 492768.3991 | 506978.2933 | 523630.3773 | 541665.9404 | 559416.8874 | 578880.8704 | 597320.7011 | 616413.4779 | 636607.3375 | 656453.9386 | 673160.8346 | 687782.3224
Scenario 3: Aggressive Fuel Sub | SDG&E | Com | WholeBlg | Com - Health | Rate Impact Measure Test | Energy Efficiency | 479012.4661 | 492768.3991 | 506978.2933 | 523630.3773 | 541665.9404 | 559416.8874 | 578880.8704 | 597320.7011 | 616413.4779 | 636607.3375 | 656453.9386 | 673160.8346 | 687782.3224
Scenario 3: Aggressive Fuel Sub | SDG&E | Com | WholeBlg | Com - Health | Total Resource Cost Test | Energy Efficiency | 479012.4661 | 492768.3991 | 506978.2933 | 523630.3773 | 541665.9404 | 559416.8874 | 578880.8704 | 597320.7011 | 616413.4779 | 636607.3375 | 656453.9386 | 673160.8346 | 687782.3224
Scenario 3: Aggressive Fuel Sub | SDG&E | Com | WholeBlg | Com - Lodging | Participant Cost Test | Energy Efficiency | 248667.4027 | 254098.8049 | 259770.3364 | 266943.8151 | 274678.8718 | 282339.8438 | 291032.4114 | 299218.3898 | 307560.3335 | 316149.5088 | 323980.4238 | 330287.0025 | 336142.4422
Scenario 3: Aggressive Fuel Sub | SDG&E | Com | WholeBlg | Com - Lodging | Program Administrator Cost Test | Energy Efficiency | 248667.4027 | 254098.8049 | 259770.3364 | 266943.8151 | 274678.8718 | 282339.8438 | 291032.4114 | 299218.3898 | 307560.3335 | 316149.5088 | 323980.4238 | 330287.0025 | 336142.4422
Scenario 3: Aggressive Fuel Sub | SDG&E | Com | WholeBlg | Com - Lodging | Rate Impact Measure Test | Energy Efficiency | 248667.4027 | 254098.8049 | 259770.3364 | 266943.8151 | 274678.8718 | 282339.8438 | 291032.4114 | 299218.3898 | 307560.3335 | 316149.5088 | 323980.4238 | 330287.0025 | 336142.4422
Scenario 3: Aggressive Fuel Sub | SDG&E | Com | WholeBlg | Com - Lodging | Total Resource Cost Test | Energy Efficiency | 248667.4027 | 254098.8049 | 259770.3364 | 266943.8151 | 274678.8718 | 282339.8438 | 291032.4114 | 299218.3898 | 307560.3335 | 316149.5088 | 323980.4238 | 330287.0025 | 336142.4422
Scenario 3: Aggressive Fuel Sub | SDG&E | Com | WholeBlg | Com - Office (Large) | Participant Cost Test | Energy Efficiency | 808534.3747 | 826373.1859 | 844706.5962 | 866808.3867 | 890994.6204 | 915148.0427 | 943743.8937 | 970351.1703 | 997244.5638 | 1024896.1245 | 1049836.8803 | 1070345.618 | 1099161.0407
Scenario 3: Aggressive Fuel Sub | SDG&E | Com | WholeBlg | Com - Office (Large) | Program Administrator Cost Test | Energy Efficiency | 808534.3747 | 826373.1859 | 844706.5962 | 866808.3867 | 890994.6204 | 915148.0427 | 943743.8937 | 970351.1703 | 997244.5638 | 1024896.1245 | 1049836.8803 | 1070345.618 | 1099161.0407
Scenario 3: Aggressive Fuel Sub | SDG&E | Com | WholeBlg | Com - Office (Large) | Rate Impact Measure Test | Energy Efficiency | 808534.3747 | 826373.1859 | 844706.5962 | 866808.3867 | 890994.6204 | 915148.0427 | 943743.8937 | 970351.1703 | 997244.5638 | 1024896.1245 | 1049836.8803 | 1070345.618 | 1099161.0407
Scenario 3: Aggressive Fuel Sub | SDG&E | Com | WholeBlg | Com - Office (Large) | Total Resource Cost Test | Energy Efficiency | 808534.3747 | 826373.1859 | 844706.5962 | 866808.3867 | 890994.6204 | 915148.0427 | 943743.8937 | 970351.1703 | 997244.5638 | 1024896.1245 | 1049836.8803 | 1070345.618 | 1099161.0407
Scenario 3: Aggressive Fuel Sub | SDG&E | Com | WholeBlg | Com - Office (Small) | Participant Cost Test | Energy Efficiency | 232948.0477 | 237364.2319 | 242135.2428 | 248225.6616 | 255143.1117 | 262106.2993 | 270069.2275 | 277726.1961 | 285607.3051 | 294468.6723 | 301962.9348 | 308224.351 | 313279.8434
Scenario 3: Aggressive Fuel Sub | SDG&E | Com | WholeBlg | Com - Office (Small) | Program Administrator Cost Test | Energy Efficiency | 232948.0477 | 237364.2319 | 242135.2428 | 248225.6616 | 255143.1117 | 262106.2993 | 270069.2275 | 277726.1961 | 285607.3051 | 294468.6723 | 301962.9348 | 308224.351 | 313279.8434
Scenario 3: Aggressive Fuel Sub | SDG&E | Com | WholeBlg | Com - Office (Small) | Rate Impact Measure Test | Energy Efficiency | 232948.0477 | 237364.2319 | 242135.2428 | 248225.6616 | 255143.1117 | 262106.2993 | 270069.2275 | 277726.1961 | 285607.3051 | 294468.6723 | 301962.9348 | 308224.351 | 313279.8434
Scenario 3: Aggressive Fuel Sub | SDG&E | Com | WholeBlg | Com - Office (Small) | Total Resource Cost Test | Energy Efficiency | 232948.0477 | 237364.2319 | 242135.2428 | 248225.6616 | 255143.1117 | 262106.2993 | 270069.2275 | 277726.1961 | 285607.3051 | 294468.6723 | 301962.9348 | 308224.351 | 313279.8434
Scenario 3: Aggressive Fuel Sub | SDG&E | Com | WholeBlg | Com - Other | Participant Cost Test | Energy Efficiency | 461670.0858 | 472846.332 | 484434.9009 | 498676.416 | 514198.4254 | 529610.0098 | 547837.4241 | 565027.7997 | 582572.9422 | 600660.383 | 617509.5649 | 631844.6787 | 648736.0212
Scenario 3: Aggressive Fuel Sub | SDG&E | Com | WholeBlg | Com - Other | Program Administrator Cost Test | Energy Efficiency | 461670.0858 | 472846.332 | 484434.9009 | 498676.416 | 514198.4254 | 529610.0098 | 547837.4241 | 565027.7997 | 582572.9422 | 600660.383 | 617509.5649 | 631844.6787 | 648736.0212
Scenario 3: Aggressive Fuel Sub | SDG&E | Com | WholeBlg | Com - Other | Rate Impact Measure Test | Energy Efficiency | 461670.0858 | 472846.332 | 484434.9009 | 498676.416 | 514198.4254 | 529610.0098 | 547837.4241 | 565027.7997 | 582572.9422 | 600660.383 | 617509.5649 | 631844.6787 | 648736.0212
Scenario 3: Aggressive Fuel Sub | SDG&E | Com | WholeBlg | Com - Other | Total Resource Cost Test | Energy Efficiency | 461670.0858 | 472846.332 | 484434.9009 | 498676.416 | 514198.4254 | 529610.0098 | 547837.4241 | 565027.7997 | 582572.9422 | 600660.383 | 617509.5649 | 631844.6787 | 648736.0212
Scenario 3: Aggressive Fuel Sub | SDG&E | Com | WholeBlg | Com - Refrig. Warehouse | Participant Cost Test | Energy Efficiency | 8636.2846 | 9057.4087 | 9514.4953 | 10051.726 | 10606.7397 | 11102.2442 | 11611.2628 | 12144.5387 | 12713.1 | 13290.2685 | 13889.9244 | 14451.5052 | 14520.2981
Scenario 3: Aggressive Fuel Sub | SDG&E | Com | WholeBlg | Com - Refrig. Warehouse | Program Administrator Cost Test | Energy Efficiency | 8636.2846 | 9057.4087 | 9514.4953 | 10051.726 | 10606.7397 | 11102.2442 | 11611.2628 | 12144.5387 | 12713.1 | 13290.2685 | 13889.9244 | 14451.5052 | 14520.2981
Scenario 3: Aggressive Fuel Sub | SDG&E | Com | WholeBlg | Com - Refrig. Warehouse | Rate Impact Measure Test | Energy Efficiency | 8636.2846 | 9057.4087 | 9514.4953 | 10051.726 | 10606.7397 | 11102.2442 | 11611.2628 | 12144.5387 | 12713.1 | 13290.2685 | 13889.9244 | 14451.5052 | 14520.2981
Scenario 3: Aggressive Fuel Sub | SDG&E | Com | WholeBlg | Com - Refrig. Warehouse | Total Resource Cost Test | Energy Efficiency | 8636.2846 | 9057.4087 | 9514.4953 | 10051.726 | 10606.7397 | 11102.2442 | 11611.2628 | 12144.5387 | 12713.1 | 13290.2685 | 13889.9244 | 14451.5052 | 14520.2981
Scenario 3: Aggressive Fuel Sub | SDG&E | Com | WholeBlg | Com - Restaurant | Participant Cost Test | Energy Efficiency | 502881.6388 | 559470.1395 | 623512.1945 | 274584.2566 | 284026.0692 | 293573.0457 | 303797.3486 | 314068.0233 | 324797.9467 | 335529.2735 | 346094.32 | 355304.5994 | 356240.5737
Scenario 3: Aggressive Fuel Sub | SDG&E | Com | WholeBlg | Com - Restaurant | Program Administrator Cost Test | Energy Efficiency | 391493.1465 | 422478.5889 | 456613.4882 | 274584.2566 | 284026.0692 | 293573.0457 | 303797.3486 | 314068.0233 | 324797.9467 | 335529.2735 | 346094.32 | 355304.5994 | 356240.5737
Scenario 3: Aggressive Fuel Sub | SDG&E | Com | WholeBlg | Com - Restaurant | Rate Impact Measure Test | Energy Efficiency | 1904628.0248 | 2125876.2066 | 2341024.5034 | 274584.2566 | 284026.0692 | 293573.0457 | 303797.3486 | 314068.0233 | 324797.9467 | 335529.2735 | 346094.32 | 355304.5994 | 356240.5737
Scenario 3: Aggressive Fuel Sub | SDG&E | Com | WholeBlg | Com - Restaurant | Total Resource Cost Test | Energy Efficiency | 567868.2413 | 635665.3533 | 712093.5028 | 274584.2566 | 284026.0692 | 293573.0457 | 303797.3486 | 314068.0233 | 324797.9467 | 335529.2735 | 346094.32 | 355304.5994 | 356240.5737
Scenario 3: Aggressive Fuel Sub | SDG&E | Com | WholeBlg | Com - Retail | Participant Cost Test | Energy Efficiency | 1220812.3899 | 1419596.613 | 1637786.8397 | 1867167.3928 | 2070451.7957 | 2292403.9966 | 2503462.6897 | 2690157.9878 | 2855099.2798 | 3008967.5292 | 3141982.7174 | 3270927.5082 | 3409362.7688
Scenario 3: Aggressive Fuel Sub | SDG&E | Com | WholeBlg | Com - Retail | Program Administrator Cost Test | Energy Efficiency | 1078931.8998 | 1228740.7941 | 1388286.7985 | 1550686.5209 | 1686772.7411 | 1831524.8046 | 1963001.5929 | 2071249.2863 | 2159558.2633 | 2236529.8164 | 2295502.0885 | 2348445.1401 | 2407318.7669
Scenario 3: Aggressive Fuel Sub | SDG&E | Com | WholeBlg | Com - Retail | Rate Impact Measure Test | Energy Efficiency | 6628158.0071 | 7600798.8421 | 8505230.1137 | 9231006.2729 | 9584850.1151 | 9818636.7771 | 9759450.3815 | 9393366.7395 | 8750733.6171 | 7892011.4333 | 6809757.2872 | 5545143.8558 | 4106952.6904
Scenario 3: Aggressive Fuel Sub | SDG&E | Com | WholeBlg | Com - Retail | Total Resource Cost Test | Energy Efficiency | 1578265.4675 | 1847500.3636 | 2140450.4452 | 2444740.773 | 2709020.07 | 2995955.5299 | 3263939.1866 | 3496321.3024 | 3696934.1604 | 3880567.4137 | 4035086.3088 | 4183399.9915 | 4340802.9875
Scenario 3: Aggressive Fuel Sub | SDG&E | Com | WholeBlg | Com - School | Participant Cost Test | Energy Efficiency | 149252.0891 | 152561.1288 | 156046.4016 | 160453.6389 | 165375.0194 | 170288.9516 | 176263.7749 | 181925.0452 | 187679.0217 | 193656.1118 | 199168.0297 | 203859.6594 | 208728.512
Scenario 3: Aggressive Fuel Sub | SDG&E | Com | WholeBlg | Com - School | Program Administrator Cost Test | Energy Efficiency | 149252.0891 | 152561.1288 | 156046.4016 | 160453.6389 | 165375.0194 | 170288.9516 | 176263.7749 | 181925.0452 | 187679.0217 | 193656.1118 | 199168.0297 | 203859.6594 | 208728.512
Scenario 3: Aggressive Fuel Sub | SDG&E | Com | WholeBlg | Com - School | Rate Impact Measure Test | Energy Efficiency | 149252.0891 | 152561.1288 | 156046.4016 | 160453.6389 | 165375.0194 | 170288.9516 | 176263.7749 | 181925.0452 | 187679.0217 | 193656.1118 | 199168.0297 | 203859.6594 | 208728.512
Scenario 3: Aggressive Fuel Sub | SDG&E | Com | WholeBlg | Com - School | Total Resource Cost Test | Energy Efficiency | 149252.0891 | 152561.1288 | 156046.4016 | 160453.6389 | 165375.0194 | 170288.9516 | 176263.7749 | 181925.0452 | 187679.0217 | 193656.1118 | 199168.0297 | 203859.6594 | 208728.512
Scenario 3: Aggressive Fuel Sub | SDG&E | Com | WholeBlg | Com - Warehouse | Participant Cost Test | Energy Efficiency | 144351.7231 | 148246.9775 | 152364.2124 | 157372.1093 | 162816.4064 | 168188.4812 | 174246.0156 | 180069.4621 | 186079.6855 | 192248.2479 | 198119.3149 | 203195.7424 | 208880.5679
Scenario 3: Aggressive Fuel Sub | SDG&E | Com | WholeBlg | Com - Warehouse | Program Administrator Cost Test | Energy Efficiency | 144351.7231 | 148246.9775 | 152364.2124 | 157372.1093 | 162816.4064 | 168188.4812 | 174246.0156 | 180069.4621 | 186079.6855 | 192248.2479 | 198119.3149 | 203195.7424 | 208880.5679
Scenario 3: Aggressive Fuel Sub | SDG&E | Com | WholeBlg | Com - Warehouse | Rate Impact Measure Test | Energy Efficiency | 144351.7231 | 148246.9775 | 152364.2124 | 157372.1093 | 162816.4064 | 168188.4812 | 174246.0156 | 180069.4621 | 186079.6855 | 192248.2479 | 198119.3149 | 203195.7424 | 208880.5679
Scenario 3: Aggressive Fuel Sub | SDG&E | Com | WholeBlg | Com - Warehouse | Total Resource Cost Test | Energy Efficiency | 144351.7231 | 148246.9775 | 152364.2124 | 157372.1093 | 162816.4064 | 168188.4812 | 174246.0156 | 180069.4621 | 186079.6855 | 192248.2479 | 198119.3149 | 203195.7424 | 208880.5679
Scenario 3: Aggressive Fuel Sub | SDG&E | Ind | WholeBlg | Ind - All Other Industrial | Participant Cost Test | Energy Efficiency | 35919.7622 | 35941.0474 | 35948.2536 | 36019.9647 | 36045.9466 | 36045.1496 | 36057.6535 | 36053.3977 | 36047.586 | 36050.5038 | 36030.764 | 36022.8113 | 36009.5905
Scenario 3: Aggressive Fuel Sub | SDG&E | Ind | WholeBlg | Ind - All Other Industrial | Program Administrator Cost Test | Energy Efficiency | 35919.7622 | 35941.0474 | 35948.2536 | 36019.9647 | 36045.9466 | 36045.1496 | 36057.6535 | 36053.3977 | 36047.586 | 36050.5038 | 36030.764 | 36022.8113 | 36009.5905
Scenario 3: Aggressive Fuel Sub | SDG&E | Ind | WholeBlg | Ind - All Other Industrial | Rate Impact Measure Test | Energy Efficiency | 35919.7622 | 35941.0474 | 35948.2536 | 36019.9647 | 36045.9466 | 36045.1496 | 36057.6535 | 36053.3977 | 36047.586 | 36050.5038 | 36030.764 | 36022.8113 | 36009.5905
Scenario 3: Aggressive Fuel Sub | SDG&E | Ind | WholeBlg | Ind - All Other Industrial | Total Resource Cost Test | Energy Efficiency | 35919.7622 | 35941.0474 | 35948.2536 | 36019.9647 | 36045.9466 | 36045.1496 | 36057.6535 | 36053.3977 | 36047.586 | 36050.5038 | 36030.764 | 36022.8113 | 36009.5905
Scenario 3: Aggressive Fuel Sub | SDG&E | Ind | WholeBlg | Ind - Chemicals | Participant Cost Test | Energy Efficiency | 41613.3277 | 41865.8792 | 42099.4526 | 42379.9379 | 42598.2405 | 42773.1668 | 42926.7123 | 43019.464 | 43109.4414 | 43196.7174 | 43236.9342 | 43265.3841 | 43269.7622
Scenario 3: Aggressive Fuel Sub | SDG&E | Ind | WholeBlg | Ind - Chemicals | Program Administrator Cost Test | Energy Efficiency | 41613.3277 | 41865.8792 | 42099.4526 | 42379.9379 | 42598.2405 | 42773.1668 | 42926.7123 | 43019.464 | 43109.4414 | 43196.7174 | 43236.9342 | 43265.3841 | 43269.7622
Scenario 3: Aggressive Fuel Sub | SDG&E | Ind | WholeBlg | Ind - Chemicals | Rate Impact Measure Test | Energy Efficiency | 41613.3277 | 41865.8792 | 42099.4526 | 42379.9379 | 42598.2405 | 42773.1668 | 42926.7123 | 43019.464 | 43109.4414 | 43196.7174 | 43236.9342 | 43265.3841 | 43269.7622
Scenario 3: Aggressive Fuel Sub | SDG&E | Ind | WholeBlg | Ind - Chemicals | Total Resource Cost Test | Energy Efficiency | 41613.3277 | 41865.8792 | 42099.4526 | 42379.9379 | 42598.2405 | 42773.1668 | 42926.7123 | 43019.464 | 43109.4414 | 43196.7174 | 43236.9342 | 43265.3841 | 43269.7622
Scenario 3: Aggressive Fuel Sub | SDG&E | Ind | WholeBlg | Ind - Electronics | Participant Cost Test | Energy Efficiency | 91560.2269 | 92667.7509 | 93806.2889 | 95147.3252 | 96328.6346 | 97493.4557 | 98745.2856 | 99917.1996 | 101055.0699 | 102184.831 | 103174.3502 | 104156.8778 | 105077.4475
Scenario 3: Aggressive Fuel Sub | SDG&E | Ind | WholeBlg | Ind - Electronics | Program Administrator Cost Test | Energy Efficiency | 91560.2269 | 92667.7509 | 93806.2889 | 95147.3252 | 96328.6346 | 97493.4557 | 98745.2856 | 99917.1996 | 101055.0699 | 102184.831 | 103174.3502 | 104156.8778 | 105077.4475
Scenario 3: Aggressive Fuel Sub | SDG&E | Ind | WholeBlg | Ind - Electronics | Rate Impact Measure Test | Energy Efficiency | 91560.2269 | 92667.7509 | 93806.2889 | 95147.3252 | 96328.6346 | 97493.4557 | 98745.2856 | 99917.1996 | 101055.0699 | 102184.831 | 103174.3502 | 104156.8778 | 105077.4475
Scenario 3: Aggressive Fuel Sub | SDG&E | Ind | WholeBlg | Ind - Electronics | Total Resource Cost Test | Energy Efficiency | 91560.2269 | 92667.7509 | 93806.2889 | 95147.3252 | 96328.6346 | 97493.4557 | 98745.2856 | 99917.1996 | 101055.0699 | 102184.831 | 103174.3502 | 104156.8778 | 105077.4475
Scenario 3: Aggressive Fuel Sub | SDG&E | Ind | WholeBlg | Ind - Fabricated Metals | Participant Cost Test | Energy Efficiency | 17369.8575 | 17490.8562 | 17618.0344 | 17726.5041 | 17783.989 | 17809.341 | 17825.9927 | 17821.4088 | 17810.0465 | 17798.6905 | 17762.7302 | 17719.7896 | 17662.7749
Scenario 3: Aggressive Fuel Sub | SDG&E | Ind | WholeBlg | Ind - Fabricated Metals | Program Administrator Cost Test | Energy Efficiency | 17369.8575 | 17490.8562 | 17618.0344 | 17726.5041 | 17783.989 | 17809.341 | 17825.9927 | 17821.4088 | 17810.0465 | 17798.6905 | 17762.7302 | 17719.7896 | 17662.7749
Scenario 3: Aggressive Fuel Sub | SDG&E | Ind | WholeBlg | Ind - Fabricated Metals | Rate Impact Measure Test | Energy Efficiency | 17369.8575 | 17490.8562 | 17618.0344 | 17726.5041 | 17783.989 | 17809.341 | 17825.9927 | 17821.4088 | 17810.0465 | 17798.6905 | 17762.7302 | 17719.7896 | 17662.7749
Scenario 3: Aggressive Fuel Sub | SDG&E | Ind | WholeBlg | Ind - Fabricated Metals | Total Resource Cost Test | Energy Efficiency | 17369.8575 | 17490.8562 | 17618.0344 | 17726.5041 | 17783.989 | 17809.341 | 17825.9927 | 17821.4088 | 17810.0465 | 17798.6905 | 17762.7302 | 17719.7896 | 17662.7749
Scenario 3: Aggressive Fuel Sub | SDG&E | Ind | WholeBlg | Ind - Food | Participant Cost Test | Energy Efficiency | 62823.4448 | 62502.2122 | 62176.7224 | 61961.1813 | 61677.4115 | 61381.7382 | 61115.3989 | 60810.6277 | 60503.1487 | 60208.8114 | 59865.1046 | 59523.8119 | 59166.6836
Scenario 3: Aggressive Fuel Sub | SDG&E | Ind | WholeBlg | Ind - Food | Program Administrator Cost Test | Energy Efficiency | 62823.4448 | 62502.2122 | 62176.7224 | 61961.1813 | 61677.4115 | 61381.7382 | 61115.3989 | 60810.6277 | 60503.1487 | 60208.8114 | 59865.1046 | 59523.8119 | 59166.6836
Scenario 3: Aggressive Fuel Sub | SDG&E | Ind | WholeBlg | Ind - Food | Rate Impact Measure Test | Energy Efficiency | 62823.4448 | 62502.2122 | 62176.7224 | 61961.1813 | 61677.4115 | 61381.7382 | 61115.3989 | 60810.6277 | 60503.1487 | 60208.8114 | 59865.1046 | 59523.8119 | 59166.6836
Scenario 3: Aggressive Fuel Sub | SDG&E | Ind | WholeBlg | Ind - Food | Total Resource Cost Test | Energy Efficiency | 62823.4448 | 62502.2122 | 62176.7224 | 61961.1813 | 61677.4115 | 61381.7382 | 61115.3989 | 60810.6277 | 60503.1487 | 60208.8114 | 59865.1046 | 59523.8119 | 59166.6836
Scenario 3: Aggressive Fuel Sub | SDG&E | Ind | WholeBlg | Ind - Industrial Machinery | Participant Cost Test | Energy Efficiency | 61404.0049 | 62084.2946 | 62791.2105 | 63227.0309 | 63402.6095 | 63424.3749 | 63440.1922 | 63420.7626 | 63396.7781 | 63386.4349 | 63305.2632 | 63180.223 | 63001.9521
Scenario 3: Aggressive Fuel Sub | SDG&E | Ind | WholeBlg | Ind - Industrial Machinery | Program Administrator Cost Test | Energy Efficiency | 61404.0049 | 62084.2946 | 62791.2105 | 63227.0309 | 63402.6095 | 63424.3749 | 63440.1922 | 63420.7626 | 63396.7781 | 63386.4349 | 63305.2632 | 63180.223 | 63001.9521
Scenario 3: Aggressive Fuel Sub | SDG&E | Ind | WholeBlg | Ind - Industrial Machinery | Rate Impact Measure Test | Energy Efficiency | 61404.0049 | 62084.2946 | 62791.2105 | 63227.0309 | 63402.6095 | 63424.3749 | 63440.1922 | 63420.7626 | 63396.7781 | 63386.4349 | 63305.2632 | 63180.223 | 63001.9521
Scenario 3: Aggressive Fuel Sub | SDG&E | Ind | WholeBlg | Ind - Industrial Machinery | Total Resource Cost Test | Energy Efficiency | 61404.0049 | 62084.2946 | 62791.2105 | 63227.0309 | 63402.6095 | 63424.3749 | 63440.1922 | 63420.7626 | 63396.7781 | 63386.4349 | 63305.2632 | 63180.223 | 63001.9521
Scenario 3: Aggressive Fuel Sub | SDG&E | Ind | WholeBlg | Ind - Lumber & Furniture | Participant Cost Test | Energy Efficiency | 1741.2393 | 1740.1725 | 1740.0087 | 1744.8517 | 1747.0592 | 1747.8031 | 1748.5729 | 1747.3643 | 1745.5309 | 1743.6529 | 1739.4352 | 1735.2906 | 1730.2103
Scenario 3: Aggressive Fuel Sub | SDG&E | Ind | WholeBlg | Ind - Lumber & Furniture | Program Administrator Cost Test | Energy Efficiency | 1741.2393 | 1740.1725 | 1740.0087 | 1744.8517 | 1747.0592 | 1747.8031 | 1748.5729 | 1747.3643 | 1745.5309 | 1743.6529 | 1739.4352 | 1735.2906 | 1730.2103
Scenario 3: Aggressive Fuel Sub | SDG&E | Ind | WholeBlg | Ind - Lumber & Furniture | Rate Impact Measure Test | Energy Efficiency | 1741.2393 | 1740.1725 | 1740.0087 | 1744.8517 | 1747.0592 | 1747.8031 | 1748.5729 | 1747.3643 | 1745.5309 | 1743.6529 | 1739.4352 | 1735.2906 | 1730.2103
Scenario 3: Aggressive Fuel Sub | SDG&E | Ind | WholeBlg | Ind - Lumber & Furniture | Total Resource Cost Test | Energy Efficiency | 1741.2393 | 1740.1725 | 1740.0087 | 1744.8517 | 1747.0592 | 1747.8031 | 1748.5729 | 1747.3643 | 1745.5309 | 1743.6529 | 1739.4352 | 1735.2906 | 1730.2103
Scenario 3: Aggressive Fuel Sub | SDG&E | Ind | WholeBlg | Ind - Paper | Participant Cost Test | Energy Efficiency | 2001.996 | 1986.5827 | 1972.1533 | 1968.6453 | 1961.9414 | 1953.1624 | 1946.9492 | 1939.7788 | 1933.8069 | 1929.4226 | 1922.7355 | 1915.9068 | 1908.1063
Scenario 3: Aggressive Fuel Sub | SDG&E | Ind | WholeBlg | Ind - Paper | Program Administrator Cost Test | Energy Efficiency | 2001.996 | 1986.5827 | 1972.1533 | 1968.6453 | 1961.9414 | 1953.1624 | 1946.9492 | 1939.7788 | 1933.8069 | 1929.4226 | 1922.7355 | 1915.9068 | 1908.1063
Scenario 3: Aggressive Fuel Sub | SDG&E | Ind | WholeBlg | Ind - Paper | Rate Impact Measure Test | Energy Efficiency | 2001.996 | 1986.5827 | 1972.1533 | 1968.6453 | 1961.9414 | 1953.1624 | 1946.9492 | 1939.7788 | 1933.8069 | 1929.4226 | 1922.7355 | 1915.9068 | 1908.1063
Scenario 3: Aggressive Fuel Sub | SDG&E | Ind | WholeBlg | Ind - Paper | Total Resource Cost Test | Energy Efficiency | 2001.996 | 1986.5827 | 1972.1533 | 1968.6453 | 1961.9414 | 1953.1624 | 1946.9492 | 1939.7788 | 1933.8069 | 1929.4226 | 1922.7355 | 1915.9068 | 1908.1063
Scenario 3: Aggressive Fuel Sub | SDG&E | Ind | WholeBlg | Ind - Petroleum | Participant Cost Test | Energy Efficiency | 1180.5224 | 1176.9762 | 1174.62 | 1176.4239 | 1176.2309 | 1176.4588 | 1178.1213 | 1178.1369 | 1177.6042 | 1176.8643 | 1174.1523 | 1171.5925 | 1168.5137
Scenario 3: Aggressive Fuel Sub | SDG&E | Ind | WholeBlg | Ind - Petroleum | Program Administrator Cost Test | Energy Efficiency | 1180.5224 | 1176.9762 | 1174.62 | 1176.4239 | 1176.2309 | 1176.4588 | 1178.1213 | 1178.1369 | 1177.6042 | 1176.8643 | 1174.1523 | 1171.5925 | 1168.5137
Scenario 3: Aggressive Fuel Sub | SDG&E | Ind | WholeBlg | Ind - Petroleum | Rate Impact Measure Test | Energy Efficiency | 1180.5224 | 1176.9762 | 1174.62 | 1176.4239 | 1176.2309 | 1176.4588 | 1178.1213 | 1178.1369 | 1177.6042 | 1176.8643 | 1174.1523 | 1171.5925 | 1168.5137
Scenario 3: Aggressive Fuel Sub | SDG&E | Ind | WholeBlg | Ind - Petroleum | Total Resource Cost Test | Energy Efficiency | 1180.5224 | 1176.9762 | 1174.62 | 1176.4239 | 1176.2309 | 1176.4588 | 1178.1213 | 1178.1369 | 1177.6042 | 1176.8643 | 1174.1523 | 1171.5925 | 1168.5137
Scenario 3: Aggressive Fuel Sub | SDG&E | Ind | WholeBlg | Ind - Plastics | Participant Cost Test | Energy Efficiency | 12093.9094 | 12259.0229 | 12411.844 | 12574.1321 | 12715.0335 | 12829.9638 | 12916.4346 | 12960.3855 | 13006.9794 | 13054.3151 | 13085.9123 | 13110.8054 | 13124.8641
Scenario 3: Aggressive Fuel Sub | SDG&E | Ind | WholeBlg | Ind - Plastics | Program Administrator Cost Test | Energy Efficiency | 12093.9094 | 12259.0229 | 12411.844 | 12574.1321 | 12715.0335 | 12829.9638 | 12916.4346 | 12960.3855 | 13006.9794 | 13054.3151 | 13085.9123 | 13110.8054 | 13124.8641
Scenario 3: Aggressive Fuel Sub | SDG&E | Ind | WholeBlg | Ind - Plastics | Rate Impact Measure Test | Energy Efficiency | 12093.9094 | 12259.0229 | 12411.844 | 12574.1321 | 12715.0335 | 12829.9638 | 12916.4346 | 12960.3855 | 13006.9794 | 13054.3151 | 13085.9123 | 13110.8054 | 13124.8641
Scenario 3: Aggressive Fuel Sub | SDG&E | Ind | WholeBlg | Ind - Plastics | Total Resource Cost Test | Energy Efficiency | 12093.9094 | 12259.0229 | 12411.844 | 12574.1321 | 12715.0335 | 12829.9638 | 12916.4346 | 12960.3855 | 13006.9794 | 13054.3151 | 13085.9123 | 13110.8054 | 13124.8641
Scenario 3: Aggressive Fuel Sub | SDG&E | Ind | WholeBlg | Ind - Primary Metals | Participant Cost Test | Energy Efficiency | 23400.4133 | 23449.7627 | 23504.7646 | 23550.4559 | 23572.1081 | 23576.3939 | 23579.601 | 23580.584 | 23579.4653 | 23577.54 | 23563.2198 | 23541.899 | 23512.8359
Scenario 3: Aggressive Fuel Sub | SDG&E | Ind | WholeBlg | Ind - Primary Metals | Program Administrator Cost Test | Energy Efficiency | 23400.4133 | 23449.7627 | 23504.7646 | 23550.4559 | 23572.1081 | 23576.3939 | 23579.601 | 23580.584 | 23579.4653 | 23577.54 | 23563.2198 | 23541.899 | 23512.8359
Scenario 3: Aggressive Fuel Sub | SDG&E | Ind | WholeBlg | Ind - Primary Metals | Rate Impact Measure Test | Energy Efficiency | 23400.4133 | 23449.7627 | 23504.7646 | 23550.4559 | 23572.1081 | 23576.3939 | 23579.601 | 23580.584 | 23579.4653 | 23577.54 | 23563.2198 | 23541.899 | 23512.8359
Scenario 3: Aggressive Fuel Sub | SDG&E | Ind | WholeBlg | Ind - Primary Metals | Total Resource Cost Test | Energy Efficiency | 23400.4133 | 23449.7627 | 23504.7646 | 23550.4559 | 23572.1081 | 23576.3939 | 23579.601 | 23580.584 | 23579.4653 | 23577.54 | 23563.2198 | 23541.899 | 23512.8359
Scenario 3: Aggressive Fuel Sub | SDG&E | Ind | WholeBlg | Ind - Printing & Publishing | Participant Cost Test | Energy Efficiency | 11576.8316 | 11569.7578 | 11570.4085 | 11606.7008 | 11620.722 | 11631.3684 | 11652.817 | 11661.0434 | 11666.0332 | 11669.8984 | 11655.4412 | 11640.6498 | 11619.9055
Scenario 3: Aggressive Fuel Sub | SDG&E | Ind | WholeBlg | Ind - Printing & Publishing | Program Administrator Cost Test | Energy Efficiency | 11576.8316 | 11569.7578 | 11570.4085 | 11606.7008 | 11620.722 | 11631.3684 | 11652.817 | 11661.0434 | 11666.0332 | 11669.8984 | 11655.4412 | 11640.6498 | 11619.9055
Scenario 3: Aggressive Fuel Sub | SDG&E | Ind | WholeBlg | Ind - Printing & Publishing | Rate Impact Measure Test | Energy Efficiency | 11576.8316 | 11569.7578 | 11570.4085 | 11606.7008 | 11620.722 | 11631.3684 | 11652.817 | 11661.0434 | 11666.0332 | 11669.8984 | 11655.4412 | 11640.6498 | 11619.9055
Scenario 3: Aggressive Fuel Sub | SDG&E | Ind | WholeBlg | Ind - Printing & Publishing | Total Resource Cost Test | Energy Efficiency | 11576.8316 | 11569.7578 | 11570.4085 | 11606.7008 | 11620.722 | 11631.3684 | 11652.817 | 11661.0434 | 11666.0332 | 11669.8984 | 11655.4412 | 11640.6498 | 11619.9055
Scenario 3: Aggressive Fuel Sub | SDG&E | Ind | WholeBlg | Ind - Stone-Glass-Clay | Participant Cost Test | Energy Efficiency | 19691.2686 | 19983.7479 | 20197.0717 | 20377.679 | 20528.9117 | 20630.4243 | 20689.2728 | 20736.5536 | 20777.1184 | 20818.9604 | 20856.0192 | 20889.676 | 20910.7539
Scenario 3: Aggressive Fuel Sub | SDG&E | Ind | WholeBlg | Ind - Stone-Glass-Clay | Program Administrator Cost Test | Energy Efficiency | 19691.2686 | 19983.7479 | 20197.0717 | 20377.679 | 20528.9117 | 20630.4243 | 20689.2728 | 20736.5536 | 20777.1184 | 20818.9604 | 20856.0192 | 20889.676 | 20910.7539
Scenario 3: Aggressive Fuel Sub | SDG&E | Ind | WholeBlg | Ind - Stone-Glass-Clay | Rate Impact Measure Test | Energy Efficiency | 19691.2686 | 19983.7479 | 20197.0717 | 20377.679 | 20528.9117 | 20630.4243 | 20689.2728 | 20736.5536 | 20777.1184 | 20818.9604 | 20856.0192 | 20889.676 | 20910.7539
Scenario 3: Aggressive Fuel Sub | SDG&E | Ind | WholeBlg | Ind - Stone-Glass-Clay | Total Resource Cost Test | Energy Efficiency | 19691.2686 | 19983.7479 | 20197.0717 | 20377.679 | 20528.9117 | 20630.4243 | 20689.2728 | 20736.5536 | 20777.1184 | 20818.9604 | 20856.0192 | 20889.676 | 20910.7539
Scenario 3: Aggressive Fuel Sub | SDG&E | Ind | WholeBlg | Ind - Textiles | Participant Cost Test | Energy Efficiency | 1413.87 | 1409.7702 | 1406.1817 | 1404.3082 | 1398.5798 | 1391.6435 | 1385.3959 | 1377.3376 | 1369.0861 | 1361.2695 | 1351.7176 | 1342.47 | 1332.9261
Scenario 3: Aggressive Fuel Sub | SDG&E | Ind | WholeBlg | Ind - Textiles | Program Administrator Cost Test | Energy Efficiency | 1413.87 | 1409.7702 | 1406.1817 | 1404.3082 | 1398.5798 | 1391.6435 | 1385.3959 | 1377.3376 | 1369.0861 | 1361.2695 | 1351.7176 | 1342.47 | 1332.9261
Scenario 3: Aggressive Fuel Sub | SDG&E | Ind | WholeBlg | Ind - Textiles | Rate Impact Measure Test | Energy Efficiency | 1413.87 | 1409.7702 | 1406.1817 | 1404.3082 | 1398.5798 | 1391.6435 | 1385.3959 | 1377.3376 | 1369.0861 | 1361.2695 | 1351.7176 | 1342.47 | 1332.9261
Scenario 3: Aggressive Fuel Sub | SDG&E | Ind | WholeBlg | Ind - Textiles | Total Resource Cost Test | Energy Efficiency | 1413.87 | 1409.7702 | 1406.1817 | 1404.3082 | 1398.5798 | 1391.6435 | 1385.3959 | 1377.3376 | 1369.0861 | 1361.2695 | 1351.7176 | 1342.47 | 1332.9261
Scenario 3: Aggressive Fuel Sub | SDG&E | Ind | WholeBlg | Ind - Transportation Equipment | Participant Cost Test | Energy Efficiency | 56765.424 | 56901.8163 | 57319.3022 | 57646.6134 | 57738.5473 | 57750.3764 | 57877.947 | 57967.3372 | 58082.5256 | 58218.4624 | 58243.0546 | 58218.4586 | 58122.7208
Scenario 3: Aggressive Fuel Sub | SDG&E | Ind | WholeBlg | Ind - Transportation Equipment | Program Administrator Cost Test | Energy Efficiency | 56765.424 | 56901.8163 | 57319.3022 | 57646.6134 | 57738.5473 | 57750.3764 | 57877.947 | 57967.3372 | 58082.5256 | 58218.4624 | 58243.0546 | 58218.4586 | 58122.7208
Scenario 3: Aggressive Fuel Sub | SDG&E | Ind | WholeBlg | Ind - Transportation Equipment | Rate Impact Measure Test | Energy Efficiency | 56765.424 | 56901.8163 | 57319.3022 | 57646.6134 | 57738.5473 | 57750.3764 | 57877.947 | 57967.3372 | 58082.5256 | 58218.4624 | 58243.0546 | 58218.4586 | 58122.7208
Scenario 3: Aggressive Fuel Sub | SDG&E | Ind | WholeBlg | Ind - Transportation Equipment | Total Resource Cost Test | Energy Efficiency | 56765.424 | 56901.8163 | 57319.3022 | 57646.6134 | 57738.5473 | 57750.3764 | 57877.947 | 57967.3372 | 58082.5256 | 58218.4624 | 58243.0546 | 58218.4586 | 58122.7208
Scenario 3: Aggressive Fuel Sub | SDG&E | Res | AppPlug | Res - Multi Family | Participant Cost Test | Energy Efficiency | 1003.992 | 1039.5107 | 1073.9474 | 20279.5389 | 23354.9072 | 24027.4781 | 24691.5355 | 25328.5937 | 25948.9455 | 26567.3425 | 27195.2674 | 27851.1708 | 28519.6186
Scenario 3: Aggressive Fuel Sub | SDG&E | Res | AppPlug | Res - Multi Family | Participant Cost Test | Fuel Substitution | 4.6973 | 5.2505 | 5.8312 | 6.4417 | 7.0781 | 0 | 0 | 0 | 0 | 0 | 0 | 0 | 0
Scenario 3: Aggressive Fuel Sub | SDG&E | Res | AppPlug | Res - Multi Family | Program Administrator Cost Test | Energy Efficiency | 309.0799 | 313.7396 | 317.7775 | 11480.6454 | 13220.0617 | 13558.1023 | 13889.8275 | 14204.9665 | 14509.4606 | 14811.663 | 15118.01 | 15438.7266 | 15765.1927
Scenario 3: Aggressive Fuel Sub | SDG&E | Res | AppPlug | Res - Multi Family | Program Administrator Cost Test | Fuel Substitution | 12.7679 | 14.3994 | 16.1101 | 17.9 | 19.8156 | 0 | 0 | 0 | 0 | 0 | 0 | 0 | 0
Scenario 3: Aggressive Fuel Sub | SDG&E | Res | AppPlug | Res - Multi Family | Rate Impact Measure Test | Energy Efficiency | 1461.1011 | 1500.5881 | 1536.1163 | 32779.6041 | 35713.0343 | 34510.3319 | 33079.4468 | 31407.4448 | 29492.4872 | 27343.2466 | 24957.9827 | 22312.3081 | 19370.5115
Scenario 3: Aggressive Fuel Sub | SDG&E | Res | AppPlug | Res - Multi Family | Rate Impact Measure Test | Fuel Substitution | 18.8059 | 21.0676 | 23.4064 | 25.8493 | 28.3221 | 0 | 0 | 0 | 0 | 0 | 0 | 0 | 0
Scenario 3: Aggressive Fuel Sub | SDG&E | Res | AppPlug | Res - Multi Family | Total Resource Cost Test | Energy Efficiency | 534.1287 | 548.4998 | 562.0871 | 14706.3131 | 16926.3924 | 17373.0041 | 17812.0135 | 18230.2077 | 18635.1565 | 19037.5541 | 19445.6616 | 19872.6414 | 20307.4192
Scenario 3: Aggressive Fuel Sub | SDG&E | Res | AppPlug | Res - Multi Family | Total Resource Cost Test | Fuel Substitution | 15.1166 | 17.0247 | 19.0258 | 21.1208 | 23.3546 | 0 | 0 | 0 | 0 | 0 | 0 | 0 | 0
Scenario 3: Aggressive Fuel Sub | SDG&E | Res | AppPlug | Res - Single Family | Participant Cost Test | Energy Efficiency | 0.039455 | 0.046785 | 0.05377 | 0.060214 | 0.065294 | 1536.7953 | 1692.1501 | 1733.5144 | 1774.7355 | 1816.2612 | 1858.5622 | 1902.2362 | 1946.7837
Scenario 3: Aggressive Fuel Sub | SDG&E | Res | AppPlug | Res - Single Family | Participant Cost Test | Fuel Substitution | 7.577 | 8.4064 | 9.2727 | 10.1763 | 11.1162 | 0 | 0 | 0 | 0 | 0 | 0 | 0 | 0
Scenario 3: Aggressive Fuel Sub | SDG&E | Res | AppPlug | Res - Single Family | Program Administrator Cost Test | Energy Efficiency | 0.023725 | 0.028039 | 0.032121 | 0.035856 | 0.038758 | 122.0783 | 131.7835 | 132.3578 | 132.8482 | 133.2908 | 133.7207 | 134.1794 | 134.6291
Scenario 3: Aggressive Fuel Sub | SDG&E | Res | AppPlug | Res - Single Family | Program Administrator Cost Test | Fuel Substitution | 15.6963 | 17.5394 | 19.4615 | 21.4577 | 23.5807 | 0 | 0 | 0 | 0 | 0 | 0 | 0 | 0
Scenario 3: Aggressive Fuel Sub | SDG&E | Res | AppPlug | Res - Single Family | Rate Impact Measure Test | Energy Efficiency | 0.076763 | 0.091671 | 0.10614 | 0.11978 | 0.12328 | 651.9286 | 653.7832 | 601.4489 | 542.6381 | 477.0801 | 404.3967 | 323.672 | 234.2139
Scenario 3: Aggressive Fuel Sub | SDG&E | Res | AppPlug | Res - Single Family | Rate Impact Measure Test | Fuel Substitution | 21.6658 | 24.0821 | 26.5707 | 29.1512 | 31.764 | 0 | 0 | 0 | 0 | 0 | 0 | 0 | 0
Scenario 3: Aggressive Fuel Sub | SDG&E | Res | AppPlug | Res - Single Family | Total Resource Cost Test | Energy Efficiency | 0.041479 | 0.049092 | 0.056317 | 0.062952 | 0.068141 | 564.4426 | 619.6015 | 632.8385 | 645.9707 | 659.1628 | 672.5862 | 686.4559 | 700.5899
Scenario 3: Aggressive Fuel Sub | SDG&E | Res | AppPlug | Res - Single Family | Total Resource Cost Test | Fuel Substitution | 19.4848 | 21.7426 | 24.0979 | 26.5459 | 29.1388 | 0 | 0 | 0 | 0 | 0 | 0 | 0 | 0
Scenario 3: Aggressive Fuel Sub | SDG&E | Res | BROs | Income Qualified - Multi Family IQ | Participant Cost Test | Energy Efficiency | 308837.1065 | 315687.7606 | 323167.6238 | 331872.3245 | 340988.9826 | 350676.8753 | 360140.2273 | 370131.4724 | 379769.2196 | 389249.8534 | 397819.7672 | 387847.7316 | 397099.6618
Scenario 3: Aggressive Fuel Sub | SDG&E | Res | BROs | Income Qualified - Multi Family IQ | Program Administrator Cost Test | Energy Efficiency | 308837.1065 | 315687.7606 | 323167.6238 | 331872.3245 | 340988.9826 | 350676.8753 | 360140.2273 | 370131.4724 | 379769.2196 | 389249.8534 | 397819.7672 | 387847.7316 | 397099.6618
Scenario 3: Aggressive Fuel Sub | SDG&E | Res | BROs | Income Qualified - Multi Family IQ | Rate Impact Measure Test | Energy Efficiency | 308837.1065 | 315687.7606 | 323167.6238 | 331872.3245 | 340988.9826 | 350676.8753 | 360140.2273 | 370131.4724 | 379769.2196 | 389249.8534 | 397819.7672 | 387847.7316 | 397099.6618
Scenario 3: Aggressive Fuel Sub | SDG&E | Res | BROs | Income Qualified - Multi Family IQ | Total Resource Cost Test | Energy Efficiency | 308837.1065 | 315687.7606 | 323167.6238 | 331872.3245 | 340988.9826 | 350676.8753 | 360140.2273 | 370131.4724 | 379769.2196 | 389249.8534 | 397819.7672 | 387847.7316 | 397099.6618
Scenario 3: Aggressive Fuel Sub | SDG&E | Res | BROs | Income Qualified - Single Family IQ | Participant Cost Test | Energy Efficiency | 727061.3887 | 736798.8248 | 747850.3498 | 762728.5726 | 778332.6442 | 794713.3419 | 810423.3624 | 826942.5541 | 842744.4646 | 858177.4775 | 872054.2021 | 856040.7218 | 871725.9201
Scenario 3: Aggressive Fuel Sub | SDG&E | Res | BROs | Income Qualified - Single Family IQ | Program Administrator Cost Test | Energy Efficiency | 727061.3887 | 736798.8248 | 747850.3498 | 762728.5726 | 778332.6442 | 794713.3419 | 810423.3624 | 826942.5541 | 842744.4646 | 858177.4775 | 872054.2021 | 856040.7218 | 871725.9201
Scenario 3: Aggressive Fuel Sub | SDG&E | Res | BROs | Income Qualified - Single Family IQ | Rate Impact Measure Test | Energy Efficiency | 727061.3887 | 736798.8248 | 747850.3498 | 762728.5726 | 778332.6442 | 794713.3419 | 810423.3624 | 826942.5541 | 842744.4646 | 858177.4775 | 872054.2021 | 856040.7218 | 871725.9201
Scenario 3: Aggressive Fuel Sub | SDG&E | Res | BROs | Income Qualified - Single Family IQ | Total Resource Cost Test | Energy Efficiency | 727061.3887 | 736798.8248 | 747850.3498 | 762728.5726 | 778332.6442 | 794713.3419 | 810423.3624 | 826942.5541 | 842744.4646 | 858177.4775 | 872054.2021 | 856040.7218 | 871725.9201
Scenario 3: Aggressive Fuel Sub | SDG&E | Res | BROs | Res - Multi Family | Participant Cost Test | Energy Efficiency | 2516154.7595 | 2552278.6353 | 2593064.9256 | 2646953.3563 | 2703522.6542 | 2763057.3706 | 2820415.0603 | 2880833.289 | 2938852.501 | 2995724.8276 | 3047135.537 | 3111992.278 | 3180996.7996
Scenario 3: Aggressive Fuel Sub | SDG&E | Res | BROs | Res - Multi Family | Program Administrator Cost Test | Energy Efficiency | 2516154.7595 | 2552278.6353 | 2593064.9256 | 2646953.3563 | 2703522.6542 | 2763057.3706 | 2820415.0603 | 2880833.289 | 2938852.501 | 2995724.8276 | 3047135.537 | 3111992.278 | 3180996.7996
Scenario 3: Aggressive Fuel Sub | SDG&E | Res | BROs | Res - Multi Family | Rate Impact Measure Test | Energy Efficiency | 2516154.7595 | 2552278.6353 | 2593064.9256 | 2646953.3563 | 2703522.6542 | 2763057.3706 | 2820415.0603 | 2880833.289 | 2938852.501 | 2995724.8276 | 3047135.537 | 3111992.278 | 3180996.7996
Scenario 3: Aggressive Fuel Sub | SDG&E | Res | BROs | Res - Multi Family | Total Resource Cost Test | Energy Efficiency | 2516154.7595 | 2552278.6353 | 2593064.9256 | 2646953.3563 | 2703522.6542 | 2763057.3706 | 2820415.0603 | 2880833.289 | 2938852.501 | 2995724.8276 | 3047135.537 | 3111992.278 | 3180996.7996
Scenario 3: Aggressive Fuel Sub | SDG&E | Res | BROs | Res - Single Family | Participant Cost Test | Energy Efficiency | 892758.2487 | 912103.0951 | 933255.1742 | 957626.301 | 983114.6952 | 1010097.7324 | 1036414.134 | 1064098.2475 | 1090755.074 | 1116893.27 | 1140499.6228 | 1169683.2813 | 1200419.9638
Scenario 3: Aggressive Fuel Sub | SDG&E | Res | BROs | Res - Single Family | Program Administrator Cost Test | Energy Efficiency | 892758.2487 | 912103.0951 | 933255.1742 | 957626.301 | 983114.6952 | 1010097.7324 | 1036414.134 | 1064098.2475 | 1090755.074 | 1116893.27 | 1140499.6228 | 1169683.2813 | 1200419.9638
Scenario 3: Aggressive Fuel Sub | SDG&E | Res | BROs | Res - Single Family | Rate Impact Measure Test | Energy Efficiency | 892758.2487 | 912103.0951 | 933255.1742 | 957626.301 | 983114.6952 | 1010097.7324 | 1036414.134 | 1064098.2475 | 1090755.074 | 1116893.27 | 1140499.6228 | 1169683.2813 | 1200419.9638
Scenario 3: Aggressive Fuel Sub | SDG&E | Res | BROs | Res - Single Family | Total Resource Cost Test | Energy Efficiency | 892758.2487 | 912103.0951 | 933255.1742 | 957626.301 | 983114.6952 | 1010097.7324 | 1036414.134 | 1064098.2475 | 1090755.074 | 1116893.27 | 1140499.6228 | 1169683.2813 | 1200419.9638
Scenario 3: Aggressive Fuel Sub | SDG&E | Res | BldgEnv | Res - Multi Family | Participant Cost Test | Energy Efficiency | 0 | 0 | 0 | 6537.7702 | 6523.2833 | 34225.3135 | 34167.8672 | 34119.8202 | 34081.1161 | 34051.6655 | 34031.3584 | 34020.0715 | 34017.6715
Scenario 3: Aggressive Fuel Sub | SDG&E | Res | BldgEnv | Res - Multi Family | Program Administrator Cost Test | Energy Efficiency | 0 | 0 | 0 | 423.1129 | 413.8974 | 1983.923 | 1941.7579 | 1901.0072 | 1861.6184 | 1823.539 | 1786.7171 | 1751.1025 | 1716.646
Scenario 3: Aggressive Fuel Sub | SDG&E | Res | BldgEnv | Res - Multi Family | Rate Impact Measure Test | Energy Efficiency | 0 | 0 | 0 | 2901.5893 | 2696.7221 | 11472.3024 | 10461.1439 | 9400.7559 | 8284.5603 | 7107.9207 | 5865.9804 | 4550.3558 | 3158.5523
Scenario 3: Aggressive Fuel Sub | SDG&E | Res | BldgEnv | Res - Multi Family | Total Resource Cost Test | Energy Efficiency | 0 | 0 | 0 | 2253.6886 | 2240.4167 | 11567.0108 | 11508.7607 | 11454.5569 | 11404.3309 | 11358.0053 | 11315.4975 | 11276.7225 | 11241.5941
Scenario 3: Aggressive Fuel Sub | SDG&E | Res | BldgEnv | Res - Single Family | Participant Cost Test | Energy Efficiency | 731288.1212 | 757181.7297 | 774795.5304 | 781785.3437 | 772461.2764 | 768532.4536 | 762729.7021 | 755473.547 | 218045.007 | 68914.0125 | 68577.4186 | 68262.5508 | 67969.4739
Scenario 3: Aggressive Fuel Sub | SDG&E | Res | BldgEnv | Res - Single Family | Program Administrator Cost Test | Energy Efficiency | 21613.2493 | 21294.507 | 20935.8173 | 20512.4061 | 19984.1173 | 19501.5517 | 19017.878 | 18539.5566 | 4106.4354 | 3113.7284 | 3037.7648 | 2964.5266 | 2893.9204
Scenario 3: Aggressive Fuel Sub | SDG&E | Res | BldgEnv | Res - Single Family | Rate Impact Measure Test | Energy Efficiency | 148986.3293 | 149174.7848 | 148904.0762 | 147938.7222 | 136785.2571 | 125364.5383 | 113434.3182 | 101069.2056 | 19924.9126 | 14123.4359 | 11468.1233 | 8704.8653 | 5829.1906
Scenario 3: Aggressive Fuel Sub | SDG&E | Res | BldgEnv | Res - Single Family | Total Resource Cost Test | Energy Efficiency | 222877.855 | 229718.1812 | 234387.9027 | 236181.284 | 233433.0762 | 232160.2913 | 230352.2323 | 228207.8654 | 63676.0536 | 22409.6519 | 22239.442 | 22078.0408 | 21925.3731
Scenario 3: Aggressive Fuel Sub | SDG&E | Res | HVAC | Res - Multi Family | Participant Cost Test | Energy Efficiency | 0 | 0 | 0 | 0 | 0 | 21067.4335 | 20632.5614 | 19945.4849 | 19107.3163 | 18249.1212 | 17463.924 | 16888.6943 | 16383.5714
Scenario 3: Aggressive Fuel Sub | SDG&E | Res | HVAC | Res - Multi Family | Participant Cost Test | Fuel Substitution | 11689.5335 | 12097.5401 | 15379.0701 | 15791.3882 | 16243.232 | 0 | 0 | 0 | 0 | 0 | 0 | 0 | 0
Scenario 3: Aggressive Fuel Sub | SDG&E | Res | HVAC | Res - Multi Family | Program Administrator Cost Test | Energy Efficiency | 1906.5554 | 1525.2443 | 1220.1955 | 976.1564 | 780.9251 | 12922.9453 | 12510.2552 | 11978.2282 | 11381.5426 | 10792.499 | 10261.4703 | 9864.1555 | 9517.3814
Scenario 3: Aggressive Fuel Sub | SDG&E | Res | HVAC | Res - Multi Family | Program Administrator Cost Test | Fuel Substitution | 7363.0011 | 7533.5636 | 8667.3075 | 8761.4032 | 8888.7273 | 0 | 0 | 0 | 0 | 0 | 0 | 0 | 0
Scenario 3: Aggressive Fuel Sub | SDG&E | Res | HVAC | Res - Multi Family | Rate Impact Measure Test | Energy Efficiency | 26986.1826 | 22195.9543 | 18120.7238 | 14502.2125 | 11633.0343 | 42610.5799 | 37761.5964 | 32987.2585 | 28394.482 | 24144.1825 | 20295.0229 | 16873.973 | 12998.7953
Scenario 3: Aggressive Fuel Sub | SDG&E | Res | HVAC | Res - Multi Family | Rate Impact Measure Test | Fuel Substitution | 17416.1861 | 17472.3611 | 19604.8574 | 19345.2603 | 19054.4487 | 0 | 0 | 0 | 0 | 0 | 0 | 0 | 0
Scenario 3: Aggressive Fuel Sub | SDG&E | Res | HVAC | Res - Multi Family | Total Resource Cost Test | Energy Efficiency | 1906.5554 | 1525.2443 | 1220.1955 | 976.1564 | 780.9251 | 18189.8037 | 17668.3955 | 16964.5995 | 16158.3716 | 15354.7793 | 14627.4513 | 14086.329 | 13613.2742
Scenario 3: Aggressive Fuel Sub | SDG&E | Res | HVAC | Res - Multi Family | Total Resource Cost Test | Fuel Substitution | 14630.7469 | 15128.4814 | 18819.0588 | 19278.3669 | 19798.3088 | 0 | 0 | 0 | 0 | 0 | 0 | 0 | 0
Scenario 3: Aggressive Fuel Sub | SDG&E | Res | HVAC | Res - Single Family | Participant Cost Test | Energy Efficiency | 5395557.7845 | 6067536.5241 | 6567867.6655 | 6890790.1426 | 6377840.8966 | 2990738.6422 | 3055284.3758 | 3113119.3957 | 374416.7915 | 34046.2556 | 32266.6055 | 30873.5489 | 29628.1729
Scenario 3: Aggressive Fuel Sub | SDG&E | Res | HVAC | Res - Single Family | Participant Cost Test | Fuel Substitution | 597966.4355 | 620404.7984 | 639776.297 | 659574.4953 | 619232.3228 | 5750.5066 | 4946.6197 | 5300.9301 | 0 | 0 | 0 | 0 | 0
Scenario 3: Aggressive Fuel Sub | SDG&E | Res | HVAC | Res - Single Family | Program Administrator Cost Test | Energy Efficiency | 230782.1744 | 253387.2326 | 268354.4867 | 275396.0352 | 268365.4036 | 122091.2154 | 120636.7826 | 118928.3958 | 32310.9484 | 20592.7336 | 19329.4161 | 18331.8197 | 17453.7203
Scenario 3: Aggressive Fuel Sub | SDG&E | Res | HVAC | Res - Single Family | Program Administrator Cost Test | Fuel Substitution | 355036.536 | 365877.4128 | 373398.2681 | 379268.1911 | 382221.1733 | 2635.0743 | 2592.5356 | 2762.76 | 0 | 0 | 0 | 0 | 0
Scenario 3: Aggressive Fuel Sub | SDG&E | Res | HVAC | Res - Single Family | Rate Impact Measure Test | Energy Efficiency | 1659441.9006 | 1750570.7569 | 1772119.9077 | 1720751.1345 | 1580159.6288 | 579577.5962 | 527592.6643 | 473773.4199 | 100290.259 | 51639.1587 | 42818.2037 | 35148.4385 | 25751.2959
Scenario 3: Aggressive Fuel Sub | SDG&E | Res | HVAC | Res - Single Family | Rate Impact Measure Test | Fuel Substitution | 523131.9754 | 535850.0529 | 543673.7971 | 549944.2178 | 549919.8309 | 3065.1747 | 3026.6058 | 3169.7786 | 0 | 0 | 0 | 0 | 0
Scenario 3: Aggressive Fuel Sub | SDG&E | Res | HVAC | Res - Single Family | Total Resource Cost Test | Energy Efficiency | 4523303.5508 | 5116589.886 | 5554627.2462 | 5830705.344 | 5293516.9649 | 1851327.0106 | 1889175.6077 | 1922938.4834 | 238901.4675 | 29104.2975 | 27396.0675 | 26050.2069 | 24860.7636
Scenario 3: Aggressive Fuel Sub | SDG&E | Res | HVAC | Res - Single Family | Total Resource Cost Test | Fuel Substitution | 799993.0759 | 830004.6736 | 854558.7066 | 878038.8653 | 839255.5101 | 8331.3167 | 7478.3352 | 7999.112 | 0 | 0 | 0 | 0 | 0
Scenario 3: Aggressive Fuel Sub | SDG&E | Res | WaterHeat | Res - Multi Family | Participant Cost Test | Energy Efficiency | 4080227.7137 | 4114684.7085 | 4124080.386 | 4140901.7083 | 4103492.2158 | 3429302.5651 | 3407557.7117 | 3384194.7016 | 3362788.3746 | 3346580.9758 | 3338068.8558 | 3340976.0239 | 3351042.5267
Scenario 3: Aggressive Fuel Sub | SDG&E | Res | WaterHeat | Res - Multi Family | Participant Cost Test | Fuel Substitution | 469927.7025 | 466394.6497 | 455695.0813 | 438773.2895 | 419144.9527 | 2508.1439 | 2964.6893 | 3430.1913 | 3823.2223 | 4137.4224 | 4386.352 | 4588.0862 | 4757.8538
Scenario 3: Aggressive Fuel Sub | SDG&E | Res | WaterHeat | Res - Multi Family | Program Administrator Cost Test | Energy Efficiency | 1584340.3356 | 1564352.3628 | 1535091.3108 | 1509066.6229 | 1464828.3827 | 1280344.6681 | 1249276.5382 | 1219422.8655 | 1192296.5179 | 1168524.9417 | 1148877.112 | 1134500.0735 | 1123620.3629
Scenario 3: Aggressive Fuel Sub | SDG&E | Res | WaterHeat | Res - Multi Family | Program Administrator Cost Test | Fuel Substitution | 277359.6079 | 294487.4478 | 309093.787 | 322335.7184 | 336366.7684 | 899.7493 | 1054.872 | 1210.7017 | 1338.7093 | 1437.356 | 1512.0137 | 1569.4292 | 1615.1737
Scenario 3: Aggressive Fuel Sub | SDG&E | Res | WaterHeat | Res - Multi Family | Rate Impact Measure Test | Energy Efficiency | 17514469.3424 | 16741601.4093 | 15791573.0589 | 14763386.1071 | 13443332.8401 | 11250548.2372 | 10020669.2161 | 8776635.824 | 7526695.081 | 6278876.5855 | 5032020.5974 | 3767778.1094 | 2467754.664
Scenario 3: Aggressive Fuel Sub | SDG&E | Res | WaterHeat | Res - Multi Family | Rate Impact Measure Test | Fuel Substitution | 277502.7358 | 294682.7656 | 309357.9792 | 322711.3591 | 336857.5232 | 8931.3523 | 9435.3908 | 9605.8443 | 9220.7631 | 8344.4367 | 7085.6252 | 5517.2115 | 3698.4554
Scenario 3: Aggressive Fuel Sub | SDG&E | Res | WaterHeat | Res - Multi Family | Total Resource Cost Test | Energy Efficiency | 4709828.1127 | 4735994.6448 | 4735009.8399 | 4742890.0604 | 4691188.1319 | 3952305.1759 | 3921277.7884 | 3889404.5125 | 3860726.5406 | 3838435.9932 | 3825230.7671 | 3825150.1908 | 3833394.3964
Scenario 3: Aggressive Fuel Sub | SDG&E | Res | WaterHeat | Res - Multi Family | Total Resource Cost Test | Fuel Substitution | 368068.4436 | 390237.4899 | 409315.4983 | 426870.6489 | 445096.7169 | 3168.6773 | 3742.3551 | 4326.4494 | 4818.3305 | 5210.2301 | 5519.4619 | 5768.9562 | 5977.9914
Scenario 3: Aggressive Fuel Sub | SDG&E | Res | WaterHeat | Res - Single Family | Participant Cost Test | Energy Efficiency | 8623437.3615 | 9042035.2748 | 8606896.9107 | 6075651.2431 | 5911038.2741 | 2913409.8555 | 2783493.9102 | 2663738.33 | 2558208.0808 | 2468391.6401 | 2394230.5111 | 2336719.3237 | 2291887.3672
Scenario 3: Aggressive Fuel Sub | SDG&E | Res | WaterHeat | Res - Single Family | Participant Cost Test | Fuel Substitution | 13537.807 | 13405.814 | 13249.8761 | 13062.2944 | 12911.2023 | 12885.9547 | 14711.2155 | 16754.6647 | 18582.3869 | 20040.4237 | 21197.233 | 22138.6429 | 22937.7228
Scenario 3: Aggressive Fuel Sub | SDG&E | Res | WaterHeat | Res - Single Family | Program Administrator Cost Test | Energy Efficiency | 2426162.828 | 2429718.72 | 2384128.8016 | 2297267.4525 | 2163259.286 | 1272692.4371 | 1179526.8403 | 1095430.0778 | 1021884.3903 | 959025.1502 | 906230.888 | 863303.4058 | 828000.0191
Scenario 3: Aggressive Fuel Sub | SDG&E | Res | WaterHeat | Res - Single Family | Program Administrator Cost Test | Fuel Substitution | 22876.7393 | 24096.6817 | 25163.6382 | 26178.2677 | 27286.4454 | 4670.4113 | 5288.0091 | 5973.4502 | 6571.6854 | 7030.8442 | 7378.1103 | 7645.7987 | 7860.8334
Scenario 3: Aggressive Fuel Sub | SDG&E | Res | WaterHeat | Res - Single Family | Rate Impact Measure Test | Energy Efficiency | 19787865.4113 | 19505567.2776 | 18773863.2696 | 17642289.6879 | 15844285.7539 | 9408789.6823 | 8134343.0051 | 6918371.3475 | 5770532.2647 | 4694029.6441 | 3677750.8649 | 2702099.2136 | 1748479.9551
Scenario 3: Aggressive Fuel Sub | SDG&E | Res | WaterHeat | Res - Single Family | Rate Impact Measure Test | Fuel Substitution | 22876.7393 | 24096.6817 | 25296.6744 | 26583.3675 | 27940.1972 | 46973.0316 | 47921.8877 | 48013.1039 | 45847.4211 | 41330.047 | 34991.7994 | 27174.9932 | 18157.5466
Scenario 3: Aggressive Fuel Sub | SDG&E | Res | WaterHeat | Res - Single Family | Total Resource Cost Test | Energy Efficiency | 9390404.1523 | 9806521.0434 | 9357385.616 | 6802674.4324 | 6604312.3989 | 3298374.1064 | 3146688.4911 | 3008075.4799 | 2886667.3807 | 2783786.2725 | 2699091.0899 | 2633307.4829 | 2582060.7226
Scenario 3: Aggressive Fuel Sub | SDG&E | Res | WaterHeat | Res - Single Family | Total Resource Cost Test | Fuel Substitution | 29935.893 | 31560.6171 | 33005.027 | 34402.2057 | 35902.1487 | 16296.4103 | 18589.0042 | 21153.5018 | 23441.9317 | 25260.9928 | 26698.1168 | 27862.2871 | 28846.0725

## BROs Savings Detail (hidden)
Scenario | Utility | Sector | End Use | Measure | Building Type | Savings Type | Measure Type | 2025 | 2026 | 2027 | 2028 | 2029 | 2030 | 2031 | 2032 | 2033 | 2034 | 2035 | 2036 | 2037
Scenario 1: Reference | PG&E | Res | BROs | HERS Bin 1 | Income Qualified - Multi Family IQ | Electric Energy (GWh/year) | Energy Efficiency | 1.9975 | 2.0407 | 2.0851 | 2.141 | 2.1982 | 2.2599 | 2.3099 | 2.3672 | 2.4192 | 2.4686 | 2.5057 | 2.5537 | 2.5999
Scenario 1: Reference | SCE | Res | BROs | HERS Bin 2 | Income Qualified - Multi Family IQ | Electric Energy (GWh/year) | Energy Efficiency | 0.34357 | 0.34938 | 0.35564 | 0.3626 | 0.36958 | 0.37698 | 0.38312 | 0.39024 | 0.3966 | 0.40308 | 0.40792 | 0.41429 | 0.42052
Scenario 1: Reference | SDG&E | Res | BROs | HERS Bin 3 | Income Qualified - Multi Family IQ | Electric Energy (GWh/year) | Energy Efficiency | 2.0992 | 2.1449 | 2.1927 | 2.2486 | 2.3055 | 2.3662 | 2.4217 | 2.4797 | 2.5306 | 2.5767 | 2.6095 | 2.6553 | 2.7003
Scenario 1: Reference | PG&E | Res | BROs | Web-Real Time Feedback | Income Qualified - Single Family IQ | Electric Energy (GWh/year) | Energy Efficiency | 2.3457 | 2.5644 | 2.8031 | 3.0814 | 3.3867 | 3.7266 | 4.0832 | 4.4824 | 4.9071 | 5.3603 | 5.8254 | 0 | 0
Scenario 1: Reference | SCE | Res | BROs | Universal Audit Tool | Income Qualified - Single Family IQ | Electric Energy (GWh/year) | Energy Efficiency | 1.671 | 1.8903 | 2.1403 | 2.4356 | 2.771 | 3.1555 | 3.582 | 4.0744 | 4.6245 | 5.2456 | 5.9253 | 6.718 | 7.6132
Scenario 1: Reference | PG&E | Res | BROs | HERS Bin 1 | Res - Multi Family | Electric Energy (GWh/year) | Energy Efficiency | 17.8029 | 18.1077 | 18.4158 | 18.8342 | 19.259 | 19.7169 | 20.0982 | 20.5266 | 20.9062 | 21.2471 | 21.4827 | 21.8129 | 22.1298
Scenario 1: Reference | SCE | Res | BROs | HERS Bin 2 | Res - Multi Family | Electric Energy (GWh/year) | Energy Efficiency | 2.5505 | 2.5767 | 2.6056 | 2.6478 | 2.6899 | 2.7353 | 2.7725 | 2.8161 | 2.8542 | 2.891 | 2.9161 | 2.9523 | 2.9876
Scenario 1: Reference | SDG&E | Res | BROs | HERS Bin 3 | Res - Multi Family | Electric Energy (GWh/year) | Energy Efficiency | 13.8495 | 14.0696 | 14.301 | 14.6301 | 14.9651 | 15.3233 | 15.6467 | 15.9865 | 16.2801 | 16.5424 | 16.7197 | 16.9813 | 17.2375
Scenario 1: Reference | PG&E | Res | BROs | Web-Real Time Feedback | Res - Single Family | Electric Energy (GWh/year) | Energy Efficiency | 1.4443 | 1.5864 | 1.7429 | 1.9241 | 2.1239 | 2.3477 | 2.5799 | 2.8425 | 3.1232 | 3.4265 | 3.7395 | 4.0975 | 4.4851
Scenario 1: Reference | SCE | Res | BROs | Universal Audit Tool | Res - Single Family | Electric Energy (GWh/year) | Energy Efficiency | 0.87015 | 0.99128 | 1.1304 | 1.291 | 1.474 | 1.6841 | 1.9171 | 2.1872 | 2.4899 | 2.8346 | 3.2133 | 3.6555 | 4.1563
Scenario 1: Reference | PG&E | Res | BROs | HERS Bin 1 | Income Qualified - Multi Family IQ | Electric Demand (MW) | Energy Efficiency | 0.21337 | 0.21798 | 0.22272 | 0.2287 | 0.2348 | 0.24139 | 0.24673 | 0.25285 | 0.25841 | 0.26368 | 0.26765 | 0.27278 | 0.27771
Scenario 1: Reference | SCE | Res | BROs | HERS Bin 3 | Income Qualified - Multi Family IQ | Electric Demand (MW) | Energy Efficiency | 1.4482 | 1.4726 | 1.499 | 1.5284 | 1.5578 | 1.589 | 1.6148 | 1.6449 | 1.6717 | 1.699 | 1.7194 | 1.7462 | 1.7725
Scenario 1: Reference | PG&E | Res | BROs | HERS Bin 1 | Income Qualified - Single Family IQ | Electric Demand (MW) | Energy Efficiency | 0.81074 | 0.82449 | 0.83837 | 0.85729 | 0.8765 | 0.8972 | 0.91445 | 0.93383 | 0.95098 | 0.96634 | 0.97691 | 0.99179 | 1.0061
Scenario 1: Reference | SCE | Res | BROs | HERS Bin 3 | Income Qualified - Single Family IQ | Electric Demand (MW) | Energy Efficiency | 4.938 | 4.9875 | 5.042 | 5.1231 | 5.204 | 5.2911 | 5.3627 | 5.4464 | 5.5194 | 5.5899 | 5.6377 | 5.707 | 5.7746
Scenario 1: Reference | PG&E | Res | BROs | HERS Bin 1 | Res - Multi Family | Electric Demand (MW) | Energy Efficiency | 1.9016 | 1.9342 | 1.9671 | 2.0118 | 2.0572 | 2.1061 | 2.1468 | 2.1926 | 2.2331 | 2.2695 | 2.2947 | 2.33 | 2.3638
Scenario 1: Reference | SCE | Res | BROs | HERS Bin 3 | Res - Multi Family | Electric Demand (MW) | Energy Efficiency | 10.7505 | 10.861 | 10.9825 | 11.1603 | 11.3381 | 11.5291 | 11.6863 | 11.87 | 12.0303 | 12.1855 | 12.2913 | 12.4439 | 12.5927
Scenario 1: Reference | PG&E | Res | BROs | HERS Bin 1 | Res - Single Family | Electric Demand (MW) | Energy Efficiency | 0.4992 | 0.51007 | 0.52126 | 0.53533 | 0.5497 | 0.56521 | 0.57778 | 0.59218 | 0.60527 | 0.61772 | 0.62711 | 0.63921 | 0.65085
Scenario 1: Reference | SCE | Res | BROs | HERS Bin 3 | Res - Single Family | Electric Demand (MW) | Energy Efficiency | 2.5714 | 2.6155 | 2.663 | 2.7155 | 2.7681 | 2.8239 | 2.8701 | 2.9238 | 2.9717 | 3.0207 | 3.0573 | 3.1054 | 3.1525
Scenario 1: Reference | PG&E | Res | BROs | Web-Real Time Feedback | Income Qualified - Multi Family IQ | Gas Energy (MMTherm/year) | Energy Efficiency | 0.015056 | 0.016224 | 0.017504 | 0.018901 | 0.02042 | 0.022052 | 0.023717 | 0.025544 | 0.027501 | 0.029583 | 0.031818 | 0 | 0
Scenario 1: Reference | SDG&E | Res | BROs | HERS Bin 2 | Income Qualified - Multi Family IQ | Gas Energy (MMTherm/year) | Energy Efficiency | 0.002626 | 0.002638 | 0.002654 | 0.002674 | 0.002694 | 0.002709 | 0.002723 | 0.002733 | 0.002741 | 0.002745 | 0.00275 | 0.002756 | 0.002762
Scenario 1: Reference | PG&E | Res | BROs | HERS Bin 3 | Income Qualified - Single Family IQ | Gas Energy (MMTherm/year) | Energy Efficiency | 0.38131 | 0.38185 | 0.38279 | 0.38398 | 0.38534 | 0.38648 | 0.38642 | 0.38667 | 0.38676 | 0.38627 | 0.3857 | 0.38508 | 0.38443
Scenario 1: Reference | SDG&E | Res | BROs | HERS Bin 1 | Income Qualified - Single Family IQ | Gas Energy (MMTherm/year) | Energy Efficiency | 0.0489 | 0.048917 | 0.049016 | 0.049174 | 0.049328 | 0.049403 | 0.049426 | 0.049384 | 0.049313 | 0.049193 | 0.049082 | 0.04898 | 0.048888
Scenario 1: Reference | PG&E | Res | BROs | HERS Bin 2 | Res - Multi Family | Gas Energy (MMTherm/year) | Energy Efficiency | 1.3705 | 1.3725 | 1.376 | 1.3804 | 1.3854 | 1.3896 | 1.3894 | 1.3904 | 1.3909 | 1.3893 | 1.3874 | 1.3853 | 1.3831
Scenario 1: Reference | SCG | Res | BROs | Universal Audit Tool | Res - Multi Family | Gas Energy (MMTherm/year) | Energy Efficiency | 0.30159 | 0.33686 | 0.37658 | 0.42127 | 0.47149 | 0.52789 | 0.59093 | 0.66266 | 0.7431 | 0.83333 | 0.93368 | 1.0453 | 1.1696
Scenario 1: Reference | PG&E | Res | BROs | HERS Bin 1 | Res - Single Family | Gas Energy (MMTherm/year) | Energy Efficiency | 0.23569 | 0.23626 | 0.23714 | 0.23822 | 0.23942 | 0.24054 | 0.24067 | 0.24113 | 0.24151 | 0.24171 | 0.24186 | 0.24198 | 0.2421
Scenario 1: Reference | SCG | Res | BROs | HERS Bin 3 | Res - Single Family | Gas Energy (MMTherm/year) | Energy Efficiency | 0.60525 | 0.60424 | 0.60389 | 0.60405 | 0.60451 | 0.60511 | 0.60527 | 0.60675 | 0.60825 | 0.6105 | 0.61222 | 0.61345 | 0.61438
Scenario 1: Reference | SDG&E | Res | BROs | Universal Audit Tool | Res - Single Family | Gas Energy (MMTherm/year) | Energy Efficiency | 0.020547 | 0.023119 | 0.026061 | 0.029413 | 0.033194 | 0.037398 | 0.042103 | 0.047333 | 0.053183 | 0.059677 | 0.066976 | 0.075183 | 0.084411
Scenario 1: Reference | SDG&E | Com | BROs | Business Energy Reports | Com - Lodging | Electric Energy (GWh/year) | Energy Efficiency | 0.008767 | 0.017942 | 0.027556 | 0.037827 | 0.048759 | 0.060287 | 0.07269 | 0.08562 | 0.099235 | 0.11359 | 0.12828 | 0.14288 | 0.1577
Scenario 1: Reference | SDG&E | Com | BROs | Business Energy Reports | Com - Other | Electric Energy (GWh/year) | Energy Efficiency | 0.007945 | 0.016295 | 0.025078 | 0.034484 | 0.044544 | 0.055196 | 0.066813 | 0.078968 | 0.091831 | 0.10547 | 0.11952 | 0.13362 | 0.14899
Scenario 1: Reference | SDG&E | Com | BROs | Business Energy Reports | Com - Retail | Electric Energy (GWh/year) | Energy Efficiency | 0.017664 | 0.035957 | 0.054926 | 0.074897 | 0.095951 | 0.1179 | 0.14157 | 0.16598 | 0.19141 | 0.21798 | 0.24482 | 0.27138 | 0.30271
Scenario 1: Reference | SCE | Res | BROs | HERS Bin 1 | Income Qualified - Multi Family IQ | Electric Energy (GWh/year) | Energy Efficiency | 3.87 | 4.1811 | 4.5062 | 4.7533 | 4.8448 | 4.9418 | 5.0223 | 5.1156 | 5.199 | 5.284 | 5.3473 | 5.4309 | 5.5126
Scenario 1: Reference | SDG&E | Res | BROs | HERS Bin 2 | Income Qualified - Multi Family IQ | Electric Energy (GWh/year) | Energy Efficiency | 0.17815 | 0.18203 | 0.18608 | 0.19083 | 0.19565 | 0.20081 | 0.20552 | 0.21044 | 0.21476 | 0.21867 | 0.22145 | 0.22534 | 0.22916
Scenario 1: Reference | PG&E | Res | BROs | HERS Bin 3 | Income Qualified - Single Family IQ | Electric Energy (GWh/year) | Energy Efficiency | 16.1237 | 16.3971 | 16.6733 | 17.0496 | 17.4315 | 17.8432 | 18.1864 | 18.5717 | 18.9127 | 19.2183 | 19.4285 | 19.7243 | 20.0083
Scenario 1: Reference | SCE | Res | BROs | Web-Real Time Feedback | Income Qualified - Single Family IQ | Electric Energy (GWh/year) | Energy Efficiency | 2.524 | 2.7405 | 2.9783 | 3.2531 | 3.5523 | 3.8826 | 4.2303 | 4.6186 | 5.0315 | 5.4779 | 5.9392 | 6.4631 | 7.0301
Scenario 1: Reference | SDG&E | Res | BROs | Universal Audit Tool | Income Qualified - Single Family IQ | Electric Energy (GWh/year) | Energy Efficiency | 0.32618 | 0.3709 | 0.42198 | 0.48337 | 0.55364 | 0.63475 | 0.72575 | 0.8303 | 0.9468 | 1.0773 | 1.2192 | 1.3866 | 1.5761
Scenario 1: Reference | SCE | Res | BROs | HERS Bin 1 | Res - Multi Family | Electric Energy (GWh/year) | Energy Efficiency | 28.7293 | 30.8367 | 33.0144 | 34.7092 | 35.2619 | 35.8561 | 36.345 | 36.9161 | 37.4149 | 37.8974 | 38.2264 | 38.7012 | 39.1639
Scenario 1: Reference | SDG&E | Res | BROs | HERS Bin 2 | Res - Multi Family | Electric Energy (GWh/year) | Energy Efficiency | 1.1753 | 1.194 | 1.2137 | 1.2416 | 1.27 | 1.3004 | 1.3279 | 1.3567 | 1.3816 | 1.4039 | 1.4189 | 1.4411 | 1.4629
Scenario 1: Reference | PG&E | Res | BROs | HERS Bin 3 | Res - Single Family | Electric Energy (GWh/year) | Energy Efficiency | 9.928 | 10.1441 | 10.3668 | 10.6464 | 10.9322 | 11.2407 | 11.4907 | 11.7771 | 12.0375 | 12.285 | 12.4717 | 12.7123 | 12.9439
Scenario 1: Reference | SCE | Res | BROs | Web-Real Time Feedback | Res - Single Family | Electric Energy (GWh/year) | Energy Efficiency | 1.3143 | 1.4371 | 1.573 | 1.7243 | 1.8895 | 2.0722 | 2.2641 | 2.4794 | 2.7091 | 2.9602 | 3.2208 | 3.5169 | 3.838
Scenario 1: Reference | SDG&E | Res | BROs | Universal Audit Tool | Res - Single Family | Electric Energy (GWh/year) | Energy Efficiency | 0.48409 | 0.55433 | 0.63506 | 0.72958 | 0.83802 | 0.96353 | 1.1048 | 1.2673 | 1.4488 | 1.6525 | 1.8748 | 2.1371 | 2.4346
Scenario 1: Reference | SDG&E | Com | BROs | Business Energy Reports | Com - Retail | Electric Demand (MW) | Energy Efficiency | 0.001634 | 0.003326 | 0.00508 | 0.006928 | 0.008875 | 0.010905 | 0.013094 | 0.015353 | 0.017704 | 0.020162 | 0.022645 | 0.025101 | 0.027999
Scenario 1: Reference | SCE | Res | BROs | HERS Bin 2 | Income Qualified - Multi Family IQ | Electric Demand (MW) | Energy Efficiency | 0.079778 | 0.081126 | 0.08258 | 0.084196 | 0.085818 | 0.087536 | 0.088961 | 0.090615 | 0.092092 | 0.093597 | 0.094719 | 0.096199 | 0.097647
Scenario 1: Reference | SDG&E | Res | BROs | Web-Real Time Feedback | Income Qualified - Multi Family IQ | Electric Demand (MW) | Energy Efficiency | 0.059231 | 0.06506 | 0.071498 | 0.078819 | 0.086874 | 0.095849 | 0.10546 | 0.11608 | 0.12735 | 0.13939 | 0.15175 | 0.094318 | 0.10311
Scenario 1: Reference | SCE | Res | BROs | HERS Bin 2 | Income Qualified - Single Family IQ | Electric Demand (MW) | Energy Efficiency | 0.27203 | 0.27476 | 0.27776 | 0.28223 | 0.28669 | 0.29148 | 0.29543 | 0.30004 | 0.30406 | 0.30794 | 0.31058 | 0.3144 | 0.31812
Scenario 1: Reference | SDG&E | Res | BROs | Web-Real Time Feedback | Income Qualified - Single Family IQ | Electric Demand (MW) | Energy Efficiency | 0.10022 | 0.10939 | 0.11945 | 0.13133 | 0.14438 | 0.15888 | 0.17436 | 0.19146 | 0.20956 | 0.22885 | 0.2486 | 0.15419 | 0.16822
Scenario 1: Reference | SCE | Res | BROs | HERS Bin 2 | Res - Multi Family | Electric Demand (MW) | Energy Efficiency | 0.59224 | 0.59832 | 0.60502 | 0.61482 | 0.62461 | 0.63513 | 0.64379 | 0.65391 | 0.66274 | 0.67129 | 0.67712 | 0.68553 | 0.69373
Scenario 1: Reference | SDG&E | Res | BROs | Web-Real Time Feedback | Res - Multi Family | Electric Demand (MW) | Energy Efficiency | 0.39078 | 0.42676 | 0.46631 | 0.51282 | 0.56391 | 0.62071 | 0.68135 | 0.74835 | 0.81925 | 0.89489 | 0.97232 | 1.0616 | 1.1584
Scenario 1: Reference | SCE | Res | BROs | HERS Bin 2 | Res - Single Family | Electric Demand (MW) | Energy Efficiency | 0.14166 | 0.14408 | 0.1467 | 0.14959 | 0.15249 | 0.15556 | 0.15811 | 0.16107 | 0.16371 | 0.16641 | 0.16842 | 0.17108 | 0.17367
Scenario 1: Reference | SDG&E | Res | BROs | Web-Real Time Feedback | Res - Single Family | Electric Demand (MW) | Energy Efficiency | 0.14875 | 0.16348 | 0.17977 | 0.19823 | 0.21854 | 0.24118 | 0.26542 | 0.29223 | 0.32066 | 0.35106 | 0.38228 | 0.41825 | 0.45732
Scenario 1: Reference | PG&E | Res | BROs | HERS Bin 3 | Income Qualified - Multi Family IQ | Gas Energy (MMTherm/year) | Energy Efficiency | 0.10938 | 0.10964 | 0.11003 | 0.11053 | 0.11108 | 0.11158 | 0.11164 | 0.11185 | 0.11202 | 0.11209 | 0.11215 | 0.11219 | 0.11223
Scenario 1: Reference | SDG&E | Res | BROs | HERS Bin 1 | Income Qualified - Multi Family IQ | Gas Energy (MMTherm/year) | Energy Efficiency | 0.014544 | 0.014609 | 0.0147 | 0.01481 | 0.01492 | 0.015005 | 0.01508 | 0.015133 | 0.015179 | 0.015204 | 0.015232 | 0.015263 | 0.015298
Scenario 1: Reference | PG&E | Res | BROs | HERS Bin 2 | Income Qualified - Single Family IQ | Gas Energy (MMTherm/year) | Energy Efficiency | 0.40145 | 0.40203 | 0.40301 | 0.40427 | 0.4057 | 0.4069 | 0.40684 | 0.4071 | 0.4072 | 0.40668 | 0.40608 | 0.40542 | 0.40474
Scenario 1: Reference | SCG | Res | BROs | Universal Audit Tool | Income Qualified - Single Family IQ | Gas Energy (MMTherm/year) | Energy Efficiency | 0.088011 | 0.098296 | 0.10988 | 0.12291 | 0.13755 | 0.15399 | 0.17237 | 0.19328 | 0.21673 | 0.243 | 0.27223 | 0.30472 | 0.34093
Scenario 1: Reference | PG&E | Res | BROs | HERS Bin 1 | Res - Multi Family | Gas Energy (MMTherm/year) | Energy Efficiency | 0.94744 | 0.94885 | 0.95124 | 0.95428 | 0.95774 | 0.96065 | 0.96055 | 0.96125 | 0.96155 | 0.96044 | 0.95913 | 0.95769 | 0.9562
Scenario 1: Reference | SCG | Res | BROs | HERS Bin 3 | Res - Multi Family | Gas Energy (MMTherm/year) | Energy Efficiency | 2.1159 | 2.1101 | 2.1062 | 2.1037 | 2.1022 | 2.1015 | 2.1004 | 2.103 | 2.1056 | 2.1083 | 2.1091 | 2.1082 | 2.1063
Scenario 1: Reference | SDG&E | Res | BROs | Universal Audit Tool | Res - Multi Family | Gas Energy (MMTherm/year) | Energy Efficiency | 0.074189 | 0.083138 | 0.093323 | 0.10488 | 0.11786 | 0.13223 | 0.1482 | 0.16588 | 0.18556 | 0.20736 | 0.23177 | 0.25909 | 0.2897
Scenario 1: Reference | SCG | Res | BROs | HERS Bin 2 | Res - Single Family | Gas Energy (MMTherm/year) | Energy Efficiency | 0.014875 | 0.014851 | 0.014842 | 0.014846 | 0.014857 | 0.014872 | 0.014876 | 0.014912 | 0.014949 | 0.015004 | 0.015047 | 0.015077 | 0.0151
Scenario 1: Reference | SDG&E | Res | BROs | Web-Real Time Feedback | Res - Single Family | Gas Energy (MMTherm/year) | Energy Efficiency | 0.007508 | 0.008109 | 0.008773 | 0.009504 | 0.010295 | 0.011133 | 0.01203 | 0.012981 | 0.013999 | 0.015078 | 0.016242 | 0.017499 | 0.018858
Scenario 1: Reference | PG&E | Res | BROs | Universal Audit Tool | Income Qualified - Multi Family IQ | Electric Energy (GWh/year) | Energy Efficiency | 0.27915 | 0.31941 | 0.36553 | 0.42037 | 0.48338 | 0.55658 | 0.63717 | 0.73132 | 0.83708 | 0.95666 | 1.0876 | 1.2414 | 1.4155
Scenario 1: Reference | SDG&E | Res | BROs | HERS Bin 1 | Income Qualified - Multi Family IQ | Electric Energy (GWh/year) | Energy Efficiency | 0.67402 | 0.6887 | 0.70404 | 0.72199 | 0.74025 | 0.75974 | 0.77758 | 0.7962 | 0.81253 | 0.82733 | 0.83786 | 0.85258 | 0.86702
Scenario 1: Reference | PG&E | Res | BROs | HERS Bin 2 | Income Qualified - Single Family IQ | Electric Energy (GWh/year) | Energy Efficiency | 13.2031 | 13.427 | 13.6531 | 13.9613 | 14.274 | 14.6111 | 14.8921 | 15.2076 | 15.4869 | 15.7371 | 15.9093 | 16.1515 | 16.384
Scenario 1: Reference | SCE | Res | BROs | HERS Bin 3 | Income Qualified - Single Family IQ | Electric Energy (GWh/year) | Energy Efficiency | 21.8148 | 22.0336 | 22.2746 | 22.6325 | 22.9901 | 23.3748 | 23.6911 | 24.0608 | 24.3834 | 24.6947 | 24.906 | 25.2123 | 25.5108
Scenario 1: Reference | SDG&E | Res | BROs | Web-Real Time Feedback | Income Qualified - Single Family IQ | Electric Energy (GWh/year) | Energy Efficiency | 0.41088 | 0.44844 | 0.48971 | 0.53841 | 0.59189 | 0.65135 | 0.71481 | 0.78492 | 0.85909 | 0.9382 | 1.0192 | 0.63211 | 0.68963
Scenario 1: Reference | PG&E | Res | BROs | Universal Audit Tool | Res - Multi Family | Electric Energy (GWh/year) | Energy Efficiency | 2.488 | 2.8342 | 3.2283 | 3.6979 | 4.2351 | 4.856 | 5.5439 | 6.3416 | 7.2339 | 8.2341 | 9.3244 | 10.6039 | 12.0489
Scenario 1: Reference | SDG&E | Res | BROs | HERS Bin 1 | Res - Multi Family | Electric Energy (GWh/year) | Energy Efficiency | 4.4468 | 4.5175 | 4.5918 | 4.6975 | 4.805 | 4.92 | 5.0239 | 5.133 | 5.2273 | 5.3115 | 5.3684 | 5.4524 | 5.5347
Scenario 1: Reference | PG&E | Res | BROs | HERS Bin 2 | Res - Single Family | Electric Energy (GWh/year) | Energy Efficiency | 8.1297 | 8.3066 | 8.4889 | 8.7179 | 8.9519 | 9.2046 | 9.4093 | 9.6438 | 9.857 | 10.0597 | 10.2126 | 10.4097 | 10.5992
Scenario 1: Reference | SCE | Res | BROs | HERS Bin 3 | Res - Single Family | Electric Energy (GWh/year) | Energy Efficiency | 11.3598 | 11.5545 | 11.7645 | 11.9963 | 12.2289 | 12.4752 | 12.6794 | 12.9165 | 13.1284 | 13.3447 | 13.5064 | 13.7191 | 13.9271
Scenario 1: Reference | SDG&E | Res | BROs | Web-Real Time Feedback | Res - Single Family | Electric Energy (GWh/year) | Energy Efficiency | 0.60979 | 0.67021 | 0.73698 | 0.81265 | 0.89592 | 0.98873 | 1.0881 | 1.198 | 1.3146 | 1.4392 | 1.5672 | 1.7147 | 1.8748
Scenario 1: Reference | SCE | Res | BROs | HERS Bin 1 | Income Qualified - Multi Family IQ | Electric Demand (MW) | Energy Efficiency | 0.93957 | 1.0151 | 1.094 | 1.154 | 1.1762 | 1.1998 | 1.2193 | 1.242 | 1.2622 | 1.2829 | 1.2982 | 1.3185 | 1.3384
Scenario 1: Reference | SDG&E | Res | BROs | HERS Bin 3 | Income Qualified - Multi Family IQ | Electric Demand (MW) | Energy Efficiency | 0.54834 | 0.56028 | 0.57276 | 0.58735 | 0.60221 | 0.61807 | 0.63258 | 0.64773 | 0.66101 | 0.67306 | 0.68162 | 0.6936 | 0.70534
Scenario 1: Reference | SCE | Res | BROs | HERS Bin 1 | Income Qualified - Single Family IQ | Electric Demand (MW) | Energy Efficiency | 3.2038 | 3.4379 | 3.6798 | 3.8682 | 3.9294 | 3.9951 | 4.0492 | 4.1124 | 4.1675 | 4.2207 | 4.2568 | 4.3092 | 4.3602
Scenario 1: Reference | SDG&E | Res | BROs | HERS Bin 3 | Income Qualified - Single Family IQ | Electric Demand (MW) | Energy Efficiency | 1.0315 | 1.0473 | 1.0638 | 1.088 | 1.1127 | 1.139 | 1.1628 | 1.1877 | 1.2093 | 1.2285 | 1.2414 | 1.2606 | 1.2793
Scenario 1: Reference | SCE | Res | BROs | HERS Bin 1 | Res - Multi Family | Electric Demand (MW) | Energy Efficiency | 6.975 | 7.4866 | 8.0153 | 8.4268 | 8.561 | 8.7053 | 8.8239 | 8.9626 | 9.0837 | 9.2008 | 9.2807 | 9.396 | 9.5083
Scenario 1: Reference | SDG&E | Res | BROs | HERS Bin 3 | Res - Multi Family | Electric Demand (MW) | Energy Efficiency | 3.6176 | 3.6751 | 3.7356 | 3.8215 | 3.909 | 4.0026 | 4.0871 | 4.1758 | 4.2525 | 4.3211 | 4.3674 | 4.4357 | 4.5026
Scenario 1: Reference | SCE | Res | BROs | HERS Bin 1 | Res - Single Family | Electric Demand (MW) | Energy Efficiency | 1.6683 | 1.8029 | 1.9435 | 2.0503 | 2.0901 | 2.1322 | 2.1671 | 2.2076 | 2.2439 | 2.2808 | 2.3084 | 2.3448 | 2.3804
Scenario 1: Reference | SDG&E | Res | BROs | HERS Bin 3 | Res - Single Family | Electric Demand (MW) | Energy Efficiency | 1.5309 | 1.5652 | 1.601 | 1.6422 | 1.6842 | 1.729 | 1.77 | 1.8128 | 1.8504 | 1.8845 | 1.9089 | 1.9429 | 1.9761
Scenario 1: Reference | PG&E | Res | BROs | HERS Bin 2 | Income Qualified - Multi Family IQ | Gas Energy (MMTherm/year) | Energy Efficiency | 0.11516 | 0.11543 | 0.11585 | 0.11637 | 0.11695 | 0.11748 | 0.11754 | 0.11776 | 0.11793 | 0.11802 | 0.11807 | 0.11812 | 0.11816
Scenario 1: Reference | SCG | Res | BROs | Universal Audit Tool | Income Qualified - Multi Family IQ | Gas Energy (MMTherm/year) | Energy Efficiency | 0.028514 | 0.031881 | 0.035683 | 0.039972 | 0.044799 | 0.050221 | 0.056259 | 0.06316 | 0.070909 | 0.0797 | 0.089502 | 0.10043 | 0.11263
Scenario 1: Reference | PG&E | Res | BROs | HERS Bin 1 | Income Qualified - Single Family IQ | Gas Energy (MMTherm/year) | Energy Efficiency | 0.27753 | 0.27793 | 0.27861 | 0.27948 | 0.28047 | 0.2813 | 0.28125 | 0.28144 | 0.28151 | 0.28115 | 0.28073 | 0.28028 | 0.27981
Scenario 1: Reference | SCG | Res | BROs | HERS Bin 3 | Income Qualified - Single Family IQ | Gas Energy (MMTherm/year) | Energy Efficiency | 0.61747 | 0.61574 | 0.61455 | 0.61377 | 0.61329 | 0.61302 | 0.61268 | 0.61339 | 0.61411 | 0.6148 | 0.61494 | 0.61459 | 0.61394
Scenario 1: Reference | SDG&E | Res | BROs | Universal Audit Tool | Income Qualified - Single Family IQ | Gas Energy (MMTherm/year) | Energy Efficiency | 0.021987 | 0.024634 | 0.027646 | 0.031063 | 0.034899 | 0.039147 | 0.043865 | 0.049086 | 0.054898 | 0.061336 | 0.068541 | 0.076606 | 0.085638
Scenario 1: Reference | SCG | Res | BROs | HERS Bin 2 | Res - Multi Family | Gas Energy (MMTherm/year) | Energy Efficiency | 0.052003 | 0.051861 | 0.051764 | 0.051703 | 0.051667 | 0.051649 | 0.051623 | 0.051686 | 0.051751 | 0.051816 | 0.051836 | 0.051814 | 0.051767
Scenario 1: Reference | SDG&E | Res | BROs | Web-Real Time Feedback | Res - Multi Family | Gas Energy (MMTherm/year) | Energy Efficiency | 0.03014 | 0.032419 | 0.034928 | 0.037676 | 0.040637 | 0.043761 | 0.047075 | 0.050574 | 0.054301 | 0.058244 | 0.062483 | 0.067043 | 0.071951
Scenario 1: Reference | PG&E | Res | BROs | Universal Audit Tool | Res - Single Family | Gas Energy (MMTherm/year) | Energy Efficiency | 0.054086 | 0.060723 | 0.068261 | 0.076802 | 0.086453 | 0.097279 | 0.10901 | 0.12233 | 0.13722 | 0.15381 | 0.17238 | 0.19317 | 0.21645
Scenario 1: Reference | SDG&E | Res | BROs | HERS Bin 3 | Res - Single Family | Gas Energy (MMTherm/year) | Energy Efficiency | 0.11024 | 0.11076 | 0.11147 | 0.11233 | 0.11319 | 0.11386 | 0.11445 | 0.11488 | 0.11525 | 0.11547 | 0.11571 | 0.11597 | 0.11625
Scenario 1: Reference | PG&E | Com | BROs | Business Energy Reports | Com - Lodging | Electric Energy (GWh/year) | Energy Efficiency | 0.009263 | 0.019041 | 0.029292 | 0.040146 | 0.051741 | 0.064078 | 0.077422 | 0.091167 | 0.10608 | 0.12401 | 0.14051 | 0.15693 | 0.17287
Scenario 1: Reference | PG&E | Com | BROs | Business Energy Reports | Com - Other | Electric Energy (GWh/year) | Energy Efficiency | 0.035729 | 0.077239 | 0.124 | 0.17525 | 0.23403 | 0.30343 | 0.37844 | 0.4442 | 0.52407 | 0.61999 | 0.71147 | 0.80422 | 0.89092
Scenario 1: Reference | PG&E | Com | BROs | Business Energy Reports | Com - Retail | Electric Energy (GWh/year) | Energy Efficiency | 0.046249 | 0.094081 | 0.14325 | 0.19429 | 0.24772 | 0.30367 | 0.36375 | 0.43296 | 0.4985 | 0.57652 | 0.64626 | 0.71413 | 0.79374
Scenario 1: Reference | PG&E | Res | BROs | Web-Real Time Feedback | Income Qualified - Multi Family IQ | Electric Energy (GWh/year) | Energy Efficiency | 0.6863 | 0.75371 | 0.82788 | 0.91384 | 1.0086 | 1.1147 | 1.2248 | 1.3493 | 1.4824 | 1.6261 | 1.7743 | 0 | 0
Scenario 1: Reference | SCE | Res | BROs | Universal Audit Tool | Income Qualified - Multi Family IQ | Electric Energy (GWh/year) | Energy Efficiency | 0.49006 | 0.55814 | 0.63632 | 0.72662 | 0.8295 | 0.94764 | 1.0786 | 1.2305 | 1.4006 | 1.5944 | 1.8071 | 2.0556 | 2.3369
Scenario 1: Reference | PG&E | Res | BROs | HERS Bin 1 | Income Qualified - Single Family IQ | Electric Energy (GWh/year) | Energy Efficiency | 7.5901 | 7.7188 | 7.8487 | 8.0259 | 8.2057 | 8.3995 | 8.561 | 8.7424 | 8.9029 | 9.0468 | 9.1457 | 9.285 | 9.4187
Scenario 1: Reference | SCE | Res | BROs | HERS Bin 2 | Income Qualified - Single Family IQ | Electric Energy (GWh/year) | Energy Efficiency | 1.1715 | 1.1833 | 1.1962 | 1.2154 | 1.2346 | 1.2553 | 1.2723 | 1.2921 | 1.3095 | 1.3262 | 1.3375 | 1.354 | 1.37
Scenario 1: Reference | SDG&E | Res | BROs | HERS Bin 3 | Income Qualified - Single Family IQ | Electric Energy (GWh/year) | Energy Efficiency | 3.9489 | 4.0093 | 4.0727 | 4.1654 | 4.2597 | 4.3605 | 4.4515 | 4.5471 | 4.6295 | 4.7031 | 4.7525 | 4.8259 | 4.8977
Scenario 1: Reference | PG&E | Res | BROs | Web-Real Time Feedback | Res - Multi Family | Electric Energy (GWh/year) | Energy Efficiency | 6.1166 | 6.688 | 7.3119 | 8.0389 | 8.8367 | 9.7253 | 10.6569 | 11.7003 | 12.8105 | 13.9959 | 15.2124 | 16.6046 | 18.1093
Scenario 1: Reference | SCE | Res | BROs | Universal Audit Tool | Res - Multi Family | Electric Energy (GWh/year) | Energy Efficiency | 3.638 | 4.1164 | 4.6619 | 5.3059 | 6.0373 | 6.8757 | 7.8058 | 8.8798 | 10.0798 | 11.435 | 12.9184 | 14.6483 | 16.6022
Scenario 1: Reference | PG&E | Res | BROs | HERS Bin 1 | Res - Single Family | Electric Energy (GWh/year) | Energy Efficiency | 4.6735 | 4.7752 | 4.88 | 5.0117 | 5.1462 | 5.2914 | 5.4091 | 5.5439 | 5.6665 | 5.783 | 5.8709 | 5.9842 | 6.0932
Scenario 1: Reference | SCE | Res | BROs | HERS Bin 2 | Res - Single Family | Electric Energy (GWh/year) | Energy Efficiency | 0.61005 | 0.62051 | 0.63179 | 0.64423 | 0.65673 | 0.66995 | 0.68092 | 0.69365 | 0.70503 | 0.71665 | 0.72533 | 0.73675 | 0.74793
Scenario 1: Reference | SDG&E | Res | BROs | HERS Bin 3 | Res - Single Family | Electric Energy (GWh/year) | Energy Efficiency | 5.8607 | 5.992 | 6.1292 | 6.287 | 6.4477 | 6.6191 | 6.7762 | 6.9401 | 7.084 | 7.2146 | 7.308 | 7.4379 | 7.5653
Scenario 1: Reference | PG&E | Com | BROs | Business Energy Reports | Com - Retail | Electric Demand (MW) | Energy Efficiency | 0.004278 | 0.008702 | 0.013249 | 0.017971 | 0.022913 | 0.028088 | 0.033645 | 0.040046 | 0.046109 | 0.053325 | 0.059776 | 0.066054 | 0.073417
Scenario 1: Reference | PG&E | Res | BROs | Web-Real Time Feedback | Income Qualified - Multi Family IQ | Electric Demand (MW) | Energy Efficiency | 0.16741 | 0.18385 | 0.20194 | 0.22291 | 0.24602 | 0.2719 | 0.29876 | 0.32913 | 0.36159 | 0.39665 | 0.43281 | 0 | 0
Scenario 1: Reference | SDG&E | Res | BROs | HERS Bin 2 | Income Qualified - Multi Family IQ | Electric Demand (MW) | Energy Efficiency | 0.031575 | 0.032262 | 0.032981 | 0.033821 | 0.034677 | 0.03559 | 0.036426 | 0.037298 | 0.038063 | 0.038756 | 0.039249 | 0.039939 | 0.040615
Scenario 1: Reference | PG&E | Res | BROs | Web-Real Time Feedback | Income Qualified - Single Family IQ | Electric Demand (MW) | Energy Efficiency | 0.57217 | 0.62552 | 0.68376 | 0.75163 | 0.8261 | 0.90903 | 0.996 | 1.0934 | 1.197 | 1.3075 | 1.421 | 0 | 0
Scenario 1: Reference | SDG&E | Res | BROs | HERS Bin 2 | Income Qualified - Single Family IQ | Electric Demand (MW) | Energy Efficiency | 0.059397 | 0.060304 | 0.061258 | 0.062652 | 0.06407 | 0.065587 | 0.066955 | 0.068393 | 0.069634 | 0.07074 | 0.071483 | 0.072586 | 0.073667
Scenario 1: Reference | PG&E | Res | BROs | Web-Real Time Feedback | Res - Multi Family | Electric Demand (MW) | Energy Efficiency | 1.492 | 1.6314 | 1.7836 | 1.9609 | 2.1555 | 2.3723 | 2.5995 | 2.854 | 3.1248 | 3.414 | 3.7107 | 4.0503 | 4.4174
Scenario 1: Reference | SDG&E | Res | BROs | HERS Bin 2 | Res - Multi Family | Electric Demand (MW) | Energy Efficiency | 0.20831 | 0.21162 | 0.2151 | 0.22005 | 0.22509 | 0.23048 | 0.23534 | 0.24046 | 0.24487 | 0.24882 | 0.25148 | 0.25542 | 0.25927
Scenario 1: Reference | PG&E | Res | BROs | Web-Real Time Feedback | Res - Single Family | Electric Demand (MW) | Energy Efficiency | 0.35231 | 0.38698 | 0.42513 | 0.46934 | 0.51809 | 0.57266 | 0.6293 | 0.69336 | 0.76184 | 0.83582 | 0.91217 | 0.9995 | 1.094
Scenario 1: Reference | SDG&E | Res | BROs | HERS Bin 2 | Res - Single Family | Electric Demand (MW) | Energy Efficiency | 0.088152 | 0.090126 | 0.09219 | 0.094564 | 0.096981 | 0.099559 | 0.10192 | 0.10439 | 0.10655 | 0.10852 | 0.10992 | 0.11188 | 0.11379
Scenario 1: Reference | PG&E | Res | BROs | HERS Bin 1 | Income Qualified - Multi Family IQ | Gas Energy (MMTherm/year) | Energy Efficiency | 0.07961 | 0.079799 | 0.080088 | 0.080448 | 0.080847 | 0.081217 | 0.081257 | 0.081408 | 0.081531 | 0.081587 | 0.081628 | 0.081661 | 0.081689
Scenario 1: Reference | SCG | Res | BROs | HERS Bin 3 | Income Qualified - Multi Family IQ | Gas Energy (MMTherm/year) | Energy Efficiency | 0.20005 | 0.19971 | 0.19957 | 0.19961 | 0.19975 | 0.19993 | 0.19997 | 0.20044 | 0.20093 | 0.20164 | 0.20218 | 0.20256 | 0.20283
Scenario 1: Reference | SDG&E | Res | BROs | Universal Audit Tool | Income Qualified - Multi Family IQ | Gas Energy (MMTherm/year) | Energy Efficiency | 0.006539 | 0.007357 | 0.008291 | 0.009355 | 0.010556 | 0.01189 | 0.013383 | 0.015042 | 0.016898 | 0.018957 | 0.021271 | 0.023873 | 0.026797
Scenario 1: Reference | SCG | Res | BROs | HERS Bin 2 | Income Qualified - Single Family IQ | Gas Energy (MMTherm/year) | Energy Efficiency | 0.015176 | 0.015133 | 0.015104 | 0.015085 | 0.015073 | 0.015066 | 0.015058 | 0.015075 | 0.015093 | 0.01511 | 0.015113 | 0.015105 | 0.015089
Scenario 1: Reference | SDG&E | Res | BROs | Web-Real Time Feedback | Income Qualified - Single Family IQ | Gas Energy (MMTherm/year) | Energy Efficiency | 0.008035 | 0.00864 | 0.009307 | 0.010037 | 0.010824 | 0.011653 | 0.012533 | 0.013462 | 0.01445 | 0.015497 | 0.016621 | 0.017831 | 0.019132
Scenario 1: Reference | PG&E | Res | BROs | Universal Audit Tool | Res - Multi Family | Gas Energy (MMTherm/year) | Energy Efficiency | 0.21742 | 0.24387 | 0.27382 | 0.30766 | 0.34583 | 0.38851 | 0.43508 | 0.48765 | 0.54634 | 0.61119 | 0.6836 | 0.76448 | 0.85489
Scenario 1: Reference | SDG&E | Res | BROs | HERS Bin 3 | Res - Multi Family | Gas Energy (MMTherm/year) | Energy Efficiency | 0.39807 | 0.39829 | 0.39918 | 0.40055 | 0.40188 | 0.40259 | 0.40286 | 0.4026 | 0.40211 | 0.40122 | 0.40039 | 0.39964 | 0.39898
Scenario 1: Reference | PG&E | Res | BROs | Web-Real Time Feedback | Res - Single Family | Gas Energy (MMTherm/year) | Energy Efficiency | 0.040095 | 0.043207 | 0.046619 | 0.050345 | 0.054394 | 0.058746 | 0.063186 | 0.068056 | 0.073276 | 0.078835 | 0.084801 | 0.091208 | 0.098095
Scenario 1: Reference | SDG&E | Res | BROs | HERS Bin 2 | Res - Single Family | Gas Energy (MMTherm/year) | Energy Efficiency | 0.008251 | 0.00829 | 0.008343 | 0.008408 | 0.008472 | 0.008522 | 0.008566 | 0.008598 | 0.008626 | 0.008642 | 0.00866 | 0.00868 | 0.008701
Scenario 1: Reference | PG&E | Res | BROs | HERS Bin 3 | Income Qualified - Multi Family IQ | Electric Energy (GWh/year) | Energy Efficiency | 4.2434 | 4.335 | 4.4294 | 4.5482 | 4.6696 | 4.8007 | 4.9069 | 5.0286 | 5.1391 | 5.244 | 5.3229 | 5.4249 | 5.523
Scenario 1: Reference | SCE | Res | BROs | Web-Real Time Feedback | Income Qualified - Multi Family IQ | Electric Energy (GWh/year) | Energy Efficiency | 0.74478 | 0.81416 | 0.89091 | 0.97648 | 1.0699 | 1.1732 | 1.2817 | 1.4035 | 1.5333 | 1.6753 | 1.8225 | 1.9898 | 2.1712
Scenario 1: Reference | SDG&E | Res | BROs | Universal Audit Tool | Income Qualified - Multi Family IQ | Electric Energy (GWh/year) | Energy Efficiency | 0.17339 | 0.19843 | 0.22719 | 0.26094 | 0.29965 | 0.34444 | 0.39483 | 0.4528 | 0.51753 | 0.5902 | 0.66944 | 0.76295 | 0.86896
Scenario 1: Reference | SCE | Res | BROs | HERS Bin 1 | Income Qualified - Single Family IQ | Electric Energy (GWh/year) | Energy Efficiency | 13.196 | 14.1606 | 15.1568 | 15.9329 | 16.1847 | 16.4555 | 16.6782 | 16.9385 | 17.1655 | 17.3847 | 17.5334 | 17.7491 | 17.9592
Scenario 1: Reference | SDG&E | Res | BROs | HERS Bin 2 | Income Qualified - Single Family IQ | Electric Energy (GWh/year) | Energy Efficiency | 0.33513 | 0.34025 | 0.34563 | 0.35349 | 0.3615 | 0.37006 | 0.37777 | 0.38589 | 0.39288 | 0.39913 | 0.40332 | 0.40955 | 0.41564
Scenario 1: Reference | PG&E | Res | BROs | HERS Bin 3 | Res - Multi Family | Electric Energy (GWh/year) | Energy Efficiency | 37.8191 | 38.4666 | 39.1211 | 40.01 | 40.9123 | 41.885 | 42.695 | 43.605 | 44.4114 | 45.1358 | 45.6362 | 46.3376 | 47.0109
Scenario 1: Reference | SCE | Res | BROs | Web-Real Time Feedback | Res - Multi Family | Electric Energy (GWh/year) | Energy Efficiency | 5.5289 | 6.0046 | 6.5272 | 7.1304 | 7.7872 | 8.5124 | 9.2755 | 10.1279 | 11.0346 | 12.0152 | 13.0284 | 14.1795 | 15.4253
Scenario 1: Reference | SDG&E | Res | BROs | Universal Audit Tool | Res - Multi Family | Electric Energy (GWh/year) | Energy Efficiency | 1.144 | 1.3016 | 1.4818 | 1.6978 | 1.945 | 2.2306 | 2.551 | 2.9191 | 3.3295 | 3.7891 | 4.2893 | 4.8792 | 5.5471
Scenario 1: Reference | SCE | Res | BROs | HERS Bin 1 | Res - Single Family | Electric Energy (GWh/year) | Energy Efficiency | 6.8716 | 7.4259 | 8.0052 | 8.4452 | 8.6089 | 8.7823 | 8.9261 | 9.093 | 9.2422 | 9.3944 | 9.5083 | 9.658 | 9.8045
Scenario 1: Reference | SDG&E | Res | BROs | HERS Bin 2 | Res - Single Family | Electric Energy (GWh/year) | Energy Efficiency | 0.49737 | 0.50851 | 0.52015 | 0.53355 | 0.54718 | 0.56173 | 0.57506 | 0.58897 | 0.60118 | 0.61227 | 0.62019 | 0.63122 | 0.64203
Scenario 1: Reference | PG&E | Res | BROs | HERS Bin 3 | Income Qualified - Multi Family IQ | Electric Demand (MW) | Energy Efficiency | 0.93541 | 0.95561 | 0.97642 | 1.0026 | 1.0294 | 1.0583 | 1.0817 | 1.1085 | 1.1329 | 1.156 | 1.1734 | 1.1959 | 1.2175
Scenario 1: Reference | SDG&E | Res | BROs | HERS Bin 1 | Income Qualified - Multi Family IQ | Electric Demand (MW) | Energy Efficiency | 0.11165 | 0.11408 | 0.11662 | 0.11959 | 0.12262 | 0.12585 | 0.1288 | 0.13189 | 0.13459 | 0.13704 | 0.13879 | 0.14123 | 0.14362
Scenario 1: Reference | PG&E | Res | BROs | HERS Bin 3 | Income Qualified - Single Family IQ | Electric Demand (MW) | Energy Efficiency | 3.5543 | 3.6146 | 3.6754 | 3.7584 | 3.8426 | 3.9333 | 4.009 | 4.0939 | 4.1691 | 4.2365 | 4.2828 | 4.348 | 4.4106
Scenario 1: Reference | SDG&E | Res | BROs | HERS Bin 1 | Income Qualified - Single Family IQ | Electric Demand (MW) | Energy Efficiency | 0.21003 | 0.21324 | 0.21661 | 0.22154 | 0.22655 | 0.23192 | 0.23675 | 0.24184 | 0.24623 | 0.25014 | 0.25277 | 0.25667 | 0.26049
Scenario 1: Reference | PG&E | Res | BROs | HERS Bin 3 | Res - Multi Family | Electric Demand (MW) | Energy Efficiency | 8.3368 | 8.4796 | 8.6238 | 8.8198 | 9.0187 | 9.2331 | 9.4117 | 9.6123 | 9.79 | 9.9497 | 10.06 | 10.2146 | 10.3631
Scenario 1: Reference | SDG&E | Res | BROs | HERS Bin 1 | Res - Multi Family | Electric Demand (MW) | Energy Efficiency | 0.7366 | 0.74831 | 0.76061 | 0.77812 | 0.79593 | 0.81498 | 0.83218 | 0.85026 | 0.86587 | 0.87982 | 0.88925 | 0.90316 | 0.91679
Scenario 1: Reference | PG&E | Res | BROs | HERS Bin 3 | Res - Single Family | Electric Demand (MW) | Energy Efficiency | 2.1885 | 2.2362 | 2.2852 | 2.3469 | 2.4099 | 2.4779 | 2.533 | 2.5961 | 2.6535 | 2.7081 | 2.7493 | 2.8023 | 2.8533
Scenario 1: Reference | SDG&E | Res | BROs | HERS Bin 1 | Res - Single Family | Electric Demand (MW) | Energy Efficiency | 0.31171 | 0.31869 | 0.32599 | 0.33438 | 0.34293 | 0.35204 | 0.3604 | 0.36911 | 0.37677 | 0.38372 | 0.38868 | 0.39559 | 0.40237
Scenario 1: Reference | SCG | Res | BROs | HERS Bin 2 | Income Qualified - Multi Family IQ | Gas Energy (MMTherm/year) | Energy Efficiency | 0.004917 | 0.004908 | 0.004905 | 0.004906 | 0.004909 | 0.004914 | 0.004915 | 0.004926 | 0.004938 | 0.004956 | 0.004969 | 0.004978 | 0.004985
Scenario 1: Reference | SDG&E | Res | BROs | Web-Real Time Feedback | Income Qualified - Multi Family IQ | Gas Energy (MMTherm/year) | Energy Efficiency | 0.002657 | 0.002869 | 0.003103 | 0.003361 | 0.00364 | 0.003935 | 0.004251 | 0.004586 | 0.004945 | 0.005325 | 0.005735 | 0.006177 | 0.006656
Scenario 1: Reference | PG&E | Res | BROs | Universal Audit Tool | Income Qualified - Single Family IQ | Gas Energy (MMTherm/year) | Energy Efficiency | 0.063688 | 0.071434 | 0.080201 | 0.090106 | 0.10128 | 0.11376 | 0.1274 | 0.14278 | 0.15995 | 0.17891 | 0.20009 | 0.22373 | 0.25016
Scenario 1: Reference | SDG&E | Res | BROs | HERS Bin 3 | Income Qualified - Single Family IQ | Gas Energy (MMTherm/year) | Energy Efficiency | 0.11797 | 0.11801 | 0.11825 | 0.11863 | 0.119 | 0.11919 | 0.11924 | 0.11914 | 0.11897 | 0.11868 | 0.11841 | 0.11816 | 0.11794
Scenario 1: Reference | PG&E | Res | BROs | Web-Real Time Feedback | Res - Multi Family | Gas Energy (MMTherm/year) | Energy Efficiency | 0.17919 | 0.19291 | 0.2079 | 0.22421 | 0.2419 | 0.26083 | 0.28036 | 0.30161 | 0.32433 | 0.34826 | 0.37387 | 0.4013 | 0.43073
Scenario 1: Reference | SDG&E | Res | BROs | HERS Bin 2 | Res - Multi Family | Gas Energy (MMTherm/year) | Energy Efficiency | 0.029794 | 0.02981 | 0.029877 | 0.02998 | 0.03008 | 0.030132 | 0.030153 | 0.030133 | 0.030097 | 0.03003 | 0.029968 | 0.029912 | 0.029862
Scenario 1: Reference | PG&E | Res | BROs | HERS Bin 3 | Res - Single Family | Gas Energy (MMTherm/year) | Energy Efficiency | 0.32382 | 0.3246 | 0.3258 | 0.32729 | 0.32894 | 0.33048 | 0.33066 | 0.33129 | 0.33182 | 0.33208 | 0.33229 | 0.33246 | 0.33262
Scenario 1: Reference | SDG&E | Res | BROs | HERS Bin 1 | Res - Single Family | Gas Energy (MMTherm/year) | Energy Efficiency | 0.045697 | 0.04591 | 0.046206 | 0.046562 | 0.046917 | 0.047196 | 0.047441 | 0.047619 | 0.047773 | 0.047863 | 0.047961 | 0.048069 | 0.048187
Scenario 1: Reference | SCE | Com | BROs | Business Energy Reports | Com - Lodging | Electric Energy (GWh/year) | Energy Efficiency | 0.024629 | 0.050421 | 0.07744 | 0.10626 | 0.13713 | 0.16977 | 0.20492 | 0.24148 | 0.27995 | 0.32064 | 0.36258 | 0.40457 | 0.44519
Scenario 1: Reference | SCE | Com | BROs | Business Energy Reports | Com - Other | Electric Energy (GWh/year) | Energy Efficiency | 0.039575 | 0.080674 | 0.12344 | 0.1687 | 0.21682 | 0.26735 | 0.32173 | 0.3778 | 0.43648 | 0.49809 | 0.56125 | 0.6242 | 0.69509
Scenario 1: Reference | SCE | Com | BROs | Business Energy Reports | Com - Retail | Electric Energy (GWh/year) | Energy Efficiency | 0.079116 | 0.16077 | 0.2455 | 0.33419 | 0.42788 | 0.52568 | 0.63033 | 0.73752 | 0.84878 | 0.96458 | 1.0819 | 1.198 | 1.3247
Scenario 1: Reference | PG&E | Res | BROs | HERS Bin 2 | Income Qualified - Multi Family IQ | Electric Energy (GWh/year) | Energy Efficiency | 3.4747 | 3.5498 | 3.6271 | 3.7244 | 3.8238 | 3.9311 | 4.0181 | 4.1177 | 4.2082 | 4.2941 | 4.3588 | 4.4422 | 4.5225
Scenario 1: Reference | SCE | Res | BROs | HERS Bin 3 | Income Qualified - Multi Family IQ | Electric Energy (GWh/year) | Energy Efficiency | 6.3976 | 6.5057 | 6.6223 | 6.752 | 6.882 | 7.0198 | 7.134 | 7.2667 | 7.3851 | 7.5058 | 7.5958 | 7.7145 | 7.8306
Scenario 1: Reference | SDG&E | Res | BROs | Web-Real Time Feedback | Income Qualified - Multi Family IQ | Electric Energy (GWh/year) | Energy Efficiency | 0.24282 | 0.26672 | 0.29311 | 0.32312 | 0.35615 | 0.39294 | 0.43233 | 0.47588 | 0.52206 | 0.57144 | 0.62212 | 0.38666 | 0.4227
Scenario 1: Reference | PG&E | Res | BROs | Universal Audit Tool | Income Qualified - Single Family IQ | Electric Energy (GWh/year) | Energy Efficiency | 1.0607 | 1.2081 | 1.3759 | 1.5758 | 1.8044 | 2.0687 | 2.3615 | 2.7009 | 3.0806 | 3.506 | 3.9697 | 4.5137 | 5.1281
Scenario 1: Reference | SDG&E | Res | BROs | HERS Bin 1 | Income Qualified - Single Family IQ | Electric Energy (GWh/year) | Energy Efficiency | 1.2679 | 1.2873 | 1.3077 | 1.3374 | 1.3677 | 1.4001 | 1.4293 | 1.46 | 1.4865 | 1.5101 | 1.5259 | 1.5495 | 1.5726
Scenario 1: Reference | PG&E | Res | BROs | HERS Bin 2 | Res - Multi Family | Electric Energy (GWh/year) | Energy Efficiency | 30.9686 | 31.4988 | 32.0348 | 32.7627 | 33.5015 | 34.298 | 34.9613 | 35.7065 | 36.3668 | 36.96 | 37.3697 | 37.9441 | 38.4954
Scenario 1: Reference | SCE | Res | BROs | HERS Bin 3 | Res - Multi Family | Electric Energy (GWh/year) | Energy Efficiency | 47.4934 | 47.9813 | 48.5182 | 49.3039 | 50.089 | 50.9331 | 51.6275 | 52.4388 | 53.1473 | 53.8328 | 54.3001 | 54.9745 | 55.6319
Scenario 1: Reference | SDG&E | Res | BROs | Web-Real Time Feedback | Res - Multi Family | Electric Energy (GWh/year) | Energy Efficiency | 1.602 | 1.7495 | 1.9117 | 2.1024 | 2.3118 | 2.5446 | 2.7932 | 3.0679 | 3.3586 | 3.6687 | 3.9861 | 4.3521 | 4.7491
Scenario 1: Reference | PG&E | Res | BROs | Universal Audit Tool | Res - Single Family | Electric Energy (GWh/year) | Energy Efficiency | 0.65312 | 0.74742 | 0.85549 | 0.98399 | 1.1316 | 1.3032 | 1.4921 | 1.7128 | 1.9607 | 2.2411 | 2.5482 | 2.9091 | 3.3175
Scenario 1: Reference | SDG&E | Res | BROs | HERS Bin 1 | Res - Single Family | Electric Energy (GWh/year) | Energy Efficiency | 1.8818 | 1.9239 | 1.968 | 2.0187 | 2.0702 | 2.1253 | 2.1757 | 2.2283 | 2.2745 | 2.3165 | 2.3465 | 2.3882 | 2.4291
Scenario 1: Reference | SCE | Com | BROs | Business Energy Reports | Com - Retail | Electric Demand (MW) | Energy Efficiency | 0.007318 | 0.014871 | 0.022708 | 0.03091 | 0.039577 | 0.048623 | 0.058302 | 0.068216 | 0.078507 | 0.089219 | 0.10007 | 0.11081 | 0.12253
Scenario 1: Reference | PG&E | Res | BROs | HERS Bin 2 | Income Qualified - Multi Family IQ | Electric Demand (MW) | Energy Efficiency | 0.30683 | 0.31345 | 0.32028 | 0.32887 | 0.33765 | 0.34713 | 0.35481 | 0.36361 | 0.3716 | 0.37918 | 0.38489 | 0.39226 | 0.39935
Scenario 1: Reference | SCE | Res | BROs | Web-Real Time Feedback | Income Qualified - Multi Family IQ | Electric Demand (MW) | Energy Efficiency | 0.18167 | 0.1986 | 0.21732 | 0.23819 | 0.26099 | 0.28618 | 0.31265 | 0.34234 | 0.37402 | 0.40864 | 0.44456 | 0.48536 | 0.52962
Scenario 1: Reference | PG&E | Res | BROs | HERS Bin 2 | Income Qualified - Single Family IQ | Electric Demand (MW) | Energy Efficiency | 1.1659 | 1.1856 | 1.2056 | 1.2328 | 1.2604 | 1.2902 | 1.315 | 1.3429 | 1.3675 | 1.3896 | 1.4048 | 1.4262 | 1.4468
Scenario 1: Reference | SCE | Res | BROs | Web-Real Time Feedback | Income Qualified - Single Family IQ | Electric Demand (MW) | Energy Efficiency | 0.61567 | 0.66848 | 0.72648 | 0.79351 | 0.8665 | 0.94708 | 1.0319 | 1.1266 | 1.2273 | 1.3362 | 1.4487 | 1.5765 | 1.7148
Scenario 1: Reference | PG&E | Res | BROs | HERS Bin 2 | Res - Multi Family | Electric Demand (MW) | Energy Efficiency | 2.7346 | 2.7814 | 2.8287 | 2.893 | 2.9583 | 3.0286 | 3.0872 | 3.153 | 3.2113 | 3.2637 | 3.2998 | 3.3506 | 3.3992
Scenario 1: Reference | SCE | Res | BROs | Web-Real Time Feedback | Res - Multi Family | Electric Demand (MW) | Energy Efficiency | 1.3487 | 1.4647 | 1.5922 | 1.7393 | 1.8995 | 2.0764 | 2.2626 | 2.4705 | 2.6916 | 2.9308 | 3.178 | 3.4588 | 3.7626
Scenario 1: Reference | PG&E | Res | BROs | HERS Bin 2 | Res - Single Family | Electric Demand (MW) | Energy Efficiency | 0.71787 | 0.73349 | 0.7496 | 0.76981 | 0.79048 | 0.81279 | 0.83086 | 0.85157 | 0.8704 | 0.88829 | 0.9018 | 0.9192 | 0.93594
Scenario 1: Reference | SCE | Res | BROs | Web-Real Time Feedback | Res - Single Family | Electric Demand (MW) | Energy Efficiency | 0.3206 | 0.35056 | 0.3837 | 0.4206 | 0.46091 | 0.50546 | 0.55227 | 0.60479 | 0.66081 | 0.72207 | 0.78563 | 0.85786 | 0.93618
Scenario 1: Reference | PG&E | Res | BROs | Universal Audit Tool | Income Qualified - Multi Family IQ | Gas Energy (MMTherm/year) | Energy Efficiency | 0.018269 | 0.02051 | 0.023054 | 0.025937 | 0.029193 | 0.032846 | 0.036806 | 0.041299 | 0.046324 | 0.051919 | 0.058179 | 0.065186 | 0.073034
Scenario 1: Reference | SDG&E | Res | BROs | HERS Bin 3 | Income Qualified - Multi Family IQ | Gas Energy (MMTherm/year) | Energy Efficiency | 0.035087 | 0.035243 | 0.035463 | 0.035729 | 0.035994 | 0.0362 | 0.03638 | 0.036509 | 0.036618 | 0.03668 | 0.036748 | 0.036823 | 0.036905
Scenario 1: Reference | PG&E | Res | BROs | Web-Real Time Feedback | Income Qualified - Single Family IQ | Gas Energy (MMTherm/year) | Energy Efficiency | 0.047214 | 0.050828 | 0.054773 | 0.059065 | 0.06372 | 0.0687 | 0.073842 | 0.079432 | 0.08541 | 0.091699 | 0.098431 | 0 | 0
Scenario 1: Reference | SDG&E | Res | BROs | HERS Bin 2 | Income Qualified - Single Family IQ | Gas Energy (MMTherm/year) | Energy Efficiency | 0.00883 | 0.008833 | 0.008851 | 0.008879 | 0.008907 | 0.008921 | 0.008925 | 0.008917 | 0.008904 | 0.008883 | 0.008862 | 0.008844 | 0.008827
Scenario 1: Reference | PG&E | Res | BROs | HERS Bin 3 | Res - Multi Family | Gas Energy (MMTherm/year) | Energy Efficiency | 1.3017 | 1.3036 | 1.3069 | 1.3111 | 1.3158 | 1.3198 | 1.3197 | 1.3207 | 1.3211 | 1.3196 | 1.3178 | 1.3158 | 1.3137
Scenario 1: Reference | SDG&E | Res | BROs | HERS Bin 1 | Res - Multi Family | Gas Energy (MMTherm/year) | Energy Efficiency | 0.165 | 0.16509 | 0.16546 | 0.16603 | 0.16658 | 0.16687 | 0.16699 | 0.16688 | 0.16668 | 0.16631 | 0.16597 | 0.16566 | 0.16538
Scenario 1: Reference | PG&E | Res | BROs | HERS Bin 2 | Res - Single Family | Gas Energy (MMTherm/year) | Energy Efficiency | 0.34092 | 0.34175 | 0.34302 | 0.34458 | 0.34632 | 0.34794 | 0.34813 | 0.3488 | 0.34935 | 0.34963 | 0.34985 | 0.35003 | 0.3502
Scenario 1: Reference | SCG | Res | BROs | Universal Audit Tool | Res - Single Family | Gas Energy (MMTherm/year) | Energy Efficiency | 0.086269 | 0.096461 | 0.10797 | 0.12096 | 0.13558 | 0.152 | 0.17028 | 0.19119 | 0.21466 | 0.24131 | 0.27102 | 0.30416 | 0.34117

## System Benefits Detail (hidden)
Scenario | Utility | Sector | End Use | Building Type | Measure Type | 2025 | 2026 | 2027 | 2028 | 2029 | 2030 | 2031 | 2032 | 2033 | 2034 | 2035 | 2036 | 2037
Scenario 1: Reference | PG&E | Ag | WholeBlg | Ag - Dairies, fishing, hunting | Energy Efficiency | 376837.4869 | 383219.6939 | 388653.1768 | 393657.2254 | 403376.1125 | 423649.8231 | 442184.9943 | 459668.1875 | 477241.7053 | 495489.8772 | 514022.7288 | 525769.6919 | 538458.1139
Scenario 1: Reference | PG&E | Ag | WholeBlg | Ag - Irrigated Agriculture, vineyards, forestry and greenhouses | Energy Efficiency | 3079291.9851 | 3179173.9715 | 3265476.2382 | 3346933.9848 | 3462730.4803 | 3672002.5534 | 3868612.1683 | 4059705.0492 | 4251455.0152 | 4451063.7195 | 4652892.189 | 4793764.8502 | 4942118.5601
Scenario 1: Reference | PG&E | Ag | WholeBlg | Ag - Water pumping | Energy Efficiency | 1764278.8184 | 1745311.4377 | 1715712.4284 | 1683911.161 | 1671578.8796 | 1715400.7701 | 1749107.2794 | 1776395.1778 | 1796220.286 | 1816284.3448 | 1832411.6004 | 1818266.0114 | 1805226.0826
Scenario 1: Reference | PG&E | Com | AppPlug | Com - Health | Energy Efficiency | 5944874.0777 | 6723938.661 | 7434499.1137 | 7919589.8109 | 7203319.1063 | 4867824.3518 | 20769580.5414 | 10239319.2787 | 10794500.6805 | 11257536.0267 | 11608308.9263 | 12214794.7123 | 12801864.9041
Scenario 1: Reference | PG&E | Com | AppPlug | Com - Lodging | Energy Efficiency | 5263102.5892 | 6025197.5266 | 6506152.7383 | 6937925.6716 | 7448882.7542 | 7918758.0641 | 8401311.714 | 8881568.5013 | 9360409.2908 | 9859273.0151 | 6376545.6861 | 3739202.4682 | 45406643.5755
Scenario 1: Reference | PG&E | Com | AppPlug | Com - Other | Energy Efficiency | 13941.0857 | 16413.8042 | 19262.7141 | 22292.4107 | 25348.6756 | 29108.1769 | 33268.7154 | 37482.3598 | 41475.4542 | 45963.0211 | 104083.0398 | 104412.0954 | 104629.1061
Scenario 1: Reference | PG&E | Com | BROs | Com - Lodging | Energy Efficiency | 1222.1319 | 2661.863 | 4053.0946 | 4876.0152 | 5808.8039 | 7605.881 | 9538.2402 | 11471.6334 | 13558.9414 | 17051.976 | 20624.3918 | 23166.3387 | 25604.8242
Scenario 1: Reference | PG&E | Com | BROs | Com - Other | Energy Efficiency | 4713.9811 | 10797.9743 | 17157.9171 | 21284.9463 | 26273.6902 | 36016.1206 | 46623.7721 | 55894.4951 | 66983.8796 | 85255.9248 | 104434.2981 | 118721.0271 | 131959.7593
Scenario 1: Reference | PG&E | Com | BROs | Com - Retail | Energy Efficiency | 6102.0337 | 13152.5562 | 19820.3074 | 23597.9812 | 27810.7124 | 36044.6685 | 44813.3967 | 54479.4955 | 63716.1887 | 79277.2833 | 94862.489 | 105422.7392 | 117566.1779
Scenario 1: Reference | PG&E | Com | BldgEnv | Com - College | Energy Efficiency | 1306.9259 | 1426.7555 | 1592.5004 | 1788.7235 | 1945.8119 | 2098.7224 | 2296.4013 | 2467.1263 | 2708.4185 | 2939.6422 | 3157.23 | 3319.1389 | 3536.6246
Scenario 1: Reference | PG&E | Com | BldgEnv | Com - Grocery | Energy Efficiency | 2079.5317 | 2306.7536 | 2569.84 | 2861.4369 | 3142.299 | 3490.2029 | 3849.2661 | 4231.3732 | 4595.1426 | 4989.3379 | 5414.236 | 5853.1683 | 6333.3842
Scenario 1: Reference | PG&E | Com | BldgEnv | Com - Health | Energy Efficiency | 150271.6157 | 163232.8068 | 171415.6658 | 172767.4725 | 167627.2391 | 157374.6132 | 141339.3777 | 121508.885 | 99486.0567 | 76734.9529 | 54436.8768 | 34357.2408 | 18411.6735
Scenario 1: Reference | PG&E | Com | BldgEnv | Com - Lodging | Energy Efficiency | 198690.4779 | 198119.6144 | 188806.3171 | 171460.6273 | 148366.068 | 121324.5665 | 92570.0399 | 64128.5047 | 37424.4939 | 23952.1382 | 25841.6494 | 27873.9866 | 29992.9804
Scenario 1: Reference | PG&E | Com | BldgEnv | Com - Office (Large) | Energy Efficiency | 18810.633 | 20491.0928 | 22415.016 | 24196.6572 | 26205.1788 | 28204.7627 | 30416.6383 | 32381.4557 | 34096.5195 | 36159.6621 | 38180.4541 | 40263.6933 | 42467.8953
Scenario 1: Reference | PG&E | Com | BldgEnv | Com - Office (Small) | Energy Efficiency | 3441.1545 | 3806.1788 | 4207.3799 | 438.7573 | 50345.0999 | 5043.1135 | 5498.7169 | 5969.643 | 6441.0448 | 6944.6025 | 7476.4336 | 8031.1986 | 8620.6326
Scenario 1: Reference | PG&E | Com | BldgEnv | Com - Other | Energy Efficiency | 3144.2369 | 3464.3635 | 3825.0641 | 4187.1279 | 4540.1253 | 4992.9302 | 5490.5459 | 5977.1217 | 6396.8214 | 6893.3246 | 7426.0015 | 7970.3508 | 8565.8156
Scenario 1: Reference | PG&E | Com | BldgEnv | Com - Refrig. Warehouse | Energy Efficiency | 937.1622 | 1039.0993 | 1143 | 1248.946 | 1357.5707 | 1472.0574 | 1577.9475 | 1686.081 | 1784.0924 | 1889.7823 | 1996.7253 | 2112.0685 | 2238.754
Scenario 1: Reference | PG&E | Com | BldgEnv | Com - Restaurant | Energy Efficiency | 999.0724 | 1083.9147 | 1192.4914 | 1304.5735 | 1421.8989 | 1544.8595 | 1684.3371 | 1825.0622 | 1967.8552 | 2123.7423 | 2285.2104 | 155.3693 | 27328.6423
Scenario 1: Reference | PG&E | Com | BldgEnv | Com - Retail | Energy Efficiency | 57744.443 | 61121.3956 | 6421.4187 | 51973.8848 | 120258.3151 | 53337.8425 | 49427.3087 | 43436.3575 | 11548.3775 | 12512.1279 | 13563.8171 | 14657.6174 | 15895.4045
Scenario 1: Reference | PG&E | Com | BldgEnv | Com - School | Energy Efficiency | 5234.5675 | 5756.191 | 6293.7543 | 6825.0447 | 7317.2919 | 7881.7703 | 8435.0342 | 9033.626 | 9644.616 | 10296.3567 | 10979.3188 | 11736.7651 | 12485.2359
Scenario 1: Reference | PG&E | Com | BldgEnv | Com - Warehouse | Energy Efficiency | 529222.0121 | 546428.2112 | 541525.4464 | 514385.9958 | 467906.0677 | 407658.4246 | 336326.55 | 261146.6056 | 185873.0982 | 115224.7874 | 81994.2368 | 87910.0203 | 94302.8405
Scenario 1: Reference | PG&E | Com | ComRefrig | Com - College | Energy Efficiency | 1244.0659 | 785.0434 | 428.9572 | 183.692 | 70.7923 | 882.1922 | 1105.2052 | 1089.207 | 1075.5195 | 1057.5473 | 1049.8687 | 1032.2042 | 1019.3591
Scenario 1: Reference | PG&E | Com | ComRefrig | Com - Grocery | Energy Efficiency | 881598.4353 | 393942.9559 | 143530.172 | 46279.5949 | 0 | 1033172.3816 | 1376924.1536 | 1365851.5181 | 1344778.625 | 1322194.8969 | 1316166.576 | 1304588.4509 | 1294184.4665
Scenario 1: Reference | PG&E | Com | ComRefrig | Com - Health | Energy Efficiency | 0 | 0 | 0 | 0 | 0 | 0 | 0 | 0 | 0 | 0 | 0 | 0 | 0
Scenario 1: Reference | PG&E | Com | ComRefrig | Com - Refrig. Warehouse | Energy Efficiency | 2657.2324 | 1590.8153 | 801.341 | 278.2362 | 114.3515 | 2195.1616 | 3160.365 | 3151.4973 | 3119.0299 | 3082.575 | 3079.2908 | 3064.8347 | 3050.7057
Scenario 1: Reference | PG&E | Com | ComRefrig | Com - Restaurant | Energy Efficiency | 31225.115 | 14491.7892 | 5345.3129 | 1932.3841 | 0 | 35465.6212 | 44769.5082 | 44094.7202 | 43189.9072 | 42244.0776 | 41792.2246 | 26074.6731 | 159266.138
Scenario 1: Reference | PG&E | Com | ComRefrig | Com - Retail | Energy Efficiency | 408951.5155 | 190853.0664 | 0 | 46345.7367 | 12577.3721 | 419711.7412 | 550435.1983 | 547242.1236 | 539975.1565 | 531978.4419 | 530647.7368 | 527033.8052 | 523822.8954
Scenario 1: Reference | PG&E | Com | ComRefrig | Com - School | Energy Efficiency | 3.8878 | 0 | 0 | 0 | 0 | 1471.5312 | 2457.7307 | 2430.0501 | 2391.581 | 2351.5698 | 2340.6452 | 2326.2072 | 2307.2769
Scenario 1: Reference | PG&E | Com | FoodServ | Com - College | Energy Efficiency | 310728.4864 | 328852.7274 | 338849.907 | 399227.6915 | 386936.0931 | 407216.5292 | 428945.0176 | 448602.7735 | 473877.5008 | 499171.911 | 527530.0446 | 552807.6062 | 582004.4585
Scenario 1: Reference | PG&E | Com | FoodServ | Com - College | Fuel Substitution | 1520.9419 | 1782.3312 | 2074.7895 | 2398.2933 | 2742.0495 | 3106.4993 | 3527.042 | 4115.7405 | 4812.7752 | 5677.5994 | 6703.789 | 7944.8165 | 9435.1075
Scenario 1: Reference | PG&E | Com | FoodServ | Com - Grocery | Energy Efficiency | 1711748.6742 | 1814351.8739 | 1922631.1652 | 2032811.5885 | 2160860.5039 | 2293437.2715 | 2419560.8453 | 2549817.6388 | 2677691.3329 | 2814724.4347 | 3009449.738 | 3204759.7961 | 3389993.3331
Scenario 1: Reference | PG&E | Com | FoodServ | Com - Grocery | Fuel Substitution | 14749.3717 | 17310.4056 | 20173.6457 | 23335.6609 | 26684.8925 | 30214.2435 | 34253.5056 | 39151.4806 | 44751.8257 | 51236.9476 | 58461.5086 | 66881.7725 | 76609.3941
Scenario 1: Reference | PG&E | Com | FoodServ | Com - Health | Energy Efficiency | 761076.7991 | 806798.8783 | 871530.4334 | 914184.3449 | 989356.2933 | 1038594.7795 | 1157845.5668 | 1175092.6156 | 1233090.6321 | 1285629.9312 | 1346523.5258 | 1430892.3484 | 1515611.7509
Scenario 1: Reference | PG&E | Com | FoodServ | Com - Health | Fuel Substitution | 4326.2124 | 5138.5686 | 6043.5865 | 7056.6 | 8222.8412 | 9497.1294 | 11013.9537 | 12798.173 | 14875.3834 | 17293.5162 | 20023.5959 | 23261.3885 | 27070.8473
Scenario 1: Reference | PG&E | Com | FoodServ | Com - Lodging | Energy Efficiency | 686492.6315 | 732922.9623 | 781115.3338 | 828018.3987 | 893772.8145 | 953303.8925 | 1008812.8248 | 1065928.0281 | 1123549.4546 | 1186826.3287 | 1267581.8206 | 1343125.8714 | 1475317.4422
Scenario 1: Reference | PG&E | Com | FoodServ | Com - Lodging | Fuel Substitution | 4391.205 | 5179.1674 | 6058.0757 | 7031.8021 | 8127.434 | 9308.0591 | 10712.1837 | 12324.9757 | 14170.1948 | 16278.0003 | 18608.2782 | 21331.2003 | 24505.9803
Scenario 1: Reference | PG&E | Com | FoodServ | Com - Office (Large) | Energy Efficiency | 6683.5594 | 6926.2261 | 7179.4668 | 7393.7276 | 7698.0443 | 8071.3763 | 8392.3724 | 8647.7059 | 8844.1153 | 9053.1986 | 9321.4517 | 9535.5659 | 9747.1764
Scenario 1: Reference | PG&E | Com | FoodServ | Com - Office (Small) | Energy Efficiency | 1523.8729 | 1596.2839 | 1666.6753 | 966.875 | 7752.8565 | 1854.8912 | 1940.0527 | 2018.4214 | 2088.9435 | 2155.8108 | 2240.1094 | 2311.3255 | 2381.6048
Scenario 1: Reference | PG&E | Com | FoodServ | Com - Other | Energy Efficiency | 2395071.8757 | 2545998.4014 | 2703295.2341 | 2859900.3359 | 3036030.4948 | 3222964.5195 | 3412392.1149 | 3600884.8321 | 3779616.9275 | 3977826.6808 | 4205800.0771 | 4439239.0287 | 4684844.9829
Scenario 1: Reference | PG&E | Com | FoodServ | Com - Other | Fuel Substitution | 16401.9697 | 19460.8889 | 22932.4395 | 26826.8588 | 31013.002 | 35484.9568 | 40651.2045 | 46727.499 | 53846.5557 | 62002.14 | 71113.3749 | 81704.7649 | 93860.559
Scenario 1: Reference | PG&E | Com | FoodServ | Com - Restaurant | Energy Efficiency | 4627356.008 | 4879974.9715 | 5149941.1989 | 5418856.9501 | 5737536.9563 | 6036572.2534 | 6339844.2472 | 6645341.5531 | 6957455.5446 | 7291849.7672 | 7746965.0888 | 5073481.1999 | 34630880.5667
Scenario 1: Reference | PG&E | Com | FoodServ | Com - Restaurant | Fuel Substitution | 43539.122 | 51387.1247 | 60225.1744 | 70061.4248 | 80558.8883 | 91708.4486 | 104478.9203 | 119309.9219 | 136263.82 | 155497.7039 | 176537.9037 | 178334.6749 | 197234.2672
Scenario 1: Reference | PG&E | Com | FoodServ | Com - Retail | Energy Efficiency | 16132.1819 | 18107.4989 | 20330.1209 | 2976.3495 | 201114.9867 | 25179.5771 | 29145.1653 | 32005.7513 | 34613.5572 | 37309.6473 | 40252.0939 | 43110.0563 | 46136.3533
Scenario 1: Reference | PG&E | Com | FoodServ | Com - School | Energy Efficiency | 935533.0645 | 988893.8146 | 1043345.1856 | 1096656.186 | 1158479.1579 | 1226408.0653 | 1286075.237 | 1350622.8927 | 1417469.0748 | 1488994.3887 | 1571622.5452 | 1662466.1405 | 1749249.0697
Scenario 1: Reference | PG&E | Com | FoodServ | Com - School | Fuel Substitution | 1981.2725 | 2258.8754 | 2577.5308 | 3014.5502 | 3551.0917 | 4168.183 | 4909.2274 | 5811.3437 | 6901.3811 | 8204.9061 | 9718.5553 | 11579.961 | 14433.427
Scenario 1: Reference | PG&E | Com | HVAC | Com - College | Energy Efficiency | 466336.4059 | 481418.8593 | 465802.4416 | 700881.4011 | 497510.8152 | 374429.246 | 385815.7694 | 393871.2541 | 415631.306 | 438318.8887 | 459819.4721 | 473372.9764 | 495346.7146
Scenario 1: Reference | PG&E | Com | HVAC | Com - College | Fuel Substitution | 201184.248 | 239689.3358 | 267470.5952 | 295299.9541 | 322110.0495 | 0 | 0 | 0 | 0 | 0 | 0 | 0 | 0
Scenario 1: Reference | PG&E | Com | HVAC | Com - Grocery | Energy Efficiency | 839187.9963 | 932787.3495 | 1022297.9335 | 1203813.8883 | 1290962.8051 | 1391303.1387 | 1484348.094 | 1577917.8558 | 1532717.0261 | 1609468.3109 | 1688032.1702 | 1894447.4317 | 1963996.1062
Scenario 1: Reference | PG&E | Com | HVAC | Com - Grocery | Fuel Substitution | 1360005.5219 | 1529926.0547 | 1704032.6213 | 1879930.3908 | 2064249.575 | 31416.6264 | 33274.6273 | 34386.8541 | 34990.8156 | 35362.4965 | 35774.0085 | 35838.4368 | 35799.6602
Scenario 1: Reference | PG&E | Com | HVAC | Com - Health | Energy Efficiency | 1757915.9246 | 1918785.2871 | 2095710.6228 | 2217707.3693 | 2358897.0295 | 2365646.4099 | 2504420.5003 | 2640456.3859 | 2766474.7417 | 2873419.5928 | 2967133.8917 | 3090064.4473 | 3212651.8727
Scenario 1: Reference | PG&E | Com | HVAC | Com - Health | Fuel Substitution | 515066.8611 | 581675.1718 | 649377.2691 | 717078.5341 | 782550.1872 | 14228.2691 | 15231.1638 | 15892.2051 | 16331.3104 | 16619.6767 | 16918.5895 | 17046.0384 | 17119.6188
Scenario 1: Reference | PG&E | Com | HVAC | Com - Lodging | Energy Efficiency | 996630.2776 | 1081171.6945 | 1179227.9704 | 1269639.4842 | 1369378.9179 | 1414221.004 | 1508162.6609 | 1597852.151 | 1519599.9885 | 1740720.4141 | 1822228.5153 | 1896310.9113 | 1965724.6851
Scenario 1: Reference | PG&E | Com | HVAC | Com - Lodging | Fuel Substitution | 443488.7504 | 499220.5757 | 555891.4078 | 613090.5308 | 687299.4581 | 8975.4825 | 9520.0792 | 9848.2725 | 7311.2611 | 7398.8977 | 7494.6356 | 7514.5826 | 10311.7776
Scenario 1: Reference | PG&E | Com | HVAC | Com - Office (Large) | Energy Efficiency | 1331187.1021 | 1422521.7886 | 1513225.765 | 1588418.8303 | 1666929.9544 | 779801.7107 | 819133.4226 | 849467.3123 | 840605.2331 | 852179.3995 | 879274.7505 | 904636.9596 | 931027.1822
Scenario 1: Reference | PG&E | Com | HVAC | Com - Office (Large) | Fuel Substitution | 283.4163 | 5062.1574 | 5498.6993 | 5904.6793 | 6291.2771 | 0 | 0 | 0 | 0 | 0 | 0 | 0 | 0
Scenario 1: Reference | PG&E | Com | HVAC | Com - Office (Small) | Energy Efficiency | 555503.8578 | 599275.1699 | 641685.7841 | 278971.8435 | 4198553.4177 | 273493.3662 | 298556.816 | 317677.4715 | 323165.86 | 335879.9999 | 353278.0744 | 370556.8074 | 388628.7122
Scenario 1: Reference | PG&E | Com | HVAC | Com - Office (Small) | Fuel Substitution | 70977.4562 | 80151.7407 | 126509.5793 | 112797.9423 | 123209.6814 | 0 | 0 | 0 | 0 | 0 | 0 | 0 | 0
Scenario 1: Reference | PG&E | Com | HVAC | Com - Other | Energy Efficiency | 5263490.3816 | 4723283.4271 | 4562903.981 | 4910668.518 | 5231943.386 | 5647814.3174 | 6075528.3618 | 6468255.8515 | 6320421.1672 | 6698782.6498 | 7106851.3662 | 7505845.92 | 7939822.5955
Scenario 1: Reference | PG&E | Com | HVAC | Com - Other | Fuel Substitution | 2786340.0865 | 3137371.833 | 3493806.1661 | 3849328.8106 | 4202227.414 | 0 | 0 | 0 | 0 | 0 | 0 | 0 | 0
Scenario 1: Reference | PG&E | Com | HVAC | Com - Restaurant | Energy Efficiency | 2013206.6152 | 2254306.4979 | 2496633.2952 | 2727800.9066 | 2943743.4263 | 3142988.2882 | 3331949.3307 | 3503500.2421 | 3661830.2187 | 3813380.1471 | 3958242.6249 | 2752015.8621 | 15601360.1103
Scenario 1: Reference | PG&E | Com | HVAC | Com - Restaurant | Fuel Substitution | 138688.0019 | 156098.798 | 173709.1205 | 191237.0685 | 208098.04 | 14.9528 | 15.8246 | 16.3431 | 16.6547 | 16.8313 | 17.0322 | 15.3576 | 15.3453
Scenario 1: Reference | PG&E | Com | HVAC | Com - Retail | Energy Efficiency | 1264579.2084 | 1397406.3348 | 1516301.9241 | 1011121.5195 | 6536631.46 | 1625693.5041 | 1803358.2646 | 1918806.6593 | 1909807.0128 | 1987486.8673 | 2104059.8596 | 2214177.5392 | 2327690.1744
Scenario 1: Reference | PG&E | Com | HVAC | Com - Retail | Fuel Substitution | 414559.2119 | 466498.0976 | 518954.5759 | 516386.3447 | 562000.686 | 18110.82 | 19362.6177 | 20165.4494 | 0 | 0 | 0 | 0 | 0
Scenario 1: Reference | PG&E | Com | HVAC | Com - School | Energy Efficiency | 1471706.3537 | 1619540.4127 | 1729857.7292 | 1898402.794 | 2030249.7892 | 1743395.5129 | 1833313.4431 | 1927047.6519 | 1821474.764 | 1810831.4858 | 1899699.36 | 2120431.6009 | 2279956.6081
Scenario 1: Reference | PG&E | Com | HVAC | Com - School | Fuel Substitution | 307421.7938 | 340860.0466 | 373675.7303 | 423276.4637 | 453013.7089 | 0 | 0 | 0 | 0 | 0 | 0 | 0 | 0
Scenario 1: Reference | PG&E | Com | HVAC | Com - Warehouse | Energy Efficiency | 138812.5675 | 155400.2301 | 171605.2221 | 187239.2637 | 203077.1626 | 221462.7457 | 237414.7026 | 253096.7312 | 188898.8941 | 149194.6967 | 157510.2704 | 181333.6588 | 190141.4957
Scenario 1: Reference | PG&E | Com | HVAC | Com - Warehouse | Fuel Substitution | 215349.7946 | 243537.4472 | 272753.0314 | 301834.3743 | 329806.4779 | 0 | 0 | 0 | 0 | 0 | 0 | 0 | 0
Scenario 1: Reference | PG&E | Com | Lighting | Com - College | Energy Efficiency | 0 | 0 | 0 | 0 | 0 | 0 | 0 | 0 | 0 | 0 | 0 | 0 | 0
Scenario 1: Reference | PG&E | Com | Lighting | Com - Grocery | Energy Efficiency | 53389.4424 | 56931.4958 | 60100.9625 | 62800.4321 | 65508.1491 | 68538.1681 | 70322.4134 | 71574.6281 | 72271.0523 | 72691.4036 | 73936.6667 | 74550.891 | 74905.1303
Scenario 1: Reference | PG&E | Com | Lighting | Com - Health | Energy Efficiency | 140401.949 | 149933.3103 | 160444.0441 | 166987.9881 | 175132.5302 | 183531.8469 | 188742.0513 | 192462.5497 | 194670.7514 | 195207.7413 | 196866.5878 | 199333.8247 | 201173.208
Scenario 1: Reference | PG&E | Com | Lighting | Com - Lodging | Energy Efficiency | 0 | 0 | 0 | 0 | 0 | 0 | 0 | 0 | 0 | 0 | 0 | 0 | 0
Scenario 1: Reference | PG&E | Com | Lighting | Com - Office (Large) | Energy Efficiency | 179379.8421 | 196123.0725 | 212620.3882 | 227084.6753 | 242712.5757 | 258113.6517 | 270823.3766 | 282103.0309 | 292493.4137 | 302800.9363 | 314802.5931 | 324972.4589 | 334286.0167
Scenario 1: Reference | PG&E | Com | Lighting | Com - Office (Small) | Energy Efficiency | 0 | 0 | 0 | 0 | 0 | 0 | 0 | 0 | 0 | 0 | 0 | 0 | 0
Scenario 1: Reference | PG&E | Com | Lighting | Com - Other | Energy Efficiency | 0 | 0 | 0 | 0 | 0 | 0 | 0 | 0 | 0 | 0 | 0 | 0 | 0
Scenario 1: Reference | PG&E | Com | Lighting | Com - Refrig. Warehouse | Energy Efficiency | 1789.7258 | 1917.4961 | 2035.6898 | 2145.7251 | 2262.3991 | 2385.0643 | 2479.8567 | 2566.9569 | 2642.0204 | 2714.8896 | 2806.8739 | 2890.1193 | 2971.5603
Scenario 1: Reference | PG&E | Com | Lighting | Com - Restaurant | Energy Efficiency | 14783.5247 | 16114.9505 | 17370.7163 | 18486.6639 | 19630.154 | 40816.5593 | 46403.5006 | 47208.7752 | 47768.2785 | 29500.2156 | 25671.1103 | 17929.9721 | 92874.5787
Scenario 1: Reference | PG&E | Com | Lighting | Com - Retail | Energy Efficiency | 345241.7113 | 368939.8388 | 390877.6417 | 292027.3184 | 1208848.1117 | 432649.0032 | 453280.6711 | 466690.0642 | 477467.1949 | 487263.2188 | 501628.5474 | 513302.2668 | 524286.9062
Scenario 1: Reference | PG&E | Com | Lighting | Com - School | Energy Efficiency | 0 | 0 | 0 | 0 | 0 | 0 | 0 | 0 | 0 | 0 | 0 | 0 | 0
Scenario 1: Reference | PG&E | Com | Lighting | Com - Warehouse | Energy Efficiency | 2801.5828 | 3085.5138 | 3358.9952 | 3619.4297 | 3889.659 | 4177.8225 | 4455.0841 | 4716.1147 | 1507.9933 | 0 | 0 | 0 | 0
Scenario 1: Reference | PG&E | Com | WaterHeat | Com - College | Energy Efficiency | 629358.6885 | 856399.9212 | 745711.313 | 1827642.3727 | 1225232.5883 | 765892.343 | 951520.633 | 1140993.768 | 1308844.8735 | 1435861.0532 | 1490552.4334 | 1456300.3358 | 1334999.2585
Scenario 1: Reference | PG&E | Com | WaterHeat | Com - College | Fuel Substitution | 861674.4594 | 1119165.3432 | 1433364.1359 | 1835605.7261 | 2351067.7254 | 1748768.8062 | 2297173.8913 | 2928808.1124 | 3730058.57 | 4836117.4358 | 6330440.97 | 7865924.5123 | 9454062.7593
Scenario 1: Reference | PG&E | Com | WaterHeat | Com - Grocery | Energy Efficiency | 218987.0099 | 264172.9537 | 319011.6826 | 384826.2841 | 462335.3265 | 477403.4783 | 575106.1376 | 680866.4676 | 789195.3131 | 892336.2133 | 980348.287 | 1042262.0734 | 1068856.1357
Scenario 1: Reference | PG&E | Com | WaterHeat | Com - Grocery | Fuel Substitution | 43005.9394 | 55096.1706 | 70744.3852 | 90940.7596 | 116442.2127 | 0 | 0 | 0 | 0 | 0 | 0 | 0 | 0
Scenario 1: Reference | PG&E | Com | WaterHeat | Com - Health | Energy Efficiency | 1604527.3128 | 1824025.3514 | 2104501.553 | 2392904.1068 | 2666544.3057 | 1131437.1846 | 1348803.4401 | 1542730.917 | 1690065.9742 | 1761014.0211 | 1738024.9055 | 1621668.4315 | 1431399.3599
Scenario 1: Reference | PG&E | Com | WaterHeat | Com - Health | Fuel Substitution | 2406756.8654 | 3140001.8708 | 4054573.972 | 5218822.1229 | 6658423.6626 | 4796774.3589 | 6336507.8684 | 8125371.4352 | 10329092.2369 | 13378353.8485 | 17656254.5712 | 22085611.4661 | 26689572.8049
Scenario 1: Reference | PG&E | Com | WaterHeat | Com - Lodging | Energy Efficiency | 7700552.3655 | 8283500.7431 | 8901323.8452 | 9506538.559 | 10191532.6836 | 1392099.9586 | 1539039.2608 | 1629983.9894 | 1322330.7274 | 1217441.7153 | 6051.2389 | 960883.3385 | 777693.8662
Scenario 1: Reference | PG&E | Com | WaterHeat | Com - Lodging | Fuel Substitution | 2367669.892 | 3076787.0754 | 3965189.3167 | 5097067.2923 | 6499252.4121 | 4511024.0937 | 6013497.142 | 7684025.3778 | 9710518.8891 | 12756479.6404 | 16821898.8735 | 21027051.098 | 25393412.0688
Scenario 1: Reference | PG&E | Com | WaterHeat | Com - Office (Large) | Energy Efficiency | 2792931.697 | 3049719.9581 | 3208308.8455 | 3214393.8304 | 3067114.557 | 1255156.8147 | 829557.7333 | 409501.4928 | 48849.9786 | 2242.2087 | 2910.8323 | 3759.9826 | 4847.9063
Scenario 1: Reference | PG&E | Com | WaterHeat | Com - Office (Large) | Fuel Substitution | 482362.424 | 625327.6845 | 796398.7965 | 1016338.2379 | 1286055.4421 | 1168011.9359 | 1519915.5409 | 1923129.1503 | 2464333.7071 | 3293683.1009 | 4312819.6896 | 5355030.1345 | 6423769.2222
Scenario 1: Reference | PG&E | Com | WaterHeat | Com - Office (Small) | Energy Efficiency | 433101.7808 | 569033.7089 | 32539.9618 | 650642.8741 | 937062.3307 | 958342.2002 | 1122098.0257 | 1251892.1488 | 1318714.9704 | 1301074.8696 | 1194510.7588 | 1015760.5049 | 796816.7864
Scenario 1: Reference | PG&E | Com | WaterHeat | Com - Office (Small) | Fuel Substitution | 129922.704 | 168613.0772 | 217099.1364 | 232131.7988 | 309341.1203 | 293466.2991 | 385199.3989 | 492006.8006 | 610492.3115 | 824644.7233 | 1080393.8071 | 1342784.2788 | 1613571.771
Scenario 1: Reference | PG&E | Com | WaterHeat | Com - Other | Energy Efficiency | 2605643.1537 | 3160407.0512 | 3818809.0252 | 4596494.3953 | 5498002.2039 | 3246899.3882 | 3938372.5763 | 4642871.7169 | 5241348.0159 | 5721834.1628 | 5947403.0007 | 5854760.4695 | 5443528.5152
Scenario 1: Reference | PG&E | Com | WaterHeat | Com - Other | Fuel Substitution | 8511585.1565 | 11013071.8935 | 14191093.4762 | 18128135.3534 | 22968809.2822 | 16562130.7589 | 21717909.3451 | 27651105.6384 | 35305909.3612 | 45590694.7932 | 59609114.4759 | 73982709.3856 | 88805613.9403
Scenario 1: Reference | PG&E | Com | WaterHeat | Com - Refrig. Warehouse | Energy Efficiency | 49441.8196 | 64964.5066 | 83302.202 | 106362.5472 | 134941.5692 | 153309.8972 | 192466.6049 | 236607.9944 | 283316.5503 | 328500.7372 | 366585.4844 | 391551.581 | 398296.8549
Scenario 1: Reference | PG&E | Com | WaterHeat | Com - Refrig. Warehouse | Fuel Substitution | 23790.6851 | 30923.2655 | 39982.4535 | 51459.8426 | 65691.1886 | 45150.9924 | 59355.4051 | 75982.1442 | 94550.5348 | 124058.2712 | 163741.3231 | 204810.7624 | 247403.5326
Scenario 1: Reference | PG&E | Com | WaterHeat | Com - Restaurant | Energy Efficiency | 902427.0516 | 1087710.1708 | 1304836.6447 | 1553237.7404 | 1830479.1216 | 516152.9633 | 588170.952 | 642013.0501 | 665707.4974 | 652154.6803 | 100886.6343 | 546184.6016 | 629317.3881
Scenario 1: Reference | PG&E | Com | WaterHeat | Com - Restaurant | Fuel Substitution | 4130183.9448 | 5338923.4095 | 6844232.7531 | 8714144.7955 | 10986705.1918 | 9879369.6186 | 12881243.482 | 16336075.138 | 20136177.2026 | 25965755.8387 | 33830037.4041 | 37635658.0177 | 48102260.1761
Scenario 1: Reference | PG&E | Com | WaterHeat | Com - Retail | Energy Efficiency | 793662.5415 | 1050143.2003 | 1062239.9482 | 1571403.0969 | 2103263.0649 | 2396870.7547 | 2891097.6225 | 3372955.6563 | 3761233.7051 | 4029172.5133 | 4097303.6481 | 3936784.765 | 3562640.0237
Scenario 1: Reference | PG&E | Com | WaterHeat | Com - Retail | Fuel Substitution | 211091.1837 | 274494.9445 | 343788.4965 | 400138.1796 | 512656.7979 | 510260.5286 | 668946.2183 | 851079.3707 | 1099334.1303 | 1440866.9035 | 1884445.8115 | 2339066.8557 | 2807917.2523
Scenario 1: Reference | PG&E | Com | WaterHeat | Com - School | Energy Efficiency | 1644368.9179 | 1895578.9523 | 2134111.7675 | 2329919.996 | 2452086.5736 | 1155882.6006 | 978609.7186 | 742143.6975 | 487788.5397 | 252245.1571 | 57134.6903 | 31503.9001 | 34132.9895
Scenario 1: Reference | PG&E | Com | WaterHeat | Com - School | Fuel Substitution | 1507865.7583 | 1952306.2588 | 2508293.6379 | 3201937.7112 | 3860366.714 | 3237570.0022 | 4216920.9916 | 5325911.6747 | 7003798.8585 | 9310006.2449 | 12138266.0116 | 15027190.9874 | 17992695.1626
Scenario 1: Reference | PG&E | Com | WaterHeat | Com - Warehouse | Energy Efficiency | 569445.5244 | 743738.031 | 963026.3302 | 1233380.6551 | 1557704.8264 | 1876214.6304 | 2291610.2522 | 2713462.0712 | 3083743.1253 | 3394281.0193 | 3572342.8071 | 3579657.6839 | 3406068.9858
Scenario 1: Reference | PG&E | Com | WaterHeat | Com - Warehouse | Fuel Substitution | 23193.1794 | 30388.222 | 38717.2994 | 50004.5657 | 64030.2162 | 39692.9453 | 52382.5904 | 67107.1985 | 87003.6518 | 115185.1381 | 151451.3542 | 188886.4641 | 227715.3577
Scenario 1: Reference | PG&E | Com | WholeBlg | Com - College | Energy Efficiency | 265110.1511 | 272786.0871 | 279337.0295 | 285772.0892 | 295042.1632 | 311548.9372 | 329170.667 | 346844.577 | 363871.2286 | 387638.818 | 405145.4858 | 416057.3732 | 435676.2266
Scenario 1: Reference | PG&E | Com | WholeBlg | Com - Grocery | Energy Efficiency | 1740241.2701 | 1791330.1031 | 1836397.1252 | 1878334.1835 | 1947661.1495 | 2081779.6062 | 2215392.3964 | 2416270.5433 | 2553342.5351 | 2743196.119 | 2887537.0114 | 2975470.1205 | 3048941.1454
Scenario 1: Reference | PG&E | Com | WholeBlg | Com - Health | Energy Efficiency | 2064768.9948 | 2138998.6432 | 2206022.8843 | 2270263.5461 | 2365893.5941 | 2533922.9544 | 2705218.1148 | 2901415.2457 | 3075390.0854 | 3317105.8489 | 3501908.8017 | 3624585.1106 | 3741864.4681
Scenario 1: Reference | PG&E | Com | WholeBlg | Com - Lodging | Energy Efficiency | 314398.9575 | 325379.511 | 335373.6019 | 345091.4601 | 359066.05 | 382542.1403 | 406685.7339 | 429394.6226 | 454369.9353 | 487731.9812 | 514886.4959 | 534486.5534 | 553072.5369
Scenario 1: Reference | PG&E | Com | WholeBlg | Com - Office (Large) | Energy Efficiency | 2856131.1396 | 2941697.6572 | 3015088.9875 | 3081871.9281 | 3191552.401 | 3403647.4852 | 3623281.6343 | 3752508.4026 | 3965149.384 | 4261998.5071 | 4487965.8475 | 4631111.6147 | 4794003.3473
Scenario 1: Reference | PG&E | Com | WholeBlg | Com - Office (Small) | Energy Efficiency | 508596.3865 | 524258.2158 | 538192.9568 | 551128.0197 | 571918.5668 | 611109.6654 | 651152.4459 | 708950.2705 | 749284.1074 | 804964.8741 | 847608.5664 | 874635.7404 | 902812.5024
Scenario 1: Reference | PG&E | Com | WholeBlg | Com - Other | Energy Efficiency | 2249918.3695 | 2428933.2089 | 2594011.8813 | 2736541.1566 | 2933912.6303 | 3257639.9935 | 3566465.0468 | 3760617.1442 | 4031406.5085 | 4382057.2897 | 4677674.2622 | 4896980.5593 | 5076685.2222
Scenario 1: Reference | PG&E | Com | WholeBlg | Com - Refrig. Warehouse | Energy Efficiency | 254075.5545 | 264732.817 | 274797.5859 | 284346.156 | 298231.2089 | 322056.1731 | 345837.2839 | 389893.725 | 415873.2753 | 449789.1041 | 477830.6502 | 496741.1115 | 506001.1113
Scenario 1: Reference | PG&E | Com | WholeBlg | Com - Restaurant | Energy Efficiency | 763663.8353 | 788539.4453 | 811212.382 | 832921.9662 | 865460.2825 | 921770.0874 | 978315.7835 | 1040948.8714 | 1099316.9979 | 1181226.1976 | 1243457.8148 | 1271980.132 | 1464093.4904
Scenario 1: Reference | PG&E | Com | WholeBlg | Com - Retail | Energy Efficiency | 1066108.5406 | 1094115.617 | 1118691.5238 | 1065269.5646 | 1860921.9723 | 1248481.057 | 1326575.0164 | 1421659.7613 | 1496670.024 | 1600771.7772 | 1679302.9349 | 1727768.2704 | 1801311.8675
Scenario 1: Reference | PG&E | Com | WholeBlg | Com - School | Energy Efficiency | 451341.0941 | 466135.2051 | 479556.8072 | 492583.8907 | 510575.208 | 540419.8595 | 571629.3853 | 611203.6853 | 642909.1878 | 685208.7323 | 719450.7173 | 744200.534 | 776463.3375
Scenario 1: Reference | PG&E | Com | WholeBlg | Com - Warehouse | Energy Efficiency | 1143100.4639 | 1187028.384 | 1227631.4415 | 1265753.8272 | 1306605.2366 | 1407723.6085 | 1509509.1998 | 1718065.075 | 1829185.6228 | 1976445.5089 | 2095778.3482 | 2175226.0889 | 2228622.0546
Scenario 1: Reference | PG&E | Ind | WholeBlg | Ind - All Other Industrial | Energy Efficiency | 634778.4543 | 659736.4141 | 682807.5052 | 706147.5329 | 732918.6851 | 768747.331 | 806968.0831 | 847009.1856 | 888282.6955 | 932697.2007 | 979702.3056 | 1025481.2352 | 1074464.9242
Scenario 1: Reference | PG&E | Ind | WholeBlg | Ind - Chemicals | Energy Efficiency | 16164985.75 | 17043947.4837 | 17948130.8286 | 18888760.2015 | 19885444.547 | 20957161.5303 | 22080318 | 23256083.731 | 24502009.7286 | 25827853.8963 | 27230163.8729 | 28690890.9312 | 30235025.1979
Scenario 1: Reference | PG&E | Ind | WholeBlg | Ind - Electronics | Energy Efficiency | 3384493.8741 | 3497286.4059 | 3592588.2215 | 3684781.4072 | 3799765.5688 | 3986283.8671 | 4186215.612 | 4392160.1048 | 4598752.0936 | 4820208.1267 | 5049929.3351 | 5254896.5785 | 5473074.435
Scenario 1: Reference | PG&E | Ind | WholeBlg | Ind - Fabricated Metals | Energy Efficiency | 1360127.9583 | 1431509.637 | 1501470.0939 | 1567815.4068 | 1638561.2592 | 1722899.8586 | 1810619.79 | 1901778.8218 | 1996155.7989 | 2096953.1317 | 2202522.2036 | 2306105.0239 | 2414952.0701
Scenario 1: Reference | PG&E | Ind | WholeBlg | Ind - Food | Energy Efficiency | 30994447.0264 | 32541204.0079 | 34117525.5499 | 35750385.1631 | 37475913.333 | 39361560.6087 | 41358601.3239 | 43457641.3415 | 45668606.8568 | 48019793.9878 | 50501643.7209 | 53076107.4466 | 55795896.8907
Scenario 1: Reference | PG&E | Ind | WholeBlg | Ind - Industrial Machinery | Energy Efficiency | 799498.2603 | 840067.3435 | 878993.7862 | 913645.2303 | 950518.4746 | 999297.1623 | 1051264.5258 | 1105199.4276 | 1160590.6084 | 1220215.6335 | 1282289.519 | 1340733.7265 | 1402096.2369
Scenario 1: Reference | PG&E | Ind | WholeBlg | Ind - Lumber & Furniture | Energy Efficiency | 516832.2523 | 533143.3719 | 546682.3497 | 559917.7123 | 576583.9849 | 603147.0598 | 630994.3728 | 659723.9769 | 688568.6906 | 719662.3955 | 752056.2156 | 780927.0115 | 811686.8883
Scenario 1: Reference | PG&E | Ind | WholeBlg | Ind - Paper | Energy Efficiency | 1118790.4439 | 1176107.8308 | 1236138.6134 | 1300031.6569 | 1368125.3007 | 1442729.6961 | 1522163.0043 | 1607421.0517 | 1698970.0046 | 1798688.9099 | 1906191.2492 | 2019280.2903 | 2140312.6748
Scenario 1: Reference | PG&E | Ind | WholeBlg | Ind - Petroleum | Energy Efficiency | 45308992.8654 | 47608558.1774 | 50005683.2623 | 52524371.2227 | 55170722.2885 | 57968857.3986 | 60905058.9556 | 63982488.4926 | 67248205.2641 | 70714731.7808 | 74358486.783 | 78152789.3896 | 82161456.0893
Scenario 1: Reference | PG&E | Ind | WholeBlg | Ind - Plastics | Energy Efficiency | 661680.6535 | 706835.7341 | 750095.3734 | 793652.7669 | 843555.5476 | 906620.1456 | 970573.3643 | 1034040.7453 | 1101020.2195 | 1173856.328 | 1251152.8849 | 1326253.2553 | 1406071.5881
Scenario 1: Reference | PG&E | Ind | WholeBlg | Ind - Primary Metals | Energy Efficiency | 1687358.752 | 1773416.4309 | 1861690.4838 | 1952529.0712 | 2048976.093 | 2156917.2252 | 2271735.1851 | 2392675.5429 | 2519497.0445 | 2654246.4559 | 2796230.5031 | 2941995.581 | 3096125.5372
Scenario 1: Reference | PG&E | Ind | WholeBlg | Ind - Printing & Publishing | Energy Efficiency | 471062.3385 | 488943.8331 | 505287.0126 | 521820.2789 | 540758.239 | 566888.1657 | 594667.7329 | 623648.4361 | 653501.3062 | 685641.7369 | 719247.7738 | 750929.2738 | 784647.0856
Scenario 1: Reference | PG&E | Ind | WholeBlg | Ind - Stone-Glass-Clay | Energy Efficiency | 12790554.3007 | 13580283.1704 | 14375266.9842 | 15193383.2693 | 16055670.2109 | 16970873.5316 | 17924357.7894 | 18930189.0969 | 19992612.8061 | 21123936.986 | 22326815.5233 | 23591640.9912 | 24929441.2999
Scenario 1: Reference | PG&E | Ind | WholeBlg | Ind - Textiles | Energy Efficiency | 49489.8618 | 51467.4144 | 53388.0019 | 55301.4794 | 57406.2628 | 60046.7494 | 62842.6756 | 65749.5713 | 68748.2613 | 71950.724 | 75312.0702 | 78625.167 | 82145.8007
Scenario 1: Reference | PG&E | Ind | WholeBlg | Ind - Transportation Equipment | Energy Efficiency | 1373323.5743 | 1429527.9569 | 1486035.4585 | 1542589.0576 | 1604477.8126 | 1680879.3593 | 1762529.5333 | 1847856.3568 | 1936223.2783 | 2030279.2592 | 2128649.5144 | 2225501.9247 | 2327781.3055
Scenario 1: Reference | PG&E | Res | AppPlug | Res - Multi Family | Energy Efficiency | 0 | 0 | 46239.8711 | 62822.6438 | 65918.2966 | 69234.6805 | 72422.1625 | 73650.6343 | 76739.4888 | 79947.9698 | 83610.9814 | 87550.6362 | 90317.6925
Scenario 1: Reference | PG&E | Res | AppPlug | Res - Multi Family | Fuel Substitution | 34.6496 | 39.5952 | 45.1102 | 51.2286 | 57.8858 | 0 | 0 | 0 | 0 | 0 | 0 | 0 | 0
Scenario 1: Reference | PG&E | Res | AppPlug | Res - Single Family | Energy Efficiency | 243.3524 | 300.1191 | 354.757 | 406.3996 | 457.6936 | 0 | 0 | 0 | 0 | 0 | 0 | 197143.7957 | 237478.217
Scenario 1: Reference | PG&E | Res | AppPlug | Res - Single Family | Fuel Substitution | 198.7028 | 226.7637 | 257.8784 | 292.383 | 330.002 | 0 | 0 | 0 | 0 | 0 | 0 | 0 | 0
Scenario 1: Reference | PG&E | Res | BROs | Income Qualified - Multi Family IQ | Energy Efficiency | 1925010.1581 | 2131990.5869 | 2332505.3919 | 2395934.5671 | 2413049.2415 | 2815219.7904 | 3068163.7585 | 3308919.6346 | 3574804.1631 | 3570692.8855 | 3864978.0549 | 3719606.2831 | 4001190.0617
Scenario 1: Reference | PG&E | Res | BROs | Income Qualified - Single Family IQ | Energy Efficiency | 7075722.268 | 7814736.2513 | 8519532.6361 | 8710741.4231 | 8727781.7418 | 10161305.6794 | 11049006.865 | 11877437.5868 | 12789563.2131 | 12706316.4419 | 13700167.8466 | 13276655.6147 | 14237199.448
Scenario 1: Reference | PG&E | Res | BROs | Res - Multi Family | Energy Efficiency | 19035785.855 | 20934720.2434 | 22768347.5405 | 23404596.5875 | 23646201.2882 | 27258507.3025 | 29589423.7973 | 31807402.4891 | 34249169.501 | 34351727.7303 | 37042575.8612 | 39979858.3778 | 43162855.6131
Scenario 1: Reference | PG&E | Res | BROs | Res - Single Family | Energy Efficiency | 4866331.1106 | 5370740.3555 | 5862147.7539 | 6037415.3672 | 6107872.8002 | 7074682.042 | 7695070.786 | 8291132.1781 | 8948659.7243 | 8984374.6053 | 9715854.0326 | 10514585.2768 | 11379947.1767
Scenario 1: Reference | PG&E | Res | BldgEnv | Res - Single Family | Energy Efficiency | 77391.4945 | 101931.9154 | 116112.8504 | 123233.1529 | 126601.6538 | 128058.2931 | 128375.7476 | 127679.6699 | 126771.6416 | 0 | 0 | 0 | 0
Scenario 1: Reference | PG&E | Res | HVAC | Res - Multi Family | Energy Efficiency | 195220.866 | 224354.8573 | 459162.976 | 279140.7719 | 305308.0008 | 330202.6842 | 352299.8171 | 346539.9328 | 365273.5176 | 383281.0623 | 404418.9635 | 514099.1639 | 504255.7208
Scenario 1: Reference | PG&E | Res | HVAC | Res - Multi Family | Fuel Substitution | 455.3153 | 684.2564 | 771.705 | 867.8146 | 1039.7925 | 392.137 | 425.6804 | 456.5952 | 483.782 | 518.203 | 554.0904 | 582.047 | 604.8867
Scenario 1: Reference | PG&E | Res | HVAC | Res - Single Family | Energy Efficiency | 7434831.6251 | 8195806.9408 | 9738586.8132 | 5684607.672 | 6070214.0967 | 1602569.3065 | 1681557.7905 | 1751663.4013 | 821796.5843 | 676877.2339 | 708620.5399 | 1317575.6089 | 1356411.0399
Scenario 1: Reference | PG&E | Res | HVAC | Res - Single Family | Fuel Substitution | 17583.1692 | 20470.0294 | 25775.7411 | 29846.4754 | 34316.8244 | 4325.2392 | 4701.2758 | 5045.7964 | 281.7178 | 309.5556 | 335.3614 | 355.4589 | 372.8613
Scenario 1: Reference | PG&E | Res | WaterHeat | Res - Multi Family | Energy Efficiency | 1395730.143 | 1572096.2232 | 1750025.101 | 1900787.8562 | 2038074.4321 | 1218157.3372 | 1271243.566 | 1243257.9156 | 1286577.0438 | 1330575.945 | 1385283.5958 | 1446822.1997 | 1453297.7353
Scenario 1: Reference | PG&E | Res | WaterHeat | Res - Multi Family | Fuel Substitution | 2083933.3415 | 2436230.253 | 2851934.4133 | 3340235.3951 | 3872703.9824 | 122892.9373 | 147854.5395 | 172858.7656 | 196007.567 | 221814.9616 | 257781.5178 | 292755.3667 | 321067.0104
Scenario 1: Reference | PG&E | Res | WaterHeat | Res - Single Family | Energy Efficiency | 6689191.8101 | 7996677.805 | 9082483.251 | 9977121.737 | 10774043.7462 | 4516878.3419 | 4676466.791 | 4817843.1546 | 4958167.2524 | 5112025.2632 | 5301884.0668 | 5498693.4641 | 5703063.3661
Scenario 1: Reference | PG&E | Res | WaterHeat | Res - Single Family | Fuel Substitution | 145173.8692 | 219093.7263 | 297436.4882 | 385764.124 | 486679.5358 | 871154.9975 | 1046628.9134 | 1221430.0348 | 1382886.5533 | 1543511.4904 | 1785655.4462 | 2028994.4637 | 2228292.3194
Scenario 1: Reference | PG&E | Res | WholeBlg | Res - Multi Family | Energy Efficiency | 0 | 0 | 15801.1965 | 17170.0905 | 17868.0872 | 18502.1336 | 4670345.7257 | 4623503.6596 | 4461713.0314 | 4312340.4053 | 4141752.6089 | 6621238.5721 | 6374042.5984
Scenario 1: Reference | PG&E | Res | WholeBlg | Res - Single Family | Energy Efficiency | 0 | 0 | 64405.8922 | 70076.0413 | 72028.5358 | 73744.5754 | 72467.9196 | 70127.3232 | 66466.2954 | 63527.5147 | 60180.6217 | 57404.4128 | 9180250.5207
Scenario 1: Reference | SCE | Ag | WholeBlg | Ag - Dairies, fishing, hunting | Energy Efficiency | 143341.7142 | 151895.853 | 160658.4973 | 169897.1376 | 181376.2676 | 194190.3043 | 203301.397 | 207542.9389 | 211541.6833 | 215554.6781 | 218866.2766 | 219268.0312 | 219778.5406
Scenario 1: Reference | SCE | Ag | WholeBlg | Ag - Irrigated Agriculture, vineyards, forestry and greenhouses | Energy Efficiency | 345019.7311 | 382363.9099 | 420649.6768 | 461059.3362 | 508856.3108 | 561264.6481 | 603890.4198 | 633389.1888 | 663000.4251 | 693453.2442 | 722058.8431 | 741135.041 | 760542.9406
Scenario 1: Reference | SCE | Ag | WholeBlg | Ag - Water pumping | Energy Efficiency | 1996770.9197 | 2101720.6 | 2209395.1535 | 2323000.8178 | 2466234.9348 | 2627106.691 | 2737271.808 | 2780704.2347 | 2820116.8475 | 2859003.7583 | 2888247.6062 | 2879035.6405 | 2871259.9292
Scenario 1: Reference | SCE | Com | BROs | Com - Lodging | Energy Efficiency | 2949.0817 | 6374.3208 | 9678.5163 | 12625.8315 | 17797.5051 | 26851.2888 | 35934.2238 | 42891.4511 | 50702.2106 | 61490.0655 | 72619.3798 | 80866.477 | 88599.159
Scenario 1: Reference | SCE | Com | BROs | Com - Other | Energy Efficiency | 4738.7702 | 10199.1144 | 15428.2151 | 20044.5599 | 28140.1372 | 42285.8275 | 56416.7025 | 67105.4452 | 79051.2531 | 95522.3922 | 112409.5091 | 124765.0117 | 138332.7033
Scenario 1: Reference | SCE | Com | BROs | Com - Retail | Energy Efficiency | 9473.422 | 20325.5925 | 30683.1032 | 39707.3713 | 55533.1457 | 83144.3884 | 110530.0648 | 130998.6764 | 153724.1296 | 184983.3062 | 216686.7947 | 239451.5043 | 263631.5572
Scenario 1: Reference | SCE | Com | BldgEnv | Com - College | Energy Efficiency | 185.6284 | 208.7487 | 225.9703 | 235.7633 | 241.4663 | 240.7145 | 224.7476 | 195.6958 | 25.2017 | 0 | 0 | 0 | 0
Scenario 1: Reference | SCE | Com | BldgEnv | Com - Grocery | Energy Efficiency | 33.9197 | 37.5467 | 40.7862 | 44.3668 | 48.8965 | 53.5384 | 57.2533 | 60.6046 | 63.6705 | 0 | 0 | 0 | 0
Scenario 1: Reference | SCE | Com | BldgEnv | Com - Health | Energy Efficiency | 481.5375 | 458.2954 | 93.2916 | 88.9573 | 85.8453 | 81.8927 | 77.7703 | 74.6665 | 76.9384 | 0 | 0 | 0 | 0
Scenario 1: Reference | SCE | Com | BldgEnv | Com - Lodging | Energy Efficiency | 28.1153 | 36.1972 | 46.1458 | 58.5272 | 75.6635 | 98.3477 | 123.9392 | 150.9339 | 2.7505 | 0 | 0 | 0 | 0
Scenario 1: Reference | SCE | Com | BldgEnv | Com - Office (Large) | Energy Efficiency | 954.3651 | 1021.5671 | 1080.8609 | 1140.4307 | 1218.5482 | 1301.419 | 1358.7739 | 1397.0443 | 1420.3789 | 0 | 0 | 0 | 0
Scenario 1: Reference | SCE | Com | BldgEnv | Com - Office (Small) | Energy Efficiency | 35.6777 | 39.0515 | 42.3208 | 45.5411 | 2.9428 | 577.0529 | 51.2918 | 53.5572 | 55.6779 | 0 | 0 | 0 | 0
Scenario 1: Reference | SCE | Com | BldgEnv | Com - Other | Energy Efficiency | 894.0995 | 886.6974 | 844.2391 | 776.9491 | 706.3551 | 630.7052 | 547.491 | 514.1805 | 537.7073 | 0 | 0 | 0 | 0
Scenario 1: Reference | SCE | Com | BldgEnv | Com - Refrig. Warehouse | Energy Efficiency | 9.8324 | 1.0039 | 1.0788 | 1.129 | 1.2087 | 1.31 | 1.409 | 1.4805 | 1.5631 | 0 | 0 | 0 | 0
Scenario 1: Reference | SCE | Com | BldgEnv | Com - Restaurant | Energy Efficiency | 0 | 0 | 0 | 0 | 0 | 0 | 0 | 0 | 0 | 0 | 0 | 0 | 0
Scenario 1: Reference | SCE | Com | BldgEnv | Com - Retail | Energy Efficiency | 93.1828 | 101.6162 | 108.7859 | 116.4347 | 125.7253 | 134.3452 | 140.1105 | 144.2645 | 146.5653 | 0 | 0 | 0 | 0
Scenario 1: Reference | SCE | Com | BldgEnv | Com - School | Energy Efficiency | 52.9459 | 57.1466 | 61.3211 | 65.2108 | 69.2667 | 73.8913 | 77.0738 | 79.323 | 81.5716 | 0 | 0 | 0 | 0
Scenario 1: Reference | SCE | Com | BldgEnv | Com - Warehouse | Energy Efficiency | 300.2877 | 359.8647 | 420.6789 | 484.0252 | 558.7146 | 633.3976 | 683.5013 | 701.4045 | 148.502 | 0 | 0 | 0 | 0
Scenario 1: Reference | SCE | Com | ComRefrig | Com - College | Energy Efficiency | 1033.6989 | 725.8027 | 461.5187 | 256.2442 | 7611.4064 | 10104.343 | 10419.9155 | 11282.0318 | 11487.952 | 11315.057 | 12592.9583 | 13313.9278 | 13217.9562
Scenario 1: Reference | SCE | Com | ComRefrig | Com - Grocery | Energy Efficiency | 1463432.4593 | 857187.4746 | 382032.2216 | 158358.3186 | 52651.381 | 0 | 362327.401 | 1952176.1634 | 2573482.5572 | 2540244.3613 | 2529456.176 | 2508437.7099 | 2489825.6264
Scenario 1: Reference | SCE | Com | ComRefrig | Com - Health | Energy Efficiency | 0 | 0 | 0 | 0 | 50349.8965 | 70111.0055 | 70705.6605 | 69900.2305 | 68895.6522 | 67253.1037 | 74827.2738 | 78508.5726 | 78389.678
Scenario 1: Reference | SCE | Com | ComRefrig | Com - Refrig. Warehouse | Energy Efficiency | 2469.0177 | 1875.3286 | 1294.571 | 804.5132 | 433.6028 | 167.0906 | 452.7684 | 2041.4267 | 2605.7488 | 2585.8094 | 2582.239 | 2578.3158 | 2573.3859
Scenario 1: Reference | SCE | Com | ComRefrig | Com - Restaurant | Energy Efficiency | 58935.8071 | 34396.3551 | 15281.2025 | 6067.6827 | 1941.2261 | 0 | 18855.4027 | 102028.2971 | 138526.3798 | 136646.2598 | 135879.6027 | 134521.3131 | 133283.5618
Scenario 1: Reference | SCE | Com | ComRefrig | Com - Retail | Energy Efficiency | 709690.4111 | 425966.3998 | 202816.0142 | 79646.9175 | 30228.8651 | 0 | 169431.9224 | 907863.0912 | 1202441.6369 | 1183236.821 | 1173591.288 | 1158391.8527 | 1143951.8958
Scenario 1: Reference | SCE | Com | ComRefrig | Com - School | Energy Efficiency | 186.6408 | 26.256 | 0 | 0 | 0 | 0 | 423.2377 | 2344.6434 | 3346.0028 | 3291.4239 | 3259.2217 | 3226.2999 | 3188.1733
Scenario 1: Reference | SCE | Com | FoodServ | Com - College | Energy Efficiency | 14847.0571 | 22679.6052 | 26423.4831 | 28967.3445 | 30843.845 | 42471.7323 | 48052.5709 | 49315.3165 | 53433.9281 | 57470.0364 | 59256.3155 | 62025.9114 | 62798.9977
Scenario 1: Reference | SCE | Com | FoodServ | Com - College | Fuel Substitution | 2270.6243 | 2735.1813 | 3243.7681 | 3801.2509 | 4394.3113 | 5052.3592 | 5861.7119 | 6837.7118 | 7950.313 | 9226.6538 | 10644.6951 | 12268.2566 | 14122.6199
Scenario 1: Reference | SCE | Com | FoodServ | Com - Grocery | Energy Efficiency | 71508.5873 | 133135.9284 | 159705.6429 | 172626.0713 | 187175.8169 | 274608.1928 | 317772.5497 | 326580.8646 | 358998.922 | 395820.6226 | 411406.2044 | 417396.3559 | 423350.5608
Scenario 1: Reference | SCE | Com | FoodServ | Com - Grocery | Fuel Substitution | 23549.7793 | 28068.4895 | 32983.0221 | 38330.3221 | 43969.7721 | 50209.3425 | 57670.3341 | 66475.4239 | 76638.4377 | 88271.0309 | 100980.9772 | 115493.7181 | 132461.1889
Scenario 1: Reference | SCE | Com | FoodServ | Com - Health | Energy Efficiency | 44898.4935 | 64899.3025 | 75733.7941 | 80417.1129 | 86676.1057 | 107081.9424 | 118556.3184 | 120745.5845 | 126824.8069 | 131601.5987 | 132435.8223 | 135225.6684 | 139051.3723
Scenario 1: Reference | SCE | Com | FoodServ | Com - Health | Fuel Substitution | 6742.2901 | 8115.7243 | 9618.4198 | 11263.3376 | 13021.5079 | 14980.6733 | 17322.1123 | 20090.9077 | 23251.949 | 26888.325 | 30872.5727 | 35432.1875 | 40851.229
Scenario 1: Reference | SCE | Com | FoodServ | Com - Lodging | Energy Efficiency | 64042.9077 | 114619.4668 | 139511.4948 | 149763.7501 | 161246.6814 | 186353.5206 | 202003.0279 | 207304.394 | 213322.9448 | 218749.1676 | 223278.2344 | 225825.403 | 228257.2134
Scenario 1: Reference | SCE | Com | FoodServ | Com - Lodging | Fuel Substitution | 6339.1092 | 7589.2877 | 8955.5046 | 10448.6155 | 12043.3596 | 13807.4951 | 15912.1997 | 18399.4819 | 21251.5151 | 24516.9327 | 28084.4584 | 32217.2506 | 37043.9014
Scenario 1: Reference | SCE | Com | FoodServ | Com - Office (Large) | Energy Efficiency | 7226.6941 | 7613.9546 | 7983.8455 | 8367.5387 | 8869.3797 | 9395.4073 | 9750.9027 | 9982.0623 | 10160.4803 | 10281.3707 | 10468.8819 | 10570.0963 | 10678.5077
Scenario 1: Reference | SCE | Com | FoodServ | Com - Office (Small) | Energy Efficiency | 1676.7331 | 1787.3914 | 1897.5067 | 2009.0201 | 1215.5749 | 9948.7468 | 2310.9504 | 2383.2497 | 2451.1629 | 2507.1023 | 2574.9984 | 2625.2663 | 2674.6216
Scenario 1: Reference | SCE | Com | FoodServ | Com - Other | Energy Efficiency | 59214.9044 | 315154.5597 | 418300.7792 | 454201.1935 | 490393.3391 | 641515.5113 | 723212.2867 | 739666.1534 | 775741.8432 | 817108.2667 | 839086.5373 | 849318.8897 | 860162.4492
Scenario 1: Reference | SCE | Com | FoodServ | Com - Other | Fuel Substitution | 25338.1547 | 30433.1489 | 36004.8347 | 42109.3647 | 48423.9737 | 55779.5614 | 64475.485 | 74854.5231 | 86622.4135 | 100017.7642 | 114571.3691 | 131301.4829 | 150231.1751
Scenario 1: Reference | SCE | Com | FoodServ | Com - Restaurant | Energy Efficiency | 406100.6087 | 924293.0624 | 1157423.7553 | 1248668.6805 | 1347224.7234 | 1614725.7812 | 1763581.6657 | 1803892.161 | 1889077.0232 | 1977442.9298 | 2026941.109 | 2048158.982 | 2070145.7128
Scenario 1: Reference | SCE | Com | FoodServ | Com - Restaurant | Fuel Substitution | 104411.1266 | 124682.9393 | 146810.9265 | 170970.6835 | 196580.3403 | 224828.2208 | 258598.1743 | 298544.9577 | 344145.6486 | 396297.1803 | 453021.1537 | 518221.9946 | 593441.1919
Scenario 1: Reference | SCE | Com | FoodServ | Com - Retail | Energy Efficiency | 25339.2935 | 27857.7428 | 30028.4905 | 32259.2109 | 34903.3493 | 37448.6893 | 39234.5186 | 40665.775 | 41826.8165 | 42766.4373 | 43870.6475 | 44549.5515 | 45243.914
Scenario 1: Reference | SCE | Com | FoodServ | Com - School | Energy Efficiency | 67197.296 | 124183.0429 | 154234.9833 | 164490.588 | 174318.9427 | 233048.9102 | 267984.5893 | 271204.4094 | 277177.6777 | 283264.4359 | 286716.756 | 288429.9999 | 289218.355
Scenario 1: Reference | SCE | Com | FoodServ | Com - School | Fuel Substitution | 3810.8396 | 4578.8084 | 5416.5563 | 6332.0999 | 7313.7392 | 8433.0941 | 9785.6011 | 11406.863 | 13277.6384 | 15421.3353 | 17788.2923 | 20518.4145 | 23718.5954
Scenario 1: Reference | SCE | Com | HVAC | Com - College | Energy Efficiency | 43071.584 | 47060.2742 | 51973.2467 | 57188.1622 | 61550.3408 | 67909.8978 | 73312.879 | 76801.251 | 80013.8731 | 82554.6836 | 85555.9693 | 91210.553 | 93606.7716
Scenario 1: Reference | SCE | Com | HVAC | Com - College | Fuel Substitution | 26788.0147 | 28638.1901 | 30247.6753 | 31665.9476 | 33022.4527 | 0 | 0 | 0 | 0 | 0 | 0 | 0 | 0
Scenario 1: Reference | SCE | Com | HVAC | Com - Grocery | Energy Efficiency | 103246.2247 | 166893.3253 | 195783.3885 | 220628.7266 | 248973.1715 | 280194.8037 | 308668.4855 | 334696.8481 | 358860.4234 | 384267.0925 | 412049.6101 | 437701.6877 | 463902.0674
Scenario 1: Reference | SCE | Com | HVAC | Com - Grocery | Fuel Substitution | 1464609.3201 | 1536445.3764 | 1597296.7337 | 1651595.1786 | 1698345.5201 | 69761.7648 | 71311.0659 | 71297.9467 | 70881.3965 | 70165.2405 | 69500.2147 | 68330.7504 | 67163.7979
Scenario 1: Reference | SCE | Com | HVAC | Com - Health | Energy Efficiency | 92678.5318 | 100683.4793 | 188084.4517 | 224455.5777 | 269159.721 | 318228.7104 | 418706.7498 | 443216.2214 | 183159.8588 | 144043.42 | 146035.299 | 149033.0935 | 152556.4395
Scenario 1: Reference | SCE | Com | HVAC | Com - Health | Fuel Substitution | 381638.6883 | 404521.4363 | 424303.124 | 441901.4094 | 458107.9846 | 57016.6991 | 58884.6183 | 59415.1082 | 59540.3535 | 59353.2666 | 59167.1667 | 58513.424 | 57811.8445
Scenario 1: Reference | SCE | Com | HVAC | Com - Lodging | Energy Efficiency | 131673.2615 | 149971.8055 | 168672.8407 | 245189.1701 | 298626.7154 | 337415.1208 | 370521.8934 | 399402.932 | 156996.0842 | 78060.856 | 80061.005 | 81518.3745 | 82932.6655
Scenario 1: Reference | SCE | Com | HVAC | Com - Lodging | Fuel Substitution | 223406.3381 | 253544.3294 | 265090.8718 | 275177.0414 | 288449.0108 | 24215.0155 | 24815.68 | 24861.1775 | 24715.8459 | 24499.4519 | 24296.2735 | 23909.1556 | 23519.6173
Scenario 1: Reference | SCE | Com | HVAC | Com - Office (Large) | Energy Efficiency | 31620.4767 | 33731.3407 | 35617.2385 | 37400.149 | 39541.338 | 41777.829 | 43244.7502 | 44149.3129 | 44803.0363 | 45296.386 | 45960.5257 | 46243.8276 | 46564.9684
Scenario 1: Reference | SCE | Com | HVAC | Com - Office (Large) | Fuel Substitution | 705.9997 | 728.2552 | 744.9832 | 758.0981 | 765.4817 | 0 | 0 | 0 | 0 | 0 | 0 | 0 | 0
Scenario 1: Reference | SCE | Com | HVAC | Com - Office (Small) | Energy Efficiency | 38293.8969 | 42216.6348 | 46071.4552 | 49850.6587 | 10783.4362 | 528447.4917 | 57476.8593 | 60362.0883 | 63067.7479 | 65505.1963 | 68064.0339 | 70083.816 | 72051.3553
Scenario 1: Reference | SCE | Com | HVAC | Com - Office (Small) | Fuel Substitution | 7322.7249 | 7826.5978 | 8262.4987 | 8643.7062 | 8743.4099 | 0 | 0 | 0 | 0 | 0 | 0 | 0 | 0
Scenario 1: Reference | SCE | Com | HVAC | Com - Other | Energy Efficiency | 623033.4668 | 704989.2693 | 791236.4236 | 876467.0756 | 971401.0292 | 1074879.2429 | 1170958.3459 | 1244868.9551 | 1261433.3435 | 1334922.2659 | 1413323.7629 | 1480545.3836 | 1550596.1042
Scenario 1: Reference | SCE | Com | HVAC | Com - Other | Fuel Substitution | 1256914.2902 | 1532484.0885 | 1607280.1138 | 1674666.2454 | 1773666.2713 | 296.2918 | 302.5772 | 302.5497 | 301.1925 | 298.8617 | 296.9614 | 293.0467 | 289.2312
Scenario 1: Reference | SCE | Com | HVAC | Com - Restaurant | Energy Efficiency | 24391.7055 | 27216.5035 | 30093.3055 | 33043.3123 | 36440.13 | 39659.3473 | 42184.4255 | 44316.6222 | 46297.9063 | 48037.0962 | 49881.1165 | 51224.034 | 52556.0447
Scenario 1: Reference | SCE | Com | HVAC | Com - Restaurant | Fuel Substitution | 34090.9956 | 36278.5854 | 38134.079 | 39725.0581 | 41229.7919 | 45.6068 | 46.4971 | 46.4173 | 46.1229 | 45.6726 | 45.2823 | 44.588 | 43.9095
Scenario 1: Reference | SCE | Com | HVAC | Com - Retail | Energy Efficiency | 305883.7165 | 352710.1562 | 496777.2534 | 610919.4355 | 699821.0571 | 789850.5667 | 872117.5873 | 950525.2833 | 332522.5542 | 142246.1699 | 147357.6798 | 150718.7644 | 153890.6212
Scenario 1: Reference | SCE | Com | HVAC | Com - Retail | Fuel Substitution | 90153.5348 | 95919.4673 | 100751.5713 | 104831.8564 | 108484.506 | 72580.0173 | 75005.8297 | 75586.5872 | 3834.8806 | 3799.3599 | 3761.6425 | 3688.6073 | 112.8197
Scenario 1: Reference | SCE | Com | HVAC | Com - School | Energy Efficiency | 53224.6803 | 58292.2564 | 63414.3705 | 68234.9915 | 87335.9281 | 89290.1629 | 85394.3522 | 86223.7347 | 89461.2867 | 92585.4583 | 95520.8122 | 98276.7884 | 100410.4982
Scenario 1: Reference | SCE | Com | HVAC | Com - School | Fuel Substitution | 15521.8423 | 16338.5293 | 17012.8286 | 17576.0265 | 37465.8889 | 0 | 0 | 0 | 0 | 0 | 0 | 0 | 0
Scenario 1: Reference | SCE | Com | HVAC | Com - Warehouse | Energy Efficiency | 2872.638 | 3148.8317 | 3406.7438 | 3668.5247 | 4040.8 | 4354.1911 | 4596.7215 | 4783.3323 | 4483.5022 | 4610.5619 | 4745.9499 | 4840.5501 | 4939.776
Scenario 1: Reference | SCE | Com | HVAC | Com - Warehouse | Fuel Substitution | 263946.6683 | 279107.0873 | 292405.962 | 304515.6432 | 315335.5449 | 29.586 | 30.3862 | 30.5238 | 0 | 0 | 0 | 0 | 0
Scenario 1: Reference | SCE | Com | Lighting | Com - College | Energy Efficiency | 0 | 17426.4367 | 25395.9432 | 28491.3865 | 31530.9564 | 34898.7583 | 37813.9722 | 40131.9208 | 42333.037 | 44249.3633 | 46442.513 | 49160.9207 | 51706.7276
Scenario 1: Reference | SCE | Com | Lighting | Com - Grocery | Energy Efficiency | 118344.0155 | 131276.913 | 143737.9476 | 156294.9182 | 170071.7948 | 183284.8773 | 193559.1129 | 202145.2097 | 210088.8897 | 216901.4587 | 224943.4781 | 231692.733 | 238146.6206
Scenario 1: Reference | SCE | Com | Lighting | Com - Health | Energy Efficiency | 129557.3866 | 143980.0136 | 158922.6678 | 172214.9225 | 187260.203 | 201358.3015 | 213453.3612 | 221984.4751 | 229907.532 | 235666.4127 | 242108.43 | 249973.7251 | 258347.9189
Scenario 1: Reference | SCE | Com | Lighting | Com - Lodging | Energy Efficiency | 0 | 0 | 0 | 0 | 0 | 0 | 0 | 0 | 0 | 0 | 0 | 0 | 0
Scenario 1: Reference | SCE | Com | Lighting | Com - Office (Large) | Energy Efficiency | 0 | 58827.8195 | 111586.4361 | 123184.2664 | 136033.0674 | 148768.0427 | 159051.8686 | 167709.4395 | 175328.7128 | 181900.182 | 189612.3227 | 196005.7332 | 202144.8315
Scenario 1: Reference | SCE | Com | Lighting | Com - Office (Small) | Energy Efficiency | 0 | 0 | 0 | 0 | 0 | 0 | 0 | 0 | 0 | 0 | 0 | 0 | 0
Scenario 1: Reference | SCE | Com | Lighting | Com - Other | Energy Efficiency | 0 | 0 | 0 | 0 | 0 | 0 | 0 | 0 | 0 | 0 | 0 | 0 | 0
Scenario 1: Reference | SCE | Com | Lighting | Com - Refrig. Warehouse | Energy Efficiency | 8544.2586 | 2784.2606 | 3046.2732 | 3284.7255 | 3550.3292 | 3816.8355 | 4035.5521 | 4202.2623 | 4368.0195 | 4515.6787 | 4679.5104 | 4833.5653 | 4979.4944
Scenario 1: Reference | SCE | Com | Lighting | Com - Restaurant | Energy Efficiency | 76089.6508 | 84684.6513 | 93318.8595 | 101975.1148 | 111343.0674 | 120079.9204 | 126939.041 | 132560.4072 | 137833.7734 | 142427.0672 | 147747.3916 | 152240.5312 | 156508.4859
Scenario 1: Reference | SCE | Com | Lighting | Com - Retail | Energy Efficiency | 479583.5523 | 531941.4968 | 582471.7308 | 633218.8402 | 688416.5846 | 741074.9805 | 782017.7867 | 815520.2102 | 845979.7998 | 872300.0833 | 903138.2646 | 928634.2888 | 953077.1786
Scenario 1: Reference | SCE | Com | Lighting | Com - School | Energy Efficiency | 0 | 0 | 0 | 0 | 0 | 0 | 0 | 0 | 0 | 0 | 0 | 0 | 0
Scenario 1: Reference | SCE | Com | Lighting | Com - Warehouse | Energy Efficiency | 9008.2856 | 10354.8831 | 11711.2782 | 13137.613 | 14739.416 | 35360.2812 | 42075.5286 | 44024.8259 | 10389.5475 | 0 | 0 | 0 | 0
Scenario 1: Reference | SCE | Com | WaterHeat | Com - College | Energy Efficiency | 411.7239 | 524.8369 | 668.4015 | 848.2781 | 1073.6329 | 1359.4396 | 1689.8387 | 2065.3709 | 2516.5385 | 3050.865 | 3723.5966 | 4558.8603 | 5528.3801
Scenario 1: Reference | SCE | Com | WaterHeat | Com - College | Fuel Substitution | 1903377.3071 | 1966683.3189 | 2032755.22 | 2103562.8822 | 2194195.3091 | 1527161.4503 | 1959720.3022 | 2345723.2865 | 2706694.5459 | 2903705.4508 | 3043611.0322 | 3119090.4121 | 3156555.6415
Scenario 1: Reference | SCE | Com | WaterHeat | Com - Grocery | Energy Efficiency | 1691.7559 | 2155.4321 | 2729.8635 | 3448.8582 | 4377.4313 | 5524.411 | 6843.7828 | 8377.3773 | 10222.2713 | 12419.079 | 15184.5935 | 18466.6192 | 22425.3812
Scenario 1: Reference | SCE | Com | WaterHeat | Com - Grocery | Fuel Substitution | 82315.55 | 84423.2622 | 86848.6814 | 89867.5576 | 93230.7425 | 0 | 0 | 0 | 0 | 0 | 0 | 0 | 0
Scenario 1: Reference | SCE | Com | WaterHeat | Com - Health | Energy Efficiency | 2671.3566 | 3419.7148 | 4367.2251 | 5521.4635 | 7023.3544 | 8872.8102 | 11043.5894 | 13513.0014 | 16488.0308 | 19983.2739 | 24337.1709 | 29681.2435 | 36200.0365
Scenario 1: Reference | SCE | Com | WaterHeat | Com - Health | Fuel Substitution | 4985016.0655 | 5157535.8047 | 5344848.5316 | 5552153.4044 | 5764408.4102 | 3856789.1574 | 4979123.8124 | 6003602.5668 | 6929825.2856 | 7477421.8391 | 7871865.0582 | 8096503.608 | 8222074.913
Scenario 1: Reference | SCE | Com | WaterHeat | Com - Lodging | Energy Efficiency | 544.1472 | 698.0424 | 891.4791 | 1131.9097 | 1443.2203 | 1830.4231 | 2280.4296 | 2802.2188 | 3430.7075 | 4182.3559 | 5129.0377 | 6257.9405 | 7621.3748
Scenario 1: Reference | SCE | Com | WaterHeat | Com - Lodging | Fuel Substitution | 4906964.6287 | 5069952.3135 | 5246671.1888 | 5485477.4038 | 5781175.9828 | 3883653.2357 | 5081600.9771 | 6138975.4747 | 7073598.4613 | 7643293.5664 | 8057460.0632 | 8293319.4549 | 8421791.5644
Scenario 1: Reference | SCE | Com | WaterHeat | Com - Office (Large) | Energy Efficiency | 1483.0367 | 1902.2356 | 2420.9131 | 3066.3077 | 3899.9693 | 4931.44 | 6111.2582 | 7470.9186 | 9086.582 | 11000.3555 | 13410.397 | 16249.107 | 19666.5216
Scenario 1: Reference | SCE | Com | WaterHeat | Com - Office (Large) | Fuel Substitution | 1224816.2203 | 1264909.7803 | 1327205.7213 | 1397910.1235 | 1486436.3238 | 1143930.7784 | 1482800.9149 | 1785041.4041 | 2075775.515 | 2229720.8711 | 2337334.1691 | 2391594.8097 | 2413530.9342
Scenario 1: Reference | SCE | Com | WaterHeat | Com - Office (Small) | Energy Efficiency | 328.2769 | 418.7658 | 531.5826 | 671.8327 | 578.1067 | 3062.3953 | 1280.5159 | 1603.7275 | 1986.6577 | 2437.6203 | 2997.8082 | 3658.223 | 4448.8212
Scenario 1: Reference | SCE | Com | WaterHeat | Com - Office (Small) | Fuel Substitution | 314040.041 | 323760.7994 | 334611.0991 | 346967.4339 | 312540.6686 | 269676.0762 | 346971.9032 | 415468.2623 | 467898.1858 | 502349.704 | 526667.6217 | 539368.8895 | 545235.7673
Scenario 1: Reference | SCE | Com | WaterHeat | Com - Other | Energy Efficiency | 21171.8365 | 27080.1891 | 34480.5528 | 43703.4024 | 55539.0538 | 70228.5935 | 87338.8877 | 107027.1758 | 130658.781 | 159119.9308 | 194937.039 | 237590.6562 | 289236.9148
Scenario 1: Reference | SCE | Com | WaterHeat | Com - Other | Fuel Substitution | 24011173.4725 | 24799039.2856 | 25642301.3511 | 26563569.7406 | 27302115.8907 | 18482244.8887 | 23812323.2099 | 28638992.6989 | 33299773.3662 | 35865483.2504 | 37721526.2227 | 38751702.1346 | 39287278.7486
Scenario 1: Reference | SCE | Com | WaterHeat | Com - Refrig. Warehouse | Energy Efficiency | 280.6908 | 142.7789 | 184.5534 | 235.2212 | 300.1215 | 380.5783 | 473.8071 | 580.5267 | 709.631 | 863.6774 | 1055.9831 | 1286.1801 | 1562.9388
Scenario 1: Reference | SCE | Com | WaterHeat | Com - Refrig. Warehouse | Fuel Substitution | 29683.6787 | 30639.9563 | 28608.8186 | 33084.8213 | 34886.6953 | 23009.6698 | 29820.3975 | 36003.7221 | 40840.9479 | 44100.9645 | 46435.8752 | 47734.0857 | 48418.4547
Scenario 1: Reference | SCE | Com | WaterHeat | Com - Restaurant | Energy Efficiency | 6305.4799 | 8088.879 | 10322.92 | 13117.4886 | 16720.3713 | 21142.7335 | 26232.5757 | 32123.3461 | 39212.2162 | 47653.9915 | 58257.1727 | 70814.3124 | 85938.3884
Scenario 1: Reference | SCE | Com | WaterHeat | Com - Restaurant | Fuel Substitution | 17757494.8064 | 18360152.813 | 19183334.1594 | 20352548.0671 | 21618554.7989 | 17227897.5552 | 22110886.8227 | 26476843.1888 | 29868799.1863 | 32155568.4028 | 33823389.0602 | 34764101.2355 | 35270078.9808
Scenario 1: Reference | SCE | Com | WaterHeat | Com - Retail | Energy Efficiency | 1284.0475 | 1658.1968 | 2097.5138 | 2646.0076 | 3354.1516 | 4225.9502 | 5222.4296 | 6370.819 | 7712.2493 | 9344.973 | 11392.0215 | 13806.8295 | 16705.2934
Scenario 1: Reference | SCE | Com | WaterHeat | Com - Retail | Fuel Substitution | 693832.8221 | 716491.8374 | 724855.2992 | 749302.5446 | 768149.4388 | 609749.699 | 785179.6614 | 943508.0344 | 1106632.2358 | 1190327.2881 | 1250691.4824 | 1283760.9855 | 1300500.1386
Scenario 1: Reference | SCE | Com | WaterHeat | Com - School | Energy Efficiency | 1381.3014 | 1774.9623 | 2266.0365 | 2873.9755 | 3646.7696 | 4604.5051 | 5697.4286 | 6954.5119 | 8467.5339 | 10271.9631 | 12525.4384 | 15212.3802 | 18422.1282
Scenario 1: Reference | SCE | Com | WaterHeat | Com - School | Fuel Substitution | 3301476.3461 | 3418065.4524 | 3600540.2513 | 3806958.32 | 3831098.9795 | 2780532.2318 | 3611476.8202 | 4343647.0752 | 5184809.8705 | 5554623.5941 | 5814613.3227 | 5947735.9679 | 6005340.8283
Scenario 1: Reference | SCE | Com | WaterHeat | Com - Warehouse | Energy Efficiency | 260.7058 | 331.9756 | 420.2029 | 530.6964 | 673.6634 | 849.0906 | 1050.2268 | 1333.269 | 1559.3447 | 1889.534 | 2303.436 | 2791.495 | 3379.9143
Scenario 1: Reference | SCE | Com | WaterHeat | Com - Warehouse | Fuel Substitution | 73879.2357 | 76260.0506 | 77469.9034 | 80250.9535 | 83061.4405 | 48486.8694 | 62314.0783 | 74819.3294 | 87496.7484 | 94089.6584 | 98833.5064 | 101427.5217 | 102758.8302
Scenario 1: Reference | SCE | Com | WholeBlg | Com - College | Energy Efficiency | 448428.0735 | 482547.364 | 520481.715 | 561949.1258 | 614229.9151 | 673630.3856 | 725958.3744 | 760197.8084 | 794945.537 | 831655.6335 | 863776.7487 | 882254.9967 | 900513.7822
Scenario 1: Reference | SCE | Com | WholeBlg | Com - Grocery | Energy Efficiency | 1537577.7051 | 1655988.5048 | 1789705.8705 | 1933486.2057 | 2116198.5307 | 2322488.9545 | 2494737.5872 | 2608937.4623 | 2726618.5985 | 2844701.018 | 2954600.3677 | 3016182.2776 | 2996948.6572
Scenario 1: Reference | SCE | Com | WholeBlg | Com - Health | Energy Efficiency | 1466040.3578 | 1584895.6558 | 1717027.7615 | 1860402.4904 | 2041245.6394 | 2244968.2721 | 2424012.4173 | 2543077.2358 | 2664591.2214 | 2790144.378 | 2904577.8188 | 2970954.5682 | 3034980.5207
Scenario 1: Reference | SCE | Com | WholeBlg | Com - Lodging | Energy Efficiency | 693485.2154 | 747415.3732 | 806414.6879 | 871615.0282 | 953954.1866 | 1046791.7825 | 1127935.9439 | 1181364.3753 | 1235582.8987 | 1292143.7048 | 1343136.7541 | 1371453.721 | 1392737.7002
Scenario 1: Reference | SCE | Com | WholeBlg | Com - Office (Large) | Energy Efficiency | 2917755.2794 | 3118882.3104 | 3340736.762 | 3577415.5147 | 3879729.5999 | 4218898.7408 | 4507075.0943 | 4678176.4033 | 4848935.2589 | 5024166.0316 | 5174089.2355 | 5237241.7571 | 5363632.9892
Scenario 1: Reference | SCE | Com | WholeBlg | Com - Office (Small) | Energy Efficiency | 512221.5634 | 549000.138 | 590007.0622 | 634043.4436 | 690063.9208 | 752983.1903 | 806165.7702 | 839139.4074 | 872469.7979 | 907164.7661 | 937141.7548 | 951558.077 | 965079.2832
Scenario 1: Reference | SCE | Com | WholeBlg | Com - Other | Energy Efficiency | 2228671.4488 | 2391776.3317 | 2570960.0119 | 2767523.0224 | 3016647.7425 | 3297007.9842 | 3541717.054 | 3696586.6305 | 3852864.6112 | 4014588.5908 | 4158155.6774 | 4231900.4309 | 4349051.9146
Scenario 1: Reference | SCE | Com | WholeBlg | Com - Refrig. Warehouse | Energy Efficiency | 171484.4088 | 187172.4432 | 204714.4395 | 224334.7559 | 248746.0156 | 275865.3524 | 298963.029 | 315628.163 | 333002.8602 | 350339.168 | 367283.6947 | 378227.2356 | 374316.6212
Scenario 1: Reference | SCE | Com | WholeBlg | Com - Restaurant | Energy Efficiency | 1409740.3806 | 1542400.9766 | 1691224.0481 | 1857391.2846 | 2065528.2901 | 2298265.9683 | 2505922.9845 | 2667696.079 | 2837737.1502 | 3013520.4636 | 3189351.6032 | 3323967.8153 | 3405586.7789
Scenario 1: Reference | SCE | Com | WholeBlg | Com - Retail | Energy Efficiency | 2237253.4151 | 2456470.0916 | 2697822.3664 | 2967678.9792 | 3309328.9875 | 3697381.0936 | 4061687.2292 | 4367127.8489 | 4687202.9486 | 5028372.854 | 5380287.6413 | 5681922.2692 | 6037658.5185
Scenario 1: Reference | SCE | Com | WholeBlg | Com - School | Energy Efficiency | 538758.7122 | 577242.5901 | 619486.438 | 665759.0094 | 724385.3073 | 790255.0785 | 847215.1454 | 882544.412 | 917775.3509 | 954224.6963 | 985459.9806 | 999962.859 | 1021696.0516
Scenario 1: Reference | SCE | Com | WholeBlg | Com - Warehouse | Energy Efficiency | 1001836.8341 | 1093098.6345 | 1193903.9261 | 1309188.606 | 1457026.662 | 1622922.9958 | 1774187.7036 | 1893266.6734 | 2016324.4437 | 2148545.2578 | 2280152.1536 | 2383199.8919 | 2505080.8126
Scenario 1: Reference | SCE | Ind | WholeBlg | Ind - All Other Industrial | Energy Efficiency | 333547.744 | 347748.0019 | 368895.6999 | 390095.2454 | 417958.082 | 451075.9096 | 477391.924 | 488792.3838 | 499330.811 | 509282.1426 | 517163.4502 | 516000.646 | 515417.3881
Scenario 1: Reference | SCE | Ind | WholeBlg | Ind - Chemicals | Energy Efficiency | 1009961.3985 | 1061876.9573 | 1135721.3965 | 1210201.3537 | 1306131.2353 | 1418632.5442 | 1509584.9036 | 1552614.9006 | 1593546.72 | 1632733.2869 | 1665101.0428 | 1667681.0668 | 1671537.28
Scenario 1: Reference | SCE | Ind | WholeBlg | Ind - Electronics | Energy Efficiency | 496527.1762 | 518750.3674 | 551744.71 | 585089.5231 | 628664.0471 | 680564.1502 | 722554.5229 | 742182.5295 | 760558.1108 | 778002.4303 | 792198.8878 | 792394.0825 | 793348.9517
Scenario 1: Reference | SCE | Ind | WholeBlg | Ind - Fabricated Metals | Energy Efficiency | 686089.498 | 720996.863 | 771648.5282 | 820808.5706 | 883477.5171 | 956630.9718 | 1015091.1666 | 1041547.3996 | 1066105.2652 | 1089369.7203 | 1107807.8677 | 1106233.0684 | 1105324.7401
Scenario 1: Reference | SCE | Ind | WholeBlg | Ind - Food | Energy Efficiency | 1428160.9805 | 1484861.4366 | 1571446.8864 | 1658104.0958 | 1772741.518 | 1909665.034 | 2017911.8641 | 2062558.9075 | 2103421.1118 | 2141501.5229 | 2170428.8144 | 2160865.4142 | 2153530.1735
Scenario 1: Reference | SCE | Ind | WholeBlg | Ind - Industrial Machinery | Energy Efficiency | 214606.3157 | 225677.8813 | 241794.6551 | 257244.6535 | 276662.2643 | 299345.7458 | 317698.8229 | 326094.6306 | 333962.9222 | 341463.0264 | 347406.8842 | 347049.8936 | 346886.0717
Scenario 1: Reference | SCE | Ind | WholeBlg | Ind - Lumber & Furniture | Energy Efficiency | 118223.4497 | 123193.1141 | 130689.5139 | 138215.5349 | 148133.965 | 159838.3528 | 169012.3149 | 172894.7052 | 176465.3063 | 179811.7325 | 182412.5287 | 181783.6263 | 181329.255
Scenario 1: Reference | SCE | Ind | WholeBlg | Ind - Paper | Energy Efficiency | 462919.2213 | 473949.3454 | 495038.7167 | 516940.2712 | 547578.9112 | 584261.3618 | 612400.092 | 621844.2506 | 631080.5585 | 640427.9078 | 647742.5816 | 644073.2787 | 641467.0088
Scenario 1: Reference | SCE | Ind | WholeBlg | Ind - Petroleum | Energy Efficiency | 1772537.5069 | 1842402.3949 | 1949776.192 | 2057766.5649 | 2200655.2152 | 2371361.3175 | 2505944.1767 | 2561995.836 | 2613323.1535 | 2660979.5191 | 2697152.4494 | 2685634.36 | 2677021.2447
Scenario 1: Reference | SCE | Ind | WholeBlg | Ind - Plastics | Energy Efficiency | 813876.6916 | 848673.2031 | 900800.5777 | 953206.4331 | 1021972.3622 | 1103708.6789 | 1168456.5941 | 1196272.4309 | 1221994.9853 | 1246070.7621 | 1264815.9455 | 1261132.4131 | 1258703.2374
Scenario 1: Reference | SCE | Ind | WholeBlg | Ind - Primary Metals | Energy Efficiency | 386184.3554 | 407643.9643 | 438664.9254 | 469829.4289 | 508983.4295 | 554913.7953 | 593549.7061 | 614029.3916 | 633690.7439 | 652749.9044 | 668926.2735 | 673025.7014 | 677546.7336
Scenario 1: Reference | SCE | Ind | WholeBlg | Ind - Printing & Publishing | Energy Efficiency | 136728.0305 | 142161.9709 | 150505.2817 | 158884.0664 | 169916.3567 | 182985.3511 | 193295.8203 | 197553.1324 | 201520.0341 | 205259.4777 | 208114.9275 | 207261.9361 | 206606.7743
Scenario 1: Reference | SCE | Ind | WholeBlg | Ind - Stone-Glass-Clay | Energy Efficiency | 692353.8548 | 731396.2773 | 784747.8228 | 838074.0963 | 906121.2695 | 985828.7713 | 1050705.2053 | 1083129.1296 | 1113629.4621 | 1142980.4462 | 1167884.6516 | 1172370.9785 | 1177770.5814
Scenario 1: Reference | SCE | Ind | WholeBlg | Ind - Textiles | Energy Efficiency | 96907.5795 | 100926.8689 | 106974.1925 | 112865.343 | 120599.8383 | 129745.7734 | 136922.6476 | 139722.9087 | 142288.6369 | 144702.3938 | 146506.7233 | 145737.5763 | 145140.1994
Scenario 1: Reference | SCE | Ind | WholeBlg | Ind - Transportation Equipment | Energy Efficiency | 816218.168 | 854408.8727 | 915918.7668 | 973581.9677 | 1045565.1243 | 1129381.3555 | 1198796.7986 | 1231128.9343 | 1262725.9341 | 1293585.4445 | 1318248.6475 | 1318204.7565 | 1318120.7862
Scenario 1: Reference | SCE | Res | AppPlug | Res - Multi Family | Energy Efficiency | 0 | 0 | 0 | 0 | 0 | 0 | 0 | 0 | 0 | 0 | 0 | 0 | 0
Scenario 1: Reference | SCE | Res | AppPlug | Res - Multi Family | Fuel Substitution | 41612.7641 | 47785.4041 | 54677.7901 | 62383.4727 | 70843.6249 | 0 | 0 | 0 | 0 | 0 | 0 | 0 | 0
Scenario 1: Reference | SCE | Res | AppPlug | Res - Single Family | Energy Efficiency | 0 | 0 | 0 | 0 | 0 | 0 | 0 | 0 | 0 | 0 | 0 | 0 | 0
Scenario 1: Reference | SCE | Res | AppPlug | Res - Single Family | Fuel Substitution | 250872.7853 | 290086.3768 | 333998.3537 | 383326.5373 | 437689.2399 | 0 | 0 | 0 | 0 | 0 | 0 | 0 | 0
Scenario 1: Reference | SCE | Res | BROs | Income Qualified - Multi Family IQ | Energy Efficiency | 1282170.9457 | 1485208.5262 | 1698204.9614 | 1710330.191 | 1679392.9853 | 2174060.9104 | 2547808.3798 | 2708721.7657 | 2925704.1671 | 2898053.2066 | 3153770.9542 | 3375911.5107 | 3613508.7712
Scenario 1: Reference | SCE | Res | BROs | Income Qualified - Single Family IQ | Energy Efficiency | 4370304.5495 | 5028069.1813 | 5709608.7518 | 5730485.5691 | 5607546.8324 | 7235664.0034 | 8456441.4052 | 8963920.2604 | 9654067.6873 | 9528906.1978 | 10334142.4352 | 11025422.5112 | 11763667.7649
Scenario 1: Reference | SCE | Res | BROs | Res - Multi Family | Energy Efficiency | 9518327.4992 | 10953756.094 | 12441805.5853 | 12489117.492 | 12223025.0967 | 15774204.7174 | 18437936.5586 | 19547106.9219 | 21054938.798 | 20785329.2791 | 22545358.7251 | 24057213.3944 | 25671944.0172
Scenario 1: Reference | SCE | Res | BROs | Res - Single Family | Energy Efficiency | 2275771.2887 | 2636746.5765 | 3015581.526 | 3037425.5974 | 2982768.5295 | 3861688.324 | 4525867.5143 | 4812073.7813 | 5197918.3735 | 5149282.9352 | 5604149.8987 | 5999397.904 | 6422154.0919
Scenario 1: Reference | SCE | Res | BldgEnv | Res - Single Family | Energy Efficiency | 19489.7803 | 23802.8515 | 26881.518 | 28913.7401 | 31437.623 | 33484.0113 | 34899.7685 | 35953.628 | 2742.6107 | 0 | 0 | 0 | 0
Scenario 1: Reference | SCE | Res | HVAC | Res - Multi Family | Energy Efficiency | 451233.7826 | 476834.9768 | 445884.0187 | 376199.3135 | 334923.9 | 325402.4071 | 310922.8029 | 290973.8051 | 275852.7877 | 264802.3473 | 260452.9876 | 257735.3236 | 256606.191
Scenario 1: Reference | SCE | Res | HVAC | Res - Multi Family | Fuel Substitution | 333.2389 | 358.303 | 380.3281 | 415.3261 | 526.7232 | 5.303 | 5.8077 | 6.1784 | 5.5376 | 5.6953 | 5.8242 | 5.9004 | 5.9561
Scenario 1: Reference | SCE | Res | HVAC | Res - Single Family | Energy Efficiency | 15017166.2556 | 14093321.4729 | 12872172.9331 | 11238030.5213 | 9959447.1569 | 9204569.5285 | 8214213.1783 | 7165295.7784 | 3921047.717 | 2707555.9886 | 2106026.2715 | 1599401.9832 | 1199150.3072
Scenario 1: Reference | SCE | Res | HVAC | Res - Single Family | Fuel Substitution | 6290.7498 | 6909.4755 | 7448.2499 | 8534.6373 | 9152.0916 | 117.9807 | 131.1299 | 135.6952 | 57.9935 | 59.7485 | 61.1863 | 62.0368 | 62.6526
Scenario 1: Reference | SCE | Res | WaterHeat | Res - Multi Family | Energy Efficiency | 171652.0092 | 190089.4795 | 211711.8954 | 231929.0734 | 254515.3675 | 277439.8383 | 299186.6805 | 318552.387 | 337905.0179 | 356685.2578 | 378145.5715 | 405055.5612 | 436446.9407
Scenario 1: Reference | SCE | Res | WaterHeat | Res - Multi Family | Fuel Substitution | 30902016.5581 | 32897559.7897 | 35251526.7675 | 38069438.7957 | 40868008.9968 | 1565726.5668 | 1939134.5499 | 2321425.4161 | 2622469.595 | 2831493.6379 | 2988213.7353 | 3084098.2776 | 3144838.1881
Scenario 1: Reference | SCE | Res | WaterHeat | Res - Single Family | Energy Efficiency | 150897.35 | 179172.0827 | 203664.95 | 224453.9112 | 249042.7208 | 274562.3425 | 296592.8871 | 315936.1611 | 335355.6767 | 354334.3556 | 376866.2871 | 400375.6309 | 424327.971
Scenario 1: Reference | SCE | Res | WaterHeat | Res - Single Family | Fuel Substitution | 18797700.6409 | 19332717.1057 | 19805249.4014 | 20499302.5257 | 21398704.2814 | 11195197.2567 | 13745987.6975 | 16409008.27 | 18493970.0638 | 19937100.3173 | 21021993.0003 | 21687775.3814 | 22113209.721
Scenario 1: Reference | SCE | Res | WholeBlg | Res - Multi Family | Energy Efficiency | 0 | 0 | 0 | 0 | 190073.6615 | 185237.8654 | 178151.4345 | 168994.0945 | 159390.5836 | 148989.4002 | 141546.1526 | 135737.817 | 129703.7712
Scenario 1: Reference | SCE | Res | WholeBlg | Res - Single Family | Energy Efficiency | 0 | 0 | 654857.254 | 692195.4518 | 709124.4351 | 695809.1293 | 660916.7933 | 617119.9902 | 575466.1475 | 533501.0635 | 500451.5618 | 472854.4606 | 445532.2005
Scenario 1: Reference | SCG | Ag | WholeBlg | Ag - Dairies, fishing, hunting | Energy Efficiency | 149234.7549 | 157043.3111 | 165288.5329 | 174013.9543 | 183255.4356 | 193051.0862 | 203442.3798 | 214472.8394 | 226185.4425 | 238627.8523 | 251850.0035 | 265908.5926 | 280864.6776
Scenario 1: Reference | SCG | Ag | WholeBlg | Ag - Irrigated Agriculture, vineyards, forestry and greenhouses | Energy Efficiency | 640210.928 | 673709.3112 | 709080.9719 | 746512.6689 | 786158.2417 | 828181.1775 | 872759.3975 | 920079.6131 | 970326.196 | 1023703.6196 | 1080426.1015 | 1140736.8676 | 1204897.8537
Scenario 1: Reference | SCG | Ag | WholeBlg | Ag - Water pumping | Energy Efficiency | 210265.5399 | 221267.4696 | 232884.643 | 245178.3975 | 258199.2589 | 272000.9216 | 286641.8205 | 302183.2776 | 318685.8464 | 336216.6824 | 354846.1415 | 374654.1068 | 395726.6061
Scenario 1: Reference | SCG | Com | AppPlug | Com - College | Energy Efficiency | 0 | 0 | 0 | 0 | 0 | 0 | 0 | 0 | 0 | 0 | 0 | 0 | 34047.5332
Scenario 1: Reference | SCG | Com | AppPlug | Com - Health | Energy Efficiency | 6423588.765 | 7590964.2467 | 8800768.1312 | 9660236.0718 | 10622662.7242 | 11539004.1339 | 12522131.9605 | 13337886.4576 | 14053097.3658 | 14546205.5572 | 14866096.7 | 15313068.9834 | 15679503.8281
Scenario 1: Reference | SCG | Com | AppPlug | Com - Lodging | Energy Efficiency | 5290410.4854 | 6204764.752 | 7175253.1358 | 7782936.3093 | 8443873.9548 | 9124169.0472 | 9800582.7727 | 10451596.6296 | 11036764.7454 | 11555075.6354 | 12024796.8698 | 12416550.4085 | 12736006.9329
Scenario 1: Reference | SCG | Com | AppPlug | Com - Other | Energy Efficiency | 99352.5923 | 109830.3162 | 118441.7848 | 124607.5916 | 90661.5087 | 171884.3309 | 128225.404 | 125872.8801 | 122517.7633 | 119596.6356 | 117522.3864 | 116397.3503 | 116893.9534
Scenario 1: Reference | SCG | Com | BldgEnv | Com - College | Energy Efficiency | 43069.3575 | 45129.3819 | 45750.6539 | 44619.6793 | 41818.1509 | 37808.0422 | 32902.3639 | 27458.6196 | 21940.1686 | 16610.4348 | 11743.0483 | 7651.4724 | 7368.4181
Scenario 1: Reference | SCG | Com | BldgEnv | Com - Grocery | Energy Efficiency | 34145.9942 | 24023.5349 | 13058.7306 | 5345.4678 | 5939.0812 | 6581.3115 | 7229.8868 | 7962.1498 | 8696.1416 | 9435.7421 | 10246.4794 | 11069.5377 | 11950.3708
Scenario 1: Reference | SCG | Com | BldgEnv | Com - Health | Energy Efficiency | 43257.5317 | 40962.3467 | 36897.1073 | 31301.1332 | 25060.937 | 18539.9461 | 12415.5943 | 8821.6606 | 9525.3659 | 10066.6391 | 10560.4398 | 11604.6156 | 12812.0739
Scenario 1: Reference | SCG | Com | BldgEnv | Com - Lodging | Energy Efficiency | 680.9039 | 867.7196 | 1103.5464 | 2421.923 | 3068.2427 | 3876.8117 | 4883.3755 | 6128.847 | 7658.0636 | 9518.2609 | 11755.0108 | 14405.9787 | 17492.3295
Scenario 1: Reference | SCG | Com | BldgEnv | Com - Office (Large) | Energy Efficiency | 17449.8311 | 19017.7719 | 20535.855 | 22148.0965 | 23944.8971 | 25841.9228 | 27668.0395 | 29564.8832 | 31280.1794 | 32962.6971 | 34823.0385 | 36615.367 | 38533.1888
Scenario 1: Reference | SCG | Com | BldgEnv | Com - Office (Small) | Energy Efficiency | 9487.8083 | 7183.6835 | 4755.9804 | 3394.8903 | 210.5967 | 36338.7541 | 4100.9973 | 4450.0436 | 4809.7919 | 5178.0443 | 5569.2444 | 5972.1951 | 6399.7301
Scenario 1: Reference | SCG | Com | BldgEnv | Com - Other | Energy Efficiency | 101362.3938 | 96031.3608 | 86595.9491 | 124415.3747 | 81566.5672 | 84848.6481 | 39879.6754 | 23000.8978 | 25071.8876 | 27380.2494 | 29868.0132 | 32439.4524 | 35253.8681
Scenario 1: Reference | SCG | Com | BldgEnv | Com - Refrig. Warehouse | Energy Efficiency | 5387.1065 | 553.2594 | 867.4047 | 7663.2733 | 2983.5535 | 3535.9841 | 4156.3653 | 4822.7816 | 5529.9039 | 6240.2235 | 6914.0417 | 7525.4437 | 8016.3705
Scenario 1: Reference | SCG | Com | BldgEnv | Com - Restaurant | Energy Efficiency | 5750.2069 | 6451.0748 | 7208.0307 | 8033.8605 | 8948.7288 | 9846.445 | 10759.0178 | 11763.0999 | 12813.9874 | 13892.4702 | 15053.104 | 16249.3317 | 17537.0477
Scenario 1: Reference | SCG | Com | BldgEnv | Com - Retail | Energy Efficiency | 329889.2501 | 296055.5193 | 248092.1864 | 35497.7561 | 123609.1743 | 146321.4474 | 48082.0827 | 52903.9617 | 57713.799 | 62695.4973 | 68100.4399 | 73611.4912 | 79535.3758
Scenario 1: Reference | SCG | Com | BldgEnv | Com - School | Energy Efficiency | 3828.3442 | 4203.1788 | 4607.7369 | 5019.5436 | 5378.4396 | 5813.9388 | 6215.101 | 6632.5179 | 7087.9218 | 7585.9118 | 8080.0116 | 8645.0262 | 9189.7065
Scenario 1: Reference | SCG | Com | BldgEnv | Com - Warehouse | Energy Efficiency | 46171.4679 | 55439.638 | 65337.4818 | 126258.3419 | 143564.0677 | 159511.452 | 172874.7644 | 182638.606 | 187722.8157 | 187739.0981 | 182743.0287 | 173145.2636 | 160103.3335
Scenario 1: Reference | SCG | Com | FoodServ | Com - College | Energy Efficiency | 250048.6242 | 275787.0594 | 303701.4718 | 333094.3757 | 361274.5221 | 392769.6669 | 439554.331 | 476874.965 | 511335.5053 | 545886.695 | 582575.7014 | 627334.848 | 667223.145
Scenario 1: Reference | SCG | Com | FoodServ | Com - Grocery | Energy Efficiency | 1862019.0037 | 2068949.8632 | 2278064.929 | 2499267.405 | 2732552.3254 | 2974628.3606 | 3557808.4729 | 4008183.1863 | 4343849.4097 | 4691014.136 | 5062165.6986 | 5448005.2852 | 5847303.296
Scenario 1: Reference | SCG | Com | FoodServ | Com - Health | Energy Efficiency | 658218.2474 | 733029.0559 | 813108.6061 | 888063.2898 | 971121.6344 | 1053642.6181 | 1219098.9134 | 1344228.372 | 1449607.6472 | 1550244.5075 | 1652079.2904 | 1782689.2156 | 1919159.2868
Scenario 1: Reference | SCG | Com | FoodServ | Com - Lodging | Energy Efficiency | 568310.738 | 631978.596 | 699029.7934 | 767475.0261 | 840491.478 | 917125.3176 | 1081417.9865 | 1214928.8517 | 1317088.9503 | 1422993.893 | 1535742.7969 | 1652645.008 | 1772528.0049
Scenario 1: Reference | SCG | Com | FoodServ | Com - Other | Energy Efficiency | 2949250.6418 | 3305475.5377 | 3678916.2451 | 4067833.9875 | 3255461.6396 | 6188160.1712 | 5451987.5433 | 5980447.8593 | 6484396.2375 | 7024840.9349 | 7599820.2689 | 8197751.1641 | 8833883.0177
Scenario 1: Reference | SCG | Com | FoodServ | Com - Restaurant | Energy Efficiency | 8899963.2428 | 9952227.9954 | 11056164.6579 | 12228000.6907 | 13477211.3508 | 14751297.0743 | 17375443.4833 | 19557299.9734 | 21301697.4714 | 23122090.2502 | 25062600.373 | 27090412.8599 | 29222035.8706
Scenario 1: Reference | SCG | Com | FoodServ | Com - Retail | Energy Efficiency | 4639.8925 | 5422.53 | 6246.227 | 7200.8242 | 0 | 20087.2374 | 10786.8012 | 12274.9602 | 13835.9082 | 15515.9847 | 17383.8971 | 19362.6806 | 21536.2523
Scenario 1: Reference | SCG | Com | FoodServ | Com - School | Energy Efficiency | 692523.7849 | 761185.5398 | 833077.5876 | 906705.628 | 977399.9272 | 1053881.1152 | 1158458.2265 | 1255065.3385 | 1343151.9517 | 1436903.0942 | 1533082.0703 | 1637295.1534 | 1740213.4638
Scenario 1: Reference | SCG | Com | HVAC | Com - College | Energy Efficiency | 165896.5746 | 172386.9609 | 181665.9727 | 192384.7834 | 254244.1172 | 153487.8894 | 177768.4597 | 189547.2548 | 201801.7516 | 199937.8755 | 225992.1629 | 248929.0136 | 263971.4986
Scenario 1: Reference | SCG | Com | HVAC | Com - Grocery | Energy Efficiency | 101998.9819 | 110099.7334 | 117407.8446 | 125825.719 | 135250.8664 | 145451.7667 | 155477.8266 | 167123.6551 | 178577.2756 | 190001.2525 | 202809.4568 | 215792.3103 | 229909.8539
Scenario 1: Reference | SCG | Com | HVAC | Com - Health | Energy Efficiency | 1388243.7989 | 1495442.5881 | 1589537.3149 | 1644918.7535 | 1685912.6585 | 1564720.3686 | 1557313.3915 | 1516276.7453 | 1458334.4115 | 1377572.6374 | 1287683.4114 | 1231080.2402 | 1186366.9698
Scenario 1: Reference | SCG | Com | HVAC | Com - Lodging | Energy Efficiency | 704252.0502 | 750606.047 | 786626.3416 | 808008.7132 | 816958.4958 | 758145.4584 | 738899.6261 | 709263.8455 | 291339.7361 | 307661.5366 | 325733.4071 | 344524.045 | 490451.4389
Scenario 1: Reference | SCG | Com | HVAC | Com - Office (Large) | Energy Efficiency | 828454.8352 | 844598.0859 | 859244.9819 | 876716.8539 | 899223.1365 | 1890.2272 | 1965.6337 | 2047.0936 | 2116.6763 | 2185.7421 | 2268.8224 | 2348.9164 | 2439.1669
Scenario 1: Reference | SCG | Com | HVAC | Com - Office (Small) | Energy Efficiency | 400429.2756 | 414178.1072 | 427877.2438 | 442579.2238 | 202847.7688 | 747136.1703 | 77829.6992 | 82322.0624 | 86994.1993 | 91810.3209 | 97039.2517 | 102476.6271 | 108350.2603
Scenario 1: Reference | SCG | Com | HVAC | Com - Other | Energy Efficiency | 1852301.7138 | 1994584.171 | 2149390.6355 | 2311047.6118 | 108201.2119 | 5168064.0724 | 2876253.8808 | 3086031.8455 | 3288956.2302 | 3521505.4593 | 3775208.3478 | 4037677.3837 | 4329529.2644
Scenario 1: Reference | SCG | Com | HVAC | Com - Restaurant | Energy Efficiency | 6491777.1362 | 6821118.8664 | 7099217.0646 | 7355263.8044 | 7614679.787 | 7858732.7095 | 8108014.6415 | 8391209.5715 | 8698789.5216 | 9028476.0635 | 9396909.1235 | 9793871.1179 | 10234663.0454
Scenario 1: Reference | SCG | Com | HVAC | Com - Retail | Energy Efficiency | 247807.7213 | 260118.4223 | 271601.2892 | 284851.035 | 101931.7265 | 304620.8097 | 153797.1336 | 164927.0064 | 175841.7759 | 187179.5149 | 199724.4277 | 212525.5986 | 226503.5037
Scenario 1: Reference | SCG | Com | HVAC | Com - School | Energy Efficiency | 940790.467 | 974643.1555 | 1013777.0743 | 1053683.8086 | 1083994.0089 | 782895.9779 | 813079.646 | 845885.9117 | 884081.6674 | 927996.3143 | 971595.2373 | 1024247.257 | 1074600.4067
Scenario 1: Reference | SCG | Com | HVAC | Com - Warehouse | Energy Efficiency | 45.2438 | 50.4189 | 55.0105 | 60.671 | 67.6701 | 74.6828 | 81.5475 | 89.2024 | 96.5745 | 104.4285 | 113.0153 | 121.5439 | 131.357
Scenario 1: Reference | SCG | Com | WaterHeat | Com - College | Energy Efficiency | 752279.3089 | 773546.3458 | 809686.374 | 851536.7918 | 887028.573 | 3334.1321 | 2543.8357 | 2028.422 | 1396.6192 | 1481.6898 | 1573.5539 | 1680.4979 | 1786.1043
Scenario 1: Reference | SCG | Com | WaterHeat | Com - Grocery | Energy Efficiency | 325452.862 | 183907.7995 | 100424.3485 | 102704.6012 | 108290.7681 | 28720.7778 | 30524.8821 | 32486.7078 | 34552.3533 | 36731.9034 | 39083.4429 | 41575.6892 | 44251.4314
Scenario 1: Reference | SCG | Com | WaterHeat | Com - Health | Energy Efficiency | 7859723.5292 | 6583403.3706 | 5364741.8251 | 4385149.9104 | 3737493.9984 | 874959.9683 | 483812.9145 | 200569.5246 | 5019.8041 | 5322.2327 | 5638.6489 | 6023.5372 | 6445.0936
Scenario 1: Reference | SCG | Com | WaterHeat | Com - Lodging | Energy Efficiency | 8445111.5902 | 8510530.4133 | 8610555.7162 | 8750015.4628 | 9005456.0357 | 73433.8202 | 3770.4681 | 4016.5156 | 4274.552 | 4547.7335 | 4841.8358 | 5155.238 | 5490.4806
Scenario 1: Reference | SCG | Com | WaterHeat | Com - Office (Large) | Energy Efficiency | 1614902.9448 | 1660391.0292 | 1703983.8081 | 1755864.1303 | 1819876.128 | 0 | 0 | 0 | 0 | 0 | 0 | 0 | 0
Scenario 1: Reference | SCG | Com | WaterHeat | Com - Office (Small) | Energy Efficiency | 97572.8932 | 101824.5763 | 106290.4016 | 111156.1275 | 65171.0085 | 0 | 0 | 0 | 0 | 0 | 0 | 0 | 0
Scenario 1: Reference | SCG | Com | WaterHeat | Com - Other | Energy Efficiency | 6882952.8868 | 7157118.5737 | 7515696.6944 | 7902139.0899 | 5466410.839 | 106377.4995 | 96311.4811 | 101872.2685 | 108492.465 | 115673.1493 | 123397.8775 | 131627.6522 | 140524.7353
Scenario 1: Reference | SCG | Com | WaterHeat | Com - Refrig. Warehouse | Energy Efficiency | 60934.5429 | 10550.8597 | 7787.0278 | 40905.6711 | 11307.8286 | 0 | 0 | 0 | 0 | 0 | 0 | 0 | 0
Scenario 1: Reference | SCG | Com | WaterHeat | Com - Restaurant | Energy Efficiency | 5955484.8673 | 6265990.8543 | 6533311.8228 | 6827472.8238 | 7159138.3175 | 153179.5449 | 163123.2228 | 173884.6304 | 185365.1387 | 197560.7451 | 210692.9009 | 224685.284 | 239762.796
Scenario 1: Reference | SCG | Com | WaterHeat | Com - Retail | Energy Efficiency | 374004.4557 | 245679.2747 | 250521.0985 | 248906.2417 | 174241.3683 | 3216.7955 | 309.415 | 0 | 0 | 0 | 0 | 0 | 0
Scenario 1: Reference | SCG | Com | WaterHeat | Com - School | Energy Efficiency | 1753458.4519 | 1806663.6697 | 1863957.6824 | 1927369.5474 | 1985202.8388 | 19033.6497 | 20082.0993 | 21202.2003 | 22414.5923 | 23727.7522 | 25113.2844 | 26630.2962 | 28221.6815
Scenario 1: Reference | SCG | Com | WaterHeat | Com - Warehouse | Energy Efficiency | 391308.6425 | 126542.5311 | 85304.8724 | 81643.4785 | 80381.9078 | 5202.459 | 2107.595 | 0 | 0 | 0 | 0 | 0 | 0
Scenario 1: Reference | SCG | Com | WholeBlg | Com - College | Energy Efficiency | 89683.3105 | 94359.4276 | 99017.14 | 104185.6482 | 109696.5683 | 115704.395 | 122198.0031 | 128820.6892 | 135828.1555 | 143447.5539 | 151032.1924 | 158691.1574 | 167445.8291
Scenario 1: Reference | SCG | Com | WholeBlg | Com - Grocery | Energy Efficiency | 33730.4418 | 35955.072 | 38233.7488 | 40765.6988 | 43504.3808 | 46255.0461 | 49203.0459 | 52327.4266 | 55677.4911 | 59096.3554 | 62722.4599 | 66411.8559 | 70300.2844
Scenario 1: Reference | SCG | Com | WholeBlg | Com - Health | Energy Efficiency | 123836.3074 | 132439.7308 | 141289.6154 | 151105.6414 | 161742.3927 | 172643.48 | 184405.4236 | 196783.8041 | 210061.1166 | 223702.5983 | 238184.3812 | 252930.3877 | 267490.7235
Scenario 1: Reference | SCG | Com | WholeBlg | Com - Lodging | Energy Efficiency | 60613.3745 | 64704.4086 | 68900.1099 | 73554.5781 | 78597.1064 | 83745.7409 | 89280.7625 | 95134.5655 | 101424.8331 | 107966.6415 | 114843.241 | 121868.3308 | 128929.1456
Scenario 1: Reference | SCG | Com | WholeBlg | Com - Office (Large) | Energy Efficiency | 194067.1141 | 205270.3978 | 216475.5036 | 228831.444 | 242114.6606 | 256146.0073 | 271493.1022 | 287286.149 | 304007.384 | 323096.7512 | 341252.252 | 359569.5185 | 379214.5869
Scenario 1: Reference | SCG | Com | WholeBlg | Com - Office (Small) | Energy Efficiency | 23108.5463 | 24581.0664 | 26087.7894 | 27762.6676 | 29571.1554 | 31368.4457 | 33284.701 | 35313.7137 | 37488.1889 | 39786.1117 | 42133.7095 | 44519.9295 | 47117.352
Scenario 1: Reference | SCG | Com | WholeBlg | Com - Other | Energy Efficiency | 403683.5355 | 430904.1253 | 458947.8979 | 490177.0208 | 524005.8384 | 558297.049 | 595302.8927 | 634454.8715 | 676522.2871 | 719947.0676 | 765893.5401 | 812820.0014 | 859968.6082
Scenario 1: Reference | SCG | Com | WholeBlg | Com - Refrig. Warehouse | Energy Efficiency | 7827.5366 | 8389.7007 | 8972.8304 | 9621.8772 | 10325.8124 | 11024.732 | 11772.3564 | 12570.4005 | 13430.2469 | 14298.041 | 15233.5374 | 16190.4119 | 17148.1166
Scenario 1: Reference | SCG | Com | WholeBlg | Com - Restaurant | Energy Efficiency | 171685.84 | 184069.606 | 196898.4863 | 211178.6249 | 226693.1233 | 242201.5794 | 258807.3415 | 276536.1717 | 295640.6285 | 315075.8827 | 335920.9988 | 357267.6476 | 378342.0816
Scenario 1: Reference | SCG | Com | WholeBlg | Com - Retail | Energy Efficiency | 46519.4662 | 49673.3092 | 52917.8254 | 56527.6494 | 60440.0863 | 64359.0629 | 68554.2304 | 73017.5693 | 77814.4276 | 82747.9566 | 87957.3041 | 93272.784 | 420409.1779
Scenario 1: Reference | SCG | Com | WholeBlg | Com - School | Energy Efficiency | 74602.2535 | 78824.4559 | 83085.7744 | 87813.3556 | 92871.8297 | 98108.8219 | 103661.8743 | 109434.594 | 115567.4218 | 122076.0872 | 128666.5281 | 135299.2652 | 143088.0387
Scenario 1: Reference | SCG | Com | WholeBlg | Com - Warehouse | Energy Efficiency | 152759.2795 | 163147.4251 | 173859.7679 | 185803.7621 | 198768.9394 | 211626.0846 | 225380.0689 | 240046.2182 | 255833.9252 | 271853.377 | 288978.3524 | 306451.6723 | 324567.5888
Scenario 1: Reference | SCG | Ind | WholeBlg | Ind - All Other Industrial | Energy Efficiency | 1278351.2726 | 1351507.9244 | 1426901.7624 | 1506052.1176 | 1589563.6611 | 1676532.9408 | 1768189.0299 | 1865791.753 | 1969818.5363 | 2081394.4597 | 2200854.5202 | 2328775.1074 | 2465629.9317
Scenario 1: Reference | SCG | Ind | WholeBlg | Ind - Chemicals | Energy Efficiency | 15455812.8587 | 16353350.4591 | 17296443.0376 | 18288055.6357 | 19334031.1342 | 20426944.1301 | 21571046.7187 | 22773273.6437 | 24053720.2921 | 25415693.4318 | 26858835.5289 | 28385622.3066 | 30006776.0658
Scenario 1: Reference | SCG | Ind | WholeBlg | Ind - Electronics | Energy Efficiency | 738350.9548 | 781396.0247 | 826997.4081 | 875177.8594 | 926213.7083 | 980222.3872 | 1037691.1661 | 1098955.8836 | 1164161.1705 | 1233681.4716 | 1307597.2616 | 1386204.7064 | 1469991.2058
Scenario 1: Reference | SCG | Ind | WholeBlg | Ind - Fabricated Metals | Energy Efficiency | 4431784.5677 | 4713181.0742 | 5014709.2513 | 5316805.4053 | 5628504.24 | 5948319.2785 | 6280202.6143 | 6630632.6733 | 7001987.5523 | 7397373.9262 | 7814851.0909 | 8254015.8655 | 8717059.1876
Scenario 1: Reference | SCG | Ind | WholeBlg | Ind - Food | Energy Efficiency | 21246797.1193 | 22306132.0652 | 23418602.7999 | 24591274.1836 | 25825697.3466 | 27125813.0242 | 28501000.6224 | 29952843.5466 | 31490731.8355 | 33122826.6501 | 34847936.2011 | 36670159.5415 | 38603157.1687
Scenario 1: Reference | SCG | Ind | WholeBlg | Ind - Industrial Machinery | Energy Efficiency | 460835.5777 | 492608.7428 | 527182.9018 | 560860.9406 | 594607.2174 | 629095.575 | 665647.4209 | 704471.2801 | 745853.4298 | 790107.9837 | 836728.8193 | 885700.2823 | 937253.5008
Scenario 1: Reference | SCG | Ind | WholeBlg | Ind - Lumber & Furniture | Energy Efficiency | 207299.7956 | 219361.5973 | 232073.2721 | 245473.8846 | 259715.4332 | 274096.1909 | 288643.2624 | 304172.8691 | 320727.1663 | 338448.2335 | 357377.7456 | 377438.972 | 398682.8941
Scenario 1: Reference | SCG | Ind | WholeBlg | Ind - Paper | Energy Efficiency | 3238827.9799 | 3407142.3207 | 3585771.1446 | 3781137.5745 | 3989736.8876 | 4207775.8462 | 4441156.3572 | 4693638.9235 | 4967288.4335 | 5263918.0432 | 5582550.0423 | 5922697.3392 | 6286283.8026
Scenario 1: Reference | SCG | Ind | WholeBlg | Ind - Petroleum | Energy Efficiency | 63040461.606 | 66402388.9963 | 69955289.5383 | 73710075.0174 | 77642826.6836 | 81719005.0983 | 85996170.6836 | 90494766.7794 | 95291728.1844 | 100385349.4962 | 105745217.6663 | 111385056.4074 | 117367468.4471
Scenario 1: Reference | SCG | Ind | WholeBlg | Ind - Plastics | Energy Efficiency | 724651.752 | 798229.1144 | 876205.8907 | 957911.9921 | 1045205.8126 | 1134609.2068 | 1223574.6231 | 1312260.6529 | 1409293.9092 | 1514362.4804 | 1626984.0774 | 1746170.0043 | 1872680.3786
Scenario 1: Reference | SCG | Ind | WholeBlg | Ind - Primary Metals | Energy Efficiency | 4742174.9465 | 5005524.9107 | 5286798.4829 | 5581700.1499 | 5890758.2878 | 6215715.4193 | 6561051.5059 | 6927565.3184 | 7316555.2458 | 7729861.6837 | 8166866.1428 | 8629324.9454 | 9120614.288
Scenario 1: Reference | SCG | Ind | WholeBlg | Ind - Printing & Publishing | Energy Efficiency | 262476.106 | 276846.9026 | 292021.7207 | 308057.0622 | 324590.9456 | 341264.507 | 358872.7985 | 377761.6067 | 398320.3838 | 420523.6866 | 444033.9986 | 468728.0772 | 494790.1277
Scenario 1: Reference | SCG | Ind | WholeBlg | Ind - Stone-Glass-Clay | Energy Efficiency | 5014441.2547 | 5307692.813 | 5611158.1624 | 5927726.4839 | 6260533.8952 | 6607805.8302 | 6970923.1501 | 7355333.5656 | 7762672.2579 | 8196058.0329 | 8656439.2662 | 9145587.8004 | 9665357.2849
Scenario 1: Reference | SCG | Ind | WholeBlg | Ind - Textiles | Energy Efficiency | 2395952.8513 | 2520302.0093 | 2651521.6081 | 2788562.0936 | 2932296.5426 | 3083180.1157 | 3242594.7815 | 3411087.5999 | 3589416.2932 | 3778583.9009 | 3978574.0386 | 4190236.311 | 4414973.9349
Scenario 1: Reference | SCG | Ind | WholeBlg | Ind - Transportation Equipment | Energy Efficiency | 1782904.0756 | 1871902.1184 | 1966035.0712 | 2065122.0831 | 2169670.5628 | 2280019.5035 | 2396944.8919 | 2520666.8452 | 2651609.1885 | 2790358.2604 | 2937034.9519 | 3092273.08 | 3257153.7911
Scenario 1: Reference | SCG | Res | AppPlug | Res - Multi Family | Energy Efficiency | 0 | 0 | 0 | 0 | 0 | 0 | 0 | 0 | 0 | 0 | 0 | 0 | 0
Scenario 1: Reference | SCG | Res | AppPlug | Res - Single Family | Energy Efficiency | 0 | 0 | 0 | 0 | 0 | 0 | 0 | 0 | 0 | 0 | 0 | 0 | 0
Scenario 1: Reference | SCG | Res | BROs | Income Qualified - Multi Family IQ | Energy Efficiency | 412117.0621 | 439048.3801 | 468719.9133 | 501709.1793 | 538378.395 | 579086.3082 | 623877.0907 | 675312.1721 | 732946.4947 | 798685.1738 | 872067.2803 | 954324.8906 | 1047253.5223
Scenario 1: Reference | SCG | Res | BROs | Income Qualified - Single Family IQ | Energy Efficiency | 1272012.8902 | 1353673.286 | 1443325.4644 | 1542684.3328 | 1652999.5347 | 1775603.3171 | 1911475.7058 | 2066551.9891 | 2240176.3714 | 2435178.3015 | 2652464.4837 | 2895596.1243 | 3169848.961
Scenario 1: Reference | SCG | Res | BROs | Res - Multi Family | Energy Efficiency | 4358868.385 | 4638999.794 | 4946612.9001 | 5287598.0717 | 5666210.3119 | 6086968.5758 | 6553057.7893 | 7085221.8106 | 7681065.7 | 8350911.1846 | 9097386.2977 | 9932743.6223 | 10875115.9796
Scenario 1: Reference | SCG | Res | BROs | Res - Single Family | Energy Efficiency | 1246837.5046 | 1328403.1373 | 1418286.8463 | 1518240.0103 | 1629350.8103 | 1752691.2855 | 1888344.6934 | 2044178.0082 | 2218802.0505 | 2418163.9402 | 2640730.4283 | 2890244.0053 | 3172153.3675
Scenario 1: Reference | SCG | Res | BldgEnv | Res - Multi Family | Energy Efficiency | 0 | 0 | 0 | 0 | 0 | 0 | 0 | 0 | 697.418 | 747.2303 | 799.8859 | 855.5408 | 914.3595
Scenario 1: Reference | SCG | Res | BldgEnv | Res - Single Family | Energy Efficiency | 113501.5208 | 144626.1756 | 164436.6902 | 176008.4244 | 187100.4925 | 192592.5331 | 196805.0232 | 196997.5673 | 194380.9018 | 0 | 0 | 0 | 0
Scenario 1: Reference | SCG | Res | HVAC | Res - Multi Family | Energy Efficiency | 308.8532 | 330.7933 | 346.0358 | 358.1501 | 369.9456 | 0 | 0 | 0 | 0 | 0 | 0 | 0 | 948.9149
Scenario 1: Reference | SCG | Res | HVAC | Res - Single Family | Energy Efficiency | 1022312.2491 | 649666.1282 | 718818.4773 | 770718.201 | 794294.564 | 0 | 0 | 0 | 0 | 0 | 0 | 0 | 16714.6695
Scenario 1: Reference | SCG | Res | WaterHeat | Res - Multi Family | Energy Efficiency | 7173623.7967 | 6923938.7301 | 6956338.6442 | 7027215.5798 | 7152342.987 | 899978.1255 | 888749.8633 | 889392.4699 | 886616.39 | 881962.4198 | 879508.4542 | 883483.9058 | 887679.7369
Scenario 1: Reference | SCG | Res | WaterHeat | Res - Single Family | Energy Efficiency | 46178313.7387 | 48498616.8085 | 50789120.9779 | 52716214.1084 | 54898374.3897 | 3919042.7675 | 3552713.0683 | 3265138.7154 | 3156711.3876 | 3106780.576 | 3069317.2166 | 3044466.897 | 3023370.7911
Scenario 1: Reference | SCG | Res | WholeBlg | Res - Multi Family | Energy Efficiency | 0 | 0 | 0 | 0 | 0 | 0 | 0 | 0 | 0 | 0 | 0 | 0 | 0
Scenario 1: Reference | SCG | Res | WholeBlg | Res - Single Family | Energy Efficiency | 0 | 0 | 0 | 0 | 0 | 0 | 0 | 0 | 0 | 0 | 0 | 0 | 0
Scenario 1: Reference | SDG&E | Ag | WholeBlg | Ag - Dairies, fishing, hunting | Energy Efficiency | 5996.7443 | 5998.3372 | 5967.6777 | 5914.6413 | 5909.1946 | 6104.2862 | 6291.6317 | 6428.7106 | 6554.2989 | 6679.2208 | 6777.8347 | 6744.3923 | 6714.3633
Scenario 1: Reference | SDG&E | Ag | WholeBlg | Ag - Irrigated Agriculture, vineyards, forestry and greenhouses | Energy Efficiency | 76565.7631 | 79414.0655 | 82039.3193 | 84545.3623 | 87443.5236 | 91954.1869 | 96540.2755 | 100895.2737 | 105340.0795 | 109958.0246 | 114523.8961 | 118118.1142 | 121894.9925
Scenario 1: Reference | SDG&E | Ag | WholeBlg | Ag - Water pumping | Energy Efficiency | 131235.6016 | 130164.236 | 128475.6906 | 126362.3365 | 125351.812 | 128672.1164 | 131823.0045 | 133886.18 | 135675.8151 | 137433.252 | 138650.2817 | 137189.0755 | 135841.3327
Scenario 1: Reference | SDG&E | Com | AppPlug | Com - Health | Energy Efficiency | 542790.0106 | 643074.8596 | 1150156.5052 | 1364542.971 | 1575644.0685 | 1795958.2168 | 1922061.9387 | 2188055.2187 | 2526864.3264 | 2928139.8853 | 3345595.0678 | 3394850.3585 | 3528590.8929
Scenario 1: Reference | SDG&E | Com | AppPlug | Com - Lodging | Energy Efficiency | 386578.9597 | 443290.8522 | 950927.5785 | 1102718.0469 | 1240066.3875 | 1415777.1219 | 1595890.944 | 1791336.4542 | 2015247.215 | 2249327.4976 | 2453620.8059 | 2593963.1423 | 2754991.432
Scenario 1: Reference | SDG&E | Com | AppPlug | Com - Other | Energy Efficiency | 1795.2388 | 2197.2035 | 2667.4746 | 3216.5449 | 3805.2298 | 4526.3764 | 5345.1196 | 6254.3508 | 7260.7378 | 8395.3419 | 9627.9696 | 10998.3027 | 12528.9199
Scenario 1: Reference | SDG&E | Com | BROs | Com - Lodging | Energy Efficiency | 1096.8545 | 2368.8271 | 3607.3201 | 4283.3167 | 4858.6468 | 6236.8058 | 7794.5509 | 9242.8231 | 10877.6109 | 13462.576 | 16115.2959 | 17670.0083 | 19117.7679
Scenario 1: Reference | SDG&E | Com | BROs | Com - Other | Energy Efficiency | 993.9905 | 2151.4149 | 3282.9845 | 3904.8049 | 4438.6384 | 5710.0962 | 7164.3508 | 8524.7705 | 10065.9355 | 12500.0315 | 15014.0476 | 16525.1433 | 18061.3243
Scenario 1: Reference | SDG&E | Com | BROs | Com - Retail | Energy Efficiency | 2209.8352 | 4747.3508 | 7190.3447 | 8480.9656 | 9561.1541 | 12196.6445 | 15180.4973 | 17918.2693 | 20980.9472 | 25836.2163 | 30755.3465 | 33561.3773 | 36697.2489
Scenario 1: Reference | SDG&E | Com | BldgEnv | Com - College | Energy Efficiency | 13.5363 | 14.1988 | 14.8935 | 15.672 | 16.4387 | 17.3251 | 18.2731 | 19.2564 | 20.3103 | 21.4514 | 22.6379 | 24.1674 | 25.5689
Scenario 1: Reference | SDG&E | Com | BldgEnv | Com - Grocery | Energy Efficiency | 178.5316 | 178.3221 | 178.1972 | 178.4784 | 179.1024 | 180.4804 | 182.2259 | 184.1903 | 186.3329 | 188.8144 | 191.3648 | 193.9825 | 196.7992
Scenario 1: Reference | SDG&E | Com | BldgEnv | Com - Health | Energy Efficiency | 265.0642 | 263.5891 | 261.6738 | 259.9084 | 257.0589 | 253.6252 | 249.3989 | 250.8997 | 253.5481 | 258.1194 | 264.361 | 263.6149 | 264.4457
Scenario 1: Reference | SDG&E | Com | BldgEnv | Com - Lodging | Energy Efficiency | 6.7704 | 7.0544 | 7.3491 | 7.7201 | 8.0217 | 8.4305 | 8.8262 | 9.2411 | 3.1349 | 10.1877 | 16.2744 | 16.9774 | 17.7605
Scenario 1: Reference | SDG&E | Com | BldgEnv | Com - Office (Large) | Energy Efficiency | 216.0147 | 216.2776 | 216.4484 | 216.6894 | 217.2136 | 218.9582 | 221.0087 | 222.8889 | 224.1664 | 226.0818 | 227.8898 | 229.7839 | 232.0681
Scenario 1: Reference | SDG&E | Com | BldgEnv | Com - Office (Small) | Energy Efficiency | 101.5538 | 101.3688 | 101.1688 | 100.9912 | 101.1689 | 101.7366 | 102.3216 | 102.8726 | 103.3452 | 103.996 | 104.6185 | 105.2344 | 106.0002
Scenario 1: Reference | SDG&E | Com | BldgEnv | Com - Other | Energy Efficiency | 51.3965 | 51.8282 | 52.255 | 52.7002 | 53.1784 | 53.9061 | 54.656 | 55.39 | 49.5349 | 56.8677 | 62.5565 | 63.0735 | 63.6043
Scenario 1: Reference | SDG&E | Com | BldgEnv | Com - Refrig. Warehouse | Energy Efficiency | 0.53248 | 0.53574 | 0.53946 | 0.54076 | 0.54541 | 0.55311 | 0.56309 | 0.80944 | 0.58809 | 0.86167 | 1.1119 | 1.1553 | 1.2017
Scenario 1: Reference | SDG&E | Com | BldgEnv | Com - Restaurant | Energy Efficiency | 33.3472 | 33.1261 | 32.8978 | 32.6476 | 34.408 | 34.6261 | 34.8838 | 35.1958 | 35.4836 | 35.8416 | 36.2014 | 36.5666 | 36.9886
Scenario 1: Reference | SDG&E | Com | BldgEnv | Com - Retail | Energy Efficiency | 291.6022 | 285.2923 | 278.7397 | 269.7235 | 258.5716 | 250.4118 | 247.6328 | 244.9263 | 242.5721 | 240.7291 | 239.3266 | 238.3386 | 237.8186
Scenario 1: Reference | SDG&E | Com | BldgEnv | Com - School | Energy Efficiency | 28.8655 | 29.1987 | 29.5542 | 29.9766 | 30.5173 | 31.1511 | 31.8224 | 32.545 | 33.3201 | 34.1888 | 35.1206 | 36.1089 | 37.1903
Scenario 1: Reference | SDG&E | Com | BldgEnv | Com - Warehouse | Energy Efficiency | 93.1158 | 93.8456 | 94.5908 | 95.4878 | 96.4956 | 98.0304 | 99.5911 | 101.2272 | 86.0976 | 104.8194 | 121.4509 | 124.0556 | 126.9713
Scenario 1: Reference | SDG&E | Com | ComRefrig | Com - College | Energy Efficiency | 532.9188 | 371.6473 | 225.832 | 116.8018 | 45.4113 | 19.0505 | 5.889 | 0 | 0 | 0 | 0 | 0 | 0
Scenario 1: Reference | SDG&E | Com | ComRefrig | Com - Grocery | Energy Efficiency | 491282.5486 | 262484.8181 | 98055.6816 | 39466.4127 | 9311.8396 | 0 | 0 | 0 | 0 | 0 | 0 | 0 | 0
Scenario 1: Reference | SDG&E | Com | ComRefrig | Com - Refrig. Warehouse | Energy Efficiency | 163.3812 | 108.8518 | 62.4817 | 29.4786 | 9.9486 | 4.1245 | 0.48969 | 0 | 0 | 0 | 0 | 0 | 0
Scenario 1: Reference | SDG&E | Com | ComRefrig | Com - Restaurant | Energy Efficiency | 18898.0501 | 10308.127 | 4073.6029 | 1650.2893 | 475.0671 | 0 | 0 | 0 | 0 | 0 | 0 | 0 | 0
Scenario 1: Reference | SDG&E | Com | ComRefrig | Com - Retail | Energy Efficiency | 212625.9786 | 116660.3119 | 47152.2153 | 17740.0687 | 5049.5961 | 0 | 0 | 0 | 0 | 0 | 0 | 0 | 0
Scenario 1: Reference | SDG&E | Com | ComRefrig | Com - School | Energy Efficiency | 21.9021 | 0 | 0 | 0 | 0 | 0 | 0 | 0 | 0 | 0 | 0 | 0 | 0
Scenario 1: Reference | SDG&E | Com | FoodServ | Com - College | Energy Efficiency | 73491.4018 | 80458.2837 | 87635.2844 | 95931.3633 | 103546.0546 | 112685.5051 | 122263.8859 | 131867.5846 | 142031.4893 | 152935.6688 | 164067.8264 | 179061.1166 | 191767.1072
Scenario 1: Reference | SDG&E | Com | FoodServ | Com - College | Fuel Substitution | 2225.1451 | 2751.7442 | 3343.3447 | 4009.8492 | 4742.3751 | 5539.5275 | 6459.3296 | 7513.7563 | 8705.444 | 10055.6274 | 11531.4348 | 13297.7634 | 15295.388
Scenario 1: Reference | SDG&E | Com | FoodServ | Com - Grocery | Energy Efficiency | 454725.7694 | 502544.2193 | 551117.1087 | 603375.8185 | 655693.4853 | 714880.6233 | 776982.1111 | 841405.4355 | 906889.6267 | 977742.5073 | 1051933.6784 | 1130155.7024 | 1213716.6216
Scenario 1: Reference | SDG&E | Com | FoodServ | Com - Grocery | Fuel Substitution | 23801.8578 | 28903.6785 | 34590.9487 | 40955.4365 | 47889.9051 | 55369.5928 | 63954.7805 | 73733.77 | 84703.8617 | 97039.1093 | 110391.0971 | 125495.0363 | 142470.5463
Scenario 1: Reference | SDG&E | Com | FoodServ | Com - Health | Energy Efficiency | 204640.0467 | 223363.8746 | 242796.1728 | 266051.2715 | 286504.8188 | 306568.2072 | 315665.1298 | 338461.4284 | 366774.235 | 404163.9013 | 449666.1427 | 464090.657 | 485727.4588
Scenario 1: Reference | SDG&E | Com | FoodServ | Com - Health | Fuel Substitution | 7355.6349 | 9038.1054 | 10932.5626 | 13071.1392 | 15426.6586 | 17995.8856 | 20962.2484 | 24351.0802 | 28165.7435 | 32468.4994 | 37154.5196 | 42480.3336 | 48521.0376
Scenario 1: Reference | SDG&E | Com | FoodServ | Com - Lodging | Energy Efficiency | 195085.1964 | 211058.6983 | 227558.9374 | 247027.1112 | 263892.4216 | 284468.4444 | 304345.5224 | 324798.2772 | 347136.6634 | 369783.4991 | 392382.5828 | 415780.9058 | 441294.1648
Scenario 1: Reference | SDG&E | Com | FoodServ | Com - Lodging | Fuel Substitution | 9459.8021 | 11522.0816 | 13826.3208 | 16406.2861 | 19218.3417 | 22249.4988 | 25723.4944 | 29672.9463 | 34092.3229 | 39049.0132 | 44398.9375 | 50387.9408 | 56998.5983
Scenario 1: Reference | SDG&E | Com | FoodServ | Com - Office (Large) | Energy Efficiency | 1563.9093 | 1663.1623 | 1752.8184 | 1836.0758 | 1925.9303 | 2050.9472 | 2160.4544 | 2245.9949 | 2309.5508 | 2363.3566 | 2424.6723 | 2465.586 | 2503.3956
Scenario 1: Reference | SDG&E | Com | FoodServ | Com - Office (Small) | Energy Efficiency | 555.6468 | 597.195 | 635.8295 | 671.8112 | 712.1479 | 761.2442 | 802.8572 | 837.638 | 869.5204 | 895.2578 | 924.6791 | 945.5863 | 964.7168
Scenario 1: Reference | SDG&E | Com | FoodServ | Com - Other | Energy Efficiency | 532982.9951 | 593254.8237 | 656267.4803 | 722865.7321 | 790651.4541 | 866275.5077 | 945464.1137 | 1027876.5881 | 1114367.5846 | 1206452.6494 | 1303664.2583 | 1406485.838 | 1517088.0394
Scenario 1: Reference | SDG&E | Com | FoodServ | Com - Other | Fuel Substitution | 19728.8692 | 24293.372 | 29428.853 | 35220.5822 | 41563.9288 | 48435.2344 | 56383.8124 | 65504.4887 | 75799.4901 | 87449.1973 | 100214.4028 | 114833.8052 | 131136.5612
Scenario 1: Reference | SDG&E | Com | FoodServ | Com - Restaurant | Energy Efficiency | 1118491.7126 | 1204154.4311 | 1294818.6285 | 1381130.7413 | 1781511.3047 | 1942104.5346 | 2113211.092 | 2292154.8448 | 2476703.8094 | 2671635.424 | 2880486.3944 | 3100404.4795 | 3331590.4922
Scenario 1: Reference | SDG&E | Com | FoodServ | Com - Restaurant | Fuel Substitution | 73344.0394 | 89041.0393 | 106456.8787 | 125825.3012 | 146586.4615 | 168919.0569 | 194545.4124 | 223703.5118 | 256336.9462 | 292952.4974 | 332409.7481 | 376624.3234 | 425677.4059
Scenario 1: Reference | SDG&E | Com | FoodServ | Com - Retail | Energy Efficiency | 1961.1866 | 2014.433 | 2059.9389 | 2070.3205 | 2034.1565 | 2076.4117 | 2070.1973 | 2046.581 | 2029.9422 | 2033.0535 | 2044.8678 | 2077.8646 | 2130.5796
Scenario 1: Reference | SDG&E | Com | FoodServ | Com - School | Energy Efficiency | 194414.6408 | 212698.5593 | 231412.1979 | 250748.8471 | 271524.3649 | 293130.4357 | 315345.797 | 338590.5302 | 363267.2293 | 388699.5786 | 415976.2281 | 444388.9635 | 474136.2124
Scenario 1: Reference | SDG&E | Com | FoodServ | Com - School | Fuel Substitution | 3332.9141 | 4085.906 | 4927.4213 | 5873.0768 | 6909.6853 | 8036.7962 | 9338.2091 | 10830.8352 | 12525.0561 | 14524.26 | 16761.4462 | 19330.4744 | 22234.7302
Scenario 1: Reference | SDG&E | Com | HVAC | Com - College | Energy Efficiency | 15574.2028 | 23409.3245 | 28915.3168 | 32491.9419 | 35845.3554 | 25611.5324 | 28519.4047 | 31225.0873 | 43887.067 | 27367.1131 | 30023.9548 | 34716.9322 | 65886.277
Scenario 1: Reference | SDG&E | Com | HVAC | Com - College | Fuel Substitution | 1.1815 | 1.3709 | 1.5804 | 2.2608 | 2.5807 | 0 | 0 | 0 | 0 | 0 | 0 | 0 | 0
Scenario 1: Reference | SDG&E | Com | HVAC | Com - Grocery | Energy Efficiency | 25351.3522 | 28686.7384 | 32043.0038 | 35601.8891 | 39269.1992 | 44091.2697 | 49081.4204 | 54147.9806 | 35623.6713 | 32176.6201 | 35501.9544 | 39060.4646 | 36663.705
Scenario 1: Reference | SDG&E | Com | HVAC | Com - Grocery | Fuel Substitution | 213.412 | 248.3188 | 287.8286 | 332.7705 | 382.7729 | 0 | 0 | 0 | 0 | 0 | 0 | 0 | 0
Scenario 1: Reference | SDG&E | Com | HVAC | Com - Health | Energy Efficiency | 105919.2558 | 115843.7615 | 126306.9525 | 151428.98 | 171190.164 | 162700.7613 | 165303.3614 | 178995.2005 | 150677.3465 | 212072.8553 | 244339.0383 | 256026.2268 | 266417.1153
Scenario 1: Reference | SDG&E | Com | HVAC | Com - Health | Fuel Substitution | 16.6832 | 19.3253 | 22.2424 | 25.4655 | 29.0737 | 0 | 0 | 0 | 0 | 0 | 0 | 0 | 0
Scenario 1: Reference | SDG&E | Com | HVAC | Com - Lodging | Energy Efficiency | 59205.64 | 65317.0999 | 71722.1187 | 79224.174 | 86081.3421 | 84369.4214 | 92230.3868 | 100216.2246 | 54046.9417 | 52971.553 | 61348.068 | 60922.9871 | 65666.4684
Scenario 1: Reference | SDG&E | Com | HVAC | Com - Lodging | Fuel Substitution | 50.0233 | 58.222 | 67.5506 | 78.035 | 91.1265 | 0 | 0 | 0 | 0 | 0 | 0 | 0 | 0
Scenario 1: Reference | SDG&E | Com | HVAC | Com - Office (Large) | Energy Efficiency | 69473.7468 | 69636.5314 | 69763.9472 | 70410.8482 | 73322.4564 | 482.6064 | 513.6312 | 539.6808 | 561.2299 | 582.6326 | 604.7072 | 621.4388 | 637.6882
Scenario 1: Reference | SDG&E | Com | HVAC | Com - Office (Small) | Energy Efficiency | 7574.6632 | 8508.8658 | 9496.3612 | 10543.0468 | 11663.6007 | 12949.0084 | 14306.6553 | 15705.8168 | 17190.9875 | 18743.5094 | 20408.2438 | 22140.7741 | 23984.0328
Scenario 1: Reference | SDG&E | Com | HVAC | Com - Other | Energy Efficiency | 194348.6762 | 223990.5244 | 256270.1346 | 291567.1285 | 327003.7976 | 370775.0776 | 417997.417 | 467805.1857 | 501108.0871 | 550615.4415 | 630759.4586 | 703221.7258 | 776315.6085
Scenario 1: Reference | SDG&E | Com | HVAC | Com - Other | Fuel Substitution | 115.1013 | 135.3668 | 158.5383 | 189.9308 | 220.2544 | 0 | 0 | 0 | 0 | 0 | 0 | 0 | 0
Scenario 1: Reference | SDG&E | Com | HVAC | Com - Restaurant | Energy Efficiency | 73486.2447 | 84774.2073 | 97664.5445 | 111792.3007 | 148901.2775 | 172857.4626 | 200501.7316 | 232029.6283 | 267588.9432 | 308077.6888 | 354152.5957 | 406371.9421 | 465311.3742
Scenario 1: Reference | SDG&E | Com | HVAC | Com - Restaurant | Fuel Substitution | 0.20283 | 0.23435 | 1.2687 | 1.448 | 1.6479 | 0 | 0 | 0 | 0 | 0 | 0 | 0 | 0
Scenario 1: Reference | SDG&E | Com | HVAC | Com - Retail | Energy Efficiency | 33993.0541 | 38071.2514 | 42219.1737 | 46126.3388 | 49877.8651 | 41797.8032 | 45232.7651 | 48529.2925 | 1827.5084 | 728.0874 | 438.7463 | 276.9629 | 181.9439
Scenario 1: Reference | SDG&E | Com | HVAC | Com - Retail | Fuel Substitution | 7.9616 | 9.1288 | 10.3861 | 11.7417 | 13.2516 | 0 | 0 | 0 | 0 | 0 | 0 | 0 | 0
Scenario 1: Reference | SDG&E | Com | HVAC | Com - School | Energy Efficiency | 88409.6715 | 95691.9903 | 103180.0513 | 110940.283 | 119923.1284 | 129538.5175 | 139624.9277 | 150574.8162 | 163931.9685 | 178410.1753 | 194208.7941 | 210909.2338 | 228606.4543
Scenario 1: Reference | SDG&E | Com | HVAC | Com - School | Fuel Substitution | 1.8249 | 2.0905 | 2.3802 | 2.6964 | 3.0419 | 0 | 0 | 0 | 0 | 0 | 0 | 0 | 0
Scenario 1: Reference | SDG&E | Com | HVAC | Com - Warehouse | Energy Efficiency | 32.2887 | 35.6192 | 38.7628 | 41.816 | 44.8878 | 48.8407 | 52.371 | 55.6049 | 58.7809 | 61.8645 | 65.0319 | 67.6199 | 17.6893
Scenario 1: Reference | SDG&E | Com | HVAC | Com - Warehouse | Fuel Substitution | 21.8508 | 25.6327 | 30.415 | 35.4245 | 44.0432 | 0 | 0 | 0 | 0 | 0 | 0 | 0 | 0
Scenario 1: Reference | SDG&E | Com | Lighting | Com - College | Energy Efficiency | 0 | 15877.9463 | 23978.1419 | 25076.8731 | 25988.7041 | 27247.3382 | 28198.5601 | 28881.5639 | 9046.4569 | 0 | 0 | 0 | 0
Scenario 1: Reference | SDG&E | Com | Lighting | Com - Grocery | Energy Efficiency | 30183.2101 | 31053.0823 | 31759.3358 | 32404.2468 | 33079.1449 | 34109.9365 | 34632.3915 | 34826.7239 | 34854.364 | 24981.7305 | 20480.0165 | 20585.5035 | 20611.5266
Scenario 1: Reference | SDG&E | Com | Lighting | Com - Health | Energy Efficiency | 94289.0215 | 96466.0164 | 98461.1952 | 101266.2467 | 103163.5188 | 105052.6704 | 102143.0078 | 102850.5125 | 104742.0157 | 108210.8436 | 113940.1353 | 111173.1398 | 109924.9854
Scenario 1: Reference | SDG&E | Com | Lighting | Com - Office (Large) | Energy Efficiency | 108799.0405 | 112179.1568 | 115150.0026 | 117868.7825 | 120618.9136 | 124836.113 | 128165.0132 | 130333.5898 | 131425.3905 | 132552.0293 | 134541.3549 | 136115.0121 | 137647.2846
Scenario 1: Reference | SDG&E | Com | Lighting | Com - Refrig. Warehouse | Energy Efficiency | 159.102 | 164.7155 | 170.1211 | 173.3789 | 178.5433 | 184.8702 | 190.2847 | 194.8758 | 200.1584 | 204.5652 | 211.2844 | 217.5887 | 223.6641
Scenario 1: Reference | SDG&E | Com | Lighting | Com - Restaurant | Energy Efficiency | 26415.7388 | 26436.4511 | 26494.3843 | 26370.4867 | 32184.8835 | 33279.7905 | 34099.22 | 34738.7332 | 35306.8045 | 35782.5453 | 36574.0245 | 37213.4064 | 37805.3225
Scenario 1: Reference | SDG&E | Com | Lighting | Com - Retail | Energy Efficiency | 184360.9225 | 185232.5076 | 185878.6347 | 185492.9149 | 184714.4809 | 186259.599 | 185403.1347 | 183741.9251 | 182442.8007 | 181340.9433 | 181785.5131 | 182181.3718 | 182778.376
Scenario 1: Reference | SDG&E | Com | Lighting | Com - Warehouse | Energy Efficiency | 2931.1933 | 3073.7516 | 3210.1744 | 3351.7544 | 3490.2998 | 3660.7421 | 3785.0937 | 3889.8428 | 1140.5572 | 0 | 0 | 0 | 0
Scenario 1: Reference | SDG&E | Com | WaterHeat | Com - College | Energy Efficiency | 110788.2401 | 120681.8817 | 131198.9564 | 143346.5164 | 155121.6974 | 58253.095 | 62466.0969 | 66542.5713 | 37753.5618 | 40305.1442 | 79674.3228 | 84953.9517 | 89842.2454
Scenario 1: Reference | SDG&E | Com | WaterHeat | Com - College | Fuel Substitution | 888242.7143 | 1035916.665 | 1185919.4692 | 1363618.1571 | 1570677.8407 | 1275313.4757 | 1509278.8374 | 1725332.1803 | 1968081.1618 | 2235605.044 | 2561044.3644 | 2808347.4302 | 2995130.5437
Scenario 1: Reference | SDG&E | Com | WaterHeat | Com - Grocery | Energy Efficiency | 94629.5626 | 104418.8572 | 114519.7564 | 125177.7631 | 136491.0773 | 134633.6692 | 145786.4577 | 156447.1752 | 143744.6675 | 153354.4424 | 189499.7495 | 201423.2949 | 213541.7452
Scenario 1: Reference | SDG&E | Com | WaterHeat | Com - Grocery | Fuel Substitution | 41982.0493 | 47791.71 | 54147.95 | 61234.6375 | 68943.5311 | 0 | 0 | 0 | 0 | 0 | 0 | 0 | 0
Scenario 1: Reference | SDG&E | Com | WaterHeat | Com - Health | Energy Efficiency | 386469.897 | 422819.7847 | 461340.5623 | 506880.9546 | 549534.9379 | 251752.9656 | 265620.9486 | 284384.7971 | 261750.7523 | 283736.9485 | 360011.6545 | 374518.3657 | 391799.6497
Scenario 1: Reference | SDG&E | Com | WaterHeat | Com - Health | Fuel Substitution | 2512085.2874 | 2933861.9865 | 3383268.0187 | 3901045.7245 | 4466788.3121 | 3601823.3462 | 4285887.6628 | 4923632.5145 | 5599117.4578 | 6361071.8584 | 7339771.8566 | 8083774.3724 | 8646790.9285
Scenario 1: Reference | SDG&E | Com | WaterHeat | Com - Lodging | Energy Efficiency | 1463901.5991 | 1551809.7317 | 1646552.0796 | 1768307.5455 | 1866777.5684 | 119477.1037 | 126412.3146 | 133214.8287 | 57388.4641 | 60669.997 | 112186.4354 | 117790.602 | 128045.1425
Scenario 1: Reference | SDG&E | Com | WaterHeat | Com - Lodging | Fuel Substitution | 3327413.6692 | 3861914.1096 | 4431163.797 | 5078904.7504 | 5779365.2001 | 4480222.4295 | 5345116.2349 | 6107774.9291 | 6885992.4518 | 7753550.156 | 8867126.9872 | 9696529.9611 | 10310847.258
Scenario 1: Reference | SDG&E | Com | WaterHeat | Com - Office (Large) | Energy Efficiency | 259818.0552 | 277777.9496 | 296223.4596 | 315605.5235 | 335299.0271 | 137338.7875 | 145048.3435 | 151888.4516 | 113559.0065 | 120016.5463 | 170752.6615 | 177111.5939 | 183362.2903
Scenario 1: Reference | SDG&E | Com | WaterHeat | Com - Office (Large) | Fuel Substitution | 504943.0114 | 585407.0132 | 663979.0863 | 758959.7547 | 871399.7031 | 806358.348 | 943386.6068 | 1067674.9591 | 1214450.6714 | 1406049.2362 | 1603353.8938 | 1747728.6571 | 1851522.5213
Scenario 1: Reference | SDG&E | Com | WaterHeat | Com - Office (Small) | Energy Efficiency | 63729.0021 | 68509.8151 | 73453.2196 | 78564.5131 | 84042.082 | 78715.141 | 83353.44 | 87854.9599 | 40035.3236 | 42418.1049 | 101624.6786 | 106809.3251 | 111775.6784
Scenario 1: Reference | SDG&E | Com | WaterHeat | Com - Office (Small) | Fuel Substitution | 223719.2126 | 259970.6869 | 299965.4182 | 344316.6436 | 392139.3826 | 349201.8207 | 410175.682 | 466112.0066 | 514315.9222 | 580835.4997 | 660943.3053 | 719865.0048 | 762902.8085
Scenario 1: Reference | SDG&E | Com | WaterHeat | Com - Other | Energy Efficiency | 977647.5465 | 1093624.3429 | 1216643.9151 | 1346799.302 | 1485903.8576 | 1129698.5357 | 1230953.1608 | 1327473.5896 | 1313268.9089 | 1404547.5628 | 1628967.1641 | 1739606.6206 | 1850042.2245
Scenario 1: Reference | SDG&E | Com | WaterHeat | Com - Other | Fuel Substitution | 8208274.4457 | 9560801.3407 | 10967847.2384 | 12612970.4349 | 14410252.4159 | 11473878.035 | 13568305.6238 | 15510221.6073 | 17767212.7382 | 20324201.535 | 23320982.7588 | 25591585.9452 | 27302908.1531
Scenario 1: Reference | SDG&E | Com | WaterHeat | Com - Refrig. Warehouse | Energy Efficiency | 823.1339 | 921.1075 | 1023.4361 | 1121.0167 | 1233.3727 | 1152.7218 | 1254.8181 | 2357.8904 | 1451.9891 | 1548.7073 | 2819.5698 | 3009.5032 | 3187.8461
Scenario 1: Reference | SDG&E | Com | WaterHeat | Com - Refrig. Warehouse | Fuel Substitution | 2719.9118 | 3137.9059 | 3597.4128 | 4105.3204 | 4652.7722 | 3530.5131 | 4166.6118 | 4757.1414 | 5271.2953 | 5875.2038 | 6714.6887 | 7343.1732 | 7811.6183
Scenario 1: Reference | SDG&E | Com | WaterHeat | Com - Restaurant | Energy Efficiency | 299801.7311 | 326502.2708 | 354460.1109 | 381640.5107 | 503683.4314 | 262972.9707 | 285671.7019 | 323207.6119 | 328612.8705 | 349652.5 | 392227.8943 | 416854.5687 | 441589.808
Scenario 1: Reference | SDG&E | Com | WaterHeat | Com - Restaurant | Fuel Substitution | 5618873.3602 | 6502940.1157 | 7468348.8763 | 8527292.0721 | 9697756.019 | 8858615.1575 | 10403593.7929 | 11823786.8643 | 13054195.937 | 14736825.2011 | 16814373.2306 | 18365581.6958 | 19517482.8847
Scenario 1: Reference | SDG&E | Com | WaterHeat | Com - Retail | Energy Efficiency | 111440.7529 | 118895.1014 | 126467.681 | 134018.13 | 141760.8632 | 140446.0696 | 147654.1783 | 154578.614 | 62118.7288 | 64653.8176 | 176246.9807 | 184085.4741 | 192022.4094
Scenario 1: Reference | SDG&E | Com | WaterHeat | Com - Retail | Fuel Substitution | 252489.9368 | 292758.35 | 326383.5469 | 372634.2409 | 422364.8253 | 388414.0124 | 456640.2447 | 518015.8247 | 594495.2691 | 649804.431 | 733230.7992 | 792572.2899 | 834567.9687
Scenario 1: Reference | SDG&E | Com | WaterHeat | Com - School | Energy Efficiency | 198133.3084 | 216978.4013 | 236915.4309 | 257996.9394 | 281280.2205 | 113190.3923 | 121091.8794 | 128593.7321 | 109287.2293 | 116413.372 | 152102.1483 | 160301.0295 | 168486.9552
Scenario 1: Reference | SDG&E | Com | WaterHeat | Com - School | Fuel Substitution | 1486415.7935 | 1727999.9782 | 1995202.4076 | 2285863.8713 | 2478009.7725 | 2171937.6949 | 2550037.4193 | 2889496.5096 | 3403169.2925 | 3947502.5205 | 4508741.4842 | 4926228.5472 | 5233453.9305
Scenario 1: Reference | SDG&E | Com | WaterHeat | Com - Warehouse | Energy Efficiency | 64625.9596 | 68824.7325 | 73199.9424 | 77826.4653 | 82676.7694 | 81209.692 | 85983.1826 | 90915.9679 | 12863.8388 | 13733.1488 | 105835.796 | 113057.6032 | 119326.2053
Scenario 1: Reference | SDG&E | Com | WaterHeat | Com - Warehouse | Fuel Substitution | 20106.2075 | 23329.9178 | 26269.3611 | 30117.1329 | 34315.2578 | 23797.9782 | 28170.3176 | 32214.0142 | 37190.5835 | 42093.1188 | 48180.348 | 52762.6068 | 56204.1658
Scenario 1: Reference | SDG&E | Com | WholeBlg | Com - College | Energy Efficiency | 171575.6458 | 175873.4927 | 179932.6076 | 183533.6733 | 189003.6432 | 200701.4881 | 213539.7576 | 224629.3449 | 235945.7682 | 247715.7225 | 258241.8622 | 262874.0757 | 264791.9026
Scenario 1: Reference | SDG&E | Com | WholeBlg | Com - Grocery | Energy Efficiency | 368828.3898 | 376374.0907 | 383513.2311 | 389211.3706 | 399265.5514 | 424262.1111 | 450228.5675 | 472551.5157 | 495408.1683 | 518073.2707 | 538404.5704 | 544952.6448 | 536722.0878
Scenario 1: Reference | SDG&E | Com | WholeBlg | Com - Health | Energy Efficiency | 453924.4792 | 464550.0474 | 474326.9241 | 482381.224 | 495211.0878 | 524528.7826 | 555693.6203 | 581636.6931 | 608089.3014 | 635611.1308 | 660523.5722 | 669363.7806 | 676835.7008
Scenario 1: Reference | SDG&E | Com | WholeBlg | Com - Lodging | Energy Efficiency | 236351.8281 | 240713.807 | 244689.8217 | 248116.3714 | 253823.7568 | 267717.2757 | 282689.4935 | 295074.9037 | 307544.4245 | 320291.0641 | 331140.77 | 334258.6118 | 337457.3833
Scenario 1: Reference | SDG&E | Com | WholeBlg | Com - Office (Large) | Energy Efficiency | 764787.3414 | 776617.6045 | 786674.7008 | 793425.9799 | 807999.2111 | 850522.007 | 897343.5847 | 934934.5016 | 972340.2349 | 1010409.3902 | 1041656.7585 | 1047282.6557 | 1061921.1435
Scenario 1: Reference | SDG&E | Com | WholeBlg | Com - Office (Small) | Energy Efficiency | 219507.7641 | 221685.9961 | 223522.9059 | 224545.6429 | 228066.6523 | 239904.9661 | 252671.2878 | 262935.7795 | 273238.8292 | 284390.7021 | 292971.3657 | 293998.6489 | 294220.2545
Scenario 1: Reference | SDG&E | Com | WholeBlg | Com - Other | Energy Efficiency | 439735.7101 | 449533.8003 | 458666.1232 | 466792.3411 | 479385.4766 | 507042.2317 | 537683.7896 | 563645.0394 | 589990.3567 | 617059.9746 | 640960.2776 | 650893.8622 | 663825.7699
Scenario 1: Reference | SDG&E | Com | WholeBlg | Com - Refrig. Warehouse | Energy Efficiency | 8147.489 | 8474.3534 | 8803.9949 | 9119.7136 | 9513.1501 | 10196.3352 | 10900.5042 | 11538.3027 | 12206.2829 | 12882.4587 | 13526.3364 | 13838.4182 | 13700.5364
Scenario 1: Reference | SDG&E | Com | WholeBlg | Com - Restaurant | Energy Efficiency | 519852.6924 | 565280.563 | 608009.349 | 254478.8998 | 261539.3781 | 277318.8897 | 293896.686 | 308347.3416 | 323207.1583 | 338070.935 | 351608.1779 | 357068.6737 | 355247.4311
Scenario 1: Reference | SDG&E | Com | WholeBlg | Com - Retail | Energy Efficiency | 2088492.1988 | 2458669.4127 | 2843629.6641 | 3222030.4128 | 3555139.6882 | 3993284.025 | 4413840.6673 | 4777888.6343 | 5105106.7841 | 5418054.5435 | 5690882.3198 | 5910898.9885 | 6154413.7761
Scenario 1: Reference | SDG&E | Com | WholeBlg | Com - School | Energy Efficiency | 141358.5789 | 143684.0099 | 145775.9202 | 147488.4834 | 150753.6843 | 159148.7312 | 168585.838 | 176407.8511 | 184264.7816 | 192338.6727 | 199216.0635 | 201303.505 | 203779.4388
Scenario 1: Reference | SDG&E | Com | WholeBlg | Com - Warehouse | Energy Efficiency | 137166.3886 | 140383.7676 | 143450.71 | 146195.0991 | 150377.8071 | 159407.9873 | 169175.5881 | 177507.6674 | 186015.5 | 194693.8617 | 202431.6716 | 205578.1182 | 209491.4025
Scenario 1: Reference | SDG&E | Ind | WholeBlg | Ind - All Other Industrial | Energy Efficiency | 285729.3646 | 295053.056 | 303930.8327 | 312723.1571 | 322908.0409 | 337448.0824 | 353810.7439 | 370162.0915 | 387250.28 | 405311.3546 | 424043.9109 | 441554.057 | 460431.6122
Scenario 1: Reference | SDG&E | Ind | WholeBlg | Ind - Chemicals | Energy Efficiency | 341052.3448 | 353967.6485 | 366553.0499 | 378939.1022 | 392939.4879 | 412062.5897 | 433166.1345 | 453987.1967 | 475713.6638 | 498479.5771 | 521824.7233 | 543471.6866 | 566499.2877
Scenario 1: Reference | SDG&E | Ind | WholeBlg | Ind - Electronics | Energy Efficiency | 563405.7588 | 579292.3906 | 593466.3555 | 605960.0043 | 622338.5789 | 654632.999 | 693174.4972 | 730229.1747 | 768391.2355 | 808196.4678 | 848217.4743 | 880826.3217 | 916035.2963
Scenario 1: Reference | SDG&E | Ind | WholeBlg | Ind - Fabricated Metals | Energy Efficiency | 122196.6758 | 126068.7789 | 129746.4486 | 132824.39 | 136401.7503 | 142325.5136 | 149045.2903 | 155447.5848 | 161998.6015 | 168809.1167 | 175610.8045 | 181234.9009 | 187205.0331
Scenario 1: Reference | SDG&E | Ind | WholeBlg | Ind - Food | Energy Efficiency | 533109.3331 | 548161.6052 | 562622.869 | 576982.2127 | 593461.7447 | 616922.64 | 643191.4583 | 669187.757 | 696202.9019 | 724573.5744 | 753594.7729 | 780345.3587 | 808833.2547
Scenario 1: Reference | SDG&E | Ind | WholeBlg | Ind - Industrial Machinery | Energy Efficiency | 602722.1167 | 635232.9647 | 669211.9635 | 700617.463 | 732288.7018 | 768326.2991 | 807263.7287 | 847229.1376 | 889291.3985 | 933918.3379 | 980028.7581 | 1025336.3901 | 1072806.8377
Scenario 1: Reference | SDG&E | Ind | WholeBlg | Ind - Lumber & Furniture | Energy Efficiency | 8913.6565 | 8928.6986 | 8892.3688 | 8809.7578 | 8798.3008 | 9087.8478 | 9463.6022 | 9775.106 | 10077.7253 | 10380.7535 | 10657.2386 | 10756.4702 | 10873.206
Scenario 1: Reference | SDG&E | Ind | WholeBlg | Ind - Paper | Energy Efficiency | 8318.3866 | 8103.3224 | 7816.4894 | 7482.5303 | 7230.4292 | 7357.9778 | 7601.5703 | 7756.4226 | 7894.1533 | 8024.0351 | 8107.9446 | 7957.6627 | 7816.9013
Scenario 1: Reference | SDG&E | Ind | WholeBlg | Ind - Petroleum | Energy Efficiency | 4973.5342 | 4875.3475 | 4736.5973 | 4559.8189 | 4430.4487 | 4533.4641 | 4706.9852 | 4824.4692 | 4927.6844 | 5022.2458 | 5087.1647 | 5011.4022 | 4942.0044
Scenario 1: Reference | SDG&E | Ind | WholeBlg | Ind - Plastics | Energy Efficiency | 85478.1082 | 89808.332 | 93978.3783 | 98013.3353 | 102662.6891 | 108900.103 | 115417.7355 | 121395.6693 | 127744.1045 | 134464.4226 | 141358.0125 | 147551.6195 | 154095.4758
Scenario 1: Reference | SDG&E | Ind | WholeBlg | Ind - Primary Metals | Energy Efficiency | 278527.3778 | 292564.0676 | 307343.0061 | 322681.3981 | 338818.5312 | 356245.0086 | 374794.8252 | 394336.7887 | 414996.9112 | 436877.7494 | 459878.9882 | 483801.3492 | 509106.9449
Scenario 1: Reference | SDG&E | Ind | WholeBlg | Ind - Printing & Publishing | Energy Efficiency | 59499.885 | 59706.1237 | 59597.0992 | 59216.0068 | 59280.7845 | 61393.2513 | 64179.873 | 66567.9356 | 68934.6182 | 71326.0524 | 73543.4906 | 74609.4028 | 75826.718
Scenario 1: Reference | SDG&E | Ind | WholeBlg | Ind - Stone-Glass-Clay | Energy Efficiency | 229742.6298 | 244562.2357 | 259200.1634 | 274138.3545 | 289842.4806 | 306383.1277 | 323393.6882 | 341190.7807 | 359967.9146 | 379939.7779 | 401105.2967 | 423195.7713 | 446498.9737
Scenario 1: Reference | SDG&E | Ind | WholeBlg | Ind - Textiles | Energy Efficiency | 7734.2304 | 7769.2819 | 7767.6745 | 7723.3401 | 7727.84 | 7968.9841 | 8284.8607 | 8551.9071 | 8814.925 | 9082.2055 | 9331.4676 | 9455.3925 | 9599.7085
Scenario 1: Reference | SDG&E | Ind | WholeBlg | Ind - Transportation Equipment | Energy Efficiency | 345231.4735 | 350389.3078 | 355283.598 | 358043.3432 | 362452.4481 | 376029.2297 | 393113.535 | 408742.5956 | 424630.8787 | 440978.6314 | 456719.8263 | 467397.8464 | 478883.433
Scenario 1: Reference | SDG&E | Res | AppPlug | Res - Multi Family | Energy Efficiency | 90.9948 | 97.3432 | 103.5147 | 741.24 | 2397.9396 | 2565.2762 | 2735.9994 | 2902.2575 | 3077.6387 | 3271.5948 | 3506.0783 | 3785.6116 | 4105.1468
Scenario 1: Reference | SDG&E | Res | AppPlug | Res - Multi Family | Fuel Substitution | 13.9762 | 16.0431 | 18.3302 | 20.868 | 23.625 | 0 | 0 | 0 | 0 | 0 | 0 | 0 | 0
Scenario 1: Reference | SDG&E | Res | AppPlug | Res - Single Family | Energy Efficiency | 0.042435 | 0.051572 | 0.060575 | 0.069208 | 0.076378 | 26.257 | 66.0362 | 70.3061 | 75.2222 | 80.9363 | 87.7809 | 95.8966 | 105.2365
Scenario 1: Reference | SDG&E | Res | AppPlug | Res - Single Family | Fuel Substitution | 12.2069 | 13.9667 | 15.9174 | 18.0811 | 20.4418 | 0 | 0 | 0 | 0 | 0 | 0 | 0 | 0
Scenario 1: Reference | SDG&E | Res | BROs | Income Qualified - Multi Family IQ | Energy Efficiency | 443465.6029 | 499791.816 | 557016.4521 | 574200.0435 | 609039.0917 | 758592.9072 | 870343.3225 | 938559.063 | 1039215.73 | 1032580.4937 | 1125602.5861 | 1176024.3621 | 1283947.794
Scenario 1: Reference | SDG&E | Res | BROs | Income Qualified - Single Family IQ | Energy Efficiency | 995634.4377 | 1106305.3176 | 1218607.5848 | 1260702.6019 | 1336372.5628 | 1622255.3532 | 1839084.4206 | 1977574.3193 | 2176172.0772 | 2182634.7398 | 2371436.9343 | 2495087.5699 | 2717754.1335
Scenario 1: Reference | SDG&E | Res | BROs | Res - Multi Family | Energy Efficiency | 3462892.1659 | 3853473.9471 | 4250193.0075 | 4397399.1855 | 4663370.2481 | 5675249.9397 | 6442974.2728 | 6932804.0936 | 7636413.1991 | 7656216.219 | 8324500.8592 | 9077588.3852 | 9910697.4861
Scenario 1: Reference | SDG&E | Res | BROs | Res - Single Family | Energy Efficiency | 1269479.4071 | 1428644.0664 | 1590647.3432 | 1641603.5637 | 1741822.6669 | 2160102.2668 | 2473883.7305 | 2667373.0504 | 2951080.6464 | 2938383.5245 | 3202108.968 | 3499393.2821 | 3827611.8436
Scenario 1: Reference | SDG&E | Res | BldgEnv | Res - Multi Family | Energy Efficiency | 0 | 0 | 0 | 411.2708 | 442.4375 | 2284.4644 | 2449.5741 | 2622.3269 | 2805.2958 | 2997.6806 | 3204.8345 | 3423.7157 | 3655.5557
Scenario 1: Reference | SDG&E | Res | BldgEnv | Res - Single Family | Energy Efficiency | 18831.1949 | 21864.7292 | 24735.1454 | 27079.4426 | 28341.7203 | 29969.8871 | 31449.0971 | 32838.6266 | 14094.8293 | 3835.7658 | 4081.2211 | 4338.7916 | 4610.7496
Scenario 1: Reference | SDG&E | Res | HVAC | Res - Multi Family | Energy Efficiency | 0 | 0 | 0 | 0 | 0 | 16036.9595 | 16177.9003 | 16090.8959 | 15859.8859 | 15553.2082 | 15342.3764 | 15278.1184 | 15241.2004
Scenario 1: Reference | SDG&E | Res | HVAC | Res - Multi Family | Fuel Substitution | 15629.5321 | 16902.9863 | 20328.01 | 21657.1439 | 23086.9817 | 0 | 0 | 0 | 0 | 0 | 0 | 0 | 0
Scenario 1: Reference | SDG&E | Res | HVAC | Res - Single Family | Energy Efficiency | 817068.9372 | 926764.1867 | 1002624.8159 | 1041220.9845 | 1020662.0735 | 274042.5536 | 274393.6378 | 271607.8403 | 60668.7058 | 29042.3753 | 28371.7534 | 27953.6445 | 27585.9457
Scenario 1: Reference | SDG&E | Res | HVAC | Res - Single Family | Fuel Substitution | 462030.7385 | 503793.2721 | 544747.1183 | 587197.8534 | 629817.5661 | -2014.7599 | -1930.4935 | -2033.5578 | 0 | 0 | 0 | 0 | 0
Scenario 1: Reference | SDG&E | Res | WaterHeat | Res - Multi Family | Energy Efficiency | 5295849.1641 | 5279396.413 | 5210805.4154 | 5146807.0515 | 4997215.9854 | 3458338.4253 | 3298064.0735 | 3122518.6527 | 2952172.9442 | 2788305.5607 | 2655185.3888 | 2534940.0751 | 2428103.7656
Scenario 1: Reference | SDG&E | Res | WaterHeat | Res - Multi Family | Fuel Substitution | 132050.8234 | 143690.6342 | 155510.9218 | 168223.7912 | 180441.5418 | 3411.7744 | 4087.5091 | 4743.0149 | 5259.7882 | 5619.6891 | 5899.4967 | 6067.3335 | 6171.1735
Scenario 1: Reference | SDG&E | Res | WaterHeat | Res - Single Family | Energy Efficiency | 11251109.8273 | 11846451.8232 | 12177921.0115 | 12246012.2884 | 11970877.2848 | 4270596.8001 | 3904946.1598 | 3548353.2024 | 3219663.8939 | 2921958.612 | 2667904.4046 | 2446703.9398 | 2255296.1688
Scenario 1: Reference | SDG&E | Res | WaterHeat | Res - Single Family | Fuel Substitution | 31278.782 | 33784.2813 | 36306.903 | 39043.9477 | 41941.5596 | 17829.4466 | 20565.5073 | 23440.5702 | 25886.2155 | 27568.9982 | 28875.638 | 29657.8013 | 30144.4398
Scenario 2: High TRC | PG&E | Ag | WholeBlg | Ag - Dairies, fishing, hunting | Energy Efficiency | 376837.4869 | 383219.6939 | 388653.1768 | 393657.2254 | 403376.1125 | 423649.8231 | 442184.9943 | 459668.1875 | 477241.7053 | 495489.8772 | 514022.7288 | 525769.6919 | 538458.1139
Scenario 2: High TRC | PG&E | Ag | WholeBlg | Ag - Irrigated Agriculture, vineyards, forestry and greenhouses | Energy Efficiency | 3079291.9851 | 3179173.9715 | 3265476.2382 | 3346933.9848 | 3462730.4803 | 3672002.5534 | 3868612.1683 | 4059705.0492 | 4251455.0152 | 4451063.7195 | 4652892.189 | 4793764.8502 | 4942118.5601
Scenario 2: High TRC | PG&E | Ag | WholeBlg | Ag - Water pumping | Energy Efficiency | 1764278.8184 | 1745311.4377 | 1715712.4284 | 1683911.161 | 1671578.8796 | 1715400.7701 | 1749107.2794 | 1776395.1778 | 1796220.286 | 1816284.3448 | 1832411.6004 | 1818266.0114 | 1805226.0826
Scenario 2: High TRC | PG&E | Com | AppPlug | Com - Health | Energy Efficiency | 5944873.8206 | 6723938.4547 | 7434498.9477 | 7919589.6751 | 7203319.0891 | 4867824.2595 | 20769580.4634 | 10239319.2143 | 10794500.6302 | 11257535.9919 | 11608308.9085 | 12214794.7136 | 12801864.9262
Scenario 2: High TRC | PG&E | Com | AppPlug | Com - Lodging | Energy Efficiency | 4919390.011 | 6025197.1845 | 6506152.4606 | 6937925.4586 | 7448882.5942 | 7918757.9445 | 8401311.6251 | 8881568.4363 | 9360409.2462 | 9859272.9889 | 6376545.6835 | 3722893.599 | 45392509.593
Scenario 2: High TRC | PG&E | Com | AppPlug | Com - Other | Energy Efficiency | 13941.2116 | 16413.9315 | 19262.8358 | 22292.5195 | 25348.765 | 29108.244 | 33268.7567 | 37482.3727 | 41475.4378 | 45962.9757 | 50770.0744 | 55829.2979 | 61251.7562
Scenario 2: High TRC | PG&E | Com | BROs | Com - Lodging | Energy Efficiency | 1222.1319 | 2661.863 | 4053.0946 | 4876.0152 | 5808.8039 | 7605.881 | 9538.2402 | 11471.6334 | 13558.9414 | 17051.976 | 20624.3918 | 23166.3387 | 25604.8242
Scenario 2: High TRC | PG&E | Com | BROs | Com - Other | Energy Efficiency | 4713.9811 | 10797.9743 | 17157.9171 | 21284.9463 | 26273.6902 | 36016.1206 | 46623.7721 | 55894.4951 | 66983.8796 | 85255.9248 | 104434.2981 | 118721.0271 | 131959.7593
Scenario 2: High TRC | PG&E | Com | BROs | Com - Retail | Energy Efficiency | 6102.0337 | 13152.5562 | 19820.3074 | 23597.9812 | 27810.7124 | 36044.6685 | 44813.3967 | 54479.4955 | 63716.1887 | 79277.2833 | 94862.489 | 105422.7392 | 117566.1779
Scenario 2: High TRC | PG&E | Com | BldgEnv | Com - College | Energy Efficiency | 1318.6767 | 1440.8284 | 1609.2104 | 1773.5182 | 1926.7847 | 2076.1276 | 2270.6655 | 2439.397 | 2744.1245 | 2980.2651 | 3203.0763 | 3319.2331 | 3536.7264
Scenario 2: High TRC | PG&E | Com | BldgEnv | Com - Grocery | Energy Efficiency | 2079.5317 | 2306.7536 | 2569.84 | 2861.4369 | 3142.299 | 3490.2029 | 3849.2661 | 4231.3732 | 4595.1426 | 4989.3379 | 5414.236 | 5853.1683 | 6333.3842
Scenario 2: High TRC | PG&E | Com | BldgEnv | Com - Health | Energy Efficiency | 84905.2175 | 92265.8009 | 134284.4469 | 135204.6671 | 131099.887 | 157374.6132 | 141339.3777 | 121508.885 | 99486.0567 | 76734.9529 | 54436.8768 | 34357.2408 | 18411.6735
Scenario 2: High TRC | PG&E | Com | BldgEnv | Com - Lodging | Energy Efficiency | 198690.4779 | 198119.6144 | 188806.3171 | 171460.6273 | 148366.068 | 121324.5665 | 92570.0399 | 64128.5047 | 37424.4939 | 23952.1382 | 25841.6494 | 27873.9866 | 29992.9804
Scenario 2: High TRC | PG&E | Com | BldgEnv | Com - Office (Large) | Energy Efficiency | 18810.9454 | 20491.4055 | 22415.3224 | 24196.948 | 26205.451 | 28205.0125 | 30416.8651 | 32381.6564 | 34096.693 | 36159.8111 | 38180.5796 | 40263.797 | 42467.9791
Scenario 2: High TRC | PG&E | Com | BldgEnv | Com - Office (Small) | Energy Efficiency | 3441.1545 | 3806.1788 | 4207.3799 | 438.7573 | 50345.0999 | 5043.1135 | 5498.7169 | 5969.643 | 6441.0448 | 6944.6025 | 7476.4336 | 8031.1986 | 8620.6326
Scenario 2: High TRC | PG&E | Com | BldgEnv | Com - Other | Energy Efficiency | 3144.269 | 3464.395 | 3825.0944 | 4187.1561 | 4540.1506 | 4992.9527 | 5490.5656 | 5977.1381 | 6396.8346 | 6893.3346 | 7426.0086 | 7970.3552 | 8565.8175
Scenario 2: High TRC | PG&E | Com | BldgEnv | Com - Refrig. Warehouse | Energy Efficiency | 937.1622 | 1039.0993 | 1143 | 1248.946 | 1357.5707 | 1472.0574 | 1577.9475 | 1686.081 | 1784.0924 | 1889.7823 | 1996.7253 | 2112.0685 | 2238.754
Scenario 2: High TRC | PG&E | Com | BldgEnv | Com - Restaurant | Energy Efficiency | 994.3906 | 1083.9147 | 1192.4914 | 1304.5735 | 1421.8989 | 1544.8595 | 1684.3371 | 1825.0622 | 1967.8552 | 2123.7423 | 2285.2104 | 155.3693 | 27328.6423
Scenario 2: High TRC | PG&E | Com | BldgEnv | Com - Retail | Energy Efficiency | 5266.9905 | 5937.9235 | 6421.4187 | 631.5334 | 70950.3762 | 7821.2906 | 9562.91 | 43305.1287 | 11548.3775 | 12512.1279 | 13563.8171 | 14657.6174 | 15895.4045
Scenario 2: High TRC | PG&E | Com | BldgEnv | Com - School | Energy Efficiency | 5234.5675 | 5756.191 | 6293.7543 | 6825.0447 | 7317.2919 | 7881.7703 | 8435.0342 | 9033.626 | 9644.616 | 10296.3567 | 10979.3188 | 11736.7651 | 12485.2359
Scenario 2: High TRC | PG&E | Com | BldgEnv | Com - Warehouse | Energy Efficiency | 529222.0121 | 546798.6389 | 541962.4477 | 514902.0232 | 468514.4571 | 407658.6024 | 336326.8381 | 261146.9845 | 185873.5439 | 115225.2854 | 81994.7703 | 87910.5773 | 94303.4115
Scenario 2: High TRC | PG&E | Com | ComRefrig | Com - College | Energy Efficiency | 1244.0659 | 785.0434 | 428.9572 | 183.692 | 70.7923 | 24.7038 | 0 | 0 | 0 | 0 | 0 | 0 | 0
Scenario 2: High TRC | PG&E | Com | ComRefrig | Com - Grocery | Energy Efficiency | 881598.4353 | 393942.9559 | 143530.172 | 46279.5949 | 0 | 0 | 0 | 0 | 0 | 0 | 0 | 0 | 0
Scenario 2: High TRC | PG&E | Com | ComRefrig | Com - Health | Energy Efficiency | 0 | 0 | 0 | 0 | 0 | 0 | 0 | 0 | 0 | 0 | 0 | 0 | 0
Scenario 2: High TRC | PG&E | Com | ComRefrig | Com - Refrig. Warehouse | Energy Efficiency | 2657.2324 | 1590.8153 | 801.341 | 278.2362 | 114.3515 | 20.1818 | 0 | 0 | 0 | 0 | 0 | 0 | 0
Scenario 2: High TRC | PG&E | Com | ComRefrig | Com - Restaurant | Energy Efficiency | 31225.115 | 14491.7892 | 5345.3129 | 1932.3841 | 0 | 0 | 0 | 0 | 0 | 0 | 0 | 0 | 0
Scenario 2: High TRC | PG&E | Com | ComRefrig | Com - Retail | Energy Efficiency | 408951.5155 | 190853.0664 | 0 | 46345.7367 | 12577.3721 | 0 | 0 | 0 | 0 | 0 | 0 | 0 | 0
Scenario 2: High TRC | PG&E | Com | ComRefrig | Com - School | Energy Efficiency | 3.8878 | 0 | 0 | 0 | 0 | 0 | 0 | 0 | 0 | 0 | 0 | 0 | 0
Scenario 2: High TRC | PG&E | Com | FoodServ | Com - College | Energy Efficiency | 311110.0679 | 329306.6983 | 339357.648 | 399820.5442 | 382140.0946 | 400301.9696 | 421875.0072 | 441460.6699 | 466632.9059 | 491880.1368 | 517717.9153 | 539862.0196 | 568227.1902
Scenario 2: High TRC | PG&E | Com | FoodServ | Com - College | Fuel Substitution | 1514.7053 | 1775.0386 | 2074.6236 | 2398.1201 | 2741.8151 | 3106.1469 | 3526.7449 | 4116.0852 | 4813.2628 | 5679.2102 | 6706.7013 | 7949.0366 | 9440.7253
Scenario 2: High TRC | PG&E | Com | FoodServ | Com - Grocery | Energy Efficiency | 1711758.6809 | 1814402.7586 | 1922707.5982 | 2032903.0137 | 2139976.3487 | 2263294.4432 | 2388321.8322 | 2517613.182 | 2644715.1896 | 2780999.0644 | 2929685.6193 | 3086183.5395 | 3256877.0377
Scenario 2: High TRC | PG&E | Com | FoodServ | Com - Grocery | Fuel Substitution | 14711.2817 | 17268.232 | 20172.5954 | 23335.9848 | 26686.3647 | 30216.7251 | 34256.4483 | 39154.2515 | 44755.4596 | 51240.8499 | 58479.4143 | 66916.0673 | 76659.4256
Scenario 2: High TRC | PG&E | Com | FoodServ | Com - Health | Energy Efficiency | 761088.3633 | 806823.1964 | 871562.7304 | 914227.6213 | 968304.7788 | 1008758.6791 | 1126934.412 | 1143263.681 | 1200562.2597 | 1252617.0638 | 1299904.9909 | 1374106.2235 | 1454376.3303
Scenario 2: High TRC | PG&E | Com | FoodServ | Com - Health | Fuel Substitution | 4313.2564 | 5123.9022 | 6043.7077 | 7056.5742 | 8223.1597 | 9497.7627 | 11014.5988 | 12799.1227 | 14876.5523 | 17295.0357 | 20028.8154 | 23270.9902 | 27084.8121
Scenario 2: High TRC | PG&E | Com | FoodServ | Com - Lodging | Energy Efficiency | 686500.2885 | 732941.1095 | 781140.2758 | 828050.3075 | 883287.8291 | 936513.2505 | 991392.6218 | 1047963.5751 | 1105128.8865 | 1167936.211 | 1234417.512 | 1295007.3597 | 1421967.4155
Scenario 2: High TRC | PG&E | Com | FoodServ | Com - Lodging | Fuel Substitution | 4386.746 | 5174.6873 | 6058.2244 | 7032.1618 | 8127.9615 | 9308.7055 | 10713.0598 | 12326.1605 | 14171.717 | 16279.8959 | 18613.3083 | 21339.8724 | 24518.2989
Scenario 2: High TRC | PG&E | Com | FoodServ | Com - Office (Large) | Energy Efficiency | 6684.0543 | 6926.7395 | 7179.9967 | 7394.2728 | 7698.6096 | 8071.9675 | 8392.984 | 8648.3355 | 8844.7609 | 9053.8585 | 9322.1309 | 9536.26 | 9747.8847
Scenario 2: High TRC | PG&E | Com | FoodServ | Com - Office (Small) | Energy Efficiency | 1523.8729 | 1596.2839 | 1666.6753 | 966.875 | 7752.8565 | 1854.8912 | 1940.0527 | 2018.4214 | 2088.9435 | 2155.8108 | 2240.1094 | 2311.3255 | 2381.6048
Scenario 2: High TRC | PG&E | Com | FoodServ | Com - Other | Energy Efficiency | 2395183.8061 | 2546138.2381 | 2703455.1187 | 2860074.7839 | 3016536.334 | 3196037.3268 | 3384486.2353 | 3572188.0942 | 3750344.6046 | 3947949.6099 | 4162155.2009 | 4385750.6311 | 4627141.8687
Scenario 2: High TRC | PG&E | Com | FoodServ | Com - Other | Fuel Substitution | 16305.5143 | 19347.6113 | 22935.5911 | 26831.46 | 31019.0199 | 35492.4017 | 40660.2163 | 46736.7023 | 53857.5168 | 62014.4064 | 71131.6909 | 81730.1463 | 93893.1373
Scenario 2: High TRC | PG&E | Com | FoodServ | Com - Restaurant | Energy Efficiency | 4627407.8904 | 4880121.15 | 5150148.2986 | 5419101.9909 | 5693672.8151 | 5976521.829 | 6277910.596 | 6581871.0119 | 6892700.0948 | 7225851.9693 | 7581278.7659 | 4929824.5162 | 33527461.5075
Scenario 2: High TRC | PG&E | Com | FoodServ | Com - Restaurant | Fuel Substitution | 43429.7043 | 51264.4394 | 60224.9517 | 70064.9361 | 80565.6548 | 91718.1994 | 104491.6794 | 119323.3783 | 136280.4307 | 155516.7717 | 176592.9525 | 178418.545 | 197361.1907
Scenario 2: High TRC | PG&E | Com | FoodServ | Com - Retail | Energy Efficiency | 16132.1819 | 18107.4989 | 20330.1209 | 2976.3495 | 201114.9867 | 25179.5771 | 29145.1653 | 32005.7513 | 34613.5572 | 37309.6473 | 40252.0939 | 43110.0563 | 46136.3533
Scenario 2: High TRC | PG&E | Com | FoodServ | Com - School | Energy Efficiency | 935551.3664 | 988918.1868 | 1043380.3167 | 1096691.5561 | 1148284.8141 | 1208272.9382 | 1267444.922 | 1331550.4831 | 1398033.0428 | 1469204.3047 | 1546851.475 | 1631312.766 | 1715485.7007
Scenario 2: High TRC | PG&E | Com | FoodServ | Com - School | Fuel Substitution | 1961.5289 | 2235.9006 | 2577.4089 | 3014.5806 | 3550.8686 | 4168.0548 | 4909.1955 | 5811.0779 | 6901.1557 | 8204.5243 | 9718.7727 | 11580.577 | 14437.7482
Scenario 2: High TRC | PG&E | Com | HVAC | Com - College | Energy Efficiency | 468777.028 | 484273.0442 | 425420.9657 | 684433.38 | 476670.1934 | 369803.0126 | 385623.32 | 398821.0713 | 420981.8741 | 444242.9964 | 466348.2473 | 473415.1815 | 495389.844
Scenario 2: High TRC | PG&E | Com | HVAC | Com - College | Fuel Substitution | 179262.3194 | 216191.8091 | 241481.778 | 266841.4064 | 305630.204 | 0 | 0 | 0 | 0 | 0 | 0 | 0 | 0
Scenario 2: High TRC | PG&E | Com | HVAC | Com - Grocery | Energy Efficiency | 839013.7591 | 932596.7946 | 1022091.4388 | 1104894.4382 | 1185179.2334 | 1278410.6357 | 1364974.4599 | 1452899.8076 | 1532717.0261 | 1609169.3235 | 1687727.0583 | 1757440.6897 | 1827259.418
Scenario 2: High TRC | PG&E | Com | HVAC | Com - Grocery | Fuel Substitution | 1360847.0291 | 1530844.425 | 1705023.6883 | 1879932.2154 | 2064254.6187 | 31308.6374 | 33159.8436 | 34267.9859 | 34930.515 | 35301.4245 | 35712.0907 | 35776.2269 | 35737.3192
Scenario 2: High TRC | PG&E | Com | HVAC | Com - Health | Energy Efficiency | 1746331.1558 | 1918499.3901 | 2095502.3696 | 2217562.3446 | 2358800.5493 | 2365545.0311 | 2504341.4252 | 2640402.9485 | 2766450.4802 | 2873427.8919 | 2967177.7499 | 3090146.0154 | 3212772.3813
Scenario 2: High TRC | PG&E | Com | HVAC | Com - Health | Fuel Substitution | 515069.3704 | 581680.158 | 649384.1989 | 717087.1466 | 782560.3484 | 41.0025 | 43.67 | 45.3777 | 0 | 47.2599 | 48.0756 | 48.4279 | 48.6405
Scenario 2: High TRC | PG&E | Com | HVAC | Com - Lodging | Energy Efficiency | 975479.7427 | 1077228.1903 | 1175456.7404 | 1262745.7385 | 1364253.1511 | 1410391.8821 | 1504993.5052 | 1594803.237 | 1284584.5955 | 1339104.3347 | 1413387.1717 | 1485341.2301 | 1556788.558
Scenario 2: High TRC | PG&E | Com | HVAC | Com - Lodging | Fuel Substitution | 444003.3313 | 499777.0675 | 557008.9415 | 613645.778 | 687299.4581 | 6518.3911 | 6917.6977 | 7161.6581 | 20.5668 | 20.7983 | 21.0612 | 19.0722 | 19.0768
Scenario 2: High TRC | PG&E | Com | HVAC | Com - Office (Large) | Energy Efficiency | 755727.1844 | 905626.6897 | 1012433.826 | 1065263.9658 | 1117162.1742 | 513271.529 | 538699.5199 | 558466.9887 | 683626.0019 | 18229.409 | 18470.1902 | 18605.7226 | 411119.1893
Scenario 2: High TRC | PG&E | Com | HVAC | Com - Office (Large) | Fuel Substitution | 84.3499 | 313.9985 | 344.2269 | 373.2299 | 398.9091 | 0 | 0 | 0 | 0 | 0 | 0 | 0 | 0
Scenario 2: High TRC | PG&E | Com | HVAC | Com - Office (Small) | Energy Efficiency | 176362.8857 | 189772.0203 | 203141.5938 | 152207.3426 | 3438861.4536 | 219137.6716 | 232056.269 | 244843.6143 | 256939.0208 | 270045.6016 | 284616.9715 | 299354.9076 | 314888.9769
Scenario 2: High TRC | PG&E | Com | HVAC | Com - Office (Small) | Fuel Substitution | 11888.4534 | 13415.5815 | 23653.0955 | 21120.6436 | 86939.6241 | 0 | 0 | 0 | 0 | 0 | 0 | 0 | 0
Scenario 2: High TRC | PG&E | Com | HVAC | Com - Other | Energy Efficiency | 4983928.2502 | 4419622.5367 | 4234010.5388 | 4540737.2364 | 4834077.5234 | 5460521.5211 | 5882976.5231 | 6268323.5409 | 6284497.8627 | 6636005.0012 | 7035860.8028 | 7432621.941 | 7864554.2947
Scenario 2: High TRC | PG&E | Com | HVAC | Com - Other | Fuel Substitution | 2786342.4634 | 3137380.399 | 3493821.5149 | 3849351.8834 | 4202259.0041 | 0 | 0 | 0 | 0 | 0 | 0 | 0 | 0
Scenario 2: High TRC | PG&E | Com | HVAC | Com - Restaurant | Energy Efficiency | 2012673.3452 | 2253933.117 | 2496372.6182 | 2727644.7397 | 2943679.7743 | 3143309.8911 | 3332369.8531 | 3504009.9011 | 3662416.5775 | 3814029.198 | 3958940.3274 | 2638668.1379 | 15399935.3653
Scenario 2: High TRC | PG&E | Com | HVAC | Com - Restaurant | Fuel Substitution | 86643.9781 | 145477.989 | 162015.9053 | 178488.1723 | 194306.9785 | 0 | 0 | 0 | 0 | 0 | 0 | 0 | 0
Scenario 2: High TRC | PG&E | Com | HVAC | Com - Retail | Energy Efficiency | 1242388.2781 | 1374257.334 | 1492938.8491 | 969338.7822 | 6401944.7575 | 1568556.017 | 1742822.751 | 1856193.0949 | 1843360.9714 | 1858281.3478 | 2030476.2563 | 2138166.8608 | 2249437.0681
Scenario 2: High TRC | PG&E | Com | HVAC | Com - Retail | Fuel Substitution | 364607.4611 | 436241.9812 | 485634.3762 | 483515.3526 | 561999.1586 | 41.9844 | 44.5905 | 46.1784 | 0 | 0 | 0 | 0 | 0
Scenario 2: High TRC | PG&E | Com | HVAC | Com - School | Energy Efficiency | 1088987.0117 | 1308736.996 | 1568486.9382 | 1725300.934 | 1807708.1487 | 1502443.8828 | 1575177.1835 | 1652107.1338 | 1630769.4712 | 1661672.0021 | 1741647.2917 | 1945673.8321 | 2092022.1795
Scenario 2: High TRC | PG&E | Com | HVAC | Com - School | Fuel Substitution | 274916.7192 | 304913.4724 | 334361.8184 | 362596.6575 | 408997.6408 | 0 | 0 | 0 | 0 | 0 | 0 | 0 | 0
Scenario 2: High TRC | PG&E | Com | HVAC | Com - Warehouse | Energy Efficiency | 95920.7548 | 112388.0961 | 123911.5068 | 134974.8595 | 146166.6891 | 183417.1325 | 205003.0114 | 231181.5803 | 143364.0913 | 104241.3903 | 109757.0252 | 114957.9986 | 161161.9042
Scenario 2: High TRC | PG&E | Com | HVAC | Com - Warehouse | Fuel Substitution | 215640.0018 | 243855.8747 | 272754.2892 | 301836.7481 | 329810.0827 | 0 | 0 | 0 | 0 | 0 | 0 | 0 | 0
Scenario 2: High TRC | PG&E | Com | Lighting | Com - College | Energy Efficiency | 0 | 0 | 0 | 0 | 0 | 0 | 0 | 0 | 0 | 0 | 0 | 0 | 0
Scenario 2: High TRC | PG&E | Com | Lighting | Com - Grocery | Energy Efficiency | 22056.7297 | 24192.3306 | 53347.6083 | 62745.5048 | 65488.5894 | 68543.5513 | 70343.303 | 71602.6351 | 72300.8703 | 46045.5578 | 38904.8242 | 39991.3901 | 40846.4132
Scenario 2: High TRC | PG&E | Com | Lighting | Com - Health | Energy Efficiency | 59396.3284 | 65094.8693 | 71394.784 | 148989.7644 | 175011.8755 | 183504.9048 | 188780.5405 | 192537.7309 | 119213.3849 | 101274.4702 | 104181.7258 | 107377.983 | 110034.2015
Scenario 2: High TRC | PG&E | Com | Lighting | Com - Lodging | Energy Efficiency | 0 | 0 | 0 | 0 | 0 | 0 | 0 | 0 | 0 | 0 | 0 | 0 | 0
Scenario 2: High TRC | PG&E | Com | Lighting | Com - Office (Large) | Energy Efficiency | 0 | 0 | 0 | 0 | 0 | 0 | 0 | 0 | 0 | 0 | 0 | 0 | 0
Scenario 2: High TRC | PG&E | Com | Lighting | Com - Office (Small) | Energy Efficiency | 0 | 0 | 0 | 0 | 0 | 0 | 0 | 0 | 0 | 0 | 0 | 0 | 0
Scenario 2: High TRC | PG&E | Com | Lighting | Com - Other | Energy Efficiency | 0 | 0 | 0 | 0 | 0 | 0 | 0 | 0 | 0 | 0 | 0 | 0 | 0
Scenario 2: High TRC | PG&E | Com | Lighting | Com - Refrig. Warehouse | Energy Efficiency | 1789.7258 | 1917.4961 | 2035.6898 | 2145.7251 | 2262.3991 | 2385.0643 | 2479.8567 | 2566.9569 | 2642.0204 | 2714.8896 | 2806.8739 | 2890.1193 | 2971.5603
Scenario 2: High TRC | PG&E | Com | Lighting | Com - Restaurant | Energy Efficiency | 0 | 0 | 13355.9353 | 18413.2808 | 19580.174 | 20741.2482 | 21939.5326 | 23033.3637 | 23954.8895 | 24751.03 | 25733.5165 | 17955.5642 | 92955.2172
Scenario 2: High TRC | PG&E | Com | Lighting | Com - Retail | Energy Efficiency | 345241.7113 | 368939.8388 | 390877.6417 | 292027.3184 | 1208848.1117 | 432649.0032 | 453280.6711 | 466690.0642 | 477467.1949 | 487263.2188 | 501628.5474 | 513302.2668 | 524286.9062
Scenario 2: High TRC | PG&E | Com | Lighting | Com - School | Energy Efficiency | 0 | 0 | 0 | 0 | 0 | 0 | 0 | 0 | 0 | 0 | 0 | 0 | 0
Scenario 2: High TRC | PG&E | Com | Lighting | Com - Warehouse | Energy Efficiency | 0 | 0 | 0 | 0 | 0 | 0 | 0 | 0 | 0 | 0 | 0 | 0 | 0
Scenario 2: High TRC | PG&E | Com | WaterHeat | Com - College | Energy Efficiency | 630192.7944 | 857411.4448 | 746129.4982 | 1829350.9982 | 1225084.6406 | 763837.9344 | 947677.49 | 1136756.0373 | 828322.7366 | 1435865.9802 | 1490558.5038 | 1456303.5851 | 1335003.171
Scenario 2: High TRC | PG&E | Com | WaterHeat | Com - College | Fuel Substitution | 861851.1954 | 1119474.9434 | 1433861.6254 | 1843213.5353 | 2361408.3446 | 1761592.94 | 2313285.5579 | 2972515.1711 | 3733587.3174 | 4842669.0967 | 6339848.7811 | 7877682.6537 | 9468231.9493
Scenario 2: High TRC | PG&E | Com | WaterHeat | Com - Grocery | Energy Efficiency | 218987.007 | 264172.9503 | 319011.6786 | 384826.2793 | 462335.3209 | 477403.472 | 575106.1308 | 680866.4606 | 511408.1429 | 892336.2063 | 980348.2822 | 1042262.0719 | 1068856.1381
Scenario 2: High TRC | PG&E | Com | WaterHeat | Com - Grocery | Fuel Substitution | 42985.8363 | 55069.2082 | 70708.2866 | 90892.7446 | 116379.1026 | 0 | 0 | 0 | 0 | 0 | 0 | 0 | 0
Scenario 2: High TRC | PG&E | Com | WaterHeat | Com - Health | Energy Efficiency | 1604527.3063 | 1824025.3435 | 2104501.5435 | 2392904.0956 | 2666544.2948 | 1131437.1813 | 1348803.4371 | 1542730.9148 | 1069169.4856 | 1761014.0193 | 1738024.9067 | 1621668.4357 | 1431399.3663
Scenario 2: High TRC | PG&E | Com | WaterHeat | Com - Health | Fuel Substitution | 2406785.3977 | 3140001.814 | 4054573.9168 | 5218822.0686 | 6658423.6092 | 4796774.3457 | 6336507.8758 | 8125371.4714 | 10329092.3086 | 13378353.9758 | 17656254.7697 | 22085611.7429 | 26689573.1671
Scenario 2: High TRC | PG&E | Com | WaterHeat | Com - Lodging | Energy Efficiency | 7696168.2792 | 8278786.7297 | 8896646.0766 | 9502170.6857 | 10187321.5122 | 1388083.8379 | 1535540.834 | 1627162.6948 | 771924.1639 | 1130650.3192 | 5815.3138 | 960659.0746 | 777333.5572
Scenario 2: High TRC | PG&E | Com | WaterHeat | Com - Lodging | Fuel Substitution | 2367669.892 | 3076787.0754 | 3965189.3167 | 5097067.2923 | 6499252.4121 | 4511024.0937 | 6013497.142 | 7684025.3778 | 9710518.8891 | 12756479.6404 | 16821898.8735 | 21027051.098 | 25393412.0688
Scenario 2: High TRC | PG&E | Com | WaterHeat | Com - Office (Large) | Energy Efficiency | 2788406.6968 | 3046212.2935 | 3204374.2141 | 3212707.6994 | 3067319.6299 | 1255157.1204 | 829558.1275 | 409501.9968 | 19292.9192 | 2243.0231 | 2911.8743 | 3761.3089 | 4849.5909
Scenario 2: High TRC | PG&E | Com | WaterHeat | Com - Office (Large) | Fuel Substitution | 482588.8623 | 625623.5543 | 796777.9538 | 1016822.5637 | 1301195.2337 | 1178628.044 | 1533197.5594 | 1940213.1259 | 2465575.5189 | 3295250.1282 | 4314857.2535 | 5357549.1782 | 6426786.3188
Scenario 2: High TRC | PG&E | Com | WaterHeat | Com - Office (Small) | Energy Efficiency | 433101.5808 | 569033.4683 | 32539.6845 | 650642.6561 | 937061.177 | 958342.1928 | 1122098.0196 | 1251892.1455 | 829541.6128 | 1301074.8732 | 1194510.7675 | 1015760.5173 | 796816.8002
Scenario 2: High TRC | PG&E | Com | WaterHeat | Com - Office (Small) | Fuel Substitution | 129918.5519 | 168608.5965 | 217091.5332 | 232123.8951 | 309333.9074 | 293463.4458 | 385195.7927 | 492002.2937 | 610486.7854 | 824637.5752 | 1080384.5034 | 1342772.7273 | 1613557.8724
Scenario 2: High TRC | PG&E | Com | WaterHeat | Com - Other | Energy Efficiency | 2596029.3309 | 3141307.5456 | 3796403.7989 | 4570632.2615 | 5468682.1635 | 3213962.9332 | 3902357.058 | 4604287.3728 | 3346846.0283 | 5721839.7902 | 5947409.3337 | 5854767.6499 | 5443536.7238
Scenario 2: High TRC | PG&E | Com | WaterHeat | Com - Other | Fuel Substitution | 8579504.6896 | 11097220.5804 | 14191566.4959 | 18128672.8432 | 22969099.7312 | 16563905.279 | 21720242.7761 | 27654082.4023 | 35309680.4277 | 45595428.1808 | 59615276.7641 | 73990335.7813 | 88814755.5112
Scenario 2: High TRC | PG&E | Com | WaterHeat | Com - Refrig. Warehouse | Energy Efficiency | 10231.1275 | 11230.1375 | 12330.9942 | 70597.3884 | 89505.3361 | 153309.8944 | 192466.602 | 236607.9915 | 179249.5483 | 328500.7344 | 366585.4826 | 391551.5806 | 398296.8562
Scenario 2: High TRC | PG&E | Com | WaterHeat | Com - Refrig. Warehouse | Fuel Substitution | 23785.0022 | 30915.8775 | 39972.7436 | 51447.0558 | 65674.4554 | 45150.2936 | 59354.6081 | 75981.248 | 94549.538 | 124057.1608 | 163739.9985 | 204809.2267 | 247401.7891
Scenario 2: High TRC | PG&E | Com | WaterHeat | Com - Restaurant | Energy Efficiency | 771065.4985 | 911656.0677 | 1074701.1468 | 1444820.7796 | 1696114.1508 | 516152.9571 | 588170.9472 | 642013.0476 | 451206.4367 | 652154.683 | 100886.6344 | 546184.6073 | 629317.3953
Scenario 2: High TRC | PG&E | Com | WaterHeat | Com - Restaurant | Fuel Substitution | 4130021.7594 | 5338743.1617 | 6844019.2068 | 8713881.6165 | 10986375.2822 | 9879294.0672 | 12881154.6608 | 16335971.4893 | 20136057.3825 | 25965615.3988 | 33829864.0345 | 37635471.9438 | 48102030.2275
Scenario 2: High TRC | PG&E | Com | WaterHeat | Com - Retail | Energy Efficiency | 784256.0082 | 1039088.8986 | 1062239.2948 | 1558915.9736 | 2089105.0501 | 2381091.4438 | 2873820.6505 | 3365564.5389 | 2377390.844 | 4029172.5064 | 4097303.6434 | 3936784.7633 | 3562640.0248
Scenario 2: High TRC | PG&E | Com | WaterHeat | Com - Retail | Fuel Substitution | 214144.8349 | 277074.6053 | 343779.9573 | 400129.353 | 512646.3173 | 510254.4771 | 668939.0883 | 851071.0729 | 1099324.5945 | 1440855.7645 | 1884432.1072 | 2339050.5667 | 2807898.3503
Scenario 2: High TRC | PG&E | Com | WaterHeat | Com - School | Energy Efficiency | 1643891.4551 | 1895399.3392 | 2134110.7417 | 2329918.8047 | 2452085.2148 | 1155882.6106 | 978609.7343 | 742143.716 | 305867.5169 | 252245.1729 | 57134.7032 | 31503.9001 | 34132.9895
Scenario 2: High TRC | PG&E | Com | WaterHeat | Com - School | Fuel Substitution | 1507810.4739 | 1952249.7439 | 2508229.8184 | 3201919.4738 | 3860269.2441 | 3270231.0471 | 4257550.1545 | 5444379.0757 | 7003762.3422 | 9309959.8281 | 12138206.6577 | 15027118.2031 | 17992608.4338
Scenario 2: High TRC | PG&E | Com | WaterHeat | Com - Warehouse | Energy Efficiency | 566292.4458 | 739959.2128 | 958409.3653 | 1227802.7558 | 1551041.7251 | 1868140.4019 | 2276003.8169 | 2695488.5165 | 1938247.0773 | 3394281.2198 | 3572343.0715 | 3579658.0281 | 3406069.4297
Scenario 2: High TRC | PG&E | Com | WaterHeat | Com - Warehouse | Fuel Substitution | 23191.1514 | 30388.0847 | 38720.5859 | 50013.8787 | 64049.1991 | 39710.9696 | 52406.777 | 67138.7279 | 87045.1126 | 115246.0855 | 151531.423 | 188985.927 | 227834.773
Scenario 2: High TRC | PG&E | Com | WholeBlg | Com - College | Energy Efficiency | 253760.9716 | 260384.1154 | 265998.1917 | 271177.3489 | 279244.8654 | 294327.9029 | 310219.7332 | 326353.2686 | 341264.8051 | 362839.8314 | 405131.9058 | 416041.8969 | 435658.6371
Scenario 2: High TRC | PG&E | Com | WholeBlg | Com - Grocery | Energy Efficiency | 1740241.2701 | 1791330.1031 | 1836397.1252 | 1878334.1835 | 1947661.1495 | 2081779.6062 | 2215392.3964 | 2416270.5433 | 2553342.5351 | 2743196.119 | 2887537.0114 | 2975470.1205 | 3048941.1454
Scenario 2: High TRC | PG&E | Com | WholeBlg | Com - Health | Energy Efficiency | 2064768.9948 | 2138998.6432 | 2206022.8843 | 2270263.5461 | 2365893.5941 | 2533922.9544 | 2705218.1148 | 2901415.2457 | 3075390.0854 | 3317105.8489 | 3501908.8017 | 3624585.1106 | 3741864.4681
Scenario 2: High TRC | PG&E | Com | WholeBlg | Com - Lodging | Energy Efficiency | 314398.9575 | 325379.511 | 335373.6019 | 345091.4601 | 359066.05 | 382542.1403 | 406685.7339 | 429394.6226 | 454369.9353 | 487731.9812 | 514886.4959 | 534486.5534 | 553072.5369
Scenario 2: High TRC | PG&E | Com | WholeBlg | Com - Office (Large) | Energy Efficiency | 2856131.1396 | 2941697.6572 | 3015088.9875 | 3081871.9281 | 3191552.401 | 3403647.4852 | 3623281.6343 | 3752508.4026 | 3965149.384 | 4261998.5071 | 4487965.8475 | 4631111.6147 | 4794003.3473
Scenario 2: High TRC | PG&E | Com | WholeBlg | Com - Office (Small) | Energy Efficiency | 508596.3865 | 524258.2158 | 538192.9568 | 551128.0197 | 571918.5668 | 611109.6654 | 651152.4459 | 708950.2705 | 749284.1074 | 804964.8741 | 847608.5664 | 874635.7404 | 902812.5024
Scenario 2: High TRC | PG&E | Com | WholeBlg | Com - Other | Energy Efficiency | 2249918.3695 | 2428933.2089 | 2594011.8813 | 2736541.1566 | 2933912.6303 | 3257639.9935 | 3566465.0468 | 3760617.1442 | 4031406.5085 | 4382057.2897 | 4677674.2622 | 4896980.5593 | 5076685.2222
Scenario 2: High TRC | PG&E | Com | WholeBlg | Com - Refrig. Warehouse | Energy Efficiency | 254075.5545 | 264732.817 | 274797.5859 | 284346.156 | 298231.2089 | 322056.1731 | 345837.2839 | 389893.725 | 415873.2753 | 449789.1041 | 477830.6502 | 496741.1115 | 506001.1113
Scenario 2: High TRC | PG&E | Com | WholeBlg | Com - Restaurant | Energy Efficiency | 763663.8353 | 788539.4453 | 811212.382 | 832921.9662 | 865460.2825 | 921770.0874 | 978315.7835 | 1040948.8714 | 1099316.9979 | 1181226.1976 | 1243457.8148 | 1271980.132 | 1464093.4904
Scenario 2: High TRC | PG&E | Com | WholeBlg | Com - Retail | Energy Efficiency | 1066108.5406 | 1094115.617 | 1118691.5238 | 1065269.5646 | 1860921.9723 | 1248481.057 | 1326575.0164 | 1421659.7613 | 1496670.024 | 1600771.7772 | 1679302.9349 | 1727768.2704 | 1801311.8675
Scenario 2: High TRC | PG&E | Com | WholeBlg | Com - School | Energy Efficiency | 451341.0941 | 466135.2051 | 479556.8072 | 492583.8907 | 510575.208 | 540419.8595 | 571629.3853 | 611203.6853 | 642909.1878 | 685208.7323 | 719450.7173 | 744200.534 | 776463.3375
Scenario 2: High TRC | PG&E | Com | WholeBlg | Com - Warehouse | Energy Efficiency | 1129746.9689 | 1172877.6099 | 1212726.5031 | 1250123.3166 | 1306605.2366 | 1407723.6085 | 1509509.1998 | 1718065.075 | 1829185.6228 | 1976445.5089 | 2095778.3482 | 2175226.0889 | 2228622.0546
Scenario 2: High TRC | PG&E | Ind | WholeBlg | Ind - All Other Industrial | Energy Efficiency | 634778.4543 | 659736.4141 | 682807.5052 | 706147.5329 | 732918.6851 | 768747.331 | 806968.0831 | 847009.1856 | 888282.6955 | 932697.2007 | 979702.3056 | 1025481.2352 | 1074464.9242
Scenario 2: High TRC | PG&E | Ind | WholeBlg | Ind - Chemicals | Energy Efficiency | 16164985.75 | 17043947.4837 | 17948130.8286 | 18888760.2015 | 19885444.547 | 20957161.5303 | 22080318 | 23256083.731 | 24502009.7286 | 25827853.8963 | 27230163.8729 | 28690890.9312 | 30235025.1979
Scenario 2: High TRC | PG&E | Ind | WholeBlg | Ind - Electronics | Energy Efficiency | 3384493.8741 | 3497286.4059 | 3592588.2215 | 3684781.4072 | 3799765.5688 | 3986283.8671 | 4186215.612 | 4392160.1048 | 4598752.0936 | 4820208.1267 | 5049929.3351 | 5254896.5785 | 5473074.435
Scenario 2: High TRC | PG&E | Ind | WholeBlg | Ind - Fabricated Metals | Energy Efficiency | 1360127.9583 | 1431509.637 | 1501470.0939 | 1567815.4068 | 1638561.2592 | 1722899.8586 | 1810619.79 | 1901778.8218 | 1996155.7989 | 2096953.1317 | 2202522.2036 | 2306105.0239 | 2414952.0701
Scenario 2: High TRC | PG&E | Ind | WholeBlg | Ind - Food | Energy Efficiency | 30994447.0264 | 32541204.0079 | 34117525.5499 | 35750385.1631 | 37475913.333 | 39361560.6087 | 41358601.3239 | 43457641.3415 | 45668606.8568 | 48019793.9878 | 50501643.7209 | 53076107.4466 | 55795896.8907
Scenario 2: High TRC | PG&E | Ind | WholeBlg | Ind - Industrial Machinery | Energy Efficiency | 799498.2603 | 840067.3435 | 878993.7862 | 913645.2303 | 950518.4746 | 999297.1623 | 1051264.5258 | 1105199.4276 | 1160590.6084 | 1220215.6335 | 1282289.519 | 1340733.7265 | 1402096.2369
Scenario 2: High TRC | PG&E | Ind | WholeBlg | Ind - Lumber & Furniture | Energy Efficiency | 516832.2523 | 533143.3719 | 546682.3497 | 559917.7123 | 576583.9849 | 603147.0598 | 630994.3728 | 659723.9769 | 688568.6906 | 719662.3955 | 752056.2156 | 780927.0115 | 811686.8883
Scenario 2: High TRC | PG&E | Ind | WholeBlg | Ind - Paper | Energy Efficiency | 1118790.4439 | 1176107.8308 | 1236138.6134 | 1300031.6569 | 1368125.3007 | 1442729.6961 | 1522163.0043 | 1607421.0517 | 1698970.0046 | 1798688.9099 | 1906191.2492 | 2019280.2903 | 2140312.6748
Scenario 2: High TRC | PG&E | Ind | WholeBlg | Ind - Petroleum | Energy Efficiency | 45308992.8654 | 47608558.1774 | 50005683.2623 | 52524371.2227 | 55170722.2885 | 57968857.3986 | 60905058.9556 | 63982488.4926 | 67248205.2641 | 70714731.7808 | 74358486.783 | 78152789.3896 | 82161456.0893
Scenario 2: High TRC | PG&E | Ind | WholeBlg | Ind - Plastics | Energy Efficiency | 661680.6535 | 706835.7341 | 750095.3734 | 793652.7669 | 843555.5476 | 906620.1456 | 970573.3643 | 1034040.7453 | 1101020.2195 | 1173856.328 | 1251152.8849 | 1326253.2553 | 1406071.5881
Scenario 2: High TRC | PG&E | Ind | WholeBlg | Ind - Primary Metals | Energy Efficiency | 1687358.752 | 1773416.4309 | 1861690.4838 | 1952529.0712 | 2048976.093 | 2156917.2252 | 2271735.1851 | 2392675.5429 | 2519497.0445 | 2654246.4559 | 2796230.5031 | 2941995.581 | 3096125.5372
Scenario 2: High TRC | PG&E | Ind | WholeBlg | Ind - Printing & Publishing | Energy Efficiency | 471062.3385 | 488943.8331 | 505287.0126 | 521820.2789 | 540758.239 | 566888.1657 | 594667.7329 | 623648.4361 | 653501.3062 | 685641.7369 | 719247.7738 | 750929.2738 | 784647.0856
Scenario 2: High TRC | PG&E | Ind | WholeBlg | Ind - Stone-Glass-Clay | Energy Efficiency | 12790554.3007 | 13580283.1704 | 14375266.9842 | 15193383.2693 | 16055670.2109 | 16970873.5316 | 17924357.7894 | 18930189.0969 | 19992612.8061 | 21123936.986 | 22326815.5233 | 23591640.9912 | 24929441.2999
Scenario 2: High TRC | PG&E | Ind | WholeBlg | Ind - Textiles | Energy Efficiency | 49489.8618 | 51467.4144 | 53388.0019 | 55301.4794 | 57406.2628 | 60046.7494 | 62842.6756 | 65749.5713 | 68748.2613 | 71950.724 | 75312.0702 | 78625.167 | 82145.8007
Scenario 2: High TRC | PG&E | Ind | WholeBlg | Ind - Transportation Equipment | Energy Efficiency | 1373323.5743 | 1429527.9569 | 1486035.4585 | 1542589.0576 | 1604477.8126 | 1680879.3593 | 1762529.5333 | 1847856.3568 | 1936223.2783 | 2030279.2592 | 2128649.5144 | 2225501.9247 | 2327781.3055
Scenario 2: High TRC | PG&E | Res | AppPlug | Res - Multi Family | Energy Efficiency | 0 | 0 | 0 | 0 | 0 | 0 | 58301.4906 | 75591.5212 | 78749.8746 | 81990.8596 | 85702.7321 | 89665.8678 | 93839.6803
Scenario 2: High TRC | PG&E | Res | AppPlug | Res - Multi Family | Fuel Substitution | 34.6496 | 39.5952 | 45.1102 | 51.2289 | 57.8864 | 0 | 0 | 0 | 0 | 0 | 0 | 0 | 0
Scenario 2: High TRC | PG&E | Res | AppPlug | Res - Single Family | Energy Efficiency | 0 | 0 | 234.3096 | 406.453 | 457.7627 | 0 | 0 | 0 | 0 | 0 | 0 | 0 | 0
Scenario 2: High TRC | PG&E | Res | AppPlug | Res - Single Family | Fuel Substitution | 198.7025 | 226.7634 | 257.8783 | 292.3835 | 330.0032 | 0 | 0 | 0 | 0 | 0 | 0 | 0 | 0
Scenario 2: High TRC | PG&E | Res | BROs | Income Qualified - Multi Family IQ | Energy Efficiency | 1925010.1581 | 2131990.5869 | 2332505.3919 | 2395934.5671 | 2413049.2415 | 2815219.7904 | 3068163.7585 | 3308919.6346 | 3574804.1631 | 3570692.8855 | 3864978.0549 | 3719606.2831 | 4001190.0617
Scenario 2: High TRC | PG&E | Res | BROs | Income Qualified - Single Family IQ | Energy Efficiency | 7075722.268 | 7814736.2513 | 8519532.6361 | 8710741.4231 | 8727781.7418 | 10161305.6794 | 11049006.865 | 11877437.5868 | 12789563.2131 | 12706316.4419 | 13700167.8466 | 13276655.6147 | 14237199.448
Scenario 2: High TRC | PG&E | Res | BROs | Res - Multi Family | Energy Efficiency | 19035785.855 | 20934720.2434 | 22768347.5405 | 23404596.5875 | 23646201.2882 | 27258507.3025 | 29589423.7973 | 31807402.4891 | 34249169.501 | 34351727.7303 | 37042575.8612 | 39979858.3778 | 43162855.6131
Scenario 2: High TRC | PG&E | Res | BROs | Res - Single Family | Energy Efficiency | 4866331.1106 | 5370740.3555 | 5862147.7539 | 6037415.3672 | 6107872.8002 | 7074682.042 | 7695070.786 | 8291132.1781 | 8948659.7243 | 8984374.6053 | 9715854.0326 | 10514585.2768 | 11379947.1767
Scenario 2: High TRC | PG&E | Res | BldgEnv | Res - Single Family | Energy Efficiency | 77391.4945 | 101931.9154 | 116112.8504 | 123395.6041 | 126782.4015 | 128247.8594 | 128580.1722 | 127679.8561 | 126771.9034 | 0 | 0 | 0 | 0
Scenario 2: High TRC | PG&E | Res | HVAC | Res - Multi Family | Energy Efficiency | 19054.6049 | 22491.2713 | 188057.8214 | 252875.3018 | 299309.8862 | 330087.945 | 352411.1259 | 373382.0882 | 392740.3986 | 411498.5587 | 433691.3256 | 456033.6111 | 477580.0291
Scenario 2: High TRC | PG&E | Res | HVAC | Res - Multi Family | Fuel Substitution | 411.2762 | 466.6234 | 524.5108 | 588.586 | 727.1804 | 81.5712 | 89.9316 | 97.7552 | 104.7586 | 115.1458 | 124.3391 | 131.6607 | 137.7489
Scenario 2: High TRC | PG&E | Res | HVAC | Res - Single Family | Energy Efficiency | 2925512.8734 | 3555622.8836 | 4023691.3579 | 4375139.1923 | 4678115.5696 | 1254280.3457 | 1282966.863 | 1338945.8746 | 245201.0475 | 50916.7604 | 53604.731 | 56270.7815 | 58829.1507
Scenario 2: High TRC | PG&E | Res | HVAC | Res - Single Family | Fuel Substitution | 10985.1661 | 12907.1503 | 16501.906 | 22469.6821 | 26802.8922 | 2698.8099 | 2926.4281 | 3137.6646 | 278.692 | 306.7322 | 331.9253 | 352.3045 | 369.5877
Scenario 2: High TRC | PG&E | Res | WaterHeat | Res - Multi Family | Energy Efficiency | 1046924.6147 | 1572027.4894 | 1749956.7931 | 1901195.3721 | 2038559.8645 | 1218507.415 | 1271623.5002 | 1321118.8955 | 1366488.202 | 1411167.907 | 1467270.5291 | 1529097.4841 | 1593559.8436
Scenario 2: High TRC | PG&E | Res | WaterHeat | Res - Multi Family | Fuel Substitution | 2046589.4495 | 2412772.4601 | 2839719.4247 | 3336532.1857 | 3875164.9231 | 122889.1219 | 147851.2486 | 172938.3325 | 196230.2496 | 222715.0814 | 259731.1067 | 295329.3171 | 324406.1167
Scenario 2: High TRC | PG&E | Res | WaterHeat | Res - Single Family | Energy Efficiency | 5149404.4958 | 6569613.3729 | 9082472.841 | 9979837.3058 | 10777181.6053 | 4518013.8935 | 4677684.5132 | 4817933.4548 | 4918129.4151 | 5064492.2313 | 5251272.6051 | 5445074.0917 | 5646409.4498
Scenario 2: High TRC | PG&E | Res | WaterHeat | Res - Single Family | Fuel Substitution | 145173.498 | 219093.3647 | 297436.1286 | 385767.0193 | 486687.246 | 871183.5606 | 1046664.9974 | 1221472.9978 | 1381586.3266 | 1542615.3718 | 1784666.5302 | 2027884.5257 | 2227745.5364
Scenario 2: High TRC | PG&E | Res | WholeBlg | Res - Multi Family | Energy Efficiency | 0 | 0 | 0 | 0 | 0 | 0 | 0 | 18385.5111 | 17785.8848 | 17176.7791 | 16542.1601 | 16126.2849 | 15617.9002
Scenario 2: High TRC | PG&E | Res | WholeBlg | Res - Single Family | Energy Efficiency | 0 | 0 | 0 | 0 | 0 | 0 | 72410.0408 | 70050.9864 | 66382.7483 | 63442.6158 | 60099.2612 | 57328.4771 | 54696.3464
Scenario 2: High TRC | SCE | Ag | WholeBlg | Ag - Dairies, fishing, hunting | Energy Efficiency | 143341.7142 | 151895.853 | 160658.4973 | 169897.1376 | 181376.2676 | 194190.3043 | 203301.397 | 207542.9389 | 211541.6833 | 215554.6781 | 218866.2766 | 219268.0312 | 219778.5406
Scenario 2: High TRC | SCE | Ag | WholeBlg | Ag - Irrigated Agriculture, vineyards, forestry and greenhouses | Energy Efficiency | 345019.7311 | 382363.9099 | 420649.6768 | 461059.3362 | 508856.3108 | 561264.6481 | 603890.4198 | 633389.1888 | 663000.4251 | 693453.2442 | 722058.8431 | 741135.041 | 760542.9406
Scenario 2: High TRC | SCE | Ag | WholeBlg | Ag - Water pumping | Energy Efficiency | 1996770.9197 | 2101720.6 | 2209395.1535 | 2323000.8178 | 2466234.9348 | 2627106.691 | 2737271.808 | 2780704.2347 | 2820116.8475 | 2859003.7583 | 2888247.6062 | 2879035.6405 | 2871259.9292
Scenario 2: High TRC | SCE | Com | BROs | Com - Lodging | Energy Efficiency | 2949.0817 | 6374.3208 | 9678.5163 | 12625.8315 | 17797.5051 | 26851.2888 | 35934.2238 | 42891.4511 | 50702.2106 | 61490.0655 | 72619.3798 | 80866.477 | 88599.159
Scenario 2: High TRC | SCE | Com | BROs | Com - Other | Energy Efficiency | 4738.7702 | 10199.1144 | 15428.2151 | 20044.5599 | 28140.1372 | 42285.8275 | 56416.7025 | 67105.4452 | 79051.2531 | 95522.3922 | 112409.5091 | 124765.0117 | 138332.7033
Scenario 2: High TRC | SCE | Com | BROs | Com - Retail | Energy Efficiency | 9473.422 | 20325.5925 | 30683.1032 | 39707.3713 | 55533.1457 | 83144.3884 | 110530.0648 | 130998.6764 | 153724.1296 | 184983.3062 | 216686.7947 | 239451.5043 | 263631.5572
Scenario 2: High TRC | SCE | Com | BldgEnv | Com - College | Energy Efficiency | 185.6284 | 208.7487 | 225.9703 | 235.7633 | 241.4663 | 240.7145 | 224.7476 | 195.6958 | 25.2017 | 0 | 0 | 0 | 0
Scenario 2: High TRC | SCE | Com | BldgEnv | Com - Grocery | Energy Efficiency | 33.9197 | 37.5467 | 40.7862 | 44.3668 | 48.8965 | 53.5384 | 57.2533 | 60.6046 | 63.6705 | 0 | 0 | 0 | 0
Scenario 2: High TRC | SCE | Com | BldgEnv | Com - Health | Energy Efficiency | 44.5738 | 49.001 | 54.1005 | 57.4155 | 62.4508 | 67.2007 | 72.1938 | 74.6665 | 76.9384 | 0 | 0 | 0 | 0
Scenario 2: High TRC | SCE | Com | BldgEnv | Com - Lodging | Energy Efficiency | 28.1153 | 36.1972 | 46.1458 | 58.5272 | 75.6635 | 98.3477 | 123.9392 | 150.9339 | 2.7505 | 0 | 0 | 0 | 0
Scenario 2: High TRC | SCE | Com | BldgEnv | Com - Office (Large) | Energy Efficiency | 954.3708 | 1021.5718 | 1080.8647 | 1140.4336 | 1218.5502 | 1301.4203 | 1358.7745 | 1397.0443 | 1420.3784 | 0 | 0 | 0 | 0
Scenario 2: High TRC | SCE | Com | BldgEnv | Com - Office (Small) | Energy Efficiency | 35.6777 | 39.0515 | 42.3208 | 45.5411 | 0.32484 | 63.8772 | 5.6769 | 5.9277 | 6.1625 | 0 | 0 | 0 | 0
Scenario 2: High TRC | SCE | Com | BldgEnv | Com - Other | Energy Efficiency | 894.1025 | 886.7 | 844.2413 | 776.9508 | 706.3562 | 630.7059 | 547.4911 | 514.1801 | 537.7065 | 0 | 0 | 0 | 0
Scenario 2: High TRC | SCE | Com | BldgEnv | Com - Refrig. Warehouse | Energy Efficiency | 9.8324 | 1.0039 | 1.0788 | 1.129 | 1.2087 | 1.31 | 1.409 | 1.4805 | 1.5631 | 0 | 0 | 0 | 0
Scenario 2: High TRC | SCE | Com | BldgEnv | Com - Restaurant | Energy Efficiency | 0 | 0 | 0 | 0 | 0 | 0 | 0 | 0 | 0 | 0 | 0 | 0 | 0
Scenario 2: High TRC | SCE | Com | BldgEnv | Com - Retail | Energy Efficiency | 93.1828 | 101.6162 | 108.7859 | 116.4347 | 125.7253 | 134.3452 | 140.1105 | 144.2645 | 146.5653 | 0 | 0 | 0 | 0
Scenario 2: High TRC | SCE | Com | BldgEnv | Com - School | Energy Efficiency | 52.9459 | 57.1466 | 61.3211 | 65.2108 | 69.2667 | 73.8913 | 77.0738 | 79.323 | 81.5716 | 0 | 0 | 0 | 0
Scenario 2: High TRC | SCE | Com | BldgEnv | Com - Warehouse | Energy Efficiency | 320.2282 | 383.9104 | 448.9754 | 517.3601 | 598.6771 | 680.9628 | 738.5271 | 763.8477 | 148.6975 | 0 | 0 | 0 | 0
Scenario 2: High TRC | SCE | Com | ComRefrig | Com - College | Energy Efficiency | 1033.699 | 725.8027 | 461.5187 | 256.2442 | 108.1218 | 50.0313 | 16.2745 | 0 | 0 | 0 | 0 | 0 | 0
Scenario 2: High TRC | SCE | Com | ComRefrig | Com - Grocery | Energy Efficiency | 1463432.4761 | 857187.4946 | 382032.2381 | 158358.3186 | 52651.381 | 0 | 0 | 0 | 0 | 0 | 0 | 0 | 0
Scenario 2: High TRC | SCE | Com | ComRefrig | Com - Health | Energy Efficiency | 0 | 0 | 0 | 0 | 0 | 0 | 0 | 0 | 0 | 0 | 0 | 0 | 0
Scenario 2: High TRC | SCE | Com | ComRefrig | Com - Refrig. Warehouse | Energy Efficiency | 2469.0177 | 1875.3286 | 1294.571 | 804.5132 | 433.6028 | 167.0906 | 76.8196 | 18.2043 | 0 | 0 | 0 | 0 | 0
Scenario 2: High TRC | SCE | Com | ComRefrig | Com - Restaurant | Energy Efficiency | 58935.8078 | 34396.3559 | 15281.2032 | 6067.6827 | 1941.2261 | 0 | 0 | 0 | 0 | 0 | 0 | 0 | 0
Scenario 2: High TRC | SCE | Com | ComRefrig | Com - Retail | Energy Efficiency | 709690.4182 | 425966.4083 | 202816.0213 | 79646.9175 | 30228.8651 | 0 | 0 | 0 | 0 | 0 | 0 | 0 | 0
Scenario 2: High TRC | SCE | Com | ComRefrig | Com - School | Energy Efficiency | 186.6408 | 26.256 | 0 | 0 | 0 | 0 | 0 | 0 | 0 | 0 | 0 | 0 | 0
Scenario 2: High TRC | SCE | Com | FoodServ | Com - College | Energy Efficiency | 13614.7037 | 15788.8655 | 17806.6331 | 19636.0099 | 20872.1625 | 31403.4678 | 35684.4881 | 36778.1119 | 37643.1747 | 38097.6835 | 38823.9124 | 40930.7667 | 41384.9692
Scenario 2: High TRC | SCE | Com | FoodServ | Com - College | Fuel Substitution | 2229.4552 | 2697.9884 | 3208.2935 | 3765.6732 | 4357.4369 | 5024.0122 | 5833.4502 | 6808.1878 | 7918.9827 | 9194.2228 | 10609.9045 | 12230.6533 | 14084.7958
Scenario 2: High TRC | SCE | Com | FoodServ | Com - Grocery | Energy Efficiency | 60556.4363 | 75853.5596 | 85790.0122 | 92702.885 | 101091.7613 | 178050.4377 | 208907.8995 | 216066.3872 | 221647.981 | 225465.4181 | 230320.9984 | 233239.5094 | 236147.6116
Scenario 2: High TRC | SCE | Com | FoodServ | Com - Grocery | Fuel Substitution | 23088.3497 | 27655.2218 | 32593.0129 | 37944.0461 | 43578.2105 | 49868.0479 | 57317.2471 | 66103.3795 | 76268.7196 | 87870.9221 | 100550.5444 | 115052.7462 | 132009.5076
Scenario 2: High TRC | SCE | Com | FoodServ | Com - Health | Energy Efficiency | 41731.7182 | 48655.6905 | 54820.7303 | 57825.7418 | 62329.7033 | 86143.6147 | 96800.8781 | 98810.927 | 100344.0578 | 99986.2518 | 99483.171 | 101631.9416 | 104696.054
Scenario 2: High TRC | SCE | Com | FoodServ | Com - Health | Fuel Substitution | 6613.6688 | 7999.4699 | 9507.7542 | 11152.8334 | 12909.118 | 14884.1058 | 17222.0833 | 19985.1884 | 23146.5402 | 26772.6973 | 30745.7641 | 35300.9582 | 40719.3854
Scenario 2: High TRC | SCE | Com | FoodServ | Com - Lodging | Energy Efficiency | 35321.3024 | 59354.55 | 74860.7886 | 79733.3594 | 85736.2865 | 150274.0592 | 179418.1443 | 184660.0501 | 188544.8633 | 191190.6559 | 194620.824 | 196751.302 | 198747.3938
Scenario 2: High TRC | SCE | Com | FoodServ | Com - Lodging | Fuel Substitution | 6229.0902 | 7493.7189 | 8868.0178 | 10364.4553 | 11959.4998 | 13727.7705 | 15828.6039 | 18310.2348 | 21162.0493 | 24421.2749 | 27983.1473 | 32116.4762 | 36942.1671
Scenario 2: High TRC | SCE | Com | FoodServ | Com - Office (Large) | Energy Efficiency | 0 | 4339.7128 | 7976.0145 | 8364.2513 | 8869.3739 | 9397.5645 | 9754.3121 | 9986.0458 | 10164.6425 | 10285.4685 | 10472.8129 | 10573.7806 | 10681.9273
Scenario 2: High TRC | SCE | Com | FoodServ | Com - Office (Small) | Energy Efficiency | 0 | 1209.1071 | 1895.4089 | 2008.1412 | 1216.0109 | 9946.0041 | 2311.8262 | 2384.2762 | 2452.2352 | 2508.1562 | 2576.0061 | 2626.206 | 2675.4878
Scenario 2: High TRC | SCE | Com | FoodServ | Com - Other | Energy Efficiency | 59215.5384 | 66114.2637 | 72797.6188 | 79014.7495 | 85640.1609 | 414559.2889 | 543753.1451 | 558643.6145 | 568134.8465 | 575498.7621 | 584857.6976 | 590302.1201 | 596037.3076
Scenario 2: High TRC | SCE | Com | FoodServ | Com - Other | Fuel Substitution | 24808.4035 | 29942.8347 | 35524.3024 | 41617.8856 | 47906.8994 | 55424.6463 | 64120.5611 | 74490.1762 | 86250.7094 | 99622.9899 | 114150.6896 | 130861.6354 | 149760.7869
Scenario 2: High TRC | SCE | Com | FoodServ | Com - Restaurant | Energy Efficiency | 309869.4615 | 410064.1213 | 475297.2028 | 510050.3545 | 550957.2079 | 1202989.3367 | 1480185.3223 | 1519028.6343 | 1549131.1575 | 1569022.6479 | 1595228.7787 | 1609429.9913 | 1624121.8069
Scenario 2: High TRC | SCE | Com | FoodServ | Com - Restaurant | Fuel Substitution | 102467.0175 | 122966.1016 | 145205.693 | 169386.6687 | 194964.3548 | 223456.9953 | 257181.7003 | 297051.8619 | 342644.7298 | 394699.4669 | 451330.8267 | 516503.9402 | 591688.1201
Scenario 2: High TRC | SCE | Com | FoodServ | Com - Retail | Energy Efficiency | 19106.6109 | 25849.1601 | 30019.0025 | 32255.2869 | 34903.4447 | 37451.4465 | 39238.8135 | 40670.7697 | 41832.0188 | 42771.5431 | 43875.5262 | 44554.0992 | 45248.1049
Scenario 2: High TRC | SCE | Com | FoodServ | Com - School | Energy Efficiency | 53775.5506 | 67247.5662 | 77355.3233 | 81643.8832 | 85865.0936 | 156107.0549 | 188111.9942 | 190914.0236 | 192948.1313 | 194152.9802 | 195526.4093 | 196361.8309 | 196444.035
Scenario 2: High TRC | SCE | Com | FoodServ | Com - School | Fuel Substitution | 3726.4579 | 4498.518 | 5336.4184 | 6248.8902 | 7226.3489 | 8375.9864 | 9729.669 | 11352.4816 | 13222.3371 | 15364.0483 | 17728.594 | 20458.2267 | 23656.7375
Scenario 2: High TRC | SCE | Com | HVAC | Com - College | Energy Efficiency | 43071.584 | 47060.2742 | 51973.2467 | 57188.1622 | 61550.3408 | 67909.8978 | 73312.879 | 76801.251 | 80013.8731 | 82554.6836 | 85555.9693 | 91210.553 | 93606.7716
Scenario 2: High TRC | SCE | Com | HVAC | Com - College | Fuel Substitution | 24601.7447 | 26304.4773 | 27791.1638 | 31668.4324 | 33021.3967 | 0 | 0 | 0 | 0 | 0 | 0 | 0 | 0
Scenario 2: High TRC | SCE | Com | HVAC | Com - Grocery | Energy Efficiency | 8311.964 | 9142.5044 | 9970.5692 | 10788.6881 | 11708.4882 | 12677.2988 | 204864.2151 | 273489.2408 | 68715.5285 | 11102.9101 | 11413.2834 | 11637.2387 | 11859.3786
Scenario 2: High TRC | SCE | Com | HVAC | Com - Grocery | Fuel Substitution | 1464625.0828 | 1536466.4936 | 1597321.4766 | 1651622.1736 | 1698373.608 | 67436.869 | 68945.822 | 68945.4988 | 68552.5702 | 67868.9122 | 67233.7667 | 51617.8668 | 50813.3285
Scenario 2: High TRC | SCE | Com | HVAC | Com - Health | Energy Efficiency | 91621.1463 | 99459.8285 | 107415.2948 | 114942.9293 | 123124.6801 | 130926.0171 | 137491.5451 | 141211.2873 | 142506.3204 | 144043.42 | 146035.299 | 149033.0935 | 152556.4395
Scenario 2: High TRC | SCE | Com | HVAC | Com - Health | Fuel Substitution | 303100.4658 | 373612.8491 | 391982.4001 | 432703.0187 | 448579.6137 | 56995.4076 | 58862.6066 | 59392.9498 | 57133.0665 | 56959.8537 | 56787.4487 | 42502.6674 | 42073.4087
Scenario 2: High TRC | SCE | Com | HVAC | Com - Lodging | Energy Efficiency | 87083.9468 | 97179.4381 | 107523.2812 | 126721.8946 | 152986.3623 | 172122.3985 | 186996.7354 | 217523.2371 | 107079.3702 | 77645.7668 | 79611.5441 | 81037.0849 | 82416.8841
Scenario 2: High TRC | SCE | Com | HVAC | Com - Lodging | Fuel Substitution | 240698.5862 | 253800.303 | 267893.5743 | 277933.4728 | 288450.7012 | 24174.6277 | 24774.283 | 24819.6445 | 15186.6432 | 15074.6743 | 14970.1889 | 14757.5973 | 14545.4846
Scenario 2: High TRC | SCE | Com | HVAC | Com - Office (Large) | Energy Efficiency | 31623.5649 | 33734.6686 | 35620.79 | 37403.9068 | 39545.3185 | 41782.04 | 43249.1258 | 44153.789 | 44807.6036 | 45301.0331 | 45965.2564 | 46248.6091 | 46569.7962
Scenario 2: High TRC | SCE | Com | HVAC | Com - Office (Large) | Fuel Substitution | 233.8778 | 243.7013 | 251.252 | 758.0336 | 765.4471 | 0 | 0 | 0 | 0 | 0 | 0 | 0 | 0
Scenario 2: High TRC | SCE | Com | HVAC | Com - Office (Small) | Energy Efficiency | 38293.873 | 42216.6283 | 46071.4599 | 49850.6703 | 10783.4527 | 528447.4766 | 57476.8751 | 60362.1042 | 63067.7633 | 65505.2112 | 68064.0481 | 70083.8296 | 72051.3681
Scenario 2: High TRC | SCE | Com | HVAC | Com - Office (Small) | Fuel Substitution | 755.8187 | 793.3382 | 825.9997 | 944.5879 | 829.6101 | 0 | 0 | 0 | 0 | 0 | 0 | 0 | 0
Scenario 2: High TRC | SCE | Com | HVAC | Com - Other | Energy Efficiency | 623079.8847 | 705031.341 | 790578.3925 | 875474.5168 | 969846.913 | 1072944.0206 | 1168772.184 | 1242451.1078 | 1260797.4922 | 1334886.5788 | 1413281.0052 | 1480497.0897 | 1550543.3752
Scenario 2: High TRC | SCE | Com | HVAC | Com - Other | Fuel Substitution | 531683.8388 | 565073.8818 | 816296.1124 | 851684.4122 | 925480.5674 | 0 | 302.5737 | 0 | 0 | 0 | 0 | 0 | 0
Scenario 2: High TRC | SCE | Com | HVAC | Com - Restaurant | Energy Efficiency | 24391.7055 | 27216.5035 | 30093.3055 | 33043.3123 | 36440.13 | 39659.3473 | 42184.4255 | 44316.6222 | 46297.9063 | 48037.0962 | 49881.1165 | 51224.034 | 52556.0447
Scenario 2: High TRC | SCE | Com | HVAC | Com - Restaurant | Fuel Substitution | 31519.1039 | 33543.7712 | 35262.436 | 36737.412 | 38130.817 | 45.6078 | 46.4981 | 46.4183 | 46.1238 | 45.6735 | 45.2831 | 44.5888 | 43.9104
Scenario 2: High TRC | SCE | Com | HVAC | Com - Retail | Energy Efficiency | 197344.1593 | 223953.355 | 250666.5436 | 278565.1239 | 310771.649 | 350683.5968 | 382988.238 | 410305.5132 | 195978.2917 | 142246.1699 | 147357.6798 | 150718.7644 | 153890.6212
Scenario 2: High TRC | SCE | Com | HVAC | Com - Retail | Fuel Substitution | 90153.8228 | 95919.76 | 100751.8648 | 104832.1487 | 108484.7959 | 65766.7235 | 67963.227 | 68484.558 | 0 | 0 | 0 | 0 | 0
Scenario 2: High TRC | SCE | Com | HVAC | Com - School | Energy Efficiency | 53224.6803 | 58292.2564 | 63414.3705 | 68234.9915 | 73201.8946 | 78898.828 | 82981.2388 | 86223.7347 | 89461.2867 | 92585.4583 | 95520.8122 | 98276.7884 | 100410.4982
Scenario 2: High TRC | SCE | Com | HVAC | Com - School | Fuel Substitution | 15521.5061 | 16338.278 | 17012.6309 | 17575.8608 | 18048.5927 | 0 | 0 | 0 | 0 | 0 | 0 | 0 | 0
Scenario 2: High TRC | SCE | Com | HVAC | Com - Warehouse | Energy Efficiency | 2732.9751 | 2993.5877 | 3236.0271 | 3483.0808 | 3773.2019 | 4063.9968 | 4287.8328 | 4460.5638 | 4466.6007 | 4593.6647 | 4729.0567 | 4823.7955 | 4923.184
Scenario 2: High TRC | SCE | Com | HVAC | Com - Warehouse | Fuel Substitution | 235623.6666 | 249059.3199 | 287887.229 | 299796.7516 | 310423.1069 | 29.5868 | 30.3869 | 30.5245 | 0 | 0 | 0 | 0 | 0
Scenario 2: High TRC | SCE | Com | Lighting | Com - College | Energy Efficiency | 0 | 0 | 0 | 0 | 0 | 0 | 0 | 29664.3154 | 11184.6575 | 0 | 0 | 0 | 0
Scenario 2: High TRC | SCE | Com | Lighting | Com - Grocery | Energy Efficiency | 118344.0155 | 131276.913 | 143737.9476 | 156294.9182 | 170071.7948 | 183284.8773 | 193559.1129 | 202145.2097 | 210088.8897 | 216901.4587 | 224943.4781 | 231692.733 | 238146.6206
Scenario 2: High TRC | SCE | Com | Lighting | Com - Health | Energy Efficiency | 129557.3866 | 143980.0136 | 158922.6678 | 172214.9225 | 187260.203 | 201358.3015 | 213453.3612 | 221984.4751 | 229907.532 | 235666.4127 | 242108.43 | 249973.7251 | 258347.9189
Scenario 2: High TRC | SCE | Com | Lighting | Com - Lodging | Energy Efficiency | 0 | 0 | 0 | 0 | 0 | 0 | 0 | 0 | 0 | 0 | 0 | 0 | 0
Scenario 2: High TRC | SCE | Com | Lighting | Com - Office (Large) | Energy Efficiency | 0 | 0 | 0 | 0 | 0 | 0 | 0 | 100240.158 | 70056.9763 | 0 | 0 | 0 | 0
Scenario 2: High TRC | SCE | Com | Lighting | Com - Office (Small) | Energy Efficiency | 0 | 0 | 0 | 0 | 0 | 0 | 0 | 0 | 0 | 0 | 0 | 0 | 0
Scenario 2: High TRC | SCE | Com | Lighting | Com - Other | Energy Efficiency | 0 | 0 | 0 | 0 | 0 | 0 | 0 | 0 | 0 | 0 | 0 | 0 | 0
Scenario 2: High TRC | SCE | Com | Lighting | Com - Refrig. Warehouse | Energy Efficiency | 8544.2586 | 2784.2606 | 3046.2732 | 3284.7255 | 3550.3292 | 3816.8355 | 4035.5521 | 4202.2623 | 4368.0195 | 4515.6787 | 4679.5104 | 4833.5653 | 4979.4944
Scenario 2: High TRC | SCE | Com | Lighting | Com - Restaurant | Energy Efficiency | 20934.016 | 33379.4087 | 37801.4749 | 42357.0207 | 95407.7422 | 120079.9187 | 126939.0409 | 132560.4083 | 137833.7751 | 142427.0694 | 147747.394 | 152240.5337 | 156508.4884
Scenario 2: High TRC | SCE | Com | Lighting | Com - Retail | Energy Efficiency | 479583.5523 | 531941.4968 | 582471.7308 | 633218.8402 | 688416.5846 | 741074.9805 | 782017.7867 | 815520.2102 | 845979.7998 | 872300.0833 | 903138.2646 | 928634.2888 | 953077.1786
Scenario 2: High TRC | SCE | Com | Lighting | Com - School | Energy Efficiency | 0 | 0 | 0 | 0 | 0 | 0 | 0 | 0 | 0 | 0 | 0 | 0 | 0
Scenario 2: High TRC | SCE | Com | Lighting | Com - Warehouse | Energy Efficiency | 0 | 0 | 0 | 0 | 0 | 12444.6462 | 17800.3387 | 19016.8095 | 5155.791 | 0 | 0 | 0 | 0
Scenario 2: High TRC | SCE | Com | WaterHeat | Com - College | Energy Efficiency | 411.7239 | 524.8369 | 668.4015 | 848.2781 | 1073.6329 | 1359.4396 | 1689.8387 | 2065.3709 | 2516.5385 | 3050.865 | 3723.5966 | 4558.8603 | 5528.3801
Scenario 2: High TRC | SCE | Com | WaterHeat | Com - College | Fuel Substitution | 1903360.8544 | 1966682.2104 | 2032754.3744 | 2118112.0889 | 2216966.8087 | 1549542.6208 | 1984175.0755 | 2371554.0227 | 2706731.5968 | 2903746.8821 | 3043654.1302 | 3119133.3304 | 3156597.4963
Scenario 2: High TRC | SCE | Com | WaterHeat | Com - Grocery | Energy Efficiency | 1691.7559 | 2155.4321 | 2729.8635 | 3448.8582 | 4377.4313 | 5524.411 | 6843.7828 | 8377.3773 | 10222.2713 | 12419.079 | 15184.5935 | 18466.6192 | 22425.3812
Scenario 2: High TRC | SCE | Com | WaterHeat | Com - Grocery | Fuel Substitution | 82381.9937 | 84492.885 | 86918.3575 | 89935.784 | 93296.6762 | 0 | 0 | 0 | 0 | 0 | 0 | 0 | 0
Scenario 2: High TRC | SCE | Com | WaterHeat | Com - Health | Energy Efficiency | 2671.3566 | 3419.7148 | 4367.2251 | 5521.4635 | 7023.3544 | 8872.8102 | 11043.5894 | 13513.0014 | 16488.0308 | 19983.2739 | 24337.1709 | 29681.2435 | 36200.0365
Scenario 2: High TRC | SCE | Com | WaterHeat | Com - Health | Fuel Substitution | 4984864.7251 | 5157321.0569 | 5344593.5157 | 5551832.195 | 5764009.8805 | 3856704.348 | 4979169.6449 | 6003747.9091 | 6930034.9553 | 7477668.4428 | 7872132.942 | 8096781.7841 | 8222357.7563
Scenario 2: High TRC | SCE | Com | WaterHeat | Com - Lodging | Energy Efficiency | 544.1472 | 698.0424 | 891.4791 | 1131.9097 | 1443.2203 | 1830.4231 | 2280.4296 | 2802.2188 | 3430.7075 | 4182.3559 | 5129.0377 | 6257.9405 | 7621.3748
Scenario 2: High TRC | SCE | Com | WaterHeat | Com - Lodging | Fuel Substitution | 4906964.6287 | 5069952.3135 | 5246671.1888 | 5485477.4038 | 5781175.9828 | 3883653.2357 | 5081600.9771 | 6138975.4747 | 7073598.4613 | 7643293.5664 | 8057460.0632 | 8293319.4549 | 8421791.5644
Scenario 2: High TRC | SCE | Com | WaterHeat | Com - Office (Large) | Energy Efficiency | 1483.2916 | 1902.5587 | 2421.3197 | 3066.8164 | 3900.607 | 4932.2346 | 6112.2299 | 7472.0899 | 9087.9894 | 11002.0399 | 13412.4247 | 16251.5353 | 19669.4247
Scenario 2: High TRC | SCE | Com | WaterHeat | Com - Office (Large) | Fuel Substitution | 1224678.0941 | 1264874.6578 | 1327191.5318 | 1397904.0198 | 1486432.2553 | 1143924.9141 | 1486185.9985 | 1788653.5952 | 2075800.2216 | 2229747.9398 | 2337361.8237 | 2391621.8886 | 2413556.9086
Scenario 2: High TRC | SCE | Com | WaterHeat | Com - Office (Small) | Energy Efficiency | 328.2769 | 418.7658 | 531.5826 | 671.8327 | 578.1067 | 3062.3953 | 1280.5159 | 1603.7275 | 1986.6577 | 2437.6203 | 2997.8082 | 3658.223 | 4448.8212
Scenario 2: High TRC | SCE | Com | WaterHeat | Com - Office (Small) | Fuel Substitution | 314025.9294 | 323748.5495 | 334593.5162 | 346949.2133 | 312538.4606 | 269675.573 | 346973.9395 | 415472.0804 | 467902.9834 | 502354.8753 | 526672.8335 | 539373.9217 | 545240.5228
Scenario 2: High TRC | SCE | Com | WaterHeat | Com - Other | Energy Efficiency | 21176.719 | 27086.4038 | 34488.4015 | 43713.2509 | 55551.4255 | 70244.042 | 87357.8327 | 107050.0757 | 130686.3743 | 159153.0617 | 194977.0423 | 237638.7135 | 289294.5518
Scenario 2: High TRC | SCE | Com | WaterHeat | Com - Other | Fuel Substitution | 24008620.0813 | 24796369.8321 | 25639387.3449 | 26560340.4304 | 27298059.0949 | 18482067.8782 | 23812836.1739 | 28639993.1006 | 33301038.6029 | 35866842.1748 | 37722882.2953 | 38752992.3746 | 39288475.2256
Scenario 2: High TRC | SCE | Com | WaterHeat | Com - Refrig. Warehouse | Energy Efficiency | 280.6908 | 142.7789 | 184.5534 | 235.2212 | 300.1215 | 380.5783 | 473.8071 | 580.5267 | 709.631 | 863.6774 | 1055.9831 | 1286.1801 | 1562.9388
Scenario 2: High TRC | SCE | Com | WaterHeat | Com - Refrig. Warehouse | Fuel Substitution | 29683.7323 | 30640.3271 | 28609.9138 | 33087.3791 | 34889.2368 | 23009.4565 | 29820.4757 | 36004.0232 | 40841.3937 | 44101.4944 | 46436.4542 | 47734.6898 | 48419.0717
Scenario 2: High TRC | SCE | Com | WaterHeat | Com - Restaurant | Energy Efficiency | 6305.4799 | 8088.879 | 10322.92 | 13117.4886 | 16720.3713 | 21142.7335 | 26232.5757 | 32123.3461 | 39212.2162 | 47653.9915 | 58257.1727 | 70814.3124 | 85938.3884
Scenario 2: High TRC | SCE | Com | WaterHeat | Com - Restaurant | Fuel Substitution | 17756168.3935 | 18358963.1161 | 19183102.619 | 20352473.0229 | 21618574.7372 | 17227841.1154 | 22111004.7466 | 26477085.7163 | 29869113.7036 | 32155915.1702 | 33823746.0526 | 34764453.5483 | 35270419.6186
Scenario 2: High TRC | SCE | Com | WaterHeat | Com - Retail | Energy Efficiency | 1284.0475 | 1637.3611 | 2075.1158 | 2622.1353 | 3326.5088 | 4193.9107 | 5188.7395 | 6337.7495 | 7712.2493 | 9344.973 | 11392.0215 | 13806.8295 | 16705.2934
Scenario 2: High TRC | SCE | Com | WaterHeat | Com - Retail | Fuel Substitution | 696517.3091 | 719181.9341 | 724766.6049 | 749210.1523 | 768052.9065 | 609744.815 | 785186.6598 | 943523.5252 | 1106652.5393 | 1190349.5966 | 1250714.2174 | 1283783.1052 | 1300521.1658
Scenario 2: High TRC | SCE | Com | WaterHeat | Com - School | Energy Efficiency | 1381.3014 | 1774.9623 | 2266.0365 | 2873.9755 | 3646.7696 | 4604.5051 | 5697.4286 | 6954.5119 | 8467.5339 | 10271.9631 | 12525.4384 | 15212.3802 | 18422.1282
Scenario 2: High TRC | SCE | Com | WaterHeat | Com - School | Fuel Substitution | 3301157.5401 | 3417974.2732 | 3600532.8503 | 3816375.9829 | 3885615.8169 | 2842767.2977 | 3679045.8802 | 4415167.3007 | 5184859.3342 | 5554677.464 | 5814667.8835 | 5947788.7862 | 6005390.7881
Scenario 2: High TRC | SCE | Com | WaterHeat | Com - Warehouse | Energy Efficiency | 262.0297 | 334.0448 | 423.3391 | 535.383 | 680.7115 | 859.6181 | 1065.3879 | 1303.5092 | 1567.8376 | 1900.4504 | 2317.2478 | 2808.6429 | 3400.9785
Scenario 2: High TRC | SCE | Com | WaterHeat | Com - Warehouse | Fuel Substitution | 73879.9206 | 76261.6088 | 77471.6844 | 80252.5966 | 83062.7516 | 48486.5243 | 62314.3314 | 74820.0272 | 87497.7192 | 94090.769 | 98834.6802 | 101428.7064 | 102759.9998
Scenario 2: High TRC | SCE | Com | WholeBlg | Com - College | Energy Efficiency | 448428.0735 | 482547.364 | 520481.715 | 561949.1258 | 614229.9151 | 673630.3856 | 725958.3744 | 760197.8084 | 794945.537 | 831655.6335 | 863776.7487 | 882254.9967 | 900513.7822
Scenario 2: High TRC | SCE | Com | WholeBlg | Com - Grocery | Energy Efficiency | 1537577.7051 | 1655988.5048 | 1789705.8705 | 1933486.2057 | 2116198.5307 | 2322488.9545 | 2494737.5872 | 2608937.4623 | 2726618.5985 | 2844701.018 | 2954600.3677 | 3016182.2776 | 2996948.6572
Scenario 2: High TRC | SCE | Com | WholeBlg | Com - Health | Energy Efficiency | 1466040.3578 | 1584895.6558 | 1717027.7615 | 1860402.4904 | 2041245.6394 | 2244968.2721 | 2424012.4173 | 2543077.2358 | 2664591.2214 | 2790144.378 | 2904577.8188 | 2970954.5682 | 3034980.5207
Scenario 2: High TRC | SCE | Com | WholeBlg | Com - Lodging | Energy Efficiency | 693485.2154 | 747415.3732 | 806414.6879 | 871615.0282 | 953954.1866 | 1046791.7825 | 1127935.9439 | 1181364.3753 | 1235582.8987 | 1292143.7048 | 1343136.7541 | 1371453.721 | 1392737.7002
Scenario 2: High TRC | SCE | Com | WholeBlg | Com - Office (Large) | Energy Efficiency | 2917755.2794 | 3118882.3104 | 3340736.762 | 3577415.5147 | 3879729.5999 | 4218898.7408 | 4507075.0943 | 4678176.4033 | 4848935.2589 | 5024166.0316 | 5174089.2355 | 5237241.7571 | 5363632.9892
Scenario 2: High TRC | SCE | Com | WholeBlg | Com - Office (Small) | Energy Efficiency | 512221.5634 | 549000.138 | 590007.0622 | 634043.4436 | 690063.9208 | 752983.1903 | 806165.7702 | 839139.4074 | 872469.7979 | 907164.7661 | 937141.7548 | 951558.077 | 965079.2832
Scenario 2: High TRC | SCE | Com | WholeBlg | Com - Other | Energy Efficiency | 2228671.4488 | 2391776.3317 | 2570960.0119 | 2767523.0224 | 3016647.7425 | 3297007.9842 | 3541717.054 | 3696586.6305 | 3852864.6112 | 4014588.5908 | 4158155.6774 | 4231900.4309 | 4349051.9146
Scenario 2: High TRC | SCE | Com | WholeBlg | Com - Refrig. Warehouse | Energy Efficiency | 171484.4088 | 187172.4432 | 204714.4395 | 224334.7559 | 248746.0156 | 275865.3524 | 298963.029 | 315628.163 | 333002.8602 | 350339.168 | 367283.6947 | 378227.2356 | 374316.6212
Scenario 2: High TRC | SCE | Com | WholeBlg | Com - Restaurant | Energy Efficiency | 1409740.3806 | 1542400.9766 | 1691224.0481 | 1857391.2846 | 2065528.2901 | 2298265.9683 | 2505922.9845 | 2667696.079 | 2837737.1502 | 3013520.4636 | 3189351.6032 | 3323967.8153 | 3405586.7789
Scenario 2: High TRC | SCE | Com | WholeBlg | Com - Retail | Energy Efficiency | 2237253.4151 | 2456470.0916 | 2697822.3664 | 2967678.9792 | 3309328.9875 | 3697381.0936 | 4061687.2292 | 4367127.8489 | 4687202.9486 | 5028372.854 | 5380287.6413 | 5681922.2692 | 6037658.5185
Scenario 2: High TRC | SCE | Com | WholeBlg | Com - School | Energy Efficiency | 538758.7122 | 577242.5901 | 619486.438 | 665759.0094 | 724385.3073 | 790255.0785 | 847215.1454 | 882544.412 | 917775.3509 | 954224.6963 | 985459.9806 | 999962.859 | 1021696.0516
Scenario 2: High TRC | SCE | Com | WholeBlg | Com - Warehouse | Energy Efficiency | 897703.0755 | 965075.8324 | 1039320.7098 | 1121204.1397 | 1224903.7972 | 1341762.0786 | 1442538.5181 | 1891495.5479 | 2013952.3401 | 2145530.9427 | 2276450.5209 | 2378812.9712 | 2499940.4431
Scenario 2: High TRC | SCE | Ind | WholeBlg | Ind - All Other Industrial | Energy Efficiency | 333547.744 | 347748.0019 | 368895.6999 | 390095.2454 | 417958.082 | 451075.9096 | 477391.924 | 488792.3838 | 499330.811 | 509282.1426 | 517163.4502 | 516000.646 | 515417.3881
Scenario 2: High TRC | SCE | Ind | WholeBlg | Ind - Chemicals | Energy Efficiency | 1009961.3985 | 1061876.9573 | 1135721.3965 | 1210201.3537 | 1306131.2353 | 1418632.5442 | 1509584.9036 | 1552614.9006 | 1593546.72 | 1632733.2869 | 1665101.0428 | 1667681.0668 | 1671537.28
Scenario 2: High TRC | SCE | Ind | WholeBlg | Ind - Electronics | Energy Efficiency | 496527.1762 | 518750.3674 | 551744.71 | 585089.5231 | 628664.0471 | 680564.1502 | 722554.5229 | 742182.5295 | 760558.1108 | 778002.4303 | 792198.8878 | 792394.0825 | 793348.9517
Scenario 2: High TRC | SCE | Ind | WholeBlg | Ind - Fabricated Metals | Energy Efficiency | 686089.498 | 720996.863 | 771648.5282 | 820808.5706 | 883477.5171 | 956630.9718 | 1015091.1666 | 1041547.3996 | 1066105.2652 | 1089369.7203 | 1107807.8677 | 1106233.0684 | 1105324.7401
Scenario 2: High TRC | SCE | Ind | WholeBlg | Ind - Food | Energy Efficiency | 1428160.9805 | 1484861.4366 | 1571446.8864 | 1658104.0958 | 1772741.518 | 1909665.034 | 2017911.8641 | 2062558.9075 | 2103421.1118 | 2141501.5229 | 2170428.8144 | 2160865.4142 | 2153530.1735
Scenario 2: High TRC | SCE | Ind | WholeBlg | Ind - Industrial Machinery | Energy Efficiency | 214606.3157 | 225677.8813 | 241794.6551 | 257244.6535 | 276662.2643 | 299345.7458 | 317698.8229 | 326094.6306 | 333962.9222 | 341463.0264 | 347406.8842 | 347049.8936 | 346886.0717
Scenario 2: High TRC | SCE | Ind | WholeBlg | Ind - Lumber & Furniture | Energy Efficiency | 118223.4497 | 123193.1141 | 130689.5139 | 138215.5349 | 148133.965 | 159838.3528 | 169012.3149 | 172894.7052 | 176465.3063 | 179811.7325 | 182412.5287 | 181783.6263 | 181329.255
Scenario 2: High TRC | SCE | Ind | WholeBlg | Ind - Paper | Energy Efficiency | 462919.2213 | 473949.3454 | 495038.7167 | 516940.2712 | 547578.9112 | 584261.3618 | 612400.092 | 621844.2506 | 631080.5585 | 640427.9078 | 647742.5816 | 644073.2787 | 641467.0088
Scenario 2: High TRC | SCE | Ind | WholeBlg | Ind - Petroleum | Energy Efficiency | 1772537.5069 | 1842402.3949 | 1949776.192 | 2057766.5649 | 2200655.2152 | 2371361.3175 | 2505944.1767 | 2561995.836 | 2613323.1535 | 2660979.5191 | 2697152.4494 | 2685634.36 | 2677021.2447
Scenario 2: High TRC | SCE | Ind | WholeBlg | Ind - Plastics | Energy Efficiency | 813876.6916 | 848673.2031 | 900800.5777 | 953206.4331 | 1021972.3622 | 1103708.6789 | 1168456.5941 | 1196272.4309 | 1221994.9853 | 1246070.7621 | 1264815.9455 | 1261132.4131 | 1258703.2374
Scenario 2: High TRC | SCE | Ind | WholeBlg | Ind - Primary Metals | Energy Efficiency | 386184.3554 | 407643.9643 | 438664.9254 | 469829.4289 | 508983.4295 | 554913.7953 | 593549.7061 | 614029.3916 | 633690.7439 | 652749.9044 | 668926.2735 | 673025.7014 | 677546.7336
Scenario 2: High TRC | SCE | Ind | WholeBlg | Ind - Printing & Publishing | Energy Efficiency | 136728.0305 | 142161.9709 | 150505.2817 | 158884.0664 | 169916.3567 | 182985.3511 | 193295.8203 | 197553.1324 | 201520.0341 | 205259.4777 | 208114.9275 | 207261.9361 | 206606.7743
Scenario 2: High TRC | SCE | Ind | WholeBlg | Ind - Stone-Glass-Clay | Energy Efficiency | 692353.8548 | 731396.2773 | 784747.8228 | 838074.0963 | 906121.2695 | 985828.7713 | 1050705.2053 | 1083129.1296 | 1113629.4621 | 1142980.4462 | 1167884.6516 | 1172370.9785 | 1177770.5814
Scenario 2: High TRC | SCE | Ind | WholeBlg | Ind - Textiles | Energy Efficiency | 96907.5795 | 100926.8689 | 106974.1925 | 112865.343 | 120599.8383 | 129745.7734 | 136922.6476 | 139722.9087 | 142288.6369 | 144702.3938 | 146506.7233 | 145737.5763 | 145140.1994
Scenario 2: High TRC | SCE | Ind | WholeBlg | Ind - Transportation Equipment | Energy Efficiency | 816218.168 | 854408.8727 | 915918.7668 | 973581.9677 | 1045565.1243 | 1129381.3555 | 1198796.7986 | 1231128.9343 | 1262725.9341 | 1293585.4445 | 1318248.6475 | 1318204.7565 | 1318120.7862
Scenario 2: High TRC | SCE | Res | AppPlug | Res - Multi Family | Energy Efficiency | 0 | 0 | 0 | 0 | 0 | 0 | 0 | 0 | 0 | 0 | 0 | 0 | 0
Scenario 2: High TRC | SCE | Res | AppPlug | Res - Multi Family | Fuel Substitution | 41666.5147 | 47852.8621 | 54753.0259 | 62462.542 | 70923.7627 | 0 | 0 | 0 | 0 | 0 | 0 | 0 | 0
Scenario 2: High TRC | SCE | Res | AppPlug | Res - Single Family | Energy Efficiency | 0 | 0 | 0 | 0 | 0 | 0 | 0 | 0 | 0 | 0 | 0 | 0 | 0
Scenario 2: High TRC | SCE | Res | AppPlug | Res - Single Family | Fuel Substitution | 250326.2527 | 289702.0197 | 333716.5515 | 383087.9647 | 437476.4216 | 0 | 0 | 0 | 0 | 0 | 0 | 0 | 0
Scenario 2: High TRC | SCE | Res | BROs | Income Qualified - Multi Family IQ | Energy Efficiency | 1282170.9457 | 1485208.5262 | 1698204.9614 | 1710330.191 | 1679392.9853 | 2174060.9104 | 2547808.3798 | 2708721.7657 | 2925704.1671 | 2898053.2066 | 3153770.9542 | 3375911.5107 | 3613508.7712
Scenario 2: High TRC | SCE | Res | BROs | Income Qualified - Single Family IQ | Energy Efficiency | 4370304.5495 | 5028069.1813 | 5709608.7518 | 5730485.5691 | 5607546.8324 | 7235664.0034 | 8456441.4052 | 8963920.2604 | 9654067.6873 | 9528906.1978 | 10334142.4352 | 11025422.5112 | 11763667.7649
Scenario 2: High TRC | SCE | Res | BROs | Res - Multi Family | Energy Efficiency | 9518327.4992 | 10953756.094 | 12441805.5853 | 12489117.492 | 12223025.0967 | 15774204.7174 | 18437936.5586 | 19547106.9219 | 21054938.798 | 20785329.2791 | 22545358.7251 | 24057213.3944 | 25671944.0172
Scenario 2: High TRC | SCE | Res | BROs | Res - Single Family | Energy Efficiency | 2275771.2887 | 2636746.5765 | 3015581.526 | 3037425.5974 | 2982768.5295 | 3861688.324 | 4525867.5143 | 4812073.7813 | 5197918.3735 | 5149282.9352 | 5604149.8987 | 5999397.904 | 6422154.0919
Scenario 2: High TRC | SCE | Res | BldgEnv | Res - Single Family | Energy Efficiency | 19489.7803 | 23802.8515 | 26881.518 | 29099.6552 | 31632.0495 | 33680.9851 | 35090.7337 | 34700.6377 | 884.6168 | 0 | 0 | 0 | 0
Scenario 2: High TRC | SCE | Res | HVAC | Res - Multi Family | Energy Efficiency | 63457.6495 | 423424.4452 | 373179.043 | 295893.5252 | 95603.0153 | 239859.3885 | 303455.8293 | 300054.1858 | 285312.3362 | 274448.3733 | 270205.1401 | 267563.9174 | 266526.7279
Scenario 2: High TRC | SCE | Res | HVAC | Res - Multi Family | Fuel Substitution | 248.8291 | 279.2327 | 296.2201 | 397.5527 | 420.0795 | 3.561 | 3.9029 | 4.1561 | 4.3381 | 4.4626 | 4.5646 | 4.6253 | 4.6697
Scenario 2: High TRC | SCE | Res | HVAC | Res - Single Family | Energy Efficiency | 1598735.1924 | 3961689.5151 | 3815642.525 | 3465230.605 | 2336449.6841 | 9837498.6412 | 8800241.4428 | 7689439.3084 | 4483465.6155 | 3195369.641 | 2510881.6027 | 1925711.8898 | 1458890.3921
Scenario 2: High TRC | SCE | Res | HVAC | Res - Single Family | Fuel Substitution | 5102.8852 | 5634.0797 | 6075.3852 | 6616.737 | 7708.0586 | 80.1717 | 86.7129 | 92.4732 | 13.4853 | 14.0654 | 14.5487 | 14.8628 | 15.1051
Scenario 2: High TRC | SCE | Res | WaterHeat | Res - Multi Family | Energy Efficiency | 171652.0092 | 190089.4795 | 211711.8954 | 231929.0734 | 254515.3675 | 278605.8554 | 300393.1478 | 319792.9359 | 339172.8841 | 357973.0729 | 379457.2965 | 406409.3237 | 437843.1462
Scenario 2: High TRC | SCE | Res | WaterHeat | Res - Multi Family | Fuel Substitution | 10023518.1821 | 10643074.448 | 34294627.6207 | 37490828.8964 | 40611203.9412 | 1565133.4895 | 1939261.7606 | 2321667.5578 | 2622781.9401 | 2831840.7302 | 2988574.6531 | 3084457.7233 | 3145188.1652
Scenario 2: High TRC | SCE | Res | WaterHeat | Res - Single Family | Energy Efficiency | 150897.35 | 179172.0827 | 203664.95 | 226024.6352 | 250828.935 | 276538.9894 | 298678.6412 | 318079.7545 | 337537.9041 | 354785.2747 | 377383.5776 | 400862.819 | 424869.286
Scenario 2: High TRC | SCE | Res | WaterHeat | Res - Single Family | Fuel Substitution | 18797459.1593 | 19332466.8703 | 19804983.1721 | 20499015.9958 | 21398396.4149 | 11195161.9475 | 13745975.3008 | 16409029.8379 | 18493997.9621 | 19937131.4571 | 21022025.6451 | 21687808.2692 | 22113242.2121
Scenario 2: High TRC | SCE | Res | WholeBlg | Res - Multi Family | Energy Efficiency | 0 | 0 | 0 | 0 | 0 | 0 | 0 | 0 | 0 | 0 | 0 | 0 | 0
Scenario 2: High TRC | SCE | Res | WholeBlg | Res - Single Family | Energy Efficiency | 0 | 0 | 0 | 0 | 0 | 0 | 0 | 0 | 575466.1475 | 533501.0635 | 500451.5618 | 472854.4606 | 445532.2005
Scenario 2: High TRC | SCG | Ag | WholeBlg | Ag - Dairies, fishing, hunting | Energy Efficiency | 149234.7549 | 157043.3111 | 165288.5329 | 174013.9543 | 183255.4356 | 193051.0862 | 203442.3798 | 214472.8394 | 226185.4425 | 238627.8523 | 251850.0035 | 265908.5926 | 280864.6776
Scenario 2: High TRC | SCG | Ag | WholeBlg | Ag - Irrigated Agriculture, vineyards, forestry and greenhouses | Energy Efficiency | 640210.928 | 673709.3112 | 709080.9719 | 746512.6689 | 786158.2417 | 828181.1775 | 872759.3975 | 920079.6131 | 970326.196 | 1023703.6196 | 1080426.1015 | 1140736.8676 | 1204897.8537
Scenario 2: High TRC | SCG | Ag | WholeBlg | Ag - Water pumping | Energy Efficiency | 210265.5399 | 221267.4696 | 232884.643 | 245178.3975 | 258199.2589 | 272000.9216 | 286641.8205 | 302183.2776 | 318685.8464 | 336216.6824 | 354846.1415 | 374654.1068 | 395726.6061
Scenario 2: High TRC | SCG | Com | AppPlug | Com - Health | Energy Efficiency | 6423470.2564 | 7590841.5383 | 8800642.64 | 9660110.4625 | 10622540.9094 | 11538891.1708 | 12522033.8401 | 13337809.767 | 14053048.8287 | 14546191.4668 | 14866122.3157 | 15313137.9725 | 15679617.8373
Scenario 2: High TRC | SCG | Com | AppPlug | Com - Lodging | Energy Efficiency | 5259983.6845 | 6173355.7675 | 7144069.5248 | 7782858.2182 | 8443837.4929 | 9124165.5404 | 9800601.2207 | 10451628.1365 | 11036803.6198 | 11555118.9618 | 12024843.6197 | 12416600.6102 | 12736033.0742
Scenario 2: High TRC | SCG | Com | AppPlug | Com - Other | Energy Efficiency | 19026.7347 | 23204.0058 | 27973.7397 | 33267.4911 | 90553.2276 | 171848.8463 | 128259.1499 | 125948.5669 | 122614.8016 | 119699.785 | 117621.839 | 116487.6629 | 116972.7264
Scenario 2: High TRC | SCG | Com | BldgEnv | Com - College | Energy Efficiency | 43069.1459 | 45129.4231 | 45661.1147 | 44533.396 | 41738.4557 | 37737.6717 | 32903.3176 | 27459.5865 | 21941.0943 | 16611.2819 | 11743.7967 | 7652.1156 | 7368.4166
Scenario 2: High TRC | SCG | Com | BldgEnv | Com - Grocery | Energy Efficiency | 34148.1554 | 24026.2695 | 13039.9571 | 5345.4675 | 5939.0793 | 6581.3088 | 7229.8834 | 7962.1459 | 8696.1374 | 9435.7376 | 10246.4749 | 11069.533 | 11950.3662
Scenario 2: High TRC | SCG | Com | BldgEnv | Com - Health | Energy Efficiency | 43257.597 | 40963.2615 | 36898.6367 | 31303.021 | 25062.9536 | 18541.9152 | 12417.4007 | 8821.6581 | 9525.3632 | 10066.6362 | 10560.4368 | 11604.6126 | 12812.0708
Scenario 2: High TRC | SCG | Com | BldgEnv | Com - Lodging | Energy Efficiency | 680.9016 | 867.7167 | 1103.5428 | 1400.4572 | 1773.447 | 2240.0082 | 2820.7298 | 3539.1564 | 7656.811 | 9516.8508 | 11753.4517 | 14404.2655 | 17490.4626
Scenario 2: High TRC | SCG | Com | BldgEnv | Com - Office (Large) | Energy Efficiency | 17449.8271 | 19017.7722 | 20535.8586 | 22148.1839 | 23945.0663 | 25842.1518 | 27668.3058 | 29565.1707 | 31280.4021 | 32962.8496 | 34823.1369 | 36615.4287 | 38533.2274
Scenario 2: High TRC | SCG | Com | BldgEnv | Com - Office (Small) | Energy Efficiency | 9485.2086 | 7181.9317 | 4738.3266 | 3394.8971 | 210.6211 | 36338.7909 | 4101.0417 | 4450.0924 | 4809.8303 | 5178.0714 | 5569.2626 | 5972.2072 | 6399.7385
Scenario 2: High TRC | SCG | Com | BldgEnv | Com - Other | Energy Efficiency | 101363.1392 | 96033.7385 | 86413.2208 | 73556.8424 | 43479.9806 | 60387.5418 | 29014.8478 | 23000.6141 | 25071.6675 | 27380.0989 | 29867.9165 | 32439.3923 | 35253.8309
Scenario 2: High TRC | SCG | Com | BldgEnv | Com - Refrig. Warehouse | Energy Efficiency | 4721.1859 | 553.2588 | 80.5247 | 5889.5786 | 2004.1392 | 2350.3844 | 2740.1412 | 3156.1728 | 5529.5362 | 6239.9042 | 6913.7964 | 7525.2755 | 8016.2734
Scenario 2: High TRC | SCG | Com | BldgEnv | Com - Restaurant | Energy Efficiency | 5750.2257 | 6451.0861 | 7208.0376 | 8033.8651 | 8948.7321 | 9846.4477 | 10759.0199 | 11763.1015 | 12813.9887 | 13892.4714 | 15053.1051 | 16249.3327 | 17537.0487
Scenario 2: High TRC | SCG | Com | BldgEnv | Com - Retail | Energy Efficiency | 329894.0042 | 296062.4066 | 247808.0215 | 35497.7397 | 123452.479 | 146251.629 | 48082.0664 | 52903.9448 | 57713.7817 | 62695.4797 | 68100.4221 | 73611.4732 | 79535.3578
Scenario 2: High TRC | SCG | Com | BldgEnv | Com - School | Energy Efficiency | 3828.3012 | 4203.1517 | 4607.7208 | 5019.5563 | 5378.478 | 5813.9954 | 6215.1689 | 6632.5922 | 7087.9792 | 7585.9507 | 8080.0362 | 8645.0411 | 9189.7152
Scenario 2: High TRC | SCG | Com | BldgEnv | Com - Warehouse | Energy Efficiency | 46175.2397 | 55443.9239 | 65341.9945 | 75729.0801 | 86158.4381 | 95835.389 | 104045.8477 | 110265.4706 | 187702.846 | 187725.0931 | 182734.3436 | 173140.4565 | 160101.0264
Scenario 2: High TRC | SCG | Com | FoodServ | Com - College | Energy Efficiency | 250066.2907 | 275821.8465 | 303750.6593 | 333156.2605 | 361347.5047 | 392836.4075 | 424770.1516 | 455560.8363 | 487280.606 | 518854.2049 | 576123.7666 | 627395.1917 | 667256.2838
Scenario 2: High TRC | SCG | Com | FoodServ | Com - Grocery | Energy Efficiency | 1862755.8996 | 2069719.1607 | 2278894.4435 | 2500176.7725 | 2733420.924 | 2975533.0818 | 3221704.9158 | 3484508.9628 | 3748512.8611 | 4017927.2233 | 4855073.6671 | 5446241.4632 | 5846092.7491
Scenario 2: High TRC | SCG | Com | FoodServ | Com - Health | Energy Efficiency | 658339.6472 | 733179.2955 | 813290.5717 | 888277.026 | 971313.8106 | 1053836.4208 | 1146587.2391 | 1235180.9904 | 1325940.2512 | 1411239.2487 | 1616201.4921 | 1782424.5385 | 1918887.7267
Scenario 2: High TRC | SCG | Com | FoodServ | Com - Lodging | Energy Efficiency | 568513.8822 | 632203.0937 | 699276.0715 | 767737.757 | 840762.0468 | 917399.6411 | 997449.8759 | 1080799.8486 | 1164862.9048 | 1251055.8516 | 1480947.1804 | 1652209.225 | 1772261.4544
Scenario 2: High TRC | SCG | Com | FoodServ | Com - Other | Energy Efficiency | 2949774.1341 | 3306256.8635 | 3679903.7803 | 4068874.4692 | 3256553.3384 | 6189631.9828 | 5349860.9439 | 5819818.509 | 6301742.6009 | 6817575.1736 | 7536521.3442 | 8199016.5166 | 8835488.1256
Scenario 2: High TRC | SCG | Com | FoodServ | Com - Restaurant | Energy Efficiency | 8903763.1968 | 9956432.7907 | 11060824.1316 | 12233075.0501 | 13482465.6588 | 14756974.9536 | 16076083.7277 | 17482321.246 | 18942109.4321 | 20450550.1578 | 24195649.6192 | 27086806.3816 | 29220920.0272
Scenario 2: High TRC | SCG | Com | FoodServ | Com - Retail | Energy Efficiency | 4635.939 | 5419.5319 | 6243.9424 | 7198.9911 | 0 | 20084.1208 | 10785.3345 | 12273.4313 | 13834.2808 | 15514.2336 | 17382.0016 | 19360.6371 | 21534.0544
Scenario 2: High TRC | SCG | Com | FoodServ | Com - School | Energy Efficiency | 692467.8561 | 761158.388 | 833081.4207 | 906739.0748 | 977426.8764 | 1053927.3584 | 1129093.7735 | 1206880.3079 | 1288876.6817 | 1375920.885 | 1512608.1203 | 1637211.4827 | 1740172.8133
Scenario 2: High TRC | SCG | Com | HVAC | Com - College | Energy Efficiency | 165896.5732 | 172386.9601 | 181665.9722 | 192384.7831 | 200620.4862 | 94996.3884 | 103290.3713 | 110110.6581 | 117203.8193 | 123645.319 | 131187.573 | 144459.5666 | 153133.473
Scenario 2: High TRC | SCG | Com | HVAC | Com - Grocery | Energy Efficiency | 100894.2107 | 108912.2421 | 116158.8222 | 125824.8129 | 135250.3626 | 145451.5584 | 155477.827 | 167123.7957 | 177574.5152 | 189126.6198 | 202073.525 | 215792.57 | 229910.1702
Scenario 2: High TRC | SCG | Com | HVAC | Com - Health | Energy Efficiency | 1388152.0994 | 1495388.9507 | 1589523.4966 | 1644945.3629 | 1685978.4837 | 1564821.9293 | 1557444.9718 | 1516430.9289 | 1458502.9514 | 1377747.4146 | 1287857.2289 | 1231247.3414 | 1186523.2184
Scenario 2: High TRC | SCG | Com | HVAC | Com - Lodging | Energy Efficiency | 704252.0502 | 750606.047 | 786626.3416 | 808008.7132 | 816958.4958 | 758145.4584 | 738899.6261 | 709263.8455 | 290351.0446 | 307661.4855 | 325733.3916 | 344524.0538 | 364491.1497
Scenario 2: High TRC | SCG | Com | HVAC | Com - Office (Large) | Energy Efficiency | 826878.2276 | 844597.7309 | 859244.7356 | 876716.6937 | 899223.0359 | 1890.1657 | 1965.597 | 2047.0721 | 2116.664 | 2185.7351 | 2268.8184 | 2348.9142 | 2439.1657
Scenario 2: High TRC | SCG | Com | HVAC | Com - Office (Small) | Energy Efficiency | 400436.2098 | 414185.4506 | 427884.7824 | 442586.8284 | 202854.6356 | 747136.1703 | 77829.6992 | 82322.0624 | 86994.1993 | 91810.3209 | 97039.2517 | 102476.6271 | 108350.2603
Scenario 2: High TRC | SCG | Com | HVAC | Com - Other | Energy Efficiency | 1732290.8248 | 1864690.3717 | 2008973.1672 | 2288728.2829 | 108200.1968 | 5168032.2729 | 2876243.1372 | 3086025.0614 | 3288952.0706 | 3487354.918 | 3775204.6156 | 4037674.7078 | 4329527.4645
Scenario 2: High TRC | SCG | Com | HVAC | Com - Restaurant | Energy Efficiency | 6428634.3063 | 6750603.4236 | 7021363.593 | 7283629.4664 | 7536309.4067 | 7858875.8911 | 8108162.4079 | 8391359.4651 | 8698939.5941 | 9028624.9958 | 9397056.1084 | 9794015.7606 | 10234805.1817
Scenario 2: High TRC | SCG | Com | HVAC | Com - Retail | Energy Efficiency | 247807.7159 | 260118.4189 | 271601.2871 | 284851.0336 | 101931.7265 | 304620.8086 | 153797.1332 | 164927.0062 | 175841.7757 | 187179.5148 | 199724.4276 | 212525.5985 | 226503.5037
Scenario 2: High TRC | SCG | Com | HVAC | Com - School | Energy Efficiency | 940763.8332 | 974626.7244 | 1013767.1613 | 1053677.9392 | 1083990.6235 | 782894.0193 | 813078.5315 | 845885.2811 | 884081.311 | 927996.113 | 971595.1245 | 1024247.1935 | 1074600.3713
Scenario 2: High TRC | SCG | Com | HVAC | Com - Warehouse | Energy Efficiency | 0 | 0 | 0 | 0 | 0 | 74.6682 | 81.5368 | 89.195 | 96.5697 | 0 | 0 | 121.53 | 131.3466
Scenario 2: High TRC | SCG | Com | WaterHeat | Com - College | Energy Efficiency | 746382.5355 | 768239.7478 | 805131.0023 | 846801.0465 | 883652.8255 | 1167.6716 | 1241.0167 | 1316.3971 | 1396.6192 | 1481.6898 | 1573.5539 | 1680.4979 | 1786.1043
Scenario 2: High TRC | SCG | Com | WaterHeat | Com - Grocery | Energy Efficiency | 325404.0593 | 183865.958 | 100390.6803 | 102679.6943 | 108274.5107 | 28711.5394 | 30521.3655 | 32486.7078 | 34552.3533 | 36731.9034 | 39083.4429 | 41575.6892 | 44251.4314
Scenario 2: High TRC | SCG | Com | WaterHeat | Com - Health | Energy Efficiency | 2001752.8168 | 2024969.7706 | 2121832.8938 | 2213620.4262 | 2325390.4897 | 5971.8114 | 5429.3543 | 5115.0746 | 5019.8041 | 5322.2327 | 5638.6489 | 6023.5372 | 6445.0936
Scenario 2: High TRC | SCG | Com | WaterHeat | Com - Lodging | Energy Efficiency | 8445111.5902 | 8510530.4133 | 8610555.7162 | 8750015.4628 | 9005456.0357 | 73433.8202 | 3770.4681 | 4016.5156 | 4274.552 | 4547.7335 | 4841.8358 | 5155.238 | 5490.4806
Scenario 2: High TRC | SCG | Com | WaterHeat | Com - Office (Large) | Energy Efficiency | 1614932.967 | 1660406.7014 | 1703997.3988 | 1755878.1473 | 1819889.6417 | 0 | 0 | 0 | 0 | 0 | 0 | 0 | 0
Scenario 2: High TRC | SCG | Com | WaterHeat | Com - Office (Small) | Energy Efficiency | 97577.8395 | 101829.4528 | 106295.2907 | 111161.0772 | 65171.5236 | 0 | 0 | 0 | 0 | 0 | 0 | 0 | 0
Scenario 2: High TRC | SCG | Com | WaterHeat | Com - Other | Energy Efficiency | 6852390.7322 | 7135244.5375 | 7502213.2024 | 7894965.0639 | 5464002.4103 | 104452.9053 | 95557.359 | 101872.2685 | 108492.465 | 115673.1493 | 123397.8775 | 131627.6522 | 140524.7353
Scenario 2: High TRC | SCG | Com | WaterHeat | Com - Refrig. Warehouse | Energy Efficiency | 60935.0829 | 10551.3808 | 7787.1155 | 40905.9342 | 11308.0839 | 0 | 0 | 0 | 0 | 0 | 0 | 0 | 0
Scenario 2: High TRC | SCG | Com | WaterHeat | Com - Restaurant | Energy Efficiency | 5955773.1015 | 6266261.8315 | 6533481.9737 | 6827607.8602 | 7159283.4214 | 153179.5449 | 163123.2228 | 173884.6304 | 185365.1387 | 197560.7451 | 210692.9009 | 224685.284 | 239762.796
Scenario 2: High TRC | SCG | Com | WaterHeat | Com - Retail | Energy Efficiency | 374022.4277 | 245697.0586 | 250538.9786 | 248924.3859 | 174259.8471 | 3216.7959 | 309.4153 | 0 | 0 | 0 | 0 | 0 | 0
Scenario 2: High TRC | SCG | Com | WaterHeat | Com - School | Energy Efficiency | 1753511.9738 | 1806695.5165 | 1863987.153 | 1927398.8824 | 1985230.8341 | 19033.6497 | 20082.0993 | 21202.2003 | 22414.5923 | 23727.7522 | 25113.2844 | 26630.2962 | 28221.6815
Scenario 2: High TRC | SCG | Com | WaterHeat | Com - Warehouse | Energy Efficiency | 353470.8285 | 96601.7545 | 63595.2334 | 67039.7524 | 71135.0444 | 8.5997 | 1.6548 | 0 | 0 | 0 | 0 | 0 | 0
Scenario 2: High TRC | SCG | Com | WholeBlg | Com - College | Energy Efficiency | 89683.3105 | 94359.4276 | 99017.14 | 104185.6482 | 109696.5683 | 115704.395 | 122198.0031 | 128820.6892 | 135828.1555 | 143447.5539 | 151032.1924 | 158691.1574 | 167445.8291
Scenario 2: High TRC | SCG | Com | WholeBlg | Com - Grocery | Energy Efficiency | 33730.4418 | 35955.072 | 38233.7488 | 40765.6988 | 43504.3808 | 46255.0461 | 49203.0459 | 52327.4266 | 55677.4911 | 59096.3554 | 62722.4599 | 66411.8559 | 70300.2844
Scenario 2: High TRC | SCG | Com | WholeBlg | Com - Health | Energy Efficiency | 123836.3074 | 132439.7308 | 141289.6154 | 151105.6414 | 161742.3927 | 172643.48 | 184405.4236 | 196783.8041 | 210061.1166 | 223702.5983 | 238184.3812 | 252930.3877 | 267490.7235
Scenario 2: High TRC | SCG | Com | WholeBlg | Com - Lodging | Energy Efficiency | 60613.3745 | 64704.4086 | 68900.1099 | 73554.5781 | 78597.1064 | 83745.7409 | 89280.7625 | 95134.5655 | 101424.8331 | 107966.6415 | 114843.241 | 121868.3308 | 128929.1456
Scenario 2: High TRC | SCG | Com | WholeBlg | Com - Office (Large) | Energy Efficiency | 194067.1141 | 205270.3978 | 216475.5036 | 228831.444 | 242114.6606 | 256146.0073 | 271493.1022 | 287286.149 | 304007.384 | 323096.7512 | 341252.252 | 359569.5185 | 379214.5869
Scenario 2: High TRC | SCG | Com | WholeBlg | Com - Office (Small) | Energy Efficiency | 23108.5463 | 24581.0664 | 26087.7894 | 27762.6676 | 29571.1554 | 31368.4457 | 33284.701 | 35313.7137 | 37488.1889 | 39786.1117 | 42133.7095 | 44519.9295 | 47117.352
Scenario 2: High TRC | SCG | Com | WholeBlg | Com - Other | Energy Efficiency | 403683.5355 | 430904.1253 | 458947.8979 | 490177.0208 | 524005.8384 | 558297.049 | 595302.8927 | 634454.8715 | 676522.2871 | 719947.0676 | 765893.5401 | 812820.0014 | 859968.6082
Scenario 2: High TRC | SCG | Com | WholeBlg | Com - Refrig. Warehouse | Energy Efficiency | 7827.5366 | 8389.7007 | 8972.8304 | 9621.8772 | 10325.8124 | 11024.732 | 11772.3564 | 12570.4005 | 13430.2469 | 14298.041 | 15233.5374 | 16190.4119 | 17148.1166
Scenario 2: High TRC | SCG | Com | WholeBlg | Com - Restaurant | Energy Efficiency | 171685.84 | 184069.606 | 196898.4863 | 211178.6249 | 226693.1233 | 242201.5794 | 258807.3415 | 276536.1717 | 295640.6285 | 315075.8827 | 335920.9988 | 357267.6476 | 378342.0816
Scenario 2: High TRC | SCG | Com | WholeBlg | Com - Retail | Energy Efficiency | 46519.4662 | 49673.3092 | 52917.8254 | 56527.6494 | 60440.0863 | 64359.0629 | 68554.2304 | 73017.5693 | 77814.4276 | 82747.9566 | 87957.3041 | 93272.784 | 98739.6963
Scenario 2: High TRC | SCG | Com | WholeBlg | Com - School | Energy Efficiency | 74602.2535 | 78824.4559 | 83085.7744 | 87813.3556 | 92871.8297 | 98108.8219 | 103661.8743 | 109434.594 | 115567.4218 | 122076.0872 | 128666.5281 | 135299.2652 | 143088.0387
Scenario 2: High TRC | SCG | Com | WholeBlg | Com - Warehouse | Energy Efficiency | 152759.2795 | 163147.4251 | 173859.7679 | 185803.7621 | 198768.9394 | 211626.0846 | 225380.0689 | 240046.2182 | 255833.9252 | 271853.377 | 288978.3524 | 306451.6723 | 324567.5888
Scenario 2: High TRC | SCG | Ind | WholeBlg | Ind - All Other Industrial | Energy Efficiency | 1278351.2726 | 1351507.9244 | 1426901.7624 | 1506052.1176 | 1589563.6611 | 1676532.9408 | 1768189.0299 | 1865791.753 | 1969818.5363 | 2081394.4597 | 2200854.5202 | 2328775.1074 | 2465629.9317
Scenario 2: High TRC | SCG | Ind | WholeBlg | Ind - Chemicals | Energy Efficiency | 15455812.8587 | 16353350.4591 | 17296443.0376 | 18288055.6357 | 19334031.1342 | 20426944.1301 | 21571046.7187 | 22773273.6437 | 24053720.2921 | 25415693.4318 | 26858835.5289 | 28385622.3066 | 30006776.0658
Scenario 2: High TRC | SCG | Ind | WholeBlg | Ind - Electronics | Energy Efficiency | 738350.9548 | 781396.0247 | 826997.4081 | 875177.8594 | 926213.7083 | 980222.3872 | 1037691.1661 | 1098955.8836 | 1164161.1705 | 1233681.4716 | 1307597.2616 | 1386204.7064 | 1469991.2058
Scenario 2: High TRC | SCG | Ind | WholeBlg | Ind - Fabricated Metals | Energy Efficiency | 4431784.5677 | 4713181.0742 | 5014709.2513 | 5316805.4053 | 5628504.24 | 5948319.2785 | 6280202.6143 | 6630632.6733 | 7001987.5523 | 7397373.9262 | 7814851.0909 | 8254015.8655 | 8717059.1876
Scenario 2: High TRC | SCG | Ind | WholeBlg | Ind - Food | Energy Efficiency | 21246797.1193 | 22306132.0652 | 23418602.7999 | 24591274.1836 | 25825697.3466 | 27125813.0242 | 28501000.6224 | 29952843.5466 | 31490731.8355 | 33122826.6501 | 34847936.2011 | 36670159.5415 | 38603157.1687
Scenario 2: High TRC | SCG | Ind | WholeBlg | Ind - Industrial Machinery | Energy Efficiency | 460835.5777 | 492608.7428 | 527182.9018 | 560860.9406 | 594607.2174 | 629095.575 | 665647.4209 | 704471.2801 | 745853.4298 | 790107.9837 | 836728.8193 | 885700.2823 | 937253.5008
Scenario 2: High TRC | SCG | Ind | WholeBlg | Ind - Lumber & Furniture | Energy Efficiency | 207299.7956 | 219361.5973 | 232073.2721 | 245473.8846 | 259715.4332 | 274096.1909 | 288643.2624 | 304172.8691 | 320727.1663 | 338448.2335 | 357377.7456 | 377438.972 | 398682.8941
Scenario 2: High TRC | SCG | Ind | WholeBlg | Ind - Paper | Energy Efficiency | 3238827.9799 | 3407142.3207 | 3585771.1446 | 3781137.5745 | 3989736.8876 | 4207775.8462 | 4441156.3572 | 4693638.9235 | 4967288.4335 | 5263918.0432 | 5582550.0423 | 5922697.3392 | 6286283.8026
Scenario 2: High TRC | SCG | Ind | WholeBlg | Ind - Petroleum | Energy Efficiency | 63040461.606 | 66402388.9963 | 69955289.5383 | 73710075.0174 | 77642826.6836 | 81719005.0983 | 85996170.6836 | 90494766.7794 | 95291728.1844 | 100385349.4962 | 105745217.6663 | 111385056.4074 | 117367468.4471
Scenario 2: High TRC | SCG | Ind | WholeBlg | Ind - Plastics | Energy Efficiency | 724651.752 | 798229.1144 | 876205.8907 | 957911.9921 | 1045205.8126 | 1134609.2068 | 1223574.6231 | 1312260.6529 | 1409293.9092 | 1514362.4804 | 1626984.0774 | 1746170.0043 | 1872680.3786
Scenario 2: High TRC | SCG | Ind | WholeBlg | Ind - Primary Metals | Energy Efficiency | 4742174.9465 | 5005524.9107 | 5286798.4829 | 5581700.1499 | 5890758.2878 | 6215715.4193 | 6561051.5059 | 6927565.3184 | 7316555.2458 | 7729861.6837 | 8166866.1428 | 8629324.9454 | 9120614.288
Scenario 2: High TRC | SCG | Ind | WholeBlg | Ind - Printing & Publishing | Energy Efficiency | 262476.106 | 276846.9026 | 292021.7207 | 308057.0622 | 324590.9456 | 341264.507 | 358872.7985 | 377761.6067 | 398320.3838 | 420523.6866 | 444033.9986 | 468728.0772 | 494790.1277
Scenario 2: High TRC | SCG | Ind | WholeBlg | Ind - Stone-Glass-Clay | Energy Efficiency | 5014441.2547 | 5307692.813 | 5611158.1624 | 5927726.4839 | 6260533.8952 | 6607805.8302 | 6970923.1501 | 7355333.5656 | 7762672.2579 | 8196058.0329 | 8656439.2662 | 9145587.8004 | 9665357.2849
Scenario 2: High TRC | SCG | Ind | WholeBlg | Ind - Textiles | Energy Efficiency | 2395952.8513 | 2520302.0093 | 2651521.6081 | 2788562.0936 | 2932296.5426 | 3083180.1157 | 3242594.7815 | 3411087.5999 | 3589416.2932 | 3778583.9009 | 3978574.0386 | 4190236.311 | 4414973.9349
Scenario 2: High TRC | SCG | Ind | WholeBlg | Ind - Transportation Equipment | Energy Efficiency | 1782904.0756 | 1871902.1184 | 1966035.0712 | 2065122.0831 | 2169670.5628 | 2280019.5035 | 2396944.8919 | 2520666.8452 | 2651609.1885 | 2790358.2604 | 2937034.9519 | 3092273.08 | 3257153.7911
Scenario 2: High TRC | SCG | Res | AppPlug | Res - Multi Family | Energy Efficiency | 0 | 0 | 0 | 0 | 0 | 0 | 0 | 0 | 0 | 0 | 0 | 0 | 0
Scenario 2: High TRC | SCG | Res | AppPlug | Res - Single Family | Energy Efficiency | 0 | 0 | 0 | 0 | 0 | 0 | 0 | 0 | 0 | 0 | 0 | 0 | 0
Scenario 2: High TRC | SCG | Res | BROs | Income Qualified - Multi Family IQ | Energy Efficiency | 412117.0621 | 439048.3801 | 468719.9133 | 501709.1793 | 538378.395 | 579086.3082 | 623877.0907 | 675312.1721 | 732946.4947 | 798685.1738 | 872067.2803 | 954324.8906 | 1047253.5223
Scenario 2: High TRC | SCG | Res | BROs | Income Qualified - Single Family IQ | Energy Efficiency | 1272012.8902 | 1353673.286 | 1443325.4644 | 1542684.3328 | 1652999.5347 | 1775603.3171 | 1911475.7058 | 2066551.9891 | 2240176.3714 | 2435178.3015 | 2652464.4837 | 2895596.1243 | 3169848.961
Scenario 2: High TRC | SCG | Res | BROs | Res - Multi Family | Energy Efficiency | 4358868.385 | 4638999.794 | 4946612.9001 | 5287598.0717 | 5666210.3119 | 6086968.5758 | 6553057.7893 | 7085221.8106 | 7681065.7 | 8350911.1846 | 9097386.2977 | 9932743.6223 | 10875115.9796
Scenario 2: High TRC | SCG | Res | BROs | Res - Single Family | Energy Efficiency | 1246837.5046 | 1328403.1373 | 1418286.8463 | 1518240.0103 | 1629350.8103 | 1752691.2855 | 1888344.6934 | 2044178.0082 | 2218802.0505 | 2418163.9402 | 2640730.4283 | 2890244.0053 | 3172153.3675
Scenario 2: High TRC | SCG | Res | BldgEnv | Res - Multi Family | Energy Efficiency | 0 | 0 | 0 | 0 | 0 | 0 | 0 | 0 | 0 | 0 | 0 | 0 | 914.3595
Scenario 2: High TRC | SCG | Res | BldgEnv | Res - Single Family | Energy Efficiency | 113501.5208 | 144626.1756 | 164436.6902 | 176008.4244 | 187100.4925 | 192592.5331 | 194313.1226 | 194323.693 | 194380.9018 | 0 | 0 | 0 | 0
Scenario 2: High TRC | SCG | Res | HVAC | Res - Multi Family | Energy Efficiency | 309.601 | 331.5675 | 346.8248 | 358.9462 | 370.7447 | 0 | 0 | 0 | 0 | 0 | 0 | 0 | 0
Scenario 2: High TRC | SCG | Res | HVAC | Res - Single Family | Energy Efficiency | 398486.2899 | 466353.9737 | 514516.3756 | 550749.9881 | 586096.8525 | 0 | 0 | 0 | 0 | 0 | 0 | 0 | 0
Scenario 2: High TRC | SCG | Res | WaterHeat | Res - Multi Family | Energy Efficiency | 6982486.0255 | 6924987.4148 | 6957685.4256 | 7028827.5048 | 7154183.1641 | 899817.7064 | 888656.9835 | 889339.8805 | 886587.1314 | 881946.3534 | 879499.689 | 883479.1246 | 887677.1449
Scenario 2: High TRC | SCG | Res | WaterHeat | Res - Single Family | Energy Efficiency | 46177093.9833 | 48497756.7784 | 50788719.4481 | 52716206.7768 | 54898635.7976 | 3918822.9157 | 3552591.322 | 3265072.6778 | 3156675.8805 | 3106761.5697 | 3069307.0711 | 3044461.4902 | 3023367.9203
Scenario 2: High TRC | SCG | Res | WholeBlg | Res - Multi Family | Energy Efficiency | 0 | 0 | 0 | 0 | 0 | 0 | 0 | 0 | 0 | 0 | 0 | 0 | 0
Scenario 2: High TRC | SCG | Res | WholeBlg | Res - Single Family | Energy Efficiency | 0 | 0 | 0 | 0 | 0 | 0 | 0 | 0 | 0 | 0 | 0 | 0 | 0
Scenario 2: High TRC | SDG&E | Ag | WholeBlg | Ag - Dairies, fishing, hunting | Energy Efficiency | 5996.7443 | 5998.3372 | 5967.6777 | 5914.6413 | 5909.1946 | 6104.2862 | 6291.6317 | 6428.7106 | 6554.2989 | 6679.2208 | 6777.8347 | 6744.3923 | 6714.3633
Scenario 2: High TRC | SDG&E | Ag | WholeBlg | Ag - Irrigated Agriculture, vineyards, forestry and greenhouses | Energy Efficiency | 76565.7631 | 79414.0655 | 82039.3193 | 84545.3623 | 87443.5236 | 91954.1869 | 96540.2755 | 100895.2737 | 105340.0795 | 109958.0246 | 114523.8961 | 118118.1142 | 121894.9925
Scenario 2: High TRC | SDG&E | Ag | WholeBlg | Ag - Water pumping | Energy Efficiency | 131235.6016 | 130164.236 | 128475.6906 | 126362.3365 | 125351.812 | 128672.1164 | 131823.0045 | 133886.18 | 135675.8151 | 137433.252 | 138650.2817 | 137189.0755 | 135841.3327
Scenario 2: High TRC | SDG&E | Com | AppPlug | Com - Health | Energy Efficiency | 424311.3302 | 506376.6752 | 758957.018 | 912822.5433 | 1056059.1996 | 1200860.0683 | 1922061.8077 | 2188055.0928 | 2526864.2029 | 2928139.7627 | 3345594.9461 | 3394850.2387 | 3528590.7771
Scenario 2: High TRC | SDG&E | Com | AppPlug | Com - Lodging | Energy Efficiency | 386578.9578 | 443290.8507 | 507002.2878 | 597236.4314 | 666379.9966 | 892069.5268 | 1595890.8468 | 1791336.3729 | 2015247.1471 | 2249327.4401 | 2453620.7564 | 2593963.0993 | 2754991.3947
Scenario 2: High TRC | SDG&E | Com | AppPlug | Com - Other | Energy Efficiency | 1795.2336 | 2197.1989 | 2667.4708 | 3216.5418 | 3805.2273 | 4526.3742 | 5345.1176 | 6254.3488 | 7260.7357 | 8395.3397 | 9627.9672 | 10998.3 | 12528.9171
Scenario 2: High TRC | SDG&E | Com | BROs | Com - Lodging | Energy Efficiency | 1096.8545 | 2368.8271 | 3607.3201 | 4283.3167 | 4858.6468 | 6236.8058 | 7794.5509 | 9242.8231 | 10877.6109 | 13462.576 | 16115.2959 | 17670.0083 | 19117.7679
Scenario 2: High TRC | SDG&E | Com | BROs | Com - Other | Energy Efficiency | 993.9905 | 2151.4149 | 3282.9845 | 3904.8049 | 4438.6384 | 5710.0962 | 7164.3508 | 8524.7705 | 10065.9355 | 12500.0315 | 15014.0476 | 16525.1433 | 18061.3243
Scenario 2: High TRC | SDG&E | Com | BROs | Com - Retail | Energy Efficiency | 2209.8352 | 4747.3508 | 7190.3447 | 8480.9656 | 9561.1541 | 12196.6445 | 15180.4973 | 17918.2693 | 20980.9472 | 25836.2163 | 30755.3465 | 33561.3773 | 36697.2489
Scenario 2: High TRC | SDG&E | Com | BldgEnv | Com - College | Energy Efficiency | 8.1797 | 8.6156 | 9.0762 | 15.6505 | 16.4234 | 17.315 | 18.2666 | 19.2524 | 20.3079 | 21.4499 | 22.637 | 24.1669 | 25.5686
Scenario 2: High TRC | SDG&E | Com | BldgEnv | Com - Grocery | Energy Efficiency | 179.2518 | 179.4159 | 179.1082 | 179.1149 | 179.511 | 180.7301 | 182.3734 | 184.2754 | 186.3812 | 188.8414 | 191.3798 | 193.9907 | 196.8037
Scenario 2: High TRC | SDG&E | Com | BldgEnv | Com - Health | Energy Efficiency | 265.3075 | 263.7379 | 261.7619 | 259.9594 | 257.0879 | 253.6415 | 249.4081 | 250.9048 | 253.551 | 258.121 | 264.362 | 263.6155 | 264.4461
Scenario 2: High TRC | SDG&E | Com | BldgEnv | Com - Lodging | Energy Efficiency | 6.7704 | 7.0544 | 7.3491 | 7.7201 | 8.0217 | 8.4305 | 8.8262 | 9.2411 | 3.1349 | 3.381 | 3.6001 | 3.8355 | 4.1284
Scenario 2: High TRC | SDG&E | Com | BldgEnv | Com - Office (Large) | Energy Efficiency | 215.0925 | 215.2816 | 215.683 | 216.1732 | 216.8887 | 218.7622 | 220.8939 | 222.8231 | 224.1295 | 225.823 | 227.646 | 229.6101 | 231.9602
Scenario 2: High TRC | SDG&E | Com | BldgEnv | Com - Office (Small) | Energy Efficiency | 101.5538 | 101.3688 | 101.1688 | 100.9912 | 101.0354 | 101.4714 | 101.9597 | 102.4489 | 103.0123 | 103.6451 | 104.3529 | 105.0587 | 105.8928
Scenario 2: High TRC | SDG&E | Com | BldgEnv | Com - Other | Energy Efficiency | 45.0707 | 45.3218 | 52.0444 | 52.5587 | 53.0894 | 53.8526 | 54.6247 | 55.3721 | 49.5269 | 50.4296 | 51.41 | 52.4817 | 53.7245
Scenario 2: High TRC | SDG&E | Com | BldgEnv | Com - Refrig. Warehouse | Energy Efficiency | 0.53248 | 0.53574 | 0.53946 | 0.54076 | 0.54541 | 0.55311 | 0.56309 | 0.5739 | 0.5875 | 0.60161 | 0.61898 | 0.63852 | 0.65998
Scenario 2: High TRC | SDG&E | Com | BldgEnv | Com - Restaurant | Energy Efficiency | 33.3472 | 34.3204 | 34.3089 | 34.3133 | 34.408 | 34.6261 | 34.8838 | 35.1543 | 35.442 | 35.7702 | 36.141 | 36.5248 | 36.9626
Scenario 2: High TRC | SDG&E | Com | BldgEnv | Com - Retail | Energy Efficiency | 279.0444 | 275.0155 | 271.153 | 271.0729 | 259.5007 | 251.0043 | 247.9912 | 245.1367 | 242.693 | 240.7974 | 239.3647 | 238.3596 | 237.8301
Scenario 2: High TRC | SDG&E | Com | BldgEnv | Com - School | Energy Efficiency | 28.8655 | 29.1987 | 29.5542 | 29.9429 | 30.4503 | 31.0598 | 31.7155 | 32.429 | 33.2309 | 34.0978 | 35.0525 | 36.0643 | 37.1632
Scenario 2: High TRC | SDG&E | Com | BldgEnv | Com - Warehouse | Energy Efficiency | 81.1777 | 81.2775 | 81.4026 | 95.1404 | 96.2604 | 97.8814 | 99.5005 | 101.1738 | 86.0743 | 87.2316 | 88.462 | 89.7871 | 91.4193
Scenario 2: High TRC | SDG&E | Com | ComRefrig | Com - College | Energy Efficiency | 532.9188 | 371.6473 | 225.832 | 116.8018 | 45.4113 | 19.0505 | 5.889 | 0 | 0 | 0 | 0 | 0 | 0
Scenario 2: High TRC | SDG&E | Com | ComRefrig | Com - Grocery | Energy Efficiency | 491282.5486 | 262484.8181 | 98055.6816 | 39466.4127 | 9311.8396 | 0 | 0 | 0 | 0 | 0 | 0 | 0 | 0
Scenario 2: High TRC | SDG&E | Com | ComRefrig | Com - Refrig. Warehouse | Energy Efficiency | 163.3812 | 108.8518 | 62.4817 | 29.4786 | 9.9486 | 4.1245 | 0.48969 | 0 | 0 | 0 | 0 | 0 | 0
Scenario 2: High TRC | SDG&E | Com | ComRefrig | Com - Restaurant | Energy Efficiency | 18898.0501 | 10308.127 | 4073.6029 | 1650.2893 | 475.0671 | 0 | 0 | 0 | 0 | 0 | 0 | 0 | 0
Scenario 2: High TRC | SDG&E | Com | ComRefrig | Com - Retail | Energy Efficiency | 212625.9786 | 116660.3119 | 47152.2153 | 17740.0687 | 5049.5961 | 0 | 0 | 0 | 0 | 0 | 0 | 0 | 0
Scenario 2: High TRC | SDG&E | Com | ComRefrig | Com - School | Energy Efficiency | 21.9021 | 0 | 0 | 0 | 0 | 0 | 0 | 0 | 0 | 0 | 0 | 0 | 0
Scenario 2: High TRC | SDG&E | Com | FoodServ | Com - College | Energy Efficiency | 66034.8314 | 76302.8495 | 84384.5073 | 92430.6359 | 101529.1253 | 111083.021 | 120561.389 | 130083.0628 | 140169.8802 | 151003.0586 | 162056.4515 | 176944.9443 | 189582.191
Scenario 2: High TRC | SDG&E | Com | FoodServ | Com - College | Fuel Substitution | 2216.2041 | 2741.1099 | 3342.4889 | 4009.3226 | 4742.1095 | 5539.4499 | 6459.3796 | 7513.8913 | 8705.6356 | 10055.8579 | 11531.693 | 13297.8463 | 15295.4739
Scenario 2: High TRC | SDG&E | Com | FoodServ | Com - Grocery | Energy Efficiency | 326946.1268 | 451747.8468 | 527235.479 | 577723.569 | 640462.2302 | 703066.4125 | 764439.371 | 828236.8333 | 893175.5966 | 963517.1 | 1037118.4325 | 1114837.8647 | 1197892.8047
Scenario 2: High TRC | SDG&E | Com | FoodServ | Com - Grocery | Fuel Substitution | 23718.3435 | 28812.0905 | 34567.7963 | 40939.2403 | 47879.1599 | 55362.674 | 63950.2946 | 73730.7193 | 84701.569 | 97037.1271 | 110389.1481 | 125492.1688 | 142467.3674
Scenario 2: High TRC | SDG&E | Com | FoodServ | Com - Health | Energy Efficiency | 171650.3459 | 209427.37 | 237035.3837 | 259848.1874 | 282942.518 | 304048.4693 | 313130.9921 | 335826.537 | 364014.5516 | 401238.8753 | 446517.6821 | 460957.6809 | 482568.2071
Scenario 2: High TRC | SDG&E | Com | FoodServ | Com - Health | Fuel Substitution | 7330.1712 | 9009.3671 | 10926.9215 | 13067.3409 | 15424.3291 | 17994.6108 | 20961.674 | 24350.947 | 28165.8742 | 32468.778 | 37154.8732 | 42480.3609 | 48521.0474
Scenario 2: High TRC | SDG&E | Com | FoodServ | Com - Lodging | Energy Efficiency | 154234.1737 | 197262.9674 | 222507.5465 | 241634.574 | 261699.5841 | 283202.5598 | 303026.0454 | 323434.6615 | 345728.8635 | 368340.472 | 390900.1664 | 414268.475 | 439750.401
Scenario 2: High TRC | SDG&E | Com | FoodServ | Com - Lodging | Fuel Substitution | 9442.4299 | 11504.53 | 13819.5116 | 16401.7209 | 19215.534 | 22247.9307 | 25722.7308 | 29672.6782 | 34092.342 | 39049.1852 | 44399.1794 | 50388.2056 | 56998.6664
Scenario 2: High TRC | SDG&E | Com | FoodServ | Com - Office (Large) | Energy Efficiency | 1563.9093 | 1663.1623 | 1752.8184 | 1836.0758 | 1925.9303 | 2050.9472 | 2160.4544 | 2245.9949 | 2309.5508 | 2363.3566 | 2424.6723 | 2465.586 | 2503.3956
Scenario 2: High TRC | SDG&E | Com | FoodServ | Com - Office (Small) | Energy Efficiency | 555.6468 | 597.195 | 635.8295 | 671.8112 | 712.1479 | 761.2442 | 802.8572 | 837.638 | 869.5204 | 895.2578 | 924.6791 | 945.5863 | 964.7168
Scenario 2: High TRC | SDG&E | Com | FoodServ | Com - Other | Energy Efficiency | 483343.8798 | 564169.5946 | 632352.5918 | 697067.6545 | 777196.0379 | 857578.9459 | 936218.7865 | 1018157.2156 | 1104210.6271 | 1195897.5564 | 1292650.2446 | 1395072.9526 | 1505278.8402
Scenario 2: High TRC | SDG&E | Com | FoodServ | Com - Other | Fuel Substitution | 19608.2212 | 24145.6851 | 29425.5782 | 35219.5079 | 41564.5939 | 48437.1754 | 56386.6842 | 65508.061 | 75803.6183 | 87453.8085 | 100218.8256 | 114838.6174 | 131141.7885
Scenario 2: High TRC | SDG&E | Com | FoodServ | Com - Restaurant | Energy Efficiency | 861005.0403 | 1272669.8765 | 1464430.4982 | 1608064.7865 | 1781486.9126 | 1949427.8269 | 2121919.0075 | 2302393.8403 | 2488601.7834 | 2685317.8001 | 2895907.3739 | 3117739.6485 | 3350503.4854
Scenario 2: High TRC | SDG&E | Com | FoodServ | Com - Restaurant | Fuel Substitution | 73105.4596 | 88729.0448 | 106370.2654 | 125851.1566 | 146988.9715 | 169688.3724 | 195714.7444 | 225314.2651 | 258435.0313 | 295591.8596 | 335635.8445 | 380502.6985 | 430454.4442
Scenario 2: High TRC | SDG&E | Com | FoodServ | Com - Retail | Energy Efficiency | 1961.1866 | 2014.433 | 2059.9389 | 2070.3205 | 2034.1565 | 2076.4117 | 2070.1973 | 2046.581 | 2029.9422 | 2033.0535 | 2044.8678 | 2077.8646 | 2130.5796
Scenario 2: High TRC | SDG&E | Com | FoodServ | Com - School | Energy Efficiency | 172549.0334 | 197835.7184 | 219231.494 | 237708.0093 | 265514.6838 | 291355.7728 | 313481.4404 | 336648.904 | 361253.146 | 386622.9546 | 413821.2398 | 442168.8784 | 471854.8074
Scenario 2: High TRC | SDG&E | Com | FoodServ | Com - School | Fuel Substitution | 3304.7727 | 4051.9314 | 4926.0465 | 5872.2955 | 6909.3793 | 8036.8381 | 9338.4946 | 10831.2918 | 12525.5035 | 14524.5718 | 16761.8007 | 19330.8639 | 22235.1526
Scenario 2: High TRC | SDG&E | Com | HVAC | Com - College | Energy Efficiency | 10251.7029 | 11440.1342 | 12719.8234 | 14446.8859 | 15841.009 | 17898.6666 | 20125.8147 | 22308.1595 | 24693.084 | 27367.1131 | 30023.9548 | 34716.9322 | 38050.2059
Scenario 2: High TRC | SDG&E | Com | HVAC | Com - College | Fuel Substitution | 1.1766 | 1.3668 | 1.5768 | 1.8089 | 2.0684 | 0 | 0 | 0 | 0 | 0 | 0 | 0 | 0
Scenario 2: High TRC | SDG&E | Com | HVAC | Com - Grocery | Energy Efficiency | 11891.2853 | 13450.6378 | 15063.2793 | 14012.3763 | 14663.8622 | 16541.3581 | 18604.7397 | 20803.998 | 23034.092 | 25626.4544 | 28381.5055 | 31412.4561 | 34852.5942
Scenario 2: High TRC | SDG&E | Com | HVAC | Com - Grocery | Fuel Substitution | 213.4158 | 248.289 | 287.7487 | 332.6273 | 382.5565 | 0 | 0 | 0 | 0 | 0 | 0 | 0 | 0
Scenario 2: High TRC | SDG&E | Com | HVAC | Com - Health | Energy Efficiency | 84568.5474 | 92014.7403 | 99847.7502 | 110262.4591 | 118448.3221 | 154990.8345 | 156856.345 | 175510.871 | 106943.8783 | 117976.0905 | 141220.6744 | 137846.271 | 140102.5832
Scenario 2: High TRC | SDG&E | Com | HVAC | Com - Health | Fuel Substitution | 11.4196 | 13.1229 | 20.5729 | 23.609 | 27.0067 | 0 | 0 | 0 | 0 | 0 | 0 | 0 | 0
Scenario 2: High TRC | SDG&E | Com | HVAC | Com - Lodging | Energy Efficiency | 49819.7807 | 57644.8295 | 64161.3271 | 70667.9694 | 76536.6273 | 73555.4614 | 80158.4172 | 86863.9133 | 34185.8213 | 34039.0206 | 36919.7097 | 39304.7444 | 42250.4003
Scenario 2: High TRC | SDG&E | Com | HVAC | Com - Lodging | Fuel Substitution | 50.0754 | 58.2853 | 68.3191 | 78.8857 | 91.1356 | 0 | 0 | 0 | 0 | 0 | 0 | 0 | 0
Scenario 2: High TRC | SDG&E | Com | HVAC | Com - Office (Large) | Energy Efficiency | 347.6711 | 376.3534 | 402.1681 | 37212.8048 | 72825.1455 | 482.6064 | 513.6312 | 539.6808 | 561.2299 | 582.6326 | 604.7072 | 621.4388 | 637.6882
Scenario 2: High TRC | SDG&E | Com | HVAC | Com - Office (Small) | Energy Efficiency | 7574.6632 | 8508.8658 | 9496.3612 | 10543.0468 | 11663.6007 | 12949.0084 | 14306.6553 | 15705.8168 | 17190.9875 | 18743.5094 | 20408.2438 | 22140.7741 | 23984.0328
Scenario 2: High TRC | SDG&E | Com | HVAC | Com - Other | Energy Efficiency | 185847.8871 | 213430.9726 | 243861.251 | 277497.6009 | 311117.5601 | 365117.4091 | 415610.4416 | 465111.8295 | 496601.5216 | 541680.8275 | 603062.8785 | 665630.3759 | 734758.7484
Scenario 2: High TRC | SDG&E | Com | HVAC | Com - Other | Fuel Substitution | 49.2136 | 57.3179 | 157.3367 | 184.1193 | 214.0421 | 0 | 0 | 0 | 0 | 0 | 0 | 0 | 0
Scenario 2: High TRC | SDG&E | Com | HVAC | Com - Restaurant | Energy Efficiency | 73441.1349 | 93797.2515 | 110126.574 | 128853.355 | 150357.6485 | 174743.263 | 202846.1037 | 234868.4167 | 270963.408 | 312036.5882 | 358751.3779 | 411672.0023 | 471380.2737
Scenario 2: High TRC | SDG&E | Com | HVAC | Com - Restaurant | Fuel Substitution | 0.20153 | 0.23327 | 0.26808 | 0.30631 | 0.3488 | 0 | 0 | 0 | 0 | 0 | 0 | 0 | 0
Scenario 2: High TRC | SDG&E | Com | HVAC | Com - Retail | Energy Efficiency | 23377.038 | 25774.5898 | 28212.7271 | 30427.8355 | 32502.5759 | 22302.9199 | 23687.0086 | 24957.4958 | 1353.3648 | 728.0874 | 438.7463 | 276.9629 | 181.9439
Scenario 2: High TRC | SDG&E | Com | HVAC | Com - Retail | Fuel Substitution | 3.2473 | 4.7269 | 5.402 | 6.1362 | 6.9537 | 0 | 0 | 0 | 0 | 0 | 0 | 0 | 0
Scenario 2: High TRC | SDG&E | Com | HVAC | Com - School | Energy Efficiency | 88250.188 | 95576.9229 | 103096.8861 | 110877.9167 | 119872.8923 | 129494.721 | 139583.7727 | 150533.7895 | 163465.3876 | 177667.5699 | 193428.8597 | 210098.3229 | 227765.3565
Scenario 2: High TRC | SDG&E | Com | HVAC | Com - School | Fuel Substitution | 0.31584 | 0.36216 | 0.4127 | 2.681 | 3.0289 | 0 | 0 | 0 | 0 | 0 | 0 | 0 | 0
Scenario 2: High TRC | SDG&E | Com | HVAC | Com - Warehouse | Energy Efficiency | 32.4823 | 35.8295 | 38.9884 | 42.0553 | 45.142 | 49.1136 | 52.6605 | 55.9092 | 14.1311 | 0 | 0 | 0 | 0
Scenario 2: High TRC | SDG&E | Com | HVAC | Com - Warehouse | Fuel Substitution | 19.5106 | 22.9347 | 26.855 | 31.9324 | 40.3862 | 0 | 0 | 0 | 0 | 0 | 0 | 0 | 0
Scenario 2: High TRC | SDG&E | Com | Lighting | Com - Grocery | Energy Efficiency | 16273.3431 | 16980.7755 | 17583.3898 | 18141.608 | 18699.3692 | 19453.0995 | 19907.1267 | 20159.1049 | 20300.0802 | 20352.8399 | 20578.1895 | 6925.5572 | 0
Scenario 2: High TRC | SDG&E | Com | Lighting | Com - Health | Energy Efficiency | 94289.0215 | 96466.0164 | 98461.1952 | 101266.2467 | 103163.5188 | 105052.6704 | 102143.0078 | 102850.5125 | 104742.0157 | 108210.8436 | 113940.1353 | 111173.1398 | 109924.9854
Scenario 2: High TRC | SDG&E | Com | Lighting | Com - Refrig. Warehouse | Energy Efficiency | 159.102 | 164.7155 | 170.1211 | 173.3789 | 178.5433 | 184.8702 | 190.2847 | 194.8758 | 200.1584 | 204.5652 | 211.2844 | 217.5887 | 223.6641
Scenario 2: High TRC | SDG&E | Com | Lighting | Com - Restaurant | Energy Efficiency | 14131.3572 | 16349.3843 | 17061.9913 | 17728.2132 | 28846.2387 | 33674.2703 | 34514.3114 | 35165.2391 | 35739.4046 | 36216.6745 | 37011.4157 | 37651.2263 | 38242.7455
Scenario 2: High TRC | SDG&E | Com | Lighting | Com - Retail | Energy Efficiency | 184360.9225 | 185232.5076 | 185878.6347 | 185492.9149 | 184714.4809 | 186259.599 | 185403.1347 | 183741.9251 | 182442.8007 | 181340.9433 | 181785.5131 | 182181.3718 | 182778.376
Scenario 2: High TRC | SDG&E | Com | Lighting | Com - Warehouse | Energy Efficiency | 0 | 0 | 0 | 0 | 0 | 0 | 0 | 0 | 0 | 0 | 0 | 0 | 0
Scenario 2: High TRC | SDG&E | Com | WaterHeat | Com - College | Energy Efficiency | 110788.2399 | 120681.8816 | 131198.9564 | 143346.5163 | 155121.6973 | 58253.095 | 62466.0969 | 66542.5713 | 37753.5618 | 40305.1442 | 43188.8581 | 46573.0337 | 49470.1686
Scenario 2: High TRC | SDG&E | Com | WaterHeat | Com - College | Fuel Substitution | 888272.9159 | 1035947.833 | 1185950.2031 | 1374802.8621 | 1586933.5802 | 1290892.4063 | 1526915.093 | 1745421.5154 | 1968081.1618 | 2235605.044 | 2561044.3644 | 2808347.4302 | 2995130.5437
Scenario 2: High TRC | SDG&E | Com | WaterHeat | Com - Grocery | Energy Efficiency | 78183.6516 | 87222.8954 | 114519.756 | 125177.7628 | 136491.0771 | 134633.6691 | 145786.4577 | 156447.1752 | 143744.6675 | 153354.4425 | 164329.0592 | 175006.8883 | 185966.6721
Scenario 2: High TRC | SDG&E | Com | WaterHeat | Com - Grocery | Fuel Substitution | 41982.0493 | 47791.71 | 54147.95 | 61234.6375 | 68943.5311 | 0 | 0 | 0 | 0 | 0 | 0 | 0 | 0
Scenario 2: High TRC | SDG&E | Com | WaterHeat | Com - Health | Energy Efficiency | 386469.8966 | 422819.7844 | 461340.5621 | 506880.9544 | 549534.9378 | 251752.9656 | 265620.9486 | 284384.797 | 261750.7524 | 283736.9485 | 311645.1611 | 323300.7669 | 337757.2203
Scenario 2: High TRC | SDG&E | Com | WaterHeat | Com - Health | Fuel Substitution | 2512085.2874 | 2933861.9865 | 3383268.0187 | 3901045.7245 | 4466788.3121 | 3601823.3462 | 4285887.6628 | 4923632.5145 | 5599117.4578 | 6361071.8584 | 7339771.8566 | 8083774.3724 | 8646790.9285
Scenario 2: High TRC | SDG&E | Com | WaterHeat | Com - Lodging | Energy Efficiency | 1463885.5826 | 1551793.2236 | 1646535.3781 | 1768290.3874 | 1866777.5684 | 119477.1037 | 126412.3146 | 133214.8287 | 57388.4641 | 60669.997 | 64328.776 | 67764.4752 | 71284.9778
Scenario 2: High TRC | SDG&E | Com | WaterHeat | Com - Lodging | Fuel Substitution | 3327413.6692 | 3861914.1096 | 4431163.797 | 5078904.7504 | 5779365.2001 | 4480222.4295 | 5345116.2349 | 6107774.9291 | 6885992.4518 | 7753550.156 | 8867126.9872 | 9696529.9611 | 10310847.258
Scenario 2: High TRC | SDG&E | Com | WaterHeat | Com - Office (Large) | Energy Efficiency | 259818.0552 | 277777.9496 | 296223.4596 | 315605.5235 | 335299.0271 | 137338.7875 | 145048.3435 | 151888.4516 | 113559.0065 | 120016.5463 | 127466.3481 | 134535.2009 | 141605.134
Scenario 2: High TRC | SDG&E | Com | WaterHeat | Com - Office (Large) | Fuel Substitution | 504947.2063 | 585411.1963 | 663983.0765 | 758963.4497 | 871403.0384 | 806358.348 | 945541.4141 | 1070135.6409 | 1214450.6714 | 1406049.2362 | 1603353.8938 | 1747728.6571 | 1851522.5213
Scenario 2: High TRC | SDG&E | Com | WaterHeat | Com - Office (Small) | Energy Efficiency | 26180.6401 | 29281.0388 | 32514.0311 | 35868.385 | 83782.7996 | 78715.1404 | 83353.4396 | 87854.9596 | 40035.3236 | 42418.1049 | 45203.4529 | 47836.4679 | 50458.2098
Scenario 2: High TRC | SDG&E | Com | WaterHeat | Com - Office (Small) | Fuel Substitution | 223712.9088 | 259965.0721 | 299960.0316 | 344311.1689 | 392133.6271 | 349198.3976 | 410172.0987 | 466108.3063 | 514312.1281 | 580832.7999 | 660940.567 | 719862.2293 | 762899.9974
Scenario 2: High TRC | SDG&E | Com | WaterHeat | Com - Other | Energy Efficiency | 977647.5465 | 1093624.3429 | 1216643.9151 | 1346799.302 | 1485903.8576 | 1129698.5357 | 1230953.1608 | 1327473.5896 | 1313268.9089 | 1404547.5628 | 1509376.1021 | 1611414.6582 | 1715733.8462
Scenario 2: High TRC | SDG&E | Com | WaterHeat | Com - Other | Fuel Substitution | 8208274.4457 | 9560801.3407 | 10967847.2384 | 12612970.4349 | 14410252.4159 | 11473878.035 | 13568305.6238 | 15510221.6073 | 17767212.7382 | 20324201.535 | 23320982.7588 | 25591585.9452 | 27302908.1531
Scenario 2: High TRC | SDG&E | Com | WaterHeat | Com - Refrig. Warehouse | Energy Efficiency | 823.1339 | 921.1075 | 1023.4361 | 1121.0167 | 1233.3727 | 1152.7218 | 1254.8181 | 1351.4891 | 1451.9891 | 1548.7073 | 1664.7354 | 1778.8312 | 1893.7428
Scenario 2: High TRC | SDG&E | Com | WaterHeat | Com - Refrig. Warehouse | Fuel Substitution | 2720.0618 | 3138.0551 | 3597.5568 | 4105.4568 | 4652.8996 | 3530.5131 | 4166.6118 | 4757.1414 | 5271.2953 | 5875.2038 | 6714.6887 | 7343.1732 | 7811.6183
Scenario 2: High TRC | SDG&E | Com | WaterHeat | Com - Restaurant | Energy Efficiency | 299802.6362 | 374560.3274 | 417185.2221 | 462535.1988 | 512496.109 | 266964.2862 | 290177.3685 | 312224.9556 | 334056.7752 | 355531.3578 | 380525.4835 | 404695.7273 | 429042.1548
Scenario 2: High TRC | SDG&E | Com | WaterHeat | Com - Restaurant | Fuel Substitution | 5618577.2508 | 6523293.3274 | 7521275.0103 | 8628013.7999 | 9824120.5027 | 9056385.2203 | 10641027.7192 | 12098440.3841 | 13361318.6488 | 15099400.4019 | 17229580.6133 | 18819433.754 | 19999940.2865
Scenario 2: High TRC | SDG&E | Com | WaterHeat | Com - Retail | Energy Efficiency | 111440.7529 | 118895.1014 | 126467.681 | 134018.13 | 141760.8632 | 140446.0696 | 147654.1783 | 154578.614 | 62118.7288 | 64653.8176 | 67692.9566 | 70540.1358 | 73342.5875
Scenario 2: High TRC | SDG&E | Com | WaterHeat | Com - Retail | Fuel Substitution | 253390.9909 | 293760.7439 | 326383.9867 | 372634.6733 | 422365.2391 | 388414.0124 | 456640.2447 | 518015.8247 | 594495.2691 | 649804.431 | 733230.7992 | 792572.2899 | 834567.9687
Scenario 2: High TRC | SDG&E | Com | WaterHeat | Com - School | Energy Efficiency | 174030.3922 | 192449.0513 | 236915.8835 | 257997.421 | 281280.7335 | 113190.3921 | 121091.8794 | 128593.7321 | 109287.2293 | 116413.372 | 124742.2122 | 132755.8277 | 140793.6269
Scenario 2: High TRC | SDG&E | Com | WaterHeat | Com - School | Fuel Substitution | 1486274.8662 | 1727890.1304 | 1995112.1647 | 2292298.4886 | 2514339.5008 | 2212514.9163 | 2595971.4798 | 2942090.3672 | 3403124.8541 | 3947470.4627 | 4508709.5252 | 4926196.7158 | 5233422.222
Scenario 2: High TRC | SDG&E | Com | WaterHeat | Com - Warehouse | Energy Efficiency | 64641.4917 | 68842.152 | 73219.289 | 77847.769 | 82700.1779 | 81229.4322 | 86004.5673 | 90938.8558 | 12888.1932 | 13758.8888 | 14755.1329 | 15716.5408 | 16706.2706
Scenario 2: High TRC | SDG&E | Com | WaterHeat | Com - Warehouse | Fuel Substitution | 20162.2975 | 23395.3231 | 26343.4843 | 30202.2019 | 34412.1648 | 23870.9685 | 28256.9809 | 32313.2691 | 37304.1105 | 42218.906 | 48323.3524 | 52918.3492 | 56369.424
Scenario 2: High TRC | SDG&E | Com | WholeBlg | Com - College | Energy Efficiency | 171575.6458 | 175873.4927 | 179932.6076 | 183533.6733 | 189003.6432 | 200701.4881 | 213539.7576 | 224629.3449 | 235945.7682 | 247715.7225 | 258241.8622 | 262874.0757 | 264791.9026
Scenario 2: High TRC | SDG&E | Com | WholeBlg | Com - Grocery | Energy Efficiency | 368828.3898 | 376374.0907 | 383513.2311 | 389211.3706 | 399265.5514 | 424262.1111 | 450228.5675 | 472551.5157 | 495408.1683 | 518073.2707 | 538404.5704 | 544952.6448 | 536722.0878
Scenario 2: High TRC | SDG&E | Com | WholeBlg | Com - Health | Energy Efficiency | 453924.4792 | 464550.0474 | 474326.9241 | 482381.224 | 495211.0878 | 524528.7826 | 555693.6203 | 581636.6931 | 608089.3014 | 635611.1308 | 660523.5722 | 669363.7806 | 676835.7008
Scenario 2: High TRC | SDG&E | Com | WholeBlg | Com - Lodging | Energy Efficiency | 236351.8281 | 240713.807 | 244689.8217 | 248116.3714 | 253823.7568 | 267717.2757 | 282689.4935 | 295074.9037 | 307544.4245 | 320291.0641 | 331140.77 | 334258.6118 | 337457.3833
Scenario 2: High TRC | SDG&E | Com | WholeBlg | Com - Office (Large) | Energy Efficiency | 764787.3414 | 776617.6045 | 786674.7008 | 793425.9799 | 807999.2111 | 850522.007 | 897343.5847 | 934934.5016 | 972340.2349 | 1010409.3902 | 1041656.7585 | 1047282.6557 | 1061921.1435
Scenario 2: High TRC | SDG&E | Com | WholeBlg | Com - Office (Small) | Energy Efficiency | 219507.7641 | 221685.9961 | 223522.9059 | 224545.6429 | 228066.6523 | 239904.9661 | 252671.2878 | 262935.7795 | 273238.8292 | 284390.7021 | 292971.3657 | 293998.6489 | 294220.2545
Scenario 2: High TRC | SDG&E | Com | WholeBlg | Com - Other | Energy Efficiency | 439735.7101 | 449533.8003 | 458666.1232 | 466792.3411 | 479385.4766 | 507042.2317 | 537683.7896 | 563645.0394 | 589990.3567 | 617059.9746 | 640960.2776 | 650893.8622 | 663825.7699
Scenario 2: High TRC | SDG&E | Com | WholeBlg | Com - Refrig. Warehouse | Energy Efficiency | 8147.489 | 8474.3534 | 8803.9949 | 9119.7136 | 9513.1501 | 10196.3352 | 10900.5042 | 11538.3027 | 12206.2829 | 12882.4587 | 13526.3364 | 13838.4182 | 13700.5364
Scenario 2: High TRC | SDG&E | Com | WholeBlg | Com - Restaurant | Energy Efficiency | 240057.2944 | 245207.5909 | 250101.0993 | 254478.8998 | 261539.3781 | 277318.8897 | 293896.686 | 308347.3416 | 323207.1583 | 338070.935 | 351608.1779 | 357068.6737 | 355247.4311
Scenario 2: High TRC | SDG&E | Com | WholeBlg | Com - Retail | Energy Efficiency | 2088492.1988 | 2458669.4127 | 2843629.6641 | 3222030.4128 | 3555139.6882 | 3993284.025 | 4413840.6673 | 4777888.6343 | 5105106.7841 | 5418054.5435 | 5690882.3198 | 5910898.9885 | 6154413.7761
Scenario 2: High TRC | SDG&E | Com | WholeBlg | Com - School | Energy Efficiency | 141358.5789 | 143684.0099 | 145775.9202 | 147488.4834 | 150753.6843 | 159148.7312 | 168585.838 | 176407.8511 | 184264.7816 | 192338.6727 | 199216.0635 | 201303.505 | 203779.4388
Scenario 2: High TRC | SDG&E | Com | WholeBlg | Com - Warehouse | Energy Efficiency | 137166.3886 | 140383.7676 | 143450.71 | 146195.0991 | 150377.8071 | 159407.9873 | 169175.5881 | 177507.6674 | 186015.5 | 194693.8617 | 202431.6716 | 205578.1182 | 209491.4025
Scenario 2: High TRC | SDG&E | Ind | WholeBlg | Ind - All Other Industrial | Energy Efficiency | 285729.3646 | 295053.056 | 303930.8327 | 312723.1571 | 322908.0409 | 337448.0824 | 353810.7439 | 370162.0915 | 387250.28 | 405311.3546 | 424043.9109 | 441554.057 | 460431.6122
Scenario 2: High TRC | SDG&E | Ind | WholeBlg | Ind - Chemicals | Energy Efficiency | 341052.3448 | 353967.6485 | 366553.0499 | 378939.1022 | 392939.4879 | 412062.5897 | 433166.1345 | 453987.1967 | 475713.6638 | 498479.5771 | 521824.7233 | 543471.6866 | 566499.2877
Scenario 2: High TRC | SDG&E | Ind | WholeBlg | Ind - Electronics | Energy Efficiency | 563405.7588 | 579292.3906 | 593466.3555 | 605960.0043 | 622338.5789 | 654632.999 | 693174.4972 | 730229.1747 | 768391.2355 | 808196.4678 | 848217.4743 | 880826.3217 | 916035.2963
Scenario 2: High TRC | SDG&E | Ind | WholeBlg | Ind - Fabricated Metals | Energy Efficiency | 122196.6758 | 126068.7789 | 129746.4486 | 132824.39 | 136401.7503 | 142325.5136 | 149045.2903 | 155447.5848 | 161998.6015 | 168809.1167 | 175610.8045 | 181234.9009 | 187205.0331
Scenario 2: High TRC | SDG&E | Ind | WholeBlg | Ind - Food | Energy Efficiency | 533109.3331 | 548161.6052 | 562622.869 | 576982.2127 | 593461.7447 | 616922.64 | 643191.4583 | 669187.757 | 696202.9019 | 724573.5744 | 753594.7729 | 780345.3587 | 808833.2547
Scenario 2: High TRC | SDG&E | Ind | WholeBlg | Ind - Industrial Machinery | Energy Efficiency | 602722.1167 | 635232.9647 | 669211.9635 | 700617.463 | 732288.7018 | 768326.2991 | 807263.7287 | 847229.1376 | 889291.3985 | 933918.3379 | 980028.7581 | 1025336.3901 | 1072806.8377
Scenario 2: High TRC | SDG&E | Ind | WholeBlg | Ind - Lumber & Furniture | Energy Efficiency | 8913.6565 | 8928.6986 | 8892.3688 | 8809.7578 | 8798.3008 | 9087.8478 | 9463.6022 | 9775.106 | 10077.7253 | 10380.7535 | 10657.2386 | 10756.4702 | 10873.206
Scenario 2: High TRC | SDG&E | Ind | WholeBlg | Ind - Paper | Energy Efficiency | 8318.3866 | 8103.3224 | 7816.4894 | 7482.5303 | 7230.4292 | 7357.9778 | 7601.5703 | 7756.4226 | 7894.1533 | 8024.0351 | 8107.9446 | 7957.6627 | 7816.9013
Scenario 2: High TRC | SDG&E | Ind | WholeBlg | Ind - Petroleum | Energy Efficiency | 4973.5342 | 4875.3475 | 4736.5973 | 4559.8189 | 4430.4487 | 4533.4641 | 4706.9852 | 4824.4692 | 4927.6844 | 5022.2458 | 5087.1647 | 5011.4022 | 4942.0044
Scenario 2: High TRC | SDG&E | Ind | WholeBlg | Ind - Plastics | Energy Efficiency | 85478.1082 | 89808.332 | 93978.3783 | 98013.3353 | 102662.6891 | 108900.103 | 115417.7355 | 121395.6693 | 127744.1045 | 134464.4226 | 141358.0125 | 147551.6195 | 154095.4758
Scenario 2: High TRC | SDG&E | Ind | WholeBlg | Ind - Primary Metals | Energy Efficiency | 278527.3778 | 292564.0676 | 307343.0061 | 322681.3981 | 338818.5312 | 356245.0086 | 374794.8252 | 394336.7887 | 414996.9112 | 436877.7494 | 459878.9882 | 483801.3492 | 509106.9449
Scenario 2: High TRC | SDG&E | Ind | WholeBlg | Ind - Printing & Publishing | Energy Efficiency | 59499.885 | 59706.1237 | 59597.0992 | 59216.0068 | 59280.7845 | 61393.2513 | 64179.873 | 66567.9356 | 68934.6182 | 71326.0524 | 73543.4906 | 74609.4028 | 75826.718
Scenario 2: High TRC | SDG&E | Ind | WholeBlg | Ind - Stone-Glass-Clay | Energy Efficiency | 229742.6298 | 244562.2357 | 259200.1634 | 274138.3545 | 289842.4806 | 306383.1277 | 323393.6882 | 341190.7807 | 359967.9146 | 379939.7779 | 401105.2967 | 423195.7713 | 446498.9737
Scenario 2: High TRC | SDG&E | Ind | WholeBlg | Ind - Textiles | Energy Efficiency | 7734.2304 | 7769.2819 | 7767.6745 | 7723.3401 | 7727.84 | 7968.9841 | 8284.8607 | 8551.9071 | 8814.925 | 9082.2055 | 9331.4676 | 9455.3925 | 9599.7085
Scenario 2: High TRC | SDG&E | Ind | WholeBlg | Ind - Transportation Equipment | Energy Efficiency | 345231.4735 | 350389.3078 | 355283.598 | 358043.3432 | 362452.4481 | 376029.2297 | 393113.535 | 408742.5956 | 424630.8787 | 440978.6314 | 456719.8263 | 467397.8464 | 478883.433
Scenario 2: High TRC | SDG&E | Res | AppPlug | Res - Multi Family | Energy Efficiency | 90.9941 | 97.3426 | 103.5143 | 111.7762 | 116.262 | 124.2861 | 132.4596 | 140.3986 | 148.7645 | 1780.7916 | 3505.9652 | 3785.5347 | 4105.0981
Scenario 2: High TRC | SDG&E | Res | AppPlug | Res - Multi Family | Fuel Substitution | 13.9762 | 16.0431 | 18.3302 | 20.868 | 23.625 | 0 | 0 | 0 | 0 | 0 | 0 | 0 | 0
Scenario 2: High TRC | SDG&E | Res | AppPlug | Res - Single Family | Energy Efficiency | 0.04275 | 0.051896 | 0.060911 | 0.069558 | 0.076745 | 0 | 0 | 0 | 0 | 0 | 56.0164 | 95.8948 | 105.2353
Scenario 2: High TRC | SDG&E | Res | AppPlug | Res - Single Family | Fuel Substitution | 12.199 | 13.9613 | 15.913 | 18.0764 | 20.4362 | 0 | 0 | 0 | 0 | 0 | 0 | 0 | 0
Scenario 2: High TRC | SDG&E | Res | BROs | Income Qualified - Multi Family IQ | Energy Efficiency | 443465.6029 | 499791.816 | 557016.4521 | 574200.0435 | 609039.0917 | 758592.9072 | 870343.3225 | 938559.063 | 1039215.73 | 1032580.4937 | 1125602.5861 | 1176024.3621 | 1283947.794
Scenario 2: High TRC | SDG&E | Res | BROs | Income Qualified - Single Family IQ | Energy Efficiency | 995634.4377 | 1106305.3176 | 1218607.5848 | 1260702.6019 | 1336372.5628 | 1622255.3532 | 1839084.4206 | 1977574.3193 | 2176172.0772 | 2182634.7398 | 2371436.9343 | 2495087.5699 | 2717754.1335
Scenario 2: High TRC | SDG&E | Res | BROs | Res - Multi Family | Energy Efficiency | 3462892.1659 | 3853473.9471 | 4250193.0075 | 4397399.1855 | 4663370.2481 | 5675249.9397 | 6442974.2728 | 6932804.0936 | 7636413.1991 | 7656216.219 | 8324500.8592 | 9077588.3852 | 9910697.4861
Scenario 2: High TRC | SDG&E | Res | BROs | Res - Single Family | Energy Efficiency | 1269479.4071 | 1428644.0664 | 1590647.3432 | 1641603.5637 | 1741822.6669 | 2160102.2668 | 2473883.7305 | 2667373.0504 | 2951080.6464 | 2938383.5245 | 3202108.968 | 3499393.2821 | 3827611.8436
Scenario 2: High TRC | SDG&E | Res | BldgEnv | Res - Multi Family | Energy Efficiency | 0 | 0 | 0 | 0 | 0 | 0 | 0 | 545.5052 | 583.0064 | 622.2097 | 3204.8345 | 3423.7157 | 3655.5557
Scenario 2: High TRC | SDG&E | Res | BldgEnv | Res - Single Family | Energy Efficiency | 14337.1273 | 16985.1782 | 19500.1907 | 21502.5858 | 22414.31 | 23677.7063 | 24797.0192 | 25820.8043 | 10481.5957 | 0 | 0 | 0 | 0
Scenario 2: High TRC | SDG&E | Res | HVAC | Res - Multi Family | Energy Efficiency | 0 | 0 | 0 | 0 | 0 | 0 | 0 | 0 | 0 | 15407.2777 | 15245.0424 | 15217.1092 | 15204.5099
Scenario 2: High TRC | SDG&E | Res | HVAC | Res - Multi Family | Fuel Substitution | 12522.4682 | 13552.7415 | 17853.0831 | 19039.6199 | 20312.0135 | 0 | 0 | 0 | 0 | 0 | 0 | 0 | 0
Scenario 2: High TRC | SDG&E | Res | HVAC | Res - Single Family | Energy Efficiency | 652820.3863 | 502426.1883 | 400930.662 | 375403.0686 | 375488.4878 | 241758.3723 | 38101.1238 | 3609.4073 | 513.8241 | 28833.9628 | 28233.8809 | 27868.0504 | 27534.9894
Scenario 2: High TRC | SDG&E | Res | HVAC | Res - Single Family | Fuel Substitution | 347413.2171 | 418771.2446 | 487402.0199 | 526770.0094 | 565589.6732 | -1464.1952 | -1615.1284 | -1693.127 | 0 | 0 | 0 | 0 | 0
Scenario 2: High TRC | SDG&E | Res | WaterHeat | Res - Multi Family | Energy Efficiency | 5222652.3129 | 5277213.7352 | 5209013.3753 | 5145355.1297 | 4996146.1786 | 3456266.822 | 3297872.9067 | 3122409.3857 | 2952111.8797 | 2788271.8612 | 2655166.8489 | 2534929.802 | 2428098.0548
Scenario 2: High TRC | SDG&E | Res | WaterHeat | Res - Multi Family | Fuel Substitution | 122374.3949 | 140181.5806 | 156452.2896 | 172273.4656 | 186589.7633 | 3409.56 | 4088.737 | 4744.7331 | 5261.8132 | 5621.8695 | 5901.7455 | 6069.5758 | 6173.37
Scenario 2: High TRC | SDG&E | Res | WaterHeat | Res - Single Family | Energy Efficiency | 11248204.7586 | 11843609.7115 | 12176795.5124 | 12245305.9818 | 11970487.1173 | 4270374.7585 | 3904822.3864 | 3548285.2098 | 3219626.741 | 2921938.2789 | 2667893.1947 | 2446697.6498 | 2255292.5858
Scenario 2: High TRC | SDG&E | Res | WaterHeat | Res - Single Family | Fuel Substitution | 31278.782 | 33784.2813 | 36306.903 | 39043.9477 | 41941.5596 | 17829.4466 | 20565.5073 | 23440.5702 | 25886.2155 | 27568.9982 | 28875.638 | 29657.8013 | 30144.4398
Scenario 3: Aggressive Fuel Sub | PG&E | Ag | WholeBlg | Ag - Dairies, fishing, hunting | Energy Efficiency | 376837.4869 | 383219.6939 | 388653.1768 | 393657.2254 | 403376.1125 | 423649.8231 | 442184.9943 | 459668.1875 | 477241.7053 | 495489.8772 | 514022.7288 | 525769.6919 | 538458.1139
Scenario 3: Aggressive Fuel Sub | PG&E | Ag | WholeBlg | Ag - Irrigated Agriculture, vineyards, forestry and greenhouses | Energy Efficiency | 3079291.9851 | 3179173.9715 | 3265476.2382 | 3346933.9848 | 3462730.4803 | 3672002.5534 | 3868612.1683 | 4059705.0492 | 4251455.0152 | 4451063.7195 | 4652892.189 | 4793764.8502 | 4942118.5601
Scenario 3: Aggressive Fuel Sub | PG&E | Ag | WholeBlg | Ag - Water pumping | Energy Efficiency | 1764278.8184 | 1745311.4377 | 1715712.4284 | 1683911.161 | 1671578.8796 | 1715400.7701 | 1749107.2794 | 1776395.1778 | 1796220.286 | 1816284.3448 | 1832411.6004 | 1818266.0114 | 1805226.0826
Scenario 3: Aggressive Fuel Sub | PG&E | Com | AppPlug | Com - Health | Energy Efficiency | 5944874.0777 | 6723938.661 | 7434499.1137 | 7919589.8109 | 7203319.1063 | 4867824.3518 | 20769580.5414 | 10239319.2787 | 10794500.6805 | 11257536.0267 | 11608308.9263 | 12214794.7123 | 12801864.9041
Scenario 3: Aggressive Fuel Sub | PG&E | Com | AppPlug | Com - Lodging | Energy Efficiency | 5263102.5892 | 6025197.5266 | 6506152.7383 | 6937925.6716 | 7448882.7542 | 7918758.0641 | 8401311.714 | 8881568.5013 | 9360409.2908 | 9859273.0151 | 6376545.6861 | 3739202.4682 | 45406643.5755
Scenario 3: Aggressive Fuel Sub | PG&E | Com | AppPlug | Com - Other | Energy Efficiency | 13941.0857 | 16413.8042 | 19262.7141 | 22292.4107 | 25348.6756 | 29108.1769 | 33268.7154 | 37482.3598 | 41475.4542 | 45963.0211 | 104083.0398 | 104412.0954 | 104629.1061
Scenario 3: Aggressive Fuel Sub | PG&E | Com | BROs | Com - Lodging | Energy Efficiency | 1222.1319 | 2661.863 | 4053.0946 | 4876.0152 | 5808.8039 | 7605.881 | 9538.2402 | 11471.6334 | 13558.9414 | 17051.976 | 20624.3918 | 23166.3387 | 25604.8242
Scenario 3: Aggressive Fuel Sub | PG&E | Com | BROs | Com - Other | Energy Efficiency | 4713.9811 | 10797.9743 | 17157.9171 | 21284.9463 | 26273.6902 | 36016.1206 | 46623.7721 | 55894.4951 | 66983.8796 | 85255.9248 | 104434.2981 | 118721.0271 | 131959.7593
Scenario 3: Aggressive Fuel Sub | PG&E | Com | BROs | Com - Retail | Energy Efficiency | 6102.0337 | 13152.5562 | 19820.3074 | 23597.9812 | 27810.7124 | 36044.6685 | 44813.3967 | 54479.4955 | 63716.1887 | 79277.2833 | 94862.489 | 105422.7392 | 117566.1779
Scenario 3: Aggressive Fuel Sub | PG&E | Com | BldgEnv | Com - College | Energy Efficiency | 1306.9259 | 1426.7555 | 1592.5004 | 1788.7235 | 1945.8119 | 2098.7224 | 2296.4013 | 2467.1263 | 2708.4185 | 2939.6422 | 3157.23 | 3319.1389 | 3536.6246
Scenario 3: Aggressive Fuel Sub | PG&E | Com | BldgEnv | Com - Grocery | Energy Efficiency | 2079.5317 | 2306.7536 | 2569.84 | 2861.4369 | 3142.299 | 3490.2029 | 3849.2661 | 4231.3732 | 4595.1426 | 4989.3379 | 5414.236 | 5853.1683 | 6333.3842
Scenario 3: Aggressive Fuel Sub | PG&E | Com | BldgEnv | Com - Health | Energy Efficiency | 150271.6157 | 163232.8068 | 171415.6658 | 172767.4725 | 167627.2391 | 157374.6132 | 141339.3777 | 121508.885 | 99486.0567 | 76734.9529 | 54436.8768 | 34357.2408 | 18411.6735
Scenario 3: Aggressive Fuel Sub | PG&E | Com | BldgEnv | Com - Lodging | Energy Efficiency | 198690.4779 | 198119.6144 | 188806.3171 | 171460.6273 | 148366.068 | 121324.5665 | 92570.0399 | 64128.5047 | 37424.4939 | 23952.1382 | 25841.6494 | 27873.9866 | 29992.9804
Scenario 3: Aggressive Fuel Sub | PG&E | Com | BldgEnv | Com - Office (Large) | Energy Efficiency | 18810.633 | 20491.0928 | 22415.016 | 24196.6572 | 26205.1788 | 28204.7627 | 30416.6383 | 32381.4557 | 34096.5195 | 36159.6621 | 38180.4541 | 40263.6933 | 42467.8953
Scenario 3: Aggressive Fuel Sub | PG&E | Com | BldgEnv | Com - Office (Small) | Energy Efficiency | 3441.1545 | 3806.1788 | 4207.3799 | 438.7573 | 50345.0999 | 5043.1135 | 5498.7169 | 5969.643 | 6441.0448 | 6944.6025 | 7476.4336 | 8031.1986 | 8620.6326
Scenario 3: Aggressive Fuel Sub | PG&E | Com | BldgEnv | Com - Other | Energy Efficiency | 3144.2369 | 3464.3635 | 3825.0641 | 4187.1279 | 4540.1253 | 4992.9302 | 5490.5459 | 5977.1217 | 6396.8214 | 6893.3246 | 7426.0015 | 7970.3508 | 8565.8156
Scenario 3: Aggressive Fuel Sub | PG&E | Com | BldgEnv | Com - Refrig. Warehouse | Energy Efficiency | 937.1622 | 1039.0993 | 1143 | 1248.946 | 1357.5707 | 1472.0574 | 1577.9475 | 1686.081 | 1784.0924 | 1889.7823 | 1996.7253 | 2112.0685 | 2238.754
Scenario 3: Aggressive Fuel Sub | PG&E | Com | BldgEnv | Com - Restaurant | Energy Efficiency | 999.0724 | 1083.9147 | 1192.4914 | 1304.5735 | 1421.8989 | 1544.8595 | 1684.3371 | 1825.0622 | 1967.8552 | 2123.7423 | 2285.2104 | 155.3693 | 27328.6423
Scenario 3: Aggressive Fuel Sub | PG&E | Com | BldgEnv | Com - Retail | Energy Efficiency | 57744.443 | 61121.3956 | 6421.4187 | 51973.8848 | 120258.3151 | 53337.8425 | 49427.3087 | 43436.3575 | 11548.3775 | 12512.1279 | 13563.8171 | 14657.6174 | 15895.4045
Scenario 3: Aggressive Fuel Sub | PG&E | Com | BldgEnv | Com - School | Energy Efficiency | 5234.5675 | 5756.191 | 6293.7543 | 6825.0447 | 7317.2919 | 7881.7703 | 8435.0342 | 9033.626 | 9644.616 | 10296.3567 | 10979.3188 | 11736.7651 | 12485.2359
Scenario 3: Aggressive Fuel Sub | PG&E | Com | BldgEnv | Com - Warehouse | Energy Efficiency | 529222.0121 | 546428.2112 | 541525.4464 | 514385.9958 | 467906.0677 | 407658.4246 | 336326.55 | 261146.6056 | 185873.0982 | 115224.7874 | 81994.2368 | 87910.0203 | 94302.8405
Scenario 3: Aggressive Fuel Sub | PG&E | Com | ComRefrig | Com - College | Energy Efficiency | 1244.0659 | 785.0434 | 428.9572 | 183.692 | 70.7923 | 882.1922 | 1105.2052 | 1089.207 | 1075.5195 | 1057.5473 | 1049.8687 | 1032.2042 | 1019.3591
Scenario 3: Aggressive Fuel Sub | PG&E | Com | ComRefrig | Com - Grocery | Energy Efficiency | 881598.4353 | 393942.9559 | 143530.172 | 46279.5949 | 0 | 1033172.3816 | 1376924.1536 | 1365851.5181 | 1344778.625 | 1322194.8969 | 1316166.576 | 1304588.4509 | 1294184.4665
Scenario 3: Aggressive Fuel Sub | PG&E | Com | ComRefrig | Com - Health | Energy Efficiency | 0 | 0 | 0 | 0 | 0 | 0 | 0 | 0 | 0 | 0 | 0 | 0 | 0
Scenario 3: Aggressive Fuel Sub | PG&E | Com | ComRefrig | Com - Refrig. Warehouse | Energy Efficiency | 2657.2324 | 1590.8153 | 801.341 | 278.2362 | 114.3515 | 2195.1616 | 3160.365 | 3151.4973 | 3119.0299 | 3082.575 | 3079.2908 | 3064.8347 | 3050.7057
Scenario 3: Aggressive Fuel Sub | PG&E | Com | ComRefrig | Com - Restaurant | Energy Efficiency | 31225.115 | 14491.7892 | 5345.3129 | 1932.3841 | 0 | 35465.6212 | 44769.5082 | 44094.7202 | 43189.9072 | 42244.0776 | 41792.2246 | 26074.6731 | 159266.138
Scenario 3: Aggressive Fuel Sub | PG&E | Com | ComRefrig | Com - Retail | Energy Efficiency | 408951.5155 | 190853.0664 | 0 | 46345.7367 | 12577.3721 | 419711.7412 | 550435.1983 | 547242.1236 | 539975.1565 | 531978.4419 | 530647.7368 | 527033.8052 | 523822.8954
Scenario 3: Aggressive Fuel Sub | PG&E | Com | ComRefrig | Com - School | Energy Efficiency | 3.8878 | 0 | 0 | 0 | 0 | 1471.5312 | 2457.7307 | 2430.0501 | 2391.581 | 2351.5698 | 2340.6452 | 2326.2072 | 2307.2769
Scenario 3: Aggressive Fuel Sub | PG&E | Com | FoodServ | Com - College | Energy Efficiency | 310984.0117 | 329159.9872 | 339218.8934 | 399669.5605 | 387462.6768 | 407599.0796 | 428763.8843 | 448437.7299 | 473489.7449 | 498828.1048 | 527439.0607 | 552886.1774 | 582056.3584
Scenario 3: Aggressive Fuel Sub | PG&E | Com | FoodServ | Com - College | Fuel Substitution | 2575.3161 | 3018.4172 | 3514.4255 | 4063.5287 | 4647.7397 | 5332.2545 | 6242.5495 | 7346.7651 | 8738.4461 | 10400.6344 | 12333.5745 | 14673.6997 | 17525.9316
Scenario 3: Aggressive Fuel Sub | PG&E | Com | FoodServ | Com - Grocery | Energy Efficiency | 1712867.3919 | 1815727.875 | 1924325.8162 | 2034892.2638 | 2163398.456 | 2295601.8668 | 2420213.3087 | 2550809.3675 | 2678077.6375 | 2815495.4606 | 3012754.0366 | 3209186.395 | 3395055.9003
Scenario 3: Aggressive Fuel Sub | PG&E | Com | FoodServ | Com - Grocery | Fuel Substitution | 26106.7976 | 30614.1616 | 35644.1993 | 41188.8435 | 47049.952 | 53448.7413 | 61113.6364 | 69924.3104 | 80267.3174 | 92079.6992 | 105124.7299 | 120333.5558 | 137974.6483
Scenario 3: Aggressive Fuel Sub | PG&E | Com | FoodServ | Com - Health | Energy Efficiency | 761838.473 | 807693.8977 | 872299.8401 | 914435.719 | 989826.3078 | 1038871.8472 | 1158231.6319 | 1175782.3037 | 1234048.54 | 1286840.6238 | 1348380.2555 | 1433038.6194 | 1515657.1618
Scenario 3: Aggressive Fuel Sub | PG&E | Com | FoodServ | Com - Health | Fuel Substitution | 7501.8981 | 8898.158 | 10503.3457 | 12379.9201 | 14434.8778 | 16760.7838 | 19500.6438 | 22700.8819 | 26434.9774 | 30791.978 | 35732.3116 | 41626.4828 | 49473.4301
Scenario 3: Aggressive Fuel Sub | PG&E | Com | FoodServ | Com - Lodging | Energy Efficiency | 687002.5612 | 733541.0405 | 781814.7158 | 828319.3613 | 894202.8849 | 953657.3397 | 1009313.1026 | 1066635.0446 | 1124516.9327 | 1188070.2189 | 1269480.896 | 1344736.1204 | 1474395.7409
Scenario 3: Aggressive Fuel Sub | PG&E | Com | FoodServ | Com - Lodging | Fuel Substitution | 7630.13 | 8985.6443 | 10503.2433 | 12270.1782 | 14183.098 | 16289.602 | 18736.4623 | 21552.6968 | 24783.9401 | 28483.384 | 32583.9706 | 37504.7661 | 45250.1378
Scenario 3: Aggressive Fuel Sub | PG&E | Com | FoodServ | Com - Office (Large) | Energy Efficiency | 6683.5594 | 6926.2261 | 7179.4668 | 7393.7276 | 7698.0443 | 8071.3763 | 8392.3724 | 8647.7059 | 8844.1153 | 9053.1986 | 9321.4517 | 9535.5659 | 9747.1764
Scenario 3: Aggressive Fuel Sub | PG&E | Com | FoodServ | Com - Office (Small) | Energy Efficiency | 1523.8729 | 1596.2839 | 1666.6753 | 966.875 | 7752.8565 | 1854.8912 | 1940.0527 | 2018.4214 | 2088.9435 | 2155.8108 | 2240.1094 | 2311.3255 | 2381.6048
Scenario 3: Aggressive Fuel Sub | PG&E | Com | FoodServ | Com - Other | Energy Efficiency | 2396751.3555 | 2548048.0112 | 2705808.1051 | 2862981.2957 | 3039793.9499 | 3227238.4023 | 3415577.3346 | 3603860.6087 | 3782663.993 | 3981372.9132 | 4211410.3153 | 4446558.4097 | 4693487.6652
Scenario 3: Aggressive Fuel Sub | PG&E | Com | FoodServ | Com - Other | Fuel Substitution | 26945.4513 | 31948.3842 | 37620.5775 | 43977.5604 | 50804.2775 | 58163.255 | 67116.19 | 77511.0949 | 89712.0759 | 103731.5858 | 119218.7925 | 137268.596 | 158129.3015
Scenario 3: Aggressive Fuel Sub | PG&E | Com | FoodServ | Com - Restaurant | Energy Efficiency | 4630244.9532 | 4883544.8488 | 5154370.575 | 5424343.9921 | 5744296.3517 | 6043857.7168 | 6346009.6661 | 6651909.6081 | 6964262.0489 | 7300218.7635 | 7761735.8023 | 5090188.7059 | 34633547.6965
Scenario 3: Aggressive Fuel Sub | PG&E | Com | FoodServ | Com - Restaurant | Fuel Substitution | 75265.7398 | 88724.9058 | 103849.4672 | 120645.182 | 138527.5905 | 157725.643 | 180272.3703 | 206039.4628 | 235656.6842 | 269098.068 | 305441.873 | 308569.4997 | 362036.2065
Scenario 3: Aggressive Fuel Sub | PG&E | Com | FoodServ | Com - Retail | Energy Efficiency | 16132.1819 | 18107.4989 | 20330.1209 | 2976.3495 | 201114.9867 | 25179.5771 | 29145.1653 | 32005.7513 | 34613.5572 | 37309.6473 | 40252.0939 | 43110.0563 | 46136.3533
Scenario 3: Aggressive Fuel Sub | PG&E | Com | FoodServ | Com - School | Energy Efficiency | 936076.0006 | 989495.6155 | 1043219.2824 | 1096356.4636 | 1158091.3424 | 1226174.6577 | 1285994.3462 | 1350493.3256 | 1417222.8448 | 1488715.6082 | 1571055.8128 | 1660250.9038 | 1746626.5664
Scenario 3: Aggressive Fuel Sub | PG&E | Com | FoodServ | Com - School | Fuel Substitution | 3385.0913 | 3871.1424 | 4554.3143 | 5390.1537 | 6377.5916 | 7510.7399 | 8879.6139 | 10522.7898 | 12496.9684 | 14870.913 | 17740.6531 | 22011.8987 | 27854.9561
Scenario 3: Aggressive Fuel Sub | PG&E | Com | HVAC | Com - College | Energy Efficiency | 466336.4059 | 481418.8593 | 465802.4416 | 700881.4011 | 497510.8152 | 374429.246 | 385815.7694 | 393871.2541 | 415631.306 | 438318.8887 | 459819.4721 | 473372.9764 | 495346.7146
Scenario 3: Aggressive Fuel Sub | PG&E | Com | HVAC | Com - College | Fuel Substitution | 205619.8774 | 244983.442 | 273339.7691 | 301526.424 | 328417.4651 | 0 | 0 | 0 | 0 | 0 | 0 | 0 | 0
Scenario 3: Aggressive Fuel Sub | PG&E | Com | HVAC | Com - Grocery | Energy Efficiency | 839187.9963 | 932787.3495 | 1022297.9335 | 1203813.8883 | 1290962.8051 | 1391303.1387 | 1484348.094 | 1577917.8558 | 1532717.0261 | 1609468.3109 | 1688032.1702 | 1894447.4317 | 1963996.1062
Scenario 3: Aggressive Fuel Sub | PG&E | Com | HVAC | Com - Grocery | Fuel Substitution | 1389591.1875 | 1564166.6774 | 1742014.4375 | 1920342.6731 | 2105735.621 | 31770.88 | 33593.0232 | 34673.2003 | 35245.6136 | 35586.9291 | 35970.7795 | 36008.2173 | 35944.874
Scenario 3: Aggressive Fuel Sub | PG&E | Com | HVAC | Com - Health | Energy Efficiency | 1757915.9246 | 1918785.2871 | 2095710.6228 | 2217707.3693 | 2358897.0295 | 2365646.4099 | 2504420.5003 | 2640456.3859 | 2766474.7417 | 2873419.5928 | 2967133.8917 | 3090064.4473 | 3212651.8727
Scenario 3: Aggressive Fuel Sub | PG&E | Com | HVAC | Com - Health | Fuel Substitution | 525997.1027 | 594358.1316 | 663445.5732 | 732013.9045 | 797700.8726 | 14389.1107 | 15377.0697 | 16024.1237 | 16449.2655 | 16723.7893 | 17009.9799 | 17124.9168 | 17187.0432
Scenario 3: Aggressive Fuel Sub | PG&E | Com | HVAC | Com - Lodging | Energy Efficiency | 996630.2776 | 1081171.6945 | 1179227.9704 | 1269639.4842 | 1369378.9179 | 1414221.004 | 1508162.6609 | 1597852.151 | 1519599.9885 | 1740720.4141 | 1822228.5153 | 1896310.9113 | 1965724.6851
Scenario 3: Aggressive Fuel Sub | PG&E | Com | HVAC | Com - Lodging | Fuel Substitution | 453252.3356 | 510495.1326 | 568348.4618 | 626276.6522 | 701060.2937 | 9070.1217 | 9605.0987 | 9924.7725 | 7362.6818 | 7444.3181 | 7534.5765 | 7549.1435 | 10350.0829
Scenario 3: Aggressive Fuel Sub | PG&E | Com | HVAC | Com - Office (Large) | Energy Efficiency | 1331187.1021 | 1422521.7886 | 1513225.765 | 1588418.8303 | 1666929.9544 | 779801.7107 | 819133.4226 | 849467.3123 | 840605.2331 | 852179.3995 | 879274.7505 | 904636.9596 | 931027.1822
Scenario 3: Aggressive Fuel Sub | PG&E | Com | HVAC | Com - Office (Large) | Fuel Substitution | 290.1585 | 5124.1409 | 5567.8361 | 5978.9521 | 6368.4598 | 0 | 0 | 0 | 0 | 0 | 0 | 0 | 0
Scenario 3: Aggressive Fuel Sub | PG&E | Com | HVAC | Com - Office (Small) | Energy Efficiency | 555503.8578 | 599275.1699 | 641685.7841 | 278971.8435 | 4198553.4177 | 273493.3662 | 298556.816 | 317677.4715 | 323165.86 | 335879.9999 | 353278.0744 | 370556.8074 | 388628.7122
Scenario 3: Aggressive Fuel Sub | PG&E | Com | HVAC | Com - Office (Small) | Fuel Substitution | 72516.3515 | 81939.1497 | 129524.1224 | 115358.7172 | 125803.3215 | 0 | 0 | 0 | 0 | 0 | 0 | 0 | 0
Scenario 3: Aggressive Fuel Sub | PG&E | Com | HVAC | Com - Other | Energy Efficiency | 5263490.3816 | 4723283.4271 | 4562903.981 | 4910668.518 | 5231943.386 | 5647814.3174 | 6075528.3618 | 6468255.8515 | 6320421.1672 | 6698782.6498 | 7106851.3662 | 7505845.92 | 7939822.5955
Scenario 3: Aggressive Fuel Sub | PG&E | Com | HVAC | Com - Other | Fuel Substitution | 2847394.878 | 3207942.142 | 3571800.2146 | 3931818.1388 | 4285692.1681 | 0 | 0 | 0 | 0 | 0 | 0 | 0 | 0
Scenario 3: Aggressive Fuel Sub | PG&E | Com | HVAC | Com - Restaurant | Energy Efficiency | 2013206.6152 | 2254306.4979 | 2496633.2952 | 2727800.9066 | 2943743.4263 | 3142988.2882 | 3331949.3307 | 3503500.2421 | 3661830.2187 | 3813380.1471 | 3958242.6249 | 2752015.8621 | 15601360.1103
Scenario 3: Aggressive Fuel Sub | PG&E | Com | HVAC | Com - Restaurant | Fuel Substitution | 141383.4187 | 159230.2385 | 177189.3143 | 194941.5099 | 211868.8258 | 15.1153 | 15.9707 | 16.4747 | 16.7722 | 16.9351 | 17.1233 | 15.4283 | 15.406
Scenario 3: Aggressive Fuel Sub | PG&E | Com | HVAC | Com - Retail | Energy Efficiency | 1264579.2084 | 1397406.3348 | 1516301.9241 | 1011121.5195 | 6536631.46 | 1625693.5041 | 1803358.2646 | 1918806.6593 | 1909807.0128 | 1987486.8673 | 2104059.8596 | 2214177.5392 | 2327690.1744
Scenario 3: Aggressive Fuel Sub | PG&E | Com | HVAC | Com - Retail | Fuel Substitution | 422813.4337 | 476082.8912 | 529601.4627 | 526607.3056 | 572423.431 | 18298.3928 | 19532.6658 | 20319.0452 | 0 | 0 | 0 | 0 | 0
Scenario 3: Aggressive Fuel Sub | PG&E | Com | HVAC | Com - School | Energy Efficiency | 1471706.3537 | 1619540.4127 | 1729857.7292 | 1898402.794 | 2030249.7892 | 1743395.5129 | 1833313.4431 | 1927047.6519 | 1821474.764 | 1810831.4858 | 1899699.36 | 2120431.6009 | 2279956.6081
Scenario 3: Aggressive Fuel Sub | PG&E | Com | HVAC | Com - School | Fuel Substitution | 314649.207 | 349055.0318 | 382548.3316 | 432684.5115 | 462298.8729 | 0 | 0 | 0 | 0 | 0 | 0 | 0 | 0
Scenario 3: Aggressive Fuel Sub | PG&E | Com | HVAC | Com - Warehouse | Energy Efficiency | 138812.5675 | 155400.2301 | 171605.2221 | 187239.2637 | 203077.1626 | 221462.7457 | 237414.7026 | 253096.7312 | 188898.8941 | 149194.6967 | 157510.2704 | 181333.6588 | 190141.4957
Scenario 3: Aggressive Fuel Sub | PG&E | Com | HVAC | Com - Warehouse | Fuel Substitution | 220192.3915 | 249141.9023 | 278958.8831 | 308408.1341 | 336457.0126 | 0 | 0 | 0 | 0 | 0 | 0 | 0 | 0
Scenario 3: Aggressive Fuel Sub | PG&E | Com | Lighting | Com - College | Energy Efficiency | 0 | 0 | 0 | 0 | 0 | 0 | 0 | 0 | 0 | 0 | 0 | 0 | 0
Scenario 3: Aggressive Fuel Sub | PG&E | Com | Lighting | Com - Grocery | Energy Efficiency | 53389.4424 | 56931.4958 | 60100.9625 | 62800.4321 | 65508.1491 | 68538.1681 | 70322.4134 | 71574.6281 | 72271.0523 | 72691.4036 | 73936.6667 | 74550.891 | 74905.1303
Scenario 3: Aggressive Fuel Sub | PG&E | Com | Lighting | Com - Health | Energy Efficiency | 140401.949 | 149933.3103 | 160444.0441 | 166987.9881 | 175132.5302 | 183531.8469 | 188742.0513 | 192462.5497 | 194670.7514 | 195207.7413 | 196866.5878 | 199333.8247 | 201173.208
Scenario 3: Aggressive Fuel Sub | PG&E | Com | Lighting | Com - Lodging | Energy Efficiency | 0 | 0 | 0 | 0 | 0 | 0 | 0 | 0 | 0 | 0 | 0 | 0 | 0
Scenario 3: Aggressive Fuel Sub | PG&E | Com | Lighting | Com - Office (Large) | Energy Efficiency | 179379.8421 | 196123.0725 | 212620.3882 | 227084.6753 | 242712.5757 | 258113.6517 | 270823.3766 | 282103.0309 | 292493.4137 | 302800.9363 | 314802.5931 | 324972.4589 | 334286.0167
Scenario 3: Aggressive Fuel Sub | PG&E | Com | Lighting | Com - Office (Small) | Energy Efficiency | 0 | 0 | 0 | 0 | 0 | 0 | 0 | 0 | 0 | 0 | 0 | 0 | 0
Scenario 3: Aggressive Fuel Sub | PG&E | Com | Lighting | Com - Other | Energy Efficiency | 0 | 0 | 0 | 0 | 0 | 0 | 0 | 0 | 0 | 0 | 0 | 0 | 0
Scenario 3: Aggressive Fuel Sub | PG&E | Com | Lighting | Com - Refrig. Warehouse | Energy Efficiency | 1789.7258 | 1917.4961 | 2035.6898 | 2145.7251 | 2262.3991 | 2385.0643 | 2479.8567 | 2566.9569 | 2642.0204 | 2714.8896 | 2806.8739 | 2890.1193 | 2971.5603
Scenario 3: Aggressive Fuel Sub | PG&E | Com | Lighting | Com - Restaurant | Energy Efficiency | 14783.5247 | 16114.9505 | 17370.7163 | 18486.6639 | 19630.154 | 40816.5593 | 46403.5006 | 47208.7752 | 47768.2785 | 29500.2156 | 25671.1103 | 17929.9721 | 92874.5787
Scenario 3: Aggressive Fuel Sub | PG&E | Com | Lighting | Com - Retail | Energy Efficiency | 345241.7113 | 368939.8388 | 390877.6417 | 292027.3184 | 1208848.1117 | 432649.0032 | 453280.6711 | 466690.0642 | 477467.1949 | 487263.2188 | 501628.5474 | 513302.2668 | 524286.9062
Scenario 3: Aggressive Fuel Sub | PG&E | Com | Lighting | Com - School | Energy Efficiency | 0 | 0 | 0 | 0 | 0 | 0 | 0 | 0 | 0 | 0 | 0 | 0 | 0
Scenario 3: Aggressive Fuel Sub | PG&E | Com | Lighting | Com - Warehouse | Energy Efficiency | 2801.5828 | 3085.5138 | 3358.9952 | 3619.4297 | 3889.659 | 4177.8225 | 4455.0841 | 4716.1147 | 1507.9933 | 0 | 0 | 0 | 0
Scenario 3: Aggressive Fuel Sub | PG&E | Com | WaterHeat | Com - College | Energy Efficiency | 629359.041 | 856400.2823 | 745711.7365 | 1827642.9138 | 1225233.2641 | 765892.343 | 951520.633 | 1140993.768 | 1308844.8735 | 1435861.0532 | 1490552.4334 | 1456300.3358 | 1334999.2585
Scenario 3: Aggressive Fuel Sub | PG&E | Com | WaterHeat | Com - College | Fuel Substitution | 1035838.8046 | 1349959.5276 | 1735590.2011 | 2231755.5699 | 2870625.6588 | 2104504.3006 | 2772558.4626 | 3546761.5575 | 4534297.2318 | 5903969.9452 | 7763993.362 | 9693872.4501 | 11710206.9562
Scenario 3: Aggressive Fuel Sub | PG&E | Com | WaterHeat | Com - Grocery | Energy Efficiency | 218987.0099 | 264172.9537 | 319011.6826 | 384826.2841 | 462335.3265 | 477403.4783 | 575106.1376 | 680866.4676 | 789195.3131 | 892336.2133 | 980348.287 | 1042262.0734 | 1068856.1357
Scenario 3: Aggressive Fuel Sub | PG&E | Com | WaterHeat | Com - Grocery | Fuel Substitution | 53294.1826 | 68780.8172 | 88987.6662 | 115285.3997 | 148792.7421 | 0 | 0 | 0 | 0 | 0 | 0 | 0 | 0
Scenario 3: Aggressive Fuel Sub | PG&E | Com | WaterHeat | Com - Health | Energy Efficiency | 1604529.8109 | 1824028.2973 | 2104505.3109 | 2392909.0528 | 2666550.6446 | 1131437.1846 | 1348803.4401 | 1542730.917 | 1690065.9742 | 1761014.0211 | 1738024.9055 | 1621668.4315 | 1431399.3599
Scenario 3: Aggressive Fuel Sub | PG&E | Com | WaterHeat | Com - Health | Fuel Substitution | 2899738.3696 | 3796304.7538 | 4921361.1503 | 6361575.6312 | 8153857.0074 | 5767111.1802 | 7639628.4552 | 9828223.9073 | 12540324.017 | 16310387.4066 | 21624424.6872 | 27179414.1937 | 33011736.2024
Scenario 3: Aggressive Fuel Sub | PG&E | Com | WaterHeat | Com - Lodging | Energy Efficiency | 7700553.6113 | 8283502.195 | 8901325.7767 | 9506541.2636 | 10191536.3244 | 1392099.9586 | 1539039.2608 | 1629983.9894 | 1322330.7274 | 1217441.7153 | 6051.2389 | 960883.3385 | 777693.8662
Scenario 3: Aggressive Fuel Sub | PG&E | Com | WaterHeat | Com - Lodging | Fuel Substitution | 2854441.1553 | 3723110.1089 | 4817887.4304 | 6220560.6254 | 7969411.8427 | 5420305.8144 | 7253344.994 | 9298138.2022 | 11793323.2892 | 15557013.9414 | 20606697.4962 | 25878991.2117 | 31407471.9439
Scenario 3: Aggressive Fuel Sub | PG&E | Com | WaterHeat | Com - Office (Large) | Energy Efficiency | 2792931.9385 | 3049720.2234 | 3208309.1702 | 3214394.2528 | 3067115.1003 | 1255156.8147 | 829557.7333 | 409501.4928 | 48849.9786 | 2242.2087 | 2910.8323 | 3759.9826 | 4847.9063
Scenario 3: Aggressive Fuel Sub | PG&E | Com | WaterHeat | Com - Office (Large) | Fuel Substitution | 575892.6308 | 748384.9742 | 955711.0358 | 1223202.7186 | 1552647.1591 | 1404778.4368 | 1832924.9748 | 2326386.636 | 2991818.9546 | 4014943.6118 | 5279912.9877 | 6585618.0928 | 7937813.9442
Scenario 3: Aggressive Fuel Sub | PG&E | Com | WaterHeat | Com - Office (Small) | Energy Efficiency | 433101.7898 | 569033.7063 | 32539.9523 | 650642.8703 | 937062.476 | 958342.2002 | 1122098.0257 | 1251892.1488 | 1318714.9704 | 1301074.8696 | 1194510.7588 | 1015760.5049 | 796816.7864
Scenario 3: Aggressive Fuel Sub | PG&E | Com | WaterHeat | Com - Office (Small) | Fuel Substitution | 155110.4343 | 201798.4686 | 260537.9196 | 279383.4561 | 374007.3249 | 353032.056 | 464535.0569 | 595085.4135 | 740864.0293 | 1004686.3937 | 1321806.6204 | 1650205.9402 | 1992464.079
Scenario 3: Aggressive Fuel Sub | PG&E | Com | WaterHeat | Com - Other | Energy Efficiency | 2605645.7986 | 3160409.6404 | 3818812.1109 | 4596498.5492 | 5498007.615 | 3246899.3882 | 3938372.5763 | 4642871.7169 | 5241348.0159 | 5721834.1628 | 5947403.0007 | 5854760.4695 | 5443528.5152
Scenario 3: Aggressive Fuel Sub | PG&E | Com | WaterHeat | Com - Other | Fuel Substitution | 10242366.7942 | 13299173.1263 | 17209676.1002 | 22077226.041 | 28099211.6721 | 19933926.839 | 26215978.2509 | 33490034.5362 | 42925412.5525 | 55666692.0654 | 73120013.8286 | 91190235.4679 | 110015281.7063
Scenario 3: Aggressive Fuel Sub | PG&E | Com | WaterHeat | Com - Refrig. Warehouse | Energy Efficiency | 49441.8391 | 64964.5298 | 83302.2318 | 106362.5868 | 134941.6203 | 153309.8972 | 192466.6049 | 236607.9944 | 283316.5503 | 328500.7372 | 366585.4844 | 391551.581 | 398296.8549
Scenario 3: Aggressive Fuel Sub | PG&E | Com | WaterHeat | Com - Refrig. Warehouse | Fuel Substitution | 28707.8107 | 37458.1506 | 48635.2246 | 62880.5438 | 80660.3348 | 54316.9977 | 71606.7897 | 91963.882 | 114853.6378 | 151323.5089 | 200623.3217 | 252123.3777 | 306061.5516
Scenario 3: Aggressive Fuel Sub | PG&E | Com | WaterHeat | Com - Restaurant | Energy Efficiency | 902429.4732 | 1087712.738 | 1304839.6759 | 1553241.5558 | 1830483.8261 | 516152.9633 | 588170.952 | 642013.0501 | 665707.4974 | 652154.6803 | 100886.6343 | 546184.6016 | 629317.3881
Scenario 3: Aggressive Fuel Sub | PG&E | Com | WaterHeat | Com - Restaurant | Fuel Substitution | 4926769.4112 | 6383974.9929 | 8205872.4697 | 10478407.7916 | 13252819.1975 | 11894507.7649 | 15555487.5158 | 19795584.8021 | 24493818.502 | 31722266.9115 | 41524057.5679 | 46419788.2597 | 59655208.7319
Scenario 3: Aggressive Fuel Sub | PG&E | Com | WaterHeat | Com - Retail | Energy Efficiency | 793662.6542 | 1050143.3155 | 1062240.0821 | 1571403.245 | 2103263.4569 | 2396870.7547 | 2891097.6225 | 3372955.6563 | 3761233.7051 | 4029172.5133 | 4097303.6481 | 3936784.765 | 3562640.0237
Scenario 3: Aggressive Fuel Sub | PG&E | Com | WaterHeat | Com - Retail | Fuel Substitution | 251116.3884 | 327201.4624 | 410729.2813 | 479217.0976 | 615697.4604 | 614169.4699 | 807369.7185 | 1030449.3258 | 1335950.6648 | 1758261.6087 | 2309836.6032 | 2880595.9877 | 3475174.1197
Scenario 3: Aggressive Fuel Sub | PG&E | Com | WaterHeat | Com - School | Energy Efficiency | 1644369.3475 | 1895579.3351 | 2134112.1565 | 2329920.4467 | 2452087.103 | 1155882.6006 | 978609.7186 | 742143.6975 | 487788.5397 | 252245.1571 | 57134.6903 | 31503.9001 | 34132.9895
Scenario 3: Aggressive Fuel Sub | PG&E | Com | WaterHeat | Com - School | Fuel Substitution | 1800865.2211 | 2337545.182 | 3011613.4209 | 3856107.523 | 4665775.3502 | 3894697.2246 | 5086739.1986 | 6444798.5644 | 8507093.6108 | 11355270.3892 | 14869986.3564 | 18494298.7611 | 22251876.4885
Scenario 3: Aggressive Fuel Sub | PG&E | Com | WaterHeat | Com - Warehouse | Energy Efficiency | 569445.5362 | 743738.0433 | 963026.3443 | 1233380.6723 | 1557704.8473 | 1876214.6304 | 2291610.2522 | 2713462.0712 | 3083743.1253 | 3394281.0193 | 3572342.8071 | 3579657.6839 | 3406068.9858
Scenario 3: Aggressive Fuel Sub | PG&E | Com | WaterHeat | Com - Warehouse | Fuel Substitution | 27990.5179 | 36807.1312 | 47105.4724 | 61113.4262 | 78636.9538 | 47668.8879 | 63076.5089 | 81058.2247 | 105473.0366 | 140205.678 | 185157.956 | 231993.7025 | 281050.9477
Scenario 3: Aggressive Fuel Sub | PG&E | Com | WholeBlg | Com - College | Energy Efficiency | 265110.1511 | 272786.0871 | 279337.0295 | 285772.0892 | 295042.1632 | 311548.9372 | 329170.667 | 346844.577 | 363871.2286 | 387638.818 | 405145.4858 | 416057.3732 | 435676.2266
Scenario 3: Aggressive Fuel Sub | PG&E | Com | WholeBlg | Com - Grocery | Energy Efficiency | 1740241.2701 | 1791330.1031 | 1836397.1252 | 1878334.1835 | 1947661.1495 | 2081779.6062 | 2215392.3964 | 2416270.5433 | 2553342.5351 | 2743196.119 | 2887537.0114 | 2975470.1205 | 3048941.1454
Scenario 3: Aggressive Fuel Sub | PG&E | Com | WholeBlg | Com - Health | Energy Efficiency | 2064768.9948 | 2138998.6432 | 2206022.8843 | 2270263.5461 | 2365893.5941 | 2533922.9544 | 2705218.1148 | 2901415.2457 | 3075390.0854 | 3317105.8489 | 3501908.8017 | 3624585.1106 | 3741864.4681
Scenario 3: Aggressive Fuel Sub | PG&E | Com | WholeBlg | Com - Lodging | Energy Efficiency | 314398.9575 | 325379.511 | 335373.6019 | 345091.4601 | 359066.05 | 382542.1403 | 406685.7339 | 429394.6226 | 454369.9353 | 487731.9812 | 514886.4959 | 534486.5534 | 553072.5369
Scenario 3: Aggressive Fuel Sub | PG&E | Com | WholeBlg | Com - Office (Large) | Energy Efficiency | 2856131.1396 | 2941697.6572 | 3015088.9875 | 3081871.9281 | 3191552.401 | 3403647.4852 | 3623281.6343 | 3752508.4026 | 3965149.384 | 4261998.5071 | 4487965.8475 | 4631111.6147 | 4794003.3473
Scenario 3: Aggressive Fuel Sub | PG&E | Com | WholeBlg | Com - Office (Small) | Energy Efficiency | 508596.3865 | 524258.2158 | 538192.9568 | 551128.0197 | 571918.5668 | 611109.6654 | 651152.4459 | 708950.2705 | 749284.1074 | 804964.8741 | 847608.5664 | 874635.7404 | 902812.5024
Scenario 3: Aggressive Fuel Sub | PG&E | Com | WholeBlg | Com - Other | Energy Efficiency | 2249918.3695 | 2428933.2089 | 2594011.8813 | 2736541.1566 | 2933912.6303 | 3257639.9935 | 3566465.0468 | 3760617.1442 | 4031406.5085 | 4382057.2897 | 4677674.2622 | 4896980.5593 | 5076685.2222
Scenario 3: Aggressive Fuel Sub | PG&E | Com | WholeBlg | Com - Refrig. Warehouse | Energy Efficiency | 254075.5545 | 264732.817 | 274797.5859 | 284346.156 | 298231.2089 | 322056.1731 | 345837.2839 | 389893.725 | 415873.2753 | 449789.1041 | 477830.6502 | 496741.1115 | 506001.1113
Scenario 3: Aggressive Fuel Sub | PG&E | Com | WholeBlg | Com - Restaurant | Energy Efficiency | 763663.8353 | 788539.4453 | 811212.382 | 832921.9662 | 865460.2825 | 921770.0874 | 978315.7835 | 1040948.8714 | 1099316.9979 | 1181226.1976 | 1243457.8148 | 1271980.132 | 1464093.4904
Scenario 3: Aggressive Fuel Sub | PG&E | Com | WholeBlg | Com - Retail | Energy Efficiency | 1066108.5406 | 1094115.617 | 1118691.5238 | 1065269.5646 | 1860921.9723 | 1248481.057 | 1326575.0164 | 1421659.7613 | 1496670.024 | 1600771.7772 | 1679302.9349 | 1727768.2704 | 1801311.8675
Scenario 3: Aggressive Fuel Sub | PG&E | Com | WholeBlg | Com - School | Energy Efficiency | 451341.0941 | 466135.2051 | 479556.8072 | 492583.8907 | 510575.208 | 540419.8595 | 571629.3853 | 611203.6853 | 642909.1878 | 685208.7323 | 719450.7173 | 744200.534 | 776463.3375
Scenario 3: Aggressive Fuel Sub | PG&E | Com | WholeBlg | Com - Warehouse | Energy Efficiency | 1143100.4639 | 1187028.384 | 1227631.4415 | 1265753.8272 | 1306605.2366 | 1407723.6085 | 1509509.1998 | 1718065.075 | 1829185.6228 | 1976445.5089 | 2095778.3482 | 2175226.0889 | 2228622.0546
Scenario 3: Aggressive Fuel Sub | PG&E | Ind | WholeBlg | Ind - All Other Industrial | Energy Efficiency | 634778.4543 | 659736.4141 | 682807.5052 | 706147.5329 | 732918.6851 | 768747.331 | 806968.0831 | 847009.1856 | 888282.6955 | 932697.2007 | 979702.3056 | 1025481.2352 | 1074464.9242
Scenario 3: Aggressive Fuel Sub | PG&E | Ind | WholeBlg | Ind - Chemicals | Energy Efficiency | 16164985.75 | 17043947.4837 | 17948130.8286 | 18888760.2015 | 19885444.547 | 20957161.5303 | 22080318 | 23256083.731 | 24502009.7286 | 25827853.8963 | 27230163.8729 | 28690890.9312 | 30235025.1979
Scenario 3: Aggressive Fuel Sub | PG&E | Ind | WholeBlg | Ind - Electronics | Energy Efficiency | 3384493.8741 | 3497286.4059 | 3592588.2215 | 3684781.4072 | 3799765.5688 | 3986283.8671 | 4186215.612 | 4392160.1048 | 4598752.0936 | 4820208.1267 | 5049929.3351 | 5254896.5785 | 5473074.435
Scenario 3: Aggressive Fuel Sub | PG&E | Ind | WholeBlg | Ind - Fabricated Metals | Energy Efficiency | 1360127.9583 | 1431509.637 | 1501470.0939 | 1567815.4068 | 1638561.2592 | 1722899.8586 | 1810619.79 | 1901778.8218 | 1996155.7989 | 2096953.1317 | 2202522.2036 | 2306105.0239 | 2414952.0701
Scenario 3: Aggressive Fuel Sub | PG&E | Ind | WholeBlg | Ind - Food | Energy Efficiency | 30994447.0264 | 32541204.0079 | 34117525.5499 | 35750385.1631 | 37475913.333 | 39361560.6087 | 41358601.3239 | 43457641.3415 | 45668606.8568 | 48019793.9878 | 50501643.7209 | 53076107.4466 | 55795896.8907
Scenario 3: Aggressive Fuel Sub | PG&E | Ind | WholeBlg | Ind - Industrial Machinery | Energy Efficiency | 799498.2603 | 840067.3435 | 878993.7862 | 913645.2303 | 950518.4746 | 999297.1623 | 1051264.5258 | 1105199.4276 | 1160590.6084 | 1220215.6335 | 1282289.519 | 1340733.7265 | 1402096.2369
Scenario 3: Aggressive Fuel Sub | PG&E | Ind | WholeBlg | Ind - Lumber & Furniture | Energy Efficiency | 516832.2523 | 533143.3719 | 546682.3497 | 559917.7123 | 576583.9849 | 603147.0598 | 630994.3728 | 659723.9769 | 688568.6906 | 719662.3955 | 752056.2156 | 780927.0115 | 811686.8883
Scenario 3: Aggressive Fuel Sub | PG&E | Ind | WholeBlg | Ind - Paper | Energy Efficiency | 1118790.4439 | 1176107.8308 | 1236138.6134 | 1300031.6569 | 1368125.3007 | 1442729.6961 | 1522163.0043 | 1607421.0517 | 1698970.0046 | 1798688.9099 | 1906191.2492 | 2019280.2903 | 2140312.6748
Scenario 3: Aggressive Fuel Sub | PG&E | Ind | WholeBlg | Ind - Petroleum | Energy Efficiency | 45308992.8654 | 47608558.1774 | 50005683.2623 | 52524371.2227 | 55170722.2885 | 57968857.3986 | 60905058.9556 | 63982488.4926 | 67248205.2641 | 70714731.7808 | 74358486.783 | 78152789.3896 | 82161456.0893
Scenario 3: Aggressive Fuel Sub | PG&E | Ind | WholeBlg | Ind - Plastics | Energy Efficiency | 661680.6535 | 706835.7341 | 750095.3734 | 793652.7669 | 843555.5476 | 906620.1456 | 970573.3643 | 1034040.7453 | 1101020.2195 | 1173856.328 | 1251152.8849 | 1326253.2553 | 1406071.5881
Scenario 3: Aggressive Fuel Sub | PG&E | Ind | WholeBlg | Ind - Primary Metals | Energy Efficiency | 1687358.752 | 1773416.4309 | 1861690.4838 | 1952529.0712 | 2048976.093 | 2156917.2252 | 2271735.1851 | 2392675.5429 | 2519497.0445 | 2654246.4559 | 2796230.5031 | 2941995.581 | 3096125.5372
Scenario 3: Aggressive Fuel Sub | PG&E | Ind | WholeBlg | Ind - Printing & Publishing | Energy Efficiency | 471062.3385 | 488943.8331 | 505287.0126 | 521820.2789 | 540758.239 | 566888.1657 | 594667.7329 | 623648.4361 | 653501.3062 | 685641.7369 | 719247.7738 | 750929.2738 | 784647.0856
Scenario 3: Aggressive Fuel Sub | PG&E | Ind | WholeBlg | Ind - Stone-Glass-Clay | Energy Efficiency | 12790554.3007 | 13580283.1704 | 14375266.9842 | 15193383.2693 | 16055670.2109 | 16970873.5316 | 17924357.7894 | 18930189.0969 | 19992612.8061 | 21123936.986 | 22326815.5233 | 23591640.9912 | 24929441.2999
Scenario 3: Aggressive Fuel Sub | PG&E | Ind | WholeBlg | Ind - Textiles | Energy Efficiency | 49489.8618 | 51467.4144 | 53388.0019 | 55301.4794 | 57406.2628 | 60046.7494 | 62842.6756 | 65749.5713 | 68748.2613 | 71950.724 | 75312.0702 | 78625.167 | 82145.8007
Scenario 3: Aggressive Fuel Sub | PG&E | Ind | WholeBlg | Ind - Transportation Equipment | Energy Efficiency | 1373323.5743 | 1429527.9569 | 1486035.4585 | 1542589.0576 | 1604477.8126 | 1680879.3593 | 1762529.5333 | 1847856.3568 | 1936223.2783 | 2030279.2592 | 2128649.5144 | 2225501.9247 | 2327781.3055
Scenario 3: Aggressive Fuel Sub | PG&E | Res | AppPlug | Res - Multi Family | Energy Efficiency | 0 | 0 | 46239.8711 | 62822.6438 | 65918.2966 | 69234.6805 | 72422.1625 | 73650.6343 | 76739.4888 | 79947.9698 | 83610.9814 | 87550.6362 | 90317.6925
Scenario 3: Aggressive Fuel Sub | PG&E | Res | AppPlug | Res - Multi Family | Fuel Substitution | 43.3263 | 49.5135 | 56.414 | 64.0704 | 72.4022 | 0 | 0 | 0 | 0 | 0 | 0 | 0 | 0
Scenario 3: Aggressive Fuel Sub | PG&E | Res | AppPlug | Res - Single Family | Energy Efficiency | 248.9025 | 307.0046 | 363.2123 | 416.6429 | 469.9404 | 0 | 0 | 0 | 0 | 0 | 0 | 197143.7957 | 237478.217
Scenario 3: Aggressive Fuel Sub | PG&E | Res | AppPlug | Res - Single Family | Fuel Substitution | 263.3017 | 300.7237 | 342.2933 | 388.4217 | 438.7201 | 0 | 0 | 0 | 0 | 0 | 0 | 0 | 0
Scenario 3: Aggressive Fuel Sub | PG&E | Res | BROs | Income Qualified - Multi Family IQ | Energy Efficiency | 1925010.1581 | 2131990.5869 | 2332505.3919 | 2395934.5671 | 2413049.2415 | 2815219.7904 | 3068163.7585 | 3308919.6346 | 3574804.1631 | 3570692.8855 | 3864978.0549 | 3719606.2831 | 4001190.0617
Scenario 3: Aggressive Fuel Sub | PG&E | Res | BROs | Income Qualified - Single Family IQ | Energy Efficiency | 7075722.268 | 7814736.2513 | 8519532.6361 | 8710741.4231 | 8727781.7418 | 10161305.6794 | 11049006.865 | 11877437.5868 | 12789563.2131 | 12706316.4419 | 13700167.8466 | 13276655.6147 | 14237199.448
Scenario 3: Aggressive Fuel Sub | PG&E | Res | BROs | Res - Multi Family | Energy Efficiency | 19035785.855 | 20934720.2434 | 22768347.5405 | 23404596.5875 | 23646201.2882 | 27258507.3025 | 29589423.7973 | 31807402.4891 | 34249169.501 | 34351727.7303 | 37042575.8612 | 39979858.3778 | 43162855.6131
Scenario 3: Aggressive Fuel Sub | PG&E | Res | BROs | Res - Single Family | Energy Efficiency | 4866331.1106 | 5370740.3555 | 5862147.7539 | 6037415.3672 | 6107872.8002 | 7074682.042 | 7695070.786 | 8291132.1781 | 8948659.7243 | 8984374.6053 | 9715854.0326 | 10514585.2768 | 11379947.1767
Scenario 3: Aggressive Fuel Sub | PG&E | Res | BldgEnv | Res - Single Family | Energy Efficiency | 77391.4945 | 101931.9154 | 116112.8504 | 123233.1529 | 126601.6538 | 128058.2931 | 128375.7476 | 127679.6699 | 126771.6416 | 0 | 0 | 0 | 0
Scenario 3: Aggressive Fuel Sub | PG&E | Res | HVAC | Res - Multi Family | Energy Efficiency | 195220.866 | 224354.8573 | 459162.976 | 279140.7719 | 305308.0008 | 330202.6842 | 352299.8171 | 346539.9328 | 365273.5176 | 383281.0623 | 404418.9635 | 514099.1639 | 504255.7208
Scenario 3: Aggressive Fuel Sub | PG&E | Res | HVAC | Res - Multi Family | Fuel Substitution | 617.5161 | 920.2686 | 1029.7293 | 1148.8844 | 1365.7003 | 485.6375 | 523.3046 | 557.0861 | 587.5419 | 627.1732 | 662.9982 | 690.199 | 711.9273
Scenario 3: Aggressive Fuel Sub | PG&E | Res | HVAC | Res - Single Family | Energy Efficiency | 7376389.4547 | 8130745.2806 | 9667323.3804 | 5607122.9771 | 5986098.3977 | 1602569.3065 | 1681557.7905 | 1751663.4013 | 821796.5843 | 676877.2339 | 708620.5399 | 1317575.6089 | 1356411.0399
Scenario 3: Aggressive Fuel Sub | PG&E | Res | HVAC | Res - Single Family | Fuel Substitution | 23751.091 | 27438.4428 | 34281.7716 | 39398.0567 | 44957.3041 | 5368.6574 | 5791.0274 | 6192.6615 | 353.1077 | 381.9178 | 408.8417 | 429.2828 | 446.7955
Scenario 3: Aggressive Fuel Sub | PG&E | Res | WaterHeat | Res - Multi Family | Energy Efficiency | 1390473.9293 | 1566751.2648 | 1744369.173 | 1897017.2258 | 2033544.4254 | 1218157.3372 | 1271243.566 | 1243257.9156 | 1286577.0438 | 1330575.945 | 1385283.5958 | 1446822.1997 | 1453297.7353
Scenario 3: Aggressive Fuel Sub | PG&E | Res | WaterHeat | Res - Multi Family | Fuel Substitution | 2275604.3445 | 2660588.9825 | 3114838.3461 | 3649384.2001 | 4231614.2505 | 133402.5738 | 160389.4163 | 187416.9283 | 212438.8758 | 240399.5494 | 279257.5247 | 317024.0965 | 347611.9631
Scenario 3: Aggressive Fuel Sub | PG&E | Res | WaterHeat | Res - Single Family | Energy Efficiency | 6658412.1858 | 7959033.5751 | 9040731.7131 | 9935225.5581 | 10731028.4578 | 4516878.3419 | 4676466.791 | 4817843.1546 | 4958167.2524 | 5112025.2632 | 5301884.0668 | 5498693.4641 | 5703063.3661
Scenario 3: Aggressive Fuel Sub | PG&E | Res | WaterHeat | Res - Single Family | Fuel Substitution | 172068.7154 | 254349.8313 | 341298.1301 | 439115.8376 | 550787.4598 | 945856.2482 | 1135561.309 | 1324514.839 | 1499054.5099 | 1673154.7381 | 1934760.6626 | 2197544.5063 | 2412899.5105
Scenario 3: Aggressive Fuel Sub | PG&E | Res | WholeBlg | Res - Multi Family | Energy Efficiency | 0 | 0 | 15801.1965 | 17170.0905 | 17868.0872 | 18502.1336 | 4670345.7257 | 4623503.6596 | 4461713.0314 | 4312340.4053 | 4141752.6089 | 6621238.5721 | 6374042.5984
Scenario 3: Aggressive Fuel Sub | PG&E | Res | WholeBlg | Res - Single Family | Energy Efficiency | 0 | 0 | 64405.8922 | 70076.0413 | 72028.5358 | 73744.5754 | 72467.9196 | 70127.3232 | 66466.2954 | 63527.5147 | 60180.6217 | 57404.4128 | 9180250.5207
Scenario 3: Aggressive Fuel Sub | SCE | Ag | WholeBlg | Ag - Dairies, fishing, hunting | Energy Efficiency | 143341.7142 | 151895.853 | 160658.4973 | 169897.1376 | 181376.2676 | 194190.3043 | 203301.397 | 207542.9389 | 211541.6833 | 215554.6781 | 218866.2766 | 219268.0312 | 219778.5406
Scenario 3: Aggressive Fuel Sub | SCE | Ag | WholeBlg | Ag - Irrigated Agriculture, vineyards, forestry and greenhouses | Energy Efficiency | 345019.7311 | 382363.9099 | 420649.6768 | 461059.3362 | 508856.3108 | 561264.6481 | 603890.4198 | 633389.1888 | 663000.4251 | 693453.2442 | 722058.8431 | 741135.041 | 760542.9406
Scenario 3: Aggressive Fuel Sub | SCE | Ag | WholeBlg | Ag - Water pumping | Energy Efficiency | 1996770.9197 | 2101720.6 | 2209395.1535 | 2323000.8178 | 2466234.9348 | 2627106.691 | 2737271.808 | 2780704.2347 | 2820116.8475 | 2859003.7583 | 2888247.6062 | 2879035.6405 | 2871259.9292
Scenario 3: Aggressive Fuel Sub | SCE | Com | BROs | Com - Lodging | Energy Efficiency | 2949.0817 | 6374.3208 | 9678.5163 | 12625.8315 | 17797.5051 | 26851.2888 | 35934.2238 | 42891.4511 | 50702.2106 | 61490.0655 | 72619.3798 | 80866.477 | 88599.159
Scenario 3: Aggressive Fuel Sub | SCE | Com | BROs | Com - Other | Energy Efficiency | 4738.7702 | 10199.1144 | 15428.2151 | 20044.5599 | 28140.1372 | 42285.8275 | 56416.7025 | 67105.4452 | 79051.2531 | 95522.3922 | 112409.5091 | 124765.0117 | 138332.7033
Scenario 3: Aggressive Fuel Sub | SCE | Com | BROs | Com - Retail | Energy Efficiency | 9473.422 | 20325.5925 | 30683.1032 | 39707.3713 | 55533.1457 | 83144.3884 | 110530.0648 | 130998.6764 | 153724.1296 | 184983.3062 | 216686.7947 | 239451.5043 | 263631.5572
Scenario 3: Aggressive Fuel Sub | SCE | Com | BldgEnv | Com - College | Energy Efficiency | 185.6284 | 208.7487 | 225.9703 | 235.7633 | 241.4663 | 240.7145 | 224.7476 | 195.6958 | 25.2017 | 0 | 0 | 0 | 0
Scenario 3: Aggressive Fuel Sub | SCE | Com | BldgEnv | Com - Grocery | Energy Efficiency | 33.9197 | 37.5467 | 40.7862 | 44.3668 | 48.8965 | 53.5384 | 57.2533 | 60.6046 | 63.6705 | 0 | 0 | 0 | 0
Scenario 3: Aggressive Fuel Sub | SCE | Com | BldgEnv | Com - Health | Energy Efficiency | 481.5375 | 458.2954 | 93.2916 | 88.9573 | 85.8453 | 81.8927 | 77.7703 | 74.6665 | 76.9384 | 0 | 0 | 0 | 0
Scenario 3: Aggressive Fuel Sub | SCE | Com | BldgEnv | Com - Lodging | Energy Efficiency | 28.1153 | 36.1972 | 46.1458 | 58.5272 | 75.6635 | 98.3477 | 123.9392 | 150.9339 | 2.7505 | 0 | 0 | 0 | 0
Scenario 3: Aggressive Fuel Sub | SCE | Com | BldgEnv | Com - Office (Large) | Energy Efficiency | 954.3651 | 1021.5671 | 1080.8609 | 1140.4307 | 1218.5482 | 1301.419 | 1358.7739 | 1397.0443 | 1420.3789 | 0 | 0 | 0 | 0
Scenario 3: Aggressive Fuel Sub | SCE | Com | BldgEnv | Com - Office (Small) | Energy Efficiency | 35.6777 | 39.0515 | 42.3208 | 45.5411 | 2.9428 | 577.0529 | 51.2918 | 53.5572 | 55.6779 | 0 | 0 | 0 | 0
Scenario 3: Aggressive Fuel Sub | SCE | Com | BldgEnv | Com - Other | Energy Efficiency | 894.0995 | 886.6974 | 844.2391 | 776.9491 | 706.3551 | 630.7052 | 547.491 | 514.1805 | 537.7073 | 0 | 0 | 0 | 0
Scenario 3: Aggressive Fuel Sub | SCE | Com | BldgEnv | Com - Refrig. Warehouse | Energy Efficiency | 9.8324 | 1.0039 | 1.0788 | 1.129 | 1.2087 | 1.31 | 1.409 | 1.4805 | 1.5631 | 0 | 0 | 0 | 0
Scenario 3: Aggressive Fuel Sub | SCE | Com | BldgEnv | Com - Restaurant | Energy Efficiency | 0 | 0 | 0 | 0 | 0 | 0 | 0 | 0 | 0 | 0 | 0 | 0 | 0
Scenario 3: Aggressive Fuel Sub | SCE | Com | BldgEnv | Com - Retail | Energy Efficiency | 93.1828 | 101.6162 | 108.7859 | 116.4347 | 125.7253 | 134.3452 | 140.1105 | 144.2645 | 146.5653 | 0 | 0 | 0 | 0
Scenario 3: Aggressive Fuel Sub | SCE | Com | BldgEnv | Com - School | Energy Efficiency | 52.9459 | 57.1466 | 61.3211 | 65.2108 | 69.2667 | 73.8913 | 77.0738 | 79.323 | 81.5716 | 0 | 0 | 0 | 0
Scenario 3: Aggressive Fuel Sub | SCE | Com | BldgEnv | Com - Warehouse | Energy Efficiency | 300.2877 | 359.8647 | 420.6789 | 484.0252 | 558.7146 | 633.3976 | 683.5013 | 701.4045 | 148.502 | 0 | 0 | 0 | 0
Scenario 3: Aggressive Fuel Sub | SCE | Com | ComRefrig | Com - College | Energy Efficiency | 1033.6989 | 725.8027 | 461.5187 | 256.2442 | 7611.4064 | 10104.343 | 10419.9155 | 11282.0318 | 11487.952 | 11315.057 | 12592.9583 | 13313.9278 | 13217.9562
Scenario 3: Aggressive Fuel Sub | SCE | Com | ComRefrig | Com - Grocery | Energy Efficiency | 1463432.4593 | 857187.4746 | 382032.2216 | 158358.3186 | 52651.381 | 0 | 362327.401 | 1952176.1634 | 2573482.5572 | 2540244.3613 | 2529456.176 | 2508437.7099 | 2489825.6264
Scenario 3: Aggressive Fuel Sub | SCE | Com | ComRefrig | Com - Health | Energy Efficiency | 0 | 0 | 0 | 0 | 50349.8965 | 70111.0055 | 70705.6605 | 69900.2305 | 68895.6522 | 67253.1037 | 74827.2738 | 78508.5726 | 78389.678
Scenario 3: Aggressive Fuel Sub | SCE | Com | ComRefrig | Com - Refrig. Warehouse | Energy Efficiency | 2469.0177 | 1875.3286 | 1294.571 | 804.5132 | 433.6028 | 167.0906 | 452.7684 | 2041.4267 | 2605.7488 | 2585.8094 | 2582.239 | 2578.3158 | 2573.3859
Scenario 3: Aggressive Fuel Sub | SCE | Com | ComRefrig | Com - Restaurant | Energy Efficiency | 58935.8071 | 34396.3551 | 15281.2025 | 6067.6827 | 1941.2261 | 0 | 18855.4027 | 102028.2971 | 138526.3798 | 136646.2598 | 135879.6027 | 134521.3131 | 133283.5618
Scenario 3: Aggressive Fuel Sub | SCE | Com | ComRefrig | Com - Retail | Energy Efficiency | 709690.4111 | 425966.3998 | 202816.0142 | 79646.9175 | 30228.8651 | 0 | 169431.9224 | 907863.0912 | 1202441.6369 | 1183236.821 | 1173591.288 | 1158391.8527 | 1143951.8958
Scenario 3: Aggressive Fuel Sub | SCE | Com | ComRefrig | Com - School | Energy Efficiency | 186.6408 | 26.256 | 0 | 0 | 0 | 0 | 423.2377 | 2344.6434 | 3346.0028 | 3291.4239 | 3259.2217 | 3226.2999 | 3188.1733
Scenario 3: Aggressive Fuel Sub | SCE | Com | FoodServ | Com - College | Energy Efficiency | 14847.0571 | 22679.6052 | 26423.4831 | 28967.3445 | 30843.845 | 42471.7323 | 48052.5709 | 49315.3165 | 53433.9281 | 57470.0364 | 59256.3155 | 62025.9114 | 62798.9977
Scenario 3: Aggressive Fuel Sub | SCE | Com | FoodServ | Com - College | Fuel Substitution | 4030.9754 | 4787.2258 | 5614.2606 | 6521.1408 | 7484.4609 | 8545.9088 | 9816.0767 | 11325.4179 | 13052.5825 | 15010.4962 | 17132.4373 | 19527.2723 | 22168.0107
Scenario 3: Aggressive Fuel Sub | SCE | Com | FoodServ | Com - Grocery | Energy Efficiency | 71508.5873 | 133135.9284 | 159705.6429 | 172626.0713 | 187175.8169 | 274608.1928 | 317772.5497 | 326580.8646 | 358998.922 | 395820.6226 | 411406.2044 | 417396.3559 | 423350.5608
Scenario 3: Aggressive Fuel Sub | SCE | Com | FoodServ | Com - Grocery | Fuel Substitution | 42175.7527 | 49584.5509 | 57600.1943 | 66293.2345 | 75421.1257 | 85417.7945 | 97395.3281 | 111603.4783 | 127722.7714 | 145839.8447 | 165371.3894 | 187298.1362 | 211405.2552
Scenario 3: Aggressive Fuel Sub | SCE | Com | FoodServ | Com - Health | Energy Efficiency | 44898.4935 | 64899.3025 | 75733.7941 | 80417.1129 | 86676.1057 | 107081.9424 | 118556.3184 | 120745.5845 | 126824.8069 | 131601.5987 | 132435.8223 | 135225.6684 | 139051.3723
Scenario 3: Aggressive Fuel Sub | SCE | Com | FoodServ | Com - Health | Fuel Substitution | 12009.2992 | 14245.9684 | 16682.274 | 19338.446 | 22149.275 | 25244.3399 | 28946.9492 | 33387.4943 | 38435.7269 | 44122.7572 | 50278.5309 | 57217.1175 | 64889.7533
Scenario 3: Aggressive Fuel Sub | SCE | Com | FoodServ | Com - Lodging | Energy Efficiency | 64042.9077 | 114619.4668 | 139511.4948 | 149763.7501 | 161246.6814 | 186353.5206 | 202003.0279 | 207304.394 | 213322.9448 | 218749.1676 | 223278.2344 | 225825.403 | 228257.2134
Scenario 3: Aggressive Fuel Sub | SCE | Com | FoodServ | Com - Lodging | Fuel Substitution | 11165.7607 | 13186.7519 | 15382.7571 | 17772.1706 | 20299.6755 | 23082.8513 | 26414.9873 | 30396.1215 | 34900.1562 | 39969.7073 | 45448.6528 | 51609.7125 | 58404.7837
Scenario 3: Aggressive Fuel Sub | SCE | Com | FoodServ | Com - Office (Large) | Energy Efficiency | 7226.6941 | 7613.9546 | 7983.8455 | 8367.5387 | 8869.3797 | 9395.4073 | 9750.9027 | 9982.0623 | 10160.4803 | 10281.3707 | 10468.8819 | 10570.0963 | 10678.5077
Scenario 3: Aggressive Fuel Sub | SCE | Com | FoodServ | Com - Office (Small) | Energy Efficiency | 1676.7331 | 1787.3914 | 1897.5067 | 2009.0201 | 1215.5749 | 9948.7468 | 2310.9504 | 2383.2497 | 2451.1629 | 2507.1023 | 2574.9984 | 2625.2663 | 2674.6216
Scenario 3: Aggressive Fuel Sub | SCE | Com | FoodServ | Com - Other | Energy Efficiency | 59214.9044 | 315154.5597 | 418300.7792 | 454201.1935 | 490393.3391 | 641515.5113 | 723212.2867 | 739666.1534 | 775741.8432 | 817108.2667 | 839086.5373 | 849318.8897 | 860162.4492
Scenario 3: Aggressive Fuel Sub | SCE | Com | FoodServ | Com - Other | Fuel Substitution | 42642.3101 | 50505.6432 | 59039.3415 | 68314.379 | 77553.072 | 88664.895 | 101509.2989 | 116851.8215 | 134030.2671 | 153291.9507 | 173932.4504 | 197083.8868 | 222669.4295
Scenario 3: Aggressive Fuel Sub | SCE | Com | FoodServ | Com - Restaurant | Energy Efficiency | 406100.6087 | 924293.0624 | 1157423.7553 | 1248668.6805 | 1347224.7234 | 1614725.7812 | 1763581.6657 | 1803892.161 | 1889077.0232 | 1977442.9298 | 2026941.109 | 2048158.982 | 2070145.7128
Scenario 3: Aggressive Fuel Sub | SCE | Com | FoodServ | Com - Restaurant | Fuel Substitution | 180410.4029 | 212540.1989 | 247356.4113 | 285150.8776 | 324826.7862 | 368534.4764 | 420843.5575 | 483070.8136 | 553317.4154 | 632188.6689 | 717036.8419 | 812301.6969 | 917776.9449
Scenario 3: Aggressive Fuel Sub | SCE | Com | FoodServ | Com - Retail | Energy Efficiency | 25339.2935 | 27857.7428 | 30028.4905 | 32259.2109 | 34903.3493 | 37448.6893 | 39234.5186 | 40665.775 | 41826.8165 | 42766.4373 | 43870.6475 | 44549.5515 | 45243.914
Scenario 3: Aggressive Fuel Sub | SCE | Com | FoodServ | Com - School | Energy Efficiency | 67197.296 | 124183.0429 | 154234.9833 | 164490.588 | 174318.9427 | 233048.9102 | 267984.5893 | 271204.4094 | 277177.6777 | 283264.4359 | 286716.756 | 288429.9999 | 289218.355
Scenario 3: Aggressive Fuel Sub | SCE | Com | FoodServ | Com - School | Fuel Substitution | 6844.3368 | 8124.1855 | 9521.4607 | 11051.4668 | 12676.8735 | 14473.4671 | 16616.9223 | 19183.582 | 22113.5743 | 25425.3469 | 29019.3172 | 33072.4544 | 37548.5735
Scenario 3: Aggressive Fuel Sub | SCE | Com | HVAC | Com - College | Energy Efficiency | 43071.584 | 47060.2742 | 51973.2467 | 57188.1622 | 61550.3408 | 67909.8978 | 73312.879 | 76801.251 | 80013.8731 | 82554.6836 | 85555.9693 | 91210.553 | 93606.7716
Scenario 3: Aggressive Fuel Sub | SCE | Com | HVAC | Com - College | Fuel Substitution | 26934.9419 | 28768.8134 | 30355.777 | 31748.7919 | 33080.2667 | 0 | 0 | 0 | 0 | 0 | 0 | 0 | 0
Scenario 3: Aggressive Fuel Sub | SCE | Com | HVAC | Com - Grocery | Energy Efficiency | 103246.2247 | 166893.3253 | 195783.3885 | 220628.7266 | 248973.1715 | 280194.8037 | 308668.4855 | 334696.8481 | 358860.4234 | 384267.0925 | 412049.6101 | 437701.6877 | 463902.0674
Scenario 3: Aggressive Fuel Sub | SCE | Com | HVAC | Com - Grocery | Fuel Substitution | 1475973.1853 | 1545168.8936 | 1603164.3321 | 1654779.681 | 1699244.7918 | 69823.8994 | 71330.4903 | 71291.9395 | 70860.0572 | 70134.4632 | 69463.5212 | 68290.6891 | 67121.8749
Scenario 3: Aggressive Fuel Sub | SCE | Com | HVAC | Com - Health | Energy Efficiency | 92678.5318 | 100683.4793 | 188084.4517 | 224455.5777 | 269159.721 | 318228.7104 | 418706.7498 | 443216.2214 | 183159.8588 | 144043.42 | 146035.299 | 149033.0935 | 152556.4395
Scenario 3: Aggressive Fuel Sub | SCE | Com | HVAC | Com - Health | Fuel Substitution | 384334.0181 | 406651.2865 | 425795.7196 | 442775.5604 | 458441.7083 | 57067.5385 | 58900.5325 | 59409.2047 | 59520.9297 | 59325.3372 | 59133.7567 | 58476.7495 | 57773.2367
Scenario 3: Aggressive Fuel Sub | SCE | Com | HVAC | Com - Lodging | Energy Efficiency | 131673.2615 | 149971.8055 | 168672.8407 | 245189.1701 | 298626.7154 | 337415.1208 | 370521.8934 | 399402.932 | 156996.0842 | 78060.856 | 80061.005 | 81518.3745 | 82932.6655
Scenario 3: Aggressive Fuel Sub | SCE | Com | HVAC | Com - Lodging | Fuel Substitution | 225007.8278 | 254906.5151 | 266024.3456 | 275701.1822 | 288621.2351 | 24235.8845 | 24822.0021 | 24858.7671 | 24708.1395 | 24488.4501 | 24283.1731 | 23894.8337 | 23504.5928
Scenario 3: Aggressive Fuel Sub | SCE | Com | HVAC | Com - Office (Large) | Energy Efficiency | 31620.4767 | 33731.3407 | 35617.2385 | 37400.149 | 39541.338 | 41777.829 | 43244.7502 | 44149.3129 | 44803.0363 | 45296.386 | 45960.5257 | 46243.8276 | 46564.9684
Scenario 3: Aggressive Fuel Sub | SCE | Com | HVAC | Com - Office (Large) | Fuel Substitution | 711.7072 | 732.3771 | 747.4948 | 759.1754 | 765.4035 | 0 | 0 | 0 | 0 | 0 | 0 | 0 | 0
Scenario 3: Aggressive Fuel Sub | SCE | Com | HVAC | Com - Office (Small) | Energy Efficiency | 38293.8969 | 42216.6348 | 46071.4552 | 49850.6587 | 10783.4362 | 528447.4917 | 57476.8593 | 60362.0883 | 63067.7479 | 65505.1963 | 68064.0339 | 70083.816 | 72051.3553
Scenario 3: Aggressive Fuel Sub | SCE | Com | HVAC | Com - Office (Small) | Fuel Substitution | 7361.5417 | 7860.677 | 8290.1838 | 8664.2977 | 8756.6644 | 0 | 0 | 0 | 0 | 0 | 0 | 0 | 0
Scenario 3: Aggressive Fuel Sub | SCE | Com | HVAC | Com - Other | Energy Efficiency | 623033.4668 | 704989.2693 | 791236.4236 | 876467.0756 | 971401.0292 | 1074879.2429 | 1170958.3459 | 1244868.9551 | 1261433.3435 | 1334922.2659 | 1413323.7629 | 1480545.3836 | 1550596.1042
Scenario 3: Aggressive Fuel Sub | SCE | Com | HVAC | Com - Other | Fuel Substitution | 1266119.9999 | 1540537.404 | 1612911.3979 | 1677949.34 | 1774959.3829 | 296.5505 | 302.6643 | 302.5395 | 301.125 | 298.7599 | 296.8392 | 292.9139 | 289.0938
Scenario 3: Aggressive Fuel Sub | SCE | Com | HVAC | Com - Restaurant | Energy Efficiency | 24391.7055 | 27216.5035 | 30093.3055 | 33043.3123 | 36440.13 | 39659.3473 | 42184.4255 | 44316.6222 | 46297.9063 | 48037.0962 | 49881.1165 | 51224.034 | 52556.0447
Scenario 3: Aggressive Fuel Sub | SCE | Com | HVAC | Com - Restaurant | Fuel Substitution | 34277.9686 | 36443.4975 | 38269.3507 | 39827.6393 | 41300.417 | 45.6468 | 46.5097 | 46.4144 | 46.1108 | 45.6552 | 45.2617 | 44.5659 | 43.8868
Scenario 3: Aggressive Fuel Sub | SCE | Com | HVAC | Com - Retail | Energy Efficiency | 305883.7165 | 352710.1562 | 496777.2534 | 610919.4355 | 699821.0571 | 789850.5667 | 872117.5873 | 950525.2833 | 332522.5542 | 142246.1699 | 147357.6798 | 150718.7644 | 153890.6212
Scenario 3: Aggressive Fuel Sub | SCE | Com | HVAC | Com - Retail | Fuel Substitution | 90644.393 | 96354.8844 | 101110.9312 | 105106.5468 | 108675.775 | 72645.5101 | 75028.5708 | 75582.2198 | 3833.2308 | 3797.0845 | 3758.9219 | 3685.5851 | 112.7656
Scenario 3: Aggressive Fuel Sub | SCE | Com | HVAC | Com - School | Energy Efficiency | 53224.6803 | 58292.2564 | 63414.3705 | 68234.9915 | 87335.9281 | 89290.1629 | 85394.3522 | 86223.7347 | 89461.2867 | 92585.4583 | 95520.8122 | 98276.7884 | 100410.4982
Scenario 3: Aggressive Fuel Sub | SCE | Com | HVAC | Com - School | Fuel Substitution | 15608.0953 | 16412.3667 | 17071.2228 | 17618.1192 | 37528.8336 | 0 | 0 | 0 | 0 | 0 | 0 | 0 | 0
Scenario 3: Aggressive Fuel Sub | SCE | Com | HVAC | Com - Warehouse | Energy Efficiency | 2872.638 | 3148.8317 | 3406.7438 | 3668.5247 | 4040.8 | 4354.1911 | 4596.7215 | 4783.3323 | 4483.5022 | 4610.5619 | 4745.9499 | 4840.5501 | 4939.776
Scenario 3: Aggressive Fuel Sub | SCE | Com | HVAC | Com - Warehouse | Fuel Substitution | 265935.8665 | 280645.6376 | 293447.9933 | 305084.0556 | 315495.3907 | 29.6124 | 30.3955 | 30.5234 | 0 | 0 | 0 | 0 | 0
Scenario 3: Aggressive Fuel Sub | SCE | Com | Lighting | Com - College | Energy Efficiency | 0 | 17426.4367 | 25395.9432 | 28491.3865 | 31530.9564 | 34898.7583 | 37813.9722 | 40131.9208 | 42333.037 | 44249.3633 | 46442.513 | 49160.9207 | 51706.7276
Scenario 3: Aggressive Fuel Sub | SCE | Com | Lighting | Com - Grocery | Energy Efficiency | 118344.0155 | 131276.913 | 143737.9476 | 156294.9182 | 170071.7948 | 183284.8773 | 193559.1129 | 202145.2097 | 210088.8897 | 216901.4587 | 224943.4781 | 231692.733 | 238146.6206
Scenario 3: Aggressive Fuel Sub | SCE | Com | Lighting | Com - Health | Energy Efficiency | 129557.3866 | 143980.0136 | 158922.6678 | 172214.9225 | 187260.203 | 201358.3015 | 213453.3612 | 221984.4751 | 229907.532 | 235666.4127 | 242108.43 | 249973.7251 | 258347.9189
Scenario 3: Aggressive Fuel Sub | SCE | Com | Lighting | Com - Lodging | Energy Efficiency | 0 | 0 | 0 | 0 | 0 | 0 | 0 | 0 | 0 | 0 | 0 | 0 | 0
Scenario 3: Aggressive Fuel Sub | SCE | Com | Lighting | Com - Office (Large) | Energy Efficiency | 0 | 58827.8195 | 111586.4361 | 123184.2664 | 136033.0674 | 148768.0427 | 159051.8686 | 167709.4395 | 175328.7128 | 181900.182 | 189612.3227 | 196005.7332 | 202144.8315
Scenario 3: Aggressive Fuel Sub | SCE | Com | Lighting | Com - Office (Small) | Energy Efficiency | 0 | 0 | 0 | 0 | 0 | 0 | 0 | 0 | 0 | 0 | 0 | 0 | 0
Scenario 3: Aggressive Fuel Sub | SCE | Com | Lighting | Com - Other | Energy Efficiency | 0 | 0 | 0 | 0 | 0 | 0 | 0 | 0 | 0 | 0 | 0 | 0 | 0
Scenario 3: Aggressive Fuel Sub | SCE | Com | Lighting | Com - Refrig. Warehouse | Energy Efficiency | 8544.2586 | 2784.2606 | 3046.2732 | 3284.7255 | 3550.3292 | 3816.8355 | 4035.5521 | 4202.2623 | 4368.0195 | 4515.6787 | 4679.5104 | 4833.5653 | 4979.4944
Scenario 3: Aggressive Fuel Sub | SCE | Com | Lighting | Com - Restaurant | Energy Efficiency | 76089.6508 | 84684.6513 | 93318.8595 | 101975.1148 | 111343.0674 | 120079.9204 | 126939.041 | 132560.4072 | 137833.7734 | 142427.0672 | 147747.3916 | 152240.5312 | 156508.4859
Scenario 3: Aggressive Fuel Sub | SCE | Com | Lighting | Com - Retail | Energy Efficiency | 479583.5523 | 531941.4968 | 582471.7308 | 633218.8402 | 688416.5846 | 741074.9805 | 782017.7867 | 815520.2102 | 845979.7998 | 872300.0833 | 903138.2646 | 928634.2888 | 953077.1786
Scenario 3: Aggressive Fuel Sub | SCE | Com | Lighting | Com - School | Energy Efficiency | 0 | 0 | 0 | 0 | 0 | 0 | 0 | 0 | 0 | 0 | 0 | 0 | 0
Scenario 3: Aggressive Fuel Sub | SCE | Com | Lighting | Com - Warehouse | Energy Efficiency | 9008.2856 | 10354.8831 | 11711.2782 | 13137.613 | 14739.416 | 35360.2812 | 42075.5286 | 44024.8259 | 10389.5475 | 0 | 0 | 0 | 0
Scenario 3: Aggressive Fuel Sub | SCE | Com | WaterHeat | Com - College | Energy Efficiency | 411.7239 | 524.8369 | 668.4015 | 848.2781 | 1073.6329 | 1359.4396 | 1689.8387 | 2065.3709 | 2516.5385 | 3050.865 | 3723.5966 | 4558.8603 | 5528.3801
Scenario 3: Aggressive Fuel Sub | SCE | Com | WaterHeat | Com - College | Fuel Substitution | 1924573.4319 | 1987308.8565 | 2054030.0187 | 2126090.5897 | 2216234.9198 | 1529427.459 | 1958845.5359 | 2342505.8904 | 2701923.3037 | 2898216.9715 | 3037823.8619 | 3113285.6391 | 3150870.8903
Scenario 3: Aggressive Fuel Sub | SCE | Com | WaterHeat | Com - Grocery | Energy Efficiency | 1691.7559 | 2155.4321 | 2729.8635 | 3448.8582 | 4377.4313 | 5524.411 | 6843.7828 | 8377.3773 | 10222.2713 | 12419.079 | 15184.5935 | 18466.6192 | 22425.3812
Scenario 3: Aggressive Fuel Sub | SCE | Com | WaterHeat | Com - Grocery | Fuel Substitution | 81426.7357 | 83499.7207 | 85936.3672 | 88988.0104 | 92394.805 | 0 | 0 | 0 | 0 | 0 | 0 | 0 | 0
Scenario 3: Aggressive Fuel Sub | SCE | Com | WaterHeat | Com - Health | Energy Efficiency | 2671.3566 | 3419.7148 | 4367.2251 | 5521.4635 | 7023.3544 | 8872.8102 | 11043.5894 | 13513.0014 | 16488.0308 | 19983.2739 | 24337.1709 | 29681.2435 | 36200.0365
Scenario 3: Aggressive Fuel Sub | SCE | Com | WaterHeat | Com - Health | Fuel Substitution | 5036654.7974 | 5207820.2524 | 5396604.2123 | 5606902.2805 | 5822570.0937 | 3864039.1379 | 4977734.9792 | 5995602.7206 | 6917436.4859 | 7462874.5418 | 7856341.4626 | 8080796.7433 | 8206580.6398
Scenario 3: Aggressive Fuel Sub | SCE | Com | WaterHeat | Com - Lodging | Energy Efficiency | 544.1472 | 698.0424 | 891.4791 | 1131.9097 | 1443.2203 | 1830.4231 | 2280.4296 | 2802.2188 | 3430.7075 | 4182.3559 | 5129.0377 | 6257.9405 | 7621.3748
Scenario 3: Aggressive Fuel Sub | SCE | Com | WaterHeat | Com - Lodging | Fuel Substitution | 4955509.6093 | 5116734.026 | 5294096.9466 | 5512224.94 | 5794844.3715 | 3890863.1278 | 5080824.8746 | 6132375.5357 | 7063193.1337 | 7631034.626 | 8044412.4202 | 8280191.8653 | 8408938.0427
Scenario 3: Aggressive Fuel Sub | SCE | Com | WaterHeat | Com - Office (Large) | Energy Efficiency | 1483.0367 | 1902.2356 | 2420.9131 | 3066.3077 | 3899.9693 | 4931.44 | 6111.2582 | 7470.9186 | 9086.582 | 11000.3555 | 13410.397 | 16249.107 | 19666.5216
Scenario 3: Aggressive Fuel Sub | SCE | Com | WaterHeat | Com - Office (Large) | Fuel Substitution | 1241720.4782 | 1274343.1203 | 1333018.9031 | 1402227.7637 | 1490339.7746 | 1145215.839 | 1482354.4315 | 1783374.0923 | 2073331.205 | 2226985.554 | 2334534.7072 | 2388874.6752 | 2410955.3885
Scenario 3: Aggressive Fuel Sub | SCE | Com | WaterHeat | Com - Office (Small) | Energy Efficiency | 328.2769 | 418.7658 | 531.5826 | 671.8327 | 578.1067 | 3062.3953 | 1280.5159 | 1603.7275 | 1986.6577 | 2437.6203 | 2997.8082 | 3658.223 | 4448.8212
Scenario 3: Aggressive Fuel Sub | SCE | Com | WaterHeat | Com - Office (Small) | Fuel Substitution | 318401.4607 | 328013.4766 | 338908.795 | 351402.9534 | 315689.656 | 269933.5324 | 346787.9246 | 414959.7609 | 467196.5062 | 501556.2818 | 525840.0107 | 538545.3755 | 544434.4338
Scenario 3: Aggressive Fuel Sub | SCE | Com | WaterHeat | Com - Other | Energy Efficiency | 21171.8365 | 27080.1891 | 34480.5528 | 43703.4024 | 55539.0538 | 70228.5935 | 87338.8877 | 107027.1758 | 130658.781 | 159119.9308 | 194937.039 | 237590.6562 | 289236.9148
Scenario 3: Aggressive Fuel Sub | SCE | Com | WaterHeat | Com - Other | Fuel Substitution | 24265202.1332 | 25045615.4049 | 25895873.8121 | 26831457.4401 | 27585654.7151 | 18512158.0906 | 23803840.2593 | 28601754.1023 | 33243220.5323 | 35800114.9075 | 37652509.7227 | 38682479.9931 | 39219530.2016
Scenario 3: Aggressive Fuel Sub | SCE | Com | WaterHeat | Com - Refrig. Warehouse | Energy Efficiency | 280.6908 | 142.7789 | 184.5534 | 235.2212 | 300.1215 | 380.5783 | 473.8071 | 580.5267 | 709.631 | 863.6774 | 1055.9831 | 1286.1801 | 1562.9388
Scenario 3: Aggressive Fuel Sub | SCE | Com | WaterHeat | Com - Refrig. Warehouse | Fuel Substitution | 29956.3702 | 30902.5168 | 28788.215 | 33119.9111 | 34918.0185 | 23039.7962 | 29813.6385 | 35968.5297 | 40787.9384 | 44038.7496 | 46369.5884 | 47667.1625 | 48352.5969
Scenario 3: Aggressive Fuel Sub | SCE | Com | WaterHeat | Com - Restaurant | Energy Efficiency | 6305.4799 | 8088.879 | 10322.92 | 13117.4886 | 16720.3713 | 21142.7335 | 26232.5757 | 32123.3461 | 39212.2162 | 47653.9915 | 58257.1727 | 70814.3124 | 85938.3884
Scenario 3: Aggressive Fuel Sub | SCE | Com | WaterHeat | Com - Restaurant | Fuel Substitution | 18008647.9986 | 18604569.9158 | 19341188.4388 | 20438250.8302 | 21679925.2627 | 17245056.7311 | 22099086.0889 | 26443698.5172 | 29822886.7461 | 32103522.4135 | 33768993.8829 | 34709891.6298 | 35217274.9201
Scenario 3: Aggressive Fuel Sub | SCE | Com | WaterHeat | Com - Retail | Energy Efficiency | 1284.0475 | 1658.1968 | 2097.5138 | 2646.0076 | 3354.1516 | 4225.9502 | 5222.4296 | 6370.819 | 7712.2493 | 9344.973 | 11392.0215 | 13806.8295 | 16705.2934
Scenario 3: Aggressive Fuel Sub | SCE | Com | WaterHeat | Com - Retail | Fuel Substitution | 704515.0008 | 726959.0278 | 735341.5854 | 760243.4718 | 779514.2096 | 610707.0598 | 784859.3235 | 942239.1628 | 1104704.8024 | 1188113.5022 | 1248362.2397 | 1281430.1219 | 1298222.6875
Scenario 3: Aggressive Fuel Sub | SCE | Com | WaterHeat | Com - School | Energy Efficiency | 1381.3014 | 1774.9623 | 2266.0365 | 2873.9755 | 3646.7696 | 4604.5051 | 5697.4286 | 6954.5119 | 8467.5339 | 10271.9631 | 12525.4384 | 15212.3802 | 18422.1282
Scenario 3: Aggressive Fuel Sub | SCE | Com | WaterHeat | Com - School | Fuel Substitution | 3345959.7375 | 3445162.5057 | 3615504.8025 | 3817855.7573 | 3841027.7231 | 2783759.7972 | 3610244.7071 | 4339269.2582 | 5178154.726 | 5547180.36 | 5806966.1926 | 5940263.5668 | 5998219.9747
Scenario 3: Aggressive Fuel Sub | SCE | Com | WaterHeat | Com - Warehouse | Energy Efficiency | 260.7058 | 331.9756 | 420.2029 | 530.6964 | 673.6634 | 849.0906 | 1050.2268 | 1333.269 | 1559.3447 | 1889.534 | 2303.436 | 2791.495 | 3379.9143
Scenario 3: Aggressive Fuel Sub | SCE | Com | WaterHeat | Com - Warehouse | Fuel Substitution | 74506.8047 | 76865.8124 | 78080.0784 | 80907.9792 | 83768.2836 | 48573.5479 | 62295.2719 | 74720.9936 | 87343.4338 | 93911.3063 | 98644.4014 | 101237.2191 | 102572.0229
Scenario 3: Aggressive Fuel Sub | SCE | Com | WholeBlg | Com - College | Energy Efficiency | 448428.0735 | 482547.364 | 520481.715 | 561949.1258 | 614229.9151 | 673630.3856 | 725958.3744 | 760197.8084 | 794945.537 | 831655.6335 | 863776.7487 | 882254.9967 | 900513.7822
Scenario 3: Aggressive Fuel Sub | SCE | Com | WholeBlg | Com - Grocery | Energy Efficiency | 1537577.7051 | 1655988.5048 | 1789705.8705 | 1933486.2057 | 2116198.5307 | 2322488.9545 | 2494737.5872 | 2608937.4623 | 2726618.5985 | 2844701.018 | 2954600.3677 | 3016182.2776 | 2996948.6572
Scenario 3: Aggressive Fuel Sub | SCE | Com | WholeBlg | Com - Health | Energy Efficiency | 1466040.3578 | 1584895.6558 | 1717027.7615 | 1860402.4904 | 2041245.6394 | 2244968.2721 | 2424012.4173 | 2543077.2358 | 2664591.2214 | 2790144.378 | 2904577.8188 | 2970954.5682 | 3034980.5207
Scenario 3: Aggressive Fuel Sub | SCE | Com | WholeBlg | Com - Lodging | Energy Efficiency | 693485.2154 | 747415.3732 | 806414.6879 | 871615.0282 | 953954.1866 | 1046791.7825 | 1127935.9439 | 1181364.3753 | 1235582.8987 | 1292143.7048 | 1343136.7541 | 1371453.721 | 1392737.7002
Scenario 3: Aggressive Fuel Sub | SCE | Com | WholeBlg | Com - Office (Large) | Energy Efficiency | 2917755.2794 | 3118882.3104 | 3340736.762 | 3577415.5147 | 3879729.5999 | 4218898.7408 | 4507075.0943 | 4678176.4033 | 4848935.2589 | 5024166.0316 | 5174089.2355 | 5237241.7571 | 5363632.9892
Scenario 3: Aggressive Fuel Sub | SCE | Com | WholeBlg | Com - Office (Small) | Energy Efficiency | 512221.5634 | 549000.138 | 590007.0622 | 634043.4436 | 690063.9208 | 752983.1903 | 806165.7702 | 839139.4074 | 872469.7979 | 907164.7661 | 937141.7548 | 951558.077 | 965079.2832
Scenario 3: Aggressive Fuel Sub | SCE | Com | WholeBlg | Com - Other | Energy Efficiency | 2228671.4488 | 2391776.3317 | 2570960.0119 | 2767523.0224 | 3016647.7425 | 3297007.9842 | 3541717.054 | 3696586.6305 | 3852864.6112 | 4014588.5908 | 4158155.6774 | 4231900.4309 | 4349051.9146
Scenario 3: Aggressive Fuel Sub | SCE | Com | WholeBlg | Com - Refrig. Warehouse | Energy Efficiency | 171484.4088 | 187172.4432 | 204714.4395 | 224334.7559 | 248746.0156 | 275865.3524 | 298963.029 | 315628.163 | 333002.8602 | 350339.168 | 367283.6947 | 378227.2356 | 374316.6212
Scenario 3: Aggressive Fuel Sub | SCE | Com | WholeBlg | Com - Restaurant | Energy Efficiency | 1409740.3806 | 1542400.9766 | 1691224.0481 | 1857391.2846 | 2065528.2901 | 2298265.9683 | 2505922.9845 | 2667696.079 | 2837737.1502 | 3013520.4636 | 3189351.6032 | 3323967.8153 | 3405586.7789
Scenario 3: Aggressive Fuel Sub | SCE | Com | WholeBlg | Com - Retail | Energy Efficiency | 2237253.4151 | 2456470.0916 | 2697822.3664 | 2967678.9792 | 3309328.9875 | 3697381.0936 | 4061687.2292 | 4367127.8489 | 4687202.9486 | 5028372.854 | 5380287.6413 | 5681922.2692 | 6037658.5185
Scenario 3: Aggressive Fuel Sub | SCE | Com | WholeBlg | Com - School | Energy Efficiency | 538758.7122 | 577242.5901 | 619486.438 | 665759.0094 | 724385.3073 | 790255.0785 | 847215.1454 | 882544.412 | 917775.3509 | 954224.6963 | 985459.9806 | 999962.859 | 1021696.0516
Scenario 3: Aggressive Fuel Sub | SCE | Com | WholeBlg | Com - Warehouse | Energy Efficiency | 1001836.8341 | 1093098.6345 | 1193903.9261 | 1309188.606 | 1457026.662 | 1622922.9958 | 1774187.7036 | 1893266.6734 | 2016324.4437 | 2148545.2578 | 2280152.1536 | 2383199.8919 | 2505080.8126
Scenario 3: Aggressive Fuel Sub | SCE | Ind | WholeBlg | Ind - All Other Industrial | Energy Efficiency | 333547.744 | 347748.0019 | 368895.6999 | 390095.2454 | 417958.082 | 451075.9096 | 477391.924 | 488792.3838 | 499330.811 | 509282.1426 | 517163.4502 | 516000.646 | 515417.3881
Scenario 3: Aggressive Fuel Sub | SCE | Ind | WholeBlg | Ind - Chemicals | Energy Efficiency | 1009961.3985 | 1061876.9573 | 1135721.3965 | 1210201.3537 | 1306131.2353 | 1418632.5442 | 1509584.9036 | 1552614.9006 | 1593546.72 | 1632733.2869 | 1665101.0428 | 1667681.0668 | 1671537.28
Scenario 3: Aggressive Fuel Sub | SCE | Ind | WholeBlg | Ind - Electronics | Energy Efficiency | 496527.1762 | 518750.3674 | 551744.71 | 585089.5231 | 628664.0471 | 680564.1502 | 722554.5229 | 742182.5295 | 760558.1108 | 778002.4303 | 792198.8878 | 792394.0825 | 793348.9517
Scenario 3: Aggressive Fuel Sub | SCE | Ind | WholeBlg | Ind - Fabricated Metals | Energy Efficiency | 686089.498 | 720996.863 | 771648.5282 | 820808.5706 | 883477.5171 | 956630.9718 | 1015091.1666 | 1041547.3996 | 1066105.2652 | 1089369.7203 | 1107807.8677 | 1106233.0684 | 1105324.7401
Scenario 3: Aggressive Fuel Sub | SCE | Ind | WholeBlg | Ind - Food | Energy Efficiency | 1428160.9805 | 1484861.4366 | 1571446.8864 | 1658104.0958 | 1772741.518 | 1909665.034 | 2017911.8641 | 2062558.9075 | 2103421.1118 | 2141501.5229 | 2170428.8144 | 2160865.4142 | 2153530.1735
Scenario 3: Aggressive Fuel Sub | SCE | Ind | WholeBlg | Ind - Industrial Machinery | Energy Efficiency | 214606.3157 | 225677.8813 | 241794.6551 | 257244.6535 | 276662.2643 | 299345.7458 | 317698.8229 | 326094.6306 | 333962.9222 | 341463.0264 | 347406.8842 | 347049.8936 | 346886.0717
Scenario 3: Aggressive Fuel Sub | SCE | Ind | WholeBlg | Ind - Lumber & Furniture | Energy Efficiency | 118223.4497 | 123193.1141 | 130689.5139 | 138215.5349 | 148133.965 | 159838.3528 | 169012.3149 | 172894.7052 | 176465.3063 | 179811.7325 | 182412.5287 | 181783.6263 | 181329.255
Scenario 3: Aggressive Fuel Sub | SCE | Ind | WholeBlg | Ind - Paper | Energy Efficiency | 462919.2213 | 473949.3454 | 495038.7167 | 516940.2712 | 547578.9112 | 584261.3618 | 612400.092 | 621844.2506 | 631080.5585 | 640427.9078 | 647742.5816 | 644073.2787 | 641467.0088
Scenario 3: Aggressive Fuel Sub | SCE | Ind | WholeBlg | Ind - Petroleum | Energy Efficiency | 1772537.5069 | 1842402.3949 | 1949776.192 | 2057766.5649 | 2200655.2152 | 2371361.3175 | 2505944.1767 | 2561995.836 | 2613323.1535 | 2660979.5191 | 2697152.4494 | 2685634.36 | 2677021.2447
Scenario 3: Aggressive Fuel Sub | SCE | Ind | WholeBlg | Ind - Plastics | Energy Efficiency | 813876.6916 | 848673.2031 | 900800.5777 | 953206.4331 | 1021972.3622 | 1103708.6789 | 1168456.5941 | 1196272.4309 | 1221994.9853 | 1246070.7621 | 1264815.9455 | 1261132.4131 | 1258703.2374
Scenario 3: Aggressive Fuel Sub | SCE | Ind | WholeBlg | Ind - Primary Metals | Energy Efficiency | 386184.3554 | 407643.9643 | 438664.9254 | 469829.4289 | 508983.4295 | 554913.7953 | 593549.7061 | 614029.3916 | 633690.7439 | 652749.9044 | 668926.2735 | 673025.7014 | 677546.7336
Scenario 3: Aggressive Fuel Sub | SCE | Ind | WholeBlg | Ind - Printing & Publishing | Energy Efficiency | 136728.0305 | 142161.9709 | 150505.2817 | 158884.0664 | 169916.3567 | 182985.3511 | 193295.8203 | 197553.1324 | 201520.0341 | 205259.4777 | 208114.9275 | 207261.9361 | 206606.7743
Scenario 3: Aggressive Fuel Sub | SCE | Ind | WholeBlg | Ind - Stone-Glass-Clay | Energy Efficiency | 692353.8548 | 731396.2773 | 784747.8228 | 838074.0963 | 906121.2695 | 985828.7713 | 1050705.2053 | 1083129.1296 | 1113629.4621 | 1142980.4462 | 1167884.6516 | 1172370.9785 | 1177770.5814
Scenario 3: Aggressive Fuel Sub | SCE | Ind | WholeBlg | Ind - Textiles | Energy Efficiency | 96907.5795 | 100926.8689 | 106974.1925 | 112865.343 | 120599.8383 | 129745.7734 | 136922.6476 | 139722.9087 | 142288.6369 | 144702.3938 | 146506.7233 | 145737.5763 | 145140.1994
Scenario 3: Aggressive Fuel Sub | SCE | Ind | WholeBlg | Ind - Transportation Equipment | Energy Efficiency | 816218.168 | 854408.8727 | 915918.7668 | 973581.9677 | 1045565.1243 | 1129381.3555 | 1198796.7986 | 1231128.9343 | 1262725.9341 | 1293585.4445 | 1318248.6475 | 1318204.7565 | 1318120.7862
Scenario 3: Aggressive Fuel Sub | SCE | Res | AppPlug | Res - Multi Family | Energy Efficiency | 0 | 0 | 0 | 0 | 0 | 0 | 0 | 0 | 0 | 0 | 0 | 0 | 0
Scenario 3: Aggressive Fuel Sub | SCE | Res | AppPlug | Res - Multi Family | Fuel Substitution | 52804.4093 | 60630.4421 | 69366.8716 | 79134.7748 | 89860.9053 | 0 | 0 | 0 | 0 | 0 | 0 | 0 | 0
Scenario 3: Aggressive Fuel Sub | SCE | Res | AppPlug | Res - Single Family | Energy Efficiency | 0 | 0 | 0 | 0 | 0 | 0 | 0 | 0 | 0 | 0 | 0 | 0 | 0
Scenario 3: Aggressive Fuel Sub | SCE | Res | AppPlug | Res - Single Family | Fuel Substitution | 340262.9745 | 393726.3704 | 453694.7176 | 521090.405 | 595422.3988 | 0 | 0 | 0 | 0 | 0 | 0 | 0 | 0
Scenario 3: Aggressive Fuel Sub | SCE | Res | BROs | Income Qualified - Multi Family IQ | Energy Efficiency | 1282170.9457 | 1485208.5262 | 1698204.9614 | 1710330.191 | 1679392.9853 | 2174060.9104 | 2547808.3798 | 2708721.7657 | 2925704.1671 | 2898053.2066 | 3153770.9542 | 3375911.5107 | 3613508.7712
Scenario 3: Aggressive Fuel Sub | SCE | Res | BROs | Income Qualified - Single Family IQ | Energy Efficiency | 4370304.5495 | 5028069.1813 | 5709608.7518 | 5730485.5691 | 5607546.8324 | 7235664.0034 | 8456441.4052 | 8963920.2604 | 9654067.6873 | 9528906.1978 | 10334142.4352 | 11025422.5112 | 11763667.7649
Scenario 3: Aggressive Fuel Sub | SCE | Res | BROs | Res - Multi Family | Energy Efficiency | 9518327.4992 | 10953756.094 | 12441805.5853 | 12489117.492 | 12223025.0967 | 15774204.7174 | 18437936.5586 | 19547106.9219 | 21054938.798 | 20785329.2791 | 22545358.7251 | 24057213.3944 | 25671944.0172
Scenario 3: Aggressive Fuel Sub | SCE | Res | BROs | Res - Single Family | Energy Efficiency | 2275771.2887 | 2636746.5765 | 3015581.526 | 3037425.5974 | 2982768.5295 | 3861688.324 | 4525867.5143 | 4812073.7813 | 5197918.3735 | 5149282.9352 | 5604149.8987 | 5999397.904 | 6422154.0919
Scenario 3: Aggressive Fuel Sub | SCE | Res | BldgEnv | Res - Single Family | Energy Efficiency | 19489.7803 | 23802.8515 | 26881.518 | 28913.7401 | 31437.623 | 33484.0113 | 34899.7685 | 35953.628 | 2742.6107 | 0 | 0 | 0 | 0
Scenario 3: Aggressive Fuel Sub | SCE | Res | HVAC | Res - Multi Family | Energy Efficiency | 451233.7826 | 476834.9768 | 445884.0187 | 376199.3135 | 334923.9 | 325402.4071 | 310922.8029 | 290973.8051 | 275852.7877 | 264802.3473 | 260452.9876 | 257735.3236 | 256606.191
Scenario 3: Aggressive Fuel Sub | SCE | Res | HVAC | Res - Multi Family | Fuel Substitution | 356.9927 | 376.9222 | 394.4434 | 426.0369 | 535.6735 | 5.391 | 5.8599 | 6.2026 | 5.5466 | 5.6934 | 5.8151 | 5.8867 | 5.9394
Scenario 3: Aggressive Fuel Sub | SCE | Res | HVAC | Res - Single Family | Energy Efficiency | 15017166.2556 | 14093321.4729 | 12872172.9331 | 11238030.5213 | 9959447.1569 | 9204569.5285 | 8214213.1783 | 7165295.7784 | 3921047.717 | 2707555.9886 | 2106026.2715 | 1599401.9832 | 1199150.3072
Scenario 3: Aggressive Fuel Sub | SCE | Res | HVAC | Res - Single Family | Fuel Substitution | 6741.8362 | 7273.2593 | 7730.1757 | 8753.5799 | 9307.8386 | 120.8926 | 133.4924 | 137.3048 | 58.1472 | 59.7752 | 61.1224 | 61.9063 | 62.4709
Scenario 3: Aggressive Fuel Sub | SCE | Res | WaterHeat | Res - Multi Family | Energy Efficiency | 171652.0092 | 190089.4795 | 211711.8954 | 231929.0734 | 254515.3675 | 277439.8383 | 299186.6805 | 318552.387 | 337905.0179 | 356685.2578 | 378145.5715 | 405055.5612 | 436446.9407
Scenario 3: Aggressive Fuel Sub | SCE | Res | WaterHeat | Res - Multi Family | Fuel Substitution | 30951699.9495 | 32963418.1247 | 35329702.8525 | 38158167.086 | 40965389.8472 | 1570908.2536 | 1941273.3671 | 2322230.1997 | 2622303.8878 | 2830718.9647 | 2987095.6471 | 3082817.7921 | 3143503.3611
Scenario 3: Aggressive Fuel Sub | SCE | Res | WaterHeat | Res - Single Family | Energy Efficiency | 150897.35 | 179172.0827 | 203664.95 | 224453.9112 | 249042.7208 | 274562.3425 | 296592.8871 | 315936.1611 | 335355.6767 | 354334.3556 | 376866.2871 | 400375.6309 | 424327.971
Scenario 3: Aggressive Fuel Sub | SCE | Res | WaterHeat | Res - Single Family | Fuel Substitution | 18865086.2223 | 19407310.4424 | 19889509.8922 | 20593978.5735 | 21502193.7138 | 11229383.3728 | 13762167.2708 | 16415324.0788 | 18493162.5015 | 19931820.6907 | 21014177.9767 | 21678734.3437 | 22103720.6709
Scenario 3: Aggressive Fuel Sub | SCE | Res | WholeBlg | Res - Multi Family | Energy Efficiency | 0 | 0 | 0 | 0 | 190073.6615 | 185237.8654 | 178151.4345 | 168994.0945 | 159390.5836 | 148989.4002 | 141546.1526 | 135737.817 | 129703.7712
Scenario 3: Aggressive Fuel Sub | SCE | Res | WholeBlg | Res - Single Family | Energy Efficiency | 0 | 0 | 654857.254 | 692195.4518 | 709124.4351 | 695809.1293 | 660916.7933 | 617119.9902 | 575466.1475 | 533501.0635 | 500451.5618 | 472854.4606 | 445532.2005
Scenario 3: Aggressive Fuel Sub | SCG | Ag | WholeBlg | Ag - Dairies, fishing, hunting | Energy Efficiency | 149234.7549 | 157043.3111 | 165288.5329 | 174013.9543 | 183255.4356 | 193051.0862 | 203442.3798 | 214472.8394 | 226185.4425 | 238627.8523 | 251850.0035 | 265908.5926 | 280864.6776
Scenario 3: Aggressive Fuel Sub | SCG | Ag | WholeBlg | Ag - Irrigated Agriculture, vineyards, forestry and greenhouses | Energy Efficiency | 640210.928 | 673709.3112 | 709080.9719 | 746512.6689 | 786158.2417 | 828181.1775 | 872759.3975 | 920079.6131 | 970326.196 | 1023703.6196 | 1080426.1015 | 1140736.8676 | 1204897.8537
Scenario 3: Aggressive Fuel Sub | SCG | Ag | WholeBlg | Ag - Water pumping | Energy Efficiency | 210265.5399 | 221267.4696 | 232884.643 | 245178.3975 | 258199.2589 | 272000.9216 | 286641.8205 | 302183.2776 | 318685.8464 | 336216.6824 | 354846.1415 | 374654.1068 | 395726.6061
Scenario 3: Aggressive Fuel Sub | SCG | Com | AppPlug | Com - College | Energy Efficiency | 0 | 0 | 0 | 0 | 0 | 0 | 0 | 0 | 0 | 0 | 0 | 0 | 34047.5332
Scenario 3: Aggressive Fuel Sub | SCG | Com | AppPlug | Com - Health | Energy Efficiency | 6423588.765 | 7590964.2467 | 8800768.1312 | 9660236.0718 | 10622662.7242 | 11539004.1339 | 12522131.9605 | 13337886.4576 | 14053097.3658 | 14546205.5572 | 14866096.7 | 15313068.9834 | 15679503.8281
Scenario 3: Aggressive Fuel Sub | SCG | Com | AppPlug | Com - Lodging | Energy Efficiency | 5290410.4854 | 6204764.752 | 7175253.1358 | 7782936.3093 | 8443873.9548 | 9124169.0472 | 9800582.7727 | 10451596.6296 | 11036764.7454 | 11555075.6354 | 12024796.8698 | 12416550.4085 | 12736006.9329
Scenario 3: Aggressive Fuel Sub | SCG | Com | AppPlug | Com - Other | Energy Efficiency | 99352.5923 | 109830.3162 | 118441.7848 | 124607.5916 | 90661.5087 | 171884.3309 | 128225.404 | 125872.8801 | 122517.7633 | 119596.6356 | 117522.3864 | 116397.3503 | 116893.9534
Scenario 3: Aggressive Fuel Sub | SCG | Com | BldgEnv | Com - College | Energy Efficiency | 43069.3575 | 45129.3819 | 45750.6539 | 44619.6793 | 41818.1509 | 37808.0422 | 32902.3639 | 27458.6196 | 21940.1686 | 16610.4348 | 11743.0483 | 7651.4724 | 7368.4181
Scenario 3: Aggressive Fuel Sub | SCG | Com | BldgEnv | Com - Grocery | Energy Efficiency | 34145.9942 | 24023.5349 | 13058.7306 | 5345.4678 | 5939.0812 | 6581.3115 | 7229.8868 | 7962.1498 | 8696.1416 | 9435.7421 | 10246.4794 | 11069.5377 | 11950.3708
Scenario 3: Aggressive Fuel Sub | SCG | Com | BldgEnv | Com - Health | Energy Efficiency | 43257.5317 | 40962.3467 | 36897.1073 | 31301.1332 | 25060.937 | 18539.9461 | 12415.5943 | 8821.6606 | 9525.3659 | 10066.6391 | 10560.4398 | 11604.6156 | 12812.0739
Scenario 3: Aggressive Fuel Sub | SCG | Com | BldgEnv | Com - Lodging | Energy Efficiency | 680.9039 | 867.7196 | 1103.5464 | 2421.923 | 3068.2427 | 3876.8117 | 4883.3755 | 6128.847 | 7658.0636 | 9518.2609 | 11755.0108 | 14405.9787 | 17492.3295
Scenario 3: Aggressive Fuel Sub | SCG | Com | BldgEnv | Com - Office (Large) | Energy Efficiency | 17449.8311 | 19017.7719 | 20535.855 | 22148.0965 | 23944.8971 | 25841.9228 | 27668.0395 | 29564.8832 | 31280.1794 | 32962.6971 | 34823.0385 | 36615.367 | 38533.1888
Scenario 3: Aggressive Fuel Sub | SCG | Com | BldgEnv | Com - Office (Small) | Energy Efficiency | 9487.8083 | 7183.6835 | 4755.9804 | 3394.8903 | 210.5967 | 36338.7541 | 4100.9973 | 4450.0436 | 4809.7919 | 5178.0443 | 5569.2444 | 5972.1951 | 6399.7301
Scenario 3: Aggressive Fuel Sub | SCG | Com | BldgEnv | Com - Other | Energy Efficiency | 101362.3938 | 96031.3608 | 86595.9491 | 124415.3747 | 81566.5672 | 84848.6481 | 39879.6754 | 23000.8978 | 25071.8876 | 27380.2494 | 29868.0132 | 32439.4524 | 35253.8681
Scenario 3: Aggressive Fuel Sub | SCG | Com | BldgEnv | Com - Refrig. Warehouse | Energy Efficiency | 5387.1065 | 553.2594 | 867.4047 | 7663.2733 | 2983.5535 | 3535.9841 | 4156.3653 | 4822.7816 | 5529.9039 | 6240.2235 | 6914.0417 | 7525.4437 | 8016.3705
Scenario 3: Aggressive Fuel Sub | SCG | Com | BldgEnv | Com - Restaurant | Energy Efficiency | 5750.2069 | 6451.0748 | 7208.0307 | 8033.8605 | 8948.7288 | 9846.445 | 10759.0178 | 11763.0999 | 12813.9874 | 13892.4702 | 15053.104 | 16249.3317 | 17537.0477
Scenario 3: Aggressive Fuel Sub | SCG | Com | BldgEnv | Com - Retail | Energy Efficiency | 329889.2501 | 296055.5193 | 248092.1864 | 35497.7561 | 123609.1743 | 146321.4474 | 48082.0827 | 52903.9617 | 57713.799 | 62695.4973 | 68100.4399 | 73611.4912 | 79535.3758
Scenario 3: Aggressive Fuel Sub | SCG | Com | BldgEnv | Com - School | Energy Efficiency | 3828.3442 | 4203.1788 | 4607.7369 | 5019.5436 | 5378.4396 | 5813.9388 | 6215.101 | 6632.5179 | 7087.9218 | 7585.9118 | 8080.0116 | 8645.0262 | 9189.7065
Scenario 3: Aggressive Fuel Sub | SCG | Com | BldgEnv | Com - Warehouse | Energy Efficiency | 46171.4679 | 55439.638 | 65337.4818 | 126258.3419 | 143564.0677 | 159511.452 | 172874.7644 | 182638.606 | 187722.8157 | 187739.0981 | 182743.0287 | 173145.2636 | 160103.3335
Scenario 3: Aggressive Fuel Sub | SCG | Com | FoodServ | Com - College | Energy Efficiency | 246533.2979 | 271412.009 | 298158.6365 | 326095.984 | 352568.7177 | 382271.6564 | 428967.7497 | 465146.8124 | 497504.1059 | 529623.6008 | 563883.477 | 606071.6044 | 644031.8777
Scenario 3: Aggressive Fuel Sub | SCG | Com | FoodServ | Com - Grocery | Energy Efficiency | 1832958.9179 | 2032354.0724 | 2232019.9345 | 2441889.4605 | 2662141.4333 | 2891335.1521 | 3492777.9682 | 3931426.3897 | 4252781.5573 | 4586101.5519 | 4943109.7928 | 5315959.8184 | 5713201.1925
Scenario 3: Aggressive Fuel Sub | SCG | Com | FoodServ | Com - Health | Energy Efficiency | 650421.7336 | 722931.549 | 800054.3978 | 871471.8746 | 950740.0484 | 1029478.1287 | 1197317.2976 | 1316390.9691 | 1414229.4652 | 1507454.6945 | 1601530.5056 | 1724748.7529 | 1859996.2989
Scenario 3: Aggressive Fuel Sub | SCG | Com | FoodServ | Com - Lodging | Energy Efficiency | 561745.8531 | 623373.3604 | 687910.9302 | 753389.6599 | 823250.0879 | 896397.203 | 1064182.5757 | 1193309.1093 | 1290541.6748 | 1391653.4075 | 1499406.8578 | 1612620.8224 | 1732175.0515
Scenario 3: Aggressive Fuel Sub | SCG | Com | FoodServ | Com - Other | Energy Efficiency | 2931817.5541 | 3280810.569 | 3645357.6118 | 4024154.0203 | 3203548.987 | 6122196.2145 | 5385475.0236 | 5899228.2961 | 6388046.5362 | 6913189.3679 | 7471994.8425 | 8058586.8069 | 8684035.2112
Scenario 3: Aggressive Fuel Sub | SCG | Com | FoodServ | Com - Restaurant | Energy Efficiency | 8812924.2546 | 9834376.7394 | 10901530.8343 | 12030672.6734 | 13234162.8354 | 14454386.1362 | 17133950.5137 | 19264071.5988 | 20948283.8923 | 22712997.3504 | 24596120.5127 | 26579106.8039 | 28685166.451
Scenario 3: Aggressive Fuel Sub | SCG | Com | FoodServ | Com - Retail | Energy Efficiency | 4639.8925 | 5422.53 | 6246.227 | 7200.8242 | 0 | 20087.2374 | 10786.8012 | 12274.9602 | 13835.9082 | 15515.9847 | 17383.8971 | 19362.6806 | 21536.2523
Scenario 3: Aggressive Fuel Sub | SCG | Com | FoodServ | Com - School | Energy Efficiency | 685558.3359 | 752580.6352 | 822295.9939 | 893254.2185 | 961184.4665 | 1035680.6443 | 1140993.6307 | 1235051.1412 | 1319274.1039 | 1408905.8615 | 1500764.4897 | 1600805.1026 | 1702447.9084
Scenario 3: Aggressive Fuel Sub | SCG | Com | HVAC | Com - College | Energy Efficiency | 165896.5746 | 172386.9609 | 181665.9727 | 192384.7834 | 254244.1172 | 153487.8894 | 177768.4597 | 189547.2548 | 201801.7516 | 199937.8755 | 225992.1629 | 248929.0136 | 263971.4986
Scenario 3: Aggressive Fuel Sub | SCG | Com | HVAC | Com - Grocery | Energy Efficiency | 101998.9819 | 110099.7334 | 117407.8446 | 125825.719 | 135250.8664 | 145451.7667 | 155477.8266 | 167123.6551 | 178577.2756 | 190001.2525 | 202809.4568 | 215792.3103 | 229909.8539
Scenario 3: Aggressive Fuel Sub | SCG | Com | HVAC | Com - Health | Energy Efficiency | 1388243.7989 | 1495442.5881 | 1589537.3149 | 1644918.7535 | 1685912.6585 | 1564720.3686 | 1557313.3915 | 1516276.7453 | 1458334.4115 | 1377572.6374 | 1287683.4114 | 1231080.2402 | 1186366.9698
Scenario 3: Aggressive Fuel Sub | SCG | Com | HVAC | Com - Lodging | Energy Efficiency | 704252.0502 | 750606.047 | 786626.3416 | 808008.7132 | 816958.4958 | 758145.4584 | 738899.6261 | 709263.8455 | 291339.7361 | 307661.5366 | 325733.4071 | 344524.045 | 490451.4389
Scenario 3: Aggressive Fuel Sub | SCG | Com | HVAC | Com - Office (Large) | Energy Efficiency | 828454.8352 | 844598.0859 | 859244.9819 | 876716.8539 | 899223.1365 | 1890.2272 | 1965.6337 | 2047.0936 | 2116.6763 | 2185.7421 | 2268.8224 | 2348.9164 | 2439.1669
Scenario 3: Aggressive Fuel Sub | SCG | Com | HVAC | Com - Office (Small) | Energy Efficiency | 400429.2756 | 414178.1072 | 427877.2438 | 442579.2238 | 202847.7688 | 747136.1703 | 77829.6992 | 82322.0624 | 86994.1993 | 91810.3209 | 97039.2517 | 102476.6271 | 108350.2603
Scenario 3: Aggressive Fuel Sub | SCG | Com | HVAC | Com - Other | Energy Efficiency | 1852301.7138 | 1994584.171 | 2149390.6355 | 2311047.6118 | 108201.2119 | 5168064.0724 | 2876253.8808 | 3086031.8455 | 3288956.2302 | 3521505.4593 | 3775208.3478 | 4037677.3837 | 4329529.2644
Scenario 3: Aggressive Fuel Sub | SCG | Com | HVAC | Com - Restaurant | Energy Efficiency | 6491777.1362 | 6821118.8664 | 7099217.0646 | 7355263.8044 | 7614679.787 | 7858732.7095 | 8108014.6415 | 8391209.5715 | 8698789.5216 | 9028476.0635 | 9396909.1235 | 9793871.1179 | 10234663.0454
Scenario 3: Aggressive Fuel Sub | SCG | Com | HVAC | Com - Retail | Energy Efficiency | 247807.7213 | 260118.4223 | 271601.2892 | 284851.035 | 101931.7265 | 304620.8097 | 153797.1336 | 164927.0064 | 175841.7759 | 187179.5149 | 199724.4277 | 212525.5986 | 226503.5037
Scenario 3: Aggressive Fuel Sub | SCG | Com | HVAC | Com - School | Energy Efficiency | 940790.467 | 974643.1555 | 1013777.0743 | 1053683.8086 | 1083994.0089 | 782895.9779 | 813079.646 | 845885.9117 | 884081.6674 | 927996.3143 | 971595.2373 | 1024247.257 | 1074600.4067
Scenario 3: Aggressive Fuel Sub | SCG | Com | HVAC | Com - Warehouse | Energy Efficiency | 45.2438 | 50.4189 | 55.0105 | 60.671 | 67.6701 | 74.6828 | 81.5475 | 89.2024 | 96.5745 | 104.4285 | 113.0153 | 121.5439 | 131.357
Scenario 3: Aggressive Fuel Sub | SCG | Com | WaterHeat | Com - College | Energy Efficiency | 747239.6087 | 768548.7975 | 804649.2385 | 846411.2931 | 882835.5531 | 3334.1321 | 2543.8357 | 2028.422 | 1396.6192 | 1481.6898 | 1573.5539 | 1680.4979 | 1786.1043
Scenario 3: Aggressive Fuel Sub | SCG | Com | WaterHeat | Com - Grocery | Energy Efficiency | 325452.862 | 183907.7995 | 100424.3485 | 102704.6012 | 108290.7681 | 28720.7778 | 30524.8821 | 32486.7078 | 34552.3533 | 36731.9034 | 39083.4429 | 41575.6892 | 44251.4314
Scenario 3: Aggressive Fuel Sub | SCG | Com | WaterHeat | Com - Health | Energy Efficiency | 7848318.2873 | 6572094.0503 | 5353337.7161 | 4373535.5299 | 3725595.208 | 874959.9683 | 483812.9145 | 200569.5246 | 5019.8041 | 5322.2327 | 5638.6489 | 6023.5372 | 6445.0936
Scenario 3: Aggressive Fuel Sub | SCG | Com | WaterHeat | Com - Lodging | Energy Efficiency | 8434800.2918 | 8500338.693 | 8600518.0058 | 8745957.8362 | 9001565.2494 | 73433.8202 | 3770.4681 | 4016.5156 | 4274.552 | 4547.7335 | 4841.8358 | 5155.238 | 5490.4806
Scenario 3: Aggressive Fuel Sub | SCG | Com | WaterHeat | Com - Office (Large) | Energy Efficiency | 1611510.015 | 1658748.278 | 1702635.8833 | 1754396.0081 | 1818470.2492 | 0 | 0 | 0 | 0 | 0 | 0 | 0 | 0
Scenario 3: Aggressive Fuel Sub | SCG | Com | WaterHeat | Com - Office (Small) | Energy Efficiency | 96623.7204 | 100889.9275 | 105354.1789 | 110208.822 | 64861.7939 | 0 | 0 | 0 | 0 | 0 | 0 | 0 | 0
Scenario 3: Aggressive Fuel Sub | SCG | Com | WaterHeat | Com - Other | Energy Efficiency | 6822923.9444 | 7097784.597 | 7456054.4425 | 7841589.1291 | 5404551.6972 | 106377.4995 | 96311.4811 | 101872.2685 | 108492.465 | 115673.1493 | 123397.8775 | 131627.6522 | 140524.7353
Scenario 3: Aggressive Fuel Sub | SCG | Com | WaterHeat | Com - Refrig. Warehouse | Energy Efficiency | 60874.2976 | 10492.9869 | 7769.4497 | 40878.1951 | 11281.2185 | 0 | 0 | 0 | 0 | 0 | 0 | 0 | 0
Scenario 3: Aggressive Fuel Sub | SCG | Com | WaterHeat | Com - Restaurant | Energy Efficiency | 5906177.2251 | 6217351.1042 | 6514947.4127 | 6808544.9563 | 7136462.659 | 153179.5449 | 163123.2228 | 173884.6304 | 185365.1387 | 197560.7451 | 210692.9009 | 224685.284 | 239762.796
Scenario 3: Aggressive Fuel Sub | SCG | Com | WaterHeat | Com - Retail | Energy Efficiency | 371815.4247 | 243519.9652 | 248354.419 | 246710.0652 | 172006.28 | 3216.7955 | 309.415 | 0 | 0 | 0 | 0 | 0 | 0
Scenario 3: Aggressive Fuel Sub | SCG | Com | WaterHeat | Com - School | Energy Efficiency | 1744067.3149 | 1802842.4793 | 1860211.7902 | 1923288.9681 | 1981281.3723 | 19033.6497 | 20082.0993 | 21202.2003 | 22414.5923 | 23727.7522 | 25113.2844 | 26630.2962 | 28221.6815
Scenario 3: Aggressive Fuel Sub | SCG | Com | WaterHeat | Com - Warehouse | Energy Efficiency | 391135.8534 | 126371.2465 | 85132.1974 | 81467.6643 | 80201.8473 | 5202.459 | 2107.595 | 0 | 0 | 0 | 0 | 0 | 0
Scenario 3: Aggressive Fuel Sub | SCG | Com | WholeBlg | Com - College | Energy Efficiency | 89683.3105 | 94359.4276 | 99017.14 | 104185.6482 | 109696.5683 | 115704.395 | 122198.0031 | 128820.6892 | 135828.1555 | 143447.5539 | 151032.1924 | 158691.1574 | 167445.8291
Scenario 3: Aggressive Fuel Sub | SCG | Com | WholeBlg | Com - Grocery | Energy Efficiency | 33730.4418 | 35955.072 | 38233.7488 | 40765.6988 | 43504.3808 | 46255.0461 | 49203.0459 | 52327.4266 | 55677.4911 | 59096.3554 | 62722.4599 | 66411.8559 | 70300.2844
Scenario 3: Aggressive Fuel Sub | SCG | Com | WholeBlg | Com - Health | Energy Efficiency | 123836.3074 | 132439.7308 | 141289.6154 | 151105.6414 | 161742.3927 | 172643.48 | 184405.4236 | 196783.8041 | 210061.1166 | 223702.5983 | 238184.3812 | 252930.3877 | 267490.7235
Scenario 3: Aggressive Fuel Sub | SCG | Com | WholeBlg | Com - Lodging | Energy Efficiency | 60613.3745 | 64704.4086 | 68900.1099 | 73554.5781 | 78597.1064 | 83745.7409 | 89280.7625 | 95134.5655 | 101424.8331 | 107966.6415 | 114843.241 | 121868.3308 | 128929.1456
Scenario 3: Aggressive Fuel Sub | SCG | Com | WholeBlg | Com - Office (Large) | Energy Efficiency | 194067.1141 | 205270.3978 | 216475.5036 | 228831.444 | 242114.6606 | 256146.0073 | 271493.1022 | 287286.149 | 304007.384 | 323096.7512 | 341252.252 | 359569.5185 | 379214.5869
Scenario 3: Aggressive Fuel Sub | SCG | Com | WholeBlg | Com - Office (Small) | Energy Efficiency | 23108.5463 | 24581.0664 | 26087.7894 | 27762.6676 | 29571.1554 | 31368.4457 | 33284.701 | 35313.7137 | 37488.1889 | 39786.1117 | 42133.7095 | 44519.9295 | 47117.352
Scenario 3: Aggressive Fuel Sub | SCG | Com | WholeBlg | Com - Other | Energy Efficiency | 403683.5355 | 430904.1253 | 458947.8979 | 490177.0208 | 524005.8384 | 558297.049 | 595302.8927 | 634454.8715 | 676522.2871 | 719947.0676 | 765893.5401 | 812820.0014 | 859968.6082
Scenario 3: Aggressive Fuel Sub | SCG | Com | WholeBlg | Com - Refrig. Warehouse | Energy Efficiency | 7827.5366 | 8389.7007 | 8972.8304 | 9621.8772 | 10325.8124 | 11024.732 | 11772.3564 | 12570.4005 | 13430.2469 | 14298.041 | 15233.5374 | 16190.4119 | 17148.1166
Scenario 3: Aggressive Fuel Sub | SCG | Com | WholeBlg | Com - Restaurant | Energy Efficiency | 171685.84 | 184069.606 | 196898.4863 | 211178.6249 | 226693.1233 | 242201.5794 | 258807.3415 | 276536.1717 | 295640.6285 | 315075.8827 | 335920.9988 | 357267.6476 | 378342.0816
Scenario 3: Aggressive Fuel Sub | SCG | Com | WholeBlg | Com - Retail | Energy Efficiency | 46519.4662 | 49673.3092 | 52917.8254 | 56527.6494 | 60440.0863 | 64359.0629 | 68554.2304 | 73017.5693 | 77814.4276 | 82747.9566 | 87957.3041 | 93272.784 | 420409.1779
Scenario 3: Aggressive Fuel Sub | SCG | Com | WholeBlg | Com - School | Energy Efficiency | 74602.2535 | 78824.4559 | 83085.7744 | 87813.3556 | 92871.8297 | 98108.8219 | 103661.8743 | 109434.594 | 115567.4218 | 122076.0872 | 128666.5281 | 135299.2652 | 143088.0387
Scenario 3: Aggressive Fuel Sub | SCG | Com | WholeBlg | Com - Warehouse | Energy Efficiency | 152759.2795 | 163147.4251 | 173859.7679 | 185803.7621 | 198768.9394 | 211626.0846 | 225380.0689 | 240046.2182 | 255833.9252 | 271853.377 | 288978.3524 | 306451.6723 | 324567.5888
Scenario 3: Aggressive Fuel Sub | SCG | Ind | WholeBlg | Ind - All Other Industrial | Energy Efficiency | 1278351.2726 | 1351507.9244 | 1426901.7624 | 1506052.1176 | 1589563.6611 | 1676532.9408 | 1768189.0299 | 1865791.753 | 1969818.5363 | 2081394.4597 | 2200854.5202 | 2328775.1074 | 2465629.9317
Scenario 3: Aggressive Fuel Sub | SCG | Ind | WholeBlg | Ind - Chemicals | Energy Efficiency | 15455812.8587 | 16353350.4591 | 17296443.0376 | 18288055.6357 | 19334031.1342 | 20426944.1301 | 21571046.7187 | 22773273.6437 | 24053720.2921 | 25415693.4318 | 26858835.5289 | 28385622.3066 | 30006776.0658
Scenario 3: Aggressive Fuel Sub | SCG | Ind | WholeBlg | Ind - Electronics | Energy Efficiency | 738350.9548 | 781396.0247 | 826997.4081 | 875177.8594 | 926213.7083 | 980222.3872 | 1037691.1661 | 1098955.8836 | 1164161.1705 | 1233681.4716 | 1307597.2616 | 1386204.7064 | 1469991.2058
Scenario 3: Aggressive Fuel Sub | SCG | Ind | WholeBlg | Ind - Fabricated Metals | Energy Efficiency | 4431784.5677 | 4713181.0742 | 5014709.2513 | 5316805.4053 | 5628504.24 | 5948319.2785 | 6280202.6143 | 6630632.6733 | 7001987.5523 | 7397373.9262 | 7814851.0909 | 8254015.8655 | 8717059.1876
Scenario 3: Aggressive Fuel Sub | SCG | Ind | WholeBlg | Ind - Food | Energy Efficiency | 21246797.1193 | 22306132.0652 | 23418602.7999 | 24591274.1836 | 25825697.3466 | 27125813.0242 | 28501000.6224 | 29952843.5466 | 31490731.8355 | 33122826.6501 | 34847936.2011 | 36670159.5415 | 38603157.1687
Scenario 3: Aggressive Fuel Sub | SCG | Ind | WholeBlg | Ind - Industrial Machinery | Energy Efficiency | 460835.5777 | 492608.7428 | 527182.9018 | 560860.9406 | 594607.2174 | 629095.575 | 665647.4209 | 704471.2801 | 745853.4298 | 790107.9837 | 836728.8193 | 885700.2823 | 937253.5008
Scenario 3: Aggressive Fuel Sub | SCG | Ind | WholeBlg | Ind - Lumber & Furniture | Energy Efficiency | 207299.7956 | 219361.5973 | 232073.2721 | 245473.8846 | 259715.4332 | 274096.1909 | 288643.2624 | 304172.8691 | 320727.1663 | 338448.2335 | 357377.7456 | 377438.972 | 398682.8941
Scenario 3: Aggressive Fuel Sub | SCG | Ind | WholeBlg | Ind - Paper | Energy Efficiency | 3238827.9799 | 3407142.3207 | 3585771.1446 | 3781137.5745 | 3989736.8876 | 4207775.8462 | 4441156.3572 | 4693638.9235 | 4967288.4335 | 5263918.0432 | 5582550.0423 | 5922697.3392 | 6286283.8026
Scenario 3: Aggressive Fuel Sub | SCG | Ind | WholeBlg | Ind - Petroleum | Energy Efficiency | 63040461.606 | 66402388.9963 | 69955289.5383 | 73710075.0174 | 77642826.6836 | 81719005.0983 | 85996170.6836 | 90494766.7794 | 95291728.1844 | 100385349.4962 | 105745217.6663 | 111385056.4074 | 117367468.4471
Scenario 3: Aggressive Fuel Sub | SCG | Ind | WholeBlg | Ind - Plastics | Energy Efficiency | 724651.752 | 798229.1144 | 876205.8907 | 957911.9921 | 1045205.8126 | 1134609.2068 | 1223574.6231 | 1312260.6529 | 1409293.9092 | 1514362.4804 | 1626984.0774 | 1746170.0043 | 1872680.3786
Scenario 3: Aggressive Fuel Sub | SCG | Ind | WholeBlg | Ind - Primary Metals | Energy Efficiency | 4742174.9465 | 5005524.9107 | 5286798.4829 | 5581700.1499 | 5890758.2878 | 6215715.4193 | 6561051.5059 | 6927565.3184 | 7316555.2458 | 7729861.6837 | 8166866.1428 | 8629324.9454 | 9120614.288
Scenario 3: Aggressive Fuel Sub | SCG | Ind | WholeBlg | Ind - Printing & Publishing | Energy Efficiency | 262476.106 | 276846.9026 | 292021.7207 | 308057.0622 | 324590.9456 | 341264.507 | 358872.7985 | 377761.6067 | 398320.3838 | 420523.6866 | 444033.9986 | 468728.0772 | 494790.1277
Scenario 3: Aggressive Fuel Sub | SCG | Ind | WholeBlg | Ind - Stone-Glass-Clay | Energy Efficiency | 5014441.2547 | 5307692.813 | 5611158.1624 | 5927726.4839 | 6260533.8952 | 6607805.8302 | 6970923.1501 | 7355333.5656 | 7762672.2579 | 8196058.0329 | 8656439.2662 | 9145587.8004 | 9665357.2849
Scenario 3: Aggressive Fuel Sub | SCG | Ind | WholeBlg | Ind - Textiles | Energy Efficiency | 2395952.8513 | 2520302.0093 | 2651521.6081 | 2788562.0936 | 2932296.5426 | 3083180.1157 | 3242594.7815 | 3411087.5999 | 3589416.2932 | 3778583.9009 | 3978574.0386 | 4190236.311 | 4414973.9349
Scenario 3: Aggressive Fuel Sub | SCG | Ind | WholeBlg | Ind - Transportation Equipment | Energy Efficiency | 1782904.0756 | 1871902.1184 | 1966035.0712 | 2065122.0831 | 2169670.5628 | 2280019.5035 | 2396944.8919 | 2520666.8452 | 2651609.1885 | 2790358.2604 | 2937034.9519 | 3092273.08 | 3257153.7911
Scenario 3: Aggressive Fuel Sub | SCG | Res | AppPlug | Res - Multi Family | Energy Efficiency | 0 | 0 | 0 | 0 | 0 | 0 | 0 | 0 | 0 | 0 | 0 | 0 | 0
Scenario 3: Aggressive Fuel Sub | SCG | Res | AppPlug | Res - Single Family | Energy Efficiency | 0 | 0 | 0 | 0 | 0 | 0 | 0 | 0 | 0 | 0 | 0 | 0 | 0
Scenario 3: Aggressive Fuel Sub | SCG | Res | BROs | Income Qualified - Multi Family IQ | Energy Efficiency | 412117.0621 | 439048.3801 | 468719.9133 | 501709.1793 | 538378.395 | 579086.3082 | 623877.0907 | 675312.1721 | 732946.4947 | 798685.1738 | 872067.2803 | 954324.8906 | 1047253.5223
Scenario 3: Aggressive Fuel Sub | SCG | Res | BROs | Income Qualified - Single Family IQ | Energy Efficiency | 1272012.8902 | 1353673.286 | 1443325.4644 | 1542684.3328 | 1652999.5347 | 1775603.3171 | 1911475.7058 | 2066551.9891 | 2240176.3714 | 2435178.3015 | 2652464.4837 | 2895596.1243 | 3169848.961
Scenario 3: Aggressive Fuel Sub | SCG | Res | BROs | Res - Multi Family | Energy Efficiency | 4358868.385 | 4638999.794 | 4946612.9001 | 5287598.0717 | 5666210.3119 | 6086968.5758 | 6553057.7893 | 7085221.8106 | 7681065.7 | 8350911.1846 | 9097386.2977 | 9932743.6223 | 10875115.9796
Scenario 3: Aggressive Fuel Sub | SCG | Res | BROs | Res - Single Family | Energy Efficiency | 1246837.5046 | 1328403.1373 | 1418286.8463 | 1518240.0103 | 1629350.8103 | 1752691.2855 | 1888344.6934 | 2044178.0082 | 2218802.0505 | 2418163.9402 | 2640730.4283 | 2890244.0053 | 3172153.3675
Scenario 3: Aggressive Fuel Sub | SCG | Res | BldgEnv | Res - Multi Family | Energy Efficiency | 0 | 0 | 0 | 0 | 0 | 0 | 0 | 0 | 697.418 | 747.2303 | 799.8859 | 855.5408 | 914.3595
Scenario 3: Aggressive Fuel Sub | SCG | Res | BldgEnv | Res - Single Family | Energy Efficiency | 113501.5208 | 144626.1756 | 164436.6902 | 176008.4244 | 187100.4925 | 192592.5331 | 196805.0232 | 196997.5673 | 194380.9018 | 0 | 0 | 0 | 0
Scenario 3: Aggressive Fuel Sub | SCG | Res | HVAC | Res - Multi Family | Energy Efficiency | 308.8532 | 330.7933 | 346.0358 | 358.1501 | 369.9456 | 0 | 0 | 0 | 0 | 0 | 0 | 0 | 948.9149
Scenario 3: Aggressive Fuel Sub | SCG | Res | HVAC | Res - Single Family | Energy Efficiency | 985798.3419 | 615014.8994 | 685679.1176 | 738709.9634 | 764257.7865 | 0 | 0 | 0 | 0 | 0 | 0 | 0 | 16714.6695
Scenario 3: Aggressive Fuel Sub | SCG | Res | WaterHeat | Res - Multi Family | Energy Efficiency | 7160733.7461 | 6909813.8708 | 6941266.7244 | 7011171.7409 | 7135392.2537 | 899978.1255 | 888749.8633 | 889392.4699 | 886616.39 | 881962.4198 | 879508.4542 | 883483.9058 | 887679.7369
Scenario 3: Aggressive Fuel Sub | SCG | Res | WaterHeat | Res - Single Family | Energy Efficiency | 46075941.6428 | 48386935.9698 | 50669013.9315 | 52587797.0249 | 54765022.9308 | 3919042.7675 | 3552713.0683 | 3265138.7154 | 3156711.3876 | 3106780.576 | 3069317.2166 | 3044466.897 | 3023370.7911
Scenario 3: Aggressive Fuel Sub | SCG | Res | WholeBlg | Res - Multi Family | Energy Efficiency | 0 | 0 | 0 | 0 | 0 | 0 | 0 | 0 | 0 | 0 | 0 | 0 | 0
Scenario 3: Aggressive Fuel Sub | SCG | Res | WholeBlg | Res - Single Family | Energy Efficiency | 0 | 0 | 0 | 0 | 0 | 0 | 0 | 0 | 0 | 0 | 0 | 0 | 0
Scenario 3: Aggressive Fuel Sub | SDG&E | Ag | WholeBlg | Ag - Dairies, fishing, hunting | Energy Efficiency | 5996.7443 | 5998.3372 | 5967.6777 | 5914.6413 | 5909.1946 | 6104.2862 | 6291.6317 | 6428.7106 | 6554.2989 | 6679.2208 | 6777.8347 | 6744.3923 | 6714.3633
Scenario 3: Aggressive Fuel Sub | SDG&E | Ag | WholeBlg | Ag - Irrigated Agriculture, vineyards, forestry and greenhouses | Energy Efficiency | 76565.7631 | 79414.0655 | 82039.3193 | 84545.3623 | 87443.5236 | 91954.1869 | 96540.2755 | 100895.2737 | 105340.0795 | 109958.0246 | 114523.8961 | 118118.1142 | 121894.9925
Scenario 3: Aggressive Fuel Sub | SDG&E | Ag | WholeBlg | Ag - Water pumping | Energy Efficiency | 131235.6016 | 130164.236 | 128475.6906 | 126362.3365 | 125351.812 | 128672.1164 | 131823.0045 | 133886.18 | 135675.8151 | 137433.252 | 138650.2817 | 137189.0755 | 135841.3327
Scenario 3: Aggressive Fuel Sub | SDG&E | Com | AppPlug | Com - Health | Energy Efficiency | 542790.0106 | 643074.8596 | 1150156.5052 | 1364542.971 | 1575644.0685 | 1795958.2168 | 1922061.9387 | 2188055.2187 | 2526864.3264 | 2928139.8853 | 3345595.0678 | 3394850.3585 | 3528590.8929
Scenario 3: Aggressive Fuel Sub | SDG&E | Com | AppPlug | Com - Lodging | Energy Efficiency | 386578.9597 | 443290.8522 | 950927.5785 | 1102718.0469 | 1240066.3875 | 1415777.1219 | 1595890.944 | 1791336.4542 | 2015247.215 | 2249327.4976 | 2453620.8059 | 2593963.1423 | 2754991.432
Scenario 3: Aggressive Fuel Sub | SDG&E | Com | AppPlug | Com - Other | Energy Efficiency | 1795.2388 | 2197.2035 | 2667.4746 | 3216.5449 | 3805.2298 | 4526.3764 | 5345.1196 | 6254.3508 | 7260.7378 | 8395.3419 | 9627.9696 | 10998.3027 | 12528.9199
Scenario 3: Aggressive Fuel Sub | SDG&E | Com | BROs | Com - Lodging | Energy Efficiency | 1096.8545 | 2368.8271 | 3607.3201 | 4283.3167 | 4858.6468 | 6236.8058 | 7794.5509 | 9242.8231 | 10877.6109 | 13462.576 | 16115.2959 | 17670.0083 | 19117.7679
Scenario 3: Aggressive Fuel Sub | SDG&E | Com | BROs | Com - Other | Energy Efficiency | 993.9905 | 2151.4149 | 3282.9845 | 3904.8049 | 4438.6384 | 5710.0962 | 7164.3508 | 8524.7705 | 10065.9355 | 12500.0315 | 15014.0476 | 16525.1433 | 18061.3243
Scenario 3: Aggressive Fuel Sub | SDG&E | Com | BROs | Com - Retail | Energy Efficiency | 2209.8352 | 4747.3508 | 7190.3447 | 8480.9656 | 9561.1541 | 12196.6445 | 15180.4973 | 17918.2693 | 20980.9472 | 25836.2163 | 30755.3465 | 33561.3773 | 36697.2489
Scenario 3: Aggressive Fuel Sub | SDG&E | Com | BldgEnv | Com - College | Energy Efficiency | 13.5363 | 14.1988 | 14.8935 | 15.672 | 16.4387 | 17.3251 | 18.2731 | 19.2564 | 20.3103 | 21.4514 | 22.6379 | 24.1674 | 25.5689
Scenario 3: Aggressive Fuel Sub | SDG&E | Com | BldgEnv | Com - Grocery | Energy Efficiency | 178.5316 | 178.3221 | 178.1972 | 178.4784 | 179.1024 | 180.4804 | 182.2259 | 184.1903 | 186.3329 | 188.8144 | 191.3648 | 193.9825 | 196.7992
Scenario 3: Aggressive Fuel Sub | SDG&E | Com | BldgEnv | Com - Health | Energy Efficiency | 265.0642 | 263.5891 | 261.6738 | 259.9084 | 257.0589 | 253.6252 | 249.3989 | 250.8997 | 253.5481 | 258.1194 | 264.361 | 263.6149 | 264.4457
Scenario 3: Aggressive Fuel Sub | SDG&E | Com | BldgEnv | Com - Lodging | Energy Efficiency | 6.7704 | 7.0544 | 7.3491 | 7.7201 | 8.0217 | 8.4305 | 8.8262 | 9.2411 | 3.1349 | 10.1877 | 16.2744 | 16.9774 | 17.7605
Scenario 3: Aggressive Fuel Sub | SDG&E | Com | BldgEnv | Com - Office (Large) | Energy Efficiency | 216.0147 | 216.2776 | 216.4484 | 216.6894 | 217.2136 | 218.9582 | 221.0087 | 222.8889 | 224.1664 | 226.0818 | 227.8898 | 229.7839 | 232.0681
Scenario 3: Aggressive Fuel Sub | SDG&E | Com | BldgEnv | Com - Office (Small) | Energy Efficiency | 101.5538 | 101.3688 | 101.1688 | 100.9912 | 101.1689 | 101.7366 | 102.3216 | 102.8726 | 103.3452 | 103.996 | 104.6185 | 105.2344 | 106.0002
Scenario 3: Aggressive Fuel Sub | SDG&E | Com | BldgEnv | Com - Other | Energy Efficiency | 51.3965 | 51.8282 | 52.255 | 52.7002 | 53.1784 | 53.9061 | 54.656 | 55.39 | 49.5349 | 56.8677 | 62.5565 | 63.0735 | 63.6043
Scenario 3: Aggressive Fuel Sub | SDG&E | Com | BldgEnv | Com - Refrig. Warehouse | Energy Efficiency | 0.53248 | 0.53574 | 0.53946 | 0.54076 | 0.54541 | 0.55311 | 0.56309 | 0.80944 | 0.58809 | 0.86167 | 1.1119 | 1.1553 | 1.2017
Scenario 3: Aggressive Fuel Sub | SDG&E | Com | BldgEnv | Com - Restaurant | Energy Efficiency | 33.3472 | 33.1261 | 32.8978 | 32.6476 | 34.408 | 34.6261 | 34.8838 | 35.1958 | 35.4836 | 35.8416 | 36.2014 | 36.5666 | 36.9886
Scenario 3: Aggressive Fuel Sub | SDG&E | Com | BldgEnv | Com - Retail | Energy Efficiency | 291.6022 | 285.2923 | 278.7397 | 269.7235 | 258.5716 | 250.4118 | 247.6328 | 244.9263 | 242.5721 | 240.7291 | 239.3266 | 238.3386 | 237.8186
Scenario 3: Aggressive Fuel Sub | SDG&E | Com | BldgEnv | Com - School | Energy Efficiency | 28.8655 | 29.1987 | 29.5542 | 29.9766 | 30.5173 | 31.1511 | 31.8224 | 32.545 | 33.3201 | 34.1888 | 35.1206 | 36.1089 | 37.1903
Scenario 3: Aggressive Fuel Sub | SDG&E | Com | BldgEnv | Com - Warehouse | Energy Efficiency | 93.1158 | 93.8456 | 94.5908 | 95.4878 | 96.4956 | 98.0304 | 99.5911 | 101.2272 | 86.0976 | 104.8194 | 121.4509 | 124.0556 | 126.9713
Scenario 3: Aggressive Fuel Sub | SDG&E | Com | ComRefrig | Com - College | Energy Efficiency | 532.9188 | 371.6473 | 225.832 | 116.8018 | 45.4113 | 19.0505 | 5.889 | 0 | 0 | 0 | 0 | 0 | 0
Scenario 3: Aggressive Fuel Sub | SDG&E | Com | ComRefrig | Com - Grocery | Energy Efficiency | 491282.5486 | 262484.8181 | 98055.6816 | 39466.4127 | 9311.8396 | 0 | 0 | 0 | 0 | 0 | 0 | 0 | 0
Scenario 3: Aggressive Fuel Sub | SDG&E | Com | ComRefrig | Com - Refrig. Warehouse | Energy Efficiency | 163.3812 | 108.8518 | 62.4817 | 29.4786 | 9.9486 | 4.1245 | 0.48969 | 0 | 0 | 0 | 0 | 0 | 0
Scenario 3: Aggressive Fuel Sub | SDG&E | Com | ComRefrig | Com - Restaurant | Energy Efficiency | 18898.0501 | 10308.127 | 4073.6029 | 1650.2893 | 475.0671 | 0 | 0 | 0 | 0 | 0 | 0 | 0 | 0
Scenario 3: Aggressive Fuel Sub | SDG&E | Com | ComRefrig | Com - Retail | Energy Efficiency | 212625.9786 | 116660.3119 | 47152.2153 | 17740.0687 | 5049.5961 | 0 | 0 | 0 | 0 | 0 | 0 | 0 | 0
Scenario 3: Aggressive Fuel Sub | SDG&E | Com | ComRefrig | Com - School | Energy Efficiency | 21.9021 | 0 | 0 | 0 | 0 | 0 | 0 | 0 | 0 | 0 | 0 | 0 | 0
Scenario 3: Aggressive Fuel Sub | SDG&E | Com | FoodServ | Com - College | Energy Efficiency | 73614.38 | 80625.3468 | 87801.5778 | 96054.5443 | 103601.1159 | 112633.3783 | 122074.3811 | 131514.7396 | 141491.0732 | 152162.2415 | 163031.3664 | 177957.6445 | 190592.0425
Scenario 3: Aggressive Fuel Sub | SDG&E | Com | FoodServ | Com - College | Fuel Substitution | 4037.9589 | 4915.5409 | 5901.3494 | 7014.7596 | 8237.4502 | 9573.0666 | 11122.3559 | 12905.8967 | 14929.2294 | 17247.9296 | 19802.1775 | 22717.2414 | 25981.241
Scenario 3: Aggressive Fuel Sub | SDG&E | Com | FoodServ | Com - Grocery | Energy Efficiency | 455955.0291 | 503659.7888 | 551973.4578 | 603968.9797 | 656017.8608 | 714913.1247 | 776355.1451 | 839933.7586 | 904267.4208 | 973373.8608 | 1045656.4261 | 1122127.7162 | 1204467.3606
Scenario 3: Aggressive Fuel Sub | SDG&E | Com | FoodServ | Com - Grocery | Fuel Substitution | 43076.7536 | 51694.0375 | 61242.5802 | 71841.5105 | 83277.7174 | 95495.4257 | 109552.2577 | 125539.1732 | 143561.8308 | 164196.1234 | 186631.171 | 211942.8318 | 240009.0057
Scenario 3: Aggressive Fuel Sub | SDG&E | Com | FoodServ | Com - Health | Energy Efficiency | 205232.6856 | 224008.7659 | 243371.0843 | 266550.1161 | 286884.1735 | 306751.0969 | 315613.7675 | 338114.8204 | 366073.0108 | 402917.3381 | 447733.982 | 461563.7539 | 482872.4739
Scenario 3: Aggressive Fuel Sub | SDG&E | Com | FoodServ | Com - Health | Fuel Substitution | 13212.3539 | 16026.8826 | 19191.3675 | 22737.9278 | 26620.9082 | 30839.9468 | 35689.2919 | 41217.875 | 47431.0349 | 54537.7529 | 62365.2217 | 71190.6354 | 80978.7561
Scenario 3: Aggressive Fuel Sub | SDG&E | Com | FoodServ | Com - Lodging | Energy Efficiency | 195703.6956 | 211651.3398 | 228054.5255 | 247420.5873 | 264178.088 | 284619.1271 | 304294.4564 | 324466.3217 | 346470.1566 | 368743.9642 | 390707.5983 | 413415.6224 | 438237.0062
Scenario 3: Aggressive Fuel Sub | SDG&E | Com | FoodServ | Com - Lodging | Fuel Substitution | 16853.0981 | 20281.6046 | 24090.3023 | 28319.3788 | 32882.4867 | 37758.0331 | 43331.8877 | 49652.7667 | 56698.5189 | 64568.0796 | 73204.698 | 82890.6526 | 93560.0111
Scenario 3: Aggressive Fuel Sub | SDG&E | Com | FoodServ | Com - Office (Large) | Energy Efficiency | 1563.9093 | 1663.1623 | 1752.8184 | 1836.0758 | 1925.9303 | 2050.9472 | 2160.4544 | 2245.9949 | 2309.5508 | 2363.3566 | 2424.6723 | 2465.586 | 2503.3956
Scenario 3: Aggressive Fuel Sub | SDG&E | Com | FoodServ | Com - Office (Small) | Energy Efficiency | 555.6468 | 597.195 | 635.8295 | 671.8112 | 712.1479 | 761.2442 | 802.8572 | 837.638 | 869.5204 | 895.2578 | 924.6791 | 945.5863 | 964.7168
Scenario 3: Aggressive Fuel Sub | SDG&E | Com | FoodServ | Com - Other | Energy Efficiency | 534781.1094 | 595181.4204 | 658168.2129 | 724602.8147 | 792104.987 | 867332.5958 | 946022.0546 | 1027841.821 | 1113632.1162 | 1204791.0587 | 1301285.4918 | 1403735.6599 | 1513898.3791
Scenario 3: Aggressive Fuel Sub | SDG&E | Com | FoodServ | Com - Other | Fuel Substitution | 33660.7618 | 40930.0742 | 49068.016 | 58209.9121 | 68175.116 | 78925.1795 | 91344.9104 | 105569.6062 | 121601.3751 | 139814.2603 | 159589.2772 | 181927.2603 | 206693.7129
Scenario 3: Aggressive Fuel Sub | SDG&E | Com | FoodServ | Com - Restaurant | Energy Efficiency | 1123460.177 | 1208376.062 | 1298252.0388 | 1383736.2077 | 1783141.9812 | 1942994.7895 | 2113325.0198 | 2290929.0665 | 2473463.3487 | 2665314.1041 | 2869973.0054 | 3085388.5093 | 3312778.4298
Scenario 3: Aggressive Fuel Sub | SDG&E | Com | FoodServ | Com - Restaurant | Fuel Substitution | 129064.5337 | 154821.3282 | 183119.9708 | 214293.2185 | 247610.9773 | 283044.4096 | 323451.3086 | 369316.3273 | 420542.399 | 478464.899 | 541499.1423 | 612282.3147 | 690294.7205
Scenario 3: Aggressive Fuel Sub | SDG&E | Com | FoodServ | Com - Retail | Energy Efficiency | 1961.1866 | 2014.433 | 2059.9389 | 2070.3205 | 2034.1565 | 2076.4117 | 2070.1973 | 2046.581 | 2029.9422 | 2033.0535 | 2044.8678 | 2077.8646 | 2130.5796
Scenario 3: Aggressive Fuel Sub | SDG&E | Com | FoodServ | Com - School | Energy Efficiency | 194609.5314 | 212929.4466 | 231609.2028 | 250850.5116 | 271475.6877 | 292884.3017 | 314856.8513 | 337781.8437 | 362120.2809 | 387425.169 | 414611.3193 | 442913.154 | 472528.2795
Scenario 3: Aggressive Fuel Sub | SDG&E | Com | FoodServ | Com - School | Fuel Substitution | 6087.769 | 7368.2811 | 8803.1686 | 10422.2008 | 12204.4231 | 14150.8578 | 16413.2383 | 19047.7919 | 22052.8681 | 25487.139 | 29273.5063 | 33590.9376 | 38432.4276
Scenario 3: Aggressive Fuel Sub | SDG&E | Com | HVAC | Com - College | Energy Efficiency | 15574.2028 | 23409.3245 | 28915.3168 | 32491.9419 | 35845.3554 | 25611.5324 | 28519.4047 | 31225.0873 | 43887.067 | 27367.1131 | 30023.9548 | 34716.9322 | 65886.277
Scenario 3: Aggressive Fuel Sub | SDG&E | Com | HVAC | Com - College | Fuel Substitution | 1.1918 | 1.3847 | 1.5985 | 2.2897 | 2.6177 | 0 | 0 | 0 | 0 | 0 | 0 | 0 | 0
Scenario 3: Aggressive Fuel Sub | SDG&E | Com | HVAC | Com - Grocery | Energy Efficiency | 25351.3522 | 28686.7384 | 32043.0038 | 35601.8891 | 39269.1992 | 44091.2697 | 49081.4204 | 54147.9806 | 35623.6713 | 32176.6201 | 35501.9544 | 39060.4646 | 36663.705
Scenario 3: Aggressive Fuel Sub | SDG&E | Com | HVAC | Com - Grocery | Fuel Substitution | 219.086 | 255.7033 | 297.3119 | 344.8298 | 397.9247 | 0 | 0 | 0 | 0 | 0 | 0 | 0 | 0
Scenario 3: Aggressive Fuel Sub | SDG&E | Com | HVAC | Com - Health | Energy Efficiency | 105919.2558 | 115843.7615 | 126306.9525 | 151428.98 | 171190.164 | 162700.7613 | 165303.3614 | 178995.2005 | 150677.3465 | 212072.8553 | 244339.0383 | 256026.2268 | 266417.1153
Scenario 3: Aggressive Fuel Sub | SDG&E | Com | HVAC | Com - Health | Fuel Substitution | 16.9213 | 19.6438 | 22.6605 | 26.0057 | 29.7628 | 0 | 0 | 0 | 0 | 0 | 0 | 0 | 0
Scenario 3: Aggressive Fuel Sub | SDG&E | Com | HVAC | Com - Lodging | Energy Efficiency | 59205.64 | 65317.0999 | 71722.1187 | 79224.174 | 86081.3421 | 84369.4214 | 92230.3868 | 100216.2246 | 54046.9417 | 52971.553 | 61348.068 | 60922.9871 | 65666.4684
Scenario 3: Aggressive Fuel Sub | SDG&E | Com | HVAC | Com - Lodging | Fuel Substitution | 50.9694 | 59.4885 | 69.2214 | 80.2099 | 93.9568 | 0 | 0 | 0 | 0 | 0 | 0 | 0 | 0
Scenario 3: Aggressive Fuel Sub | SDG&E | Com | HVAC | Com - Office (Large) | Energy Efficiency | 69473.7468 | 69636.5314 | 69763.9472 | 70410.8482 | 73322.4564 | 482.6064 | 513.6312 | 539.6808 | 561.2299 | 582.6326 | 604.7072 | 621.4388 | 637.6882
Scenario 3: Aggressive Fuel Sub | SDG&E | Com | HVAC | Com - Office (Small) | Energy Efficiency | 7574.6632 | 8508.8658 | 9496.3612 | 10543.0468 | 11663.6007 | 12949.0084 | 14306.6553 | 15705.8168 | 17190.9875 | 18743.5094 | 20408.2438 | 22140.7741 | 23984.0328
Scenario 3: Aggressive Fuel Sub | SDG&E | Com | HVAC | Com - Other | Energy Efficiency | 194348.6762 | 223990.5244 | 256270.1346 | 291567.1285 | 327003.7976 | 370775.0776 | 417997.417 | 467805.1857 | 501108.0871 | 550615.4415 | 630759.4586 | 703221.7258 | 776315.6085
Scenario 3: Aggressive Fuel Sub | SDG&E | Com | HVAC | Com - Other | Fuel Substitution | 117.3151 | 138.4049 | 162.6223 | 195.3844 | 227.3445 | 0 | 0 | 0 | 0 | 0 | 0 | 0 | 0
Scenario 3: Aggressive Fuel Sub | SDG&E | Com | HVAC | Com - Restaurant | Energy Efficiency | 73486.2447 | 84774.2073 | 97664.5445 | 111792.3007 | 148901.2775 | 172857.4626 | 200501.7316 | 232029.6283 | 267588.9432 | 308077.6888 | 354152.5957 | 406371.9421 | 465311.3742
Scenario 3: Aggressive Fuel Sub | SDG&E | Com | HVAC | Com - Restaurant | Fuel Substitution | 0.20458 | 0.23669 | 1.282 | 1.4655 | 1.6704 | 0 | 0 | 0 | 0 | 0 | 0 | 0 | 0
Scenario 3: Aggressive Fuel Sub | SDG&E | Com | HVAC | Com - Retail | Energy Efficiency | 33993.0541 | 38071.2514 | 42219.1737 | 46126.3388 | 49877.8651 | 41797.8032 | 45232.7651 | 48529.2925 | 1827.5084 | 728.0874 | 438.7463 | 276.9629 | 181.9439
Scenario 3: Aggressive Fuel Sub | SDG&E | Com | HVAC | Com - Retail | Fuel Substitution | 8.0321 | 9.2225 | 10.5079 | 11.8972 | 13.4477 | 0 | 0 | 0 | 0 | 0 | 0 | 0 | 0
Scenario 3: Aggressive Fuel Sub | SDG&E | Com | HVAC | Com - School | Energy Efficiency | 88409.6715 | 95691.9903 | 103180.0513 | 110940.283 | 119923.1284 | 129538.5175 | 139624.9277 | 150574.8162 | 163931.9685 | 178410.1753 | 194208.7941 | 210909.2338 | 228606.4543
Scenario 3: Aggressive Fuel Sub | SDG&E | Com | HVAC | Com - School | Fuel Substitution | 1.8404 | 2.1112 | 2.4073 | 2.7313 | 3.0859 | 0 | 0 | 0 | 0 | 0 | 0 | 0 | 0
Scenario 3: Aggressive Fuel Sub | SDG&E | Com | HVAC | Com - Warehouse | Energy Efficiency | 32.2887 | 35.6192 | 38.7628 | 41.816 | 44.8878 | 48.8407 | 52.371 | 55.6049 | 58.7809 | 61.8645 | 65.0319 | 67.6199 | 17.6893
Scenario 3: Aggressive Fuel Sub | SDG&E | Com | HVAC | Com - Warehouse | Fuel Substitution | 22.2822 | 26.216 | 31.1941 | 36.4473 | 45.3971 | 0 | 0 | 0 | 0 | 0 | 0 | 0 | 0
Scenario 3: Aggressive Fuel Sub | SDG&E | Com | Lighting | Com - College | Energy Efficiency | 0 | 15877.9463 | 23978.1419 | 25076.8731 | 25988.7041 | 27247.3382 | 28198.5601 | 28881.5639 | 9046.4569 | 0 | 0 | 0 | 0
Scenario 3: Aggressive Fuel Sub | SDG&E | Com | Lighting | Com - Grocery | Energy Efficiency | 30183.2101 | 31053.0823 | 31759.3358 | 32404.2468 | 33079.1449 | 34109.9365 | 34632.3915 | 34826.7239 | 34854.364 | 24981.7305 | 20480.0165 | 20585.5035 | 20611.5266
Scenario 3: Aggressive Fuel Sub | SDG&E | Com | Lighting | Com - Health | Energy Efficiency | 94289.0215 | 96466.0164 | 98461.1952 | 101266.2467 | 103163.5188 | 105052.6704 | 102143.0078 | 102850.5125 | 104742.0157 | 108210.8436 | 113940.1353 | 111173.1398 | 109924.9854
Scenario 3: Aggressive Fuel Sub | SDG&E | Com | Lighting | Com - Office (Large) | Energy Efficiency | 108799.0405 | 112179.1568 | 115150.0026 | 117868.7825 | 120618.9136 | 124836.113 | 128165.0132 | 130333.5898 | 131425.3905 | 132552.0293 | 134541.3549 | 136115.0121 | 137647.2846
Scenario 3: Aggressive Fuel Sub | SDG&E | Com | Lighting | Com - Refrig. Warehouse | Energy Efficiency | 159.102 | 164.7155 | 170.1211 | 173.3789 | 178.5433 | 184.8702 | 190.2847 | 194.8758 | 200.1584 | 204.5652 | 211.2844 | 217.5887 | 223.6641
Scenario 3: Aggressive Fuel Sub | SDG&E | Com | Lighting | Com - Restaurant | Energy Efficiency | 26415.7388 | 26436.4511 | 26494.3843 | 26370.4867 | 32184.8835 | 33279.7905 | 34099.22 | 34738.7332 | 35306.8045 | 35782.5453 | 36574.0245 | 37213.4064 | 37805.3225
Scenario 3: Aggressive Fuel Sub | SDG&E | Com | Lighting | Com - Retail | Energy Efficiency | 184360.9225 | 185232.5076 | 185878.6347 | 185492.9149 | 184714.4809 | 186259.599 | 185403.1347 | 183741.9251 | 182442.8007 | 181340.9433 | 181785.5131 | 182181.3718 | 182778.376
Scenario 3: Aggressive Fuel Sub | SDG&E | Com | Lighting | Com - Warehouse | Energy Efficiency | 2931.1933 | 3073.7516 | 3210.1744 | 3351.7544 | 3490.2998 | 3660.7421 | 3785.0937 | 3889.8428 | 1140.5572 | 0 | 0 | 0 | 0
Scenario 3: Aggressive Fuel Sub | SDG&E | Com | WaterHeat | Com - College | Energy Efficiency | 110026.972 | 119783.9967 | 130155.9739 | 142148.8011 | 153758.7935 | 58253.095 | 62466.0969 | 66542.5713 | 37753.5618 | 40305.1442 | 79674.3228 | 84953.9517 | 89842.2454
Scenario 3: Aggressive Fuel Sub | SDG&E | Com | WaterHeat | Com - College | Fuel Substitution | 1049608.7159 | 1221308.3995 | 1395653.2111 | 1601608.8227 | 1841217.5027 | 1480240.9907 | 1748838.9841 | 1995760.5596 | 2272448.4695 | 2577684.6074 | 2941519.4651 | 3216263.1378 | 3422501.4446
Scenario 3: Aggressive Fuel Sub | SDG&E | Com | WaterHeat | Com - Grocery | Energy Efficiency | 94629.5626 | 104418.8572 | 114519.7564 | 125177.7631 | 136491.0773 | 134633.6692 | 145786.4577 | 156447.1752 | 143744.6675 | 153354.4424 | 189499.7495 | 201423.2949 | 213541.7452
Scenario 3: Aggressive Fuel Sub | SDG&E | Com | WaterHeat | Com - Grocery | Fuel Substitution | 49043.0044 | 55763.8289 | 63104.1602 | 71275.7809 | 80149.2577 | 0 | 0 | 0 | 0 | 0 | 0 | 0 | 0
Scenario 3: Aggressive Fuel Sub | SDG&E | Com | WaterHeat | Com - Health | Energy Efficiency | 384677.531 | 420709.2375 | 458889.8799 | 504065.5146 | 546328.0093 | 251752.9656 | 265620.9486 | 284384.7971 | 261750.7523 | 283736.9485 | 360011.6545 | 374518.3657 | 391799.6497
Scenario 3: Aggressive Fuel Sub | SDG&E | Com | WaterHeat | Com - Health | Fuel Substitution | 2965547.3964 | 3456277.2311 | 3978593.0668 | 4579100.4397 | 5234017.5289 | 4180773.3969 | 4966287.04 | 5695393.5754 | 6464960.9938 | 7336819.3386 | 8431841.0732 | 9258754.6743 | 9880673.8348
Scenario 3: Aggressive Fuel Sub | SDG&E | Com | WaterHeat | Com - Lodging | Energy Efficiency | 1461602.4361 | 1549109.5418 | 1643426.5027 | 1764729.4844 | 1862717.691 | 119477.1037 | 126412.3146 | 133214.8287 | 57388.4641 | 60669.997 | 112186.4354 | 117790.602 | 128045.1425
Scenario 3: Aggressive Fuel Sub | SDG&E | Com | WaterHeat | Com - Lodging | Fuel Substitution | 3927476.9571 | 4548669.9593 | 5209393.5609 | 5959675.0786 | 6769414.9595 | 5200653.6753 | 6193823.8413 | 7065194.9766 | 7950876.7708 | 8940939.7753 | 10184684.0112 | 11104404.6051 | 11780870.9112
Scenario 3: Aggressive Fuel Sub | SDG&E | Com | WaterHeat | Com - Office (Large) | Energy Efficiency | 259339.1354 | 277223.2987 | 295589.6314 | 314888.3666 | 334486.9012 | 137338.7875 | 145048.3435 | 151888.4516 | 113559.0065 | 120016.5463 | 170752.6615 | 177111.5939 | 183362.2903
Scenario 3: Aggressive Fuel Sub | SDG&E | Com | WaterHeat | Com - Office (Large) | Fuel Substitution | 597686.3229 | 691422.5844 | 783021.9359 | 893364.4917 | 1023820.3646 | 935775.6525 | 1093024.8284 | 1234924.4597 | 1402194.2898 | 1621757.2404 | 1842197.9751 | 2002311.759 | 2116517.1763
Scenario 3: Aggressive Fuel Sub | SDG&E | Com | WaterHeat | Com - Office (Small) | Energy Efficiency | 63506.3331 | 68249.0808 | 73152.3905 | 78221.2462 | 83653.843 | 78715.141 | 83353.44 | 87854.9599 | 40035.3236 | 42418.1049 | 101624.6786 | 106809.3251 | 111775.6784
Scenario 3: Aggressive Fuel Sub | SDG&E | Com | WaterHeat | Com - Office (Small) | Fuel Substitution | 264677.3215 | 306812.7669 | 353222.9725 | 404610.6461 | 459915.8614 | 405300.7631 | 475270.8613 | 539150.3938 | 593850.2059 | 669588.3832 | 759047.2753 | 824363.9945 | 871714.7049
Scenario 3: Aggressive Fuel Sub | SDG&E | Com | WaterHeat | Com - Other | Energy Efficiency | 971161.6036 | 1085998.5865 | 1207809.2042 | 1336676.607 | 1474407.2203 | 1129698.5357 | 1230953.1608 | 1327473.5896 | 1313268.9089 | 1404547.5628 | 1628967.1641 | 1739606.6206 | 1850042.2245
Scenario 3: Aggressive Fuel Sub | SDG&E | Com | WaterHeat | Com - Other | Fuel Substitution | 9694039.1978 | 11266872.3309 | 12902213.7737 | 14809592.3172 | 16889861.4722 | 13317996.633 | 15722589.9663 | 17942224.3357 | 20515702.3068 | 23436966.1917 | 26789071.0486 | 29312633.9151 | 31202907.5175
Scenario 3: Aggressive Fuel Sub | SDG&E | Com | WaterHeat | Com - Refrig. Warehouse | Energy Efficiency | 821.2602 | 918.9069 | 1020.891 | 1118.1068 | 1230.076 | 1152.7218 | 1254.8181 | 2357.8904 | 1451.9891 | 1548.7073 | 2819.5698 | 3009.5032 | 3187.8461
Scenario 3: Aggressive Fuel Sub | SDG&E | Com | WaterHeat | Com - Refrig. Warehouse | Fuel Substitution | 3208.0909 | 3692.9416 | 4225.0745 | 4812.323 | 5444.0993 | 4098.0618 | 4828.0521 | 5502.6856 | 6086.5542 | 6773.2609 | 7710.995 | 8408.1392 | 8924.2445
Scenario 3: Aggressive Fuel Sub | SDG&E | Com | WaterHeat | Com - Restaurant | Energy Efficiency | 294184.8145 | 319923.8831 | 346871.5105 | 372985.306 | 493917.3572 | 262972.9707 | 285671.7019 | 323207.6119 | 328612.8705 | 349652.5 | 392227.8943 | 416854.5687 | 441589.808
Scenario 3: Aggressive Fuel Sub | SDG&E | Com | WaterHeat | Com - Restaurant | Fuel Substitution | 6647371.3209 | 7672892.2859 | 8790598.3859 | 10014347.1865 | 11368018.2485 | 10282520.3981 | 12055606.5212 | 13677735.8417 | 15074294.1877 | 16988666.3506 | 19309583.9669 | 21030614.5153 | 22299937.3381
Scenario 3: Aggressive Fuel Sub | SDG&E | Com | WaterHeat | Com - Retail | Energy Efficiency | 111171.8814 | 118580.3351 | 126104.6609 | 133604.1362 | 141292.9614 | 140446.0696 | 147654.1783 | 154578.614 | 62118.7288 | 64653.8176 | 176246.9807 | 184085.4741 | 192022.4094
Scenario 3: Aggressive Fuel Sub | SDG&E | Com | WaterHeat | Com - Retail | Fuel Substitution | 298733.7756 | 345452.4627 | 384332.155 | 437787.0082 | 495144.5654 | 450834.5844 | 529090.7358 | 599163.7021 | 686355.4965 | 748763.9468 | 841660.4765 | 907147.4854 | 953051.9178
Scenario 3: Aggressive Fuel Sub | SDG&E | Com | WaterHeat | Com - School | Energy Efficiency | 196638.3822 | 215237.9137 | 234917.1651 | 255726.3572 | 278721.4655 | 113190.3923 | 121091.8794 | 128593.7321 | 109287.2293 | 116413.372 | 152102.1483 | 160301.0295 | 168486.9552
Scenario 3: Aggressive Fuel Sub | SDG&E | Com | WaterHeat | Com - School | Fuel Substitution | 1759295.3666 | 2040674.0833 | 2351434.403 | 2689001.2599 | 2911572.6905 | 2520617.921 | 2954570.2613 | 3342167.7053 | 3929254.2989 | 4552442.8267 | 5179900.1196 | 5643503.9871 | 5982332.3285
Scenario 3: Aggressive Fuel Sub | SDG&E | Com | WaterHeat | Com - Warehouse | Energy Efficiency | 64611.2198 | 68807.378 | 73179.8142 | 77803.3825 | 82650.5359 | 81209.692 | 85983.1826 | 90915.9679 | 12863.8388 | 13733.1488 | 105835.796 | 113057.6032 | 119326.2053
Scenario 3: Aggressive Fuel Sub | SDG&E | Com | WaterHeat | Com - Warehouse | Fuel Substitution | 23710.9838 | 27454.6788 | 30859.4173 | 35314.098 | 40166.1214 | 27622.8453 | 32642.3465 | 37264.4589 | 42942.716 | 48528.291 | 55334.5334 | 60423.971 | 64221.9516
Scenario 3: Aggressive Fuel Sub | SDG&E | Com | WholeBlg | Com - College | Energy Efficiency | 171575.6458 | 175873.4927 | 179932.6076 | 183533.6733 | 189003.6432 | 200701.4881 | 213539.7576 | 224629.3449 | 235945.7682 | 247715.7225 | 258241.8622 | 262874.0757 | 264791.9026
Scenario 3: Aggressive Fuel Sub | SDG&E | Com | WholeBlg | Com - Grocery | Energy Efficiency | 368828.3898 | 376374.0907 | 383513.2311 | 389211.3706 | 399265.5514 | 424262.1111 | 450228.5675 | 472551.5157 | 495408.1683 | 518073.2707 | 538404.5704 | 544952.6448 | 536722.0878
Scenario 3: Aggressive Fuel Sub | SDG&E | Com | WholeBlg | Com - Health | Energy Efficiency | 453924.4792 | 464550.0474 | 474326.9241 | 482381.224 | 495211.0878 | 524528.7826 | 555693.6203 | 581636.6931 | 608089.3014 | 635611.1308 | 660523.5722 | 669363.7806 | 676835.7008
Scenario 3: Aggressive Fuel Sub | SDG&E | Com | WholeBlg | Com - Lodging | Energy Efficiency | 236351.8281 | 240713.807 | 244689.8217 | 248116.3714 | 253823.7568 | 267717.2757 | 282689.4935 | 295074.9037 | 307544.4245 | 320291.0641 | 331140.77 | 334258.6118 | 337457.3833
Scenario 3: Aggressive Fuel Sub | SDG&E | Com | WholeBlg | Com - Office (Large) | Energy Efficiency | 764787.3414 | 776617.6045 | 786674.7008 | 793425.9799 | 807999.2111 | 850522.007 | 897343.5847 | 934934.5016 | 972340.2349 | 1010409.3902 | 1041656.7585 | 1047282.6557 | 1061921.1435
Scenario 3: Aggressive Fuel Sub | SDG&E | Com | WholeBlg | Com - Office (Small) | Energy Efficiency | 219507.7641 | 221685.9961 | 223522.9059 | 224545.6429 | 228066.6523 | 239904.9661 | 252671.2878 | 262935.7795 | 273238.8292 | 284390.7021 | 292971.3657 | 293998.6489 | 294220.2545
Scenario 3: Aggressive Fuel Sub | SDG&E | Com | WholeBlg | Com - Other | Energy Efficiency | 439735.7101 | 449533.8003 | 458666.1232 | 466792.3411 | 479385.4766 | 507042.2317 | 537683.7896 | 563645.0394 | 589990.3567 | 617059.9746 | 640960.2776 | 650893.8622 | 663825.7699
Scenario 3: Aggressive Fuel Sub | SDG&E | Com | WholeBlg | Com - Refrig. Warehouse | Energy Efficiency | 8147.489 | 8474.3534 | 8803.9949 | 9119.7136 | 9513.1501 | 10196.3352 | 10900.5042 | 11538.3027 | 12206.2829 | 12882.4587 | 13526.3364 | 13838.4182 | 13700.5364
Scenario 3: Aggressive Fuel Sub | SDG&E | Com | WholeBlg | Com - Restaurant | Energy Efficiency | 519852.6924 | 565280.563 | 608009.349 | 254478.8998 | 261539.3781 | 277318.8897 | 293896.686 | 308347.3416 | 323207.1583 | 338070.935 | 351608.1779 | 357068.6737 | 355247.4311
Scenario 3: Aggressive Fuel Sub | SDG&E | Com | WholeBlg | Com - Retail | Energy Efficiency | 2088492.1988 | 2458669.4127 | 2843629.6641 | 3222030.4128 | 3555139.6882 | 3993284.025 | 4413840.6673 | 4777888.6343 | 5105106.7841 | 5418054.5435 | 5690882.3198 | 5910898.9885 | 6154413.7761
Scenario 3: Aggressive Fuel Sub | SDG&E | Com | WholeBlg | Com - School | Energy Efficiency | 141358.5789 | 143684.0099 | 145775.9202 | 147488.4834 | 150753.6843 | 159148.7312 | 168585.838 | 176407.8511 | 184264.7816 | 192338.6727 | 199216.0635 | 201303.505 | 203779.4388
Scenario 3: Aggressive Fuel Sub | SDG&E | Com | WholeBlg | Com - Warehouse | Energy Efficiency | 137166.3886 | 140383.7676 | 143450.71 | 146195.0991 | 150377.8071 | 159407.9873 | 169175.5881 | 177507.6674 | 186015.5 | 194693.8617 | 202431.6716 | 205578.1182 | 209491.4025
Scenario 3: Aggressive Fuel Sub | SDG&E | Ind | WholeBlg | Ind - All Other Industrial | Energy Efficiency | 285729.3646 | 295053.056 | 303930.8327 | 312723.1571 | 322908.0409 | 337448.0824 | 353810.7439 | 370162.0915 | 387250.28 | 405311.3546 | 424043.9109 | 441554.057 | 460431.6122
Scenario 3: Aggressive Fuel Sub | SDG&E | Ind | WholeBlg | Ind - Chemicals | Energy Efficiency | 341052.3448 | 353967.6485 | 366553.0499 | 378939.1022 | 392939.4879 | 412062.5897 | 433166.1345 | 453987.1967 | 475713.6638 | 498479.5771 | 521824.7233 | 543471.6866 | 566499.2877
Scenario 3: Aggressive Fuel Sub | SDG&E | Ind | WholeBlg | Ind - Electronics | Energy Efficiency | 563405.7588 | 579292.3906 | 593466.3555 | 605960.0043 | 622338.5789 | 654632.999 | 693174.4972 | 730229.1747 | 768391.2355 | 808196.4678 | 848217.4743 | 880826.3217 | 916035.2963
Scenario 3: Aggressive Fuel Sub | SDG&E | Ind | WholeBlg | Ind - Fabricated Metals | Energy Efficiency | 122196.6758 | 126068.7789 | 129746.4486 | 132824.39 | 136401.7503 | 142325.5136 | 149045.2903 | 155447.5848 | 161998.6015 | 168809.1167 | 175610.8045 | 181234.9009 | 187205.0331
Scenario 3: Aggressive Fuel Sub | SDG&E | Ind | WholeBlg | Ind - Food | Energy Efficiency | 533109.3331 | 548161.6052 | 562622.869 | 576982.2127 | 593461.7447 | 616922.64 | 643191.4583 | 669187.757 | 696202.9019 | 724573.5744 | 753594.7729 | 780345.3587 | 808833.2547
Scenario 3: Aggressive Fuel Sub | SDG&E | Ind | WholeBlg | Ind - Industrial Machinery | Energy Efficiency | 602722.1167 | 635232.9647 | 669211.9635 | 700617.463 | 732288.7018 | 768326.2991 | 807263.7287 | 847229.1376 | 889291.3985 | 933918.3379 | 980028.7581 | 1025336.3901 | 1072806.8377
Scenario 3: Aggressive Fuel Sub | SDG&E | Ind | WholeBlg | Ind - Lumber & Furniture | Energy Efficiency | 8913.6565 | 8928.6986 | 8892.3688 | 8809.7578 | 8798.3008 | 9087.8478 | 9463.6022 | 9775.106 | 10077.7253 | 10380.7535 | 10657.2386 | 10756.4702 | 10873.206
Scenario 3: Aggressive Fuel Sub | SDG&E | Ind | WholeBlg | Ind - Paper | Energy Efficiency | 8318.3866 | 8103.3224 | 7816.4894 | 7482.5303 | 7230.4292 | 7357.9778 | 7601.5703 | 7756.4226 | 7894.1533 | 8024.0351 | 8107.9446 | 7957.6627 | 7816.9013
Scenario 3: Aggressive Fuel Sub | SDG&E | Ind | WholeBlg | Ind - Petroleum | Energy Efficiency | 4973.5342 | 4875.3475 | 4736.5973 | 4559.8189 | 4430.4487 | 4533.4641 | 4706.9852 | 4824.4692 | 4927.6844 | 5022.2458 | 5087.1647 | 5011.4022 | 4942.0044
Scenario 3: Aggressive Fuel Sub | SDG&E | Ind | WholeBlg | Ind - Plastics | Energy Efficiency | 85478.1082 | 89808.332 | 93978.3783 | 98013.3353 | 102662.6891 | 108900.103 | 115417.7355 | 121395.6693 | 127744.1045 | 134464.4226 | 141358.0125 | 147551.6195 | 154095.4758
Scenario 3: Aggressive Fuel Sub | SDG&E | Ind | WholeBlg | Ind - Primary Metals | Energy Efficiency | 278527.3778 | 292564.0676 | 307343.0061 | 322681.3981 | 338818.5312 | 356245.0086 | 374794.8252 | 394336.7887 | 414996.9112 | 436877.7494 | 459878.9882 | 483801.3492 | 509106.9449
Scenario 3: Aggressive Fuel Sub | SDG&E | Ind | WholeBlg | Ind - Printing & Publishing | Energy Efficiency | 59499.885 | 59706.1237 | 59597.0992 | 59216.0068 | 59280.7845 | 61393.2513 | 64179.873 | 66567.9356 | 68934.6182 | 71326.0524 | 73543.4906 | 74609.4028 | 75826.718
Scenario 3: Aggressive Fuel Sub | SDG&E | Ind | WholeBlg | Ind - Stone-Glass-Clay | Energy Efficiency | 229742.6298 | 244562.2357 | 259200.1634 | 274138.3545 | 289842.4806 | 306383.1277 | 323393.6882 | 341190.7807 | 359967.9146 | 379939.7779 | 401105.2967 | 423195.7713 | 446498.9737
Scenario 3: Aggressive Fuel Sub | SDG&E | Ind | WholeBlg | Ind - Textiles | Energy Efficiency | 7734.2304 | 7769.2819 | 7767.6745 | 7723.3401 | 7727.84 | 7968.9841 | 8284.8607 | 8551.9071 | 8814.925 | 9082.2055 | 9331.4676 | 9455.3925 | 9599.7085
Scenario 3: Aggressive Fuel Sub | SDG&E | Ind | WholeBlg | Ind - Transportation Equipment | Energy Efficiency | 345231.4735 | 350389.3078 | 355283.598 | 358043.3432 | 362452.4481 | 376029.2297 | 393113.535 | 408742.5956 | 424630.8787 | 440978.6314 | 456719.8263 | 467397.8464 | 478883.433
Scenario 3: Aggressive Fuel Sub | SDG&E | Res | AppPlug | Res - Multi Family | Energy Efficiency | 90.9948 | 97.3432 | 103.5147 | 741.24 | 2397.9396 | 2565.2762 | 2735.9994 | 2902.2575 | 3077.6387 | 3271.5948 | 3506.0783 | 3785.6116 | 4105.1468
Scenario 3: Aggressive Fuel Sub | SDG&E | Res | AppPlug | Res - Multi Family | Fuel Substitution | 17.4709 | 20.0548 | 22.9139 | 26.0865 | 29.5333 | 0 | 0 | 0 | 0 | 0 | 0 | 0 | 0
Scenario 3: Aggressive Fuel Sub | SDG&E | Res | AppPlug | Res - Single Family | Energy Efficiency | 0.043366 | 0.052725 | 0.061989 | 0.070918 | 0.078413 | 26.257 | 66.0362 | 70.3061 | 75.2222 | 80.9363 | 87.7809 | 95.8966 | 105.2365
Scenario 3: Aggressive Fuel Sub | SDG&E | Res | AppPlug | Res - Single Family | Fuel Substitution | 16.1544 | 18.4938 | 21.0903 | 23.9713 | 27.1119 | 0 | 0 | 0 | 0 | 0 | 0 | 0 | 0
Scenario 3: Aggressive Fuel Sub | SDG&E | Res | BROs | Income Qualified - Multi Family IQ | Energy Efficiency | 443465.6029 | 499791.816 | 557016.4521 | 574200.0435 | 609039.0917 | 758592.9072 | 870343.3225 | 938559.063 | 1039215.73 | 1032580.4937 | 1125602.5861 | 1176024.3621 | 1283947.794
Scenario 3: Aggressive Fuel Sub | SDG&E | Res | BROs | Income Qualified - Single Family IQ | Energy Efficiency | 995634.4377 | 1106305.3176 | 1218607.5848 | 1260702.6019 | 1336372.5628 | 1622255.3532 | 1839084.4206 | 1977574.3193 | 2176172.0772 | 2182634.7398 | 2371436.9343 | 2495087.5699 | 2717754.1335
Scenario 3: Aggressive Fuel Sub | SDG&E | Res | BROs | Res - Multi Family | Energy Efficiency | 3462892.1659 | 3853473.9471 | 4250193.0075 | 4397399.1855 | 4663370.2481 | 5675249.9397 | 6442974.2728 | 6932804.0936 | 7636413.1991 | 7656216.219 | 8324500.8592 | 9077588.3852 | 9910697.4861
Scenario 3: Aggressive Fuel Sub | SDG&E | Res | BROs | Res - Single Family | Energy Efficiency | 1269479.4071 | 1428644.0664 | 1590647.3432 | 1641603.5637 | 1741822.6669 | 2160102.2668 | 2473883.7305 | 2667373.0504 | 2951080.6464 | 2938383.5245 | 3202108.968 | 3499393.2821 | 3827611.8436
Scenario 3: Aggressive Fuel Sub | SDG&E | Res | BldgEnv | Res - Multi Family | Energy Efficiency | 0 | 0 | 0 | 411.2708 | 442.4375 | 2284.4644 | 2449.5741 | 2622.3269 | 2805.2958 | 2997.6806 | 3204.8345 | 3423.7157 | 3655.5557
Scenario 3: Aggressive Fuel Sub | SDG&E | Res | BldgEnv | Res - Single Family | Energy Efficiency | 18831.1949 | 21864.7292 | 24735.1454 | 27079.4426 | 28341.7203 | 29969.8871 | 31449.0971 | 32838.6266 | 14094.8293 | 3835.7658 | 4081.2211 | 4338.7916 | 4610.7496
Scenario 3: Aggressive Fuel Sub | SDG&E | Res | HVAC | Res - Multi Family | Energy Efficiency | 0 | 0 | 0 | 0 | 0 | 16036.9595 | 16177.9003 | 16090.8959 | 15859.8859 | 15553.2082 | 15342.3764 | 15278.1184 | 15241.2004
Scenario 3: Aggressive Fuel Sub | SDG&E | Res | HVAC | Res - Multi Family | Fuel Substitution | 16768.1727 | 17807.3131 | 21113.7429 | 22263.1854 | 23531.4463 | 0 | 0 | 0 | 0 | 0 | 0 | 0 | 0
Scenario 3: Aggressive Fuel Sub | SDG&E | Res | HVAC | Res - Single Family | Energy Efficiency | 790688.2983 | 901053.0635 | 977354.7921 | 1016187.5596 | 996966.3255 | 274042.5536 | 274393.6378 | 271607.8403 | 60668.7058 | 29042.3753 | 28371.7534 | 27953.6445 | 27585.9457
Scenario 3: Aggressive Fuel Sub | SDG&E | Res | HVAC | Res - Single Family | Fuel Substitution | 494148.1629 | 529222.9441 | 564153.0017 | 601354.1335 | 639648.9278 | -1924.3455 | -1846.161 | -1947.7469 | 0 | 0 | 0 | 0 | 0
Scenario 3: Aggressive Fuel Sub | SDG&E | Res | WaterHeat | Res - Multi Family | Energy Efficiency | 5280151.2906 | 5264408.3895 | 5196109.612 | 5132429.1254 | 4983215.9763 | 3458338.4253 | 3298064.0735 | 3122518.6527 | 2952172.9442 | 2788305.5607 | 2655185.3888 | 2534940.0751 | 2428103.7656
Scenario 3: Aggressive Fuel Sub | SDG&E | Res | WaterHeat | Res - Multi Family | Fuel Substitution | 135552.4787 | 146590.2231 | 157796.6858 | 169963.1689 | 181702.8073 | 3461.528 | 4134.7281 | 4781.511 | 5289.0037 | 5639.7789 | 5911.775 | 6073.9041 | 6173.9783
Scenario 3: Aggressive Fuel Sub | SDG&E | Res | WaterHeat | Res - Single Family | Energy Efficiency | 11146014.4878 | 11741606.3173 | 12072095.7531 | 12137820.6343 | 11864140.4193 | 4270596.8001 | 3904946.1598 | 3548353.2024 | 3219663.8939 | 2921958.612 | 2667904.4046 | 2446703.9398 | 2255296.1688
Scenario 3: Aggressive Fuel Sub | SDG&E | Res | WaterHeat | Res - Single Family | Fuel Substitution | 32104.9478 | 34590.4082 | 37112.9526 | 39854.6875 | 42737.6917 | 18065.0884 | 20771.1553 | 23629.5556 | 26022.1722 | 27662.3307 | 28935.6055 | 29688.0294 | 30152.9629
2023 PG Study Reference Scenario | PG&E | Ag | HVAC | Ag - Irrigated Agriculture, vineyards, forestry and greenhouses | Energy Efficiency | 180852.1953 | 211663.8099 | 246241.7881 | 284558.1498 | 326396.9527 | 371340.0761 | 418600.7588 | 467458.4426 | 516683.4825 | 564892.5918 | 877526.7696
2023 PG Study Reference Scenario | PG&E | Ag | Lighting | Ag - Irrigated Agriculture, vineyards, forestry and greenhouses | Energy Efficiency | 5152192.5796 | 4891001.5266 | 4305241.9789 | 3518721.0063 | 2703692.0253 | 1965494.7211 | 1396879.2455 | 957001.579 | 641766.9202 | 425302.4376 | 279759.3643
2023 PG Study Reference Scenario | PG&E | Ag | MachDr | Ag - Dairies, fishing, hunting | Energy Efficiency | 1202380.4703 | 814295.8544 | 505884.1504 | 179122.5647 | 0 | 161343.671 | 144741.2807 | 80994.4357 | 44826.5226 | 0 | 0
2023 PG Study Reference Scenario | PG&E | Ag | MachDr | Ag - Water pumping | Energy Efficiency | 3290714.1897 | 2021847.9748 | 1169589.2838 | 652116.3426 | 356160.1126 | 192028.5886 | 105413.2925 | 57453.9384 | 31269.2959 | 17060.7043 | 9323.4366
2023 PG Study Reference Scenario | PG&E | Ag | ProcHeat | Ag - Dairies, fishing, hunting | Energy Efficiency | 13.0355 | 1.617 | 0.20002 | 0.024663 | 0.0030307 | 0.00037122 | 4.5262e-05 | 5.5504e-06 | 6.8405e-07 | 8.4614e-08 | 9.9983e-09
2023 PG Study Reference Scenario | PG&E | Ag | ProcHeat | Ag - Irrigated Agriculture, vineyards, forestry and greenhouses | Energy Efficiency | 960322.6979 | 644218.6211 | 397512.5412 | 243663.7498 | 147985.6546 | 89208.35 | 52414.0905 | 31198.9555 | 18510.0178 | 10952.7836 | 6467.7672
2023 PG Study Reference Scenario | PG&E | Ag | WholeBlg | Ag - Dairies, fishing, hunting | Energy Efficiency | 799503.5473 | 811353.5043 | 825133.2227 | 842083.2635 | 866385.099 | 901888.3507 | 916352.5898 | 928823.3228 | 942132.4749 | 957710.9423 | 975284.144
2023 PG Study Reference Scenario | PG&E | Ag | WholeBlg | Ag - Irrigated Agriculture, vineyards, forestry and greenhouses | Energy Efficiency | 7537368.9116 | 8128017.1099 | 8943104.0429 | 10118969.4989 | 11901081.5318 | 14666501.0675 | 15062852.6922 | 15371248.0144 | 15692675.9968 | 16050421.6245 | 16450800.8451
2023 PG Study Reference Scenario | PG&E | Ag | WholeBlg | Ag - Water pumping | Energy Efficiency | 1548713.4787 | 1603960.2108 | 1687326.336 | 1814932.9183 | 2020668.0912 | 2352642.0893 | 2379814.2562 | 2387624.294 | 2394303.3808 | 2407016.3764 | 2424918.1334
2023 PG Study Reference Scenario | PG&E | Com | AppPlug | Com - College | Energy Efficiency | 1423.0407 | 1433.4011 | 1372.9718 | 1346.4263 | 808.1296 | 750.2362 | 152.2039 | 790.52 | 836.6463 | 863.0342 | 889.0653
2023 PG Study Reference Scenario | PG&E | Com | AppPlug | Com - Grocery | Energy Efficiency | 56.3947 | 48.0526 | 41.4536 | 34.2934 | 26.8844 | 23.9386 | 3.9316 | 20.139 | 17.7742 | 17.8331 | 18.2944
2023 PG Study Reference Scenario | PG&E | Com | AppPlug | Com - Health | Energy Efficiency | 495427.1017 | 568145.6081 | 684127.5698 | 796621.1974 | 939713.782 | 1089987.425 | 1260086.1608 | 1431426.4706 | 2415208.3538 | 2654575.1052 | 2868998.1729
2023 PG Study Reference Scenario | PG&E | Com | AppPlug | Com - Lodging | Energy Efficiency | 847924.6055 | 990050.1943 | 1151422.1989 | 1317422.607 | 1518615.7939 | 1726185.3005 | 1954498.8693 | 2203207.8849 | 2880307.5792 | 3212829.8509 | 3573157.161
2023 PG Study Reference Scenario | PG&E | Com | AppPlug | Com - Office (Large) | Energy Efficiency | 13874.2807 | 14329.704 | 14726.3234 | 14881.4999 | 15295.6413 | 15359.9892 | 3088.668 | 17036.9451 | 17374.4446 | 18184.1736 | 18915.9157
2023 PG Study Reference Scenario | PG&E | Com | AppPlug | Com - Office (Small) | Energy Efficiency | 4056.2742 | 4208.219 | 4269.5736 | 4304.2296 | 4350.9662 | 4359.2603 | 880.2369 | 4826.0233 | 4983.9632 | 5204.1695 | 5431.8163
2023 PG Study Reference Scenario | PG&E | Com | AppPlug | Com - Other | Energy Efficiency | 9544.4627 | 10426.6625 | 11437.8351 | 12464.785 | 13466.8496 | 14764.1005 | 14983.9287 | 17716.8851 | 19118.4731 | 20777.9425 | 22594.2152
2023 PG Study Reference Scenario | PG&E | Com | AppPlug | Com - Refrig. Warehouse | Energy Efficiency | 373.4067 | 388.8183 | 402.5471 | 413.0188 | 424.5676 | 434.379 | 18.9957 | 100.9349 | 103.599 | 107.3963 | 111.1192
2023 PG Study Reference Scenario | PG&E | Com | AppPlug | Com - Restaurant | Energy Efficiency | 0 | 0 | 0 | 0 | 0 | 0 | 0 | 0 | 0 | 0 | 0
2023 PG Study Reference Scenario | PG&E | Com | AppPlug | Com - Retail | Energy Efficiency | 186.7622 | 153.9317 | 131.2186 | 107.7031 | 84.7082 | 77.8521 | 13.3866 | 69.8122 | 63.9282 | 65.4382 | 68.3228
2023 PG Study Reference Scenario | PG&E | Com | AppPlug | Com - School | Energy Efficiency | 710.4945 | 741.0903 | 750.0631 | 754.5573 | 754.5573 | 751.6958 | 154.3957 | 828.6631 | 856.4164 | 894.7736 | 935.0264
2023 PG Study Reference Scenario | PG&E | Com | AppPlug | Com - Warehouse | Energy Efficiency | 960.9993 | 958.0419 | 629.3413 | 591.0902 | 563.6637 | 537.4689 | 105.7343 | 558.3502 | 564.7785 | 584.6599 | 601.2807
2023 PG Study Reference Scenario | PG&E | Com | BROs | Com - College | Energy Efficiency | 391020.1339 | 439230.9281 | 492790.6273 | 546451.8592 | 607606.127 | 676020.5996 | 770744.1592 | 874966.6798 | 1482402.2973 | 429657.5911 | 582323.536
2023 PG Study Reference Scenario | PG&E | Com | BROs | Com - Grocery | Energy Efficiency | 1632378.3595 | 1873781.2911 | 2115174.4845 | 2298161.0645 | 2390040.2415 | 2469430.2484 | 2824484.0735 | 3122299.5541 | 3684590.6211 | 3376085.0779 | 3766122.4898
2023 PG Study Reference Scenario | PG&E | Com | BROs | Com - Health | Energy Efficiency | 1649218.3199 | 1875912.0722 | 2120509.8648 | 2352946.8724 | 2586650.9032 | 2840757.6558 | 3262785.2359 | 3703824.1615 | 5764410.1689 | 2506986.2995 | 3138563.7682
2023 PG Study Reference Scenario | PG&E | Com | BROs | Com - Lodging | Energy Efficiency | 580212.141 | 674942.2276 | 779373.8683 | 888369.0209 | 991764.5335 | 1108051.9267 | 1292426.8786 | 1488210.2459 | 2282852.1287 | 1139879.8932 | 1427541.1435
2023 PG Study Reference Scenario | PG&E | Com | BROs | Com - Office (Large) | Energy Efficiency | 3150523.7918 | 3525290.6423 | 3908032.1103 | 4206935.6353 | 4480614.6754 | 4760388.8245 | 5370165.3116 | 5954197.5101 | 8078445.6191 | 5177428.3124 | 6011007.5111
2023 PG Study Reference Scenario | PG&E | Com | BROs | Com - Office (Small) | Energy Efficiency | 419959.6569 | 482729.9591 | 546885.2931 | 602297.4056 | 641068.9254 | 680536.8803 | 781694.0955 | 875180.7199 | 1025353.6783 | 1013898.4553 | 1145437.9615
2023 PG Study Reference Scenario | PG&E | Com | BROs | Com - Other | Energy Efficiency | 882374.2811 | 1035315.9007 | 1209365.9856 | 1405215.9039 | 1582562.2482 | 1780400.1553 | 2087447.3841 | 2413881.2303 | 2980422.3232 | 2936271.0152 | 3435720.1588
2023 PG Study Reference Scenario | PG&E | Com | BROs | Com - Refrig. Warehouse | Energy Efficiency | 20048.8867 | 23487.4794 | 27590.4559 | 30464.3308 | 33965.6094 | 37556.1034 | 44145.5092 | 50974.9223 | 105936.8959 | 0 | 10994.981
2023 PG Study Reference Scenario | PG&E | Com | BROs | Com - Restaurant | Energy Efficiency | 467287.7268 | 545789.1331 | 631466.8344 | 724176.2165 | 757676.5739 | 791186.1457 | 931209.7681 | 1052415.3169 | 1316217.4101 | 1123011.2398 | 1282562.607
2023 PG Study Reference Scenario | PG&E | Com | BROs | Com - Retail | Energy Efficiency | 928772.556 | 1069286.9569 | 1214019.1228 | 1347038.4233 | 1408991.5658 | 1469712.001 | 1693073.3402 | 1884824.1519 | 2152619.8829 | 2201489.0649 | 2455493.5921
2023 PG Study Reference Scenario | PG&E | Com | BROs | Com - School | Energy Efficiency | 1013928.9851 | 1136971.1759 | 1268375.2572 | 1402407.097 | 1550592.8473 | 1715105.6042 | 1937668.769 | 2177939.9775 | 3015114.9538 | 1952690.015 | 2303458.88
2023 PG Study Reference Scenario | PG&E | Com | BROs | Com - Warehouse | Energy Efficiency | 4795.962 | 5673.7231 | 6724.8754 | 7690.3754 | 8856.674 | 10167.8788 | 12072.0814 | 14204.5366 | 30251.7677 | 0 | 3269.3568
2023 PG Study Reference Scenario | PG&E | Com | BldgEnv | Com - College | Energy Efficiency | 1669.7784 | 1632.4404 | 1534.7892 | 1528.6697 | 51.4693 | 50.9451 | 50.811 | 50.6286 | 50.2939 | 50.0323 | 49.8487
2023 PG Study Reference Scenario | PG&E | Com | BldgEnv | Com - Grocery | Energy Efficiency | 314.1799 | 259.3533 | 257.0435 | 254.4921 | 251.9519 | 249.2924 | 248.5328 | 247.5552 | 244.147 | 241.1489 | 238.9883
2023 PG Study Reference Scenario | PG&E | Com | BldgEnv | Com - Health | Energy Efficiency | 7808.7651 | 8017.8546 | 8699.0258 | 9212.3513 | 9958.5796 | 10581.5204 | 11239.7679 | 11792.293 | 12271.9898 | 12636.6412 | 12737.8843
2023 PG Study Reference Scenario | PG&E | Com | BldgEnv | Com - Lodging | Energy Efficiency | 17570.2101 | 18433.5675 | 19413.9113 | 20335.2004 | 21617.7801 | 22716.0785 | 23914.662 | 25157.593 | 26392.2005 | 27802.9373 | 29253.7663
2023 PG Study Reference Scenario | PG&E | Com | BldgEnv | Com - Office (Large) | Energy Efficiency | 13641.9624 | 14196.9304 | 15142.8593 | 15934.9625 | 16965.0585 | 17905.8176 | 19020.6087 | 19896.2354 | 20648.6698 | 21802.2576 | 22921.0521
2023 PG Study Reference Scenario | PG&E | Com | BldgEnv | Com - Office (Small) | Energy Efficiency | 4114.9325 | 4298.8349 | 4525.2589 | 4746.9803 | 4969.6829 | 5229.0923 | 5505.0119 | 5791.0469 | 6082.5106 | 6405.0235 | 6751.4749
2023 PG Study Reference Scenario | PG&E | Com | BldgEnv | Com - Other | Energy Efficiency | 4376.643 | 4552.2043 | 4776.5537 | 4982.726 | 5163.4699 | 5433.2754 | 5734.9777 | 6011.1814 | 6228.494 | 6518.2049 | 6837.6774
2023 PG Study Reference Scenario | PG&E | Com | BldgEnv | Com - Refrig. Warehouse | Energy Efficiency | 1351.666 | 1408.43 | 1472.493 | 1535.1289 | 1606.8475 | 1691.2023 | 1777.4566 | 1870.0094 | 1956.7659 | 2051.7182 | 2150.0535
2023 PG Study Reference Scenario | PG&E | Com | BldgEnv | Com - Restaurant | Energy Efficiency | 138.3364 | 137.2596 | 136.1191 | 134.8522 | 133.5921 | 132.2681 | 131.948 | 131.5024 | 130.9065 | 130.4918 | 130.2118
2023 PG Study Reference Scenario | PG&E | Com | BldgEnv | Com - Retail | Energy Efficiency | 443.4977 | 440.3175 | 436.9868 | 433.2963 | 429.6429 | 425.7622 | 425.0271 | 423.8414 | 401.2019 | 378.1552 | 360.2913
2023 PG Study Reference Scenario | PG&E | Com | BldgEnv | Com - School | Energy Efficiency | 5016.7667 | 5270.1826 | 5540.125 | 5806.0774 | 6022.6721 | 6310.3623 | 6621.7737 | 6982.8807 | 7343.461 | 7748.109 | 8187.9811
2023 PG Study Reference Scenario | PG&E | Com | BldgEnv | Com - Warehouse | Energy Efficiency | 48660.0294 | 46636.172 | 7402.413 | 5309.1925 | 3514.1112 | 3117.1643 | 3121.9255 | 3127.4299 | 2995.0641 | 2856.0965 | 2748.5509
2023 PG Study Reference Scenario | PG&E | Com | ComRefrig | Com - College | Energy Efficiency | 11284.9429 | 5039.6446 | 1161.6953 | 7.0094 | 1.3503 | 0 | 0 | 0 | 0 | 0 | 0
2023 PG Study Reference Scenario | PG&E | Com | ComRefrig | Com - Grocery | Energy Efficiency | 3365585.9687 | 2083299.951 | 1101829.3895 | 464327.9974 | 202582.366 | 93411.9381 | 28577.4924 | 237.5345 | 101.5332 | 13.3523 | 0
2023 PG Study Reference Scenario | PG&E | Com | ComRefrig | Com - Lodging | Energy Efficiency | 16853.3066 | 8881.7482 | 3024.4813 | 11.2588 | 2.8891 | 0 | 0 | 0 | 0 | 0 | 0
2023 PG Study Reference Scenario | PG&E | Com | ComRefrig | Com - Other | Energy Efficiency | 25677.5154 | 18085.6833 | 10612.8976 | 4993.2829 | 1489.8798 | 9.8966 | 3.8594 | 0 | 0 | 0 | 0
2023 PG Study Reference Scenario | PG&E | Com | ComRefrig | Com - Refrig. Warehouse | Energy Efficiency | 162082.5057 | 103481.9229 | 52936.5875 | 18686.4738 | 75.0533 | 23.8549 | 0 | 0 | 0 | 0 | 0
2023 PG Study Reference Scenario | PG&E | Com | ComRefrig | Com - Restaurant | Energy Efficiency | 178066.5604 | 81341.1318 | 26865.9741 | 125.9075 | 43.8156 | 0 | 0 | 0 | 0 | 0 | 0
2023 PG Study Reference Scenario | PG&E | Com | ComRefrig | Com - Retail | Energy Efficiency | 1512720.3555 | 888518.766 | 423419.7607 | 136015.1936 | 48813.5482 | 6929.0699 | 154.3948 | 59.8344 | 0.42945 | 0 | 0
2023 PG Study Reference Scenario | PG&E | Com | ComRefrig | Com - School | Energy Efficiency | 25731.2377 | 13109.2677 | 4690.6067 | 17.9479 | 5.8029 | 0 | 0 | 0 | 0 | 0 | 0
2023 PG Study Reference Scenario | PG&E | Com | Data Center | Com - Office (Large) | Energy Efficiency | 74435.0032 | 74207.8854 | 73661.1841 | 73064.5985 | 72784.1632 | 71771.718 | 72647.7326 | 72108.1518 | 70986.8808 | 70632.2748 | 70006.623
2023 PG Study Reference Scenario | PG&E | Com | Data Center | Com - Other | Energy Efficiency | 41625.9315 | 41440.0765 | 41098.4559 | 40327.0601 | 39288.9418 | 38448.8208 | 38587.4944 | 38154.4999 | 37334.2887 | 36671.0568 | 35998.2495
2023 PG Study Reference Scenario | PG&E | Com | FoodServ | Com - College | Energy Efficiency | 49225.1969 | 54999.0524 | 61014.6224 | 68125.3369 | 66276.9326 | 72278.0377 | 80741.3141 | 88396.519 | 97361.6417 | 106364.3556 | 115952.028
2023 PG Study Reference Scenario | PG&E | Com | FoodServ | Com - College | Fuel Substitution | 333.6518 | 357.6542 | 427.5011 | 553.144 | 750.3418 | 982.3719 | 1375.794 | 1892.2237 | 2490.3308 | 3165.9755 | 3929.5906
2023 PG Study Reference Scenario | PG&E | Com | FoodServ | Com - Grocery | Energy Efficiency | 229531.9836 | 255306.8389 | 292375.7247 | 332816.8509 | 370381.9258 | 411410.8559 | 454387.3973 | 502240.327 | 553643.6834 | 607690.7537 | 665838.8658
2023 PG Study Reference Scenario | PG&E | Com | FoodServ | Com - Grocery | Fuel Substitution | 1962.018 | 2011.9545 | 2983.1178 | 4419.6662 | 6294.6763 | 8740.0779 | 11433.1398 | 14673.6098 | 18861.8707 | 23703.1441 | 29182.8702
2023 PG Study Reference Scenario | PG&E | Com | FoodServ | Com - Health | Energy Efficiency | 123461.6277 | 139692.1094 | 162443.6192 | 186020.0451 | 212605.0791 | 238979.7979 | 268077.3859 | 299498.9412 | 331826.9121 | 365088.7451 | 398815.9079
2023 PG Study Reference Scenario | PG&E | Com | FoodServ | Com - Health | Fuel Substitution | 965.7805 | 990.137 | 1330.6456 | 1771.209 | 2483.6806 | 3490.3466 | 4618.1027 | 6200.4304 | 8154.8505 | 10419.2991 | 13015.0112
2023 PG Study Reference Scenario | PG&E | Com | FoodServ | Com - Lodging | Energy Efficiency | 121156.1775 | 137384.7399 | 156801.7486 | 177119.9747 | 198784.2693 | 221393.7447 | 247560.6922 | 273777.087 | 301860.0509 | 332944.9101 | 366434.3456
2023 PG Study Reference Scenario | PG&E | Com | FoodServ | Com - Lodging | Fuel Substitution | 495.3691 | 609.9434 | 991.3338 | 1539.9008 | 2274.6485 | 3190.609 | 4362.3526 | 5753.0564 | 7352.4776 | 9171.1518 | 11244.5332
2023 PG Study Reference Scenario | PG&E | Com | FoodServ | Com - Other | Energy Efficiency | 356602.6679 | 401411.342 | 452538.9966 | 507409.6638 | 566152.2452 | 628905.6686 | 705985.2342 | 782929.6145 | 859099.3574 | 941639.3948 | 1030376.9654
2023 PG Study Reference Scenario | PG&E | Com | FoodServ | Com - Other | Fuel Substitution | 1793.4176 | 1846.4502 | 2205.8955 | 2981.455 | 4521.9626 | 6543.4087 | 8787.1158 | 11971.4516 | 15851.2131 | 20315.6214 | 25408.1287
2023 PG Study Reference Scenario | PG&E | Com | FoodServ | Com - Restaurant | Energy Efficiency | 613663.9547 | 670162.892 | 758360.8194 | 852219.8496 | 941384.3225 | 1032503.313 | 1143469.9991 | 1257408.22 | 1373873.0944 | 1501109.1022 | 1634969.1182
2023 PG Study Reference Scenario | PG&E | Com | FoodServ | Com - Restaurant | Fuel Substitution | 3715.4597 | 3760.4481 | 6636.6024 | 10379.9625 | 15709.9942 | 22219.75 | 29293.313 | 38301.3898 | 48684.0114 | 60318.8267 | 73376.5272
2023 PG Study Reference Scenario | PG&E | Com | FoodServ | Com - School | Energy Efficiency | 144003.256 | 161556.5547 | 180972.0408 | 201326.7719 | 222544.8458 | 246956.7187 | 275632.4653 | 304420.6723 | 333912.4615 | 366080.3033 | 400790.957
2023 PG Study Reference Scenario | PG&E | Com | FoodServ | Com - School | Fuel Substitution | 617.2191 | 648.1164 | 772.9527 | 941.0666 | 1271.8031 | 1672.1671 | 2290.5824 | 3199.412 | 4280.2411 | 5514.8739 | 6924.3704
2023 PG Study Reference Scenario | PG&E | Com | HVAC | Com - College | Energy Efficiency | 786581.7644 | 803526.5561 | 794394.8506 | 813557.281 | 526540.8337 | 263924.1869 | 274707.3056 | 283202.0425 | 290665.8701 | 297967.3232 | 306875.4694
2023 PG Study Reference Scenario | PG&E | Com | HVAC | Com - College | Fuel Substitution | 14866.6071 | 18506.3364 | 22549.945 | 25966.9186 | 30810.6477 | 0 | 0 | 0 | 0 | 0 | 0
2023 PG Study Reference Scenario | PG&E | Com | HVAC | Com - Grocery | Energy Efficiency | 253773.0189 | 269070.0609 | 285661.319 | 300577.9793 | 314322.7273 | 326265.1265 | 343300.6332 | 357315.6307 | 369605.4475 | 382104.7614 | 395157.4916
2023 PG Study Reference Scenario | PG&E | Com | HVAC | Com - Grocery | Fuel Substitution | 182061.4049 | 212440.9067 | 245228.3581 | 280037.5159 | 316477.4444 | 3.6483 | 3.8827 | 4.0463 | 4.1645 | 4.2645 | 4.3469
2023 PG Study Reference Scenario | PG&E | Com | HVAC | Com - Health | Energy Efficiency | 1799456.9366 | 1873360.4766 | 1987753.1731 | 2089010.0873 | 2199391.8498 | 1901269.5202 | 1998323.8084 | 2078457.2019 | 2139909.3677 | 2200696.2376 | 2244103.4239
2023 PG Study Reference Scenario | PG&E | Com | HVAC | Com - Health | Fuel Substitution | 65285.5426 | 76717.1933 | 89143.1805 | 102451.6242 | 116510.6124 | 3.2949 | 3.5512 | 3.7387 | 3.8796 | 4.0006 | 4.1028
2023 PG Study Reference Scenario | PG&E | Com | HVAC | Com - Lodging | Energy Efficiency | 1072053.7934 | 1076701.4571 | 1118090.9691 | 1148252.2391 | 1184295.0786 | 1047360.1154 | 1073202.7316 | 1090123.6478 | 884526.9056 | 1021851.1641 | 1125788.1745
2023 PG Study Reference Scenario | PG&E | Com | HVAC | Com - Lodging | Fuel Substitution | 55461.1019 | 64017.2681 | 73083.4102 | 82530.6859 | 92227.2939 | 1.2377 | 1.2877 | 1.3154 | 0 | 1.3436 | 1.3537
2023 PG Study Reference Scenario | PG&E | Com | HVAC | Com - Office (Large) | Energy Efficiency | 2978413.2921 | 2808721.2818 | 3025137.9256 | 3235514.3348 | 3449092.8007 | 1604427.2488 | 1713829.0333 | 2007709.4017 | 2093971.4291 | 1979214.5055 | 2079548.0962
2023 PG Study Reference Scenario | PG&E | Com | HVAC | Com - Office (Large) | Fuel Substitution | 11.1963 | 13.1099 | 27.6476 | 33.9211 | 40.7949 | 0 | 0 | 0 | 0 | 0 | 0
2023 PG Study Reference Scenario | PG&E | Com | HVAC | Com - Office (Small) | Energy Efficiency | 1278148.465 | 1369684.8274 | 1458637.8521 | 1554953.4041 | 1648125.1338 | 603159.4441 | 640877.9443 | 675335.0368 | 708348.0736 | 742604.0978 | 780452.4656
2023 PG Study Reference Scenario | PG&E | Com | HVAC | Com - Office (Small) | Fuel Substitution | 1189.9992 | 1419.5941 | 3491.5953 | 5083.8559 | 6066.7725 | 0 | 0 | 0 | 0 | 0 | 0
2023 PG Study Reference Scenario | PG&E | Com | HVAC | Com - Other | Energy Efficiency | 4642256.1399 | 4016004.666 | 3662835.7001 | 3693576.4373 | 3834682.2713 | 4035496.3191 | 4275789.5024 | 4484434.1863 | 4648810.3016 | 4831432.6075 | 5030020.4022
2023 PG Study Reference Scenario | PG&E | Com | HVAC | Com - Other | Fuel Substitution | 309348.5958 | 360986.6137 | 416550.1831 | 475397.3035 | 536817.3382 | 0 | 0 | 0 | 0 | 0 | 0
2023 PG Study Reference Scenario | PG&E | Com | HVAC | Com - Refrig. Warehouse | Energy Efficiency | 722.6019 | 202.8412 | 216.5287 | 227.4913 | 237.0985 | 245.7967 | 259.2308 | 270.0228 | 277.8324 | 285.7308 | 292.6864
2023 PG Study Reference Scenario | PG&E | Com | HVAC | Com - Restaurant | Energy Efficiency | 1257168.0313 | 1372826.9213 | 1502352.925 | 1627821.7612 | 1743895.751 | 1849563.611 | 1951285.6273 | 2038608.9158 | 2115329.8672 | 2184278.9739 | 2244538.2182
2023 PG Study Reference Scenario | PG&E | Com | HVAC | Com - Restaurant | Fuel Substitution | 8101.159 | 10310.3074 | 13678.699 | 15718.6248 | 20254.9317 | 0 | 0 | 0 | 0 | 0 | 0
2023 PG Study Reference Scenario | PG&E | Com | HVAC | Com - Retail | Energy Efficiency | 1612635.5054 | 1543334.1212 | 1476024.9838 | 1417402.8459 | 1332322.5774 | 967374.216 | 927831.134 | 889843.8466 | 646071.7493 | 660584.9246 | 675656.0431
2023 PG Study Reference Scenario | PG&E | Com | HVAC | Com - Retail | Fuel Substitution | 41130.4156 | 48892.9777 | 57365.4328 | 66449.5958 | 76028.4421 | 0 | 0 | 0 | 0 | 0 | 0
2023 PG Study Reference Scenario | PG&E | Com | HVAC | Com - School | Energy Efficiency | 1900600.895 | 2027899.3718 | 2133605.2277 | 2244027.5388 | 2353080.4652 | 1538851.3625 | 1628336.6891 | 1718957.1664 | 1806173.47 | 1900986.7394 | 2004873.651
2023 PG Study Reference Scenario | PG&E | Com | HVAC | Com - School | Fuel Substitution | 31757.0145 | 37886.0206 | 44581.3996 | 51758.0214 | 61539.3692 | 0 | 0 | 0 | 0 | 0 | 0
2023 PG Study Reference Scenario | PG&E | Com | HVAC | Com - Warehouse | Energy Efficiency | 166138.1488 | 177269.9526 | 152550.7704 | 154368.5334 | 154861.9064 | 159363.1038 | 166343.2318 | 171925.8036 | 176693.149 | 181320.2045 | 186336.7449
2023 PG Study Reference Scenario | PG&E | Com | HVAC | Com - Warehouse | Fuel Substitution | 28285.3777 | 32690.7542 | 37358.869 | 42219.3275 | 47199.4041 | 0 | 0 | 0 | 0 | 0 | 0
2023 PG Study Reference Scenario | PG&E | Com | Lighting | Com - College | Energy Efficiency | 531.7024 | 401.4061 | 406.2822 | 363.266 | 317.1053 | 291.678 | 293.5484 | 294.2801 | 295.042 | 294.9117 | 293.0148
2023 PG Study Reference Scenario | PG&E | Com | Lighting | Com - Grocery | Energy Efficiency | 15705.0709 | 15594.3926 | 15463.0071 | 15117.6548 | 14744.8254 | 14401.9896 | 14448.2606 | 14435.0524 | 14277.4857 | 14243.1011 | 14148.2317
2023 PG Study Reference Scenario | PG&E | Com | Lighting | Com - Health | Energy Efficiency | 13594.3399 | 13837.7418 | 14169.7294 | 14254.2431 | 14405.1938 | 14358.6789 | 14736.8799 | 14963.5254 | 15051.9984 | 15150.4959 | 15094.1479
2023 PG Study Reference Scenario | PG&E | Com | Lighting | Com - Lodging | Energy Efficiency | 107.2462 | 111.3525 | 34.9949 | 0 | 0 | 0 | 0 | 0 | 0 | 0 | 0
2023 PG Study Reference Scenario | PG&E | Com | Lighting | Com - Office (Large) | Energy Efficiency | 3324.8937 | 3434.6797 | 3545.8983 | 3593.6487 | 2682.0664 | 2322.9035 | 2420.914 | 2493.5113 | 2544.5344 | 2612.8971 | 2668.0022
2023 PG Study Reference Scenario | PG&E | Com | Lighting | Com - Office (Small) | Energy Efficiency | 575.4892 | 611.1361 | 297.3697 | 195.5664 | 200.6742 | 204.2675 | 212.2721 | 218.8852 | 223.9848 | 229.7118 | 234.6164
2023 PG Study Reference Scenario | PG&E | Com | Lighting | Com - Other | Energy Efficiency | 0 | 0 | 0 | 0 | 0 | 0 | 0 | 0 | 0 | 0 | 0
2023 PG Study Reference Scenario | PG&E | Com | Lighting | Com - Refrig. Warehouse | Energy Efficiency | 1944.1117 | 2030.4273 | 2108.9745 | 2167.5368 | 2228.7523 | 2280.6451 | 2375.6683 | 2461.9488 | 2532.5507 | 2613.0483 | 2689.0722
2023 PG Study Reference Scenario | PG&E | Com | Lighting | Com - Restaurant | Energy Efficiency | 31741.7367 | 31464.0098 | 31195.457 | 30657.4432 | 30162.5355 | 29467.3006 | 29783.8078 | 29828.998 | 29698.3489 | 29742.8797 | 29633.0673
2023 PG Study Reference Scenario | PG&E | Com | Lighting | Com - Retail | Energy Efficiency | 0 | 0 | 0 | 0 | 0 | 0 | 0 | 0 | 15287.6711 | 15909.1762 | 15979.0414
2023 PG Study Reference Scenario | PG&E | Com | Lighting | Com - School | Energy Efficiency | 372.2955 | 386.0431 | 226.4811 | 161.8692 | 162.5027 | 41.9891 | 0 | 0 | 0 | 0 | 0
2023 PG Study Reference Scenario | PG&E | Com | Lighting | Com - Warehouse | Energy Efficiency | 912.2828 | 942.5145 | 867.5283 | 821.6959 | 811.6182 | 808.2237 | 823.6324 | 837.3928 | 843.6099 | 854.0897 | 859.6898
2023 PG Study Reference Scenario | PG&E | Com | WaterHeat | Com - College | Energy Efficiency | 387956.0943 | 386358.7603 | 382085.7508 | 383005.929 | 299825.1598 | 75239.7365 | 74568.8591 | 73434.4 | 72352.9504 | 71554.0883 | 71109.6661
2023 PG Study Reference Scenario | PG&E | Com | WaterHeat | Com - College | Fuel Substitution | 10142.6993 | 12213.2771 | 14540.4784 | 17136.4324 | 19207.4701 | 11683.6508 | 13551.3584 | 15656.7275 | 18278.3454 | 20301.0565 | 21673.9278
2023 PG Study Reference Scenario | PG&E | Com | WaterHeat | Com - Grocery | Energy Efficiency | 357788.6455 | 339702.6945 | 324659.066 | 311029.1157 | 299578.3019 | 251357.7703 | 250183.0146 | 247823.1072 | 243641.5552 | 240943.4044 | 240308.3777
2023 PG Study Reference Scenario | PG&E | Com | WaterHeat | Com - Grocery | Fuel Substitution | 11297.931 | 13220.9481 | 15391.0903 | 17805.6536 | 20328.9336 | 13156.5755 | 14820.161 | 16414.8682 | 18723.5981 | 20617.1055 | 21949.5398
2023 PG Study Reference Scenario | PG&E | Com | WaterHeat | Com - Health | Energy Efficiency | 1579803.4687 | 1572534.2736 | 1589780.9988 | 1599713.2553 | 1625026.7844 | 689284.0866 | 697082.2337 | 699056.9828 | 700226.0215 | 702090.3128 | 704027.3529
2023 PG Study Reference Scenario | PG&E | Com | WaterHeat | Com - Health | Fuel Substitution | 32858.3199 | 39005.5099 | 46085.4458 | 54100.9927 | 62674.6779 | 41097.2583 | 46752.46 | 53201.21 | 61736.1952 | 68604.9251 | 73590.1536
2023 PG Study Reference Scenario | PG&E | Com | WaterHeat | Com - Lodging | Energy Efficiency | 6073852.1136 | 6323073.9291 | 6593294.9309 | 6840466.9994 | 7150632.8904 | 141538.4082 | 143289.3202 | 144169.7921 | 143730.3953 | 143669.3926 | 144553.5958
2023 PG Study Reference Scenario | PG&E | Com | WaterHeat | Com - Lodging | Fuel Substitution | 53454.1517 | 63620.762 | 74941.6543 | 87357.0233 | 100369.0731 | 37203.5371 | 41970.2852 | 49105.8208 | 56224.4902 | 61601.9725 | 65273.0242
2023 PG Study Reference Scenario | PG&E | Com | WaterHeat | Com - Office (Large) | Energy Efficiency | 974411.0719 | 985425.3576 | 1005886.1252 | 1024183.897 | 1050022.1547 | 296025.4582 | 300570.0718 | 301935.4022 | 303138.206 | 306645.2716 | 311065.4714
2023 PG Study Reference Scenario | PG&E | Com | WaterHeat | Com - Office (Large) | Fuel Substitution | 8079.8033 | 9716.6173 | 11607.5982 | 13750.2802 | 16037.6094 | 9427.0068 | 10722.122 | 12397.9896 | 14358.5018 | 15914.4183 | 17026.7908
2023 PG Study Reference Scenario | PG&E | Com | WaterHeat | Com - Office (Small) | Energy Efficiency | 87335.4951 | 84028.2813 | 81066.6978 | 78139.39 | 75724.3384 | 73642.2267 | 74526.8288 | 74896.1088 | 75283.6211 | 75959.799 | 76999.335
2023 PG Study Reference Scenario | PG&E | Com | WaterHeat | Com - Office (Small) | Fuel Substitution | 1818.9118 | 2219.3732 | 2683.0902 | 3210.0105 | 3768.9712 | 2108.0016 | 2459.5999 | 2894.2312 | 3405.8747 | 3811.4004 | 4098.3363
2023 PG Study Reference Scenario | PG&E | Com | WaterHeat | Com - Other | Energy Efficiency | 4762533.0912 | 4605372.1856 | 4483543.4856 | 4367263.5127 | 4260760.7715 | 3524834.1139 | 3552559.9427 | 3553809.0544 | 3533874.0571 | 3532318.5118 | 3553285.9965
2023 PG Study Reference Scenario | PG&E | Com | WaterHeat | Com - Other | Fuel Substitution | 113003.2321 | 135171.3411 | 160616.3728 | 189317.6511 | 219523.3144 | 133658.6774 | 151284.4726 | 171960.9818 | 197818.5747 | 218082.0212 | 232316.9831
2023 PG Study Reference Scenario | PG&E | Com | WaterHeat | Com - Refrig. Warehouse | Energy Efficiency | 59815.701 | 58381.7785 | 57113.4568 | 55850.1581 | 54966.8601 | 46080.9306 | 46704.3464 | 47050.6492 | 47331.8826 | 47765.4172 | 48379.0553
2023 PG Study Reference Scenario | PG&E | Com | WaterHeat | Com - Refrig. Warehouse | Fuel Substitution | 488.499 | 560.6887 | 637.2169 | 717.154 | 798.6478 | 0 | 0 | 0 | 0 | 0 | 0
2023 PG Study Reference Scenario | PG&E | Com | WaterHeat | Com - Restaurant | Energy Efficiency | 746461.9903 | 707766.6522 | 674283.7796 | 643647.14 | 618195.884 | 534161.7469 | 531064.1049 | 525285.8657 | 520178.2075 | 517197.5573 | 516626.4396
2023 PG Study Reference Scenario | PG&E | Com | WaterHeat | Com - Restaurant | Fuel Substitution | 56883.0027 | 66825.7965 | 77972.4795 | 90273.2381 | 102980.4775 | 62622.3631 | 72022.3031 | 81035.6533 | 93731.7371 | 103436.7529 | 109950.9272
2023 PG Study Reference Scenario | PG&E | Com | WaterHeat | Com - Retail | Energy Efficiency | 216496.9193 | 197116.0001 | 186095.6105 | 175710.2397 | 166925.1915 | 158992.0809 | 157626.008 | 155299.1558 | 152537.5056 | 150457.9122 | 149336.8359
2023 PG Study Reference Scenario | PG&E | Com | WaterHeat | Com - Retail | Fuel Substitution | 4211.5079 | 4973.8675 | 5834.7778 | 6792.0994 | 7788.0807 | 4415.4762 | 4879.944 | 5338.2937 | 5948.1681 | 6414.4841 | 6740.0549
2023 PG Study Reference Scenario | PG&E | Com | WaterHeat | Com - School | Energy Efficiency | 702414.8004 | 705615.6938 | 710895.7761 | 716476.9812 | 721698.0916 | 291520.6199 | 296017.7025 | 299070.4185 | 301682.1402 | 305558.0481 | 311231.742
2023 PG Study Reference Scenario | PG&E | Com | WaterHeat | Com - School | Fuel Substitution | 21125.9734 | 25670.7137 | 30904.3264 | 36823.1313 | 43055.7937 | 22981.7263 | 26909.9787 | 31998.0538 | 37704.3478 | 42192.7486 | 45345.7626
2023 PG Study Reference Scenario | PG&E | Com | WaterHeat | Com - Warehouse | Energy Efficiency | 87977.4147 | 85237.9279 | 65505.3975 | 62659.9893 | 60394.8297 | 31034.421 | 30695.1955 | 30163.5361 | 29592.047 | 29144.6022 | 28861.0707
2023 PG Study Reference Scenario | PG&E | Com | WaterHeat | Com - Warehouse | Fuel Substitution | 265.9061 | 318.6458 | 369.0132 | 426.549 | 485.0802 | 296.9458 | 332.046 | 375.6699 | 427.6427 | 466.7074 | 492.6032
2023 PG Study Reference Scenario | PG&E | Com | WholeBlg | Com - College | Energy Efficiency | 872121.964 | 791790.1304 | 841583.5823 | 1807294.4854 | 1081103.7291 | 1106793.9898 | 1157365.7136 | 1181962.4262 | 1227666.5841 | 1268000.246 | 1302018.637
2023 PG Study Reference Scenario | PG&E | Com | WholeBlg | Com - Grocery | Energy Efficiency | 1103789.9799 | 1021903.0048 | 1153986.2774 | 1266963.6548 | 769182.0767 | 816936.3829 | 869842.2043 | 914441.0162 | 944872.7918 | 978502.456 | 1014986.7783
2023 PG Study Reference Scenario | PG&E | Com | WholeBlg | Com - Lodging | Energy Efficiency | 0 | 0 | 0 | 0 | 0 | 0 | 0 | 0 | 0 | 0 | 676.9963
2023 PG Study Reference Scenario | PG&E | Com | WholeBlg | Com - Restaurant | Energy Efficiency | 2906326.6055 | 2592566.197 | 2815519.5133 | 3014114.9466 | 1824411.1584 | 1897572.9641 | 1996046.533 | 2076118.2011 | 2150069.7845 | 2233440.1331 | 2316330.9214
2023 PG Study Reference Scenario | PG&E | Com | WholeBlg | Com - Retail | Energy Efficiency | 3020952.4097 | 2725858.5784 | 2998883.588 | 3214545.2956 | 1915678.2897 | 2002192.6517 | 2109522.5049 | 2199298.3166 | 2262936.4295 | 2336067.4207 | 2418619.6525
2023 PG Study Reference Scenario | PG&E | Com | WholeBlg | Com - School | Energy Efficiency | 0 | 0 | 0 | 0 | 0 | 0 | 0 | 0 | 0 | 0 | 2026.2544
2023 PG Study Reference Scenario | PG&E | Com | WholeBlg | Com - Warehouse | Energy Efficiency | 1110278.6066 | 2034564.6154 | 2201412.7281 | 2348839.9544 | 1425493.9504 | 1491622.3946 | 1555564.7886 | 1604991.4804 | 1648281.4768 | 1696625.7586 | 1740125.7459
2023 PG Study Reference Scenario | PG&E | Ind | BROs | Ind - All Other Industrial | Energy Efficiency | 41225.2491 | 45613.4966 | 48756.6128 | 51810.6871 | 54854.5183 | 57273.666 | 62481.3297 | 67013.7641 | 71579.9664 | 76792.2868 | 82407.7051
2023 PG Study Reference Scenario | PG&E | Ind | BROs | Ind - Chemicals | Energy Efficiency | 2846342.8112 | 3264692.9895 | 3699803.2851 | 4174760.1509 | 4696938.8018 | 5254638.122 | 5904708.3345 | 6604495.9618 | 7370166.1346 | 8216704.1518 | 9151028.7415
2023 PG Study Reference Scenario | PG&E | Ind | BROs | Ind - Electronics | Energy Efficiency | 394826.8603 | 440181.8744 | 475669.0646 | 511562.8821 | 548493.7204 | 580395.6864 | 639694.8684 | 694002.5047 | 749907.6847 | 813338.2204 | 882103.2924
2023 PG Study Reference Scenario | PG&E | Ind | BROs | Ind - Fabricated Metals | Energy Efficiency | 218130.0188 | 242940.4727 | 263995.1285 | 285625.1903 | 307987.697 | 328826.6185 | 361307.3268 | 392274.0209 | 424482.7057 | 460260.2679 | 498755.9662
2023 PG Study Reference Scenario | PG&E | Ind | BROs | Ind - Food | Energy Efficiency | 4263423.0422 | 4803135.9047 | 5337537.0589 | 5902633.1522 | 6502583.0615 | 7120928.3942 | 7875815.1573 | 8651850.6268 | 9484883.0851 | 10393269.2763 | 11373304.0116
2023 PG Study Reference Scenario | PG&E | Ind | BROs | Ind - Industrial Machinery | Energy Efficiency | 71520.7183 | 79010.2394 | 84448.0983 | 89667.9971 | 94649.3363 | 98403.4303 | 106961.8488 | 114237.9051 | 121467.0585 | 129653.2914 | 138369.8361
2023 PG Study Reference Scenario | PG&E | Ind | BROs | Ind - Lumber & Furniture | Energy Efficiency | 53463.5198 | 59169.9439 | 63071.2986 | 66771.3798 | 70378.7138 | 73052.0404 | 79441.8259 | 84811.5255 | 90162.6591 | 96252.5733 | 102719.6377
2023 PG Study Reference Scenario | PG&E | Ind | BROs | Ind - Paper | Energy Efficiency | 237586.3398 | 271095.7321 | 300621.0158 | 328997.0044 | 358092.3974 | 386681.3143 | 425654.1655 | 465030.991 | 507107.5886 | 553650.2413 | 604252.1531
2023 PG Study Reference Scenario | PG&E | Ind | BROs | Ind - Petroleum | Energy Efficiency | 8792621.2342 | 9907575.0863 | 11057613.9333 | 12288866.681 | 13612222.3569 | 15010605.2548 | 16638603.9852 | 18347510.1828 | 20183560.2965 | 22178650.4309 | 24333704.5182
2023 PG Study Reference Scenario | PG&E | Ind | BROs | Ind - Plastics | Energy Efficiency | 179060.8821 | 198489.3666 | 213034.7679 | 227470.3445 | 242255.1828 | 254796.9946 | 279105.0945 | 301235.1185 | 324064.963 | 350180.8935 | 378642.6758
2023 PG Study Reference Scenario | PG&E | Ind | BROs | Ind - Primary Metals | Energy Efficiency | 171099.9683 | 194881.7739 | 220149.9422 | 248125.1826 | 278348.6709 | 310229.3016 | 346802.8491 | 385701.9933 | 427611.8251 | 473296.3625 | 523096.0712
2023 PG Study Reference Scenario | PG&E | Ind | BROs | Ind - Printing & Publishing | Energy Efficiency | 78238.9161 | 86300.7916 | 92553.9633 | 98708.1565 | 104896.3481 | 110212.6906 | 119763.8156 | 128345.69 | 137055.1565 | 146792.4483 | 157182.0823
2023 PG Study Reference Scenario | PG&E | Ind | BROs | Ind - Stone-Glass-Clay | Energy Efficiency | 1866957.4712 | 2131648.9727 | 2392134.7494 | 2668963.7577 | 2970079.537 | 3289713.7086 | 3679946.8363 | 4096744.3767 | 4553300.736 | 5058276.9591 | 5612952.893
2023 PG Study Reference Scenario | PG&E | Ind | BROs | Ind - Textiles | Energy Efficiency | 2337.106 | 2570.047 | 2777.1039 | 2991.0675 | 3208.1078 | 3406.0651 | 3712.7204 | 4003.3198 | 4302.1924 | 4633.3072 | 4987.3464
2023 PG Study Reference Scenario | PG&E | Ind | BROs | Ind - Transportation Equipment | Energy Efficiency | 116366.6532 | 129345.647 | 141018.4429 | 152973.77 | 164906.2257 | 175817.6441 | 192990.3001 | 209259.0365 | 226243.8593 | 245189.8023 | 265495.9444
2023 PG Study Reference Scenario | PG&E | Ind | HVAC | Ind - All Other Industrial | Energy Efficiency | 0 | 0 | 0 | 0 | 0 | 47781.0702 | 48586.7972 | 47807.9739 | 45407.6573 | 41711.4537 | 37170.074
2023 PG Study Reference Scenario | PG&E | Ind | HVAC | Ind - Chemicals | Energy Efficiency | 0 | 0 | 0 | 0 | 0 | 90861.3495 | 91998.734 | 90138.8033 | 85262.3008 | 78024.0901 | 69292.5679
2023 PG Study Reference Scenario | PG&E | Ind | HVAC | Ind - Electronics | Energy Efficiency | 2875780.0532 | 2503624.6147 | 2041135.6436 | 1550918.0391 | 1119736.2489 | 919572.5622 | 777786.5408 | 605078.0878 | 448161.0972 | 355187.108 | 281428.1062
2023 PG Study Reference Scenario | PG&E | Ind | HVAC | Ind - Fabricated Metals | Energy Efficiency | 0 | 0 | 0 | 0 | 0 | 74027.9569 | 75187.1319 | 73894.5241 | 70104.5043 | 64329.7892 | 57271.4362
2023 PG Study Reference Scenario | PG&E | Ind | HVAC | Ind - Food | Energy Efficiency | 0 | 0 | 0 | 0 | 0 | 121970.8702 | 118869.1391 | 116323.0084 | 107720.6235 | 95403.0183 | 81920.4299
2023 PG Study Reference Scenario | PG&E | Ind | HVAC | Ind - Industrial Machinery | Energy Efficiency | 0 | 0 | 0 | 0 | 0 | 61421.803 | 62163.2552 | 60879.8305 | 57562.0081 | 52654.8601 | 46746.1068
2023 PG Study Reference Scenario | PG&E | Ind | HVAC | Ind - Lumber & Furniture | Energy Efficiency | 0 | 0 | 0 | 0 | 0 | 4586.0429 | 4708.4289 | 4677.8385 | 4484.7143 | 4155.8056 | 3732.5962
2023 PG Study Reference Scenario | PG&E | Ind | HVAC | Ind - Paper | Energy Efficiency | 0 | 0 | 0 | 0 | 0 | 14123.0372 | 14850.4706 | 15295.7476 | 15184.6206 | 14535.8834 | 13312.7874
2023 PG Study Reference Scenario | PG&E | Ind | HVAC | Ind - Petroleum | Energy Efficiency | 0 | 0 | 0 | 0 | 0 | 37769.2368 | 37208.892 | 36240.2763 | 33769.6238 | 30089.6299 | 25813.7494
2023 PG Study Reference Scenario | PG&E | Ind | HVAC | Ind - Plastics | Energy Efficiency | 0 | 0 | 0 | 0 | 0 | 42890.3958 | 44192.8015 | 44064.4921 | 42394.481 | 39415.7685 | 35508.4435
2023 PG Study Reference Scenario | PG&E | Ind | HVAC | Ind - Primary Metals | Energy Efficiency | 0 | 0 | 0 | 0 | 0 | 21954.3649 | 22529.3378 | 22372.0477 | 21438.225 | 19857.0832 | 17827.7226
2023 PG Study Reference Scenario | PG&E | Ind | HVAC | Ind - Printing & Publishing | Energy Efficiency | 0 | 0 | 0 | 0 | 0 | 17773.1526 | 17346.0835 | 16672.8046 | 15386.6911 | 13693.6159 | 11563.2298
2023 PG Study Reference Scenario | PG&E | Ind | HVAC | Ind - Stone-Glass-Clay | Energy Efficiency | 0 | 0 | 0 | 0 | 0 | 108790.5224 | 111456.3122 | 110495.2415 | 105712.7683 | 97768.3789 | 87656.9165
2023 PG Study Reference Scenario | PG&E | Ind | HVAC | Ind - Textiles | Energy Efficiency | 0 | 0 | 0 | 0 | 0 | 294.3013 | 290.8264 | 276.4561 | 255.1449 | 225.1351 | 189.7251
2023 PG Study Reference Scenario | PG&E | Ind | HVAC | Ind - Transportation Equipment | Energy Efficiency | 0 | 0 | 0 | 0 | 0 | 63591.882 | 64153.2479 | 64273.4984 | 62055.7239 | 56889.7628 | 50911.3638
2023 PG Study Reference Scenario | PG&E | Ind | Lighting | Ind - All Other Industrial | Energy Efficiency | 39587.9233 | 27656.2178 | 17675.8279 | 11027.5154 | 6524.8023 | 3766.6427 | 2169.6806 | 1232.7778 | 697.5012 | 394.7558 | 223.575
2023 PG Study Reference Scenario | PG&E | Ind | Lighting | Ind - Chemicals | Energy Efficiency | 12902.5063 | 10289.8403 | 603.9508 | 5287.5326 | 5149.9162 | 4878.1819 | 0 | 0 | 0 | 0 | 0
2023 PG Study Reference Scenario | PG&E | Ind | Lighting | Ind - Electronics | Energy Efficiency | 157816.332 | 105545.8248 | 66030.1351 | 39401.6757 | 22904.8395 | 13054.5002 | 7446.88 | 4196.8122 | 2357.4317 | 1325.2528 | 745.7021
2023 PG Study Reference Scenario | PG&E | Ind | Lighting | Ind - Fabricated Metals | Energy Efficiency | 21283.3774 | 13945.0661 | 4118.1003 | 5937.7713 | 5355.3124 | 5575.6691 | 3257.2065 | 0 | 0 | 0 | 0
2023 PG Study Reference Scenario | PG&E | Ind | Lighting | Ind - Food | Energy Efficiency | 153704.7972 | 92703.5258 | 16114.8582 | 15126.0164 | 6887.567 | 87300.1768 | 0 | 0 | 0 | 0 | 0
2023 PG Study Reference Scenario | PG&E | Ind | Lighting | Ind - Industrial Machinery | Energy Efficiency | 65510.5049 | 46209.0486 | 30104.2253 | 18493.5766 | 10939.3782 | 6356.5645 | 3664.9258 | 2083.4449 | 1179.1534 | 0 | 0
2023 PG Study Reference Scenario | PG&E | Ind | Lighting | Ind - Lumber & Furniture | Energy Efficiency | 62139.4379 | 45836.3604 | 19751.2163 | 16207.2207 | 10451.7165 | 14899.9577 | 5531.7051 | 925.8687 | 0 | 0 | 0
2023 PG Study Reference Scenario | PG&E | Ind | Lighting | Ind - Paper | Energy Efficiency | 7949.8305 | 5372.9901 | 0 | 0 | 0 | 0 | 0 | 0 | 0 | 0 | 0
2023 PG Study Reference Scenario | PG&E | Ind | Lighting | Ind - Petroleum | Energy Efficiency | 18948.8073 | 11053.2638 | 594.3096 | 12940.036 | 21161.7219 | 19642.1228 | 8397.8542 | 0 | 0 | 0 | 0
2023 PG Study Reference Scenario | PG&E | Ind | Lighting | Ind - Plastics | Energy Efficiency | 24502.0719 | 17604.5385 | 5157.2381 | 6182.8667 | 5635.811 | 4452.4377 | 0 | 0 | 0 | 0 | 0
2023 PG Study Reference Scenario | PG&E | Ind | Lighting | Ind - Primary Metals | Energy Efficiency | 1822.8259 | 1320.9372 | 345.3036 | 472.0745 | 419.1616 | 406.319 | 0 | 0 | 0 | 0 | 0
2023 PG Study Reference Scenario | PG&E | Ind | Lighting | Ind - Printing & Publishing | Energy Efficiency | 23375.6161 | 15588.5784 | 5079.6208 | 4828.8014 | 3823.7851 | 3152.5683 | 0 | 0 | 0 | 0 | 0
2023 PG Study Reference Scenario | PG&E | Ind | Lighting | Ind - Stone-Glass-Clay | Energy Efficiency | 40420.9895 | 27464.3716 | 17350.084 | 10404.0742 | 6058.2431 | 3451.8366 | 1966.2333 | 1105.6327 | 619.4057 | 347.192 | 194.7586
2023 PG Study Reference Scenario | PG&E | Ind | Lighting | Ind - Textiles | Energy Efficiency | 445.6355 | 1981.1188 | 1546.9827 | 902.8045 | 462.9328 | 0 | 0 | 0 | 0 | 0 | 0
2023 PG Study Reference Scenario | PG&E | Ind | Lighting | Ind - Transportation Equipment | Energy Efficiency | 20414.3139 | 15279.9561 | 10259.5451 | 6427.0335 | 3855.9533 | 2242.1157 | 1295.4879 | 736.436 | 416.2638 | 235.1576 | 132.875
2023 PG Study Reference Scenario | PG&E | Ind | MachDr | Ind - Chemicals | Energy Efficiency | 562624.1494 | 406457.3976 | 0 | 0 | 0 | 0 | 0 | 0 | 0 | 0 | 0
2023 PG Study Reference Scenario | PG&E | Ind | MachDr | Ind - Food | Energy Efficiency | 1910333.2275 | 1000143.713 | 0 | 0 | 0 | 1264345.0429 | 0 | 0 | 0 | 0 | 0
2023 PG Study Reference Scenario | PG&E | Ind | MachDr | Ind - Lumber & Furniture | Energy Efficiency | 0 | 0 | 0 | 0 | 0 | 0 | 0 | 0 | 0 | 0 | 0
2023 PG Study Reference Scenario | PG&E | Ind | MachDr | Ind - Paper | Energy Efficiency | 0 | 0 | 0 | 0 | 0 | 0 | 0 | 0 | 0 | 0 | 0
2023 PG Study Reference Scenario | PG&E | Ind | ProcHeat | Ind - All Other Industrial | Energy Efficiency | 85018.0089 | 68429.0252 | 51653.2217 | 37071.326 | 25641.4664 | 17288.7015 | 11462.5362 | 7520.4385 | 4901.8677 | 3182.3478 | 2061.1142
2023 PG Study Reference Scenario | PG&E | Ind | ProcHeat | Ind - Chemicals | Energy Efficiency | 4371190.2382 | 3453950.1298 | 2568468.2247 | 1822783.4855 | 1250825.1298 | 838869.9561 | 554235.4371 | 362801.6004 | 236127.888 | 153149.1309 | 99126.4568
2023 PG Study Reference Scenario | PG&E | Ind | ProcHeat | Ind - Electronics | Energy Efficiency | 676467.6917 | 543645.8055 | 409861.265 | 293889.9911 | 203155.1313 | 136927.0139 | 90765.7518 | 59544.8753 | 38810.7714 | 25196.8881 | 16320.0754
2023 PG Study Reference Scenario | PG&E | Ind | ProcHeat | Ind - Fabricated Metals | Energy Efficiency | 310233.5761 | 248980.9656 | 187497.619 | 134326.5981 | 92794.6471 | 62514.5971 | 41425.7139 | 27169.8829 | 17705.876 | 11493.4576 | 7443.466
2023 PG Study Reference Scenario | PG&E | Ind | ProcHeat | Ind - Food | Energy Efficiency | 4796816.5235 | 3276737.1065 | 1999049.5516 | 984430.9956 | 198468.7361 | 942334.6913 | 0 | 98775.2784 | 0 | 0 | 0
2023 PG Study Reference Scenario | PG&E | Ind | ProcHeat | Ind - Industrial Machinery | Energy Efficiency | 115521.3558 | 91824.3138 | 68613.0743 | 48869.5262 | 31364.9979 | 23462.0003 | 15535.3156 | 10184.0647 | 6634.5294 | 4305.7699 | 2788.1277
2023 PG Study Reference Scenario | PG&E | Ind | ProcHeat | Ind - Lumber & Furniture | Energy Efficiency | 41242.1639 | 35239.7919 | 27977.1417 | 20883.6197 | 14862.7383 | 10219.5586 | 6863.9023 | 4540.861 | 2975.2813 | 1937.8944 | 1257.6584
2023 PG Study Reference Scenario | PG&E | Ind | ProcHeat | Ind - Paper | Energy Efficiency | 376166.2384 | 323612.4465 | 230454.5948 | 93515.2983 | 15187.2712 | 102393.4119 | 99007.9452 | 102147.126 | 90981.8358 | 74341.4645 | 49274.6442
2023 PG Study Reference Scenario | PG&E | Ind | ProcHeat | Ind - Petroleum | Energy Efficiency | 9321257.1079 | 7388612.0882 | 5205151.3794 | 3354915.4991 | 1687457.9026 | 3132648.2334 | 129190.5987 | 0 | 0 | 0 | 0
2023 PG Study Reference Scenario | PG&E | Ind | ProcHeat | Ind - Plastics | Energy Efficiency | 158345.5686 | 134458.4438 | 106170.9369 | 78908.3725 | 55977.2529 | 38402.2826 | 25753.1321 | 17020.1526 | 11144.8622 | 7256.0183 | 4707.7738
2023 PG Study Reference Scenario | PG&E | Ind | ProcHeat | Ind - Primary Metals | Energy Efficiency | 452234.8035 | 372461.9607 | 286551.4088 | 208672.3492 | 145848.6292 | 99041.2319 | 65974.4204 | 43416.571 | 28354.1077 | 18430.6744 | 11946.6212
2023 PG Study Reference Scenario | PG&E | Ind | ProcHeat | Ind - Printing & Publishing | Energy Efficiency | 119641.8795 | 76850.9946 | 42030.6943 | 20790.2972 | 2079.3199 | 15079.6222 | 0 | 0 | 0 | 0 | 0
2023 PG Study Reference Scenario | PG&E | Ind | ProcHeat | Ind - Stone-Glass-Clay | Energy Efficiency | 2793337.6686 | 2303378.4381 | 1773947.5176 | 1292916.4619 | 904251.8585 | 614345.0916 | 409379.09 | 269477.0865 | 176024.3439 | 114438.3556 | 74188.7991
2023 PG Study Reference Scenario | PG&E | Ind | ProcHeat | Ind - Textiles | Energy Efficiency | 13674.6013 | 11888.802 | 8867.5595 | 4956.0729 | 1600.8798 | 1597.8165 | 152.9349 | 0 | 0 | 0 | 0
2023 PG Study Reference Scenario | PG&E | Ind | ProcHeat | Ind - Transportation Equipment | Energy Efficiency | 276883.1942 | 247824.7753 | 192544.3568 | 110245.4504 | 48607.9979 | 88982.0568 | 34157.3296 | 35091.4077 | 29927.172 | 10841.8697 | 5427.8594
2023 PG Study Reference Scenario | PG&E | Ind | ProcRefrig | Ind - All Other Industrial | Energy Efficiency | 14404.8643 | 12861.2648 | 11150.2869 | 9456.3171 | 7841.8883 | 6345.3558 | 5232.7663 | 4243.952 | 3395.7354 | 2716.576 | 2160.3715
2023 PG Study Reference Scenario | PG&E | Ind | ProcRefrig | Ind - Chemicals | Energy Efficiency | 12826.039 | 11955.6506 | 8265.595 | 8820.7501 | 8195.456 | 7487.3922 | 4928.7012 | 2100.4101 | 688.4349 | 0 | 0
2023 PG Study Reference Scenario | PG&E | Ind | ProcRefrig | Ind - Electronics | Energy Efficiency | 409543.7565 | 368827.2145 | 323041.3242 | 275228.3967 | 229672.0298 | 186841.7538 | 154777.4611 | 125998.0169 | 101122.1142 | 81095.7745 | 64618.2744
2023 PG Study Reference Scenario | PG&E | Ind | ProcRefrig | Ind - Fabricated Metals | Energy Efficiency | 8616.1892 | 7670.4578 | 6192.2286 | 5577.0283 | 4830.6437 | 4195.8877 | 3486.8022 | 2495.4787 | 1699.7425 | 881.789 | 636.9765
2023 PG Study Reference Scenario | PG&E | Ind | ProcRefrig | Ind - Food | Energy Efficiency | 1514391.7872 | 1231715.2448 | 767749.4002 | 638299.3103 | 482327.6323 | 865084.9592 | 100322.2247 | 27456.661 | 17507.396 | 6976.2075 | 3067.402
2023 PG Study Reference Scenario | PG&E | Ind | ProcRefrig | Ind - Industrial Machinery | Energy Efficiency | 15475.1293 | 13682.6509 | 11783.3104 | 9888.6137 | 8140.7581 | 6550.7603 | 5375.4678 | 4341.9977 | 3462.7335 | 2617.3147 | 2067.4138
2023 PG Study Reference Scenario | PG&E | Ind | ProcRefrig | Ind - Lumber & Furniture | Energy Efficiency | 1901.5526 | 1714.6597 | 1373.6665 | 1211.6067 | 1017.9436 | 933.6359 | 738.4616 | 575.058 | 421.2129 | 258.535 | 194.6926
2023 PG Study Reference Scenario | PG&E | Ind | ProcRefrig | Ind - Paper | Energy Efficiency | 3244.2204 | 2927.8321 | 1920.1493 | 1256.2875 | 835.6555 | 1184.1676 | 894.426 | 824.6259 | 731.4053 | 643.3962 | 483.4549
2023 PG Study Reference Scenario | PG&E | Ind | ProcRefrig | Ind - Plastics | Energy Efficiency | 51139.2837 | 46010.7255 | 36374.2828 | 32215.7704 | 27753.8249 | 23123.8488 | 16918.2979 | 11013.6798 | 7086.0465 | 2996.6441 | 1351.1182
2023 PG Study Reference Scenario | PG&E | Ind | ProcRefrig | Ind - Primary Metals | Energy Efficiency | 1261.3203 | 1145.0359 | 937.0257 | 824.3919 | 703.216 | 593.0835 | 432.2507 | 289.619 | 193.6894 | 99.8766 | 57.8499
2023 PG Study Reference Scenario | PG&E | Ind | ProcRefrig | Ind - Printing & Publishing | Energy Efficiency | 67004.0103 | 59077.9779 | 46751.2392 | 40698.7201 | 34407.6102 | 28583.8122 | 21471.6881 | 14964.6842 | 10546.5846 | 6080.1489 | 3413.5944
2023 PG Study Reference Scenario | PG&E | Ind | ProcRefrig | Ind - Stone-Glass-Clay | Energy Efficiency | 1086.7118 | 979.4434 | 858.4729 | 731.8693 | 611.059 | 497.321 | 412.1522 | 335.6281 | 269.4323 | 216.1189 | 172.2337
2023 PG Study Reference Scenario | PG&E | Ind | ProcRefrig | Ind - Textiles | Energy Efficiency | 179.0478 | 227.6541 | 205.3322 | 169.6316 | 136.7476 | 79.4684 | 80.9829 | 50.9799 | 29.5234 | 8.1792 | 0
2023 PG Study Reference Scenario | PG&E | Ind | ProcRefrig | Ind - Transportation Equipment | Energy Efficiency | 8644.6399 | 7772.2767 | 6754.7915 | 5714.9806 | 4739.8544 | 3835.6984 | 3163.4194 | 2565.821 | 2053.1208 | 1642.5647 | 1306.3062
2023 PG Study Reference Scenario | PG&E | Ind | WholeBlg | Ind - All Other Industrial | Energy Efficiency | 162270.3179 | 171686.2906 | 185663.8332 | 207318.894 | 242598.2699 | 300589.1468 | 307880.4851 | 314103.9269 | 320890.4844 | 328768.5665 | 337809.0437
2023 PG Study Reference Scenario | PG&E | Ind | WholeBlg | Ind - Chemicals | Energy Efficiency | 3955406.7586 | 4525920.1775 | 5358586.2606 | 6646151.0108 | 8727503.7592 | 12194874.892 | 12940996.3127 | 13729787.4704 | 14573836.03 | 15481313.9736 | 16462197.3204
2023 PG Study Reference Scenario | PG&E | Ind | WholeBlg | Ind - Electronics | Energy Efficiency | 1404623.4916 | 1457123.9333 | 1536541.5642 | 1661245.8194 | 1868322.9391 | 2211061.7336 | 2269844.0058 | 2319899.9362 | 2373597.8452 | 2435629.2576 | 2506020.3074
2023 PG Study Reference Scenario | PG&E | Ind | WholeBlg | Ind - Fabricated Metals | Energy Efficiency | 391058.2668 | 432125.4152 | 495398.5008 | 596213.6269 | 762016.1083 | 1041217.6298 | 1088480.4226 | 1136792.6169 | 1188245.0671 | 1243520.545 | 1302763.7699
2023 PG Study Reference Scenario | PG&E | Ind | WholeBlg | Ind - Food | Energy Efficiency | 6150669.8542 | 6887488.3234 | 7982162.2611 | 9678813.3203 | 12411676.4422 | 16952911.5674 | 17707872.0935 | 18478413.6942 | 19302332.9628 | 20179186.8902 | 21109968.5148
2023 PG Study Reference Scenario | PG&E | Ind | WholeBlg | Ind - Industrial Machinery | Energy Efficiency | 273561.8272 | 287022.5678 | 307866.8187 | 340421.4282 | 393437.6665 | 481530.4253 | 492910.8261 | 502817.3713 | 513557.6193 | 525711.9461 | 539390.0139
2023 PG Study Reference Scenario | PG&E | Ind | WholeBlg | Ind - Lumber & Furniture | Energy Efficiency | 182050.9474 | 185816.0739 | 191008.9794 | 199493.3104 | 214532.9873 | 240374.7013 | 244327.2687 | 247315.3378 | 250720.6166 | 254871.1804 | 259658.6334
2023 PG Study Reference Scenario | PG&E | Ind | WholeBlg | Ind - Paper | Energy Efficiency | 258023.8081 | 272151.0221 | 287273.5769 | 305900.4121 | 334344.35 | 380408.9226 | 391196.9563 | 402161.4251 | 414159.4429 | 427412.1595 | 441928.1332
2023 PG Study Reference Scenario | PG&E | Ind | WholeBlg | Ind - Petroleum | Energy Efficiency | 8627337.5007 | 8991805.8159 | 9460601.9657 | 10099198.0182 | 11030728.5023 | 12465771.3038 | 12907205.6687 | 13353643.1957 | 13822828.3742 | 14318974.2778 | 14842484.3981
2023 PG Study Reference Scenario | PG&E | Ind | WholeBlg | Ind - Plastics | Energy Efficiency | 265022.1277 | 275734.2548 | 292061.9119 | 318201.5037 | 362539.6599 | 437793.7932 | 453329.1271 | 468929.6891 | 486049.2963 | 505425.1387 | 527063.7995
2023 PG Study Reference Scenario | PG&E | Ind | WholeBlg | Ind - Primary Metals | Energy Efficiency | 269511.9617 | 303605.8749 | 354527.2566 | 434199.7409 | 561949.5942 | 773560.7174 | 815501.0176 | 858875.7484 | 904255.6645 | 952282.2756 | 1003550.5978
2023 PG Study Reference Scenario | PG&E | Ind | WholeBlg | Ind - Printing & Publishing | Energy Efficiency | 139106.8236 | 139550.7713 | 140782.2876 | 143343.5221 | 148717.6507 | 158592.5484 | 159557.9453 | 159880.1961 | 160356.9385 | 161294.5994 | 162617.7707
2023 PG Study Reference Scenario | PG&E | Ind | WholeBlg | Ind - Stone-Glass-Clay | Energy Efficiency | 1949487.3122 | 2049903.6874 | 2160933.4227 | 2303014.6529 | 2506364.0894 | 2812871.7786 | 2932623.5695 | 3057634.4613 | 3192612.8022 | 3337614.1385 | 3493201.9504
2023 PG Study Reference Scenario | PG&E | Ind | WholeBlg | Ind - Textiles | Energy Efficiency | 10920.383 | 11124.2021 | 11574.006 | 12322.0098 | 13565.7086 | 15653.934 | 15927.9829 | 16180.2684 | 16452.0659 | 16767.7234 | 17122.8514
2023 PG Study Reference Scenario | PG&E | Ind | WholeBlg | Ind - Transportation Equipment | Energy Efficiency | 273939.8453 | 280937.7541 | 292732.7126 | 310138.2677 | 336992.7193 | 380768.6827 | 389889.8623 | 398146.3608 | 407161.7132 | 417391.8105 | 428541.9516
2023 PG Study Reference Scenario | PG&E | Res | AppPlug | Res - Multi Family | Energy Efficiency | 0 | 0 | 0 | 70706.6728 | 94368.078 | 102563.2991 | 105524.6192 | 116519.5782 | 119312.2038 | 127326.2483 | 134965.9067
2023 PG Study Reference Scenario | PG&E | Res | AppPlug | Res - Multi Family | Fuel Substitution | 107.0287 | 131.1867 | 160.0105 | 194.3284 | 234.7461 | 282.2913 | 334.6759 | 396.8532 | 469.4706 | 554.0144 | 652.2046
2023 PG Study Reference Scenario | PG&E | Res | AppPlug | Res - Single Family | Fuel Substitution | 980.8578 | 1213.8063 | 1492.3311 | 1824.9279 | 2217.6109 | 2680.5424 | 3190.0054 | 3797.5232 | 4509.7173 | 5342.3079 | 6313.1609
2023 PG Study Reference Scenario | PG&E | Res | BROs | Low Income - Multi Family LI | Energy Efficiency | 3960765.356 | 4279086.2139 | 4656451.9431 | 4915782.503 | 5297836.3908 | 4694185.9339 | 5147554.8312 | 5606390.8038 | 5736521.8595 | 6145722.9744 | 6358702.469
2023 PG Study Reference Scenario | PG&E | Res | BROs | Low Income - Single Family LI | Energy Efficiency | 6242479.71 | 6736026.3003 | 7319720.7521 | 7718159.0873 | 8306858.5431 | 7356164.6894 | 8054292.1693 | 8758979.0507 | 8963666.9691 | 9597227.9904 | 9926181.7331
2023 PG Study Reference Scenario | PG&E | Res | BROs | Res - Multi Family | Energy Efficiency | 6178124.2293 | 6670756.8491 | 7251371.1046 | 7670039.3881 | 8266672.5907 | 7482168.5321 | 8190253.7356 | 8912744.8305 | 9174284.1112 | 9841073.435 | 10241335.0801
2023 PG Study Reference Scenario | PG&E | Res | BROs | Res - Single Family | Energy Efficiency | 20111126.8478 | 21688307.4524 | 23541739.8011 | 24876063.8628 | 26776271.7078 | 24262691.8611 | 26515808.2963 | 28810742.8053 | 29674468.7524 | 31815644.5271 | 33112793.5073
2023 PG Study Reference Scenario | PG&E | Res | BldgEnv | Res - Single Family | Energy Efficiency | 0 | 0 | 8127.5106 | 24399.4731 | 27672.9194 | 30806.8015 | 23311.2048 | 32941.5088 | 29338.5317 | 0 | 0
2023 PG Study Reference Scenario | PG&E | Res | HVAC | Res - Multi Family | Energy Efficiency | 656774.9639 | 637216.0957 | 617045.5698 | 593442.5331 | 443652.3064 | 393271.162 | 378802.8126 | 390151.8222 | 372088.8734 | 377111.2215 | 377139.8613
2023 PG Study Reference Scenario | PG&E | Res | HVAC | Res - Multi Family | Fuel Substitution | 52023.1532 | 76058.2252 | 103644.0598 | 133842.0565 | 238330.276 | -54.4469 | 0 | 0 | 0 | 0 | 0
2023 PG Study Reference Scenario | PG&E | Res | HVAC | Res - Single Family | Energy Efficiency | 2474528.3878 | 2394591.9271 | 2299815.427 | 2195266.7764 | 2098931.1184 | 2935756.1392 | 2590717.0348 | 2876245.3677 | 2369081.5318 | 2387274.8452 | 2425471.2769
2023 PG Study Reference Scenario | PG&E | Res | HVAC | Res - Single Family | Fuel Substitution | 4366829.0174 | 5481083.2853 | 6780730.267 | 8221141.0704 | 9865743.9484 | -2271.2688 | 0 | 0 | 0 | 0 | 0
2023 PG Study Reference Scenario | PG&E | Res | Lighting | Res - Multi Family | Energy Efficiency | 5325.352 | 5300.4875 | 5302.8118 | 5260.9752 | 5231.4695 | 5209.7652 | 4960.3589 | 5178.2252 | 4949.6657 | 5022.7718 | 5070.1525
2023 PG Study Reference Scenario | PG&E | Res | Lighting | Res - Single Family | Energy Efficiency | 87654.5137 | 87414.6581 | 87142.4226 | 86204.5248 | 85837.385 | 84962.4771 | 80945.3223 | 84604.9896 | 82552.4984 | 83677.493 | 84363.374
2023 PG Study Reference Scenario | PG&E | Res | WaterHeat | Res - Multi Family | Energy Efficiency | 440881.3607 | 490258.1053 | 701308.086 | 774646.0415 | 996731.576 | 351915.7914 | 282911.8471 | 345859.6061 | 301652.1207 | 324827.6986 | 346605.6668
2023 PG Study Reference Scenario | PG&E | Res | WaterHeat | Res - Multi Family | Fuel Substitution | 634159.1555 | 787273.4718 | 939905.1248 | 1095273.817 | 1257446.454 | 0 | 0 | 0 | 0 | 0 | 0
2023 PG Study Reference Scenario | PG&E | Res | WaterHeat | Res - Single Family | Energy Efficiency | 3506044.1997 | 4057314.9206 | 4625684.3366 | 6045892.6059 | 7188278.4963 | 1436574.9802 | 1133067.7516 | 1424697.6633 | 1306833.1763 | 1407851.9953 | 1502169.643
2023 PG Study Reference Scenario | PG&E | Res | WaterHeat | Res - Single Family | Fuel Substitution | 5084.051 | 8565.3151 | 13051.4917 | 18711.3786 | 25654.0769 | 5757.3873 | 14717.6133 | 18086.4221 | 0 | 0 | 0
2023 PG Study Reference Scenario | PG&E | Res | WholeBlg | Res - Multi Family | Energy Efficiency | 267.1245 | 300.9951 | 340.1465 | 89029.1334 | 101085.4451 | 195869.946 | 166936.5358 | 208683.8821 | 179583.9624 | 196883.6767 | 215015.418
2023 PG Study Reference Scenario | PG&E | Res | WholeBlg | Res - Single Family | Energy Efficiency | 3202209.0963 | 3642438.3051 | 4165531.6615 | 4732567.6635 | 5451598.2801 | 6172270.0036 | 5140435.065 | 6708799.8106 | 6497397.1513 | 7239021.9341 | 8038279.0834
2023 PG Study Reference Scenario | SCE | Ag | Lighting | Ag - Irrigated Agriculture, vineyards, forestry and greenhouses | Energy Efficiency | 1522512.3936 | 1083574.0865 | 672950.2078 | 373827.2001 | 193353.0845 | 95295.6292 | 46582.5554 | 22451.2117 | 10768.3979 | 5160.8018 | 2472.7214
2023 PG Study Reference Scenario | SCE | Ag | MachDr | Ag - Dairies, fishing, hunting | Energy Efficiency | 147637.4668 | 0 | 0 | 0 | 0 | 0 | 0 | 0 | 0 | 0 | 0
2023 PG Study Reference Scenario | SCE | Ag | MachDr | Ag - Water pumping | Energy Efficiency | 2135374.6805 | 773899.7234 | 256521.1972 | 81799.3934 | 25621.9793 | 7933.7647 | 2504.4437 | 789.6557 | 249.5167 | 79.1627 | 25.1926
2023 PG Study Reference Scenario | SCE | Ag | WholeBlg | Ag - Dairies, fishing, hunting | Energy Efficiency | 420331.2019 | 432406.1753 | 447627.4482 | 462024.1253 | 479637.2577 | 504717.1706 | 499945.0838 | 492784.3156 | 485776.2222 | 479739.8044 | 474223.15
2023 PG Study Reference Scenario | SCE | Ag | WholeBlg | Ag - Irrigated Agriculture, vineyards, forestry and greenhouses | Energy Efficiency | 1293081.803 | 1490079.9689 | 1776518.278 | 2192064.6179 | 2820443.841 | 3790453.8164 | 3904246.3475 | 3993154.6417 | 4074736.0804 | 4156760.2121 | 4243122.3161
2023 PG Study Reference Scenario | SCE | Ag | WholeBlg | Ag - Water pumping | Energy Efficiency | 1878858.816 | 2010972.4724 | 2197304.1742 | 2438059.2644 | 2784814.8881 | 3306664.782 | 3316530.9571 | 3308087.2893 | 3298760.1848 | 3294206.8445 | 3292504.3161
2023 PG Study Reference Scenario | SCE | Com | AppPlug | Com - Refrig. Warehouse | Energy Efficiency | 0 | 0 | 0 | 0 | 0 | 0 | 0 | 0 | 0 | 0 | 0
2023 PG Study Reference Scenario | SCE | Com | BROs | Com - College | Energy Efficiency | 240447.3588 | 283507.8154 | 341479.6055 | 388228.8934 | 422802.7106 | 441516.9719 | 490150.6602 | 534062.9133 | 692295.8709 | 471323.2729 | 530992.8873
2023 PG Study Reference Scenario | SCE | Com | BROs | Com - Grocery | Energy Efficiency | 1149551.8424 | 1430250.9306 | 1836195.2902 | 2202393.7688 | 2434763.4711 | 2554764.0295 | 2911825.6088 | 3230206.9037 | 3758397.5863 | 3636836.5267 | 4049929.1711
2023 PG Study Reference Scenario | SCE | Com | BROs | Com - Health | Energy Efficiency | 642012.1704 | 774272.5188 | 956735.7324 | 1110932.2581 | 1219120.6017 | 1276941.7977 | 1434662.4378 | 1575703.7494 | 1937292.6666 | 1576561.0211 | 1762617.4779
2023 PG Study Reference Scenario | SCE | Com | BROs | Com - Lodging | Energy Efficiency | 465518.5335 | 584869.1861 | 761906.1394 | 941316.5888 | 1050634.5842 | 1110825.3929 | 1285607.6216 | 1442868.2819 | 1745202.4019 | 1592603.475 | 1799008.1172
2023 PG Study Reference Scenario | SCE | Com | BROs | Com - Office (Large) | Energy Efficiency | 1886293.4934 | 2249639.5625 | 2742132.3521 | 3114147.5868 | 3366869.4255 | 3477253.3725 | 3845770.3508 | 4161105.4686 | 5109988.0573 | 3933452.3622 | 4340854.5452
2023 PG Study Reference Scenario | SCE | Com | BROs | Com - Office (Small) | Energy Efficiency | 270662.2511 | 334549.2605 | 426610.69 | 509877.2997 | 559476.2729 | 582439.4604 | 661154.3683 | 729102.5032 | 817601.3418 | 846779.5479 | 931614.4823
2023 PG Study Reference Scenario | SCE | Com | BROs | Com - Other | Energy Efficiency | 380327.8087 | 482373.8664 | 640887.4612 | 825051.259 | 928266.3146 | 986195.4805 | 1157706.7451 | 1311781.3578 | 1546144.6692 | 1549164.0939 | 1748904.1034
2023 PG Study Reference Scenario | SCE | Com | BROs | Com - Refrig. Warehouse | Energy Efficiency | 11835.7701 | 15155.8187 | 20065.0577 | 23714.0477 | 27265.722 | 29897.9372 | 34757.2445 | 39731.9567 | 81666.5768 | 0 | 8236.4673
2023 PG Study Reference Scenario | SCE | Com | BROs | Com - Restaurant | Energy Efficiency | 656403.2025 | 830200.2389 | 1103759.3376 | 1429291.9108 | 1614028.4978 | 1722500.8524 | 2029922.6448 | 2313623.5204 | 2667445.9897 | 2879760.205 | 3259643.5495
2023 PG Study Reference Scenario | SCE | Com | BROs | Com - Retail | Energy Efficiency | 1105285.5991 | 1379807.2798 | 1788946.894 | 2206142.9609 | 2441221.5129 | 2556968.5124 | 2942162.6621 | 3276876.3397 | 3706489.6383 | 3867865.4173 | 4280196.5288
2023 PG Study Reference Scenario | SCE | Com | BROs | Com - School | Energy Efficiency | 397710.3625 | 472554.5415 | 574216.7754 | 656703.6501 | 713814.9512 | 741790.2338 | 824524.3143 | 897319.9905 | 1116983.4563 | 848389.7305 | 943832.3971
2023 PG Study Reference Scenario | SCE | Com | BROs | Com - Warehouse | Energy Efficiency | 2770.6323 | 3531.6259 | 4656.8172 | 5484.8923 | 6288.399 | 6878.0574 | 7976.7317 | 9098.76 | 18662.3354 | 0 | 1874.3197
2023 PG Study Reference Scenario | SCE | Com | BldgEnv | Com - Grocery | Energy Efficiency | 5.722 | 5.8146 | 5.8802 | 5.7745 | 5.5359 | 5.1543 | 4.957 | 4.7255 | 4.3767 | 0 | 0
2023 PG Study Reference Scenario | SCE | Com | BldgEnv | Com - Health | Energy Efficiency | 62.2278 | 66.4874 | 71.7499 | 73.8279 | 76.6011 | 77.1853 | 80.3974 | 81.3903 | 81.9698 | 0 | 0
2023 PG Study Reference Scenario | SCE | Com | BldgEnv | Com - Lodging | Energy Efficiency | 15.9237 | 134.3547 | 143.5335 | 144.9687 | 139.377 | 127.0232 | 115.9576 | 102.791 | 36.7758 | 0 | 0
2023 PG Study Reference Scenario | SCE | Com | BldgEnv | Com - Office (Large) | Energy Efficiency | 775.4557 | 815.0876 | 176.5675 | 182.1218 | 188.9817 | 193.0622 | 197.2319 | 201.1546 | 202.2433 | 0 | 0
2023 PG Study Reference Scenario | SCE | Com | BldgEnv | Com - Other | Energy Efficiency | 96.4101 | 103.0136 | 109.6794 | 114.7174 | 118.3929 | 120.2562 | 124.6564 | 127.7126 | 129.3302 | 0 | 0
2023 PG Study Reference Scenario | SCE | Com | BldgEnv | Com - Refrig. Warehouse | Energy Efficiency | 2.0414 | 2.1442 | 2.2178 | 2.2558 | 2.2946 | 2.3127 | 2.3779 | 2.4181 | 2.4689 | 0 | 0
2023 PG Study Reference Scenario | SCE | Com | BldgEnv | Com - Retail | Energy Efficiency | 417.4253 | 10196.8505 | 8437.8793 | 6247.065 | 3990.5707 | 1908.924 | 268.2724 | 211.404 | 171.0948 | 0 | 0
2023 PG Study Reference Scenario | SCE | Com | BldgEnv | Com - Warehouse | Energy Efficiency | 297.1308 | 535.8609 | 445.2925 | 354.3814 | 358.4931 | 363.6441 | 372.1718 | 379.8126 | 384.21 | 0 | 0
2023 PG Study Reference Scenario | SCE | Com | ComRefrig | Com - College | Energy Efficiency | 2024.4784 | 1713.4905 | 1286.4113 | 824.51 | 418.9838 | 108.8109 | 0 | 0 | 0 | 0 | 0
2023 PG Study Reference Scenario | SCE | Com | ComRefrig | Com - Grocery | Energy Efficiency | 4664503.4801 | 4954942.8582 | 4859431.3319 | 4311899.9395 | 3461484.61 | 2495609.7486 | 1656453.7981 | 971543.0948 | 466826.3435 | 120659.9123 | 0
2023 PG Study Reference Scenario | SCE | Com | ComRefrig | Com - Lodging | Energy Efficiency | 0 | 0 | 0 | 0 | 0 | 0 | 0 | 0 | 0 | 0 | 0
2023 PG Study Reference Scenario | SCE | Com | ComRefrig | Com - Other | Energy Efficiency | 0 | 0 | 0 | 0 | 0 | 0 | 0 | 0 | 0 | 0 | 0
2023 PG Study Reference Scenario | SCE | Com | ComRefrig | Com - Refrig. Warehouse | Energy Efficiency | 4159.1594 | 3800.201 | 3128.8081 | 2268.5105 | 1424.6668 | 720.2061 | 212.6839 | 0 | 0 | 0 | 0
2023 PG Study Reference Scenario | SCE | Com | ComRefrig | Com - Restaurant | Energy Efficiency | 184981.3687 | 154283.1177 | 113401.1412 | 70511.8748 | 33943.9337 | 6789.0627 | 0 | 0 | 0 | 0 | 0
2023 PG Study Reference Scenario | SCE | Com | ComRefrig | Com - Retail | Energy Efficiency | 2149564.0629 | 2240629.3307 | 2147992.1709 | 1856547.1086 | 1447013.9419 | 1008620.553 | 641488.6858 | 351542.4367 | 143195.9997 | 7482.8219 | 0
2023 PG Study Reference Scenario | SCE | Com | ComRefrig | Com - School | Energy Efficiency | 5034.6098 | 4223.4809 | 3116.1528 | 1951.4489 | 967.1188 | 246.5614 | 0 | 0 | 0 | 0 | 0
2023 PG Study Reference Scenario | SCE | Com | Data Center | Com - Office (Large) | Energy Efficiency | 115716.2489 | 110366.5292 | 103360.5697 | 94852.8653 | 86946.7232 | 79067.6775 | 73034.6825 | 67855.7344 | 63152.3032 | 59158.4557 | 56654.9225
2023 PG Study Reference Scenario | SCE | Com | Data Center | Com - Other | Energy Efficiency | 101434.1249 | 98701.7136 | 94715.3107 | 88993.6386 | 82599.5849 | 75852.8957 | 71694.2462 | 67555.9998 | 63750.5171 | 61154.7697 | 59466.8074
2023 PG Study Reference Scenario | SCE | Com | FoodServ | Com - College | Energy Efficiency | 0 | 14902.0276 | 22068.2304 | 24088.2222 | 25739.9401 | 27148.9119 | 29135.9237 | 30772.935 | 32289.9876 | 33720.1796 | 35068.7502
2023 PG Study Reference Scenario | SCE | Com | FoodServ | Com - College | Fuel Substitution | 26756.8238 | 33072.3782 | 40162.383 | 48490.8666 | 58101.983 | 69452.1292 | 80652.3578 | 93309.2114 | 107184.8806 | 122133.4979 | 140337.507
2023 PG Study Reference Scenario | SCE | Com | FoodServ | Com - Grocery | Energy Efficiency | 0 | 122528.0078 | 156012.8931 | 167829.1721 | 178044.2677 | 184380.3048 | 193623.9625 | 201592.7159 | 208244.0738 | 213961.7793 | 219233.9636
2023 PG Study Reference Scenario | SCE | Com | FoodServ | Com - Grocery | Fuel Substitution | 273556.0251 | 335757.3469 | 405885.9454 | 488584.9979 | 584331.22 | 697738.5861 | 810309.0627 | 937946.5771 | 1078343.4615 | 1230124.1689 | 1396382.5207
2023 PG Study Reference Scenario | SCE | Com | FoodServ | Com - Health | Energy Efficiency | 0 | 24687.4443 | 34099.2911 | 37176.2259 | 40110.7127 | 42270.7798 | 45536.4358 | 48211.7863 | 50714.0409 | 52959.6826 | 54944.9511
2023 PG Study Reference Scenario | SCE | Com | FoodServ | Com - Health | Fuel Substitution | 83426.6984 | 103077.2386 | 125262.7231 | 151355.3774 | 181535.4479 | 217201.0284 | 252983.8069 | 293570.8182 | 338335.0818 | 386918.2854 | 441531.8717
2023 PG Study Reference Scenario | SCE | Com | FoodServ | Com - Lodging | Energy Efficiency | 0 | 23059.3136 | 36589.7528 | 39887.8277 | 42957.1277 | 45334.3443 | 48661.4031 | 51614.0936 | 54414.6231 | 57165.3481 | 59768.6651
2023 PG Study Reference Scenario | SCE | Com | FoodServ | Com - Lodging | Fuel Substitution | 73504.7001 | 90140.1937 | 108865.8617 | 130905.324 | 156374.3273 | 186475.6673 | 216329.2126 | 250111.2339 | 287202.3895 | 327223.7878 | 371785.6393
2023 PG Study Reference Scenario | SCE | Com | FoodServ | Com - Other | Energy Efficiency | 0 | 192350.6942 | 276686.8899 | 301945.053 | 324609.1516 | 341915.6314 | 367332.5345 | 389309.8645 | 409255.6387 | 429644.6798 | 448779.6552
2023 PG Study Reference Scenario | SCE | Com | FoodServ | Com - Other | Fuel Substitution | 228763.2561 | 283908.9023 | 346576.016 | 421395.2721 | 508944.3785 | 613844.7716 | 717799.2754 | 836599.6958 | 968072.7321 | 1110899.5325 | 1277882.3456
2023 PG Study Reference Scenario | SCE | Com | FoodServ | Com - Restaurant | Energy Efficiency | 0 | 303907.4137 | 464010.0041 | 507059.1607 | 546758.038 | 576055.8936 | 617330.1582 | 654549.7218 | 689544.3117 | 723749.2851 | 756036.2165
2023 PG Study Reference Scenario | SCE | Com | FoodServ | Com - Restaurant | Fuel Substitution | 1096115.2412 | 1343612.3494 | 1623052.2392 | 1953689.897 | 2337412.5268 | 2793250.8824 | 3244516.3994 | 3756887.2296 | 4320661.0021 | 4929894.4453 | 5608546.211
2023 PG Study Reference Scenario | SCE | Com | FoodServ | Com - School | Energy Efficiency | 0 | 84675.3703 | 123088.8826 | 133854.1126 | 143200.9854 | 150352.3042 | 160514.4391 | 169528.9416 | 177990.0158 | 186409.5757 | 194027.0057
2023 PG Study Reference Scenario | SCE | Com | FoodServ | Com - School | Fuel Substitution | 44643.2154 | 55342.3492 | 67362.82 | 81482.1425 | 97777.5387 | 117018.6936 | 136035.7205 | 157523.2468 | 181081.0119 | 206464.1656 | 234828.7353
2023 PG Study Reference Scenario | SCE | Com | HVAC | Com - College | Energy Efficiency | 94723.8502 | 97362.3848 | 101437.7849 | 104674.6678 | 104602.687 | 105392.3258 | 107872.1486 | 108467.8535 | 108779.9126 | 108616.0608 | 108911.5641
2023 PG Study Reference Scenario | SCE | Com | HVAC | Com - College | Fuel Substitution | 38802.2199 | 50907.0706 | 139371.8115 | 166832.6679 | 181792.6209 | 0 | 0 | 0 | 0 | 0 | 0
2023 PG Study Reference Scenario | SCE | Com | HVAC | Com - Grocery | Energy Efficiency | 7359.9876 | 7456.111 | 7528.4869 | 7499.5614 | 7400.4561 | 7158.4121 | 7001.8547 | 6869.7076 | 6710.3975 | 6540.0846 | 6423.5256
2023 PG Study Reference Scenario | SCE | Com | HVAC | Com - Grocery | Fuel Substitution | 9620819.2984 | 10972202.7873 | 12364105.8137 | 13880758.2854 | 15516216.7346 | 308661.7366 | 326027.7032 | 337197.9121 | 343627.7375 | 347508.9843 | 349366.7662
2023 PG Study Reference Scenario | SCE | Com | HVAC | Com - Health | Energy Efficiency | 115745.1693 | 119481.644 | 123881.7037 | 125429.7508 | 126758.4582 | 125934.7072 | 128496.9328 | 129351.4781 | 130131.8154 | 130273.2085 | 130362.9332
2023 PG Study Reference Scenario | SCE | Com | HVAC | Com - Health | Fuel Substitution | 1424106.0744 | 1588916.8793 | 1752879.1021 | 1906228.1681 | 2047334.2964 | 572.4647 | 605.5906 | 627.4318 | 640.9549 | 650.2105 | 656.0637
2023 PG Study Reference Scenario | SCE | Com | HVAC | Com - Lodging | Energy Efficiency | 82581.1624 | 86152.4246 | 90180.8804 | 92777.9587 | 94657.4273 | 94982.8246 | 97329.2065 | 99132.2385 | 99042.9639 | 99306.3482 | 100811.1755
2023 PG Study Reference Scenario | SCE | Com | HVAC | Com - Lodging | Fuel Substitution | 1146311.5615 | 1319562.412 | 1499253.5357 | 1696263.8568 | 1909072.0308 | 244.586 | 250.3951 | 252.3212 | 251.9027 | 250.6336 | 248.6298
2023 PG Study Reference Scenario | SCE | Com | HVAC | Com - Office (Large) | Energy Efficiency | 35940.434 | 37602.4697 | 45235.8997 | 46820.0459 | 48412.0937 | 49349.5641 | 50851.2744 | 52177.943 | 53007.6804 | 45505.1169 | 46298.0994
2023 PG Study Reference Scenario | SCE | Com | HVAC | Com - Office (Large) | Fuel Substitution | 1693.3547 | 1950.235 | 2219.6021 | 2508.6608 | 2816.6691 | 0 | 0 | 0 | 0 | 0 | 0
2023 PG Study Reference Scenario | SCE | Com | HVAC | Com - Office (Small) | Energy Efficiency | 59206.5884 | 64516.9684 | 67364.9036 | 69289.6167 | 70605.877 | 70831.7055 | 72194.8196 | 73220.5448 | 74098.9979 | 74906.8697 | 75816.8524
2023 PG Study Reference Scenario | SCE | Com | HVAC | Com - Office (Small) | Fuel Substitution | 4244.0875 | 4986.6238 | 5774.3092 | 6684.3041 | 7713.54 | 0 | 0 | 0 | 0 | 0 | 0
2023 PG Study Reference Scenario | SCE | Com | HVAC | Com - Other | Energy Efficiency | 1160923.196 | 1224643.7208 | 1286696.8866 | 1329418.7851 | 1355107.0828 | 1360530.6125 | 1402728.4176 | 1427050.3146 | 1435574.776 | 1449623.395 | 1465226.1515
2023 PG Study Reference Scenario | SCE | Com | HVAC | Com - Other | Fuel Substitution | 2355778.864 | 2660622.9561 | 2971164.6732 | 3284990.2018 | 4999817.2302 | 0 | 0 | 0 | 0 | 0 | 0
2023 PG Study Reference Scenario | SCE | Com | HVAC | Com - Refrig. Warehouse | Energy Efficiency | 125.3577 | 140.8689 | 154.7979 | 166.3965 | 177.7749 | 187.3137 | 201.3461 | 212.593 | 224.3699 | 236.0833 | 246.2018
2023 PG Study Reference Scenario | SCE | Com | HVAC | Com - Restaurant | Energy Efficiency | 62963.9297 | 66807.9437 | 70665.5677 | 73645.6717 | 76053.3585 | 76671.7161 | 78403.9841 | 79969.8222 | 81276.0325 | 82412.9655 | 83660.6813
2023 PG Study Reference Scenario | SCE | Com | HVAC | Com - Restaurant | Fuel Substitution | 57648.2436 | 176857.2143 | 204856.0165 | 244755.5744 | 265159.2332 | 333.8071 | 348.9056 | 357.1282 | 360.4581 | 361.361 | 360.3799
2023 PG Study Reference Scenario | SCE | Com | HVAC | Com - Retail | Energy Efficiency | 740474.6796 | 814833.1655 | 886568.5577 | 945898.7615 | 991559.0858 | 1015229.4888 | 1051134.5843 | 1080605.2774 | 74693.4166 | 29257.1146 | 25201.3165
2023 PG Study Reference Scenario | SCE | Com | HVAC | Com - Retail | Fuel Substitution | 1274697.2759 | 1407078.7041 | 1566177.3646 | 1633374.0969 | 1749521.7899 | 857.6302 | 878.4738 | 887.0514 | 0 | 0 | 0
2023 PG Study Reference Scenario | SCE | Com | HVAC | Com - School | Energy Efficiency | 76316.6156 | 79598.183 | 83527.7332 | 85829.035 | 86368.8611 | 85421.5083 | 86949.9243 | 88106.0454 | 87887.505 | 88496.2287 | 89118.2325
2023 PG Study Reference Scenario | SCE | Com | HVAC | Com - School | Fuel Substitution | 16410.0996 | 18841.8665 | 21359.9156 | 24198.4774 | 27344.5125 | 0 | 0 | 0 | 0 | 0 | 0
2023 PG Study Reference Scenario | SCE | Com | HVAC | Com - Warehouse | Energy Efficiency | 8108.2962 | 8717.3228 | 9546.402 | 10169.8627 | 10660.1612 | 10956.2001 | 11418.5967 | 11822.1736 | 10497.5362 | 10158.9393 | 10377.051
2023 PG Study Reference Scenario | SCE | Com | HVAC | Com - Warehouse | Fuel Substitution | 982350.6905 | 1133762.9716 | 1290527.4881 | 1463250.4494 | 1650404.7759 | 0 | 0 | 0 | 0 | 0 | 0
2023 PG Study Reference Scenario | SCE | Com | Lighting | Com - College | Energy Efficiency | 331.4269 | 370.7819 | 414.2272 | 980.8344 | 1293.8437 | 784.0128 | 1175.2687 | 1522.7784 | 936.7197 | 688.5491 | 728.0302
2023 PG Study Reference Scenario | SCE | Com | Lighting | Com - Grocery | Energy Efficiency | 32427.3388 | 38123.3979 | 41823.3981 | 45018.9211 | 48008.0854 | 50145.6279 | 52778.6019 | 55442.4654 | 57768.8808 | 59988.2162 | 62252.2809
2023 PG Study Reference Scenario | SCE | Com | Lighting | Com - Health | Energy Efficiency | 13931.2307 | 25793.4028 | 33221.645 | 36577.5387 | 40056.0529 | 42981.7532 | 46935.0852 | 50556.2269 | 54092.6365 | 57529.1281 | 60830.2575
2023 PG Study Reference Scenario | SCE | Com | Lighting | Com - Lodging | Energy Efficiency | 262.7867 | 295.8719 | 331.162 | 363.2588 | 395.1682 | 422.9905 | 457.9607 | 492.3957 | 526.0225 | 561.138 | 596.1723
2023 PG Study Reference Scenario | SCE | Com | Lighting | Com - Office (Large) | Energy Efficiency | 1146.231 | 1566.0324 | 1827.0739 | 1999.2666 | 2173.5977 | 2325.4777 | 2510.3357 | 2692.9071 | 2862.9598 | 3036.4576 | 3213.0348
2023 PG Study Reference Scenario | SCE | Com | Lighting | Com - Office (Small) | Energy Efficiency | 134.5226 | 151.4603 | 169.1805 | 185.5156 | 201.3837 | 214.9814 | 232.233 | 249.1814 | 265.5852 | 282.6813 | 299.5885
2023 PG Study Reference Scenario | SCE | Com | Lighting | Com - Other | Energy Efficiency | 0 | 12.8565 | 18.5598 | 20.4116 | 22.197 | 23.7465 | 25.7668 | 27.7176 | 6.7374 | 0 | 25.7665
2023 PG Study Reference Scenario | SCE | Com | Lighting | Com - Refrig. Warehouse | Energy Efficiency | 1681.1892 | 1860.5726 | 2035.5731 | 2185.8545 | 2330.8515 | 2450.4481 | 2615.015 | 2767.0515 | 2915.5039 | 3072.0475 | 3219.6696
2023 PG Study Reference Scenario | SCE | Com | Lighting | Com - Restaurant | Energy Efficiency | 90771.1084 | 100912.964 | 111432.736 | 120861.6063 | 129910.7705 | 136969.16 | 146099.3177 | 155054.3538 | 163479.56 | 172144.9735 | 180649.0169
2023 PG Study Reference Scenario | SCE | Com | Lighting | Com - Retail | Energy Efficiency | 0 | 0 | 449.0942 | 565.8284 | 606.2654 | 636.8889 | 675.7279 | 1640.0111 | 34762.5741 | 39653.3457 | 57413.5321
2023 PG Study Reference Scenario | SCE | Com | Lighting | Com - School | Energy Efficiency | 358.1622 | 402.4136 | 449.0692 | 491.7513 | 531.749 | 566.7238 | 610.7681 | 654.4907 | 696.892 | 741.7475 | 785.1765
2023 PG Study Reference Scenario | SCE | Com | Lighting | Com - Warehouse | Energy Efficiency | 924.3954 | 1037.4454 | 1153.7393 | 1261.3763 | 1369.072 | 1459.6585 | 1574.5659 | 1688.2142 | 1795.7332 | 1908.07 | 2019.351
2023 PG Study Reference Scenario | SCE | Com | WaterHeat | Com - College | Energy Efficiency | 143634.3441 | 141902.4602 | 141440.9703 | 139814.8577 | 136684.8043 | 133352.8594 | 134079.9665 | 133622.9811 | 133136.9733 | 132691.6346 | 132819.0567
2023 PG Study Reference Scenario | SCE | Com | WaterHeat | Com - Grocery | Energy Efficiency | 533152.9538 | 518854.5724 | 506597.9506 | 489794.7921 | 471630.9459 | 448852.7514 | 438511.5735 | 427724.7221 | 416388.3129 | 405565.9439 | 397387.2291
2023 PG Study Reference Scenario | SCE | Com | WaterHeat | Com - Health | Energy Efficiency | 899466.2498 | 892529.0283 | 891869.5029 | 878115.0613 | 864556.1278 | 842012.0366 | 847938.8358 | 845892.8321 | 844205.1807 | 840922.9696 | 839147.8318
2023 PG Study Reference Scenario | SCE | Com | WaterHeat | Com - Lodging | Energy Efficiency | 193393.8466 | 191660.019 | 191074.18 | 188516.6206 | 185635.9061 | 181299.3007 | 182055.8598 | 181986.9296 | 180958.4843 | 179957.0754 | 179906.3038
2023 PG Study Reference Scenario | SCE | Com | WaterHeat | Com - Lodging | Fuel Substitution | 311.0677 | 29027.8936 | 199104.7341 | 243590.4732 | 296531.389 | 0 | 0 | 0 | 0 | 0 | 0
2023 PG Study Reference Scenario | SCE | Com | WaterHeat | Com - Office (Large) | Energy Efficiency | 0 | 72778.0385 | 359056.7495 | 407755.3173 | 400799.8164 | 390369.4797 | 390880.5354 | 389672.4667 | 387893.5692 | 386491.7623 | 387155.1782
2023 PG Study Reference Scenario | SCE | Com | WaterHeat | Com - Office (Small) | Energy Efficiency | 0 | 17915.9165 | 89631.1207 | 105021.6201 | 103269.2708 | 100499.0488 | 100813.5141 | 100607.8178 | 100370.2385 | 100311.0451 | 100614.7247
2023 PG Study Reference Scenario | SCE | Com | WaterHeat | Com - Other | Energy Efficiency | 7323573.863 | 7256695.0618 | 7224770.7725 | 7127014.2755 | 6999630.9232 | 6816726.3062 | 6854449.5757 | 6850279.4207 | 6822126.7018 | 6819281.715 | 6843709.9715
2023 PG Study Reference Scenario | SCE | Com | WaterHeat | Com - Refrig. Warehouse | Energy Efficiency | 41850.9671 | 41383.9484 | 40975.6612 | 40187.2568 | 39353.6071 | 38274.1586 | 38399.424 | 38294.2734 | 38264.0045 | 38336.6877 | 38484.1463
2023 PG Study Reference Scenario | SCE | Com | WaterHeat | Com - Restaurant | Energy Efficiency | 342734.6166 | 1686722.9693 | 2075827.1381 | 2058525.1697 | 2033104.7335 | 1983647.1953 | 1993245.5729 | 1995143.5511 | 1997506.3576 | 2002642.6552 | 2014584.8367
2023 PG Study Reference Scenario | SCE | Com | WaterHeat | Com - Retail | Energy Efficiency | 397328.126 | 385488.0686 | 375191.6838 | 361458.5126 | 346600.1213 | 328360.7122 | 320177.7497 | 311573.3002 | 301639.5644 | 292691.5583 | 286016.2258
2023 PG Study Reference Scenario | SCE | Com | WaterHeat | Com - Retail | Fuel Substitution | 1455.8528 | 1804.0591 | 2217.4431 | 2727.6439 | 3340.9348 | 0 | 0 | 0 | 0 | 0 | 0
2023 PG Study Reference Scenario | SCE | Com | WaterHeat | Com - School | Energy Efficiency | 0 | 0 | 4197.3462 | 65820.3531 | 81055.6494 | 78702.6744 | 308611.5143 | 377954.9563 | 91231.768 | 3722.1766 | 59946.0757
2023 PG Study Reference Scenario | SCE | Com | WaterHeat | Com - Warehouse | Energy Efficiency | 99218.7089 | 98148.3765 | 97401.2453 | 95842.6725 | 94175.5965 | 91577.3442 | 91742.6944 | 91534.091 | 91091.7818 | 90797.0921 | 90865.0896
2023 PG Study Reference Scenario | SCE | Com | WholeBlg | Com - Grocery | Energy Efficiency | 724207.1576 | 727851.5878 | 886591.7847 | 1053919.1442 | 709907.6041 | 802382.8042 | 898904.0676 | 998489.7998 | 1093926.809 | 1174371.5186 | 1251903.3011
2023 PG Study Reference Scenario | SCE | Com | WholeBlg | Com - Retail | Energy Efficiency | 2840224.006 | 2817939.8244 | 3377773.9986 | 3940424.3011 | 2589381.8703 | 2856004.3531 | 3141931.8774 | 3413698.2943 | 3654016.6679 | 3856391.5221 | 4042834.1769
2023 PG Study Reference Scenario | SCE | Ind | BROs | Ind - All Other Industrial | Energy Efficiency | 73114.5435 | 87803.6909 | 101595.7069 | 112965.3545 | 121684.051 | 125478.8858 | 135526.1745 | 143306.9696 | 150526.8729 | 158525.8957 | 166568.1283
2023 PG Study Reference Scenario | SCE | Ind | BROs | Ind - Chemicals | Energy Efficiency | 496131.1352 | 595687.3385 | 689845.3193 | 767540.1602 | 826786.8436 | 851783.7056 | 916980.3733 | 967847.2292 | 1014529.7277 | 1066111.7442 | 1117564.421
2023 PG Study Reference Scenario | SCE | Ind | BROs | Ind - Electronics | Energy Efficiency | 107937.2901 | 132253.1694 | 156136.1254 | 177218.5239 | 194920.5557 | 205084.8848 | 226424.4083 | 244489.7025 | 262209.6241 | 281884.0358 | 302271.6096
2023 PG Study Reference Scenario | SCE | Ind | BROs | Ind - Fabricated Metals | Energy Efficiency | 344017.5602 | 413983.1344 | 480330.051 | 535542.1568 | 577975.9294 | 596676.3637 | 644487.422 | 682064.2486 | 716772.1382 | 754985.2555 | 793104.1834
2023 PG Study Reference Scenario | SCE | Ind | BROs | Ind - Food | Energy Efficiency | 733735.4058 | 880289.0889 | 1017794.4189 | 1129876.0165 | 1213420.8968 | 1245956.1368 | 1336921.0351 | 1406428.3389 | 1470150.7568 | 1540569.1545 | 1610167.524
2023 PG Study Reference Scenario | SCE | Ind | BROs | Ind - Industrial Machinery | Energy Efficiency | 53036.3955 | 63872.2067 | 74201.6634 | 82784.9381 | 89294.3319 | 92124.2294 | 99568.2609 | 105376.3171 | 110786.8631 | 116735.0647 | 122697.0952
2023 PG Study Reference Scenario | SCE | Ind | BROs | Ind - Lumber & Furniture | Energy Efficiency | 28838.4256 | 34753.9496 | 40249.0533 | 44780.1917 | 48237.7121 | 49735.9821 | 53737.6158 | 56872.6598 | 59792.9173 | 63017.623 | 66255.2949
2023 PG Study Reference Scenario | SCE | Ind | BROs | Ind - Paper | Energy Efficiency | 370087.4494 | 447329.0698 | 514840.23 | 563548.4386 | 596110.9932 | 603515.2409 | 640987.9028 | 667960.5241 | 692367.0023 | 720089.2472 | 747637.4179
2023 PG Study Reference Scenario | SCE | Ind | BROs | Ind - Petroleum | Energy Efficiency | 1347718.5947 | 1601412.9699 | 1836525.8828 | 2025624.5018 | 2167275.5683 | 2223099.3568 | 2384026.1896 | 2508295.0178 | 2620608.6013 | 2744827.7813 | 2867569.9654
2023 PG Study Reference Scenario | SCE | Ind | BROs | Ind - Plastics | Energy Efficiency | 422377.5421 | 505396.8853 | 583606.2113 | 647513.5855 | 695506.1463 | 714695.1575 | 766516.938 | 807114.3375 | 844041.0114 | 884837.9044 | 925253.1004
2023 PG Study Reference Scenario | SCE | Ind | BROs | Ind - Primary Metals | Energy Efficiency | 116185.7622 | 139044.2571 | 160616.3414 | 178308.3368 | 191631.3301 | 197021.1686 | 211449.6889 | 222743.2816 | 233011.449 | 244349.2599 | 255588.2005
2023 PG Study Reference Scenario | SCE | Ind | BROs | Ind - Printing & Publishing | Energy Efficiency | 58493.4546 | 70053.5369 | 80918.5208 | 89780.3431 | 96424.836 | 99067.736 | 106286.1477 | 111894.9437 | 116996.2192 | 122633.595 | 128216.377
2023 PG Study Reference Scenario | SCE | Ind | BROs | Ind - Stone-Glass-Clay | Energy Efficiency | 583870.6241 | 710772.3242 | 830550.374 | 930771.7299 | 1009939.2076 | 1048621.692 | 1142767.7592 | 1218272.6088 | 1290540.4548 | 1370450.4171 | 1451706.4362
2023 PG Study Reference Scenario | SCE | Ind | BROs | Ind - Textiles | Energy Efficiency | 14566.2486 | 17307.13 | 19969.5789 | 22172.7693 | 23816.4902 | 24461.7433 | 26306.2145 | 27676.5646 | 28920.1071 | 30294.7535 | 31651.5978
2023 PG Study Reference Scenario | SCE | Ind | BROs | Ind - Transportation Equipment | Energy Efficiency | 265222.2201 | 317274.204 | 368758.4599 | 412062.9036 | 444450.8786 | 458329.9663 | 496712.1953 | 525774.7579 | 553289.3249 | 584091.4272 | 614914.0871
2023 PG Study Reference Scenario | SCE | Ind | HVAC | Ind - Electronics | Energy Efficiency | 656242.2872 | 585498.6849 | 496525.1365 | 394393.7135 | 296377.7535 | 211333.9533 | 153265.7128 | 108675.4378 | 76082.0188 | 53152.1415 | 36887.8919
2023 PG Study Reference Scenario | SCE | Ind | Lighting | Ind - All Other Industrial | Energy Efficiency | 102519.509 | 72890.1299 | 15113.3072 | 20540.6233 | 24462.5297 | 27140.8516 | 10172.6114 | 6422.1901 | 5538.1768 | 6197.9429 | 3479.9712
2023 PG Study Reference Scenario | SCE | Ind | Lighting | Ind - Chemicals | Energy Efficiency | 38959.3194 | 25825.4974 | 819.0877 | 1766.3076 | 0 | 14808.0116 | 0 | 0 | 0 | 0 | 0
2023 PG Study Reference Scenario | SCE | Ind | Lighting | Ind - Electronics | Energy Efficiency | 51449.4652 | 33821.2223 | 21182.8986 | 12689.181 | 7386.2953 | 4191.913 | 2369.4436 | 1326.4489 | 740.2705 | 413.0668 | 230.4111
2023 PG Study Reference Scenario | SCE | Ind | Lighting | Ind - Fabricated Metals | Energy Efficiency | 69151.6674 | 46254.449 | 29293.9418 | 17663.7023 | 10319.5095 | 5867.6037 | 3319.3922 | 1858.6898 | 1037.2071 | 0 | 0
2023 PG Study Reference Scenario | SCE | Ind | Lighting | Ind - Food | Energy Efficiency | 122273.2373 | 95825.2211 | 0 | 0 | 0 | 0 | 0 | 0 | 0 | 0 | 0
2023 PG Study Reference Scenario | SCE | Ind | Lighting | Ind - Industrial Machinery | Energy Efficiency | 64343.8141 | 44408.8549 | 28775.3397 | 15949.3914 | 8308.9496 | 7688.5541 | 4390.2966 | 2475.7607 | 1389.5646 | 779.0878 | 436.4577
2023 PG Study Reference Scenario | SCE | Ind | Lighting | Ind - Lumber & Furniture | Energy Efficiency | 30706.2765 | 21228.8937 | 4592.8617 | 3825.8898 | 5813.9316 | 8912.9333 | 5188.2103 | 2957.0453 | 1669.1076 | 938.4567 | 526.3769
2023 PG Study Reference Scenario | SCE | Ind | Lighting | Ind - Paper | Energy Efficiency | 29427.6074 | 0 | 0 | 0 | 0 | 0 | 0 | 0 | 0 | 0 | 0
2023 PG Study Reference Scenario | SCE | Ind | Lighting | Ind - Petroleum | Energy Efficiency | 7243.6456 | 17453.4245 | 0 | 0 | 12159.5206 | 22604.7 | 0 | 0 | 0 | 0 | 0
2023 PG Study Reference Scenario | SCE | Ind | Lighting | Ind - Plastics | Energy Efficiency | 70048.386 | 79432.7492 | 0 | 0 | 0 | 0 | 0 | 0 | 0 | 0 | 0
2023 PG Study Reference Scenario | SCE | Ind | Lighting | Ind - Primary Metals | Energy Efficiency | 9452.7607 | 11691.9482 | 0 | 0 | 0 | 0 | 0 | 0 | 0 | 0 | 0
2023 PG Study Reference Scenario | SCE | Ind | Lighting | Ind - Printing & Publishing | Energy Efficiency | 31342.141 | 28661.4639 | 1413.0188 | 0 | 0 | 1663.1543 | 0 | 0 | 0 | 0 | 0
2023 PG Study Reference Scenario | SCE | Ind | Lighting | Ind - Stone-Glass-Clay | Energy Efficiency | 63506.4642 | 44427.3821 | 28992.2269 | 17803.6823 | 10509.217 | 6007.7776 | 3406.9925 | 1909.1391 | 1065.1152 | 593.7077 | 330.6908
2023 PG Study Reference Scenario | SCE | Ind | Lighting | Ind - Textiles | Energy Efficiency | 9172.8698 | 27984.3586 | 11816.5424 | 4098.9881 | 0 | 15024.0192 | 0 | 0 | 0 | 0 | 0
2023 PG Study Reference Scenario | SCE | Ind | Lighting | Ind - Transportation Equipment | Energy Efficiency | 93257.8376 | 137285.8718 | 94977.1506 | 55126.2447 | 13774.6483 | 34023.2651 | 19750.9277 | 11234.6658 | 6331.5497 | 3555.2917 | 1991.8368
2023 PG Study Reference Scenario | SCE | Ind | MachDr | Ind - Chemicals | Energy Efficiency | 0 | 0 | 0 | 0 | 0 | 0 | 0 | 0 | 0 | 0 | 0
2023 PG Study Reference Scenario | SCE | Ind | MachDr | Ind - Food | Energy Efficiency | 0 | 170629.1434 | 0 | 0 | 0 | 0 | 0 | 0 | 0 | 0 | 0
2023 PG Study Reference Scenario | SCE | Ind | MachDr | Ind - Lumber & Furniture | Energy Efficiency | 0 | 0 | 0 | 0 | 0 | 0 | 0 | 0 | 0 | 0 | 0
2023 PG Study Reference Scenario | SCE | Ind | MachDr | Ind - Paper | Energy Efficiency | 0 | 0 | 0 | 0 | 0 | 0 | 0 | 0 | 0 | 0 | 0
2023 PG Study Reference Scenario | SCE | Ind | ProcRefrig | Ind - All Other Industrial | Energy Efficiency | 21350.949 | 23637.0147 | 25354.6719 | 27239.0915 | 28706.3615 | 29497.8379 | 30217.757 | 30565.5491 | 30496.9532 | 30226.8349 | 29492.3009
2023 PG Study Reference Scenario | SCE | Ind | ProcRefrig | Ind - Chemicals | Energy Efficiency | 42586.119 | 47040.0245 | 50547.6772 | 53884.9224 | 55929.6029 | 57876.9202 | 57080.4199 | 56719.1455 | 55556.4136 | 53865.7946 | 51587.9969
2023 PG Study Reference Scenario | SCE | Ind | ProcRefrig | Ind - Electronics | Energy Efficiency | 98967.0431 | 109592.4922 | 120149.6073 | 128804.0717 | 135090.699 | 137743.8082 | 141733.1221 | 143391.2095 | 142886.8057 | 141170.0319 | 137709.7967
2023 PG Study Reference Scenario | SCE | Ind | ProcRefrig | Ind - Fabricated Metals | Energy Efficiency | 19230.1169 | 21271.1303 | 23292.2303 | 24937.8725 | 26119.2054 | 26593.7787 | 27322.9638 | 27600.087 | 27460.0679 | 26859.0178 | 26113.6841
2023 PG Study Reference Scenario | SCE | Ind | ProcRefrig | Ind - Food | Energy Efficiency | 918255.5051 | 1001662.1767 | 1047497.4693 | 1040891.2091 | 982373.1384 | 975653.5479 | 790085.8309 | 728326.9153 | 623612.222 | 502242.1627 | 408426.511
2023 PG Study Reference Scenario | SCE | Ind | ProcRefrig | Ind - Industrial Machinery | Energy Efficiency | 11217.9824 | 12386.8735 | 13538.1446 | 14443.4805 | 15074.4315 | 15350.6303 | 15735.1741 | 15857.2361 | 15739.0571 | 15488.4432 | 15049.703
2023 PG Study Reference Scenario | SCE | Ind | ProcRefrig | Ind - Lumber & Furniture | Energy Efficiency | 762.802 | 843.9541 | 908.7589 | 971.2491 | 1021.1482 | 1050.4814 | 1080.1278 | 1091.9571 | 1087.3004 | 1073.4287 | 1046.3378
2023 PG Study Reference Scenario | SCE | Ind | ProcRefrig | Ind - Paper | Energy Efficiency | 7341.6185 | 7791.8024 | 6945.2497 | 6635.552 | 6364.5563 | 6795.8504 | 6195.6631 | 6021.6991 | 5689.7201 | 5327.0821 | 4713.6247
2023 PG Study Reference Scenario | SCE | Ind | ProcRefrig | Ind - Plastics | Energy Efficiency | 122922.0147 | 137803.5585 | 144759.3736 | 152903.2344 | 157820.935 | 158659.6882 | 158311.9397 | 155777.6154 | 150831.936 | 144015.7869 | 136011.1427
2023 PG Study Reference Scenario | SCE | Ind | ProcRefrig | Ind - Primary Metals | Energy Efficiency | 2336.8703 | 2684.9678 | 2803.262 | 2986.9723 | 3110.2096 | 3175.5768 | 3156.5237 | 3106.239 | 3010.4212 | 2868.4223 | 2707.8953
2023 PG Study Reference Scenario | SCE | Ind | ProcRefrig | Ind - Printing & Publishing | Energy Efficiency | 52764.66 | 59287.4649 | 62987.7894 | 67084.574 | 69858.4245 | 71398.4935 | 71689.7623 | 71452.4988 | 70078.3488 | 67828.9277 | 64893.9725
2023 PG Study Reference Scenario | SCE | Ind | ProcRefrig | Ind - Stone-Glass-Clay | Energy Efficiency | 925.4556 | 1023.6114 | 1120.7897 | 1199.8825 | 1256.6182 | 1279.3391 | 1314.299 | 1327.5062 | 1320.6475 | 1302.6147 | 1268.5985
2023 PG Study Reference Scenario | SCE | Ind | ProcRefrig | Ind - Textiles | Energy Efficiency | 1570.0721 | 1846.3042 | 1983.9437 | 2105.8651 | 2184.117 | 2335.4373 | 2232.3413 | 2216.9266 | 2165.1206 | 2076.448 | 1973.4837
2023 PG Study Reference Scenario | SCE | Ind | ProcRefrig | Ind - Transportation Equipment | Energy Efficiency | 40300.9788 | 46008.2009 | 50429.4501 | 53904.24 | 55949.3754 | 57674.3111 | 59338.6601 | 60026.6053 | 59809.1395 | 59084.2796 | 57630.0104
2023 PG Study Reference Scenario | SCE | Ind | WholeBlg | Ind - All Other Industrial | Energy Efficiency | 286652.0395 | 296518.5299 | 309551.7844 | 321893.0101 | 337851.9437 | 360932.6058 | 360751.0881 | 357395.0049 | 353885.8629 | 350989.7807 | 348515.766
2023 PG Study Reference Scenario | SCE | Ind | WholeBlg | Ind - Chemicals | Energy Efficiency | 831108.9581 | 855378.9163 | 887346.8473 | 913696.1135 | 944503.5334 | 986547.7678 | 981530.2098 | 969450.1099 | 956830.2491 | 945864.5562 | 935936.8702
2023 PG Study Reference Scenario | SCE | Ind | WholeBlg | Ind - Electronics | Energy Efficiency | 516884.2853 | 553769.4443 | 602754.7374 | 659622.703 | 737402.3619 | 850050.4868 | 871345.7797 | 884128.9495 | 896488.5314 | 910147.9218 | 924846.4286
2023 PG Study Reference Scenario | SCE | Ind | WholeBlg | Ind - Fabricated Metals | Energy Efficiency | 621828.645 | 646041.3527 | 678579.8789 | 711005.8565 | 752883.4593 | 812977.5217 | 813080.3215 | 806618.1424 | 799495.8348 | 793470.34 | 788079.886
2023 PG Study Reference Scenario | SCE | Ind | WholeBlg | Ind - Food | Energy Efficiency | 1158905.84 | 1202465.7121 | 1261786.8661 | 1321116.7226 | 1399179.0092 | 1513207.8619 | 1504044.1984 | 1483743.9931 | 1463377.7005 | 1445388.9732 | 1428807.4291
2023 PG Study Reference Scenario | SCE | Ind | WholeBlg | Ind - Industrial Machinery | Energy Efficiency | 221025.2961 | 234011.457 | 252562.3122 | 274515.4875 | 305106.5393 | 350802.4041 | 352357.6853 | 350727.7302 | 348920.3347 | 347481.8886 | 346370.1207
2023 PG Study Reference Scenario | SCE | Ind | WholeBlg | Ind - Lumber & Furniture | Energy Efficiency | 115317.4818 | 119705.9045 | 125079.4503 | 130144.124 | 136600.347 | 145914.5165 | 145893.2515 | 144662.8594 | 143374.2822 | 142307.77 | 141391.5496
2023 PG Study Reference Scenario | SCE | Ind | WholeBlg | Ind - Paper | Energy Efficiency | 500507.473 | 517001.9009 | 530602.0634 | 533912.1448 | 536588.5756 | 542805.1836 | 532310.6364 | 518658.1753 | 505779.4453 | 494457.0288 | 484219.2115
2023 PG Study Reference Scenario | SCE | Ind | WholeBlg | Ind - Petroleum | Energy Efficiency | 1383568.4275 | 1393989.6995 | 1408750.5504 | 1402988.2865 | 1387572.9098 | 1363506.4556 | 1346459.9911 | 1321302.2817 | 1295540.611 | 1272518.5298 | 1250980.0559
2023 PG Study Reference Scenario | SCE | Ind | WholeBlg | Ind - Plastics | Energy Efficiency | 708604.0876 | 731552.8803 | 764031.5747 | 795566.3936 | 836834.3972 | 897109.2262 | 890753.3011 | 879088.7149 | 866947.0636 | 856233.5806 | 846407.3021
2023 PG Study Reference Scenario | SCE | Ind | WholeBlg | Ind - Primary Metals | Energy Efficiency | 295497.6876 | 300241.603 | 306228.4252 | 307891.0163 | 307317.0445 | 304944.4031 | 301516.0892 | 296375.9087 | 291094.5389 | 286386.262 | 282003.5775
2023 PG Study Reference Scenario | SCE | Ind | WholeBlg | Ind - Printing & Publishing | Energy Efficiency | 142537.531 | 146460.6615 | 151746.9783 | 156122.1075 | 161374.0657 | 168794.5727 | 167405.2478 | 164960.1841 | 162439.7496 | 160206.8677 | 158145.9266
2023 PG Study Reference Scenario | SCE | Ind | WholeBlg | Ind - Stone-Glass-Clay | Energy Efficiency | 745995.7339 | 778912.0249 | 816039.0875 | 847450.2143 | 884116.9446 | 933284.6877 | 940118.0894 | 938018.7114 | 935744.0741 | 934906.8867 | 934964.3753
2023 PG Study Reference Scenario | SCE | Ind | WholeBlg | Ind - Textiles | Energy Efficiency | 90185.6939 | 92477.1289 | 96541.9107 | 100654.283 | 105956.3996 | 113650.4025 | 113156.6362 | 111588.6946 | 109967.2587 | 108530.8487 | 107199.9129
2023 PG Study Reference Scenario | SCE | Ind | WholeBlg | Ind - Transportation Equipment | Energy Efficiency | 768643.4073 | 790925.6833 | 827705.7949 | 862424.9256 | 902519.977 | 958480.8314 | 960908.0118 | 952644.2001 | 944735.2706 | 938966.7907 | 933870.8701
2023 PG Study Reference Scenario | SCE | Res | AppPlug | Res - Multi Family | Fuel Substitution | 0 | 0 | 0 | 0 | 0 | 0 | 0 | 0 | 0 | 3344.6855 | 3952.4518
2023 PG Study Reference Scenario | SCE | Res | BROs | Low Income - Multi Family LI | Energy Efficiency | 3520374.5126 | 3763392.2259 | 4409246.4048 | 4928159.1228 | 5565507.6584 | 4587402.2788 | 5008188.9753 | 5407293.608 | 5394616.0799 | 5703462.4883 | 5756552.7098
2023 PG Study Reference Scenario | SCE | Res | BROs | Low Income - Single Family LI | Energy Efficiency | 4679422.7517 | 5012429.555 | 5884280.5402 | 6589961.5294 | 7457010.8583 | 6158519.3408 | 6736787.3057 | 7288097.6357 | 7270984.7298 | 7686932.0029 | 7758152.1414
2023 PG Study Reference Scenario | SCE | Res | BROs | Res - Multi Family | Energy Efficiency | 3462077.8522 | 3699481.0442 | 4332500.3931 | 4840283.0201 | 5463918.0124 | 4501751.1082 | 4912568.0244 | 5301773.5114 | 5289343.3777 | 5592162.8333 | 5644217.031
2023 PG Study Reference Scenario | SCE | Res | BROs | Res - Single Family | Energy Efficiency | 12536298.8702 | 13422663.3647 | 15750585.581 | 17631855.0532 | 19943127.1507 | 16463419.9832 | 18001545.7539 | 19466348.5243 | 19420640.3289 | 20531626.3489 | 20721853.7728
2023 PG Study Reference Scenario | SCE | Res | BldgEnv | Res - Single Family | Energy Efficiency | 919.9729 | 1280.252 | 1261.4075 | 1242.6717 | 1241.662 | 1089.1584 | 1005.0377 | 593.4503 | 708.112 | 0 | 0
2023 PG Study Reference Scenario | SCE | Res | HVAC | Res - Multi Family | Energy Efficiency | 629015.2954 | 653707.7618 | 666727.29 | 662986.9957 | 648658.0388 | 618841.9518 | 616818.8805 | 602675.8289 | 609180.4351 | 605935.7267 | 599117.7705
2023 PG Study Reference Scenario | SCE | Res | HVAC | Res - Multi Family | Fuel Substitution | 68214.7132 | 88920.0032 | 148960.8593 | 183118.1007 | 223156.0779 | -1050.7134 | 0 | 0 | 0 | 0 | 0
2023 PG Study Reference Scenario | SCE | Res | HVAC | Res - Single Family | Energy Efficiency | 2572848.5489 | 2659572.1357 | 2659879.0924 | 2599060.4307 | 2503209.2658 | 2346585.9377 | 2306942.2448 | 2216915.5861 | 1986864.821 | 1935880.7782 | 1879860.7282
2023 PG Study Reference Scenario | SCE | Res | HVAC | Res - Single Family | Fuel Substitution | 2760640.3713 | 3513227.9466 | 4342601.9158 | 5311788.8406 | 6460460.7545 | 0 | 0 | 0 | 0 | 0 | 0
2023 PG Study Reference Scenario | SCE | Res | Lighting | Res - Multi Family | Energy Efficiency | 29425.4914 | 30656.7051 | 31603.1641 | 32051.4257 | 32397.7689 | 32107.1662 | 32585.4962 | 32363.7532 | 33961.4103 | 34282.7193 | 34392.9549
2023 PG Study Reference Scenario | SCE | Res | Lighting | Res - Single Family | Energy Efficiency | 448477.9593 | 471726.4827 | 481834.2742 | 484707.51 | 485458.0617 | 433538.6397 | 474527.4989 | 470322.0963 | 472219.7701 | 472920.2811 | 426531.4096
2023 PG Study Reference Scenario | SCE | Res | WaterHeat | Res - Multi Family | Energy Efficiency | 340301.5967 | 314433.5688 | 277074.7239 | 228950.2993 | 6627.2139 | 6560.1277 | 6677.5988 | 6006.2142 | 8167.002 | 8310.404 | 8463.2346
2023 PG Study Reference Scenario | SCE | Res | WaterHeat | Res - Multi Family | Fuel Substitution | 2507620.2422 | 2857590.0983 | 3192459.7911 | 3527796.2846 | 3885913.8286 | 0 | 0 | 0 | 0 | 0 | 0
2023 PG Study Reference Scenario | SCE | Res | WaterHeat | Res - Single Family | Energy Efficiency | 3060331.3695 | 2930877.6028 | 2752478.4717 | 2558387.2567 | 2114204.5343 | 1931147.4711 | 1837495.1531 | 1708139.1963 | 60413.246 | 859.0316 | 809.1284
2023 PG Study Reference Scenario | SCE | Res | WaterHeat | Res - Single Family | Fuel Substitution | 116604.126 | 139904.7266 | 165571.5381 | 196680.8027 | 233487.1581 | 44866.0488 | 59872.9219 | 79667.5627 | 0 | 0 | 0
2023 PG Study Reference Scenario | SCE | Res | WholeBlg | Res - Single Family | Energy Efficiency | 7425843.3923 | 8842141.9817 | 10136644.2323 | 11421015.5282 | 12849418.8751 | 13670812.5818 | 14876798.0929 | 14483179.8902 | 15199730.0118 | 16153887.2939 | 17011812.172
2023 PG Study Reference Scenario | SCG | Ag | HVAC | Ag - Irrigated Agriculture, vineyards, forestry and greenhouses | Energy Efficiency | 1201287.872 | 1264013.2495 | 1300545.2805 | 1309373.6762 | 1288825.0715 | 1242373.2773 | 1173669.7518 | 1089153.8128 | 994430.1012 | 895033.122 | 795650.9217
2023 PG Study Reference Scenario | SCG | Ag | ProcHeat | Ag - Dairies, fishing, hunting | Energy Efficiency | 362.3837 | 61.6335 | 10.4606 | 1.7784 | 0.30039 | 0.050789 | 0.0085552 | 0.0014533 | 0.00024897 | 4.3016e-05 | 7.4949e-06
2023 PG Study Reference Scenario | SCG | Ag | ProcHeat | Ag - Irrigated Agriculture, vineyards, forestry and greenhouses | Energy Efficiency | 727516.9998 | 767053.7197 | 786365.5001 | 867184.8163 | 885104.0345 | 928181.5655 | 925148.2005 | 942850.0405 | 956686.3502 | 966700.7101 | 972993.4156
2023 PG Study Reference Scenario | SCG | Ag | WholeBlg | Ag - Dairies, fishing, hunting | Energy Efficiency | 1063187.7279 | 1102427.5801 | 1143719.8576 | 1187470.0758 | 1234332.2759 | 1285438.8514 | 1333460.7826 | 1383694.0755 | 1436256.2042 | 1491272.6052 | 1548877.1004
2023 PG Study Reference Scenario | SCG | Ag | WholeBlg | Ag - Irrigated Agriculture, vineyards, forestry and greenhouses | Energy Efficiency | 4552224.6319 | 4716943.1386 | 4888407.6426 | 5066961.9489 | 5252923.4662 | 5446606.079 | 5648638.6021 | 5859903.6559 | 6080887.923 | 6312110.8555 | 6554126.3757
2023 PG Study Reference Scenario | SCG | Ag | WholeBlg | Ag - Water pumping | Energy Efficiency | 1495094.7073 | 1549193.4804 | 1605507.8527 | 1664150.7405 | 1725226.3908 | 1788837.8935 | 1855191.7711 | 1924577.9041 | 1997156.1345 | 2073097.0668 | 2152582.6266
2023 PG Study Reference Scenario | SCG | Com | AppPlug | Com - Health | Energy Efficiency | 2504883.7824 | 3096454.5161 | 3820035.7479 | 4130272.7611 | 4458989.2432 | 12455280.899 | 13753021.0505 | 14889329.4744 | 15971814.0112 | 16828070.6645 | 17513859.5126
2023 PG Study Reference Scenario | SCG | Com | AppPlug | Com - Lodging | Energy Efficiency | 4532011.0024 | 5432326.6299 | 6469890.4517 | 7345938.0164 | 7778438.5577 | 12399098.0579 | 13212769.4342 | 14015951.0948 | 14787471.381 | 15499720.978 | 16175782.493
2023 PG Study Reference Scenario | SCG | Com | AppPlug | Com - Other | Energy Efficiency | 36601.3138 | 39935.9038 | 43421.1157 | 46949.6271 | 50535.7652 | 54339.402 | 58581.2385 | 109543.8076 | 105885.8513 | 102321.1388 | 99115.2433
2023 PG Study Reference Scenario | SCG | Com | BROs | Com - College | Energy Efficiency | 281915.7171 | 317564.7 | 358839.149 | 406302.7162 | 462134.3226 | 527584.4865 | 604029.2827 | 692133.8374 | 795314.4467 | 914660.607 | 1565449.4694
2023 PG Study Reference Scenario | SCG | Com | BROs | Com - Grocery | Energy Efficiency | 118497.721 | 135587.7009 | 155706.6965 | 178766.3249 | 206057.2834 | 237507.9332 | 274169.5384 | 316724.4342 | 366726.5073 | 423742.0132 | 686009.8218
2023 PG Study Reference Scenario | SCG | Com | BROs | Com - Health | Energy Efficiency | 424797.6279 | 492389.8886 | 572379.9144 | 666013.2323 | 777449.5066 | 908308.0938 | 1063197.3538 | 1245667.7505 | 1462332.5761 | 1715702.7337 | 3228124.392
2023 PG Study Reference Scenario | SCG | Com | BROs | Com - Lodging | Energy Efficiency | 349733.3631 | 411756.7106 | 485566.7725 | 572780.7825 | 677386.7174 | 800873.459 | 947614.7707 | 1121273.5721 | 1328438.6043 | 1571326.2166 | 2792273.3858
2023 PG Study Reference Scenario | SCG | Com | BROs | Com - Office (Large) | Energy Efficiency | 796037.5047 | 906187.0748 | 1034959.906 | 1183147.9365 | 1358145.254 | 1562984.4864 | 1803519.1616 | 2083048.1767 | 2411708.387 | 2797730.2999 | 5022231.3043
2023 PG Study Reference Scenario | SCG | Com | BROs | Com - Office (Small) | Energy Efficiency | 59719.3397 | 67840.6033 | 77311.1373 | 88056.3621 | 100795.5454 | 115173.6699 | 131745.7063 | 150652.1505 | 172650.4702 | 197214.7885 | 238270.4312
2023 PG Study Reference Scenario | SCG | Com | BROs | Com - Other | Energy Efficiency | 41936.6922 | 50286.4545 | 60322.7149 | 72376.6561 | 86823.5723 | 104134.8125 | 124909.1288 | 149884.9716 | 179903.9387 | 215990.2761 | 471762.5975
2023 PG Study Reference Scenario | SCG | Com | BROs | Com - Refrig. Warehouse | Energy Efficiency | 3782.9005 | 4540.9056 | 5450.5821 | 6541.0979 | 7846.8133 | 9410.03 | 11284.4462 | 13535.9857 | 16242.9657 | 19497.3985 | 42577.069
2023 PG Study Reference Scenario | SCG | Com | BROs | Com - Restaurant | Energy Efficiency | 359771.5473 | 425669.9844 | 503801.4178 | 596468.7729 | 708514.874 | 838954.4223 | 993518.309 | 1175447.9562 | 1392085.7887 | 1639676.4005 | 2330936.1983
2023 PG Study Reference Scenario | SCG | Com | BROs | Com - Retail | Energy Efficiency | 75761.2461 | 86091.6578 | 98161.716 | 111836.887 | 128055.6741 | 146382.4361 | 167518.6092 | 191666.2414 | 219783.3555 | 250799.5424 | 306179.8843
2023 PG Study Reference Scenario | SCG | Com | BROs | Com - School | Energy Efficiency | 284128.2851 | 318239.6361 | 357509.8596 | 401987.8204 | 454151.4918 | 513995.7769 | 582791.4101 | 661035.0009 | 751790.0707 | 854350.8873 | 1246755.3808
2023 PG Study Reference Scenario | SCG | Com | BROs | Com - Warehouse | Energy Efficiency | 428702.6802 | 503178.0654 | 590764.0633 | 693923.9637 | 818625.2335 | 961756.0956 | 1130177.4955 | 1326380.642 | 1558545.4284 | 1818237.1645 | 2132959.0481
2023 PG Study Reference Scenario | SCG | Com | BldgEnv | Com - College | Energy Efficiency | 6749.6147 | 7126.1033 | 7433.8759 | 7654.2515 | 7752.6882 | 7755.0493 | 7630.8824 | 7354.5381 | 6934.8993 | 6353.4716 | 5639.2846
2023 PG Study Reference Scenario | SCG | Com | BldgEnv | Com - Grocery | Energy Efficiency | 9503.6406 | 10400.126 | 11268.606 | 12098.9928 | 12881.6583 | 13601.0704 | 14221.0449 | 14794.7448 | 15169.9054 | 15440.9379 | 15639.0648
2023 PG Study Reference Scenario | SCG | Com | BldgEnv | Com - Health | Energy Efficiency | 3460.4625 | 5219.7043 | 5898.7889 | 6602.8257 | 7390.3173 | 8220.7382 | 9149.3944 | 10100.8701 | 11109.0741 | 12137.7491 | 13213.3321
2023 PG Study Reference Scenario | SCG | Com | BldgEnv | Com - Lodging | Energy Efficiency | 96.6871 | 106.2541 | 116.7213 | 128.0394 | 140.4531 | 154.0002 | 168.688 | 184.6981 | 38.2542 | 42.1513 | 219.7636
2023 PG Study Reference Scenario | SCG | Com | BldgEnv | Com - Office (Large) | Energy Efficiency | 2583.9113 | 2795.6651 | 3014.0863 | 3258.3441 | 3562.8424 | 5305.2848 | 4276.6993 | 4662.6187 | 5012.0855 | 5367.5337 | 5812.3008
2023 PG Study Reference Scenario | SCG | Com | BldgEnv | Com - Office (Small) | Energy Efficiency | 567.0708 | 629.2047 | 695.9119 | 769.131 | 848.7974 | 936.3156 | 1029.4731 | 1130.5971 | 1238.4577 | 1353.0212 | 3692.3306
2023 PG Study Reference Scenario | SCG | Com | BldgEnv | Com - Other | Energy Efficiency | 17509.0527 | 18916.7863 | 20219.6914 | 21382.0504 | 22373.8481 | 23175.0911 | 23834.8574 | 24165.532 | 24117.9957 | 23850.7431 | 23351.9808
2023 PG Study Reference Scenario | SCG | Com | BldgEnv | Com - Refrig. Warehouse | Energy Efficiency | 137.5764 | 155.1529 | 172.6509 | 191.0092 | 212.877 | 237.3337 | 265.2278 | 294.095 | 327.3656 | 363.7365 | 663.2411
2023 PG Study Reference Scenario | SCG | Com | BldgEnv | Com - Restaurant | Energy Efficiency | 1890.1002 | 2075.932 | 2278.8122 | 2500.7304 | 2752.7063 | 3013.2611 | 3287.6578 | 3595.9878 | 3926.3603 | 4274.9361 | 4657.703
2023 PG Study Reference Scenario | SCG | Com | BldgEnv | Com - Retail | Energy Efficiency | 73911.3992 | 81845.1365 | 89830.5783 | 97750.0836 | 105663.4935 | 113391.3889 | 120734.7372 | 127725.4335 | 102273.9488 | 105920.939 | 109340.8832
2023 PG Study Reference Scenario | SCG | Com | BldgEnv | Com - School | Energy Efficiency | 791.9747 | 868.4433 | 955.1419 | 1048.6809 | 1135.5893 | 1245.222 | 1354.5986 | 1473.8933 | 1605.3287 | 1754.451 | 1913.653
2023 PG Study Reference Scenario | SCG | Com | BldgEnv | Com - Warehouse | Energy Efficiency | 11342.6563 | 12231.4304 | 13043.6379 | 13789.872 | 14399.5482 | 14983.8241 | 15443.3714 | 15793.2963 | 6554.1077 | 7048.3334 | 14970.3762
2023 PG Study Reference Scenario | SCG | Com | FoodServ | Com - College | Energy Efficiency | 218684.6174 | 240549.4006 | 264167.0937 | 288988.0545 | 313199.7879 | 339938.578 | 367606.1169 | 394992.3922 | 423434.5576 | 459175.7998 | 492541.2763
2023 PG Study Reference Scenario | SCG | Com | FoodServ | Com - Grocery | Energy Efficiency | 1998077.9451 | 2236983.2947 | 2485068.1196 | 2745212.9068 | 3021317.0792 | 3314150.6989 | 3611411.7591 | 3930113.3082 | 4264198.5931 | 4659076.3615 | 5046771.224
2023 PG Study Reference Scenario | SCG | Com | FoodServ | Com - Health | Energy Efficiency | 606627.1215 | 678506.3038 | 755746.1161 | 830283.2894 | 912874.5133 | 996385.7745 | 1090280.5112 | 1181570.7527 | 1276620.1193 | 1385405.4742 | 1484740.4136
2023 PG Study Reference Scenario | SCG | Com | FoodServ | Com - Lodging | Energy Efficiency | 606902.7468 | 678139.6191 | 754251.4571 | 832485.4944 | 916368.6216 | 1004968.7432 | 1096528.1179 | 1192352.8116 | 1292800.1992 | 1422270.205 | 1550817.6819
2023 PG Study Reference Scenario | SCG | Com | FoodServ | Com - Other | Energy Efficiency | 1731502.4017 | 1924190.803 | 2125682.771 | 2334858.566 | 2551973.3275 | 2779349.9178 | 3020543.0141 | 3268461.2893 | 3520641.4045 | 4030943.9689 | 4448149.1263
2023 PG Study Reference Scenario | SCG | Com | FoodServ | Com - Restaurant | Energy Efficiency | 8749508.8708 | 9812792.4845 | 10938099.9299 | 12124514.2544 | 13390642.8305 | 14692031.1715 | 16039406.7288 | 17473327.6175 | 18974155.2697 | 20994738.7015 | 22968945.7367
2023 PG Study Reference Scenario | SCG | Com | FoodServ | Com - School | Energy Efficiency | 431723.7486 | 476284.4476 | 523079.1691 | 571316.6143 | 618207.8739 | 669767.1446 | 721406.1241 | 775206.8852 | 831864.3768 | 946589.4817 | 1040523.0205
2023 PG Study Reference Scenario | SCG | Com | HVAC | Com - College | Energy Efficiency | 373280.9652 | 395891.6724 | 420214.0353 | 444835.814 | 465281.8706 | 114966.8054 | 122635.5521 | 129157.0902 | 136028.1069 | 142288.3817 | 149410.5955
2023 PG Study Reference Scenario | SCG | Com | HVAC | Com - Grocery | Energy Efficiency | 108228.4457 | 118076.0475 | 127624.393 | 137605.2409 | 148929.393 | 161618.6755 | 172712.1179 | 187329.6508 | 200087.8926 | 213187.7074 | 228049.2558
2023 PG Study Reference Scenario | SCG | Com | HVAC | Com - Health | Energy Efficiency | 1308895.9684 | 1556296.4881 | 1681073.7131 | 1779679.2221 | 1881356.5138 | 1612808.9627 | 1684037.9223 | 1725680.0696 | 1753302.0999 | 1751469.4436 | 1733582.2382
2023 PG Study Reference Scenario | SCG | Com | HVAC | Com - Lodging | Energy Efficiency | 736704.438 | 772469.6574 | 802385.6097 | 821791.1557 | 836707.2559 | 681906.5256 | 717842.5285 | 704217.8913 | 505048.0248 | 531523.303 | 560203.6146
2023 PG Study Reference Scenario | SCG | Com | HVAC | Com - Office (Large) | Energy Efficiency | 1581869.1924 | 1685296.0635 | 1778846.7796 | 1868995.2344 | 1966294.7438 | 1340.7673 | 1431.2303 | 1528.1459 | 1614.3895 | 1693.9811 | 1794.1475
2023 PG Study Reference Scenario | SCG | Com | HVAC | Com - Office (Small) | Energy Efficiency | 844405.8237 | 901848.6263 | 955485.8917 | 1007119.1341 | 1057260.8465 | 54027.6062 | 57264.6242 | 60691.5495 | 64271.6586 | 67908.8988 | 71857.9366
2023 PG Study Reference Scenario | SCG | Com | HVAC | Com - Other | Energy Efficiency | 1370122.3352 | 1472574.3357 | 1580151.0532 | 1689767.0414 | 1802613.1152 | 1924646.5861 | 2267968.2113 | 2461433.4474 | 2605368.6195 | 2760086.0219 | 2927632.5407
2023 PG Study Reference Scenario | SCG | Com | HVAC | Com - Restaurant | Energy Efficiency | 4277284.7642 | 4772747.7936 | 5249114.5017 | 5720912.403 | 6150392.0609 | 6653899.2971 | 7013944.0721 | 7362838.3299 | 7693702.4567 | 8010634.0065 | 8335292.5283
2023 PG Study Reference Scenario | SCG | Com | HVAC | Com - Retail | Energy Efficiency | 757849.2847 | 730409.6688 | 710438.9856 | 695537.262 | 779687.047 | 359743.4575 | 379280.4841 | 402203.5939 | 425368.7892 | 108681.9211 | 111865.8889
2023 PG Study Reference Scenario | SCG | Com | HVAC | Com - School | Energy Efficiency | 1220059.8808 | 1299059.0049 | 1380385.6602 | 1459783.2046 | 1522943.5328 | 688697.9572 | 725420.3352 | 764971.89 | 809497.2583 | 860294.8505 | 910737.7241
2023 PG Study Reference Scenario | SCG | Com | HVAC | Com - Warehouse | Energy Efficiency | 0 | 0 | 128.9083 | 139.9415 | 42.3705 | 45.7819 | 49.0679 | 53.4299 | 57.1063 | 60.977 | 65.4062
2023 PG Study Reference Scenario | SCG | Com | WaterHeat | Com - College | Energy Efficiency | 284890.4731 | 461928.2336 | 493522.7724 | 521072.0235 | 541033.2442 | 153378.3718 | 141669.9 | 126378.2115 | 108138.0297 | 88612.5873 | 68876.324
2023 PG Study Reference Scenario | SCG | Com | WaterHeat | Com - Grocery | Energy Efficiency | 404040.3614 | 413707.6485 | 408238.9679 | 388913.0078 | 359122.8705 | 246568.0848 | 204488.1431 | 164763.5496 | 118641.6599 | 84562.2314 | 64228.3571
2023 PG Study Reference Scenario | SCG | Com | WaterHeat | Com - Health | Energy Efficiency | 991005.6644 | 1076409.43 | 1151410.0019 | 1202715.2811 | 1246794.0169 | 298571.2427 | 262019.357 | 222962.7998 | 173318.9827 | 132337.3701 | 102323.7743
2023 PG Study Reference Scenario | SCG | Com | WaterHeat | Com - Lodging | Energy Efficiency | 5921859.5037 | 6417654.4839 | 6906854.4272 | 7358682.6209 | 7818820.0459 | 103407.375 | 115547.5065 | 351445.0719 | 12047.7103 | 5020.1674 | 5014.0313
2023 PG Study Reference Scenario | SCG | Com | WaterHeat | Com - Office (Large) | Energy Efficiency | 1857885.9621 | 1947566.7712 | 1980032.0083 | 1958597.6831 | 1896164.2387 | 866384.6738 | 703499.7238 | 543024.1889 | 371937.7871 | 237632.0857 | 141742.4899
2023 PG Study Reference Scenario | SCG | Com | WaterHeat | Com - Office (Small) | Energy Efficiency | 287827.9431 | 287450.8687 | 272970.2114 | 246059.5424 | 210281.0974 | 170087.9088 | 129758.2393 | 92396.0407 | 56518.9985 | 29308.3911 | 9553.8533
2023 PG Study Reference Scenario | SCG | Com | WaterHeat | Com - Other | Energy Efficiency | 2060477.7039 | 2121873.9426 | 2120070.5046 | 2062261.5361 | 1964560.5277 | 864300.9033 | 686731.4897 | 523240.7697 | 359012.1146 | 238387.6151 | 157081.0122
2023 PG Study Reference Scenario | SCG | Com | WaterHeat | Com - Refrig. Warehouse | Energy Efficiency | 40420.8168 | 38583.6081 | 35060.5985 | 31189.0573 | 27556.1796 | 19355.7836 | 16039.2363 | 12933.1602 | 9958.6636 | 7182.7158 | 4613.9012
2023 PG Study Reference Scenario | SCG | Com | WaterHeat | Com - Restaurant | Energy Efficiency | 337572.5213 | 365505.7437 | 393394.1239 | 569905.0926 | 598499.6154 | 348392.2084 | 351316.0348 | 351448.3501 | 348356.899 | 344618.504 | 344077.3281
2023 PG Study Reference Scenario | SCG | Com | WaterHeat | Com - Retail | Energy Efficiency | 1772299.4013 | 1809580.3658 | 1766744.98 | 1647044.8874 | 1465555.6213 | 1244773.2927 | 1009395.1663 | 780088.4093 | 332309.4136 | 210365.4464 | 125436.8822
2023 PG Study Reference Scenario | SCG | Com | WaterHeat | Com - School | Energy Efficiency | 789772.8469 | 811588.859 | 811484.7198 | 792115.4598 | 756969.2094 | 250230.4636 | 186521.3853 | 128764.6627 | 76044.7635 | 37188.4465 | 29969.2347
2023 PG Study Reference Scenario | SCG | Com | WaterHeat | Com - Warehouse | Energy Efficiency | 791722.7847 | 751120.8106 | 673438.1394 | 567971.822 | 452973.4797 | 270149.075 | 156619.0941 | 56903.3448 | 0 | 0 | 0
2023 PG Study Reference Scenario | SCG | Com | WholeBlg | Com - College | Energy Efficiency | 0 | 0 | 0 | 0 | 0 | 0 | 0 | 0 | 0 | 0 | 4616.1756
2023 PG Study Reference Scenario | SCG | Com | WholeBlg | Com - Restaurant | Energy Efficiency | 34389.6867 | 29580.5635 | 31414.0894 | 33338.7233 | 20391.7474 | 21568.7674 | 22720.1556 | 24009.1104 | 25363.283 | 26735.3262 | 28228.4545
2023 PG Study Reference Scenario | SCG | Com | WholeBlg | Com - Retail | Energy Efficiency | 0 | 0 | 19168.6464 | 20371.8243 | 12495.1067 | 13386.5613 | 14218.8809 | 15193.3577 | 16199.3644 | 17216.0493 | 18354.392
2023 PG Study Reference Scenario | SCG | Com | WholeBlg | Com - Warehouse | Energy Efficiency | 0 | 0 | 0 | 13478.3149 | 8191.213 | 8642.6136 | 9074.3314 | 9522.5375 | 9958.935 | 10413.639 | 10906.7144
2023 PG Study Reference Scenario | SCG | Ind | BROs | Ind - All Other Industrial | Energy Efficiency | 39566.5889 | 45462.1296 | 51808.1585 | 58693.2004 | 66400.9997 | 74883.3547 | 84627.2647 | 95101.637 | 106680.5924 | 119464.9807 | 133605.9108
2023 PG Study Reference Scenario | SCG | Ind | BROs | Ind - Chemicals | Energy Efficiency | 1724920.6794 | 1999793.9802 | 2299956.6993 | 2628595.0383 | 2998270.0177 | 3401453.3095 | 3855815.0655 | 4350145.2051 | 4896358.4923 | 5500533.7354 | 6170656.7284
2023 PG Study Reference Scenario | SCG | Ind | BROs | Ind - Electronics | Energy Efficiency | 42398.9245 | 49696.9874 | 57868.2241 | 67035.5306 | 77549.2358 | 89320.1973 | 103118.7037 | 118447.0248 | 135787.4471 | 155355.1133 | 177447.6524
2023 PG Study Reference Scenario | SCG | Ind | BROs | Ind - Fabricated Metals | Energy Efficiency | 465578.5573 | 534540.9203 | 609995.5835 | 691974.3568 | 782694.6619 | 881296.4478 | 991625.6135 | 1111603.1801 | 1243015.6269 | 1386818.414 | 1544110.4533
2023 PG Study Reference Scenario | SCG | Ind | BROs | Ind - Food | Energy Efficiency | 2357325.0169 | 2686223.8561 | 3042464.0279 | 3422963.6568 | 3838675.3635 | 4284724.7967 | 4773072.6609 | 5301025.9111 | 5876972.5839 | 6502489.6303 | 7181201.1127
2023 PG Study Reference Scenario | SCG | Ind | BROs | Ind - Industrial Machinery | Energy Efficiency | 14839.6323 | 17009.6015 | 19396.8985 | 21975.0503 | 24797.325 | 27854.1812 | 31271.66 | 34982.6867 | 39054.1898 | 43501.0567 | 48367.6778
2023 PG Study Reference Scenario | SCG | Ind | BROs | Ind - Lumber & Furniture | Energy Efficiency | 8455.6405 | 9798.4631 | 11206.8124 | 12725.3837 | 14407.584 | 16243.0763 | 18321.6576 | 20610.3739 | 23145.2771 | 25932.2443 | 28997.6842
2023 PG Study Reference Scenario | SCG | Ind | BROs | Ind - Paper | Energy Efficiency | 473870.0114 | 549906.7649 | 627751.4701 | 706075.8418 | 790599.5491 | 881209.8469 | 981764.2404 | 1091918.0289 | 1212774.0512 | 1344719.4058 | 1488682.4699
2023 PG Study Reference Scenario | SCG | Ind | BROs | Ind - Petroleum | Energy Efficiency | 8241553.6155 | 9378789.6057 | 10623829.7297 | 11962444.9485 | 13434805.2948 | 15025658.39 | 16767650.3239 | 18657247.3106 | 20712250.0479 | 22946401.5144 | 25374475.1847
2023 PG Study Reference Scenario | SCG | Ind | BROs | Ind - Plastics | Energy Efficiency | 83182.2313 | 96934.4756 | 111658.3523 | 127659.7572 | 145777.3696 | 165744.9823 | 188651.754 | 213791.7085 | 241780.6427 | 272910.9359 | 307536.4355
2023 PG Study Reference Scenario | SCG | Ind | BROs | Ind - Primary Metals | Energy Efficiency | 529661.271 | 607976.7524 | 695287.6159 | 792629.6226 | 901033.4555 | 1019080.207 | 1151055.9938 | 1294094.3148 | 1449789.8652 | 1620348.7813 | 1807637.8811
2023 PG Study Reference Scenario | SCG | Ind | BROs | Ind - Printing & Publishing | Energy Efficiency | 32109.261 | 36698.1041 | 41519.8003 | 46592.0659 | 52131.9522 | 58063.8525 | 64615.9865 | 71639.5034 | 79271.9506 | 87550.3089 | 96519.1213
2023 PG Study Reference Scenario | SCG | Ind | BROs | Ind - Stone-Glass-Clay | Energy Efficiency | 740127.0471 | 860109.4507 | 987071.7236 | 1123288.3341 | 1276230.0087 | 1445254.2643 | 1637800.2432 | 1851753.4947 | 2090661.0341 | 2355962.0839 | 2650600.5238
2023 PG Study Reference Scenario | SCG | Ind | BROs | Ind - Textiles | Energy Efficiency | 74500.0293 | 84985.5743 | 96189.8719 | 108078.8817 | 121031.4692 | 134880.4389 | 150076.5803 | 166401.1692 | 184064.9293 | 203234.2994 | 223983.807
2023 PG Study Reference Scenario | SCG | Ind | BROs | Ind - Transportation Equipment | Energy Efficiency | 102628.9085 | 116874.8013 | 132806.6239 | 150031.8622 | 168845.105 | 189154.2441 | 211654.5435 | 236068.9214 | 262799.0355 | 292029.9892 | 323887.8437
2023 PG Study Reference Scenario | SCG | Ind | ProcHeat | Ind - All Other Industrial | Energy Efficiency | 343664.0885 | 411327.0787 | 382910.0217 | 331709.3078 | 268886.4659 | 206174.0574 | 151282.0586 | 107520.3191 | 74716.0641 | 51137.1185 | 34652.4332
2023 PG Study Reference Scenario | SCG | Ind | ProcHeat | Ind - Chemicals | Energy Efficiency | 3899725.2193 | 3945413.1578 | 3677497.65 | 3190418.0632 | 2589991.1442 | 1988149.9012 | 1459688.0004 | 1037376.6673 | 720425.2339 | 492549.1084 | 333309.7936
2023 PG Study Reference Scenario | SCG | Ind | ProcHeat | Ind - Electronics | Energy Efficiency | 279897.4563 | 322957.3645 | 303761.0792 | 265778.3361 | 217368.5924 | 167912.1417 | 123922.735 | 88456.5246 | 61661.1356 | 42296.7555 | 28708.2371
2023 PG Study Reference Scenario | SCG | Ind | ProcHeat | Ind - Fabricated Metals | Energy Efficiency | 1728590.1225 | 1847966.5126 | 1746534.6958 | 1534908.3185 | 1260018.8652 | 976091.5293 | 721776.9802 | 515802.4743 | 359751.4665 | 246800.0747 | 167479.5904
2023 PG Study Reference Scenario | SCG | Ind | ProcHeat | Ind - Food | Energy Efficiency | 4337716.5112 | 4507895.2862 | 3632524.2934 | 3148411.7867 | 2024036.6671 | 1835778.346 | 981872.709 | 866794.8428 | 539609.3294 | 271813.3022 | 84430.6015
2023 PG Study Reference Scenario | SCG | Ind | ProcHeat | Ind - Industrial Machinery | Energy Efficiency | 154000.8491 | 171121.9263 | 163007.0879 | 144342.4281 | 119292.3395 | 92925.1164 | 69006.8356 | 49465.5391 | 34572.6028 | 23750.3962 | 16131.0497
2023 PG Study Reference Scenario | SCG | Ind | ProcHeat | Ind - Lumber & Furniture | Energy Efficiency | 17926.5782 | 21462.1019 | 21252.4495 | 19555.5519 | 16741.933 | 13438.6694 | 10219.5727 | 7456.2751 | 5277.1414 | 3656.5498 | 2497.8572
2023 PG Study Reference Scenario | SCG | Ind | ProcHeat | Ind - Paper | Energy Efficiency | 1161244.6059 | 1227606.689 | 937919.5183 | 722670.4194 | 439767.138 | 574597.6545 | 505090.0342 | 487479.5227 | 402907.4021 | 337948.9775 | 231471.087
2023 PG Study Reference Scenario | SCG | Ind | ProcHeat | Ind - Petroleum | Energy Efficiency | 14968953.0879 | 16717749.1066 | 14437402.495 | 13425413.9048 | 10078601.3334 | 8771108.6728 | 5619956.7874 | 3768955.3392 | 2425052.9109 | 1492784.5646 | 801320.5558
2023 PG Study Reference Scenario | SCG | Ind | ProcHeat | Ind - Plastics | Energy Efficiency | 295895.5564 | 349634.3216 | 328063.9132 | 286329.5797 | 233624.2516 | 180085.7095 | 132666.8614 | 94555.4319 | 65830.5812 | 45109.8735 | 30590.3746
2023 PG Study Reference Scenario | SCG | Ind | ProcHeat | Ind - Primary Metals | Energy Efficiency | 1938533.0461 | 2070384.4634 | 2000843.3661 | 1797299.2023 | 1505063.7188 | 1185675.4731 | 888455.793 | 641246.7435 | 450451.1616 | 310584.4713 | 211511.6336
2023 PG Study Reference Scenario | SCG | Ind | ProcHeat | Ind - Printing & Publishing | Energy Efficiency | 147198.6152 | 160919.1342 | 140234.0837 | 127921.775 | 94841.5682 | 92630.9757 | 51048.9542 | 37042.2959 | 24074.3649 | 13311.9109 | 4368.4723
2023 PG Study Reference Scenario | SCG | Ind | ProcHeat | Ind - Stone-Glass-Clay | Energy Efficiency | 969570.0894 | 1110578.5277 | 1036073.7848 | 899744.9184 | 731177.9664 | 562033.6533 | 413340.6219 | 294388.7814 | 204959.8942 | 140521.7008 | 95375.3435
2023 PG Study Reference Scenario | SCG | Ind | ProcHeat | Ind - Textiles | Energy Efficiency | 1169533.6001 | 1185728.3888 | 989680.0361 | 862533.3972 | 569686.0948 | 535214.2697 | 247495.1213 | 121569.3206 | 79184.3593 | 14784.5053 | 0
2023 PG Study Reference Scenario | SCG | Ind | ProcHeat | Ind - Transportation Equipment | Energy Efficiency | 412757.1958 | 530462.6269 | 540061.9404 | 511433.3975 | 442532.5227 | 372195.9168 | 289209.503 | 214609.2626 | 153825.9235 | 107576.1384 | 73979.9414
2023 PG Study Reference Scenario | SCG | Ind | WholeBlg | Ind - All Other Industrial | Energy Efficiency | 194776.8426 | 216881.0266 | 247272.1901 | 292073.1087 | 362977.2627 | 478959.364 | 508695.4462 | 538796.4374 | 571171.0937 | 605934.4051 | 643418.3832
2023 PG Study Reference Scenario | SCG | Ind | WholeBlg | Ind - Chemicals | Energy Efficiency | 2399081.9873 | 2811692.6565 | 3410329.6599 | 4326061.9959 | 5809753.1229 | 8275808.2751 | 8844066.2664 | 9433510.8067 | 10065145.9661 | 10744281.8089 | 11478796.4441
2023 PG Study Reference Scenario | SCG | Ind | WholeBlg | Ind - Electronics | Energy Efficiency | 115218.6682 | 130164.5784 | 150553.0816 | 180188.9232 | 226502.5252 | 301601.3301 | 327049.9984 | 353875.1702 | 383169.4397 | 415072.015 | 449898.6781
2023 PG Study Reference Scenario | SCG | Ind | WholeBlg | Ind - Fabricated Metals | Energy Efficiency | 1004165.1834 | 1203400.7515 | 1502598.6106 | 1968542.8318 | 2727528.2418 | 3998312.7956 | 4247661.205 | 4508528.7504 | 4786076.0268 | 5081365.9755 | 5395793.842
2023 PG Study Reference Scenario | SCG | Ind | WholeBlg | Ind - Food | Energy Efficiency | 3493821.938 | 4024451.0194 | 4806800.0674 | 6001971.4902 | 7924254.1773 | 11105242.941 | 11662502.4158 | 12245770.9886 | 12869327.648 | 13530264.2904 | 14230326.1893
2023 PG Study Reference Scenario | SCG | Ind | WholeBlg | Ind - Industrial Machinery | Energy Efficiency | 76086.9895 | 85450.6323 | 98883.3668 | 118871.0418 | 150389.0749 | 202014.8848 | 213357.4451 | 225178.1863 | 237798.571 | 251169.635 | 265414.081
2023 PG Study Reference Scenario | SCG | Ind | WholeBlg | Ind - Lumber & Furniture | Energy Efficiency | 33067.7038 | 36317.2075 | 40332.9426 | 45928.4783 | 54438.7878 | 67948.2741 | 71841.38 | 75971.9654 | 80416.579 | 85133.9355 | 90154.573
2023 PG Study Reference Scenario | SCG | Ind | WholeBlg | Ind - Paper | Energy Efficiency | 509347.0792 | 553470.8891 | 603225.4783 | 664805.4315 | 755656.1522 | 897162.621 | 935118.8206 | 975828.5557 | 1019633.3205 | 1066200.7367 | 1115665.7245
2023 PG Study Reference Scenario | SCG | Ind | WholeBlg | Ind - Petroleum | Energy Efficiency | 8254513.9962 | 8710867.3715 | 9290171.2137 | 10047904.9301 | 11141609.6553 | 12788112.9032 | 13325335.0164 | 13884738.0293 | 14472837.3697 | 15091603.592 | 15743074.8077
2023 PG Study Reference Scenario | SCG | Ind | WholeBlg | Ind - Plastics | Energy Efficiency | 148137.5401 | 168715.058 | 196579.4641 | 237545.461 | 302754.6759 | 409699.301 | 438588.3304 | 468825.8017 | 501440.5121 | 536604.1434 | 574567.7219
2023 PG Study Reference Scenario | SCG | Ind | WholeBlg | Ind - Primary Metals | Energy Efficiency | 799152.7612 | 923202.1409 | 1107547.7952 | 1393035.8711 | 1852837.7577 | 2615610.9009 | 2784455.8915 | 2958925.8399 | 3141536.9744 | 3335525.4241 | 3542858.384
2023 PG Study Reference Scenario | SCG | Ind | WholeBlg | Ind - Printing & Publishing | Energy Efficiency | 46433.4125 | 49061.2906 | 52026.9424 | 55712.664 | 60968.6706 | 68773.8585 | 71414.4491 | 74092.7752 | 76925.3692 | 79907.9783 | 83043.0187
2023 PG Study Reference Scenario | SCG | Ind | WholeBlg | Ind - Stone-Glass-Clay | Energy Efficiency | 771622.6185 | 828620.1497 | 890731.8855 | 966375.257 | 1072368.14 | 1227502.2239 | 1297842.5509 | 1373015.6538 | 1454307.7875 | 1541262.6393 | 1634416.6456
2023 PG Study Reference Scenario | SCG | Ind | WholeBlg | Ind - Textiles | Energy Efficiency | 316020.2963 | 342163.5972 | 376801.3955 | 425723.9192 | 500840.4554 | 620527.367 | 647310.7885 | 674841.945 | 703753.5653 | 734368.4987 | 766625.8913
2023 PG Study Reference Scenario | SCG | Ind | WholeBlg | Ind - Transportation Equipment | Energy Efficiency | 240158.9283 | 256373.2226 | 278564.7252 | 309012.815 | 354061.0406 | 424106.5442 | 444055.6084 | 464789.0748 | 486861.2586 | 510312.3306 | 535071.9479
2023 PG Study Reference Scenario | SCG | Res | BROs | Low Income - Multi Family LI | Energy Efficiency | 1202771.893 | 1290539.3102 | 1389116.7881 | 1495542.8488 | 1614433.3172 | 1748595.9021 | 1894470.4119 | 2056797.1206 | 2221882.682 | 2422713.5776 | 2646795.7066
2023 PG Study Reference Scenario | SCG | Res | BROs | Low Income - Single Family LI | Energy Efficiency | 1252279.9198 | 1343777.1913 | 1446403.2098 | 1557527.7807 | 1681716.1067 | 1821619.3384 | 1973889.0955 | 2143353.5856 | 2317108.6557 | 2526565.7667 | 2760275.1941
2023 PG Study Reference Scenario | SCG | Res | BROs | Res - Multi Family | Energy Efficiency | 1295600.5581 | 1390116.2117 | 1496249.5916 | 1610812.1766 | 1738780.6199 | 1883177.6245 | 2040215.1201 | 2214960.0472 | 2392740.3053 | 2609014.6308 | 2850328.1556
2023 PG Study Reference Scenario | SCG | Res | BROs | Res - Single Family | Energy Efficiency | 3828165.1818 | 4107792.826 | 4421361.8364 | 4760836.2218 | 5140185.114 | 5567508.0501 | 6032707.6466 | 6550427.7315 | 7081450.7215 | 7721584.7981 | 8435837.7916
2023 PG Study Reference Scenario | SCG | Res | BldgEnv | Res - Multi Family | Energy Efficiency | 0 | 0 | 0 | 0 | 0 | 0 | 0 | 0 | 28870.9196 | 29762.5124 | 314756.6166
2023 PG Study Reference Scenario | SCG | Res | BldgEnv | Res - Single Family | Energy Efficiency | 28914.5672 | 17475.6498 | 17300.327 | 17274.1189 | 17122.9777 | 15835.3114 | 18425.1947 | 6856.8989 | 20040.1006 | 0 | 1053378.971
2023 PG Study Reference Scenario | SCG | Res | HVAC | Res - Multi Family | Energy Efficiency | 10877.0392 | 11711.0077 | 12886.4543 | 13637.7343 | 14448.374 | 534.9901 | 622.7227 | 475.2679 | 696.9324 | 666.1712 | 697.9102
2023 PG Study Reference Scenario | SCG | Res | HVAC | Res - Single Family | Energy Efficiency | 13821.4075 | 13839.8108 | 14833.3178 | 15811.1654 | 16752.459 | 0 | 0 | 0 | 0 | 0 | 47155.5893
2023 PG Study Reference Scenario | SCG | Res | WaterHeat | Res - Multi Family | Energy Efficiency | 5637376.9303 | 6311758.7703 | 6451772.9419 | 6573195.6484 | 6647506.6437 | 2900424.036 | 2971969.6944 | 3017415.4481 | 3152454.8838 | 3129559.0436 | 3116102.8486
2023 PG Study Reference Scenario | SCG | Res | WaterHeat | Res - Single Family | Energy Efficiency | 38568305.2043 | 37531076.3134 | 39736568.5344 | 39912104.1088 | 39790656.402 | 2942565.2547 | 3052498.4533 | 13019337.1557 | 14460686.7501 | 14027228.5951 | 14043388.8339
2023 PG Study Reference Scenario | SCG | Res | WholeBlg | Res - Multi Family | Energy Efficiency | 15343.3778 | 18302.9086 | 20668.682 | 23264.1474 | 26260.0539 | 28896.1662 | 34028.6381 | 32358.8887 | 39945.9304 | 43510.3189 | 47177.105
2023 PG Study Reference Scenario | SCG | Res | WholeBlg | Res - Single Family | Energy Efficiency | 9768757.0352 | 11724374.48 | 13568151.0665 | 15565044.0882 | 17784717.8667 | 19794165.0858 | 23287446.5428 | 22273288.3894 | 27377494.7669 | 30050317.5614 | 32829934.5882
2023 PG Study Reference Scenario | SDG&E | Ag | HVAC | Ag - Irrigated Agriculture, vineyards, forestry and greenhouses | Energy Efficiency | 23611.0082 | 36605.6991 | 38107.2833 | 38803.5498 | 38614.7211 | 37601.6156 | 35849.7078 | 33537.5143 | 30832.441 | 27909.5388 | 24924.4024
2023 PG Study Reference Scenario | SDG&E | Ag | Lighting | Ag - Irrigated Agriculture, vineyards, forestry and greenhouses | Energy Efficiency | 40836.6793 | 44284.9164 | 47404.2924 | 49919.9783 | 51906.6037 | 53102.0844 | 54265.1226 | 54506.9667 | 54091.155 | 53150.4162 | 51693.3556
2023 PG Study Reference Scenario | SDG&E | Ag | MachDr | Ag - Dairies, fishing, hunting | Energy Efficiency | 1452.9706 | 1481.0675 | 1504.7014 | 1523.6804 | 1537.5471 | 1544.1571 | 1578.5784 | 1605.1097 | 1630.0509 | 1657.6348 | 1684.6082
2023 PG Study Reference Scenario | SDG&E | Ag | MachDr | Ag - Water pumping | Energy Efficiency | 117227.812 | 119970.3531 | 122353.2878 | 124355.9615 | 126048.3576 | 127186.3976 | 130508.0174 | 133241.1325 | 135871.5925 | 138726.6337 | 141631.5359
2023 PG Study Reference Scenario | SDG&E | Ag | ProcHeat | Ag - Dairies, fishing, hunting | Energy Efficiency | 912.3323 | 908.7991 | 848.8554 | 745.6094 | 618.0414 | 488.2255 | 370.3097 | 272.9235 | 197.0572 | 140.2873 | 98.9445
2023 PG Study Reference Scenario | SDG&E | Ag | ProcHeat | Ag - Irrigated Agriculture, vineyards, forestry and greenhouses | Energy Efficiency | 5117.0767 | 5692.5912 | 6243.6333 | 7181.6151 | 7882.3161 | 8809.9583 | 9497.1803 | 10419.1519 | 11405.4141 | 12456.7873 | 13573.4911
2023 PG Study Reference Scenario | SDG&E | Ag | WholeBlg | Ag - Dairies, fishing, hunting | Energy Efficiency | 10020.6009 | 10200.3092 | 10412.1913 | 10683.7119 | 11072.4233 | 11645.9408 | 11837.5196 | 12001.1585 | 12169.8385 | 12358.7554 | 12564.9362
2023 PG Study Reference Scenario | SDG&E | Ag | WholeBlg | Ag - Irrigated Agriculture, vineyards, forestry and greenhouses | Energy Efficiency | 391366.7933 | 413092.4478 | 440638.212 | 476718.356 | 527725.2113 | 603192.5964 | 624421.9661 | 644752.3695 | 665501.5618 | 687594.3479 | 710734.1293
2023 PG Study Reference Scenario | SDG&E | Ag | WholeBlg | Ag - Water pumping | Energy Efficiency | 268196.061 | 278311.5177 | 292440.042 | 312948.3608 | 344729.1693 | 394876.4561 | 400801.1967 | 404980.4349 | 409217.9093 | 414029.3896 | 419217.1858
2023 PG Study Reference Scenario | SDG&E | Com | AppPlug | Com - College | Energy Efficiency | 1904.844 | 2004.4419 | 2046.9348 | 2105.9331 | 2101.4172 | 2103.5825 | 2203.7034 | 2254.9727 | 2292.5366 | 2246.8087 | 2284.8739
2023 PG Study Reference Scenario | SDG&E | Com | AppPlug | Com - Grocery | Energy Efficiency | 32.3323 | 23.4058 | 23.0272 | 23.4831 | 19.9025 | 23.7429 | 23.8564 | 23.8923 | 23.4034 | 25.5627 | 25.323
2023 PG Study Reference Scenario | SDG&E | Com | AppPlug | Com - Health | Energy Efficiency | 1157477.6301 | 1333492.188 | 1490125.8441 | 1555401.8681 | 1546848.4194 | 1513182.1662 | 1268819.1178 | 1267202.8404 | 1341846.034 | 1546966.8967 | 1855124.144
2023 PG Study Reference Scenario | SDG&E | Com | AppPlug | Com - Lodging | Energy Efficiency | 1554369.0588 | 1766399.0367 | 1993437.5955 | 2085710.2372 | 2100229.8911 | 2168068.3346 | 2220623.1885 | 2278102.7911 | 2357333.5195 | 2431944.8692 | 2484865.8508
2023 PG Study Reference Scenario | SDG&E | Com | AppPlug | Com - Office (Large) | Energy Efficiency | 11744.7192 | 12394.4834 | 12743.004 | 12915.1654 | 12814.6801 | 12933.0141 | 13589.2021 | 13829.1585 | 13767.8485 | 13976.06 | 14099.5425
2023 PG Study Reference Scenario | SDG&E | Com | AppPlug | Com - Office (Small) | Energy Efficiency | 4807.6956 | 5098.0842 | 5247.4676 | 5334.1372 | 5382.0202 | 5341.3828 | 5542.7565 | 5654.7543 | 5724.0738 | 5828.5456 | 5921.214
2023 PG Study Reference Scenario | SDG&E | Com | AppPlug | Com - Other | Energy Efficiency | 1989.7131 | 2133.0365 | 2220.2946 | 12045.5137 | 12873.9045 | 13826.2712 | 14871.9264 | 15869.7394 | 16881.2838 | 17970.4406 | 19043.1434
2023 PG Study Reference Scenario | SDG&E | Com | AppPlug | Com - Refrig. Warehouse | Energy Efficiency | 15.8971 | 17.2462 | 18.3548 | 19.0457 | 19.9254 | 20.3523 | 21.8133 | 22.9595 | 24.2224 | 25.4118 | 26.8657
2023 PG Study Reference Scenario | SDG&E | Com | AppPlug | Com - Retail | Energy Efficiency | 84.5389 | 68.7129 | 71.2988 | 70.5311 | 60.59 | 68.5224 | 69.2139 | 69.2193 | 71.4743 | 75.2249 | 75.3246
2023 PG Study Reference Scenario | SDG&E | Com | AppPlug | Com - School | Energy Efficiency | 685.2155 | 733.3228 | 759.832 | 777.4691 | 794.8925 | 791.7828 | 825.3336 | 848.2097 | 866.4986 | 888.1178 | 909.6067
2023 PG Study Reference Scenario | SDG&E | Com | AppPlug | Com - Warehouse | Energy Efficiency | 796.6784 | 844.1048 | 867.2894 | 882.7425 | 882.9136 | 875.0558 | 901.9926 | 915.4046 | 922.8759 | 935.2593 | 942.538
2023 PG Study Reference Scenario | SDG&E | Com | BROs | Com - College | Energy Efficiency | 186269.6977 | 207247.4223 | 230739.6697 | 253868.3614 | 279448.9319 | 307137.2964 | 348449.3574 | 392699.8606 | 608122.695 | 259559.7885 | 321371.8954
2023 PG Study Reference Scenario | SDG&E | Com | BROs | Com - Grocery | Energy Efficiency | 443583.9008 | 507813.6088 | 576323.8777 | 634689.9564 | 675199.0553 | 713919.5483 | 821013.9677 | 920426.6615 | 1115684.3523 | 1008052.723 | 1138238.3768
2023 PG Study Reference Scenario | SDG&E | Com | BROs | Com - Health | Energy Efficiency | 392274.6219 | 443738.507 | 500599.2868 | 554612.6575 | 609279.0453 | 667348.0852 | 763003.9185 | 862259.7644 | 1295299.2255 | 632714.33 | 773007.6399
2023 PG Study Reference Scenario | SDG&E | Com | BROs | Com - Lodging | Energy Efficiency | 460620.3905 | 527382.4611 | 601847.8419 | 679279.7494 | 741921.4193 | 810558.0414 | 938975.2163 | 1069545.7904 | 1584459.2312 | 845110.779 | 1027086.7199
2023 PG Study Reference Scenario | SDG&E | Com | BROs | Com - Office (Large) | Energy Efficiency | 1207747.0205 | 1334985.4943 | 1470745.7765 | 1588875.9379 | 1682330.208 | 1779244.6669 | 1999940.7493 | 2212309.8633 | 3082204.2025 | 1774738.2254 | 2059827.338
2023 PG Study Reference Scenario | SDG&E | Com | BROs | Com - Office (Small) | Energy Efficiency | 219722.3663 | 245571.2511 | 272437.4914 | 294998.236 | 305545.271 | 314732.2992 | 355967.5493 | 391385.628 | 436169.6682 | 454468.2005 | 498102.9563
2023 PG Study Reference Scenario | SDG&E | Com | BROs | Com - Other | Energy Efficiency | 129779.2694 | 152528.0099 | 178774.5592 | 208245.5303 | 231839.7385 | 257375.4893 | 303728.1312 | 351066.1038 | 439391.6029 | 412392.9101 | 480184.794
2023 PG Study Reference Scenario | SDG&E | Com | BROs | Com - Refrig. Warehouse | Energy Efficiency | 1430.7346 | 1654.1152 | 1922.5088 | 2110.8451 | 2337.7719 | 2569.7338 | 2983.961 | 3416.7423 | 7045.1379 | 0 | 715.4908
2023 PG Study Reference Scenario | SDG&E | Com | BROs | Com - Restaurant | Energy Efficiency | 227054.8617 | 260448.9946 | 298623.9933 | 341662.0264 | 362317.8961 | 383186.8746 | 449069.165 | 510189.5309 | 626576.6763 | 574343.6828 | 655285.9254
2023 PG Study Reference Scenario | SDG&E | Com | BROs | Com - Retail | Energy Efficiency | 393271.7789 | 444912.3593 | 500183.6359 | 552596.407 | 574567.366 | 593681.769 | 679735.8984 | 753227.8008 | 849084.7977 | 876770.4441 | 964681.4091
2023 PG Study Reference Scenario | SDG&E | Com | BROs | Com - School | Energy Efficiency | 179514.7894 | 198696.4932 | 219458.8494 | 237709.669 | 255164.7996 | 272637.3964 | 306998.6875 | 340776.2782 | 445560.5905 | 319697.5792 | 365447.5669
2023 PG Study Reference Scenario | SDG&E | Com | BROs | Com - Warehouse | Energy Efficiency | 857.4803 | 1002.7468 | 1178.0464 | 1319.1595 | 1488.6675 | 1670.7194 | 1962.0294 | 2277.9562 | 4772.0501 | 0 | 499.0089
2023 PG Study Reference Scenario | SDG&E | Com | BldgEnv | Com - College | Energy Efficiency | 316.4503 | 505.0198 | 677.8966 | 781.1104 | 815.9821 | 866.2609 | 921.9249 | 973.9492 | 1029.6992 | 909.2838 | 961.5024
2023 PG Study Reference Scenario | SDG&E | Com | BldgEnv | Com - Grocery | Energy Efficiency | 157.6452 | 133.3567 | 133.7568 | 136.5821 | 128.3202 | 142.4283 | 140.9328 | 140.2659 | 137.1595 | 142.6172 | 140.8688
2023 PG Study Reference Scenario | SDG&E | Com | BldgEnv | Com - Health | Energy Efficiency | 1461.8586 | 1466.914 | 1477.2968 | 1531.7978 | 1521.3454 | 1489.0827 | 1272.607 | 1270.4556 | 1332.1765 | 1508.8522 | 1777.2272
2023 PG Study Reference Scenario | SDG&E | Com | BldgEnv | Com - Lodging | Energy Efficiency | 403.8089 | 618.9966 | 2298.5328 | 1224.4627 | 901.6701 | 925.1608 | 943.9196 | 964.5116 | 993.9327 | 1021.3311 | 1039.8038
2023 PG Study Reference Scenario | SDG&E | Com | BldgEnv | Com - Office (Large) | Energy Efficiency | 1092.5575 | 1130.2372 | 1174.4435 | 1218.8797 | 1248.5071 | 1321.8263 | 1398.1867 | 1457.7842 | 1497.9334 | 1560.7353 | 1621.7013
2023 PG Study Reference Scenario | SDG&E | Com | BldgEnv | Com - Office (Small) | Energy Efficiency | 460.5557 | 478.4914 | 497.6585 | 517.7985 | 538.3264 | 561.4742 | 587.2139 | 613.539 | 640.5304 | 669.9104 | 700.9934
2023 PG Study Reference Scenario | SDG&E | Com | BldgEnv | Com - Other | Energy Efficiency | 520.4299 | 547.3115 | 576.8025 | 608.1509 | 634.4104 | 669.5228 | 706.6717 | 743.9905 | 783.2797 | 826.3189 | 869.8872
2023 PG Study Reference Scenario | SDG&E | Com | BldgEnv | Com - Refrig. Warehouse | Energy Efficiency | 6.0788 | 6.3899 | 6.6888 | 6.9391 | 7.3366 | 7.7146 | 8.2327 | 8.7587 | 9.4132 | 10.0631 | 10.8474
2023 PG Study Reference Scenario | SDG&E | Com | BldgEnv | Com - Restaurant | Energy Efficiency | 43.6129 | 43.1235 | 46.8881 | 47.9717 | 49.5606 | 50.091 | 52.7316 | 55.0068 | 58.0346 | 61.4148 | 64.9926
2023 PG Study Reference Scenario | SDG&E | Com | BldgEnv | Com - Retail | Energy Efficiency | 262.6713 | 233.2115 | 240.1094 | 241.5444 | 226.0554 | 248.0094 | 248.0661 | 248.7949 | 251.5319 | 256.8563 | 255.2313
2023 PG Study Reference Scenario | SDG&E | Com | BldgEnv | Com - School | Energy Efficiency | 423.8579 | 444.856 | 466.6593 | 489.8637 | 517.1929 | 542.859 | 571.9668 | 603.6993 | 637.9842 | 673.7412 | 712.8431
2023 PG Study Reference Scenario | SDG&E | Com | BldgEnv | Com - Warehouse | Energy Efficiency | 1148.4279 | 1191.4815 | 1237.8899 | 1291.162 | 1332.9732 | 1390.3365 | 1447.4077 | 1507.0938 | 1567.9961 | 1632.0349 | 1694.7546
2023 PG Study Reference Scenario | SDG&E | Com | ComRefrig | Com - College | Energy Efficiency | 4479.9265 | 1874.4372 | 330.8655 | 35.0781 | 34.6403 | 10.7156 | 0 | 0 | 0 | 0 | 0
2023 PG Study Reference Scenario | SDG&E | Com | ComRefrig | Com - Grocery | Energy Efficiency | 1755550.073 | 1088854.896 | 581278.3802 | 256498.9901 | 139779.2094 | 47256.9578 | 12528.7959 | 0 | 0 | 0 | 0
2023 PG Study Reference Scenario | SDG&E | Com | ComRefrig | Com - Lodging | Energy Efficiency | 9495.8252 | 4722.5777 | 1325.0765 | 0 | 0 | 0 | 0 | 0 | 0 | 0 | 0
2023 PG Study Reference Scenario | SDG&E | Com | ComRefrig | Com - Other | Energy Efficiency | 9895.903 | 7058.8365 | 4097.3544 | 1847.1967 | 477.2143 | 0 | 0 | 0 | 0 | 0 | 0
2023 PG Study Reference Scenario | SDG&E | Com | ComRefrig | Com - Refrig. Warehouse | Energy Efficiency | 9281.5823 | 5854.967 | 2876.7998 | 892.4326 | 8.3848 | 1.4218 | 0 | 0 | 0 | 0 | 0
2023 PG Study Reference Scenario | SDG&E | Com | ComRefrig | Com - Restaurant | Energy Efficiency | 92765.0683 | 41517.1178 | 12421.6222 | 1200.6479 | 1160.1502 | 0 | 0 | 0 | 0 | 0 | 0
2023 PG Study Reference Scenario | SDG&E | Com | ComRefrig | Com - Retail | Energy Efficiency | 732410.7661 | 430942.8088 | 206322.7968 | 76487.2502 | 35526.6456 | 1990.1929 | 0 | 0 | 0 | 0 | 0
2023 PG Study Reference Scenario | SDG&E | Com | ComRefrig | Com - School | Energy Efficiency | 9898.4587 | 4906.9051 | 1605.1608 | 61.6357 | 61.1205 | 17.7575 | 0 | 0 | 0 | 0 | 0
2023 PG Study Reference Scenario | SDG&E | Com | Data Center | Com - Office (Large) | Energy Efficiency | 10363.3486 | 10588.0502 | 10826.4909 | 11002.406 | 9774.8664 | 10048.0441 | 10473.8319 | 10708.1489 | 10794.1946 | 11035.2486 | 11241.6709
2023 PG Study Reference Scenario | SDG&E | Com | Data Center | Com - Other | Energy Efficiency | 7794.7035 | 8044.2474 | 8289.9208 | 8504.3213 | 7858.9998 | 8014.9752 | 8301.4775 | 8533.2402 | 8762.4487 | 9023.1461 | 9268.141
2023 PG Study Reference Scenario | SDG&E | Com | FoodServ | Com - College | Energy Efficiency | 7107.1793 | 8193.8654 | 9504.7661 | 11132.715 | 12643.0085 | 14403.8677 | 16532.5701 | 18779.4212 | 21080.376 | 23239.6139 | 25961.2564
2023 PG Study Reference Scenario | SDG&E | Com | FoodServ | Com - College | Fuel Substitution | 241.0787 | 266.45 | 291.5977 | 324.0997 | 416.9759 | 535.5265 | 665.3944 | 810.8945 | 1004.9218 | 1269.2248 | 1592.656
2023 PG Study Reference Scenario | SDG&E | Com | FoodServ | Com - Grocery | Energy Efficiency | 24074.2546 | 27997.4212 | 34395.9651 | 40192.2606 | 45519.4144 | 57041.7166 | 69266.1478 | 81432.2258 | 93996.709 | 107703.8304 | 121528.5035
2023 PG Study Reference Scenario | SDG&E | Com | FoodServ | Com - Grocery | Fuel Substitution | 1757.1088 | 1955.6582 | 2153.8909 | 2357.3468 | 2574.9263 | 4330.9566 | 6159.5885 | 8268.351 | 10633.67 | 13206.469 | 16006.9685
2023 PG Study Reference Scenario | SDG&E | Com | FoodServ | Com - Health | Energy Efficiency | 17692.8059 | 20278.9657 | 23683.8227 | 28164.7622 | 31571.1611 | 35804.651 | 38698.3032 | 43978.2362 | 50143.1163 | 58132.3385 | 68449.9833
2023 PG Study Reference Scenario | SDG&E | Com | FoodServ | Com - Health | Fuel Substitution | 772.7988 | 860.1354 | 948.2972 | 1039.0598 | 1229.0301 | 1737.0801 | 2286.933 | 2945.7621 | 3675.9726 | 4471.6826 | 5644.5576
2023 PG Study Reference Scenario | SDG&E | Com | FoodServ | Com - Lodging | Energy Efficiency | 19294.5004 | 21792.1437 | 25503.6927 | 31200.4638 | 35874.5384 | 41265.1429 | 47533.0795 | 54147.9022 | 60888.805 | 68122.2234 | 75705.9004
2023 PG Study Reference Scenario | SDG&E | Com | FoodServ | Com - Lodging | Fuel Substitution | 553.9936 | 604.5842 | 652.6843 | 886.9737 | 1452.2332 | 2169.3715 | 2930.3658 | 3770.8741 | 4824.1807 | 6067.8173 | 7552.9458
2023 PG Study Reference Scenario | SDG&E | Com | FoodServ | Com - Other | Energy Efficiency | 43801.919 | 51815.1421 | 61055.7732 | 70987.5747 | 80805.8856 | 92023.8053 | 108447.2228 | 126300.3396 | 141703.2894 | 158588.73 | 176812.2424
2023 PG Study Reference Scenario | SDG&E | Com | FoodServ | Com - Other | Fuel Substitution | 1142.1594 | 1271.9935 | 1401.9657 | 1533.8322 | 1890.1186 | 2438.4921 | 3661.0365 | 5109.1419 | 6740.085 | 8672.6709 | 10998.5715
2023 PG Study Reference Scenario | SDG&E | Com | FoodServ | Com - Restaurant | Energy Efficiency | 68300.0719 | 81047.1395 | 99633.0659 | 116754.2211 | 137521.4998 | 164667.1703 | 198857.9503 | 231999.4457 | 265733.8196 | 301117.9282 | 339420.9374
2023 PG Study Reference Scenario | SDG&E | Com | FoodServ | Com - Restaurant | Fuel Substitution | 3802.8016 | 4181.3168 | 4547.3829 | 4912.2095 | 6795.6551 | 10976.2854 | 15623.294 | 21584.3489 | 28086.8988 | 35082.7159 | 43269.3046
2023 PG Study Reference Scenario | SDG&E | Com | FoodServ | Com - School | Energy Efficiency | 16742.4487 | 19513.1593 | 22662.5023 | 26071.8972 | 29698.5801 | 33443.3514 | 38680.3825 | 44465.8788 | 49515.0254 | 55190.0506 | 61299.6433
2023 PG Study Reference Scenario | SDG&E | Com | FoodServ | Com - School | Fuel Substitution | 409.963 | 454.5903 | 499.1682 | 544.3364 | 688.9382 | 865.0994 | 1063.2036 | 1291.2868 | 1540.7322 | 1942.2032 | 2400.6074
2023 PG Study Reference Scenario | SDG&E | Com | HVAC | Com - College | Energy Efficiency | 162927.5522 | 174560.146 | 184549.1126 | 195939.8139 | 265528.0696 | 185926.8138 | 192893.784 | 204417.6576 | 215310.6676 | 213230.354 | 224512.6968
2023 PG Study Reference Scenario | SDG&E | Com | HVAC | Com - College | Fuel Substitution | 0 | 0 | 0 | 30.8811 | 35.4608 | 0 | 0 | 0 | 0 | 0 | 0
2023 PG Study Reference Scenario | SDG&E | Com | HVAC | Com - Grocery | Energy Efficiency | 65250.2339 | 68871.1753 | 75193.6688 | 81526.6387 | 86057.7329 | 85806.0694 | 91693.0834 | 97157.0382 | 102154.2941 | 108269.9356 | 113179.7077
2023 PG Study Reference Scenario | SDG&E | Com | HVAC | Com - Grocery | Fuel Substitution | 58542.3119 | 72065.3683 | 87783.6726 | 105987.1738 | 126801.5502 | 2804.4933 | 3082.8096 | 3321.0449 | 3521.6631 | 3697.4284 | 3847.932
2023 PG Study Reference Scenario | SDG&E | Com | HVAC | Com - Health | Energy Efficiency | 451156.313 | 475295.7943 | 498049.9452 | 521001.2904 | 658122.5178 | 561098.0666 | 557161.3413 | 577667.5735 | 387402.4195 | 645107.5551 | 731893.7479
2023 PG Study Reference Scenario | SDG&E | Com | HVAC | Com - Health | Fuel Substitution | 4943.2934 | 5708.888 | 6539.2035 | 7430.178 | 11857.0608 | 176.7035 | 195.601 | 212.309 | 226.821 | 239.8452 | 251.2691
2023 PG Study Reference Scenario | SDG&E | Com | HVAC | Com - Lodging | Energy Efficiency | 583404.0852 | 600137.0581 | 539903.4011 | 522057.3452 | 531253.7047 | 431895.1324 | 445590.347 | 448288.1082 | 289642.2984 | 301645.1894 | 311607.4536
2023 PG Study Reference Scenario | SDG&E | Com | HVAC | Com - Lodging | Fuel Substitution | 10449.7827 | 12846.3422 | 15614.2864 | 18792.6984 | 22394.6141 | 0 | 0 | 0 | 0 | 0 | 0
2023 PG Study Reference Scenario | SDG&E | Com | HVAC | Com - Office (Large) | Energy Efficiency | 626788.0754 | 666237.3033 | 701220.625 | 718498.508 | 700368.2208 | 279617.5232 | 308046.5699 | 324292.2656 | 343476.5647 | 365159.8263 | 387246.7357
2023 PG Study Reference Scenario | SDG&E | Com | HVAC | Com - Office (Small) | Energy Efficiency | 371820.2436 | 417813.2731 | 454425.539 | 490270.3261 | 508685.261 | 166265.3752 | 175396.6048 | 184607.3888 | 196260.1043 | 208503.8517 | 220640.4754
2023 PG Study Reference Scenario | SDG&E | Com | HVAC | Com - Other | Energy Efficiency | 667155.2059 | 651465.8761 | 678302.5431 | 728154.9751 | 770361.581 | 811970.4046 | 862710.6571 | 905146.4931 | 941544.4833 | 989729.9569 | 1041853.8114
2023 PG Study Reference Scenario | SDG&E | Com | HVAC | Com - Other | Fuel Substitution | 9976.2784 | 11774.4965 | 13783.139 | 16013.3824 | 18474.9172 | 0 | 0 | 0 | 0 | 0 | 0
2023 PG Study Reference Scenario | SDG&E | Com | HVAC | Com - Refrig. Warehouse | Energy Efficiency | 59.6011 | 62.9353 | 66.2108 | 68.7988 | 70.9 | 71.9988 | 76.0309 | 78.9477 | 81.2478 | 83.1673 | 84.9155
2023 PG Study Reference Scenario | SDG&E | Com | HVAC | Com - Restaurant | Energy Efficiency | 243592.1892 | 281086.5905 | 323942.1457 | 368490.634 | 406116.1143 | 454268.0424 | 507928.1232 | 562397.0751 | 618515.1098 | 675512.2246 | 732665.2319
2023 PG Study Reference Scenario | SDG&E | Com | HVAC | Com - Restaurant | Fuel Substitution | 0 | 0 | 0 | 0 | 36.632 | 0 | 0 | 0 | 0 | 0 | 0
2023 PG Study Reference Scenario | SDG&E | Com | HVAC | Com - Retail | Energy Efficiency | 487334.6462 | 517810.9946 | 549965.7677 | 574516.2947 | 480343.6229 | 425774.5774 | 430369.9477 | 428751.9908 | 158800.306 | 161201.5625 | 168315.9881
2023 PG Study Reference Scenario | SDG&E | Com | HVAC | Com - Retail | Fuel Substitution | 6473.5507 | 7359.6962 | 8298.6605 | 9143.8189 | 10222.9585 | 0 | 0 | 0 | 0 | 0 | 0
2023 PG Study Reference Scenario | SDG&E | Com | HVAC | Com - School | Energy Efficiency | 514440.7542 | 529924.6627 | 567273.5494 | 604222.4262 | 643098.8508 | 444546.3063 | 473986.5814 | 482702.6626 | 503480.7321 | 533273.8523 | 565599.2614
2023 PG Study Reference Scenario | SDG&E | Com | HVAC | Com - Warehouse | Energy Efficiency | 61025.0976 | 67472.2167 | 52971.8734 | 48661.0037 | 52217.5265 | 54623.789 | 58433.3681 | 59979.4165 | 54900.5477 | 55889.8858 | 59171.7097
2023 PG Study Reference Scenario | SDG&E | Com | HVAC | Com - Warehouse | Fuel Substitution | 3508.2641 | 4954.4028 | 6112.6128 | 7450.6248 | 8972.8275 | 0 | 0 | 0 | 0 | 0 | 0
2023 PG Study Reference Scenario | SDG&E | Com | Lighting | Com - College | Energy Efficiency | 518.8316 | 558.0698 | 595.8076 | 632.485 | 662.1083 | 691.1246 | 732.6157 | 769.3125 | 802.6168 | 825.6043 | 856.589
2023 PG Study Reference Scenario | SDG&E | Com | Lighting | Com - Grocery | Energy Efficiency | 15569.7282 | 16245.6344 | 17082.5173 | 8878.9168 | 8829.411 | 9128.7712 | 9517.011 | 9840.9528 | 10083.9108 | 10377.1939 | 10569.1745
2023 PG Study Reference Scenario | SDG&E | Com | Lighting | Com - Health | Energy Efficiency | 45183.5863 | 48295.1719 | 51240.2931 | 54125.2946 | 56054.6764 | 57161.3568 | 57125.2663 | 59050.9935 | 61347.5423 | 64890.1371 | 69093.6545
2023 PG Study Reference Scenario | SDG&E | Com | Lighting | Com - Lodging | Energy Efficiency | 285.3121 | 303.2293 | 320.2504 | 337.0935 | 348.9262 | 242.5814 | 203.6551 | 215.2225 | 226.22 | 237.337 | 247.0354
2023 PG Study Reference Scenario | SDG&E | Com | Lighting | Com - Office (Large) | Energy Efficiency | 1396.0761 | 1515.7837 | 1634.1327 | 1739.0625 | 1833.3901 | 1930.7484 | 2057.5974 | 2169.6745 | 2265.1548 | 2372.5597 | 2472.0126
2023 PG Study Reference Scenario | SDG&E | Com | Lighting | Com - Office (Small) | Energy Efficiency | 2247.1313 | 2411.7885 | 2566.3801 | 2696.0578 | 2815.1599 | 2911.6236 | 3050.8833 | 3175.3045 | 3284.1829 | 3397.6647 | 3501.1139
2023 PG Study Reference Scenario | SDG&E | Com | Lighting | Com - Other | Energy Efficiency | 8.4959 | 9.3777 | 10.2652 | 11.0817 | 11.849 | 12.5588 | 13.4976 | 14.3798 | 15.2004 | 16.0596 | 16.8577
2023 PG Study Reference Scenario | SDG&E | Com | Lighting | Com - Refrig. Warehouse | Energy Efficiency | 99.3613 | 107.4117 | 114.9975 | 121.317 | 127.741 | 132.9733 | 140.5293 | 147.4693 | 154.1793 | 160.9942 | 167.8057
2023 PG Study Reference Scenario | SDG&E | Com | Lighting | Com - Restaurant | Energy Efficiency | 23740.0479 | 25316.2403 | 27045.4474 | 28322.2687 | 29510.7799 | 30335.2534 | 31733.8554 | 32935.2994 | 33999.0683 | 35104.2197 | 36092.5415
2023 PG Study Reference Scenario | SDG&E | Com | Lighting | Com - Retail | Energy Efficiency | 20723.7023 | 22628.0806 | 24769.7537 | 26703.1042 | 28453.9293 | 30309.4029 | 32485.7354 | 34568.2572 | 105016.0185 | 111112.9056 | 114264.179
2023 PG Study Reference Scenario | SDG&E | Com | Lighting | Com - School | Energy Efficiency | 225.2516 | 151.7905 | 165.9282 | 178.9625 | 192.141 | 203.551 | 218.7769 | 233.4386 | 220.4164 | 221.8676 | 233.8261
2023 PG Study Reference Scenario | SDG&E | Com | Lighting | Com - Warehouse | Energy Efficiency | 501.8332 | 488.3446 | 521.8768 | 551.22 | 576.7739 | 599.1805 | 630.644 | 659.2698 | 504.3335 | 429.4249 | 449.5142
2023 PG Study Reference Scenario | SDG&E | Com | WaterHeat | Com - College | Energy Efficiency | 13070.3969 | 14850.68 | 16731.9164 | 18877.6164 | 20985.2408 | 6065.4892 | 6648.7434 | 7204.9358 | 7773.5182 | 8211.5868 | 8824.1602
2023 PG Study Reference Scenario | SDG&E | Com | WaterHeat | Com - College | Fuel Substitution | 7276.2882 | 13997.4789 | 17306.6728 | 24917.2117 | 38647.4054 | 148985.3723 | 185347.4938 | 222837.7273 | 257322.2229 | 286604.5615 | 319077.313
2023 PG Study Reference Scenario | SDG&E | Com | WaterHeat | Com - Grocery | Energy Efficiency | 13845.7429 | 15019.9317 | 16275.3591 | 17541.3174 | 18706.8469 | 18005.6367 | 19377.7028 | 20682.6652 | 21709.9268 | 22803.8258 | 23973.2635
2023 PG Study Reference Scenario | SDG&E | Com | WaterHeat | Com - Grocery | Fuel Substitution | 4114.939 | 11897.2552 | 21021.4036 | 28840.9325 | 41803.7463 | 164673.1238 | 197444.8827 | 231712.3071 | 263649.6401 | 291171.9959 | 318292.3573
2023 PG Study Reference Scenario | SDG&E | Com | WaterHeat | Com - Health | Energy Efficiency | 51436.6065 | 57498.3426 | 63893.9285 | 71155.0141 | 77757.0489 | 39547.4067 | 41882.082 | 44988.7637 | 48409.0556 | 52555.3163 | 57424.1912
2023 PG Study Reference Scenario | SDG&E | Com | WaterHeat | Com - Health | Fuel Substitution | 16641.4078 | 38372.6867 | 64176.9415 | 84853.081 | 119566.0884 | 479493.0417 | 576690.5212 | 678799.0116 | 775264.9997 | 860013.6469 | 951749.2463
2023 PG Study Reference Scenario | SDG&E | Com | WaterHeat | Com - Lodging | Energy Efficiency | 223665.1741 | 251972.0207 | 282933.9356 | 320660.342 | 355601.5643 | 10073.1089 | 10911.6053 | 14861.863 | 12404.2905 | 13083.7698 | 13802.3445
2023 PG Study Reference Scenario | SDG&E | Com | WaterHeat | Com - Lodging | Fuel Substitution | 43817.1264 | 73199.7723 | 107524.6921 | 130264.9035 | 355403.2685 | 621910.3672 | 735992.9193 | 852374.7026 | 953705.5999 | 1038896.9103 | 1138976.8263
2023 PG Study Reference Scenario | SDG&E | Com | WaterHeat | Com - Office (Large) | Energy Efficiency | 25919.1859 | 29415.1343 | 33212.2642 | 37215.1881 | 41311.0008 | 15013.9795 | 16401.2184 | 17695.7549 | 18975.6722 | 20357.7262 | 21806.5433
2023 PG Study Reference Scenario | SDG&E | Com | WaterHeat | Com - Office (Large) | Fuel Substitution | 3787.1526 | 8913.4035 | 12718.9775 | 19123.6871 | 28761.1797 | 106544.6484 | 127572.6243 | 149421.9235 | 169844.5205 | 187519.7393 | 207262.1703
2023 PG Study Reference Scenario | SDG&E | Com | WaterHeat | Com - Office (Small) | Energy Efficiency | 4136.6681 | 4515.7037 | 4896.1858 | 5256.4092 | 5616.4286 | 5962.1155 | 6487.4941 | 6987.8301 | 7490.7791 | 8017.4441 | 8576.1711
2023 PG Study Reference Scenario | SDG&E | Com | WaterHeat | Com - Office (Small) | Fuel Substitution | 1024.0605 | 2800.8357 | 3976.9053 | 6180.926 | 9622.5201 | 38836.2019 | 48116.4444 | 57670.4097 | 66440.105 | 73889.8589 | 81851.0193
2023 PG Study Reference Scenario | SDG&E | Com | WaterHeat | Com - Other | Energy Efficiency | 148292.0868 | 164987.0676 | 181590.4711 | 198093.997 | 214585.1681 | 201557.2526 | 220651.2384 | 239106.8686 | 256765.7088 | 275162.499 | 294875.476
2023 PG Study Reference Scenario | SDG&E | Com | WaterHeat | Com - Other | Fuel Substitution | 68536.5211 | 136950.7643 | 217712.8391 | 275940.1256 | 385726.244 | 1470806.96 | 1768605.3724 | 2078898.8812 | 2366695.976 | 2615172.932 | 2898872.1273
2023 PG Study Reference Scenario | SDG&E | Com | WaterHeat | Com - Refrig. Warehouse | Energy Efficiency | 176.0126 | 192.7314 | 209.5193 | 225.4377 | 242.1896 | 230.3482 | 249.9538 | 268.602 | 287.7935 | 307.6647 | 329.1358
2023 PG Study Reference Scenario | SDG&E | Com | WaterHeat | Com - Refrig. Warehouse | Fuel Substitution | 33.7226 | 62.2924 | 95.362 | 133.5868 | 177.689 | 0 | 0 | 0 | 0 | 0 | 0
2023 PG Study Reference Scenario | SDG&E | Com | WaterHeat | Com - Restaurant | Energy Efficiency | 28573.0377 | 30877.4953 | 37591.7603 | 40594.5187 | 43393.6492 | 41965.267 | 45224.5362 | 48280.7668 | 51358.0537 | 54560.8493 | 57935.3486
2023 PG Study Reference Scenario | SDG&E | Com | WaterHeat | Com - Restaurant | Fuel Substitution | 30256.2376 | 73756.7079 | 104883.7421 | 162871.7292 | 236385.6798 | 897487.2173 | 1107944.0784 | 1321289.6698 | 1513610.2888 | 1673359.8244 | 1829095.8493
2023 PG Study Reference Scenario | SDG&E | Com | WaterHeat | Com - Retail | Energy Efficiency | 7299.0813 | 7838.63 | 14636.1753 | 15562.108 | 16483.4251 | 17445.3417 | 18691.0548 | 19918.8181 | 11979.2427 | 12651.887 | 13355.827
2023 PG Study Reference Scenario | SDG&E | Com | WaterHeat | Com - Retail | Fuel Substitution | 2802.0237 | 5657.9464 | 7850.2968 | 11844.7627 | 16716.8905 | 52572.6083 | 61239.734 | 70122.3857 | 78187.0382 | 85101.9139 | 92379.329
2023 PG Study Reference Scenario | SDG&E | Com | WaterHeat | Com - School | Energy Efficiency | 19264.5053 | 21905.5552 | 24571.4078 | 27362.7494 | 30397.1953 | 15454.9868 | 16931.3137 | 18377.6737 | 19836.7563 | 21369.1191 | 23026.4815
2023 PG Study Reference Scenario | SDG&E | Com | WaterHeat | Com - School | Fuel Substitution | 12803.8579 | 25179.0187 | 32953.3066 | 48601.0141 | 74030.1591 | 261221.526 | 324946.6369 | 390199.5119 | 449449.3264 | 499680.6437 | 555797.2968
2023 PG Study Reference Scenario | SDG&E | Com | WaterHeat | Com - Warehouse | Energy Efficiency | 2273.8662 | 2535.5395 | 2810.3141 | 3094.8444 | 3380.7714 | 2107.0139 | 2295.6357 | 2476.6355 | 2657.1149 | 2845.0782 | 3042.683
2023 PG Study Reference Scenario | SDG&E | Com | WaterHeat | Com - Warehouse | Fuel Substitution | 184.4349 | 335.5535 | 429.1685 | 595.3466 | 887.8469 | 3129.7353 | 3717.8427 | 4325.0243 | 4883.1197 | 5358.4803 | 5922.0166
2023 PG Study Reference Scenario | SDG&E | Com | WholeBlg | Com - College | Energy Efficiency | 0 | 0 | 0 | 0 | 0 | 0 | 0 | 0 | 34475.695 | 34965.0611 | 442926.7713
2023 PG Study Reference Scenario | SDG&E | Com | WholeBlg | Com - Grocery | Energy Efficiency | 1068902.1602 | 879876.2697 | 892107.6282 | 904946.3846 | 516156.0999 | 523694.2713 | 538998.1684 | 549560.6594 | 557075.6413 | 569678.1092 | 579847.223
2023 PG Study Reference Scenario | SDG&E | Com | WholeBlg | Com - Restaurant | Energy Efficiency | 1529375.0155 | 1257108.9661 | 1303882.116 | 1347623.5499 | 798064.8166 | 815056.0856 | 843596.6178 | 866713.0098 | 891296.5534 | 918796.0183 | 948025.6819
2023 PG Study Reference Scenario | SDG&E | Com | WholeBlg | Com - Retail | Energy Efficiency | 1581509.4353 | 1301843.5885 | 1329607.0405 | 1351220.2433 | 770834.9823 | 778268.2193 | 799162.1747 | 811601.5297 | 824087.8633 | 840017.5713 | 852543.6573
2023 PG Study Reference Scenario | SDG&E | Ind | BROs | Ind - All Other Industrial | Energy Efficiency | 29966.2659 | 33128.5657 | 35550.223 | 37866.5287 | 40264.7465 | 42289.472 | 45796.5027 | 49209.9901 | 52572.8224 | 56296.66 | 60174.8108
2023 PG Study Reference Scenario | SDG&E | Ind | BROs | Ind - Chemicals | Energy Efficiency | 123264.1294 | 136696.0102 | 147624.4934 | 158313.4086 | 169464.2568 | 179201.6757 | 195444.3112 | 210712.6918 | 225934.741 | 242719.6461 | 260333.4333
2023 PG Study Reference Scenario | SDG&E | Ind | BROs | Ind - Electronics | Energy Efficiency | 68698.0115 | 76861.9753 | 83616.9662 | 90360.7467 | 97497.9771 | 103872.8062 | 114203.1871 | 124506.235 | 134988.2167 | 146684.423 | 159114.9195
2023 PG Study Reference Scenario | SDG&E | Ind | BROs | Ind - Fabricated Metals | Energy Efficiency | 37519.5364 | 41503.7812 | 44661.848 | 47715.6499 | 50842.2981 | 53477.371 | 57986.8688 | 62308.2792 | 66545.0393 | 71197.4549 | 76001.1661
2023 PG Study Reference Scenario | SDG&E | Ind | BROs | Ind - Food | Energy Efficiency | 91126.6656 | 100718.9533 | 108966.6349 | 117079.6264 | 125509.057 | 133278.753 | 144618.1405 | 155581.3888 | 166700.2759 | 178778.5138 | 191379.6192
2023 PG Study Reference Scenario | SDG&E | Ind | BROs | Ind - Industrial Machinery | Energy Efficiency | 32334.4046 | 35653.3614 | 38136.7377 | 40447.6514 | 42712.0857 | 44427.4915 | 48078.5535 | 51308.1034 | 54386.084 | 57771.8622 | 61215.298
2023 PG Study Reference Scenario | SDG&E | Ind | BROs | Ind - Lumber & Furniture | Energy Efficiency | 1713.1951 | 1884.1052 | 1998.2796 | 2101.3945 | 2203.124 | 2274.5967 | 2438.6224 | 2590.7192 | 2732.2014 | 2888.7538 | 3046.0345
2023 PG Study Reference Scenario | SDG&E | Ind | BROs | Ind - Paper | Energy Efficiency | 9181.1196 | 10133.1889 | 10682.0306 | 11059.7708 | 11392.7818 | 11541.1039 | 12118.015 | 12668.4769 | 13143.4252 | 13676.6622 | 14188.7714
2023 PG Study Reference Scenario | SDG&E | Ind | BROs | Ind - Petroleum | Energy Efficiency | 14229.3468 | 15879.4738 | 17466.1834 | 19107.6121 | 20879.1222 | 22671.0752 | 24962.0399 | 27290.831 | 29734.3275 | 32392.5401 | 35230.3329
2023 PG Study Reference Scenario | SDG&E | Ind | BROs | Ind - Plastics | Energy Efficiency | 29184.7436 | 32172.5851 | 34442.9281 | 36582.5774 | 38758.8892 | 40504.6722 | 43818.9052 | 46865.0181 | 49813.2487 | 53072.6613 | 56430.7552
2023 PG Study Reference Scenario | SDG&E | Ind | BROs | Ind - Primary Metals | Energy Efficiency | 7759.5905 | 8693.9887 | 9619.9431 | 10608.3583 | 11681.5019 | 12779.8598 | 14057.7766 | 15438.4847 | 16884.5506 | 18453.3311 | 20132.5388
2023 PG Study Reference Scenario | SDG&E | Ind | BROs | Ind - Printing & Publishing | Energy Efficiency | 22653.5235 | 24873.5141 | 26448.9465 | 27872.8969 | 29262.4886 | 30224.3252 | 32581.2961 | 34546.9703 | 36360.4342 | 38368.3211 | 40377.9899
2023 PG Study Reference Scenario | SDG&E | Ind | BROs | Ind - Stone-Glass-Clay | Energy Efficiency | 45946.3351 | 51811.7065 | 57359.481 | 63060.3392 | 69250.8173 | 75584.579 | 83424.6572 | 91745.0429 | 100601.4574 | 110292.2883 | 120720.2568
2023 PG Study Reference Scenario | SDG&E | Ind | BROs | Ind - Textiles | Energy Efficiency | 965.5345 | 1045.1453 | 1107.0639 | 1165.9342 | 1223.3829 | 1264.6236 | 1349.8994 | 1429.1199 | 1502.3713 | 1583.0333 | 1663.6737
2023 PG Study Reference Scenario | SDG&E | Ind | BROs | Ind - Transportation Equipment | Energy Efficiency | 84253.8155 | 92055.3617 | 98212.8593 | 104025.4237 | 109570.2069 | 113651.5511 | 122898.3307 | 130966.7292 | 138687.1982 | 147307.9692 | 156016.0465
2023 PG Study Reference Scenario | SDG&E | Ind | HVAC | Ind - Electronics | Energy Efficiency | 524617.8311 | 461445.8941 | 381791.0645 | 295379.8513 | 219139.2342 | 120851.0402 | 87971.5619 | 62338.9143 | 43442.4359 | 30119.0537 | 20710.3964
2023 PG Study Reference Scenario | SDG&E | Ind | Lighting | Ind - All Other Industrial | Energy Efficiency | 5952.3253 | 997.2669 | 0 | 156.3753 | 22.9503 | 0 | 3.384 | 0.48848 | 0.07058 | 0.010229 | 0.0014867
2023 PG Study Reference Scenario | SDG&E | Ind | Lighting | Ind - Chemicals | Energy Efficiency | 818.1536 | 120.788 | 0 | 17.0768 | 2.2831 | 0 | 0 | 0 | 0 | 0 | 0
2023 PG Study Reference Scenario | SDG&E | Ind | Lighting | Ind - Electronics | Energy Efficiency | 337.5332 | 48.6732 | 6.9128 | 0.96956 | 0.13506 | 0.01864 | 0.00257 | 0.00035301 | 4.8488e-05 | 6.6739e-06 | 9.2021e-07
2023 PG Study Reference Scenario | SDG&E | Ind | Lighting | Ind - Fabricated Metals | Energy Efficiency | 898.9321 | 135.0725 | 19.1753 | 2.6723 | 0.36964 | 0 | 0.051571 | 0.0070335 | 0.00095911 | 0 | 0
2023 PG Study Reference Scenario | SDG&E | Ind | Lighting | Ind - Food | Energy Efficiency | 2125.8753 | 0 | 0 | 0 | 0 | 0 | 0 | 0 | 0 | 0 | 0
2023 PG Study Reference Scenario | SDG&E | Ind | Lighting | Ind - Industrial Machinery | Energy Efficiency | 2434.894 | 387.1863 | 58.3668 | 8.6261 | 1.2632 | 0 | 0.18661 | 0.026937 | 0.003892 | 0.00056406 | 8.1983e-05
2023 PG Study Reference Scenario | SDG&E | Ind | Lighting | Ind - Lumber & Furniture | Energy Efficiency | 64.7197 | 0 | 0 | 0 | 0 | 0 | 11.1882 | 1.6031 | 0 | 0 | 0
2023 PG Study Reference Scenario | SDG&E | Ind | Lighting | Ind - Paper | Energy Efficiency | 3.6505 | 0 | 0 | 0 | 0 | 0 | 0 | 0 | 0 | 0 | 0
2023 PG Study Reference Scenario | SDG&E | Ind | Lighting | Ind - Petroleum | Energy Efficiency | 0 | 0 | 0 | 0 | 0 | 0 | 0 | 0 | 0 | 0 | 0
2023 PG Study Reference Scenario | SDG&E | Ind | Lighting | Ind - Plastics | Energy Efficiency | 2525.5678 | 1476.2417 | 0 | 0 | 0 | 0 | 0 | 0 | 0 | 0 | 0
2023 PG Study Reference Scenario | SDG&E | Ind | Lighting | Ind - Primary Metals | Energy Efficiency | 83.9139 | 82.6818 | 0 | 0 | 0 | 0 | 0 | 0 | 0 | 0 | 0
2023 PG Study Reference Scenario | SDG&E | Ind | Lighting | Ind - Printing & Publishing | Energy Efficiency | 3021.2664 | 517.275 | 0 | 0 | 0 | 0 | 0 | 0 | 0 | 0 | 0
2023 PG Study Reference Scenario | SDG&E | Ind | Lighting | Ind - Stone-Glass-Clay | Energy Efficiency | 80.116 | 0 | 0 | 0 | 0 | 0 | 13.0045 | 1.7446 | 0.23319 | 0.031204 | 0.0041801
2023 PG Study Reference Scenario | SDG&E | Ind | Lighting | Ind - Textiles | Energy Efficiency | 0 | 592.504 | 265.3268 | 64.7872 | 0 | 0 | 0 | 0 | 0 | 0 | 0
2023 PG Study Reference Scenario | SDG&E | Ind | Lighting | Ind - Transportation Equipment | Energy Efficiency | 0 | 1524.5214 | 226.9772 | 0 | 0 | 0 | 35.0057 | 4.9388 | 0.69693 | 0.098597 | 0.013982
2023 PG Study Reference Scenario | SDG&E | Ind | MachDr | Ind - Food | Energy Efficiency | 48345.3934 | 42926.8354 | 17906.2413 | 20412.7476 | 18072.5948 | 8464.2796 | 8079.7636 | 7779.538 | 7423.8405 | 6964.7855 | 6710.1853
2023 PG Study Reference Scenario | SDG&E | Ind | MachDr | Ind - Lumber & Furniture | Energy Efficiency | 1008.3637 | 1102.5783 | 1131.8491 | 1167.2213 | 1181.8895 | 1104.8825 | 1132.2272 | 1123.3372 | 1100.6176 | 1065.122 | 1054.9528
2023 PG Study Reference Scenario | SDG&E | Ind | MachDr | Ind - Paper | Energy Efficiency | 3356.5324 | 3581.2169 | 3329.7237 | 3265.4826 | 3180.6564 | 2499.337 | 2832.4508 | 2699.4748 | 2543.8512 | 2354.9781 | 2236.6542
2023 PG Study Reference Scenario | SDG&E | Ind | ProcHeat | Ind - All Other Industrial | Energy Efficiency | 6804.633 | 5625.7041 | 18666.2261 | 20604.8314 | 20685.2873 | 14821.0174 | 21365.7208 | 22822.4053 | 22631.2434 | 22294.2133 | 21800.0486
2023 PG Study Reference Scenario | SDG&E | Ind | ProcHeat | Ind - Chemicals | Energy Efficiency | 21308.2207 | 23094.8944 | 30178.145 | 31780.7206 | 32307.7594 | 32282.7149 | 31241.8311 | 29877.1862 | 27953.4786 | 25703.3251 | 23276.6625
2023 PG Study Reference Scenario | SDG&E | Ind | ProcHeat | Ind - Electronics | Energy Efficiency | 7765.2414 | 6639.5069 | 41851.629 | 44307.9873 | 45851.6354 | 47388.3567 | 47859.2097 | 50610.2129 | 50538.8565 | 49882.8588 | 48686.298
2023 PG Study Reference Scenario | SDG&E | Ind | ProcHeat | Ind - Fabricated Metals | Energy Efficiency | 2787.5075 | 2368.7552 | 14982.1312 | 16197.2424 | 16719.418 | 14247.4546 | 17612.2556 | 17973.9049 | 17840.3792 | 17511.1695 | 16997.9413
2023 PG Study Reference Scenario | SDG&E | Ind | ProcHeat | Ind - Food | Energy Efficiency | 18217.3708 | 14223.9501 | 21230.0715 | 20822.9515 | 16615.5015 | 10785.298 | 12813.58 | 11907.3686 | 9235.639 | 7627.9404 | 6093.2885
2023 PG Study Reference Scenario | SDG&E | Ind | ProcHeat | Ind - Industrial Machinery | Energy Efficiency | 3464.7867 | 3118.3058 | 11461.0363 | 12164.4156 | 11995.2818 | 11457.8471 | 14070.4306 | 14666.3396 | 14302.3691 | 14125.8735 | 13861.9721
2023 PG Study Reference Scenario | SDG&E | Ind | ProcHeat | Ind - Lumber & Furniture | Energy Efficiency | 19.814 | 7.1427 | 53.1423 | 67.0764 | 71.555 | 1.2509 | 99.0918 | 103.3516 | 103.2616 | 102.2522 | 100.3778
2023 PG Study Reference Scenario | SDG&E | Ind | ProcHeat | Ind - Paper | Energy Efficiency | 1.8841 | 0.9388 | 14.7983 | 14.2888 | 12.7645 | 0 | 12.6944 | 11.6538 | 9.5908 | 6.8846 | 4.7332
2023 PG Study Reference Scenario | SDG&E | Ind | ProcHeat | Ind - Petroleum | Energy Efficiency | 367.252 | 338.8169 | 4228.8515 | 4750.9207 | 4862.0425 | 5216.0685 | 5167.0508 | 5320.7561 | 5217.9763 | 5027.8949 | 4766.4047
2023 PG Study Reference Scenario | SDG&E | Ind | ProcHeat | Ind - Plastics | Energy Efficiency | 2115.6004 | 1879.1511 | 6367.3172 | 6555.6427 | 6634.7775 | 3031.1502 | 6872.763 | 7290.4614 | 7276.7747 | 7207.3582 | 7076.8493
2023 PG Study Reference Scenario | SDG&E | Ind | ProcHeat | Ind - Primary Metals | Energy Efficiency | 303.2214 | 244.6663 | 5877.1077 | 6777.7197 | 6827.0492 | 4756.8874 | 6927.6621 | 6271.3245 | 5892.3754 | 5474.4795 | 5072.5851
2023 PG Study Reference Scenario | SDG&E | Ind | ProcHeat | Ind - Printing & Publishing | Energy Efficiency | 71.201 | 53.3803 | 2439.5944 | 2699.1495 | 2785.7953 | 2635.0637 | 2958.1871 | 3033.1636 | 2989.6715 | 2889.0642 | 2738.831
2023 PG Study Reference Scenario | SDG&E | Ind | ProcHeat | Ind - Stone-Glass-Clay | Energy Efficiency | 864.2978 | 729.4467 | 7557.2744 | 9933.4922 | 10479.2788 | 9869.2818 | 11411.4174 | 12125.5492 | 12179.5781 | 12095.9675 | 11881.6817
2023 PG Study Reference Scenario | SDG&E | Ind | ProcHeat | Ind - Textiles | Energy Efficiency | 84.1249 | 52.0964 | 818.8008 | 867.63 | 848.5087 | 727.0044 | 820.2638 | 779.527 | 731.5971 | 658.7388 | 582.6779
2023 PG Study Reference Scenario | SDG&E | Ind | ProcHeat | Ind - Transportation Equipment | Energy Efficiency | 1511.46 | 1559.4335 | 13385.3105 | 14389.1635 | 14378.9416 | 15122.4599 | 15882.966 | 17169.0526 | 17394.7607 | 16813.4884 | 16289.9742
2023 PG Study Reference Scenario | SDG&E | Ind | ProcRefrig | Ind - All Other Industrial | Energy Efficiency | 3100.7288 | 3563.8728 | 4015.5043 | 4516.6247 | 5007.0061 | 5339.5026 | 5977.1195 | 6492.4816 | 6954.6019 | 7387.0016 | 7758.241
2023 PG Study Reference Scenario | SDG&E | Ind | ProcRefrig | Ind - Chemicals | Energy Efficiency | 2027.6785 | 2333.5899 | 2630.3521 | 2965.8718 | 3294.1919 | 3593.552 | 3963.0828 | 4261.0032 | 4525.3557 | 4754.6921 | 4958.6894
2023 PG Study Reference Scenario | SDG&E | Ind | ProcRefrig | Ind - Electronics | Energy Efficiency | 26256.999 | 30151.6225 | 34171.7078 | 38205.4548 | 42295.9613 | 46092.4952 | 50581.9582 | 54831.7908 | 58605.1759 | 62101.4923 | 65058.3418
2023 PG Study Reference Scenario | SDG&E | Ind | ProcRefrig | Ind - Fabricated Metals | Energy Efficiency | 904.7919 | 1037.9689 | 1175.0292 | 1312.0511 | 1450.4359 | 1545.1242 | 1721.128 | 1862.467 | 1986.8569 | 2093.9122 | 2186.5677
2023 PG Study Reference Scenario | SDG&E | Ind | ProcRefrig | Ind - Food | Energy Efficiency | 36117.6562 | 35239.8048 | 28610.3193 | 27430.0825 | 24854.7327 | 13287.6454 | 14858.8051 | 8006.7768 | 2537.6405 | 2537.4973 | 2517.6002
2023 PG Study Reference Scenario | SDG&E | Ind | ProcRefrig | Ind - Industrial Machinery | Energy Efficiency | 2034.2891 | 2333.539 | 2641.4441 | 2949.1751 | 3259.8683 | 3517.6321 | 3877.6887 | 4195.0242 | 4473.9288 | 4729.7379 | 4942.6382
2023 PG Study Reference Scenario | SDG&E | Ind | ProcRefrig | Ind - Lumber & Furniture | Energy Efficiency | 18.3108 | 20.7902 | 23.2076 | 25.9662 | 28.8309 | 29.5516 | 34.1694 | 37.0445 | 39.4412 | 41.5473 | 43.4056
2023 PG Study Reference Scenario | SDG&E | Ind | ProcRefrig | Ind - Paper | Energy Efficiency | 75.9068 | 84.5766 | 87.0266 | 92.3728 | 97.8484 | 81.7971 | 104.7159 | 107.1218 | 107.1372 | 104.5489 | 100.876
2023 PG Study Reference Scenario | SDG&E | Ind | ProcRefrig | Ind - Plastics | Energy Efficiency | 3586.3818 | 4120.4389 | 4618.2474 | 5159.8292 | 5698.2855 | 6180.276 | 6723.4315 | 7192.6378 | 7586.5561 | 7908.5726 | 8168.9053
2023 PG Study Reference Scenario | SDG&E | Ind | ProcRefrig | Ind - Primary Metals | Energy Efficiency | 31.2951 | 35.9651 | 40.1047 | 44.8016 | 49.4078 | 53.2924 | 57.7462 | 61.1637 | 63.9032 | 65.836 | 67.3273
2023 PG Study Reference Scenario | SDG&E | Ind | ProcRefrig | Ind - Printing & Publishing | Energy Efficiency | 7150.5808 | 8234.421 | 9260.1768 | 10398.7193 | 11543.38 | 12481.3153 | 13774.6367 | 14848.9846 | 15797.0323 | 16618.9685 | 17331.6147
2023 PG Study Reference Scenario | SDG&E | Ind | ProcRefrig | Ind - Stone-Glass-Clay | Energy Efficiency | 11.7857 | 13.4399 | 14.886 | 16.7087 | 18.5845 | 19.6864 | 22.1209 | 23.9619 | 25.5906 | 27.0942 | 28.3587
2023 PG Study Reference Scenario | SDG&E | Ind | ProcRefrig | Ind - Textiles | Energy Efficiency | 39.0336 | 45.7848 | 51.4431 | 56.9571 | 62.4077 | 60.9415 | 70.6515 | 74.3666 | 77.1339 | 78.5853 | 79.4637
2023 PG Study Reference Scenario | SDG&E | Ind | ProcRefrig | Ind - Transportation Equipment | Energy Efficiency | 5611.7596 | 6617.3948 | 7497.1437 | 8324.2789 | 9220.1289 | 9972.1488 | 11025.2818 | 11946.7336 | 12763.2226 | 13518.2306 | 14154.7321
2023 PG Study Reference Scenario | SDG&E | Ind | WholeBlg | Ind - All Other Industrial | Energy Efficiency | 119022.8414 | 125695.0688 | 135653.9116 | 150969.8813 | 176180.5515 | 217713.2835 | 220547.2674 | 224132.2495 | 227790.9259 | 231901.5918 | 236463.5493
2023 PG Study Reference Scenario | SDG&E | Ind | WholeBlg | Ind - Chemicals | Energy Efficiency | 174100.3168 | 180429.3836 | 190462.9823 | 206488.5773 | 234058.7084 | 281064.1626 | 287951.7562 | 295201.4032 | 302808.8625 | 311248.528 | 320545.3726
2023 PG Study Reference Scenario | SDG&E | Ind | WholeBlg | Ind - Electronics | Energy Efficiency | 261336.3828 | 271896.1108 | 287318.816 | 310411.9694 | 348291.1927 | 410315.0419 | 418961.2637 | 428430.7559 | 438096.1001 | 448805.2469 | 460497.0382
2023 PG Study Reference Scenario | SDG&E | Ind | WholeBlg | Ind - Fabricated Metals | Energy Efficiency | 62440.6756 | 65887.4013 | 71312.6614 | 79946.6796 | 94451.0287 | 118982.5386 | 121852.8997 | 125296.7567 | 128882.8977 | 132773.1301 | 136945.0749
2023 PG Study Reference Scenario | SDG&E | Ind | WholeBlg | Ind - Food | Energy Efficiency | 127547.7535 | 135600.1883 | 148124.9387 | 167855.1189 | 200622.6364 | 255549.5061 | 261288.6985 | 267335.9268 | 273783.4136 | 280786.7253 | 288274.4344
2023 PG Study Reference Scenario | SDG&E | Ind | WholeBlg | Ind - Industrial Machinery | Energy Efficiency | 120135.9966 | 124655.2113 | 131821.116 | 142907.9433 | 161262.9358 | 191797.8126 | 194009.2325 | 195890.7773 | 197747.6799 | 199879.2218 | 202281.1643
2023 PG Study Reference Scenario | SDG&E | Ind | WholeBlg | Ind - Lumber & Furniture | Energy Efficiency | 5864.1316 | 5907.9018 | 5975.2049 | 6107.2973 | 6389.1335 | 6908.6671 | 6864.2841 | 6845.6326 | 6822.518 | 6810.0328 | 6804.8774
2023 PG Study Reference Scenario | SDG&E | Ind | WholeBlg | Ind - Paper | Energy Efficiency | 10532.0426 | 10537.2225 | 10448.7122 | 10300.993 | 10267.7906 | 10423.8471 | 10098.4655 | 9871.1656 | 9641.6457 | 9433.7439 | 9237.7962
2023 PG Study Reference Scenario | SDG&E | Ind | WholeBlg | Ind - Petroleum | Energy Efficiency | 13489.4655 | 13836.6343 | 14312.4507 | 14967.4965 | 15992.9552 | 17614.4732 | 18088.3038 | 18563.9538 | 19061.3195 | 19595.3424 | 20163.5039
2023 PG Study Reference Scenario | SDG&E | Ind | WholeBlg | Ind - Plastics | Energy Efficiency | 43153.5626 | 44175.8547 | 45843.3583 | 48511.5128 | 53204.0567 | 61233.0342 | 61829.8156 | 62642.4619 | 63486.6313 | 64476.2992 | 65595.4743
2023 PG Study Reference Scenario | SDG&E | Ind | WholeBlg | Ind - Primary Metals | Energy Efficiency | 13237.9694 | 14281.0943 | 15882.1137 | 18412.5054 | 22571.7596 | 29528.4293 | 30569.966 | 31806.1733 | 33076.6403 | 34426.0448 | 35858.8274
2023 PG Study Reference Scenario | SDG&E | Ind | WholeBlg | Ind - Printing & Publishing | Energy Efficiency | 45953.0627 | 45913.0534 | 46110.6297 | 46583.7426 | 47842.7313 | 50316.7438 | 50095.0268 | 49655.1511 | 49167.716 | 48761.6402 | 48403.3362
2023 PG Study Reference Scenario | SDG&E | Ind | WholeBlg | Ind - Stone-Glass-Clay | Energy Efficiency | 48420.8262 | 50155.9165 | 52159.9924 | 54758.2267 | 58738.5064 | 64916.4295 | 66630.9901 | 68539.1681 | 70558.5893 | 72729.3533 | 75041.6607
2023 PG Study Reference Scenario | SDG&E | Ind | WholeBlg | Ind - Textiles | Energy Efficiency | 4957.2757 | 4924.3863 | 4981.5057 | 5115.7328 | 5386.9187 | 5878.8101 | 5817.1735 | 5775.1696 | 5728.411 | 5691.1294 | 5659.5219
2023 PG Study Reference Scenario | SDG&E | Ind | WholeBlg | Ind - Transportation Equipment | Energy Efficiency | 206216.8671 | 206035.4193 | 208854.1768 | 213962.6188 | 223404.543 | 240421.8336 | 240770.9422 | 240471.7253 | 240174.5247 | 240408.421 | 240823.1147
2023 PG Study Reference Scenario | SDG&E | Res | AppPlug | Res - Multi Family | Energy Efficiency | 11580.7545 | 13190.5028 | 14755.5156 | 16408.5091 | 18023.6515 | 19884.7957 | 21548.0124 | 23904.0154 | 459261.9643 | 572120.0316 | 645517.2968
2023 PG Study Reference Scenario | SDG&E | Res | AppPlug | Res - Multi Family | Fuel Substitution | 0 | 5920.8605 | 7249.5824 | 8817.8376 | 10633.6083 | 12736.0959 | 14969.9115 | 17578.4419 | 20567.6724 | 23981.4152 | 27870.0639
2023 PG Study Reference Scenario | SDG&E | Res | AppPlug | Res - Single Family | Energy Efficiency | 0 | 0 | 0 | 0 | 0 | 0 | 0 | 0 | 0 | 0 | 118991.2839
2023 PG Study Reference Scenario | SDG&E | Res | BROs | Low Income - Multi Family LI | Energy Efficiency | 1025404.9931 | 1108485.671 | 1223915.2685 | 1312610.1347 | 1435864.3918 | 1353490.6694 | 1477836.9184 | 1609399.1396 | 1672835.6357 | 1796523.9762 | 1886810.6301
2023 PG Study Reference Scenario | SDG&E | Res | BROs | Low Income - Single Family LI | Energy Efficiency | 997423.444 | 1075198.9629 | 1182951.7681 | 1265591.5576 | 1380138.7117 | 1303830.3808 | 1419271.1006 | 1541122.1328 | 1604144.3556 | 1722666.2348 | 1811059.4621
2023 PG Study Reference Scenario | SDG&E | Res | BROs | Res - Multi Family | Energy Efficiency | 2108072.1019 | 2279290.2416 | 2514281.5347 | 2699054.26 | 2951946.0007 | 2809375.3477 | 3067193.2191 | 3340863.4211 | 3482628.2083 | 3743919.1966 | 3943425.8559
2023 PG Study Reference Scenario | SDG&E | Res | BROs | Res - Single Family | Energy Efficiency | 4968249.2857 | 5357774.7695 | 5895489.9615 | 6310988.7984 | 6884344.4394 | 6520710.2397 | 7100409.8429 | 7713079.3964 | 8033966.0085 | 8629641.048 | 9078612.9592
2023 PG Study Reference Scenario | SDG&E | Res | BldgEnv | Res - Single Family | Energy Efficiency | 1373.7871 | 1720.4638 | 1835.7666 | 2019.3027 | 2009.2692 | 2293.4155 | 1892.0304 | 2384.0698 | 3977.8096 | 0 | 78368.9478
2023 PG Study Reference Scenario | SDG&E | Res | HVAC | Res - Multi Family | Energy Efficiency | 69263.345 | 75600.515 | 80842.5732 | 85075.7059 | 87921.9511 | 89873.0366 | 92892.5466 | 96463.1388 | 98170.2409 | 100441.8612 | 101757.9888
2023 PG Study Reference Scenario | SDG&E | Res | HVAC | Res - Multi Family | Fuel Substitution | 1135.0687 | 11915.4753 | 22144.0032 | 36102.9679 | 52776.736 | -203.5667 | 0 | 0 | 0 | 0 | 0
2023 PG Study Reference Scenario | SDG&E | Res | HVAC | Res - Single Family | Energy Efficiency | 332755.7446 | 368006.1044 | 388276.8742 | 406377.6296 | 411003.4195 | 417545.0322 | 411898.7143 | 435270.9184 | 485891.8286 | 476666.5786 | 479813.0296
2023 PG Study Reference Scenario | SDG&E | Res | HVAC | Res - Single Family | Fuel Substitution | -102575.1135 | -182489.7016 | -48864.8861 | 103546.0165 | 295841.8503 | 0 | 0 | 0 | 0 | 0 | 0
2023 PG Study Reference Scenario | SDG&E | Res | Lighting | Res - Multi Family | Energy Efficiency | 32719.1617 | 30797.7064 | 31261.9396 | 31428.3769 | 31176.683 | 31056.0393 | 30624.57 | 31204.6668 | 31191.9127 | 21223.5285 | 19650.2382
2023 PG Study Reference Scenario | SDG&E | Res | Lighting | Res - Single Family | Energy Efficiency | 171383.464 | 134754.2024 | 131694.5256 | 132882.8073 | 132071.6876 | 132462.0744 | 130561.3557 | 134151.6298 | 143207.4169 | 142610.1089 | 143904.1146
2023 PG Study Reference Scenario | SDG&E | Res | WaterHeat | Res - Multi Family | Energy Efficiency | 3610398.6033 | 3528454.5366 | 3396088.8554 | 3553109.1176 | 3398211.2237 | 2276525.5813 | 2097609.5571 | 2060034.0271 | 1975546.4162 | 1918351.9435 | 1872531.0687
2023 PG Study Reference Scenario | SDG&E | Res | WaterHeat | Res - Multi Family | Fuel Substitution | 98905.6086 | 103708.056 | 107480.8619 | 110852.022 | 114138.4425 | 0 | 0 | 0 | 0 | 0 | 0
2023 PG Study Reference Scenario | SDG&E | Res | WaterHeat | Res - Single Family | Energy Efficiency | 8567435.9229 | 8655907.8209 | 8619891.4495 | 11864776.3132 | 11784010.9968 | 4737612.9487 | 4453009.2646 | 4508322.1526 | 4989316.5762 | 4783980.3037 | 4695483.9459
2023 PG Study Reference Scenario | SDG&E | Res | WaterHeat | Res - Single Family | Fuel Substitution | 2116.0768 | 2593.6836 | 3105.3859 | 3688.4764 | 4338.2918 | 1095.1305 | 1426.2565 | 1889.7601 | 0 | 0 | 2821.366
2023 PG Study Reference Scenario | SDG&E | Res | WholeBlg | Res - Multi Family | Energy Efficiency | 74371.3465 | 86870.8007 | 98752.8918 | 112126.0834 | 120503.5993 | 136005.4917 | 133861.9265 | 152684.2593 | 165946.15 | 182321.044 | 199409.7713
2023 PG Study Reference Scenario | SDG&E | Res | WholeBlg | Res - Single Family | Energy Efficiency | 1056877.1799 | 1262946.9753 | 1430827.9356 | 1637884.9831 | 1734708.0405 | 1994573.8469 | 1872279.4669 | 2218414.3205 | 3482200.6655 | 3881337.4718 | 4308745.1535

## Program Cost Detail (hidden)
Scenario | Utility | Sector | End Use | Building Type | Measure Type | Admin, Incentive, Incremental | 2025 | 2026 | 2027 | 2028 | 2029 | 2030 | 2031 | 2032 | 2033 | 2034 | 2035 | 2036 | 2037
2023 PG Study Reference Scenario | PG&E | Ag | HVAC | Ag - Irrigated Agriculture, vineyards, forestry and greenhouses | Energy Efficiency | Admin | 169166 | 184312 | 200142.5 | 216355.9 | 232566.4 | 248324.1 | 263031.9 | 276239.6 | 287344.4 | 295813.5 | 625974.3
2023 PG Study Reference Scenario | PG&E | Ag | HVAC | Ag - Irrigated Agriculture, vineyards, forestry and greenhouses | Energy Efficiency | Incentives | 7732.581 | 8593.403 | 9518.115 | 10494.96 | 11506.92 | 12532.31 | 13540.07 | 14504.36 | 15389.18 | 16159.61 | 30194.69
2023 PG Study Reference Scenario | PG&E | Ag | HVAC | Ag - Irrigated Agriculture, vineyards, forestry and greenhouses | Energy Efficiency | Incremental Measure Cost | 15465.16 | 17186.81 | 19036.23 | 20989.91 | 23013.83 | 25064.62 | 27080.13 | 29008.71 | 30778.36 | 32319.22 | 60389.38
2023 PG Study Reference Scenario | PG&E | Ag | Lighting | Ag - Irrigated Agriculture, vineyards, forestry and greenhouses | Energy Efficiency | Admin | 3616209 | 3463545 | 3100209 | 2602654 | 2066507 | 1571875 | 1147136 | 827903.9 | 598411.3 | 437799.8 | 326783.2
2023 PG Study Reference Scenario | PG&E | Ag | Lighting | Ag - Irrigated Agriculture, vineyards, forestry and greenhouses | Energy Efficiency | Incentives | 391953.1 | 367086 | 321766.8 | 264878.1 | 206484.3 | 154389.1 | 114924.8 | 84601.7 | 62373.36 | 46545.22 | 35437.2
2023 PG Study Reference Scenario | PG&E | Ag | Lighting | Ag - Irrigated Agriculture, vineyards, forestry and greenhouses | Energy Efficiency | Incremental Measure Cost | 783906.1 | 734172 | 643533.7 | 529756.3 | 412968.7 | 308778.3 | 229849.7 | 169203.4 | 124746.7 | 93090.44 | 70874.4
2023 PG Study Reference Scenario | PG&E | Ag | MachDr | Ag - Dairies, fishing, hunting | Energy Efficiency | Admin | 677821.7 | 471927.5 | 308494.4 | 133171.8 | 35805.78 | 121498.9 | 109478.9 | 72895.21 | 51569.47 | 26115.22 | 24374.2
2023 PG Study Reference Scenario | PG&E | Ag | MachDr | Ag - Dairies, fishing, hunting | Energy Efficiency | Incentives | 387046 | 275077.3 | 183475.3 | 81105.49 | 21695.49 | 76546.94 | 70099.95 | 47520.23 | 34206.34 | 17468.97 | 16454.49
2023 PG Study Reference Scenario | PG&E | Ag | MachDr | Ag - Dairies, fishing, hunting | Energy Efficiency | Incremental Measure Cost | 774092 | 550154.6 | 366950.6 | 162211 | 43390.98 | 153093.9 | 140199.9 | 95040.47 | 68412.67 | 34952.49 | 33274.77
2023 PG Study Reference Scenario | PG&E | Ag | MachDr | Ag - Water pumping | Energy Efficiency | Admin | 2208005 | 1440159 | 924725.9 | 607103.9 | 419439.4 | 309837.2 | 244779.8 | 204583.7 | 178137.6 | 159406.9 | 145115.5
2023 PG Study Reference Scenario | PG&E | Ag | MachDr | Ag - Water pumping | Energy Efficiency | Incentives | 1004330 | 669190.6 | 438736.7 | 293915.9 | 207063.9 | 155894.5 | 125500.9 | 106891 | 94863.97 | 86539.84 | 80326.96
2023 PG Study Reference Scenario | PG&E | Ag | MachDr | Ag - Water pumping | Energy Efficiency | Incremental Measure Cost | 2008659 | 1338381 | 877473.3 | 587831.8 | 414127.8 | 311788.9 | 251001.9 | 213782.1 | 189727.9 | 173079.7 | 160653.9
2023 PG Study Reference Scenario | PG&E | Ag | ProcHeat | Ag - Dairies, fishing, hunting | Energy Efficiency | Admin | 5592.887 | 5185.379 | 4814.054 | 4470.082 | 4150.778 | 3854.292 | 3578.986 | 3323.344 | 3085.962 | 2865.536 | 2660.855
2023 PG Study Reference Scenario | PG&E | Ag | ProcHeat | Ag - Dairies, fishing, hunting | Energy Efficiency | Incentives | 591.3536 | 559.2318 | 529.5689 | 501.565 | 475.0522 | 449.9422 | 419.9158 | 389.9218 | 362.0702 | 336.2081 | 312.1932
2023 PG Study Reference Scenario | PG&E | Ag | ProcHeat | Ag - Dairies, fishing, hunting | Energy Efficiency | Incremental Measure Cost | 1182.707 | 1118.464 | 1059.138 | 1003.13 | 950.1045 | 899.8843 | 852.319 | 807.2678 | 764.5979 | 724.1835 | 685.9052
2023 PG Study Reference Scenario | PG&E | Ag | ProcHeat | Ag - Irrigated Agriculture, vineyards, forestry and greenhouses | Energy Efficiency | Admin | 666072.1 | 435353.2 | 267795.3 | 168283.6 | 109101 | 74043.46 | 52720.33 | 40367 | 32755.96 | 27876.1 | 24574.78
2023 PG Study Reference Scenario | PG&E | Ag | ProcHeat | Ag - Irrigated Agriculture, vineyards, forestry and greenhouses | Energy Efficiency | Incentives | 78149.01 | 51079.18 | 31419.93 | 19744.4 | 12800.62 | 8687.382 | 6185.579 | 4736.186 | 3843.196 | 3270.652 | 2883.313
2023 PG Study Reference Scenario | PG&E | Ag | ProcHeat | Ag - Irrigated Agriculture, vineyards, forestry and greenhouses | Energy Efficiency | Incremental Measure Cost | 692357.1 | 461584.1 | 289609.2 | 185631.3 | 122754.8 | 84976.04 | 61714.63 | 48198.85 | 39893.36 | 34629.21 | 31138.68
2023 PG Study Reference Scenario | PG&E | Ag | WholeBlg | Ag - Dairies, fishing, hunting | Energy Efficiency | Admin | 272322.2 | 271365 | 272037.8 | 275251.6 | 283403.9 | 299730.1 | 294741.1 | 290029.1 | 285316.7 | 280684.2 | 276089
2023 PG Study Reference Scenario | PG&E | Ag | WholeBlg | Ag - Irrigated Agriculture, vineyards, forestry and greenhouses | Energy Efficiency | Admin | 2851373 | 3151992 | 3607362 | 4320288 | 5465251 | 7348019 | 7448016 | 7552603 | 7661279 | 7769288 | 7876731
2023 PG Study Reference Scenario | PG&E | Ag | WholeBlg | Ag - Water pumping | Energy Efficiency | Admin | 796240.3 | 831987.7 | 889014.8 | 979919.3 | 1128021 | 1373372 | 1374808 | 1375629 | 1375478 | 1374908 | 1373417
2023 PG Study Reference Scenario | PG&E | Com | AppPlug | Com - College | Energy Efficiency | Admin | 682.4263 | 692.1116 | 686.1565 | 698.056 | 424.7536 | 413.1492 | 82.8125 | 423.2618 | 447.3784 | 455.7695 | 463.2621
2023 PG Study Reference Scenario | PG&E | Com | AppPlug | Com - College | Energy Efficiency | Incentives | 376.9525 | 382.3902 | 379.3143 | 386.2425 | 235.3155 | 229.2523 | 39.9746 | 235.6553 | 250.1159 | 255.8755 | 261.1161
2023 PG Study Reference Scenario | PG&E | Com | AppPlug | Com - College | Energy Efficiency | Incremental Measure Cost | 866.4759 | 893.5877 | 900.8755 | 932.0452 | 576.7897 | 570.6258 | 79.9492 | 603.5174 | 651.7862 | 678.8209 | 705.1918
2023 PG Study Reference Scenario | PG&E | Com | AppPlug | Com - College | Energy Efficiency | Admin | 241.0713 | 187.8161 | 146.1083 | 113.5148 | 88.0938 | 68.3019 | 5.9282 | 40.9718 | 31.7088 | 24.5312 | 18.9731
2023 PG Study Reference Scenario | PG&E | Com | AppPlug | Com - College | Energy Efficiency | Incentives | 134.3719 | 104.8374 | 81.683 | 63.5658 | 49.4157 | 38.3822 | 2.8616 | 23.1102 | 17.9202 | 13.8913 | 10.7657
2023 PG Study Reference Scenario | PG&E | Com | AppPlug | Com - College | Energy Efficiency | Incremental Measure Cost | 161.3795 | 127.1772 | 100.2239 | 78.9845 | 62.2467 | 49.0556 | 2.91 | 30.4665 | 24.0101 | 18.922 | 14.9124
2023 PG Study Reference Scenario | PG&E | Com | AppPlug | Com - Grocery | Energy Efficiency | Admin | 22.7866 | 19.6053 | 17.6961 | 15.2786 | 12.3349 | 11.9414 | 2.0203 | 9.953 | 8.8465 | 8.9072 | 9.1457
2023 PG Study Reference Scenario | PG&E | Com | AppPlug | Com - Grocery | Energy Efficiency | Incentives | 12.592 | 10.8366 | 9.7869 | 8.4576 | 6.8366 | 6.629 | 0.97522 | 5.5436 | 4.9455 | 5.0004 | 5.1547
2023 PG Study Reference Scenario | PG&E | Com | AppPlug | Com - Grocery | Energy Efficiency | Incremental Measure Cost | 28.9498 | 25.3295 | 23.2508 | 20.4161 | 16.7644 | 16.5082 | 1.9504 | 14.2069 | 12.8863 | 13.2638 | 13.919
2023 PG Study Reference Scenario | PG&E | Com | AppPlug | Com - Grocery | Energy Efficiency | Admin | 32.285 | 25.1896 | 19.6218 | 15.2617 | 11.8545 | 9.1975 | 0.79965 | 5.5218 | 4.2744 | 3.3073 | 2.5581
2023 PG Study Reference Scenario | PG&E | Com | AppPlug | Com - Grocery | Energy Efficiency | Incentives | 17.9989 | 14.0622 | 10.9703 | 8.5464 | 6.6497 | 5.1684 | 0.386 | 3.1145 | 2.4156 | 1.8728 | 1.4515
2023 PG Study Reference Scenario | PG&E | Com | AppPlug | Com - Grocery | Energy Efficiency | Incremental Measure Cost | 21.7553 | 17.1439 | 13.51 | 10.6466 | 8.3902 | 6.612 | 0.3928 | 4.1062 | 3.2359 | 2.5501 | 2.0097
2023 PG Study Reference Scenario | PG&E | Com | AppPlug | Com - Health | Energy Efficiency | Admin | 147982.6 | 160733.1 | 183299.7 | 202107.5 | 225698.4 | 247790.3 | 270526.9 | 291045.5 | 308342.5 | 322253.4 | 328283.4
2023 PG Study Reference Scenario | PG&E | Com | AppPlug | Com - Health | Energy Efficiency | Incentives | 84774.92 | 92080.22 | 105009 | 115784.8 | 129300.8 | 141958.5 | 154985.4 | 166742.3 | 176654.5 | 184626.8 | 188083.8
2023 PG Study Reference Scenario | PG&E | Com | AppPlug | Com - Health | Energy Efficiency | Incremental Measure Cost | 190058.4 | 210561.1 | 244923.8 | 275453.8 | 313756.1 | 351354.6 | 391220.5 | 429354.7 | 463972.9 | 494607.8 | 513944.3
2023 PG Study Reference Scenario | PG&E | Com | AppPlug | Com - Health | Energy Efficiency | Admin | 299.1943 | 233.745 | 182.3415 | 142.0266 | 110.4642 | 85.8025 | 7.4044 | 51.6013 | 422392.7 | 433726.2 | 445282.8
2023 PG Study Reference Scenario | PG&E | Com | AppPlug | Com - Health | Energy Efficiency | Incentives | 166.8963 | 130.5481 | 101.9815 | 79.5559 | 61.9782 | 48.2247 | 3.5742 | 29.1088 | 242011.9 | 248505.5 | 255127.1
2023 PG Study Reference Scenario | PG&E | Com | AppPlug | Com - Health | Energy Efficiency | Incremental Measure Cost | 203.8029 | 160.6068 | 126.5666 | 99.7433 | 78.6054 | 61.9468 | 3.6569 | 38.4715 | 635613.6 | 665729.1 | 697142.9
2023 PG Study Reference Scenario | PG&E | Com | AppPlug | Com - Lodging | Energy Efficiency | Admin | 257245 | 284226.8 | 312791.5 | 338638 | 369306.3 | 397112.2 | 424971.9 | 452957.4 | 481140.2 | 510950 | 540370.8
2023 PG Study Reference Scenario | PG&E | Com | AppPlug | Com - Lodging | Energy Efficiency | Incentives | 143996.1 | 159297.4 | 175496.8 | 190180.2 | 207580.6 | 223381.1 | 239217 | 255134.7 | 271168.2 | 288125.2 | 304869.5
2023 PG Study Reference Scenario | PG&E | Com | AppPlug | Com - Lodging | Energy Efficiency | Incremental Measure Cost | 322673.2 | 364081.2 | 409107.2 | 452181.2 | 503400.9 | 552528.2 | 603492.7 | 656508 | 711691.9 | 771289.9 | 832403.2
2023 PG Study Reference Scenario | PG&E | Com | AppPlug | Com - Lodging | Energy Efficiency | Admin | 44.7132 | 34.8306 | 27.0926 | 21.0468 | 16.3323 | 12.6622 | 1.097 | 7.5951 | 211978.8 | 212994.7 | 213983.5
2023 PG Study Reference Scenario | PG&E | Com | AppPlug | Com - Lodging | Energy Efficiency | Incentives | 24.9238 | 19.4429 | 15.1469 | 11.7862 | 9.1618 | 7.1158 | 0.52955 | 4.2841 | 121454.4 | 122036.4 | 122603
2023 PG Study Reference Scenario | PG&E | Com | AppPlug | Com - Lodging | Energy Efficiency | Incremental Measure Cost | 29.9249 | 23.5824 | 18.5842 | 14.6457 | 11.5419 | 9.0959 | 0.53865 | 5.649 | 318994.8 | 326935.1 | 335022.6
2023 PG Study Reference Scenario | PG&E | Com | AppPlug | Com - Office (Large) | Energy Efficiency | Admin | 6675.037 | 6944.932 | 7401.734 | 7756.158 | 8210.234 | 8593.832 | 1692.642 | 9215.22 | 9357.237 | 9655.887 | 9897.137
2023 PG Study Reference Scenario | PG&E | Com | AppPlug | Com - Office (Large) | Energy Efficiency | Incentives | 3690.851 | 3840.946 | 4095.86 | 4295.808 | 4552.878 | 4773.031 | 817.0593 | 5135.384 | 5236.116 | 5425.075 | 5581.945
2023 PG Study Reference Scenario | PG&E | Com | AppPlug | Com - Office (Large) | Energy Efficiency | Incremental Measure Cost | 8487.802 | 8980.67 | 9734.135 | 10374.34 | 11169.87 | 11892.9 | 1634.119 | 13172.04 | 13670.49 | 14420.41 | 15105.83
2023 PG Study Reference Scenario | PG&E | Com | AppPlug | Com - Office (Large) | Energy Efficiency | Admin | 2222.249 | 1733.594 | 1350.182 | 1049.994 | 815.4697 | 632.6172 | 54.2446 | 379.7419 | 293.9425 | 227.4301 | 175.9105
2023 PG Study Reference Scenario | PG&E | Com | AppPlug | Com - Office (Large) | Energy Efficiency | Incentives | 1239.321 | 968.1067 | 755.1153 | 588.1672 | 457.5649 | 355.5885 | 26.1846 | 214.2367 | 166.1495 | 128.8056 | 99.8268
2023 PG Study Reference Scenario | PG&E | Com | AppPlug | Com - Office (Large) | Energy Efficiency | Incremental Measure Cost | 1496.428 | 1179.27 | 929.3339 | 732.3847 | 577.1795 | 454.8628 | 26.6329 | 282.4928 | 222.626 | 175.4475 | 138.2687
2023 PG Study Reference Scenario | PG&E | Com | AppPlug | Com - Office (Small) | Energy Efficiency | Admin | 1944.54 | 2034.424 | 2140.82 | 2239.114 | 2331.414 | 2436.146 | 482.1436 | 2608.555 | 2682.98 | 2762.487 | 2841.329
2023 PG Study Reference Scenario | PG&E | Com | AppPlug | Com - Office (Small) | Energy Efficiency | Incentives | 1074.943 | 1124.844 | 1184.289 | 1239.734 | 1292.395 | 1352.543 | 232.7367 | 1453.246 | 1501.107 | 1551.894 | 1602.356
2023 PG Study Reference Scenario | PG&E | Com | AppPlug | Com - Office (Small) | Energy Efficiency | Incremental Measure Cost | 2471.767 | 2629.647 | 2813.987 | 2993.153 | 3169.647 | 3368.703 | 465.4735 | 3725.678 | 3917.858 | 4123.841 | 4335.02
2023 PG Study Reference Scenario | PG&E | Com | AppPlug | Com - Office (Small) | Energy Efficiency | Admin | 688.2918 | 536.7601 | 417.9139 | 324.908 | 252.2792 | 195.6755 | 16.7788 | 117.4309 | 90.8921 | 70.3221 | 54.3904
2023 PG Study Reference Scenario | PG&E | Com | AppPlug | Com - Office (Small) | Energy Efficiency | Incentives | 383.8283 | 299.7355 | 233.7202 | 181.9982 | 141.554 | 109.9868 | 8.0994 | 66.2502 | 51.3763 | 39.8271 | 30.8658
2023 PG Study Reference Scenario | PG&E | Com | AppPlug | Com - Office (Small) | Energy Efficiency | Incremental Measure Cost | 462.6493 | 364.5966 | 287.3257 | 226.4357 | 178.4511 | 140.6344 | 8.2341 | 87.3423 | 68.8329 | 54.2463 | 42.7513
2023 PG Study Reference Scenario | PG&E | Com | AppPlug | Com - Other | Energy Efficiency | Admin | 6597.912 | 6889.099 | 7243.962 | 7558.879 | 7804.782 | 8181.899 | 7860.699 | 8852.987 | 9075.005 | 9356.317 | 9647.192
2023 PG Study Reference Scenario | PG&E | Com | AppPlug | Com - Other | Energy Efficiency | Incentives | 923.4423 | 975.5577 | 1038.247 | 1096.304 | 1145.975 | 1216.516 | 891.5184 | 1347.809 | 1397.967 | 1459.469 | 1523.886
2023 PG Study Reference Scenario | PG&E | Com | AppPlug | Com - Other | Energy Efficiency | Incremental Measure Cost | 1956.746 | 2080.411 | 2227.845 | 2366.399 | 2487.903 | 2655.811 | 1783.037 | 2970.782 | 3099.245 | 3255.268 | 3419.165
2023 PG Study Reference Scenario | PG&E | Com | AppPlug | Com - Other | Energy Efficiency | Admin | 335.6331 | 261.737 | 203.7842 | 158.4333 | 123.0189 | 95.4182 | 8.2349 | 57.2646 | 44.3234 | 34.2927 | 26.5237
2023 PG Study Reference Scenario | PG&E | Com | AppPlug | Com - Other | Energy Efficiency | Incentives | 187.1341 | 146.1336 | 113.9491 | 88.7337 | 69.0164 | 53.6267 | 3.9751 | 32.3033 | 25.0513 | 19.4202 | 15.0509
2023 PG Study Reference Scenario | PG&E | Com | AppPlug | Com - Other | Energy Efficiency | Incremental Measure Cost | 225.5613 | 177.756 | 140.083 | 110.3964 | 87.0018 | 68.5646 | 4.0414 | 42.5825 | 33.5585 | 26.4469 | 20.8427
2023 PG Study Reference Scenario | PG&E | Com | AppPlug | Com - Refrig. Warehouse | Energy Efficiency | Admin | 134.9189 | 142.2176 | 149.967 | 157.2483 | 165.1005 | 173.9131 | 10.4257 | 54.6953 | 55.873 | 57.0861 | 58.1826
2023 PG Study Reference Scenario | PG&E | Com | AppPlug | Com - Refrig. Warehouse | Energy Efficiency | Incentives | 76.4294 | 80.5836 | 85.0028 | 89.1673 | 93.6669 | 98.7245 | 5.0326 | 30.4435 | 31.2331 | 32.046 | 32.7922
2023 PG Study Reference Scenario | PG&E | Com | AppPlug | Com - Refrig. Warehouse | Energy Efficiency | Incremental Measure Cost | 284.6186 | 306.6648 | 330.498 | 354.131 | 379.9043 | 408.8396 | 10.0652 | 77.929 | 81.3714 | 84.9957 | 88.5413
2023 PG Study Reference Scenario | PG&E | Com | AppPlug | Com - Refrig. Warehouse | Energy Efficiency | Admin | 10.0442 | 7.8289 | 6.0928 | 4.7352 | 3.6757 | 2.8504 | 0.2481 | 1.7102 | 1.3236 | 1.024 | 0.79203
2023 PG Study Reference Scenario | PG&E | Com | AppPlug | Com - Refrig. Warehouse | Energy Efficiency | Incentives | 5.5985 | 4.3699 | 3.4061 | 2.6515 | 2.0618 | 1.6017 | 0.11976 | 0.96462 | 0.74803 | 0.57987 | 0.4494
2023 PG Study Reference Scenario | PG&E | Com | AppPlug | Com - Refrig. Warehouse | Energy Efficiency | Incremental Measure Cost | 6.7341 | 5.3069 | 4.1822 | 3.2959 | 2.5974 | 2.047 | 0.12174 | 1.2713 | 1.0019 | 0.78956 | 0.62225
2023 PG Study Reference Scenario | PG&E | Com | AppPlug | Com - Restaurant | Energy Efficiency | Admin | 0 | 0 | 0 | 0 | 0 | 0 | 0 | 0 | 0 | 0 | 0
2023 PG Study Reference Scenario | PG&E | Com | AppPlug | Com - Restaurant | Energy Efficiency | Incentives | 0 | 0 | 0 | 0 | 0 | 0 | 0 | 0 | 0 | 0 | 0
2023 PG Study Reference Scenario | PG&E | Com | AppPlug | Com - Restaurant | Energy Efficiency | Incremental Measure Cost | 0 | 0 | 0 | 0 | 0 | 0 | 0 | 0 | 0 | 0 | 0
2023 PG Study Reference Scenario | PG&E | Com | AppPlug | Com - Retail | Energy Efficiency | Admin | 72.85 | 60.2109 | 53.7597 | 46.1204 | 37.4482 | 38.0334 | 6.8234 | 34.2166 | 31.7019 | 32.6389 | 34.1507
2023 PG Study Reference Scenario | PG&E | Com | AppPlug | Com - Retail | Energy Efficiency | Incentives | 40.2304 | 33.2591 | 29.713 | 25.5145 | 20.7433 | 21.1016 | 3.2938 | 19.048 | 17.7134 | 18.315 | 19.2412
2023 PG Study Reference Scenario | PG&E | Com | AppPlug | Com - Retail | Energy Efficiency | Incremental Measure Cost | 92.4647 | 77.7121 | 70.5596 | 61.5607 | 50.8372 | 52.5157 | 6.5875 | 48.7717 | 46.1052 | 48.5276 | 51.8953
2023 PG Study Reference Scenario | PG&E | Com | AppPlug | Com - Retail | Energy Efficiency | Admin | 120.9569 | 94.3631 | 73.4994 | 57.1641 | 44.4007 | 34.4481 | 3.0241 | 20.6813 | 16.0094 | 12.3874 | 9.5816
2023 PG Study Reference Scenario | PG&E | Com | AppPlug | Com - Retail | Energy Efficiency | Incentives | 67.414 | 52.6643 | 41.0823 | 32.0038 | 24.9009 | 19.354 | 1.4598 | 11.6633 | 9.0463 | 7.0136 | 5.4361
2023 PG Study Reference Scenario | PG&E | Com | AppPlug | Com - Retail | Energy Efficiency | Incremental Measure Cost | 81.4369 | 64.1766 | 50.5748 | 39.8566 | 31.4102 | 24.7537 | 1.4853 | 15.3732 | 12.1152 | 9.5478 | 7.5245
2023 PG Study Reference Scenario | PG&E | Com | AppPlug | Com - School | Energy Efficiency | Admin | 343.2046 | 360.4339 | 377.8131 | 393.8699 | 405.2613 | 420.6882 | 84.6252 | 448.2743 | 461.3103 | 475.1843 | 489.2709
2023 PG Study Reference Scenario | PG&E | Com | AppPlug | Com - School | Energy Efficiency | Incentives | 189.5644 | 199.1259 | 208.8441 | 217.9158 | 224.4976 | 233.4144 | 40.8496 | 249.5499 | 257.89 | 266.7651 | 275.7695
2023 PG Study Reference Scenario | PG&E | Com | AppPlug | Com - School | Energy Efficiency | Incremental Measure Cost | 435.7271 | 465.3101 | 495.9835 | 525.8221 | 550.2293 | 580.9251 | 81.6993 | 638.9673 | 671.9659 | 707.6408 | 744.7093
2023 PG Study Reference Scenario | PG&E | Com | AppPlug | Com - School | Energy Efficiency | Admin | 106.8811 | 83.2935 | 64.8121 | 50.3634 | 39.0902 | 30.3106 | 2.6382 | 18.1837 | 14.0728 | 10.8872 | 8.4203
2023 PG Study Reference Scenario | PG&E | Com | AppPlug | Com - School | Energy Efficiency | Incentives | 59.5724 | 46.4913 | 36.2317 | 28.2008 | 21.9262 | 17.0321 | 1.2735 | 10.2561 | 7.9529 | 6.1649 | 4.7777
2023 PG Study Reference Scenario | PG&E | Com | AppPlug | Com - School | Energy Efficiency | Incremental Measure Cost | 71.6064 | 56.4292 | 44.469 | 35.0445 | 27.6177 | 21.7647 | 1.2945 | 13.5167 | 10.6521 | 8.3946 | 6.6157
2023 PG Study Reference Scenario | PG&E | Com | AppPlug | Com - Warehouse | Energy Efficiency | Admin | 470.5716 | 470.0559 | 314.5299 | 306.0163 | 300.4971 | 299.0974 | 57.7863 | 300.838 | 303.2606 | 309.7413 | 314.0468
2023 PG Study Reference Scenario | PG&E | Com | AppPlug | Com - Warehouse | Energy Efficiency | Incentives | 259.8766 | 259.6537 | 173.8428 | 169.2926 | 166.4503 | 165.943 | 27.8942 | 167.4768 | 169.5292 | 173.8801 | 177.0002
2023 PG Study Reference Scenario | PG&E | Com | AppPlug | Com - Warehouse | Energy Efficiency | Incremental Measure Cost | 597.3059 | 606.7059 | 412.8278 | 408.4649 | 407.9304 | 412.9786 | 55.7884 | 428.8344 | 441.7035 | 461.2029 | 477.9214
2023 PG Study Reference Scenario | PG&E | Com | AppPlug | Com - Warehouse | Energy Efficiency | Admin | 110.4896 | 86.0257 | 66.8881 | 51.9471 | 40.3032 | 31.2431 | 2.7098 | 18.7388 | 14.5021 | 11.2195 | 8.6776
2023 PG Study Reference Scenario | PG&E | Com | AppPlug | Com - Warehouse | Energy Efficiency | Incentives | 61.5842 | 48.0183 | 37.3943 | 29.0895 | 22.6081 | 17.5572 | 1.3081 | 10.5698 | 8.1959 | 6.3533 | 4.9239
2023 PG Study Reference Scenario | PG&E | Com | AppPlug | Com - Warehouse | Energy Efficiency | Incremental Measure Cost | 73.9142 | 58.249 | 45.9039 | 36.1759 | 28.5097 | 22.468 | 1.3336 | 13.954 | 10.9968 | 8.6665 | 6.83
2023 PG Study Reference Scenario | PG&E | Com | BROs | Com - College | Energy Efficiency | Admin | 257934.2 | 282883.3 | 309740.2 | 339116.1 | 372190.5 | 409168.4 | 451501.8 | 498227 | 851461.3 | 194327.4 | 272012.6
2023 PG Study Reference Scenario | PG&E | Com | BROs | Com - Grocery | Energy Efficiency | Admin | 2257917 | 2550283 | 2853467 | 3175842 | 3539797 | 3944770 | 4406525 | 4911423 | 5689252 | 5818585 | 6529061
2023 PG Study Reference Scenario | PG&E | Com | BROs | Com - Health | Energy Efficiency | Admin | 1401086 | 1566441 | 1740331 | 1927464 | 2138578 | 2373413 | 2641989 | 2936586 | 4171805 | 2387671 | 2831310
2023 PG Study Reference Scenario | PG&E | Com | BROs | Com - Lodging | Energy Efficiency | Admin | 502730.8 | 570734.4 | 644546.6 | 724500.9 | 815223.6 | 917020.1 | 1033703 | 1162915 | 1650368 | 997901.4 | 1192395
2023 PG Study Reference Scenario | PG&E | Com | BROs | Com - Office (Large) | Energy Efficiency | Admin | 2468312 | 2733063 | 2998383 | 3276284 | 3587937 | 3933483 | 4333695 | 4763478 | 6297366 | 4314318 | 4941111
2023 PG Study Reference Scenario | PG&E | Com | BROs | Com - Office (Small) | Energy Efficiency | Admin | 461963.2 | 521749.3 | 583740.2 | 649426.5 | 723658.7 | 806367.7 | 901947.5 | 1005980 | 1158451 | 1203086 | 1348620
2023 PG Study Reference Scenario | PG&E | Com | BROs | Com - Other | Energy Efficiency | Admin | 731538.7 | 834190.8 | 947097.5 | 1067734 | 1204270 | 1356336 | 1529192 | 1720034 | 2055928 | 2004106 | 2275151
2023 PG Study Reference Scenario | PG&E | Com | BROs | Com - Refrig. Warehouse | Energy Efficiency | Admin | 20496.33 | 23327.76 | 26547.86 | 30207.81 | 34369.33 | 39104.34 | 44487.98 | 50609.53 | 104697.8 | 0 | 10542.01
2023 PG Study Reference Scenario | PG&E | Com | BROs | Com - Restaurant | Energy Efficiency | Admin | 954998.4 | 1085075 | 1228180 | 1380682 | 1553841 | 1747264 | 1966947 | 2209968 | 2562694 | 2689722 | 3032928
2023 PG Study Reference Scenario | PG&E | Com | BROs | Com - Retail | Energy Efficiency | Admin | 1306155 | 1472499 | 1647045 | 1829201 | 2032699 | 2258285 | 2519940 | 2800619 | 3172122 | 3370571 | 3748073
2023 PG Study Reference Scenario | PG&E | Com | BROs | Com - School | Energy Efficiency | Admin | 511861.2 | 558581.1 | 607465.9 | 659921.8 | 719058.8 | 785108.8 | 861094.9 | 943961.2 | 1380445 | 665144.9 | 793385.2
2023 PG Study Reference Scenario | PG&E | Com | BROs | Com - Warehouse | Energy Efficiency | Admin | 4471.97 | 5086.741 | 5785.736 | 6580.285 | 7483.496 | 8510.914 | 9678.571 | 11006.24 | 22760.48 | 0 | 2290.18
2023 PG Study Reference Scenario | PG&E | Com | BldgEnv | Com - College | Energy Efficiency | Admin | 325.7665 | 303.2285 | 270.9579 | 256.9279 | 0 | 0 | 0 | 0 | 0 | 0 | 0
2023 PG Study Reference Scenario | PG&E | Com | BldgEnv | Com - College | Energy Efficiency | Incentives | 240.1113 | 228.9094 | 209.6709 | 203.5346 | 0 | 0 | 0 | 0 | 0 | 0 | 0
2023 PG Study Reference Scenario | PG&E | Com | BldgEnv | Com - College | Energy Efficiency | Incremental Measure Cost | 480.2226 | 457.8188 | 419.3418 | 407.0691 | 0 | 0 | 0 | 0 | 0 | 0 | 0
2023 PG Study Reference Scenario | PG&E | Com | BldgEnv | Com - College | Energy Efficiency | Admin | 18.6669 | 17.7241 | 16.827 | 15.9737 | 15.163 | 14.3939 | 13.6664 | 12.9768 | 12.2947 | 11.6493 | 11.08
2023 PG Study Reference Scenario | PG&E | Com | BldgEnv | Com - College | Energy Efficiency | Incentives | 17.6991 | 16.8361 | 16.014 | 15.2309 | 14.486 | 13.7783 | 13.1082 | 12.4688 | 11.8909 | 11.2775 | 10.7369
2023 PG Study Reference Scenario | PG&E | Com | BldgEnv | Com - College | Energy Efficiency | Incremental Measure Cost | 152.6699 | 147.9013 | 143.2536 | 138.726 | 134.3304 | 130.0783 | 126.0021 | 122.0687 | 121.3114 | 117.0637 | 113.2842
2023 PG Study Reference Scenario | PG&E | Com | BldgEnv | Com - Grocery | Energy Efficiency | Admin | 10.6606 | 0 | 0 | 0 | 0 | 0 | 0 | 0 | 0 | 0 | 0
2023 PG Study Reference Scenario | PG&E | Com | BldgEnv | Com - Grocery | Energy Efficiency | Incentives | 6.6875 | 0 | 0 | 0 | 0 | 0 | 0 | 0 | 0 | 0 | 0
2023 PG Study Reference Scenario | PG&E | Com | BldgEnv | Com - Grocery | Energy Efficiency | Incremental Measure Cost | 13.375 | 0 | 0 | 0 | 0 | 0 | 0 | 0 | 0 | 0 | 0
2023 PG Study Reference Scenario | PG&E | Com | BldgEnv | Com - Grocery | Energy Efficiency | Admin | 75.6474 | 71.8156 | 68.1716 | 64.7065 | 61.4149 | 58.2917 | 55.3367 | 52.6412 | 49.5946 | 46.8218 | 44.3642
2023 PG Study Reference Scenario | PG&E | Com | BldgEnv | Com - Grocery | Energy Efficiency | Incentives | 69.4409 | 66.0773 | 62.8735 | 59.8218 | 56.9181 | 54.1581 | 51.5427 | 49.1617 | 47.901 | 45.2753 | 42.9496
2023 PG Study Reference Scenario | PG&E | Com | BldgEnv | Com - Grocery | Energy Efficiency | Incremental Measure Cost | 697.0597 | 676.0383 | 655.502 | 635.4443 | 615.9215 | 596.9921 | 578.8164 | 561.8553 | 589.6359 | 564.8774 | 543.3595
2023 PG Study Reference Scenario | PG&E | Com | BldgEnv | Com - Health | Energy Efficiency | Admin | 1436.978 | 1403.394 | 1455.669 | 1469.949 | 1515.423 | 1532.894 | 1547.834 | 1542.148 | 1524.953 | 1489.834 | 1421.577
2023 PG Study Reference Scenario | PG&E | Com | BldgEnv | Com - Health | Energy Efficiency | Incentives | 14.2192 | 19.099 | 25.325 | 35.6626 | 47.6579 | 59.4445 | 71.5968 | 83.0952 | 605.7907 | 603.6757 | 587.5375
2023 PG Study Reference Scenario | PG&E | Com | BldgEnv | Com - Health | Energy Efficiency | Incremental Measure Cost | 9.1056 | 27.9184 | 49.0931 | 70.3152 | 94.3041 | 117.89 | 142.208 | 165.2351 | 1211.581 | 1207.351 | 1175.075
2023 PG Study Reference Scenario | PG&E | Com | BldgEnv | Com - Health | Energy Efficiency | Admin | 310.2049 | 294.8664 | 280.2141 | 266.2214 | 332.2515 | 315.9044 | 300.0942 | 285.0089 | 270.1672 | 256.1203 | 242.9377
2023 PG Study Reference Scenario | PG&E | Com | BldgEnv | Com - Health | Energy Efficiency | Incentives | 228.5822 | 223.2891 | 218.0658 | 210.9565 | 281.0223 | 270.5085 | 260.4049 | 250.6957 | 252.5236 | 239.8234 | 227.8121
2023 PG Study Reference Scenario | PG&E | Com | BldgEnv | Com - Health | Energy Efficiency | Incremental Measure Cost | 914.343 | 898.6194 | 881.3683 | 862.7082 | 1172.528 | 1151.868 | 1124.32 | 1095.192 | 1391.383 | 1326.975 | 1270.624
2023 PG Study Reference Scenario | PG&E | Com | BldgEnv | Com - Lodging | Energy Efficiency | Admin | 3461.09 | 3449.194 | 3449.62 | 3429.482 | 3459.827 | 3447.941 | 3437.166 | 3422.858 | 3400.301 | 3390.396 | 3373.921
2023 PG Study Reference Scenario | PG&E | Com | BldgEnv | Com - Lodging | Energy Efficiency | Incentives | 0 | 0 | 0 | 0 | 0 | 0 | 0 | 0 | 789.8797 | 803.3361 | 815.4264
2023 PG Study Reference Scenario | PG&E | Com | BldgEnv | Com - Lodging | Energy Efficiency | Incremental Measure Cost | -6246.88 | -6198.06 | -6170.94 | -6106.62 | -6131.53 | -6080.86 | -6031.76 | -5976.08 | 1579.759 | 1606.672 | 1630.853
2023 PG Study Reference Scenario | PG&E | Com | BldgEnv | Com - Lodging | Energy Efficiency | Admin | 308.9297 | 293.3723 | 278.6129 | 264.6233 | 251.3586 | 238.7748 | 226.8322 | 215.4939 | 204.165 | 193.3995 | 183.3121
2023 PG Study Reference Scenario | PG&E | Com | BldgEnv | Com - Lodging | Energy Efficiency | Incentives | 0 | 0 | 0 | 0 | 0 | 0 | 0 | 0 | 157.0991 | 152.0967 | 147.2806
2023 PG Study Reference Scenario | PG&E | Com | BldgEnv | Com - Lodging | Energy Efficiency | Incremental Measure Cost | -463.878 | -424.915 | -388.663 | -355.058 | -323.852 | -294.806 | -267.727 | -242.446 | 576.8804 | 546.1946 | 519.4825
2023 PG Study Reference Scenario | PG&E | Com | BldgEnv | Com - Office (Large) | Energy Efficiency | Admin | 2522.623 | 2511.915 | 2567.411 | 2584.645 | 2632.43 | 2654.779 | 2685.411 | 2671.98 | 2636.781 | 2647.269 | 2643.062
2023 PG Study Reference Scenario | PG&E | Com | BldgEnv | Com - Office (Large) | Energy Efficiency | Incentives | 909.2392 | 946.7455 | 1010.799 | 1061.872 | 1127.522 | 1184.423 | 1246.917 | 1290.237 | 2396.917 | 2429.583 | 2449.278
2023 PG Study Reference Scenario | PG&E | Com | BldgEnv | Com - Office (Large) | Energy Efficiency | Incremental Measure Cost | 1817.648 | 1892.758 | 2020.951 | 2123.195 | 2254.594 | 2368.502 | 2493.598 | 2580.354 | 5094.265 | 5216.823 | 5312.707
2023 PG Study Reference Scenario | PG&E | Com | BldgEnv | Com - Office (Large) | Energy Efficiency | Admin | 310.674 | 294.9255 | 279.9478 | 265.7022 | 252.1678 | 239.7672 | 227.5998 | 216.0633 | 203.2422 | 191.5487 | 181.2328
2023 PG Study Reference Scenario | PG&E | Com | BldgEnv | Com - Office (Large) | Energy Efficiency | Incentives | 277.1553 | 263.7758 | 251.0247 | 238.8753 | 227.3113 | 216.7464 | 206.3072 | 196.3909 | 196.2409 | 185.1745 | 175.4169
2023 PG Study Reference Scenario | PG&E | Com | BldgEnv | Com - Office (Large) | Energy Efficiency | Incremental Measure Cost | 2786.079 | 2706.045 | 2627.55 | 2550.569 | 2475.372 | 2404.425 | 2334.143 | 2266.032 | 2517.064 | 2402.652 | 2304.738
2023 PG Study Reference Scenario | PG&E | Com | BldgEnv | Com - Office (Small) | Energy Efficiency | Admin | 748.8845 | 749.4572 | 755.8866 | 759.0491 | 759.9411 | 764.5697 | 766.6519 | 767.9523 | 767.6657 | 768.7416 | 769.9292
2023 PG Study Reference Scenario | PG&E | Com | BldgEnv | Com - Office (Small) | Energy Efficiency | Incentives | 509.8103 | 522.5571 | 539.752 | 555.0308 | 568.9798 | 586.091 | 601.6444 | 616.925 | 697.7791 | 705.4734 | 713.4245
2023 PG Study Reference Scenario | PG&E | Com | BldgEnv | Com - Office (Small) | Energy Efficiency | Incremental Measure Cost | 1019.621 | 1045.114 | 1079.504 | 1110.062 | 1137.96 | 1172.182 | 1203.289 | 1233.85 | 1483.011 | 1514.79 | 1547.471
2023 PG Study Reference Scenario | PG&E | Com | BldgEnv | Com - Office (Small) | Energy Efficiency | Admin | 108.7705 | 103.2794 | 98.0563 | 93.0887 | 88.3693 | 83.8907 | 79.6531 | 75.6346 | 71.6238 | 67.8311 | 64.4145
2023 PG Study Reference Scenario | PG&E | Com | BldgEnv | Com - Office (Small) | Energy Efficiency | Incentives | 101.6501 | 96.7509 | 92.0829 | 87.6355 | 83.4029 | 79.3795 | 75.5665 | 71.9444 | 69.1435 | 65.5615 | 62.3365
2023 PG Study Reference Scenario | PG&E | Com | BldgEnv | Com - Office (Small) | Energy Efficiency | Incremental Measure Cost | 1121.175 | 1086.38 | 1052.437 | 1019.339 | 987.1836 | 956.0664 | 926.2509 | 897.4768 | 903.8849 | 870.602 | 840.7512
2023 PG Study Reference Scenario | PG&E | Com | BldgEnv | Com - Other | Energy Efficiency | Admin | 761.1503 | 759.9288 | 765.868 | 766.2504 | 760.2267 | 766.8664 | 772.8202 | 772.5649 | 762.825 | 760.6447 | 759.4776
2023 PG Study Reference Scenario | PG&E | Com | BldgEnv | Com - Other | Energy Efficiency | Incentives | 351.3353 | 363.2911 | 379.0009 | 392.3237 | 402.5311 | 419.7228 | 437.0399 | 451.2301 | 693.4345 | 698.0934 | 703.7857
2023 PG Study Reference Scenario | PG&E | Com | BldgEnv | Com - Other | Energy Efficiency | Incremental Measure Cost | 702.6706 | 726.5822 | 758.0018 | 784.6474 | 805.0623 | 839.4456 | 874.0798 | 902.4603 | 1472.511 | 1497.668 | 1525.278
2023 PG Study Reference Scenario | PG&E | Com | BldgEnv | Com - Other | Energy Efficiency | Admin | 161.9157 | 153.7168 | 145.9203 | 138.5063 | 131.463 | 124.7796 | 118.6564 | 112.6504 | 106.1194 | 100.1424 | 94.8239
2023 PG Study Reference Scenario | PG&E | Com | BldgEnv | Com - Other | Energy Efficiency | Incentives | 146.3823 | 139.3233 | 132.5989 | 126.1928 | 120.0959 | 114.2995 | 108.9996 | 103.7698 | 102.4403 | 96.7907 | 91.7656
2023 PG Study Reference Scenario | PG&E | Com | BldgEnv | Com - Other | Energy Efficiency | Incremental Measure Cost | 1548.377 | 1502.6 | 1457.818 | 1414.014 | 1371.319 | 1329.873 | 1291.212 | 1252.671 | 1345.887 | 1287.61 | 1237.085
2023 PG Study Reference Scenario | PG&E | Com | BldgEnv | Com - Refrig. Warehouse | Energy Efficiency | Admin | 264.6615 | 263.1132 | 262.3775 | 260.8019 | 260.1446 | 260.8602 | 260.3424 | 260.0747 | 258.2488 | 256.7878 | 255.0178
2023 PG Study Reference Scenario | PG&E | Com | BldgEnv | Com - Refrig. Warehouse | Energy Efficiency | Incentives | 188.0011 | 191.2069 | 195.0511 | 198.3188 | 202.3372 | 207.5184 | 211.8137 | 216.3916 | 233.1596 | 234.0675 | 234.7094
2023 PG Study Reference Scenario | PG&E | Com | BldgEnv | Com - Refrig. Warehouse | Energy Efficiency | Incremental Measure Cost | 376.0022 | 382.4137 | 390.1023 | 396.6377 | 404.6744 | 415.0367 | 423.6274 | 432.7831 | 495.5418 | 502.5896 | 509.1029
2023 PG Study Reference Scenario | PG&E | Com | BldgEnv | Com - Refrig. Warehouse | Energy Efficiency | Admin | 12.0563 | 11.4481 | 10.8696 | 10.3194 | 9.7967 | 9.3007 | 8.8313 | 8.3861 | 7.9466 | 7.5307 | 7.1408
2023 PG Study Reference Scenario | PG&E | Com | BldgEnv | Com - Refrig. Warehouse | Energy Efficiency | Incentives | 11.2277 | 10.6847 | 10.1675 | 9.6749 | 9.2061 | 8.7605 | 8.3383 | 7.9373 | 7.6027 | 7.2134 | 6.8483
2023 PG Study Reference Scenario | PG&E | Com | BldgEnv | Com - Refrig. Warehouse | Energy Efficiency | Incremental Measure Cost | 108.0008 | 104.6409 | 101.3665 | 98.1769 | 95.0799 | 92.0831 | 89.2082 | 86.433 | 86.283 | 83.2439 | 80.3965
2023 PG Study Reference Scenario | PG&E | Com | BldgEnv | Com - Restaurant | Energy Efficiency | Admin | 0 | 0 | 0 | 0 | 0 | 0 | 0 | 0 | 0 | 0 | 0
2023 PG Study Reference Scenario | PG&E | Com | BldgEnv | Com - Restaurant | Energy Efficiency | Incentives | 0 | 0 | 0 | 0 | 0 | 0 | 0 | 0 | 0 | 0 | 0
2023 PG Study Reference Scenario | PG&E | Com | BldgEnv | Com - Restaurant | Energy Efficiency | Incremental Measure Cost | 0 | 0 | 0 | 0 | 0 | 0 | 0 | 0 | 0 | 0 | 0
2023 PG Study Reference Scenario | PG&E | Com | BldgEnv | Com - Restaurant | Energy Efficiency | Admin | 39.0493 | 37.0838 | 35.2143 | 33.4364 | 31.7473 | 30.1442 | 28.6263 | 27.1866 | 25.7975 | 24.4805 | 23.2814
2023 PG Study Reference Scenario | PG&E | Com | BldgEnv | Com - Restaurant | Energy Efficiency | Incentives | 37.0444 | 35.2603 | 33.5606 | 31.9415 | 30.4008 | 28.9114 | 27.486 | 26.133 | 24.9101 | 23.6661 | 22.534
2023 PG Study Reference Scenario | PG&E | Com | BldgEnv | Com - Restaurant | Energy Efficiency | Incremental Measure Cost | 403.699 | 391.0184 | 378.6698 | 366.6513 | 354.9904 | 343.7134 | 332.8971 | 322.4595 | 316.1436 | 305.6949 | 296.0664
2023 PG Study Reference Scenario | PG&E | Com | BldgEnv | Com - Retail | Energy Efficiency | Admin | 0 | 0 | 0 | 0 | 0 | 0 | 0 | 0 | 0 | 0 | 0
2023 PG Study Reference Scenario | PG&E | Com | BldgEnv | Com - Retail | Energy Efficiency | Incremental Measure Cost | 0 | 0 | 0 | 0 | 0 | 0 | 0 | 0 | 0 | 0 | 0
2023 PG Study Reference Scenario | PG&E | Com | BldgEnv | Com - Retail | Energy Efficiency | Admin | 309.8896 | 294.3962 | 279.6771 | 265.6936 | 252.4091 | 239.7887 | 227.7998 | 216.4105 | 93.4338 | 85.5931 | 79.1324
2023 PG Study Reference Scenario | PG&E | Com | BldgEnv | Com - Retail | Energy Efficiency | Incentives | 0 | 0 | 0 | 0 | 0 | 0 | 0 | 0 | 90.3349 | 82.8494 | 76.6807
2023 PG Study Reference Scenario | PG&E | Com | BldgEnv | Com - Retail | Energy Efficiency | Incremental Measure Cost | -17759.4 | -16815.3 | -15919.9 | -15070.9 | -14265.8 | -13502.6 | -12779.3 | -12093.7 | 967.9516 | 885.3409 | 819.5518
2023 PG Study Reference Scenario | PG&E | Com | BldgEnv | Com - School | Energy Efficiency | Admin | 940.5561 | 945.3521 | 950.3609 | 951.8587 | 942.3589 | 942.5167 | 940.7336 | 943.6971 | 943.5212 | 945.7795 | 948.8075
2023 PG Study Reference Scenario | PG&E | Com | BldgEnv | Com - School | Energy Efficiency | Incentives | 642.2954 | 661.159 | 680.6439 | 698.0445 | 707.5674 | 724.5055 | 740.2592 | 760.1149 | 857.6184 | 867.9355 | 879.1685
2023 PG Study Reference Scenario | PG&E | Com | BldgEnv | Com - School | Energy Efficiency | Incremental Measure Cost | 1284.591 | 1322.318 | 1361.288 | 1396.089 | 1415.135 | 1449.011 | 1480.518 | 1520.23 | 1822.721 | 1863.626 | 1906.98
2023 PG Study Reference Scenario | PG&E | Com | BldgEnv | Com - School | Energy Efficiency | Admin | 96.7538 | 91.8671 | 87.2184 | 82.7967 | 78.5958 | 74.6096 | 70.8389 | 67.2636 | 63.6925 | 60.3161 | 57.2685
2023 PG Study Reference Scenario | PG&E | Com | BldgEnv | Com - School | Energy Efficiency | Incentives | 90.5113 | 86.1432 | 81.981 | 78.0152 | 74.2409 | 70.6535 | 67.2548 | 64.0269 | 61.4962 | 58.3058 | 55.4273
2023 PG Study Reference Scenario | PG&E | Com | BldgEnv | Com - School | Energy Efficiency | Incremental Measure Cost | 982.4558 | 951.911 | 922.1046 | 893.0334 | 864.7889 | 837.4617 | 811.2977 | 786.0559 | 791.0748 | 761.9374 | 735.7501
2023 PG Study Reference Scenario | PG&E | Com | BldgEnv | Com - Warehouse | Energy Efficiency | Admin | 9219.072 | 8357.54 | 773.9737 | 374.3649 | 63.3972 | 0 | 0 | 0 | 0 | 0 | 0
2023 PG Study Reference Scenario | PG&E | Com | BldgEnv | Com - Warehouse | Energy Efficiency | Incremental Measure Cost | -16845.5 | -15207.5 | -1419.55 | -683.318 | -115.146 | 0 | 0 | 0 | 0 | 0 | 0
2023 PG Study Reference Scenario | PG&E | Com | BldgEnv | Com - Warehouse | Energy Efficiency | Admin | 1486.561 | 1411.543 | 1340.401 | 1273.015 | 1209.158 | 1148.604 | 1091.153 | 1036.619 | 981.2563 | 928.6414 | 879.5479
2023 PG Study Reference Scenario | PG&E | Com | BldgEnv | Com - Warehouse | Energy Efficiency | Incentives | 0 | 0 | 0 | 0 | 0 | 0 | 0 | 0 | 743.9218 | 720.0166 | 697.0515
2023 PG Study Reference Scenario | PG&E | Com | BldgEnv | Com - Warehouse | Energy Efficiency | Incremental Measure Cost | -2629.42 | -2409.75 | -2205.54 | -2016.49 | -1841.13 | -1678.01 | -1525.99 | -1384.08 | 3174.253 | 2994.236 | 2839.052
2023 PG Study Reference Scenario | PG&E | Com | ComRefrig | Com - College | Energy Efficiency | Admin | 0 | 0 | 0 | 0 | 0 | 0 | 0 | 0 | 0 | 0 | 0
2023 PG Study Reference Scenario | PG&E | Com | ComRefrig | Com - College | Energy Efficiency | Incentives | 0 | 0 | 0 | 0 | 0 | 0 | 0 | 0 | 0 | 0 | 0
2023 PG Study Reference Scenario | PG&E | Com | ComRefrig | Com - College | Energy Efficiency | Incremental Measure Cost | 0 | 0 | 0 | 0 | 0 | 0 | 0 | 0 | 0 | 0 | 0
2023 PG Study Reference Scenario | PG&E | Com | ComRefrig | Com - College | Energy Efficiency | Admin | 2029.624 | 913.6137 | 223.2438 | 15.5499 | 13.6276 | 12.535 | 11.7435 | 11.002 | 10.3073 | 9.6565 | 9.0469
2023 PG Study Reference Scenario | PG&E | Com | ComRefrig | Com - College | Energy Efficiency | Incentives | 1129.045 | 508.2277 | 124.1867 | 8.6501 | 7.5808 | 6.973 | 6.5327 | 6.1202 | 5.7338 | 5.3718 | 5.0326
2023 PG Study Reference Scenario | PG&E | Com | ComRefrig | Com - College | Energy Efficiency | Incremental Measure Cost | 13541.62 | 6344.786 | 1546.011 | 48.2671 | 38.7528 | 35.1708 | 33.6024 | 32.1041 | 30.6726 | 29.3051 | 27.9987
2023 PG Study Reference Scenario | PG&E | Com | ComRefrig | Com - College | Energy Efficiency | Admin | 0 | 0 | 0 | 0 | 0 | 0 | 0 | 0 | 0 | 0 | 0
2023 PG Study Reference Scenario | PG&E | Com | ComRefrig | Com - College | Energy Efficiency | Incentives | 0 | 0 | 0 | 0 | 0 | 0 | 0 | 0 | 0 | 0 | 0
2023 PG Study Reference Scenario | PG&E | Com | ComRefrig | Com - College | Energy Efficiency | Incremental Measure Cost | 0 | 0 | 0 | 0 | 0 | 0 | 0 | 0 | 0 | 0 | 0
2023 PG Study Reference Scenario | PG&E | Com | ComRefrig | Com - Grocery | Energy Efficiency | Admin | 0 | 0 | 0 | 0 | 0 | 0 | 0 | 0 | 0 | 0 | 0
2023 PG Study Reference Scenario | PG&E | Com | ComRefrig | Com - Grocery | Energy Efficiency | Incentives | 0 | 0 | 0 | 0 | 0 | 0 | 0 | 0 | 0 | 0 | 0
2023 PG Study Reference Scenario | PG&E | Com | ComRefrig | Com - Grocery | Energy Efficiency | Incremental Measure Cost | 0 | 0 | 0 | 0 | 0 | 0 | 0 | 0 | 0 | 0 | 0
2023 PG Study Reference Scenario | PG&E | Com | ComRefrig | Com - Grocery | Energy Efficiency | Admin | 681577.3 | 425086.8 | 232121.1 | 108245.4 | 58558.99 | 37473.12 | 24038.59 | 17628.56 | 16493.03 | 15436.56 | 14459.53
2023 PG Study Reference Scenario | PG&E | Com | ComRefrig | Com - Grocery | Energy Efficiency | Incentives | 379149.8 | 236468.5 | 129125 | 60215.06 | 32575.37 | 20845.66 | 13372.25 | 9806.467 | 9174.79 | 8587.095 | 8043.591
2023 PG Study Reference Scenario | PG&E | Com | ComRefrig | Com - Grocery | Energy Efficiency | Incremental Measure Cost | 2503786 | 1758477 | 1103438 | 610512.2 | 338765.3 | 190193.8 | 95045.16 | 51726.71 | 49230.88 | 46905.93 | 44794.09
2023 PG Study Reference Scenario | PG&E | Com | ComRefrig | Com - Grocery | Energy Efficiency | Admin | 0 | 0 | 0 | 0 | 0 | 0 | 0 | 0 | 0 | 0 | 0
2023 PG Study Reference Scenario | PG&E | Com | ComRefrig | Com - Grocery | Energy Efficiency | Incentives | 0 | 0 | 0 | 0 | 0 | 0 | 0 | 0 | 0 | 0 | 0
2023 PG Study Reference Scenario | PG&E | Com | ComRefrig | Com - Grocery | Energy Efficiency | Incremental Measure Cost | 0 | 0 | 0 | 0 | 0 | 0 | 0 | 0 | 0 | 0 | 0
2023 PG Study Reference Scenario | PG&E | Com | ComRefrig | Com - Lodging | Energy Efficiency | Admin | 2983.795 | 1578.327 | 541.5277 | 2.037 | 0.53013 | 0 | 0 | 0 | 0 | 0 | 0
2023 PG Study Reference Scenario | PG&E | Com | ComRefrig | Com - Lodging | Energy Efficiency | Incentives | 1659.834 | 877.9965 | 301.2426 | 1.1331 | 0.2949 | 0 | 0 | 0 | 0 | 0 | 0
2023 PG Study Reference Scenario | PG&E | Com | ComRefrig | Com - Lodging | Energy Efficiency | Incremental Measure Cost | 20751.99 | 11197.19 | 3919.159 | 15.6388 | 4.1515 | 0 | 0 | 0 | 0 | 0 | 0
2023 PG Study Reference Scenario | PG&E | Com | ComRefrig | Com - Other | Energy Efficiency | Admin | 4546.078 | 3213.909 | 1900.219 | 903.3974 | 273.3826 | 1.8474 | 0.71147 | 0 | 0 | 0 | 0
2023 PG Study Reference Scenario | PG&E | Com | ComRefrig | Com - Other | Energy Efficiency | Incentives | 2528.905 | 1787.843 | 1057.059 | 502.5445 | 152.0781 | 1.0277 | 0.39578 | 0 | 0 | 0 | 0
2023 PG Study Reference Scenario | PG&E | Com | ComRefrig | Com - Other | Energy Efficiency | Incremental Measure Cost | 31616.7 | 22799.48 | 13750.37 | 6668.461 | 2058.89 | 14.7565 | 5.7966 | 0 | 0 | 0 | 0
2023 PG Study Reference Scenario | PG&E | Com | ComRefrig | Com - Refrig. Warehouse | Energy Efficiency | Admin | 0 | 0 | 0 | 0 | 0 | 0 | 0 | 0 | 0 | 0 | 0
2023 PG Study Reference Scenario | PG&E | Com | ComRefrig | Com - Refrig. Warehouse | Energy Efficiency | Incentives | 0 | 0 | 0 | 0 | 0 | 0 | 0 | 0 | 0 | 0 | 0
2023 PG Study Reference Scenario | PG&E | Com | ComRefrig | Com - Refrig. Warehouse | Energy Efficiency | Incremental Measure Cost | 0 | 0 | 0 | 0 | 0 | 0 | 0 | 0 | 0 | 0 | 0
2023 PG Study Reference Scenario | PG&E | Com | ComRefrig | Com - Refrig. Warehouse | Energy Efficiency | Admin | 28793.17 | 18446.77 | 9517.317 | 3417.455 | 48.108 | 36.621 | 30.1368 | 28.234 | 26.4513 | 24.7813 | 23.2168
2023 PG Study Reference Scenario | PG&E | Com | ComRefrig | Com - Refrig. Warehouse | Energy Efficiency | Incentives | 16017.15 | 10261.62 | 5294.321 | 1901.072 | 26.7616 | 20.3717 | 16.7646 | 15.7061 | 14.7144 | 13.7854 | 12.9151
2023 PG Study Reference Scenario | PG&E | Com | ComRefrig | Com - Refrig. Warehouse | Energy Efficiency | Incremental Measure Cost | 198180.9 | 130069.2 | 68690.96 | 25056.25 | 202.3134 | 125.8227 | 86.2288 | 82.3839 | 78.7107 | 75.2015 | 71.849
2023 PG Study Reference Scenario | PG&E | Com | ComRefrig | Com - Refrig. Warehouse | Energy Efficiency | Admin | 0 | 0 | 0 | 0 | 0 | 0 | 0 | 0 | 0 | 0 | 0
2023 PG Study Reference Scenario | PG&E | Com | ComRefrig | Com - Refrig. Warehouse | Energy Efficiency | Incentives | 0 | 0 | 0 | 0 | 0 | 0 | 0 | 0 | 0 | 0 | 0
2023 PG Study Reference Scenario | PG&E | Com | ComRefrig | Com - Refrig. Warehouse | Energy Efficiency | Incremental Measure Cost | 0 | 0 | 0 | 0 | 0 | 0 | 0 | 0 | 0 | 0 | 0
2023 PG Study Reference Scenario | PG&E | Com | ComRefrig | Com - Restaurant | Energy Efficiency | Admin | 0 | 0 | 0 | 0 | 0 | 0 | 0 | 0 | 0 | 0 | 0
2023 PG Study Reference Scenario | PG&E | Com | ComRefrig | Com - Restaurant | Energy Efficiency | Incentives | 0 | 0 | 0 | 0 | 0 | 0 | 0 | 0 | 0 | 0 | 0
2023 PG Study Reference Scenario | PG&E | Com | ComRefrig | Com - Restaurant | Energy Efficiency | Incremental Measure Cost | 0 | 0 | 0 | 0 | 0 | 0 | 0 | 0 | 0 | 0 | 0
2023 PG Study Reference Scenario | PG&E | Com | ComRefrig | Com - Restaurant | Energy Efficiency | Admin | 32833.04 | 15191.19 | 5495.151 | 664.3788 | 609.1224 | 563.1258 | 527.5674 | 494.2555 | 463.0482 | 433.8125 | 406.4237
2023 PG Study Reference Scenario | PG&E | Com | ComRefrig | Com - Restaurant | Energy Efficiency | Incentives | 18264.46 | 8450.6 | 3056.858 | 369.5826 | 338.8444 | 313.2573 | 293.4767 | 274.9459 | 257.5858 | 241.3225 | 226.0865
2023 PG Study Reference Scenario | PG&E | Com | ComRefrig | Com - Restaurant | Energy Efficiency | Incremental Measure Cost | 206094.6 | 104012.9 | 36627 | 1906.042 | 1716.902 | 1580.18 | 1509.712 | 1442.392 | 1378.077 | 1316.635 | 1257.936
2023 PG Study Reference Scenario | PG&E | Com | ComRefrig | Com - Restaurant | Energy Efficiency | Admin | 0 | 0 | 0 | 0 | 0 | 0 | 0 | 0 | 0 | 0 | 0
2023 PG Study Reference Scenario | PG&E | Com | ComRefrig | Com - Restaurant | Energy Efficiency | Incentives | 0 | 0 | 0 | 0 | 0 | 0 | 0 | 0 | 0 | 0 | 0
2023 PG Study Reference Scenario | PG&E | Com | ComRefrig | Com - Restaurant | Energy Efficiency | Incremental Measure Cost | 0 | 0 | 0 | 0 | 0 | 0 | 0 | 0 | 0 | 0 | 0
2023 PG Study Reference Scenario | PG&E | Com | ComRefrig | Com - Retail | Energy Efficiency | Admin | 0 | 0 | 0 | 0 | 0 | 0 | 0 | 0 | 0 | 0 | 0
2023 PG Study Reference Scenario | PG&E | Com | ComRefrig | Com - Retail | Energy Efficiency | Incentives | 0 | 0 | 0 | 0 | 0 | 0 | 0 | 0 | 0 | 0 | 0
2023 PG Study Reference Scenario | PG&E | Com | ComRefrig | Com - Retail | Energy Efficiency | Incremental Measure Cost | 0 | 0 | 0 | 0 | 0 | 0 | 0 | 0 | 0 | 0 | 0
2023 PG Study Reference Scenario | PG&E | Com | ComRefrig | Com - Retail | Energy Efficiency | Admin | 302663 | 179843.5 | 89720.06 | 34359.4 | 18091.05 | 9850.672 | 8045.244 | 7521.475 | 7036.288 | 6591.889 | 6175.641
2023 PG Study Reference Scenario | PG&E | Com | ComRefrig | Com - Retail | Energy Efficiency | Incentives | 168366.3 | 100043.8 | 49909.73 | 19113.55 | 10063.74 | 5479.76 | 4475.431 | 4184.067 | 3914.167 | 3666.955 | 3435.403
2023 PG Study Reference Scenario | PG&E | Com | ComRefrig | Com - Retail | Energy Efficiency | Incremental Measure Cost | 1215152 | 797486.7 | 445054.9 | 200950.4 | 92603.38 | 33980.25 | 23192.23 | 22027.41 | 20958.48 | 20023.13 | 19130.19
2023 PG Study Reference Scenario | PG&E | Com | ComRefrig | Com - Retail | Energy Efficiency | Admin | 0 | 0 | 0 | 0 | 0 | 0 | 0 | 0 | 0 | 0 | 0
2023 PG Study Reference Scenario | PG&E | Com | ComRefrig | Com - Retail | Energy Efficiency | Incentives | 0 | 0 | 0 | 0 | 0 | 0 | 0 | 0 | 0 | 0 | 0
2023 PG Study Reference Scenario | PG&E | Com | ComRefrig | Com - Retail | Energy Efficiency | Incremental Measure Cost | 0 | 0 | 0 | 0 | 0 | 0 | 0 | 0 | 0 | 0 | 0
2023 PG Study Reference Scenario | PG&E | Com | ComRefrig | Com - School | Energy Efficiency | Admin | 0 | 0 | 0 | 0 | 0 | 0 | 0 | 0 | 0 | 0 | 0
2023 PG Study Reference Scenario | PG&E | Com | ComRefrig | Com - School | Energy Efficiency | Incentives | 0 | 0 | 0 | 0 | 0 | 0 | 0 | 0 | 0 | 0 | 0
2023 PG Study Reference Scenario | PG&E | Com | ComRefrig | Com - School | Energy Efficiency | Incremental Measure Cost | 0 | 0 | 0 | 0 | 0 | 0 | 0 | 0 | 0 | 0 | 0
2023 PG Study Reference Scenario | PG&E | Com | ComRefrig | Com - School | Energy Efficiency | Admin | 4610.254 | 2361.611 | 869.8546 | 31.3621 | 27.404 | 24.6758 | 23.1174 | 21.6575 | 20.2899 | 19.0087 | 17.8084
2023 PG Study Reference Scenario | PG&E | Com | ComRefrig | Com - School | Energy Efficiency | Incentives | 2564.605 | 1313.724 | 483.8852 | 17.4462 | 15.2444 | 13.7267 | 12.8598 | 12.0477 | 11.2869 | 10.5742 | 9.9065
2023 PG Study Reference Scenario | PG&E | Com | ComRefrig | Com - School | Energy Efficiency | Incremental Measure Cost | 31160.5 | 16591.48 | 6157.577 | 100.839 | 80.861 | 69.2875 | 66.1969 | 63.2444 | 60.4238 | 57.7292 | 55.1549
2023 PG Study Reference Scenario | PG&E | Com | ComRefrig | Com - School | Energy Efficiency | Admin | 0 | 0 | 0 | 0 | 0 | 0 | 0 | 0 | 0 | 0 | 0
2023 PG Study Reference Scenario | PG&E | Com | ComRefrig | Com - School | Energy Efficiency | Incentives | 0 | 0 | 0 | 0 | 0 | 0 | 0 | 0 | 0 | 0 | 0
2023 PG Study Reference Scenario | PG&E | Com | ComRefrig | Com - School | Energy Efficiency | Incremental Measure Cost | 0 | 0 | 0 | 0 | 0 | 0 | 0 | 0 | 0 | 0 | 0
2023 PG Study Reference Scenario | PG&E | Com | Data Center | Com - Office (Large) | Energy Efficiency | Admin | 5402.979 | 5381.771 | 5501.789 | 5539.253 | 5641.939 | 5689.793 | 5755.091 | 5725.672 | 5649.513 | 5671.543 | 5662.047
2023 PG Study Reference Scenario | PG&E | Com | Data Center | Com - Office (Large) | Energy Efficiency | Incentives | 4546.665 | 4528.818 | 4629.814 | 4661.341 | 4747.752 | 4788.022 | 4842.971 | 4818.214 | 4754.125 | 4772.664 | 4764.673
2023 PG Study Reference Scenario | PG&E | Com | Data Center | Com - Office (Large) | Energy Efficiency | Incremental Measure Cost | 18397.08 | 18692.62 | 19493 | 20019.61 | 20799.95 | 21397.34 | 22077.23 | 22405.13 | 22622.45 | 23164.92 | 23588.69
2023 PG Study Reference Scenario | PG&E | Com | Data Center | Com - Office (Large) | Energy Efficiency | Admin | 6048.139 | 5977.002 | 5501.442 | 5387.942 | 5226.752 | 5021.102 | 4775.729 | 4496.69 | 4190.833 | 3865.439 | 3527.872
2023 PG Study Reference Scenario | PG&E | Com | Data Center | Com - Office (Large) | Energy Efficiency | Incentives | 5089.574 | 5029.711 | 4629.522 | 4534.011 | 4398.368 | 4225.311 | 4018.827 | 3784.013 | 3526.631 | 3252.808 | 2968.742
2023 PG Study Reference Scenario | PG&E | Com | Data Center | Com - Office (Large) | Energy Efficiency | Incremental Measure Cost | 20163.28 | 20339.75 | 19201.26 | 19181.22 | 18979.53 | 18597.42 | 18042.37 | 17327.94 | 16472.31 | 15497.2 | 14426.71
2023 PG Study Reference Scenario | PG&E | Com | Data Center | Com - Office (Large) | Energy Efficiency | Admin | 1063.548 | 1072.555 | 1081.925 | 1091.437 | 1101.269 | 1111.266 | 1121.474 | 1131.64 | 1141.619 | 1151.697 | 1161.795
2023 PG Study Reference Scenario | PG&E | Com | Data Center | Com - Office (Large) | Energy Efficiency | Incentives | 894.9866 | 902.5663 | 910.4511 | 918.4562 | 926.7296 | 935.1423 | 943.7322 | 952.2868 | 960.6843 | 969.1654 | 977.6627
2023 PG Study Reference Scenario | PG&E | Com | Data Center | Com - Office (Large) | Energy Efficiency | Incremental Measure Cost | 5270.586 | 5424.503 | 5584.331 | 5749.127 | 5919.988 | 6096.286 | 6278.442 | 6465.2 | 6814.176 | 7011.82 | 7214.763
2023 PG Study Reference Scenario | PG&E | Com | Data Center | Com - Other | Energy Efficiency | Admin | 2503.348 | 2500.238 | 2520.361 | 2521.932 | 2502.269 | 2524.156 | 2543.655 | 2542.577 | 2510.207 | 2502.858 | 2498.824
2023 PG Study Reference Scenario | PG&E | Com | Data Center | Com - Other | Energy Efficiency | Incentives | 2106.594 | 2103.977 | 2120.911 | 2122.232 | 2105.686 | 2124.104 | 2140.513 | 2139.606 | 2112.366 | 2106.182 | 2102.787
2023 PG Study Reference Scenario | PG&E | Com | Data Center | Com - Other | Energy Efficiency | Incremental Measure Cost | 8436.654 | 8597.062 | 8841.965 | 9026.818 | 9137.946 | 9404.631 | 9669.247 | 9860.878 | 10051.96 | 10222.99 | 10410.65
2023 PG Study Reference Scenario | PG&E | Com | Data Center | Com - Other | Energy Efficiency | Admin | 4111.966 | 4046.319 | 3946.546 | 3814.198 | 3651.625 | 3415.089 | 3245.35 | 3052.947 | 2842.261 | 2617.999 | 2384.977
2023 PG Study Reference Scenario | PG&E | Com | Data Center | Com - Other | Energy Efficiency | Incentives | 3460.263 | 3405.02 | 3321.061 | 3209.688 | 3072.882 | 2873.834 | 2730.996 | 2569.088 | 2391.793 | 2203.074 | 2006.984
2023 PG Study Reference Scenario | PG&E | Com | Data Center | Com - Other | Energy Efficiency | Incremental Measure Cost | 13605.47 | 13687.44 | 13648.22 | 13485 | 13198.14 | 12648.99 | 12260.7 | 11764.5 | 11171.67 | 10496 | 9753.014
2023 PG Study Reference Scenario | PG&E | Com | Data Center | Com - Other | Energy Efficiency | Admin | 658.2109 | 660.2485 | 662.3779 | 664.5518 | 666.7115 | 668.9669 | 671.3101 | 673.6885 | 675.9768 | 678.2836 | 680.629
2023 PG Study Reference Scenario | PG&E | Com | Data Center | Com - Other | Energy Efficiency | Incentives | 553.8915 | 555.6062 | 557.3981 | 559.2275 | 561.0448 | 562.9428 | 564.9146 | 566.9161 | 568.8417 | 570.7829 | 572.7566
2023 PG Study Reference Scenario | PG&E | Com | Data Center | Com - Other | Energy Efficiency | Incremental Measure Cost | 3011.318 | 3087.912 | 3166.708 | 3247.546 | 3330.188 | 3415.232 | 3502.711 | 3592.421 | 4034.82 | 4129.56 | 4226.717
2023 PG Study Reference Scenario | PG&E | Com | FoodServ | Com - College | Energy Efficiency | Admin | 5286.003 | 5397.048 | 5384.448 | 5505.072 | 3430.968 | 3357.467 | 3494.096 | 3503.768 | 3723.988 | 3824.008 | 3919.569
2023 PG Study Reference Scenario | PG&E | Com | FoodServ | Com - College | Energy Efficiency | Incentives | 3113.475 | 3188.988 | 3191.496 | 3272.974 | 2050.219 | 2011.967 | 2099.782 | 2111.244 | 2249.226 | 2315.54 | 2379.584
2023 PG Study Reference Scenario | PG&E | Com | FoodServ | Com - College | Energy Efficiency | Incremental Measure Cost | 11342.19 | 11853.65 | 12105.77 | 12670.41 | 8082.696 | 8096.705 | 8686.526 | 8917.895 | 9703.72 | 10199.71 | 10700.45
2023 PG Study Reference Scenario | PG&E | Com | FoodServ | Com - College | Energy Efficiency | Admin | 24803.56 | 26028.46 | 27370.89 | 28768.01 | 29914.17 | 30895.11 | 32182.45 | 33233.6 | 34218.67 | 35200.48 | 36180.3
2023 PG Study Reference Scenario | PG&E | Com | FoodServ | Com - College | Energy Efficiency | Incentives | 14241.47 | 14997.82 | 15838.16 | 16689.21 | 17373.28 | 17992.34 | 18821.37 | 19497.68 | 20133.87 | 20772.6 | 21414.77
2023 PG Study Reference Scenario | PG&E | Com | FoodServ | Com - College | Energy Efficiency | Incremental Measure Cost | 42629.55 | 45600.06 | 48858.47 | 52220.61 | 55246.76 | 58019.82 | 61891.76 | 65278.4 | 68596.03 | 72014.5 | 75539.48
2023 PG Study Reference Scenario | PG&E | Com | FoodServ | Com - College | Fuel Substitution | Admin | 26.836 | 29.6473 | 41.1393 | 55.1865 | 70.6151 | 86.5428 | 109.0849 | 135.1386 | 162.6207 | 191.2958 | 221.1196
2023 PG Study Reference Scenario | PG&E | Com | FoodServ | Com - College | Fuel Substitution | Incentives | 37.4569 | 40.1986 | 51.923 | 66.757 | 82.4396 | 98.5401 | 125.1495 | 156.7968 | 190.3868 | 225.5612 | 262.2719
2023 PG Study Reference Scenario | PG&E | Com | FoodServ | Com - College | Fuel Substitution | Incremental Measure Cost | 47.3383 | 53.3802 | 76.9436 | 104.2547 | 131.0267 | 159.1946 | 202.502 | 253.7184 | 308.7557 | 367.2174 | 429.0857
2023 PG Study Reference Scenario | PG&E | Com | FoodServ | Com - Grocery | Energy Efficiency | Admin | 9070.367 | 7963.881 | 7319.344 | 6457.513 | 5361.158 | 5262.641 | 4780.915 | 4614.746 | 4216.834 | 4296.575 | 4450.988
2023 PG Study Reference Scenario | PG&E | Com | FoodServ | Com - Grocery | Energy Efficiency | Incentives | 5590.465 | 4923.894 | 4538.439 | 4016.772 | 3345.801 | 3291.466 | 2999.119 | 2901.573 | 2658.934 | 2713.71 | 2815.387
2023 PG Study Reference Scenario | PG&E | Com | FoodServ | Com - Grocery | Energy Efficiency | Incremental Measure Cost | 16907.37 | 15201.38 | 14304.26 | 12929.23 | 11007.87 | 11060.14 | 10369.37 | 10248.29 | 9596.734 | 9997.973 | 10585.31
2023 PG Study Reference Scenario | PG&E | Com | FoodServ | Com - Grocery | Energy Efficiency | Admin | 162906.9 | 170051.2 | 180346 | 190989.3 | 199645.6 | 206986 | 214280.6 | 221819.4 | 229721.7 | 236629.1 | 243510.7
2023 PG Study Reference Scenario | PG&E | Com | FoodServ | Com - Grocery | Energy Efficiency | Incentives | 99000.61 | 103575.3 | 110281.3 | 117254.9 | 122824.1 | 127372.7 | 132126.5 | 137066.5 | 142273.1 | 146835.1 | 151400.4
2023 PG Study Reference Scenario | PG&E | Com | FoodServ | Com - Grocery | Energy Efficiency | Incremental Measure Cost | 267306.8 | 284450.5 | 307255.9 | 331488.7 | 353311.6 | 371568.7 | 392980.5 | 415878.7 | 440708.7 | 463660.1 | 487318.3
2023 PG Study Reference Scenario | PG&E | Com | FoodServ | Com - Grocery | Fuel Substitution | Admin | 238.8198 | 228.466 | 392.846 | 617.8002 | 870.6106 | 1136.246 | 1401.96 | 1682.408 | 1992.216 | 2315.342 | 2647.367
2023 PG Study Reference Scenario | PG&E | Com | FoodServ | Com - Grocery | Fuel Substitution | Incentives | 297.0241 | 282.7096 | 453.009 | 679.1085 | 930.4275 | 1193.641 | 1465.891 | 1756.287 | 2087.022 | 2434.315 | 2791.949
2023 PG Study Reference Scenario | PG&E | Com | FoodServ | Com - Grocery | Fuel Substitution | Incremental Measure Cost | 448.3733 | 428.5632 | 758.7905 | 1210.759 | 1716.221 | 2250.22 | 2820.283 | 3440.818 | 4142.589 | 4894.979 | 5690.501
2023 PG Study Reference Scenario | PG&E | Com | FoodServ | Com - Health | Energy Efficiency | Admin | 10462.59 | 10769.31 | 11731.48 | 12405.89 | 13358.29 | 14088.43 | 14856.12 | 15385.78 | 15792.37 | 15999.2 | 15815.04
2023 PG Study Reference Scenario | PG&E | Com | FoodServ | Com - Health | Energy Efficiency | Incentives | 5967.357 | 6167.514 | 6744.871 | 7160.29 | 7736.987 | 8188.221 | 8668.746 | 9009.378 | 9279.993 | 9434.884 | 9359.628
2023 PG Study Reference Scenario | PG&E | Com | FoodServ | Com - Health | Energy Efficiency | Incremental Measure Cost | 20333.64 | 21433.47 | 23911.26 | 25896.71 | 28560.03 | 30852.71 | 33598.73 | 35649.96 | 37486.16 | 38902.15 | 39388.1
2023 PG Study Reference Scenario | PG&E | Com | FoodServ | Com - Health | Energy Efficiency | Admin | 72210.14 | 76078.89 | 81119.1 | 86171.81 | 91221.82 | 95764.12 | 100286.8 | 105267.8 | 109984.5 | 114543.3 | 119121.3
2023 PG Study Reference Scenario | PG&E | Com | FoodServ | Com - Health | Energy Efficiency | Incentives | 39832.81 | 42136.39 | 45235.9 | 48362.21 | 51280.73 | 53967.16 | 56753.49 | 59863.78 | 62815.49 | 65681.69 | 68583.85
2023 PG Study Reference Scenario | PG&E | Com | FoodServ | Com - Health | Energy Efficiency | Incremental Measure Cost | 108494.4 | 116533.1 | 126748.1 | 137355.8 | 147828.1 | 157934.6 | 169001.9 | 181685.7 | 194060.8 | 206390.8 | 219181.2
2023 PG Study Reference Scenario | PG&E | Com | FoodServ | Com - Health | Fuel Substitution | Admin | 82.2718 | 79.5498 | 137.7308 | 205.5398 | 283.1708 | 365.6135 | 449.2514 | 548.7865 | 658.4154 | 774.6446 | 896.6372
2023 PG Study Reference Scenario | PG&E | Com | FoodServ | Com - Health | Fuel Substitution | Incentives | 106.8345 | 103.1074 | 163.6129 | 232.5464 | 310.3897 | 392.8078 | 479.1279 | 587.3847 | 708.9013 | 838.4153 | 974.7153
2023 PG Study Reference Scenario | PG&E | Com | FoodServ | Com - Health | Fuel Substitution | Incremental Measure Cost | 136.326 | 131.84 | 249.7782 | 387.6307 | 535.8861 | 688.8436 | 853.5708 | 1055.314 | 1283.069 | 1530.471 | 1796.472
2023 PG Study Reference Scenario | PG&E | Com | FoodServ | Com - Lodging | Energy Efficiency | Admin | 16088.38 | 16885.67 | 17729.07 | 18451.6 | 19439.8 | 20191.64 | 21112.51 | 21854.39 | 22540.61 | 23333.03 | 24082.87
2023 PG Study Reference Scenario | PG&E | Com | FoodServ | Com - Lodging | Energy Efficiency | Incentives | 9476.056 | 9980.116 | 10514.06 | 10979.07 | 11599.23 | 12079.73 | 12675.71 | 13156.19 | 13605.72 | 14121.95 | 14615.23
2023 PG Study Reference Scenario | PG&E | Com | FoodServ | Com - Lodging | Energy Efficiency | Incremental Measure Cost | 30456.24 | 32732.82 | 35193.36 | 37507.91 | 40467.91 | 43045.39 | 46990.34 | 49834.46 | 52652.56 | 55825.13 | 59009.21
2023 PG Study Reference Scenario | PG&E | Com | FoodServ | Com - Lodging | Energy Efficiency | Admin | 51793.17 | 55098.59 | 59136.9 | 63116.48 | 66621.42 | 70234.88 | 73935.34 | 77408.91 | 80951 | 84573.54 | 88277.62
2023 PG Study Reference Scenario | PG&E | Com | FoodServ | Com - Lodging | Energy Efficiency | Incentives | 29678.66 | 31725.64 | 34272.17 | 36712.29 | 38834.32 | 41092.02 | 43415.69 | 45595.44 | 47829.5 | 50125.6 | 52485.18
2023 PG Study Reference Scenario | PG&E | Com | FoodServ | Com - Lodging | Energy Efficiency | Incremental Measure Cost | 78497.42 | 85186.07 | 93306.86 | 101437.4 | 109281.8 | 118500.9 | 127855.3 | 136892.3 | 146382 | 156364.2 | 166861.9
2023 PG Study Reference Scenario | PG&E | Com | FoodServ | Com - Lodging | Fuel Substitution | Admin | 55.1292 | 75.5524 | 140.3674 | 211.8049 | 289.71 | 373.5548 | 465.483 | 562.8265 | 664.6953 | 771.093 | 881.9253
2023 PG Study Reference Scenario | PG&E | Com | FoodServ | Com - Lodging | Fuel Substitution | Incentives | 68.9156 | 89.9334 | 157.7661 | 231.8885 | 310.1158 | 395.405 | 495.6778 | 602.5565 | 714.7319 | 832.2264 | 954.9628
2023 PG Study Reference Scenario | PG&E | Com | FoodServ | Com - Lodging | Fuel Substitution | Incremental Measure Cost | 99.3241 | 140.9331 | 271.6132 | 412.1064 | 560.0692 | 724.2644 | 915.9869 | 1124.498 | 1348.56 | 1588.736 | 1845.381
2023 PG Study Reference Scenario | PG&E | Com | FoodServ | Com - Other | Energy Efficiency | Admin | 28168.07 | 29471.1 | 31027.97 | 32353.34 | 33378.86 | 34946.73 | 37117.14 | 38418.97 | 39245.07 | 40419.39 | 41639.03
2023 PG Study Reference Scenario | PG&E | Com | FoodServ | Com - Other | Energy Efficiency | Incentives | 16846.66 | 17685.14 | 18678.05 | 19538.94 | 20198.41 | 21183.75 | 22577.7 | 23412.14 | 23960.69 | 24723.5 | 25517.33
2023 PG Study Reference Scenario | PG&E | Com | FoodServ | Com - Other | Energy Efficiency | Incremental Measure Cost | 53015.13 | 56650.1 | 60916.42 | 64879.98 | 68374.27 | 73126.64 | 82740.97 | 87616.68 | 91556.02 | 96445.94 | 101612
2023 PG Study Reference Scenario | PG&E | Com | FoodServ | Com - Other | Energy Efficiency | Admin | 205214.2 | 214671.2 | 225122.1 | 235975.9 | 247159.9 | 257419.4 | 268792.1 | 280169.3 | 290439.8 | 300401.4 | 310430.9
2023 PG Study Reference Scenario | PG&E | Com | FoodServ | Com - Other | Energy Efficiency | Incentives | 121278.4 | 127309.9 | 134029.1 | 141072.4 | 148044 | 154376.7 | 161619.6 | 168891.4 | 175450.7 | 181829.6 | 188280.6
2023 PG Study Reference Scenario | PG&E | Com | FoodServ | Com - Other | Energy Efficiency | Incremental Measure Cost | 356969.2 | 380743.9 | 406915.8 | 434532.7 | 463127.8 | 493216.5 | 526560.3 | 561537 | 594928.9 | 628582.7 | 663532.3
2023 PG Study Reference Scenario | PG&E | Com | FoodServ | Com - Other | Fuel Substitution | Admin | 167.0568 | 161.9198 | 217.7706 | 310.4159 | 449.6255 | 598.3473 | 752.346 | 940.3223 | 1147.406 | 1367.669 | 1599.666
2023 PG Study Reference Scenario | PG&E | Com | FoodServ | Com - Other | Fuel Substitution | Incentives | 230.8178 | 223.4418 | 279.8453 | 383.2202 | 549.0814 | 726.2507 | 913.4948 | 1149.581 | 1412.201 | 1692.47 | 1988.287
2023 PG Study Reference Scenario | PG&E | Com | FoodServ | Com - Other | Fuel Substitution | Incremental Measure Cost | 306.1934 | 296.9259 | 410.2013 | 597.6584 | 871.4618 | 1158.847 | 1466.761 | 1848.332 | 2274.35 | 2733.491 | 3223.369
2023 PG Study Reference Scenario | PG&E | Com | FoodServ | Com - Restaurant | Energy Efficiency | Admin | 33391.93 | 29003.42 | 26359.93 | 24267.61 | 22488.15 | 21105.42 | 21565.63 | 21291.22 | 21337.31 | 22070.77 | 22510.49
2023 PG Study Reference Scenario | PG&E | Com | FoodServ | Com - Restaurant | Energy Efficiency | Incentives | 20172.09 | 17595.35 | 16054.47 | 14837.85 | 13791.2 | 12977.76 | 13296.26 | 13155.75 | 13210.69 | 13687.43 | 13985.08
2023 PG Study Reference Scenario | PG&E | Com | FoodServ | Com - Restaurant | Energy Efficiency | Incremental Measure Cost | 63726.29 | 56644.44 | 52680.68 | 49633.82 | 47070.7 | 45204.26 | 48201.9 | 48687.74 | 49904.74 | 52771.18 | 55023.81
2023 PG Study Reference Scenario | PG&E | Com | FoodServ | Com - Restaurant | Energy Efficiency | Admin | 399831.1 | 415184.6 | 439138.8 | 461581.5 | 479039 | 494207.4 | 510211.3 | 526164.1 | 540079.9 | 553693.4 | 567138.6
2023 PG Study Reference Scenario | PG&E | Com | FoodServ | Com - Restaurant | Energy Efficiency | Incentives | 234768.1 | 244626.9 | 260339.4 | 275160.2 | 286000.6 | 295697.1 | 306116.1 | 316567.4 | 325717.8 | 334723.3 | 343673.2
2023 PG Study Reference Scenario | PG&E | Com | FoodServ | Com - Restaurant | Energy Efficiency | Incremental Measure Cost | 618418.5 | 654690.1 | 706154.1 | 756895.8 | 800538.1 | 844533.8 | 892101.3 | 942089.2 | 988536.1 | 1035828 | 1084345
2023 PG Study Reference Scenario | PG&E | Com | FoodServ | Com - Restaurant | Fuel Substitution | Admin | 486.7895 | 465.7913 | 974.0539 | 1520.33 | 2151.59 | 2807.618 | 3460.133 | 4170.114 | 4905.372 | 5658.647 | 6427.647
2023 PG Study Reference Scenario | PG&E | Com | FoodServ | Com - Restaurant | Fuel Substitution | Incentives | 600.7866 | 569.6454 | 1097.301 | 1663.207 | 2314.703 | 2992.049 | 3689.594 | 4467.205 | 5277.389 | 6109.799 | 6961.83
2023 PG Study Reference Scenario | PG&E | Com | FoodServ | Com - Restaurant | Fuel Substitution | Incremental Measure Cost | 916.4603 | 877.2149 | 1897.682 | 2995.396 | 4240.75 | 5559.845 | 6958.538 | 8518.838 | 10179 | 11927.01 | 13760.57
2023 PG Study Reference Scenario | PG&E | Com | FoodServ | Com - School | Energy Efficiency | Admin | 15437.42 | 16270.54 | 17107.77 | 17876.76 | 18424.95 | 19155.64 | 20141.6 | 20948.89 | 21689.89 | 22487.5 | 23315.73
2023 PG Study Reference Scenario | PG&E | Com | FoodServ | Com - School | Energy Efficiency | Incentives | 9408.157 | 9935.493 | 10466.19 | 10957.24 | 11312.69 | 11781.7 | 12425.78 | 12946.91 | 13429.16 | 13948.37 | 14489.07
2023 PG Study Reference Scenario | PG&E | Com | FoodServ | Com - School | Energy Efficiency | Incremental Measure Cost | 33032.96 | 35605.43 | 38289.85 | 40924.53 | 43145.05 | 45884.67 | 50858.92 | 54161.87 | 57412.28 | 60934.69 | 64670.53
2023 PG Study Reference Scenario | PG&E | Com | FoodServ | Com - School | Energy Efficiency | Admin | 68074.7 | 71512.36 | 75292.88 | 79072.54 | 82983.56 | 87208.03 | 91318.38 | 95315.01 | 99060.88 | 102858.8 | 106718.8
2023 PG Study Reference Scenario | PG&E | Com | FoodServ | Com - School | Energy Efficiency | Incentives | 40957.52 | 43116.11 | 45505.87 | 47903.7 | 50250.9 | 52949 | 55578.91 | 58140.43 | 60542.24 | 62986.96 | 65481.54
2023 PG Study Reference Scenario | PG&E | Com | FoodServ | Com - School | Energy Efficiency | Incremental Measure Cost | 126094.5 | 135060 | 144891.7 | 155057.5 | 165432.4 | 178613.1 | 191290.5 | 204125.7 | 216710.6 | 229847.9 | 243583.6
2023 PG Study Reference Scenario | PG&E | Com | FoodServ | Com - School | Fuel Substitution | Admin | 49.3888 | 51.1966 | 71.4795 | 95.149 | 121.8358 | 149.6461 | 186.225 | 232.6073 | 282.7059 | 335.5712 | 391.165
2023 PG Study Reference Scenario | PG&E | Com | FoodServ | Com - School | Fuel Substitution | Incentives | 68.8284 | 70.3179 | 91.0004 | 115.5089 | 142.3602 | 170.1114 | 211.7645 | 267.4941 | 328.1718 | 392.3673 | 460.0438
2023 PG Study Reference Scenario | PG&E | Com | FoodServ | Com - School | Fuel Substitution | Incremental Measure Cost | 86.7868 | 91.0486 | 132.5431 | 181.0729 | 227.5214 | 276.4312 | 346.0508 | 436.741 | 536.49 | 643.5626 | 758.0402
2023 PG Study Reference Scenario | PG&E | Com | HVAC | Com - College | Energy Efficiency | Admin | 73028.2 | 70318.27 | 65033.06 | 62663.7 | 5924.497 | 0 | 0 | 0 | 0 | 0 | 0
2023 PG Study Reference Scenario | PG&E | Com | HVAC | Com - College | Energy Efficiency | Incentives | 44569.45 | 43567.1 | 41025.93 | 39761.32 | 6928.166 | 0 | 0 | 0 | 0 | 0 | 0
2023 PG Study Reference Scenario | PG&E | Com | HVAC | Com - College | Energy Efficiency | Incremental Measure Cost | 197954.5 | 198150 | 190735.5 | 188259.3 | 27392.93 | 0 | 0 | 0 | 0 | 0 | 0
2023 PG Study Reference Scenario | PG&E | Com | HVAC | Com - College | Energy Efficiency | Admin | 13952.23 | 8771.559 | 4440.436 | 2104.227 | 484.1308 | 440.4464 | 400.7034 | 364.5504 | 331.3433 | 301.1731 | 273.8283
2023 PG Study Reference Scenario | PG&E | Com | HVAC | Com - College | Energy Efficiency | Incentives | 12425.78 | 7902.263 | 3982.219 | 1815.287 | 261.1362 | 240.5409 | 221.5912 | 204.1589 | 214.9392 | 197.4414 | 181.4862
2023 PG Study Reference Scenario | PG&E | Com | HVAC | Com - College | Energy Efficiency | Incremental Measure Cost | 25205.23 | 16145.62 | 8292.478 | 3945.313 | 823.6392 | 769.1372 | 718.0838 | 670.296 | 812.5372 | 751.6306 | 695.8258
2023 PG Study Reference Scenario | PG&E | Com | HVAC | Com - College | Energy Efficiency | Admin | 104472.6 | 110109.1 | 111929.8 | 116034.9 | 118680.5 | 52240.91 | 53426.46 | 54360.13 | 55082.49 | 55609.17 | 56243.01
2023 PG Study Reference Scenario | PG&E | Com | HVAC | Com - College | Energy Efficiency | Incentives | 122203.5 | 128797.1 | 130926 | 135728.3 | 138823.4 | 61129.33 | 62516.58 | 63609.11 | 64454.38 | 65070.66 | 65812.35
2023 PG Study Reference Scenario | PG&E | Com | HVAC | Com - College | Energy Efficiency | Incremental Measure Cost | 589622.6 | 639726.5 | 664699.6 | 708223.5 | 743640.5 | 447345 | 468848.9 | 488587.4 | 528021.5 | 544895.5 | 563476.5
2023 PG Study Reference Scenario | PG&E | Com | HVAC | Com - College | Fuel Substitution | Admin | 4118.939 | 4644.77 | 5180.776 | 5517.359 | 6043.133 | 0 | 0 | 0 | 0 | 0 | 0
2023 PG Study Reference Scenario | PG&E | Com | HVAC | Com - College | Fuel Substitution | Incentives | 6765.932 | 7643.581 | 8540.203 | 9088.622 | 9971.039 | 0 | 0 | 0 | 0 | 0 | 0
2023 PG Study Reference Scenario | PG&E | Com | HVAC | Com - College | Fuel Substitution | Incremental Measure Cost | 11024.73 | 13133.01 | 15472.63 | 16681.49 | 19339.99 | 0 | 0 | 0 | 0 | 0 | 0
2023 PG Study Reference Scenario | PG&E | Com | HVAC | Com - Grocery | Energy Efficiency | Admin | 542.8764 | 0 | 0 | 0 | 0 | 0 | 0 | 0 | 0 | 0 | 0
2023 PG Study Reference Scenario | PG&E | Com | HVAC | Com - Grocery | Energy Efficiency | Incentives | 601.1833 | 0 | 0 | 0 | 0 | 0 | 0 | 0 | 0 | 0 | 0
2023 PG Study Reference Scenario | PG&E | Com | HVAC | Com - Grocery | Energy Efficiency | Incremental Measure Cost | 2101.511 | 0 | 0 | 0 | 0 | 0 | 0 | 0 | 0 | 0 | 0
2023 PG Study Reference Scenario | PG&E | Com | HVAC | Com - Grocery | Energy Efficiency | Admin | 1817.025 | 1053.374 | 460.171 | 35.94 | 0.066896 | 0.060824 | 166.993 | 162.7666 | 0 | 0 | 140.0227
2023 PG Study Reference Scenario | PG&E | Com | HVAC | Com - Grocery | Energy Efficiency | Incentives | 815.2878 | 489.3344 | 224.3561 | 13.8053 | 0.036716 | 0.034319 | 190.8754 | 190.3305 | 0 | 0 | 163.7597
2023 PG Study Reference Scenario | PG&E | Com | HVAC | Com - Grocery | Energy Efficiency | Incremental Measure Cost | 1982.829 | 1286.732 | 693.7837 | 85.2378 | 0.20983 | 0.19611 | 381.8698 | 381.4934 | 0 | 0 | 432.5474
2023 PG Study Reference Scenario | PG&E | Com | HVAC | Com - Grocery | Energy Efficiency | Admin | 45282.7 | 48682.7 | 51812.5 | 54652.63 | 57187.71 | 59411.08 | 61325.04 | 62947.06 | 64286.68 | 65376.56 | 66328.21
2023 PG Study Reference Scenario | PG&E | Com | HVAC | Com - Grocery | Energy Efficiency | Incentives | 52987.23 | 56965.71 | 60628.02 | 63951.39 | 66917.78 | 69519.45 | 71759.05 | 73657.04 | 75224.59 | 76499.91 | 77613.48
2023 PG Study Reference Scenario | PG&E | Com | HVAC | Com - Grocery | Energy Efficiency | Incremental Measure Cost | 381918.3 | 420418.3 | 457993.3 | 494335.5 | 529154.5 | 562226.1 | 593402.5 | 622684.9 | 686351.3 | 712504.6 | 737815.9
2023 PG Study Reference Scenario | PG&E | Com | HVAC | Com - Grocery | Fuel Substitution | Admin | 5661.211 | 6361.025 | 7073.244 | 7790.157 | 8509.326 | 0.6468 | 0.68122 | 0.70876 | 0.72921 | 0.7438 | 0.75389
2023 PG Study Reference Scenario | PG&E | Com | HVAC | Com - Grocery | Fuel Substitution | Incentives | 8491.817 | 9541.537 | 10609.87 | 11685.24 | 12763.99 | 1.1353 | 1.1957 | 1.244 | 1.2799 | 1.3055 | 1.3232
2023 PG Study Reference Scenario | PG&E | Com | HVAC | Com - Grocery | Fuel Substitution | Incremental Measure Cost | 8191.517 | 9473.079 | 10819.91 | 12218.7 | 13656.18 | 2.9923 | 3.2173 | 3.4171 | 3.7334 | 3.8843 | 4.0157
2023 PG Study Reference Scenario | PG&E | Com | HVAC | Com - Health | Energy Efficiency | Admin | 86507.61 | 86840.4 | 91047.94 | 93707.84 | 98142.43 | 85039.37 | 86797.24 | 87284.04 | 86997.38 | 85547.23 | 82074.24
2023 PG Study Reference Scenario | PG&E | Com | HVAC | Com - Health | Energy Efficiency | Incentives | 62906.15 | 64866.58 | 69249.95 | 72941.76 | 78063.04 | 63478.3 | 66425.25 | 68420.58 | 91293.61 | 91223.58 | 88920.16
2023 PG Study Reference Scenario | PG&E | Com | HVAC | Com - Health | Energy Efficiency | Incremental Measure Cost | 215048.7 | 227370.2 | 244811.7 | 263555.2 | 287885.8 | 232297.5 | 247433.6 | 259021 | 319973 | 324217.9 | 320069.2
2023 PG Study Reference Scenario | PG&E | Com | HVAC | Com - Health | Energy Efficiency | Admin | 361200.6 | 362685.9 | 361839.4 | 359148.1 | 355004 | 349547.8 | 342733.5 | 334430.1 | 318910.1 | 308656.7 | 296529.3
2023 PG Study Reference Scenario | PG&E | Com | HVAC | Com - Health | Energy Efficiency | Incentives | 203979.9 | 210978.2 | 216721 | 221356.4 | 225063.7 | 227888.5 | 229750.9 | 230492.6 | 323820.4 | 320069.4 | 313861.3
2023 PG Study Reference Scenario | PG&E | Com | HVAC | Com - Health | Energy Efficiency | Incremental Measure Cost | 408417.8 | 422403.9 | 433873.8 | 443123.8 | 450512.8 | 456131.8 | 459820.4 | 461260.4 | 648129.6 | 640539.8 | 628093.7
2023 PG Study Reference Scenario | PG&E | Com | HVAC | Com - Health | Energy Efficiency | Admin | 152812.3 | 157401.2 | 166445.1 | 174817.7 | 182553.5 | 108524.1 | 113250.9 | 117585.9 | 121518.8 | 125072.6 | 128861
2023 PG Study Reference Scenario | PG&E | Com | HVAC | Com - Health | Energy Efficiency | Incentives | 173339.6 | 178857.3 | 189617.7 | 199618.7 | 208896.2 | 122576.1 | 128372 | 133726 | 139721.9 | 144202.7 | 148972.5
2023 PG Study Reference Scenario | PG&E | Com | HVAC | Com - Health | Energy Efficiency | Incremental Measure Cost | 902915.3 | 952774.6 | 1038648 | 1123451 | 1207021 | 899301.1 | 962955.7 | 1025099 | 1143896 | 1204265 | 1269395
2023 PG Study Reference Scenario | PG&E | Com | HVAC | Com - Health | Fuel Substitution | Admin | 11276.3 | 12558.7 | 13844.72 | 15120.25 | 16372.79 | 0.64086 | 0.68255 | 0.71698 | 0.74334 | 0.76279 | 0.77691
2023 PG Study Reference Scenario | PG&E | Com | HVAC | Com - Health | Fuel Substitution | Incentives | 17537.74 | 19515.2 | 21495.59 | 23457.26 | 25381.07 | 1.1248 | 1.198 | 1.2585 | 1.3047 | 1.3389 | 1.3636
2023 PG Study Reference Scenario | PG&E | Com | HVAC | Com - Health | Fuel Substitution | Incremental Measure Cost | 25938.32 | 29009.35 | 32111.02 | 35210.79 | 38278.93 | 3.9134 | 4.2531 | 4.5589 | 4.9206 | 5.1503 | 5.3506
2023 PG Study Reference Scenario | PG&E | Com | HVAC | Com - Lodging | Energy Efficiency | Admin | 82549 | 78925.66 | 81977.94 | 83471.52 | 85835.7 | 76944.72 | 78168.13 | 79088.11 | 79617.51 | 80267.02 | 80616.11
2023 PG Study Reference Scenario | PG&E | Com | HVAC | Com - Lodging | Energy Efficiency | Incentives | 51416.3 | 47257.26 | 51053.16 | 53557.14 | 56663.17 | 47342 | 49995.45 | 52469.32 | 93103.37 | 93881.01 | 94301.19
2023 PG Study Reference Scenario | PG&E | Com | HVAC | Com - Lodging | Energy Efficiency | Incremental Measure Cost | 231982.4 | 188006.4 | 206388 | 218273.6 | 232835.2 | 197999.4 | 211485.4 | 224289.4 | 371587.6 | 384743.4 | 396503.3
2023 PG Study Reference Scenario | PG&E | Com | HVAC | Com - Lodging | Energy Efficiency | Admin | 160877.2 | 156433.5 | 149130.8 | 141424.2 | 132409.4 | 121664.5 | 109571.8 | 96565.21 | 108.5879 | 35875.42 | 56237.22
2023 PG Study Reference Scenario | PG&E | Com | HVAC | Com - Lodging | Energy Efficiency | Incentives | 48323.6 | 49774.18 | 49839.24 | 50550.41 | 50821.63 | 49978.05 | 48031.01 | 45052.55 | 105.9005 | 41940.45 | 65757.61
2023 PG Study Reference Scenario | PG&E | Com | HVAC | Com - Lodging | Energy Efficiency | Incremental Measure Cost | 96424.18 | 99349.94 | 99502.1 | 100944.2 | 101504.3 | 99832.98 | 95953.05 | 90008.77 | 277.2208 | 100528.1 | 166917.1
2023 PG Study Reference Scenario | PG&E | Com | HVAC | Com - Lodging | Energy Efficiency | Admin | 62475.64 | 66984.98 | 69728.52 | 71957.6 | 75411.93 | 50834.71 | 53157.01 | 55301.6 | 57232.82 | 59045.53 | 61054.32
2023 PG Study Reference Scenario | PG&E | Com | HVAC | Com - Lodging | Energy Efficiency | Incentives | 70640.06 | 75985.26 | 79276.53 | 81978.2 | 86123.8 | 57498.38 | 60337.95 | 62977.43 | 66851.09 | 69043.45 | 71442.27
2023 PG Study Reference Scenario | PG&E | Com | HVAC | Com - Lodging | Energy Efficiency | Incremental Measure Cost | 348124.8 | 385705.1 | 412575.7 | 437298.8 | 472284.1 | 373506.8 | 401898.8 | 429905.3 | 551039.6 | 581328.3 | 614899.3
2023 PG Study Reference Scenario | PG&E | Com | HVAC | Com - Lodging | Fuel Substitution | Admin | 1404.648 | 1579.885 | 1756.925 | 1933.555 | 2107.841 | 0.244 | 0.25126 | 0.2564 | 0 | 0.26069 | 0.26086
2023 PG Study Reference Scenario | PG&E | Com | HVAC | Com - Lodging | Fuel Substitution | Incentives | 2106.972 | 2369.827 | 2635.388 | 2900.333 | 3161.761 | 0.42827 | 0.44102 | 0.45003 | 0 | 0.45756 | 0.45787
2023 PG Study Reference Scenario | PG&E | Com | HVAC | Com - Lodging | Fuel Substitution | Incremental Measure Cost | -8520.92 | -8861.39 | -9102.36 | -9240.03 | -9275.49 | 1.4103 | 1.4838 | 1.5468 | 0 | 1.7683 | 1.8049
2023 PG Study Reference Scenario | PG&E | Com | HVAC | Com - Office (Large) | Energy Efficiency | Admin | 150197.2 | 157399.9 | 164062.4 | 171125.2 | 179203.6 | 82671.06 | 85884.46 | 115526.5 | 115821.5 | 89895.42 | 91040.82
2023 PG Study Reference Scenario | PG&E | Com | HVAC | Com - Office (Large) | Energy Efficiency | Incentives | 175677.8 | 184103.1 | 191894.9 | 200156.5 | 209606.2 | 96722.15 | 100482.1 | 135156.7 | 135502.1 | 105175.6 | 106515.9
2023 PG Study Reference Scenario | PG&E | Com | HVAC | Com - Office (Large) | Energy Efficiency | Incremental Measure Cost | 866900.1 | 929470.9 | 987210.7 | 1054221 | 1130993 | 704644.1 | 749539 | 1031759 | 1134779 | 901746.3 | 932758.6
2023 PG Study Reference Scenario | PG&E | Com | HVAC | Com - Office (Large) | Energy Efficiency | Admin | 149222 | 1906.487 | 834.5229 | 261.665 | 237.7702 | 216.0619 | 196.3392 | 178.42 | 161.6819 | 146.5222 | 132.888
2023 PG Study Reference Scenario | PG&E | Com | HVAC | Com - Office (Large) | Energy Efficiency | Incentives | 171324 | 375.7275 | 202.852 | 105.0961 | 97.1537 | 89.8221 | 83.0535 | 76.804 | 110.3201 | 100.9404 | 92.4992
2023 PG Study Reference Scenario | PG&E | Com | HVAC | Com - Office (Large) | Energy Efficiency | Incremental Measure Cost | 382073.6 | 784.6501 | 420.2071 | 174.4261 | 168.0443 | 161.5447 | 154.9898 | 148.4326 | 360.1254 | 331.1233 | 305.0894
2023 PG Study Reference Scenario | PG&E | Com | HVAC | Com - Office (Large) | Energy Efficiency | Admin | 482244.9 | 500074.3 | 526481.2 | 550537.3 | 572411.3 | 200127.1 | 209978.6 | 219026.4 | 227232.5 | 234734 | 242969.1
2023 PG Study Reference Scenario | PG&E | Com | HVAC | Com - Office (Large) | Energy Efficiency | Incentives | 564053 | 584904.4 | 615794.2 | 643934.4 | 669522.4 | 234177.2 | 245705 | 256292.2 | 265894.4 | 274672.3 | 284308.5
2023 PG Study Reference Scenario | PG&E | Com | HVAC | Com - Office (Large) | Energy Efficiency | Incremental Measure Cost | 2665545 | 2822455 | 3053813 | 3280298 | 3501840 | 1834990 | 1968697 | 2099450 | 2391446 | 2521094 | 2663395
2023 PG Study Reference Scenario | PG&E | Com | HVAC | Com - Office (Large) | Fuel Substitution | Admin | 2.5651 | 2.8169 | 9.5037 | 10.168 | 10.7827 | 0 | 0 | 0 | 0 | 0 | 0
2023 PG Study Reference Scenario | PG&E | Com | HVAC | Com - Office (Large) | Fuel Substitution | Incentives | 4.1556 | 4.5587 | 16.2454 | 17.3719 | 18.412 | 0 | 0 | 0 | 0 | 0 | 0
2023 PG Study Reference Scenario | PG&E | Com | HVAC | Com - Office (Large) | Fuel Substitution | Incremental Measure Cost | 7.2945 | 8.1023 | 27.2984 | 29.7044 | 32.0338 | 0 | 0 | 0 | 0 | 0 | 0
2023 PG Study Reference Scenario | PG&E | Com | HVAC | Com - Office (Small) | Energy Efficiency | Admin | 86864.57 | 90804.96 | 94356.23 | 97036.75 | 99563.54 | 45168.44 | 46069.69 | 46828.48 | 47400.4 | 47943.34 | 48421.74
2023 PG Study Reference Scenario | PG&E | Com | HVAC | Com - Office (Small) | Energy Efficiency | Incentives | 69491.88 | 73531.55 | 77004.99 | 79713.33 | 82424.98 | 18464.43 | 19326.67 | 20092.15 | 20733.27 | 21329.55 | 21855.24
2023 PG Study Reference Scenario | PG&E | Com | HVAC | Com - Office (Small) | Energy Efficiency | Incremental Measure Cost | 296435.9 | 322338.6 | 345422.5 | 365933 | 388415.5 | 137908.4 | 148242.7 | 158138.2 | 182416.2 | 191718.8 | 200651.7
2023 PG Study Reference Scenario | PG&E | Com | HVAC | Com - Office (Small) | Energy Efficiency | Admin | 7188.471 | 2734.854 | 238.1962 | 187.3351 | 170.2914 | 154.8215 | 140.7687 | 127.997 | 116.6907 | 106.3797 | 96.912
2023 PG Study Reference Scenario | PG&E | Com | HVAC | Com - Office (Small) | Energy Efficiency | Incentives | 2520.774 | 1022.393 | 112.2976 | 90.4323 | 84.2935 | 78.5733 | 73.2382 | 68.2599 | 79.222 | 73.6619 | 68.4445
2023 PG Study Reference Scenario | PG&E | Com | HVAC | Com - Office (Small) | Energy Efficiency | Incremental Measure Cost | 6624.214 | 3258.207 | 669.123 | 553.867 | 516.355 | 481.319 | 448.602 | 418.0563 | 484.0936 | 448.8815 | 416.2319
2023 PG Study Reference Scenario | PG&E | Com | HVAC | Com - Office (Small) | Energy Efficiency | Admin | 234905.5 | 246109.3 | 255759.4 | 266142.4 | 275397.7 | 67508.85 | 70646.1 | 73524.02 | 76143.58 | 78529.38 | 81137.64
2023 PG Study Reference Scenario | PG&E | Com | HVAC | Com - Office (Small) | Energy Efficiency | Incentives | 274738.7 | 287842.6 | 299129.1 | 311273.9 | 322099.9 | 78994.99 | 82666.02 | 86033.6 | 89098.86 | 91890.58 | 94942.62
2023 PG Study Reference Scenario | PG&E | Com | HVAC | Com - Office (Small) | Energy Efficiency | Incremental Measure Cost | 1219010 | 1307655 | 1390877 | 1484927 | 1575854 | 625903.7 | 669764.5 | 712581.2 | 783923.1 | 825485.4 | 870959.2
2023 PG Study Reference Scenario | PG&E | Com | HVAC | Com - Office (Small) | Fuel Substitution | Admin | 371.0108 | 401.0659 | 1381.969 | 1620.666 | 1707.479 | 0 | 0 | 0 | 0 | 0 | 0
2023 PG Study Reference Scenario | PG&E | Com | HVAC | Com - Office (Small) | Fuel Substitution | Incentives | 618.5661 | 673.9816 | 2397.845 | 2821.237 | 2979.101 | 0 | 0 | 0 | 0 | 0 | 0
2023 PG Study Reference Scenario | PG&E | Com | HVAC | Com - Office (Small) | Fuel Substitution | Incremental Measure Cost | 1043.773 | 1152.103 | 4103.431 | 5345.327 | 5746.542 | 0 | 0 | 0 | 0 | 0 | 0
2023 PG Study Reference Scenario | PG&E | Com | HVAC | Com - Other | Energy Efficiency | Admin | 632853.7 | 642498.7 | 655581.6 | 661906.8 | 659480.9 | 668417.1 | 675920.8 | 677335.5 | 669928 | 663741.3 | 658049.4
2023 PG Study Reference Scenario | PG&E | Com | HVAC | Com - Other | Energy Efficiency | Incentives | 48846.97 | 51148.04 | 53752.64 | 55786.11 | 55242.77 | 57243.01 | 59039.09 | 60201.13 | 60478.55 | 61136.75 | 61754.53
2023 PG Study Reference Scenario | PG&E | Com | HVAC | Com - Other | Energy Efficiency | Incremental Measure Cost | -233140 | -222071 | -211308 | -197774 | -194029 | -181981 | -169462 | -155592 | 332574 | 345152.5 | 357621.5
2023 PG Study Reference Scenario | PG&E | Com | HVAC | Com - Other | Energy Efficiency | Admin | 1025492 | 519567.8 | 183103.6 | 107823.2 | 100610.3 | 93876.48 | 87589.56 | 81719.69 | 76235.49 | 71115.95 | 66338.02
2023 PG Study Reference Scenario | PG&E | Com | HVAC | Com - Other | Energy Efficiency | Incentives | 356757.8 | 189367.5 | 70446.55 | 42077.41 | 40745.51 | 39429.48 | 38131.32 | 36852.89 | 62137.43 | 59121.89 | 56250.59
2023 PG Study Reference Scenario | PG&E | Com | HVAC | Com - Other | Energy Efficiency | Incremental Measure Cost | 713076.9 | 378413.2 | 140410.7 | 83761.77 | 81175.68 | 78611.08 | 76073.16 | 73566.75 | 125212.3 | 119103 | 113292.4
2023 PG Study Reference Scenario | PG&E | Com | HVAC | Com - Other | Energy Efficiency | Admin | 83863.86 | 91274.82 | 98509.29 | 97256.68 | 102905.2 | 108092.5 | 112806.5 | 117053 | 120771.6 | 124106.9 | 127609.9
2023 PG Study Reference Scenario | PG&E | Com | HVAC | Com - Other | Energy Efficiency | Incentives | 98132.69 | 106804.6 | 115269.9 | 113804.2 | 120413.8 | 126483.7 | 131999.7 | 136968.8 | 141320 | 145222.8 | 149321.8
2023 PG Study Reference Scenario | PG&E | Com | HVAC | Com - Other | Energy Efficiency | Incremental Measure Cost | 661025.7 | 736854.3 | 813928.7 | 832019.7 | 900956.4 | 968323.6 | 1033796 | 1097198 | 1271930 | 1333821 | 1399631
2023 PG Study Reference Scenario | PG&E | Com | HVAC | Com - Other | Fuel Substitution | Admin | 38025.43 | 42114.47 | 46168.6 | 50140.6 | 53990.36 | 0 | 0 | 0 | 0 | 0 | 0
2023 PG Study Reference Scenario | PG&E | Com | HVAC | Com - Other | Fuel Substitution | Incentives | 59347.11 | 65663.98 | 71916.74 | 78033.04 | 83951.49 | 0 | 0 | 0 | 0 | 0 | 0
2023 PG Study Reference Scenario | PG&E | Com | HVAC | Com - Other | Fuel Substitution | Incremental Measure Cost | 85721.41 | 95418.2 | 105115.5 | 114703.6 | 124086.5 | 0 | 0 | 0 | 0 | 0 | 0
2023 PG Study Reference Scenario | PG&E | Com | HVAC | Com - Refrig. Warehouse | Energy Efficiency | Admin | 35.3314 | 38.2922 | 41.1568 | 43.6446 | 46.0239 | 48.3954 | 50.2853 | 51.9685 | 53.094 | 54.0412 | 54.7149
2023 PG Study Reference Scenario | PG&E | Com | HVAC | Com - Refrig. Warehouse | Energy Efficiency | Incentives | 41.3427 | 44.8073 | 48.1594 | 51.0704 | 53.8546 | 56.6296 | 58.8409 | 60.8106 | 62.1276 | 63.2359 | 64.0242
2023 PG Study Reference Scenario | PG&E | Com | HVAC | Com - Refrig. Warehouse | Energy Efficiency | Incremental Measure Cost | 92.072 | 101.9291 | 111.902 | 121.2052 | 130.5441 | 140.2001 | 148.7794 | 157.0325 | 173.9349 | 180.5787 | 186.4864
2023 PG Study Reference Scenario | PG&E | Com | HVAC | Com - Refrig. Warehouse | Energy Efficiency | Admin | 209.749 | 0 | 0 | 0 | 0 | 0 | 0 | 0 | 0 | 0 | 0
2023 PG Study Reference Scenario | PG&E | Com | HVAC | Com - Refrig. Warehouse | Energy Efficiency | Incentives | 241.9235 | 0 | 0 | 0 | 0 | 0 | 0 | 0 | 0 | 0 | 0
2023 PG Study Reference Scenario | PG&E | Com | HVAC | Com - Refrig. Warehouse | Energy Efficiency | Incremental Measure Cost | 541.4978 | 0 | 0 | 0 | 0 | 0 | 0 | 0 | 0 | 0 | 0
2023 PG Study Reference Scenario | PG&E | Com | HVAC | Com - Restaurant | Energy Efficiency | Admin | 14829.25 | 9634.381 | 7605.366 | 6325.585 | 5053.472 | 3956.284 | 3835.477 | 3353.022 | 3163.046 | 3310.209 | 3265.594
2023 PG Study Reference Scenario | PG&E | Com | HVAC | Com - Restaurant | Energy Efficiency | Incentives | 17341.48 | 11266.54 | 8893.791 | 7397.203 | 5909.582 | 4626.518 | 4485.245 | 3921.057 | 3698.897 | 3870.991 | 3818.819
2023 PG Study Reference Scenario | PG&E | Com | HVAC | Com - Restaurant | Energy Efficiency | Incremental Measure Cost | 53998.18 | 36710.09 | 29808.58 | 25298.23 | 20622.64 | 16474.16 | 16296.47 | 14536.7 | 14236.98 | 15197.36 | 15292.38
2023 PG Study Reference Scenario | PG&E | Com | HVAC | Com - Restaurant | Energy Efficiency | Admin | 123.8392 | 187.7601 | 175.5194 | 175.9927 | 174.9403 | 172.2486 | 167.8677 | 161.8198 | 154.1922 | 145.1551 | 134.9332
2023 PG Study Reference Scenario | PG&E | Com | HVAC | Com - Restaurant | Energy Efficiency | Incentives | 51.4422 | 140.1493 | 139.1464 | 143.0627 | 145.7031 | 146.8843 | 146.4692 | 144.3803 | 147.8357 | 142.0048 | 134.6226
2023 PG Study Reference Scenario | PG&E | Com | HVAC | Com - Restaurant | Energy Efficiency | Incremental Measure Cost | 103.9792 | 280.2986 | 278.2928 | 286.1254 | 291.4063 | 293.7686 | 292.9383 | 288.7605 | 295.6715 | 284.0096 | 269.2451
2023 PG Study Reference Scenario | PG&E | Com | HVAC | Com - Restaurant | Energy Efficiency | Admin | 396896.1 | 428870.5 | 459615.3 | 486986.7 | 510680.6 | 530551.2 | 546617.8 | 559064.5 | 568038.3 | 574093.6 | 577783.1
2023 PG Study Reference Scenario | PG&E | Com | HVAC | Com - Restaurant | Energy Efficiency | Incentives | 464152.7 | 501543.9 | 537498.1 | 569507.5 | 597216.1 | 620453.8 | 639242.8 | 653798.5 | 664293 | 671374.3 | 675689.2
2023 PG Study Reference Scenario | PG&E | Com | HVAC | Com - Restaurant | Energy Efficiency | Incremental Measure Cost | 1527046 | 1676318 | 1832158 | 1980041 | 2118087 | 2244924 | 2359861 | 2462816 | 2602184 | 2682940 | 2755554
2023 PG Study Reference Scenario | PG&E | Com | HVAC | Com - Restaurant | Fuel Substitution | Admin | 2091.595 | 2429.056 | 3213.829 | 3402.528 | 4297.113 | 0 | 0 | 0 | 0 | 0 | 0
2023 PG Study Reference Scenario | PG&E | Com | HVAC | Com - Restaurant | Fuel Substitution | Incentives | 3454.007 | 4063.975 | 5465.29 | 5805.706 | 7385.388 | 0 | 0 | 0 | 0 | 0 | 0
2023 PG Study Reference Scenario | PG&E | Com | HVAC | Com - Restaurant | Fuel Substitution | Incremental Measure Cost | 6024.059 | 7645.274 | 11061.98 | 11926.26 | 16556.72 | 0 | 0 | 0 | 0 | 0 | 0
2023 PG Study Reference Scenario | PG&E | Com | HVAC | Com - Retail | Energy Efficiency | Admin | 2767.271 | 1500.557 | 1159.168 | 780.655 | 377.9659 | 0 | 0 | 0 | 0 | 0 | 0
2023 PG Study Reference Scenario | PG&E | Com | HVAC | Com - Retail | Energy Efficiency | Incentives | 3192.998 | 1754.767 | 1355.543 | 912.9058 | 441.9971 | 0 | 0 | 0 | 0 | 0 | 0
2023 PG Study Reference Scenario | PG&E | Com | HVAC | Com - Retail | Energy Efficiency | Incremental Measure Cost | 12049.6 | 6382.853 | 5029.317 | 3454.791 | 1706.143 | 0 | 0 | 0 | 0 | 0 | 0
2023 PG Study Reference Scenario | PG&E | Com | HVAC | Com - Retail | Energy Efficiency | Admin | 361901.3 | 301895.8 | 246623.3 | 202368.2 | 164410.5 | 129254 | 98280.85 | 72036.37 | 0 | 0 | 0
2023 PG Study Reference Scenario | PG&E | Com | HVAC | Com - Retail | Energy Efficiency | Incentives | 396.5838 | 172.4059 | 24.6359 | 0.055127 | 0.05009 | 0.045514 | 0.04136 | 0.037583 | 0 | 0 | 0
2023 PG Study Reference Scenario | PG&E | Com | HVAC | Com - Retail | Energy Efficiency | Incremental Measure Cost | -7163265 | -5837076 | -4666481 | -3779167 | -3049704 | -2382533 | -1801559 | -1314799 | 0 | 0 | 0
2023 PG Study Reference Scenario | PG&E | Com | HVAC | Com - Retail | Energy Efficiency | Admin | 176053.7 | 186138 | 195329 | 203442.7 | 202490.4 | 126670.6 | 130627.3 | 133960.8 | 116303.8 | 117298.7 | 118115.5
2023 PG Study Reference Scenario | PG&E | Com | HVAC | Com - Retail | Energy Efficiency | Incentives | 99479.74 | 104454.5 | 109125.7 | 112261.6 | 105374.7 | 11708.28 | 12008.61 | 12239.65 | 136092 | 137256.2 | 138212
2023 PG Study Reference Scenario | PG&E | Com | HVAC | Com - Retail | Energy Efficiency | Incremental Measure Cost | -1245745 | -1321357 | -1383990 | -1434469 | -1529064 | -1950857 | -1983063 | -2003381 | 1192212 | 1227240 | 1261180
2023 PG Study Reference Scenario | PG&E | Com | HVAC | Com - Retail | Fuel Substitution | Admin | 2471.589 | 2714.777 | 2951.412 | 3178.584 | 3394.046 | 0 | 0 | 0 | 0 | 0 | 0
2023 PG Study Reference Scenario | PG&E | Com | HVAC | Com - Retail | Fuel Substitution | Incentives | 3940.082 | 4324.809 | 4698.523 | 5056.597 | 5395.499 | 0 | 0 | 0 | 0 | 0 | 0
2023 PG Study Reference Scenario | PG&E | Com | HVAC | Com - Retail | Fuel Substitution | Incremental Measure Cost | -513366 | -556836 | -597377 | -634389 | -667429 | 0 | 0 | 0 | 0 | 0 | 0
2023 PG Study Reference Scenario | PG&E | Com | HVAC | Com - School | Energy Efficiency | Admin | 200146.5 | 206883.4 | 213011.3 | 216408.9 | 216571.6 | 166233.7 | 167476.9 | 169327.9 | 170419.2 | 171648.2 | 172882.3
2023 PG Study Reference Scenario | PG&E | Com | HVAC | Com - School | Energy Efficiency | Incentives | 150674 | 156779.6 | 162506.9 | 165631.7 | 166190.9 | 106955.5 | 108330 | 110058.9 | 111246.4 | 112515.7 | 113744.2
2023 PG Study Reference Scenario | PG&E | Com | HVAC | Com - School | Energy Efficiency | Incremental Measure Cost | 543180.3 | 584630.7 | 626158 | 655505.2 | 675237 | 452431.5 | 473832.1 | 497031.5 | 578113.3 | 600329.3 | 622529.5
2023 PG Study Reference Scenario | PG&E | Com | HVAC | Com - School | Energy Efficiency | Admin | 26356.61 | 17529.83 | 4659.706 | 1852.613 | 44.0053 | 40.0001 | 158.7264 | 122.9698 | 89.2504 | 58.1693 | 46.5935
2023 PG Study Reference Scenario | PG&E | Com | HVAC | Com - School | Energy Efficiency | Incentives | 25762.24 | 17593.77 | 4485.292 | 1812.669 | 20.6214 | 19.2533 | 156.1282 | 120.5691 | 89.8868 | 55.1997 | 43.1572
2023 PG Study Reference Scenario | PG&E | Com | HVAC | Com - School | Energy Efficiency | Incremental Measure Cost | 51739.35 | 35307.88 | 9083.097 | 3730.478 | 139.4557 | 130.2207 | 397.8802 | 321.0588 | 295.8722 | 212.392 | 179.5643
2023 PG Study Reference Scenario | PG&E | Com | HVAC | Com - School | Energy Efficiency | Admin | 225782.9 | 240020.1 | 249588.9 | 257468.4 | 267672.8 | 104310.2 | 109209.7 | 113693.9 | 117720.4 | 121636.3 | 125883.4
2023 PG Study Reference Scenario | PG&E | Com | HVAC | Com - School | Energy Efficiency | Incentives | 264091.1 | 280745.6 | 291938.1 | 301154.4 | 313091.8 | 122057.9 | 127791 | 133038.1 | 137749.7 | 142331.9 | 147301.6
2023 PG Study Reference Scenario | PG&E | Com | HVAC | Com - School | Energy Efficiency | Incremental Measure Cost | 1288476 | 1408576 | 1501441 | 1587188 | 1694255 | 969701.9 | 1037735 | 1104127 | 1242408 | 1310083 | 1383834
2023 PG Study Reference Scenario | PG&E | Com | HVAC | Com - School | Fuel Substitution | Admin | 8945.336 | 9746.758 | 10508.65 | 11222.04 | 12264.56 | 0 | 0 | 0 | 0 | 0 | 0
2023 PG Study Reference Scenario | PG&E | Com | HVAC | Com - School | Fuel Substitution | Incentives | 14691.58 | 15997.59 | 17236.19 | 18392.89 | 20131.22 | 0 | 0 | 0 | 0 | 0 | 0
2023 PG Study Reference Scenario | PG&E | Com | HVAC | Com - School | Fuel Substitution | Incremental Measure Cost | 23809.19 | 26259.33 | 28651.33 | 30956.71 | 35862.72 | 0 | 0 | 0 | 0 | 0 | 0
2023 PG Study Reference Scenario | PG&E | Com | HVAC | Com - Warehouse | Energy Efficiency | Admin | 5964.571 | 5875.594 | 418.3078 | 215.9721 | 38.7082 | 0 | 0 | 0 | 0 | 0 | 0
2023 PG Study Reference Scenario | PG&E | Com | HVAC | Com - Warehouse | Energy Efficiency | Incentives | 6979.399 | 6875.284 | 489.4799 | 252.7181 | 45.2942 | 0 | 0 | 0 | 0 | 0 | 0
2023 PG Study Reference Scenario | PG&E | Com | HVAC | Com - Warehouse | Energy Efficiency | Incremental Measure Cost | 41897.59 | 42448.69 | 3462.974 | 1836.148 | 337.8787 | 0 | 0 | 0 | 0 | 0 | 0
2023 PG Study Reference Scenario | PG&E | Com | HVAC | Com - Warehouse | Energy Efficiency | Admin | 16.9945 | 15.4188 | 7.053 | 6.416 | 5.8368 | 5.3101 | 4.8309 | 4.3949 | 0 | 0 | 0
2023 PG Study Reference Scenario | PG&E | Com | HVAC | Com - Warehouse | Energy Efficiency | Incentives | 11.0511 | 10.4064 | 4.3764 | 4.134 | 3.9026 | 3.682 | 3.4718 | 3.2718 | 0 | 0 | 0
2023 PG Study Reference Scenario | PG&E | Com | HVAC | Com - Warehouse | Energy Efficiency | Incremental Measure Cost | 89.7629 | 84.716 | 35.313 | 33.335 | 31.4472 | 29.6479 | 27.9352 | 26.3067 | 0 | 0 | 0
2023 PG Study Reference Scenario | PG&E | Com | HVAC | Com - Warehouse | Energy Efficiency | Admin | 25302.45 | 27426.15 | 29060.93 | 29305.03 | 29256.67 | 30170.5 | 30915.53 | 31504.66 | 31927.9 | 32232.75 | 32521.21
2023 PG Study Reference Scenario | PG&E | Com | HVAC | Com - Warehouse | Energy Efficiency | Incentives | 29603.94 | 32090.56 | 34005.31 | 34291.07 | 34234.48 | 35303.79 | 36175.58 | 36864.95 | 37360.2 | 37716.92 | 38054.46
2023 PG Study Reference Scenario | PG&E | Com | HVAC | Com - Warehouse | Energy Efficiency | Incremental Measure Cost | 175786.8 | 195773.4 | 212999.9 | 220890.5 | 226943.5 | 240137.5 | 252416.6 | 263795.8 | 336309.8 | 346436.4 | 356663.2
2023 PG Study Reference Scenario | PG&E | Com | HVAC | Com - Warehouse | Fuel Substitution | Admin | 1310.692 | 1451.95 | 1591.418 | 1727.36 | 1858.327 | 0 | 0 | 0 | 0 | 0 | 0
2023 PG Study Reference Scenario | PG&E | Com | HVAC | Com - Warehouse | Fuel Substitution | Incentives | 1966.038 | 2177.926 | 2387.128 | 2591.04 | 2787.49 | 0 | 0 | 0 | 0 | 0 | 0
2023 PG Study Reference Scenario | PG&E | Com | HVAC | Com - Warehouse | Fuel Substitution | Incremental Measure Cost | -2141.71 | -2085.28 | -1984.42 | -1840.65 | -1657.1 | 0 | 0 | 0 | 0 | 0 | 0
2023 PG Study Reference Scenario | PG&E | Com | Lighting | Com - College | Energy Efficiency | Admin | 60.5797 | 25.0328 | 25.0009 | 25.5197 | 13.2896 | 12.9014 | 12.3581 | 12.2353 | 12.8533 | 12.9988 | 13.0978
2023 PG Study Reference Scenario | PG&E | Com | Lighting | Com - College | Energy Efficiency | Incentives | 111.858 | 33.6868 | 34.3639 | 35.8266 | 17.5991 | 17.4657 | 16.5833 | 16.7761 | 19.6032 | 20.2202 | 20.7805
2023 PG Study Reference Scenario | PG&E | Com | Lighting | Com - College | Energy Efficiency | Incremental Measure Cost | 223.7161 | 67.3736 | 68.7279 | 71.6532 | 35.1981 | 34.9314 | 33.1665 | 33.5522 | 39.2064 | 40.4404 | 41.561
2023 PG Study Reference Scenario | PG&E | Com | Lighting | Com - College | Energy Efficiency | Admin | 113.6585 | 119.7813 | 125.4346 | 110.4661 | 114.0691 | 109.9786 | 112.5461 | 114.7743 | 116.7213 | 118.3971 | 119.8294
2023 PG Study Reference Scenario | PG&E | Com | Lighting | Com - College | Energy Efficiency | Incentives | 150.0959 | 161.5918 | 172.8621 | 142.6992 | 150.6301 | 144.4176 | 151.0208 | 157.3723 | 178.0268 | 184.1906 | 190.1433
2023 PG Study Reference Scenario | PG&E | Com | Lighting | Com - College | Energy Efficiency | Incremental Measure Cost | 300.1918 | 323.1836 | 345.7242 | 285.3984 | 301.2602 | 288.8352 | 302.0415 | 314.7446 | 356.0537 | 368.3811 | 380.2866
2023 PG Study Reference Scenario | PG&E | Com | Lighting | Com - Grocery | Energy Efficiency | Admin | 428.4302 | 365.5136 | 326.4272 | 278.3147 | 221.5143 | 211.1096 | 183.7505 | 171.3854 | 149.8366 | 148.7376 | 150.5248
2023 PG Study Reference Scenario | PG&E | Com | Lighting | Com - Grocery | Energy Efficiency | Incentives | 477.6927 | 416.1849 | 379.5294 | 330.3962 | 268.4763 | 261.2068 | 232.0843 | 220.9543 | 196.4417 | 199.0335 | 205.5783
2023 PG Study Reference Scenario | PG&E | Com | Lighting | Com - Grocery | Energy Efficiency | Incremental Measure Cost | 955.3853 | 832.3698 | 759.0589 | 660.7924 | 536.9526 | 522.4136 | 464.1687 | 441.9085 | 392.8835 | 398.0669 | 411.1565
2023 PG Study Reference Scenario | PG&E | Com | Lighting | Com - Grocery | Energy Efficiency | Admin | 6807.66 | 6975.653 | 7114.171 | 7233.339 | 7334.764 | 7423.078 | 7498.663 | 7563.691 | 7618.722 | 7665.806 | 7705.913
2023 PG Study Reference Scenario | PG&E | Com | Lighting | Com - Grocery | Energy Efficiency | Incentives | 7430.969 | 7770.819 | 8090.94 | 8399.272 | 8696.399 | 8986.766 | 9269.891 | 9547.625 | 9783.142 | 10051.76 | 10317.69
2023 PG Study Reference Scenario | PG&E | Com | Lighting | Com - Grocery | Energy Efficiency | Incremental Measure Cost | 14861.94 | 15541.64 | 16181.88 | 16798.54 | 17392.8 | 17973.53 | 18539.78 | 19095.25 | 19566.28 | 20103.51 | 20635.38
2023 PG Study Reference Scenario | PG&E | Com | Lighting | Com - Health | Energy Efficiency | Admin | 775.5787 | 785.0694 | 840.3301 | 872.3521 | 921.4613 | 952.187 | 979.637 | 992.1967 | 995.3501 | 984.9176 | 950.339
2023 PG Study Reference Scenario | PG&E | Com | Lighting | Com - Health | Energy Efficiency | Incentives | 1026.808 | 1060.704 | 1158.593 | 1227.272 | 1322.722 | 1394.545 | 1463.764 | 1512.439 | 1506.545 | 1521.517 | 1498.315
2023 PG Study Reference Scenario | PG&E | Com | Lighting | Com - Health | Energy Efficiency | Incremental Measure Cost | 2053.615 | 2121.408 | 2317.186 | 2454.543 | 2645.445 | 2789.089 | 2927.529 | 3024.878 | 3013.09 | 3043.035 | 2996.629
2023 PG Study Reference Scenario | PG&E | Com | Lighting | Com - Health | Energy Efficiency | Admin | 4937.428 | 5123.306 | 5290.713 | 5449.328 | 5601.46 | 5746.913 | 5886.284 | 6019.342 | 6146.661 | 6267.32 | 6380.144
2023 PG Study Reference Scenario | PG&E | Com | Lighting | Com - Health | Energy Efficiency | Incentives | 6410.86 | 6783.951 | 7148.293 | 7513.285 | 7881.687 | 8252.836 | 8627.222 | 9004.135 | 9129.453 | 9505.684 | 9881.174
2023 PG Study Reference Scenario | PG&E | Com | Lighting | Com - Health | Energy Efficiency | Incremental Measure Cost | 12821.72 | 13567.9 | 14296.59 | 15026.57 | 15763.37 | 16505.67 | 17254.44 | 18008.27 | 18258.91 | 19011.37 | 19762.35
2023 PG Study Reference Scenario | PG&E | Com | Lighting | Com - Lodging | Energy Efficiency | Admin | 8.5863 | 9.0721 | 9.5543 | 0 | 0 | 0 | 0 | 0 | 0 | 0 | 0
2023 PG Study Reference Scenario | PG&E | Com | Lighting | Com - Lodging | Energy Efficiency | Incentives | 16.9227 | 18.2136 | 19.5399 | 0 | 0 | 0 | 0 | 0 | 0 | 0 | 0
2023 PG Study Reference Scenario | PG&E | Com | Lighting | Com - Lodging | Energy Efficiency | Incremental Measure Cost | 33.8454 | 36.4272 | 39.0798 | 0 | 0 | 0 | 0 | 0 | 0 | 0 | 0
2023 PG Study Reference Scenario | PG&E | Com | Lighting | Com - Lodging | Energy Efficiency | Admin | 27.4935 | 29.2101 | 0 | 0 | 0 | 0 | 0 | 0 | 0 | 0 | 0
2023 PG Study Reference Scenario | PG&E | Com | Lighting | Com - Lodging | Energy Efficiency | Incentives | 54.1869 | 58.6437 | 0 | 0 | 0 | 0 | 0 | 0 | 0 | 0 | 0
2023 PG Study Reference Scenario | PG&E | Com | Lighting | Com - Lodging | Energy Efficiency | Incremental Measure Cost | 108.3739 | 117.2873 | 0 | 0 | 0 | 0 | 0 | 0 | 0 | 0 | 0
2023 PG Study Reference Scenario | PG&E | Com | Lighting | Com - Office (Large) | Energy Efficiency | Admin | 185.3201 | 190.6563 | 200.463 | 206.8187 | 215.1657 | 131.8793 | 137.3258 | 140.1356 | 141.3598 | 144.6563 | 146.8259
2023 PG Study Reference Scenario | PG&E | Com | Lighting | Com - Office (Large) | Energy Efficiency | Incentives | 369.1503 | 385.1455 | 410.8358 | 430.1841 | 454.3992 | 230.8087 | 245.0379 | 254.9428 | 262.1232 | 273.4962 | 283.049
2023 PG Study Reference Scenario | PG&E | Com | Lighting | Com - Office (Large) | Energy Efficiency | Incremental Measure Cost | 738.3007 | 770.2911 | 821.6715 | 860.3682 | 908.7984 | 461.6174 | 490.0758 | 509.8855 | 524.2464 | 546.9923 | 566.0979
2023 PG Study Reference Scenario | PG&E | Com | Lighting | Com - Office (Large) | Energy Efficiency | Admin | 934.4857 | 972.5605 | 1007.998 | 1035.743 | 586.7937 | 609.7672 | 631.3501 | 651.4532 | 670.0638 | 687.4104 | 703.5336
2023 PG Study Reference Scenario | PG&E | Com | Lighting | Com - Office (Large) | Energy Efficiency | Incentives | 1887.502 | 1995.384 | 2101.207 | 2191.611 | 1010.563 | 1070.806 | 1130.56 | 1189.575 | 1247.334 | 1304.931 | 1361.975
2023 PG Study Reference Scenario | PG&E | Com | Lighting | Com - Office (Large) | Energy Efficiency | Incremental Measure Cost | 3775.004 | 3990.768 | 4202.413 | 4383.221 | 2021.127 | 2141.612 | 2261.119 | 2379.15 | 2494.667 | 2609.862 | 2723.95
2023 PG Study Reference Scenario | PG&E | Com | Lighting | Com - Office (Small) | Energy Efficiency | Admin | 29.289 | 31.4095 | 33.7068 | 10.9343 | 11.3764 | 11.8393 | 12.2287 | 12.5707 | 12.8525 | 13.1246 | 13.3692
2023 PG Study Reference Scenario | PG&E | Com | Lighting | Com - Office (Small) | Energy Efficiency | Incentives | 69.366 | 76.0399 | 83.405 | 21.2889 | 22.6128 | 24.0246 | 25.3326 | 26.5842 | 28.9748 | 30.1783 | 31.3536
2023 PG Study Reference Scenario | PG&E | Com | Lighting | Com - Office (Small) | Energy Efficiency | Incremental Measure Cost | 138.732 | 152.0798 | 166.8101 | 42.5779 | 45.2256 | 48.0492 | 50.6653 | 53.1683 | 57.9496 | 60.3566 | 62.7072
2023 PG Study Reference Scenario | PG&E | Com | Lighting | Com - Office (Small) | Energy Efficiency | Admin | 124.2277 | 133.0488 | 46.7981 | 49.0145 | 51.0979 | 53.0517 | 54.8755 | 56.5733 | 58.1469 | 59.6071 | 60.963
2023 PG Study Reference Scenario | PG&E | Com | Lighting | Com - Office (Small) | Energy Efficiency | Incentives | 292.1419 | 319.8133 | 89.206 | 95.3923 | 101.5325 | 107.6229 | 113.6522 | 119.6181 | 131.0703 | 137.0468 | 142.9653
2023 PG Study Reference Scenario | PG&E | Com | Lighting | Com - Office (Small) | Energy Efficiency | Incremental Measure Cost | 584.2838 | 639.6266 | 178.412 | 190.7845 | 203.0651 | 215.2459 | 227.3044 | 239.2363 | 262.1406 | 274.0937 | 285.9307
2023 PG Study Reference Scenario | PG&E | Com | Lighting | Com - Other | Energy Efficiency | Admin | 0 | 0 | 0 | 0 | 0 | 0 | 0 | 0 | 0 | 0 | 0
2023 PG Study Reference Scenario | PG&E | Com | Lighting | Com - Other | Energy Efficiency | Incentives | 0 | 0 | 0 | 0 | 0 | 0 | 0 | 0 | 0 | 0 | 0
2023 PG Study Reference Scenario | PG&E | Com | Lighting | Com - Other | Energy Efficiency | Incremental Measure Cost | 0 | 0 | 0 | 0 | 0 | 0 | 0 | 0 | 0 | 0 | 0
2023 PG Study Reference Scenario | PG&E | Com | Lighting | Com - Other | Energy Efficiency | Admin | 0 | 0 | 0 | 0 | 0 | 0 | 0 | 0 | 0 | 0 | 0
2023 PG Study Reference Scenario | PG&E | Com | Lighting | Com - Other | Energy Efficiency | Incentives | 0 | 0 | 0 | 0 | 0 | 0 | 0 | 0 | 0 | 0 | 0
2023 PG Study Reference Scenario | PG&E | Com | Lighting | Com - Other | Energy Efficiency | Incremental Measure Cost | 0 | 0 | 0 | 0 | 0 | 0 | 0 | 0 | 0 | 0 | 0
2023 PG Study Reference Scenario | PG&E | Com | Lighting | Com - Refrig. Warehouse | Energy Efficiency | Admin | 131.6325 | 136.407 | 141.0989 | 144.8605 | 148.6845 | 152.9066 | 156.0399 | 158.9661 | 160.5961 | 162.105 | 163.1194
2023 PG Study Reference Scenario | PG&E | Com | Lighting | Com - Refrig. Warehouse | Energy Efficiency | Incentives | 160.7709 | 169.5199 | 178.4487 | 186.4763 | 194.8545 | 204.0493 | 212.0829 | 220.1063 | 241.8391 | 248.5046 | 254.6142
2023 PG Study Reference Scenario | PG&E | Com | Lighting | Com - Refrig. Warehouse | Energy Efficiency | Incremental Measure Cost | 321.5417 | 339.0397 | 356.8974 | 372.9525 | 389.7089 | 408.0986 | 424.1657 | 440.2126 | 483.6783 | 497.0091 | 509.2284
2023 PG Study Reference Scenario | PG&E | Com | Lighting | Com - Refrig. Warehouse | Energy Efficiency | Admin | 413.75 | 433.7489 | 452.5563 | 470.347 | 487.2779 | 503.4357 | 518.8136 | 533.4702 | 547.2686 | 559.1698 | 570.732
2023 PG Study Reference Scenario | PG&E | Com | Lighting | Com - Refrig. Warehouse | Energy Efficiency | Incentives | 511.5586 | 546.0181 | 580.2942 | 614.4931 | 648.7336 | 683.1136 | 717.609 | 752.284 | 838.8861 | 870.9472 | 903.653
2023 PG Study Reference Scenario | PG&E | Com | Lighting | Com - Refrig. Warehouse | Energy Efficiency | Incremental Measure Cost | 1023.117 | 1092.036 | 1160.588 | 1228.986 | 1297.467 | 1366.227 | 1435.218 | 1504.568 | 1677.772 | 1741.894 | 1807.306
2023 PG Study Reference Scenario | PG&E | Com | Lighting | Com - Restaurant | Energy Efficiency | Admin | 1035.93 | 878.2489 | 778.8155 | 698.2755 | 629.6124 | 574.9652 | 570.6935 | 549.7464 | 538.1662 | 545.6556 | 544.3427
2023 PG Study Reference Scenario | PG&E | Com | Lighting | Com - Restaurant | Energy Efficiency | Incentives | 1366.32 | 1183.134 | 1071.609 | 981.3094 | 903.6955 | 842.8544 | 854.4144 | 840.5716 | 883.7081 | 914.0957 | 930.3059
2023 PG Study Reference Scenario | PG&E | Com | Lighting | Com - Restaurant | Energy Efficiency | Incremental Measure Cost | 2732.639 | 2366.267 | 2143.218 | 1962.619 | 1807.391 | 1685.709 | 1708.829 | 1681.143 | 1767.416 | 1828.191 | 1860.612
2023 PG Study Reference Scenario | PG&E | Com | Lighting | Com - Restaurant | Energy Efficiency | Admin | 11725.07 | 12023.31 | 12254.81 | 12446.23 | 12603.4 | 12730.25 | 12832.71 | 12912.25 | 12969.72 | 13010.41 | 13036.19
2023 PG Study Reference Scenario | PG&E | Com | Lighting | Com - Restaurant | Energy Efficiency | Incentives | 15117.2 | 15819.93 | 16464.22 | 17076.74 | 17662.13 | 18223.24 | 18766.22 | 19291.1 | 20841.49 | 21337.84 | 21821.69
2023 PG Study Reference Scenario | PG&E | Com | Lighting | Com - Restaurant | Energy Efficiency | Incremental Measure Cost | 30234.41 | 31639.87 | 32928.45 | 34153.49 | 35324.27 | 36446.47 | 37532.43 | 38582.21 | 41682.98 | 42675.69 | 43643.38
2023 PG Study Reference Scenario | PG&E | Com | Lighting | Com - Retail | Energy Efficiency | Admin | 0 | 0 | 0 | 0 | 0 | 0 | 0 | 0 | 0 | 104.9211 | 108.2291
2023 PG Study Reference Scenario | PG&E | Com | Lighting | Com - Retail | Energy Efficiency | Incentives | 0 | 0 | 0 | 0 | 0 | 0 | 0 | 0 | 0 | 233.8986 | 245.8372
2023 PG Study Reference Scenario | PG&E | Com | Lighting | Com - Retail | Energy Efficiency | Incremental Measure Cost | 0 | 0 | 0 | 0 | 0 | 0 | 0 | 0 | 0 | 467.7971 | 491.6744
2023 PG Study Reference Scenario | PG&E | Com | Lighting | Com - Retail | Energy Efficiency | Admin | 0 | 0 | 0 | 0 | 0 | 0 | 0 | 0 | 6584.227 | 6616.986 | 6629.033
2023 PG Study Reference Scenario | PG&E | Com | Lighting | Com - Retail | Energy Efficiency | Incentives | 0 | 0 | 0 | 0 | 0 | 0 | 0 | 0 | 14533.66 | 14882.84 | 15192.65
2023 PG Study Reference Scenario | PG&E | Com | Lighting | Com - Retail | Energy Efficiency | Incremental Measure Cost | 0 | 0 | 0 | 0 | 0 | 0 | 0 | 0 | 29067.32 | 29765.67 | 30385.31
2023 PG Study Reference Scenario | PG&E | Com | Lighting | Com - School | Energy Efficiency | Admin | 26.1907 | 27.8433 | 29.414 | 11.7447 | 12.1174 | 12.5663 | 0 | 0 | 0 | 0 | 0
2023 PG Study Reference Scenario | PG&E | Com | Lighting | Com - School | Energy Efficiency | Incentives | 48.8523 | 53.081 | 57.3104 | 20.8507 | 21.9915 | 23.3129 | 0 | 0 | 0 | 0 | 0
2023 PG Study Reference Scenario | PG&E | Com | Lighting | Com - School | Energy Efficiency | Incremental Measure Cost | 97.7046 | 106.162 | 114.6208 | 41.7015 | 43.983 | 46.6259 | 0 | 0 | 0 | 0 | 0
2023 PG Study Reference Scenario | PG&E | Com | Lighting | Com - School | Energy Efficiency | Admin | 108.8157 | 115.1385 | 46.314 | 48.5068 | 50.5625 | 0 | 0 | 0 | 0 | 0 | 0
2023 PG Study Reference Scenario | PG&E | Com | Lighting | Com - School | Energy Efficiency | Incentives | 202.8801 | 219.4226 | 80.4279 | 86.1158 | 91.7641 | 0 | 0 | 0 | 0 | 0 | 0
2023 PG Study Reference Scenario | PG&E | Com | Lighting | Com - School | Energy Efficiency | Incremental Measure Cost | 405.7603 | 438.8452 | 160.8559 | 172.2316 | 183.5282 | 0 | 0 | 0 | 0 | 0 | 0
2023 PG Study Reference Scenario | PG&E | Com | Lighting | Com - Warehouse | Energy Efficiency | Admin | 65.0174 | 65.8542 | 44.4813 | 43.507 | 39.8855 | 39.5883 | 39.1021 | 39.5938 | 39.6785 | 40.2403 | 40.4546
2023 PG Study Reference Scenario | PG&E | Com | Lighting | Com - Warehouse | Energy Efficiency | Incentives | 110.0296 | 113.8657 | 78.577 | 78.5171 | 71.4217 | 72.3868 | 73.0062 | 75.4823 | 81.481 | 84.2822 | 86.4205
2023 PG Study Reference Scenario | PG&E | Com | Lighting | Com - Warehouse | Energy Efficiency | Incremental Measure Cost | 220.0592 | 227.7314 | 157.154 | 157.0342 | 142.8435 | 144.7736 | 146.0123 | 150.9645 | 162.962 | 168.5645 | 172.841
2023 PG Study Reference Scenario | PG&E | Com | Lighting | Com - Warehouse | Energy Efficiency | Admin | 213.2108 | 225.7775 | 236.1015 | 230.4687 | 238.1554 | 245.0049 | 251.0458 | 256.3922 | 261.0586 | 265.1485 | 268.7043
2023 PG Study Reference Scenario | PG&E | Com | Lighting | Com - Warehouse | Energy Efficiency | Incentives | 359.9395 | 389.4153 | 416.0177 | 404.0857 | 426.4138 | 447.9645 | 468.7154 | 488.8083 | 536.1323 | 555.4105 | 574.1047
2023 PG Study Reference Scenario | PG&E | Com | Lighting | Com - Warehouse | Energy Efficiency | Incremental Measure Cost | 719.8789 | 778.8306 | 832.0354 | 808.1714 | 852.8276 | 895.929 | 937.4308 | 977.6166 | 1072.265 | 1110.821 | 1148.209
2023 PG Study Reference Scenario | PG&E | Com | WaterHeat | Com - College | Energy Efficiency | Admin | 28006.06 | 26782.83 | 24955.79 | 24170.09 | 7539.348 | 42.6302 | 42.7854 | 40.0407 | 42.0354 | 40.6276 | 39.9313
2023 PG Study Reference Scenario | PG&E | Com | WaterHeat | Com - College | Energy Efficiency | Incentives | 10611.14 | 10215.12 | 9592.211 | 9342.179 | 3183.368 | 1.4982 | 1.6087 | 1.5999 | 5.4561 | 5.3768 | 5.3902
2023 PG Study Reference Scenario | PG&E | Com | WaterHeat | Com - College | Energy Efficiency | Incremental Measure Cost | 22476.27 | 22020.7 | 21047.42 | 20863.16 | 7294.232 | 2.9963 | 3.2174 | 3.1998 | 10.9123 | 10.7536 | 10.7803
2023 PG Study Reference Scenario | PG&E | Com | WaterHeat | Com - College | Energy Efficiency | Admin | 140367 | 140578.3 | 140635.2 | 140629.3 | 139554.9 | 53980.67 | 53424.86 | 52876.44 | 52255.69 | 51643.72 | 51059.74
2023 PG Study Reference Scenario | PG&E | Com | WaterHeat | Com - College | Energy Efficiency | Incentives | 47359.07 | 47846.87 | 48285.69 | 48707.49 | 48770.35 | 12943.59 | 13223.03 | 13503.97 | 21251.56 | 21240.65 | 21127.33
2023 PG Study Reference Scenario | PG&E | Com | WaterHeat | Com - College | Energy Efficiency | Incremental Measure Cost | 99608.7 | 102143.1 | 104610.9 | 107076.7 | 108778.6 | 25887.18 | 26446.06 | 27007.94 | 43006.88 | 43356.49 | 43724.56
2023 PG Study Reference Scenario | PG&E | Com | WaterHeat | Com - College | Fuel Substitution | Incremental Measure Cost | -8.11 | -8.3315 | -8.1147 | -8.2819 | 0 | 0 | 0 | 0 | 0 | 0 | 0
2023 PG Study Reference Scenario | PG&E | Com | WaterHeat | Com - College | Fuel Substitution | Admin | 622.1924 | 641.4622 | 657.9773 | 671.8071 | 682.532 | 623.5906 | 703.3163 | 798.1459 | 1627.076 | 1797.332 | 1921.862
2023 PG Study Reference Scenario | PG&E | Com | WaterHeat | Com - College | Fuel Substitution | Incentives | 933.2886 | 962.1933 | 986.966 | 1007.711 | 1023.798 | 935.3859 | 1054.974 | 1197.219 | 2440.614 | 2695.998 | 2882.794
2023 PG Study Reference Scenario | PG&E | Com | WaterHeat | Com - College | Fuel Substitution | Incremental Measure Cost | 1191.32 | 1224.071 | 1251.688 | 1274.283 | 1291.935 | 1247.181 | 1406.633 | 1596.292 | 3254.152 | 3594.664 | 3843.725
2023 PG Study Reference Scenario | PG&E | Com | WaterHeat | Com - Grocery | Energy Efficiency | Admin | 1977.274 | 1010.465 | 641.16 | 443.1228 | 235.5227 | 88.7897 | 35.909 | 8.1778 | 0 | 0 | 0
2023 PG Study Reference Scenario | PG&E | Com | WaterHeat | Com - Grocery | Energy Efficiency | Incentives | 261.0341 | 139.6908 | 89.3992 | 63.1349 | 34.3364 | 0 | 0 | 0 | 0 | 0 | 0
2023 PG Study Reference Scenario | PG&E | Com | WaterHeat | Com - Grocery | Energy Efficiency | Incremental Measure Cost | 213.4384 | 69.8611 | 46.0813 | 35.7239 | 21.2464 | -35.0143 | -13.9877 | -3.1453 | 0 | 0 | 0
2023 PG Study Reference Scenario | PG&E | Com | WaterHeat | Com - Grocery | Energy Efficiency | Admin | 0 | 0 | 0 | 0 | 0 | 3418.022 | 2905.575 | 2469.957 | 0 | 0 | 1.4421
2023 PG Study Reference Scenario | PG&E | Com | WaterHeat | Com - Grocery | Energy Efficiency | Incentives | 0 | 0 | 0 | 0 | 0 | 0 | 0 | 0 | 0 | 0 | 0.29062
2023 PG Study Reference Scenario | PG&E | Com | WaterHeat | Com - Grocery | Energy Efficiency | Incremental Measure Cost | 0 | 0 | 0 | 0 | 0 | -735.62 | -600.377 | -488.727 | 0 | 0 | 0.58123
2023 PG Study Reference Scenario | PG&E | Com | WaterHeat | Com - Grocery | Energy Efficiency | Admin | 229554.2 | 228204.9 | 226688 | 225022.9 | 223248 | 206134 | 204358.3 | 202586.1 | 197354.2 | 192020.8 | 187621.2
2023 PG Study Reference Scenario | PG&E | Com | WaterHeat | Com - Grocery | Energy Efficiency | Incentives | 22816.91 | 23457.08 | 24097.29 | 24740.11 | 25386.44 | 21291.59 | 21882.37 | 22480.04 | 44028.47 | 44062.33 | 44216.39
2023 PG Study Reference Scenario | PG&E | Com | WaterHeat | Com - Grocery | Energy Efficiency | Incremental Measure Cost | 23486.78 | 25419.44 | 27386.85 | 29390.66 | 31419.5 | 20291.82 | 22116.41 | 23951.97 | 88056.94 | 88124.67 | 88432.77
2023 PG Study Reference Scenario | PG&E | Com | WaterHeat | Com - Grocery | Fuel Substitution | Incremental Measure Cost | -0.11058 | 0 | 0 | 0 | 0 | 0 | 0 | 0 | 0 | 0 | 0
2023 PG Study Reference Scenario | PG&E | Com | WaterHeat | Com - Grocery | Fuel Substitution | Admin | 0 | 0 | 0 | 0 | 0 | 402.7915 | 443.7824 | 486.4556 | 1027.721 | 1124.266 | 1196.797
2023 PG Study Reference Scenario | PG&E | Com | WaterHeat | Com - Grocery | Fuel Substitution | Incentives | 0 | 0 | 0 | 0 | 0 | 604.1872 | 665.6735 | 729.6834 | 1541.581 | 1686.398 | 1795.195
2023 PG Study Reference Scenario | PG&E | Com | WaterHeat | Com - Grocery | Fuel Substitution | Incremental Measure Cost | -2820.75 | -2908.32 | -2987.24 | -3057.65 | -3120.29 | 805.583 | 887.5647 | 972.9112 | 2055.441 | 2248.531 | 2393.594
2023 PG Study Reference Scenario | PG&E | Com | WaterHeat | Com - Health | Energy Efficiency | Admin | 83814.62 | 82343.93 | 85604.94 | 86535.46 | 89111.53 | 36592.82 | 36948.13 | 36809.06 | 36393.84 | 35486.33 | 33792.86
2023 PG Study Reference Scenario | PG&E | Com | WaterHeat | Com - Health | Energy Efficiency | Incentives | 15848.37 | 15949.4 | 16967.33 | 17544.4 | 18469.26 | 4986.509 | 5183.023 | 5314.328 | 7833.847 | 7794.051 | 7573.426
2023 PG Study Reference Scenario | PG&E | Com | WaterHeat | Com - Health | Energy Efficiency | Incremental Measure Cost | 32790 | 33077.82 | 35264.74 | 36530.61 | 38518.03 | 9703.914 | 10096.11 | 10362.62 | 15667.69 | 15588.1 | 15146.85
2023 PG Study Reference Scenario | PG&E | Com | WaterHeat | Com - Health | Energy Efficiency | Admin | 625578.3 | 631112.1 | 636696.6 | 642236.1 | 647887.5 | 379584.2 | 382847.4 | 386089.8 | 388215 | 390198.1 | 392264.2
2023 PG Study Reference Scenario | PG&E | Com | WaterHeat | Com - Health | Energy Efficiency | Incentives | 104521.3 | 108057 | 111683.9 | 115392.3 | 119216.9 | 50927.38 | 52884.04 | 54895.46 | 83128.3 | 85288.31 | 87507.69
2023 PG Study Reference Scenario | PG&E | Com | WaterHeat | Com - Health | Energy Efficiency | Incremental Measure Cost | 210959.7 | 218639.5 | 226450.4 | 234376.4 | 242495.8 | 96380.66 | 100320 | 104374.3 | 166256.6 | 170576.6 | 175015.4
2023 PG Study Reference Scenario | PG&E | Com | WaterHeat | Com - Health | Fuel Substitution | Incremental Measure Cost | -9.9411 | -10.697 | -12.0672 | -13.1027 | -14.3845 | 0 | 0 | 0 | 0 | 0 | 0
2023 PG Study Reference Scenario | PG&E | Com | WaterHeat | Com - Health | Fuel Substitution | Admin | 0 | 0 | 0 | 0 | 0 | 1235.841 | 1374.25 | 1540.82 | 2800.082 | 3092.086 | 3317.955
2023 PG Study Reference Scenario | PG&E | Com | WaterHeat | Com - Health | Fuel Substitution | Incentives | 0 | 0 | 0 | 0 | 0 | 1853.761 | 2061.374 | 2311.23 | 4200.124 | 4638.128 | 4976.933
2023 PG Study Reference Scenario | PG&E | Com | WaterHeat | Com - Health | Fuel Substitution | Incremental Measure Cost | -10470 | -10876.3 | -11252.9 | -11598.6 | -11916.3 | 2471.681 | 2748.499 | 3081.64 | 5600.165 | 6184.171 | 6635.911
2023 PG Study Reference Scenario | PG&E | Com | WaterHeat | Com - Lodging | Energy Efficiency | Admin | 630062.3 | 633584.2 | 637870.3 | 634788.5 | 639096.7 | 13600.32 | 13536.2 | 13458.69 | 13351.75 | 13163.14 | 12944.78
2023 PG Study Reference Scenario | PG&E | Com | WaterHeat | Com - Lodging | Energy Efficiency | Incentives | 124507.8 | 127738.7 | 131198.1 | 133182.7 | 136766.1 | 0 | 0 | 0 | 2361.952 | 2377.345 | 2387.115
2023 PG Study Reference Scenario | PG&E | Com | WaterHeat | Com - Lodging | Energy Efficiency | Incremental Measure Cost | 247145.6 | 253874 | 261040.6 | 265258.1 | 272648.8 | -3608.22 | -3499.65 | -3385.85 | 4723.903 | 4754.691 | 4774.23
2023 PG Study Reference Scenario | PG&E | Com | WaterHeat | Com - Lodging | Energy Efficiency | Admin | 20034.53 | 13963.46 | 9732.109 | 6782.985 | 4727.535 | 5460.76 | 4137.582 | 3165.651 | 0 | 0 | 0
2023 PG Study Reference Scenario | PG&E | Com | WaterHeat | Com - Lodging | Energy Efficiency | Incremental Measure Cost | -20285.1 | -13778.4 | -9347.42 | -6333.09 | -4284.75 | -4252.16 | -3043.7 | -2187.9 | 0 | 0 | 0
2023 PG Study Reference Scenario | PG&E | Com | WaterHeat | Com - Lodging | Energy Efficiency | Admin | 1613550 | 1630917 | 1647797 | 1664205 | 1680757 | 73732.58 | 74369.04 | 75012.04 | 74596.06 | 74110.3 | 73863.99
2023 PG Study Reference Scenario | PG&E | Com | WaterHeat | Com - Lodging | Energy Efficiency | Incentives | 311697.8 | 321394.5 | 331245.4 | 341256.6 | 351559 | 0 | 0 | 0 | 13013.35 | 13211.66 | 13452.05
2023 PG Study Reference Scenario | PG&E | Com | WaterHeat | Com - Lodging | Energy Efficiency | Incremental Measure Cost | 600502.4 | 620561.1 | 640898.7 | 661535.3 | 682732.1 | -27523.2 | -27273.9 | -27008.6 | 26026.71 | 26423.31 | 26904.09
2023 PG Study Reference Scenario | PG&E | Com | WaterHeat | Com - Lodging | Fuel Substitution | Incremental Measure Cost | -18.1673 | -19.9612 | -21.7223 | -23.2279 | -24.9575 | 0 | 0 | 0 | 0 | 0 | 0
2023 PG Study Reference Scenario | PG&E | Com | WaterHeat | Com - Lodging | Fuel Substitution | Admin | 9172.95 | 10093.45 | 10957.63 | 11753.94 | 12486.37 | 0 | 0 | 0 | 2067.588 | 2257.286 | 2396.32
2023 PG Study Reference Scenario | PG&E | Com | WaterHeat | Com - Lodging | Fuel Substitution | Incentives | 5841.544 | 6427.737 | 6978.067 | 7485.18 | 7951.605 | 0 | 0 | 0 | 3101.383 | 3385.929 | 3594.48
2023 PG Study Reference Scenario | PG&E | Com | WaterHeat | Com - Lodging | Fuel Substitution | Incremental Measure Cost | -7029.35 | -4610.59 | -2137.07 | 345.1833 | 2822.761 | -1918.98 | -2118.19 | -2427.39 | 4135.177 | 4514.572 | 4792.64
2023 PG Study Reference Scenario | PG&E | Com | WaterHeat | Com - Office (Large) | Energy Efficiency | Admin | 72463.38 | 72423.71 | 73968.71 | 74546.17 | 75783.22 | 22760.82 | 23022.57 | 22906.6 | 22604.09 | 22680.24 | 22629.51
2023 PG Study Reference Scenario | PG&E | Com | WaterHeat | Com - Office (Large) | Energy Efficiency | Incentives | 28655.48 | 28818.33 | 29609.55 | 30025.38 | 30710.29 | 8373.818 | 8671.454 | 8832.102 | 9610.907 | 9643.281 | 9621.714
2023 PG Study Reference Scenario | PG&E | Com | WaterHeat | Com - Office (Large) | Energy Efficiency | Incremental Measure Cost | 66007.49 | 67380.87 | 70249.79 | 72285.24 | 75001.02 | 16747.64 | 17342.91 | 17664.2 | 20977.66 | 21469.25 | 21849.61
2023 PG Study Reference Scenario | PG&E | Com | WaterHeat | Com - Office (Large) | Energy Efficiency | Admin | 0 | 0 | 0 | 0 | 0 | 4257.196 | 3618.936 | 3076.367 | 0 | 0 | 1.7961
2023 PG Study Reference Scenario | PG&E | Com | WaterHeat | Com - Office (Large) | Energy Efficiency | Incentives | 0 | 0 | 0 | 0 | 0 | 0 | 0 | 0 | 0 | 0 | 0.36196
2023 PG Study Reference Scenario | PG&E | Com | WaterHeat | Com - Office (Large) | Energy Efficiency | Incremental Measure Cost | 0 | 0 | 0 | 0 | 0 | -2649.51 | -2221.2 | -1861.24 | 0 | 0 | 0.72393
2023 PG Study Reference Scenario | PG&E | Com | WaterHeat | Com - Office (Large) | Energy Efficiency | Admin | 348387.1 | 351419.4 | 354444.7 | 357447.9 | 360504.6 | 161638.1 | 163124.2 | 164604.2 | 165952.4 | 167306.1 | 168680
2023 PG Study Reference Scenario | PG&E | Com | WaterHeat | Com - Office (Large) | Energy Efficiency | Incentives | 132799.6 | 135194.6 | 137628 | 140098.2 | 142637.3 | 59467.44 | 61440.75 | 63466.48 | 70560.36 | 71135.92 | 71720.1
2023 PG Study Reference Scenario | PG&E | Com | WaterHeat | Com - Office (Large) | Energy Efficiency | Incremental Measure Cost | 298737.1 | 307810 | 317097.8 | 326601.2 | 336398.2 | 118934.9 | 122881.5 | 126933 | 154011.3 | 158372.6 | 162866.4
2023 PG Study Reference Scenario | PG&E | Com | WaterHeat | Com - Office (Large) | Fuel Substitution | Incremental Measure Cost | -8.2879 | -9.0964 | -10.1144 | -10.9505 | -11.8775 | 0 | 0 | 0 | 0 | 0 | 0
2023 PG Study Reference Scenario | PG&E | Com | WaterHeat | Com - Office (Large) | Fuel Substitution | Admin | 0 | 0 | 0 | 0 | 0 | 817.2476 | 907.8111 | 1030.128 | 1437.081 | 1582.972 | 1693.503
2023 PG Study Reference Scenario | PG&E | Com | WaterHeat | Com - Office (Large) | Fuel Substitution | Incentives | 0 | 0 | 0 | 0 | 0 | 1225.871 | 1361.717 | 1545.192 | 2155.622 | 2374.458 | 2540.254
2023 PG Study Reference Scenario | PG&E | Com | WaterHeat | Com - Office (Large) | Fuel Substitution | Incremental Measure Cost | -3495.37 | -3621.78 | -3737.1 | -3841.15 | -3934.95 | 1634.495 | 1815.622 | 2060.257 | 2874.163 | 3165.944 | 3387.006
2023 PG Study Reference Scenario | PG&E | Com | WaterHeat | Com - Office (Small) | Energy Efficiency | Admin | 5685.531 | 5689.369 | 5737.681 | 5761.203 | 5767.504 | 5802.175 | 5817.541 | 5826.974 | 5824.336 | 5823.732 | 5823.677
2023 PG Study Reference Scenario | PG&E | Com | WaterHeat | Com - Office (Small) | Energy Efficiency | Incentives | 1828.85 | 1879.803 | 1946.909 | 2007.27 | 2062.952 | 2130.237 | 2192.008 | 2252.908 | 2476.416 | 2476.16 | 2476.136
2023 PG Study Reference Scenario | PG&E | Com | WaterHeat | Com - Office (Small) | Energy Efficiency | Incremental Measure Cost | 3657.7 | 3759.606 | 3893.818 | 4014.541 | 4125.904 | 4260.474 | 4384.016 | 4505.816 | 5963.466 | 6082.093 | 6203.665
2023 PG Study Reference Scenario | PG&E | Com | WaterHeat | Com - Office (Small) | Energy Efficiency | Admin | 0 | 0 | 0 | 0 | 0 | 0 | 1.0864 | 1060.621 | 0 | 0 | 0.5673
2023 PG Study Reference Scenario | PG&E | Com | WaterHeat | Com - Office (Small) | Energy Efficiency | Incentives | 0 | 0 | 0 | 0 | 0 | 0 | 0.036533 | 75.0829 | 0 | 0 | 0.11432
2023 PG Study Reference Scenario | PG&E | Com | WaterHeat | Com - Office (Small) | Energy Efficiency | Incremental Measure Cost | 0 | 0 | 0 | 0 | 0 | 0 | 0.073066 | 150.1659 | 0 | 0 | 0.22865
2023 PG Study Reference Scenario | PG&E | Com | WaterHeat | Com - Office (Small) | Energy Efficiency | Admin | 38853.03 | 39141.05 | 39436.23 | 39736.08 | 40038.86 | 40347.39 | 40659.7 | 40975.21 | 41232.4 | 41489.6 | 41762.38
2023 PG Study Reference Scenario | PG&E | Com | WaterHeat | Com - Office (Small) | Energy Efficiency | Incentives | 12497.75 | 12932.45 | 13381.5 | 13844.52 | 14321.32 | 14813.32 | 15320.29 | 15842.42 | 17531.37 | 17640.73 | 17756.71
2023 PG Study Reference Scenario | PG&E | Com | WaterHeat | Com - Office (Small) | Energy Efficiency | Incremental Measure Cost | 24995.51 | 25864.9 | 26762.99 | 27689.03 | 28642.64 | 29626.65 | 30640.58 | 31684.84 | 42217.26 | 43330.14 | 44487.26
2023 PG Study Reference Scenario | PG&E | Com | WaterHeat | Com - Office (Small) | Fuel Substitution | Incremental Measure Cost | -2.4875 | -2.7456 | -3.0145 | -3.2576 | -3.4753 | 0 | 0 | 0 | 0 | 0 | 0
2023 PG Study Reference Scenario | PG&E | Com | WaterHeat | Com - Office (Small) | Fuel Substitution | Admin | 62.1444 | 64.4396 | 66.4675 | 68.2172 | 69.6923 | 177.7077 | 201.3344 | 231.8049 | 370.0864 | 411.3578 | 442.4298
2023 PG Study Reference Scenario | PG&E | Com | WaterHeat | Com - Office (Small) | Fuel Substitution | Incentives | 93.2166 | 96.6594 | 99.7012 | 102.3257 | 104.5384 | 266.5616 | 302.0016 | 347.7074 | 551.7117 | 613.5956 | 660.4638
2023 PG Study Reference Scenario | PG&E | Com | WaterHeat | Com - Office (Small) | Fuel Substitution | Incremental Measure Cost | 112.5106 | 115.6394 | 118.2688 | 120.385 | 122.0019 | 355.4154 | 402.6688 | 463.6099 | 740.1728 | 822.7156 | 884.8596
2023 PG Study Reference Scenario | PG&E | Com | WaterHeat | Com - Other | Energy Efficiency | Admin | 237457.6 | 237100.7 | 238913.1 | 239697.7 | 238315.2 | 203763.6 | 205271.4 | 205134.6 | 202506.8 | 200701.3 | 199121
2023 PG Study Reference Scenario | PG&E | Com | WaterHeat | Com - Other | Energy Efficiency | Incentives | 16633.19 | 17981.73 | 19511.01 | 21229.46 | 22721.6 | 9956.066 | 11250.27 | 12486.79 | 65030.56 | 65847.98 | 66757.41
2023 PG Study Reference Scenario | PG&E | Com | WaterHeat | Com - Other | Energy Efficiency | Incremental Measure Cost | 28575.87 | 31318.44 | 34383.93 | 43256.11 | 51188.91 | 15395.41 | 17998.72 | 20522.4 | 130061.1 | 131696 | 133514.8
2023 PG Study Reference Scenario | PG&E | Com | WaterHeat | Com - Other | Energy Efficiency | Admin | 0 | 0 | 0 | 0 | 0 | 6737.51 | 5727.389 | 4868.71 | 0 | 0 | 2.8426
2023 PG Study Reference Scenario | PG&E | Com | WaterHeat | Com - Other | Energy Efficiency | Incentives | 0 | 0 | 0 | 0 | 0 | 0 | 0 | 0 | 0 | 0 | 0.57285
2023 PG Study Reference Scenario | PG&E | Com | WaterHeat | Com - Other | Energy Efficiency | Incremental Measure Cost | 0 | 0 | 0 | 0 | 0 | -2360.59 | -1957.49 | -1621.36 | 0 | 0 | 1.1457
2023 PG Study Reference Scenario | PG&E | Com | WaterHeat | Com - Other | Energy Efficiency | Admin | 2216289 | 2222687 | 2232586 | 2242074 | 2248921 | 2077712 | 2084438 | 2091161 | 2080360 | 2068537 | 2060677
2023 PG Study Reference Scenario | PG&E | Com | WaterHeat | Com - Other | Energy Efficiency | Incentives | 101032 | 113229.1 | 127087.3 | 141020.9 | 154164.2 | 97290.64 | 109478.1 | 121987.4 | 653678.7 | 665215.3 | 677830.9
2023 PG Study Reference Scenario | PG&E | Com | WaterHeat | Com - Other | Energy Efficiency | Incremental Measure Cost | 111413.7 | 136314.5 | 190093.6 | 242003.4 | 271000.4 | 106597.6 | 131543.4 | 157212.8 | 1307357 | 1330431 | 1355662
2023 PG Study Reference Scenario | PG&E | Com | WaterHeat | Com - Other | Fuel Substitution | Incremental Measure Cost | -62.4939 | -68.788 | -75.4448 | -81.213 | -85.8493 | 0 | 0 | 0 | 0 | 0 | 0
2023 PG Study Reference Scenario | PG&E | Com | WaterHeat | Com - Other | Fuel Substitution | Admin | 0 | 0 | 0 | 0 | 0 | 327.0374 | 361.3302 | 399.1512 | 13904.07 | 15235.83 | 16231.06
2023 PG Study Reference Scenario | PG&E | Com | WaterHeat | Com - Other | Fuel Substitution | Incentives | 0 | 0 | 0 | 0 | 0 | 490.5562 | 541.9954 | 598.7267 | 20856.11 | 22853.75 | 24346.58
2023 PG Study Reference Scenario | PG&E | Com | WaterHeat | Com - Other | Fuel Substitution | Incremental Measure Cost | -26279.1 | -27121.9 | -27878.5 | -28551.1 | -29144.4 | 654.0749 | 722.6605 | 798.3023 | 27808.14 | 30471.67 | 32462.11
2023 PG Study Reference Scenario | PG&E | Com | WaterHeat | Com - Refrig. Warehouse | Energy Efficiency | Admin | 4820.501 | 4794.966 | 4783.687 | 4756.837 | 4745.79 | 4075.573 | 4066.91 | 4062.154 | 4033.065 | 4004.009 | 3970.296
2023 PG Study Reference Scenario | PG&E | Com | WaterHeat | Com - Refrig. Warehouse | Energy Efficiency | Incentives | 481.8828 | 497.2054 | 514.1406 | 529.5737 | 546.8443 | 394.2972 | 409.058 | 424.4719 | 820.7891 | 831.1746 | 840.6611
2023 PG Study Reference Scenario | PG&E | Com | WaterHeat | Com - Refrig. Warehouse | Energy Efficiency | Incremental Measure Cost | 986.9558 | 1019.335 | 1054.829 | 1087.052 | 1122.882 | 788.5945 | 818.1161 | 848.9437 | 1641.578 | 1662.349 | 1681.322
2023 PG Study Reference Scenario | PG&E | Com | WaterHeat | Com - Refrig. Warehouse | Energy Efficiency | Admin | 0 | 0 | 0 | 0 | 0 | 0 | 0 | 0.31063 | 0 | 0 | 0.19081
2023 PG Study Reference Scenario | PG&E | Com | WaterHeat | Com - Refrig. Warehouse | Energy Efficiency | Incentives | 0 | 0 | 0 | 0 | 0 | 0 | 0 | 0.023435 | 0 | 0 | 0.038454
2023 PG Study Reference Scenario | PG&E | Com | WaterHeat | Com - Refrig. Warehouse | Energy Efficiency | Incremental Measure Cost | 0 | 0 | 0 | 0 | 0 | 0 | 0 | 0.04687 | 0 | 0 | 0.076908
2023 PG Study Reference Scenario | PG&E | Com | WaterHeat | Com - Refrig. Warehouse | Energy Efficiency | Admin | 22348.96 | 22609.86 | 22870.45 | 23129.72 | 23389.42 | 21822.89 | 22065.3 | 22309.01 | 22518.73 | 22727.62 | 22943.74
2023 PG Study Reference Scenario | PG&E | Com | WaterHeat | Com - Refrig. Warehouse | Energy Efficiency | Incentives | 2017.24 | 2121.712 | 2229.473 | 2340.566 | 2455.286 | 2111.288 | 2219.373 | 2331.164 | 4582.905 | 4717.934 | 4858.058
2023 PG Study Reference Scenario | PG&E | Com | WaterHeat | Com - Refrig. Warehouse | Energy Efficiency | Incremental Measure Cost | 4096.931 | 4310.9 | 4531.05 | 4757.494 | 4990.875 | 4222.575 | 4438.745 | 4662.329 | 9165.81 | 9435.868 | 9716.117
2023 PG Study Reference Scenario | PG&E | Com | WaterHeat | Com - Refrig. Warehouse | Fuel Substitution | Admin | 3.8757 | 4.2598 | 4.6335 | 4.965 | 5.2846 | 0 | 0 | 0 | 0 | 0 | 0
2023 PG Study Reference Scenario | PG&E | Com | WaterHeat | Com - Refrig. Warehouse | Fuel Substitution | Incentives | 5.8136 | 6.3896 | 6.9503 | 7.4475 | 7.9268 | 0 | 0 | 0 | 0 | 0 | 0
2023 PG Study Reference Scenario | PG&E | Com | WaterHeat | Com - Refrig. Warehouse | Fuel Substitution | Incremental Measure Cost | 7.7514 | 8.5195 | 9.2671 | 9.93 | 10.5691 | 0 | 0 | 0 | 0 | 0 | 0
2023 PG Study Reference Scenario | PG&E | Com | WaterHeat | Com - Refrig. Warehouse | Fuel Substitution | Admin | 14.763 | 16.6652 | 18.5381 | 20.3664 | 22.1448 | 0 | 0 | 0 | 0 | 0 | 0
2023 PG Study Reference Scenario | PG&E | Com | WaterHeat | Com - Refrig. Warehouse | Fuel Substitution | Incentives | 22.1446 | 24.9978 | 27.8071 | 30.5495 | 33.2172 | 0 | 0 | 0 | 0 | 0 | 0
2023 PG Study Reference Scenario | PG&E | Com | WaterHeat | Com - Refrig. Warehouse | Fuel Substitution | Incremental Measure Cost | 27.0554 | 30.8004 | 34.4907 | 38.0943 | 41.599 | 0 | 0 | 0 | 0 | 0 | 0
2023 PG Study Reference Scenario | PG&E | Com | WaterHeat | Com - Restaurant | Energy Efficiency | Admin | 3707.479 | 2250.626 | 1638.957 | 1257.91 | 937.7605 | 379.9645 | 350.4957 | 294.024 | 268.1262 | 272.2052 | 261.9334
2023 PG Study Reference Scenario | PG&E | Com | WaterHeat | Com - Restaurant | Energy Efficiency | Incentives | 857.5257 | 521.2303 | 381.1619 | 294.1608 | 220.5069 | 31.0764 | 29.5107 | 25.4786 | 34.2799 | 35.4975 | 34.8411
2023 PG Study Reference Scenario | PG&E | Com | WaterHeat | Com - Restaurant | Energy Efficiency | Incremental Measure Cost | 1953.149 | 1198.424 | 888.737 | 696.9453 | 530.8074 | 62.1527 | 59.0214 | 50.9571 | 68.5599 | 70.995 | 69.6823
2023 PG Study Reference Scenario | PG&E | Com | WaterHeat | Com - Restaurant | Energy Efficiency | Admin | 0 | 0 | 0 | 0 | 0 | 0 | 0 | 0 | 0 | 0 | 1.0531
2023 PG Study Reference Scenario | PG&E | Com | WaterHeat | Com - Restaurant | Energy Efficiency | Incentives | 0 | 0 | 0 | 0 | 0 | 0 | 0 | 0 | 0 | 0 | 0.21222
2023 PG Study Reference Scenario | PG&E | Com | WaterHeat | Com - Restaurant | Energy Efficiency | Incremental Measure Cost | 0 | 0 | 0 | 0 | 0 | 0 | 0 | 0 | 0 | 0 | 0.42445
2023 PG Study Reference Scenario | PG&E | Com | WaterHeat | Com - Restaurant | Energy Efficiency | Admin | 493256.9 | 487855.8 | 482391.4 | 476919.2 | 471461.4 | 440146 | 435063.5 | 430036.2 | 424465.7 | 418969.8 | 413693.9
2023 PG Study Reference Scenario | PG&E | Com | WaterHeat | Com - Restaurant | Energy Efficiency | Incentives | 117878.3 | 119344.5 | 120798.2 | 122247.8 | 123697 | 114153.1 | 115732 | 117317.3 | 145121.1 | 143595 | 142122.8
2023 PG Study Reference Scenario | PG&E | Com | WaterHeat | Com - Restaurant | Energy Efficiency | Incremental Measure Cost | 239897.3 | 243334.2 | 246742.7 | 250140.3 | 253534.7 | 228306.2 | 231464 | 234634.5 | 301799.5 | 303933.4 | 306155.4
2023 PG Study Reference Scenario | PG&E | Com | WaterHeat | Com - Restaurant | Fuel Substitution | Incremental Measure Cost | 0 | 0 | 0 | 0 | 0 | 0 | 0 | 0 | 0 | 0 | 0
2023 PG Study Reference Scenario | PG&E | Com | WaterHeat | Com - Restaurant | Fuel Substitution | Admin | 4667.549 | 4791.316 | 4896.458 | 4983.404 | 5053.484 | 4766.156 | 5333.007 | 5920.043 | 8967.392 | 9835.805 | 10462.49
2023 PG Study Reference Scenario | PG&E | Com | WaterHeat | Com - Restaurant | Fuel Substitution | Incentives | 7001.323 | 7186.974 | 7344.686 | 7475.106 | 7580.226 | 7149.234 | 7999.51 | 8880.064 | 13451.09 | 14753.71 | 15693.73
2023 PG Study Reference Scenario | PG&E | Com | WaterHeat | Com - Restaurant | Fuel Substitution | Incremental Measure Cost | 9050.063 | 9270.316 | 9455.542 | 9606.626 | 9726.244 | 9532.312 | 10666.01 | 11840.09 | 17934.78 | 19671.61 | 20924.97
2023 PG Study Reference Scenario | PG&E | Com | WaterHeat | Com - Retail | Energy Efficiency | Admin | 0 | 0 | 0 | 0 | 0 | 0 | 0 | 0 | 0 | 0 | 0
2023 PG Study Reference Scenario | PG&E | Com | WaterHeat | Com - Retail | Energy Efficiency | Incremental Measure Cost | 0 | 0 | 0 | 0 | 0 | 0 | 0 | 0 | 0 | 0 | 0
2023 PG Study Reference Scenario | PG&E | Com | WaterHeat | Com - Retail | Energy Efficiency | Admin | 19557.27 | 12677.29 | 11832.14 | 11043.33 | 10307.11 | 13940.49 | 12651.4 | 11502.19 | 0 | 0 | 1.8228
2023 PG Study Reference Scenario | PG&E | Com | WaterHeat | Com - Retail | Energy Efficiency | Incentives | 0 | 0 | 0 | 0 | 0 | 0 | 0 | 0 | 0 | 0 | 0.36735
2023 PG Study Reference Scenario | PG&E | Com | WaterHeat | Com - Retail | Energy Efficiency | Incremental Measure Cost | -647670 | -416793 | -386059 | -357515 | -331008 | -500596 | -448601 | -402619 | 0 | 0 | 0.7347
2023 PG Study Reference Scenario | PG&E | Com | WaterHeat | Com - Retail | Energy Efficiency | Admin | 110899.6 | 110130.9 | 109371.3 | 108620.6 | 107878.5 | 107148.2 | 106430 | 105722.6 | 104627.7 | 103544.9 | 102576.2
2023 PG Study Reference Scenario | PG&E | Com | WaterHeat | Com - Retail | Energy Efficiency | Incentives | 0 | 0 | 0 | 0 | 0 | 326.6741 | 724.2674 | 1124.661 | 44486.04 | 44025.65 | 43613.81
2023 PG Study Reference Scenario | PG&E | Com | WaterHeat | Com - Retail | Energy Efficiency | Incremental Measure Cost | -10561.2 | -8818.6 | -7066.72 | -5305.18 | -3533.58 | -1751.48 | 41.7084 | 1846.524 | 92908.12 | 93785.92 | 94767.03
2023 PG Study Reference Scenario | PG&E | Com | WaterHeat | Com - Retail | Fuel Substitution | Incremental Measure Cost | 0 | 0 | 0 | 0 | 0 | 0 | 0 | 0 | 0 | 0 | 0
2023 PG Study Reference Scenario | PG&E | Com | WaterHeat | Com - Retail | Fuel Substitution | Admin | 0 | 0 | 0 | 0 | 0 | 0 | 0 | 0 | 601.0661 | 645.7154 | 678.5769
2023 PG Study Reference Scenario | PG&E | Com | WaterHeat | Com - Retail | Fuel Substitution | Incentives | 0 | 0 | 0 | 0 | 0 | 0 | 0 | 0 | 901.5991 | 968.5731 | 1017.865
2023 PG Study Reference Scenario | PG&E | Com | WaterHeat | Com - Retail | Fuel Substitution | Incremental Measure Cost | -118853 | -122440 | -125610 | -128384 | -130789 | -166.725 | -180.882 | -196.8 | 1202.132 | 1291.431 | 1357.154
2023 PG Study Reference Scenario | PG&E | Com | WaterHeat | Com - School | Energy Efficiency | Admin | 60007.3 | 60324.16 | 60719.3 | 60847.78 | 60208.28 | 26588.21 | 26531.98 | 26605.55 | 26593.77 | 26573.41 | 26581.34
2023 PG Study Reference Scenario | PG&E | Com | WaterHeat | Com - School | Energy Efficiency | Incentives | 21914.29 | 22307.35 | 22737.96 | 23074.68 | 23122.15 | 9139.826 | 9422.863 | 9750.716 | 10514.4 | 10521.77 | 10538.3
2023 PG Study Reference Scenario | PG&E | Com | WaterHeat | Com - School | Energy Efficiency | Incremental Measure Cost | 64303.89 | 66206.94 | 68260.19 | 70045.14 | 70944.46 | 18260.63 | 18834.37 | 19516.1 | 32455.79 | 33110.59 | 33806.73
2023 PG Study Reference Scenario | PG&E | Com | WaterHeat | Com - School | Energy Efficiency | Admin | 0 | 0 | 0 | 0 | 0 | 0 | 0 | 1565.374 | 0 | 0 | 1.3784
2023 PG Study Reference Scenario | PG&E | Com | WaterHeat | Com - School | Energy Efficiency | Incentives | 0 | 0 | 0 | 0 | 0 | 0 | 0 | 119.7603 | 0 | 0 | 0.27779
2023 PG Study Reference Scenario | PG&E | Com | WaterHeat | Com - School | Energy Efficiency | Incremental Measure Cost | 0 | 0 | 0 | 0 | 0 | 0 | 0 | 239.5206 | 0 | 0 | 0.55558
2023 PG Study Reference Scenario | PG&E | Com | WaterHeat | Com - School | Energy Efficiency | Admin | 286700.2 | 288707.5 | 290711.4 | 292719 | 294688.9 | 189332.9 | 190576.1 | 191850.3 | 192459.8 | 193093.7 | 193931.1
2023 PG Study Reference Scenario | PG&E | Com | WaterHeat | Com - School | Energy Efficiency | Incentives | 92316.5 | 94711.48 | 97156.3 | 99657.89 | 102207.3 | 59266.18 | 61660.59 | 64071.33 | 71628.09 | 72040.04 | 72507.19
2023 PG Study Reference Scenario | PG&E | Com | WaterHeat | Com - School | Energy Efficiency | Incremental Measure Cost | 247206.2 | 255724.9 | 264432.4 | 273354.8 | 282466 | 118290.1 | 123175.4 | 128216.1 | 218677.7 | 224100.2 | 229809.5
2023 PG Study Reference Scenario | PG&E | Com | WaterHeat | Com - School | Fuel Substitution | Incremental Measure Cost | -38.3335 | -42.4767 | -46.4605 | -50.0475 | -52.7659 | 0 | 0 | 0 | 0 | 0 | 0
2023 PG Study Reference Scenario | PG&E | Com | WaterHeat | Com - School | Fuel Substitution | Admin | 2068.3 | 2138.158 | 2199.598 | 2252.568 | 2297.435 | 1953.222 | 2218.632 | 2575.524 | 5416.617 | 6022.535 | 6474.864
2023 PG Study Reference Scenario | PG&E | Com | WaterHeat | Com - School | Fuel Substitution | Incentives | 3102.45 | 3207.237 | 3299.398 | 3378.851 | 3446.152 | 2929.832 | 3327.947 | 3863.287 | 6395.226 | 7119.91 | 7668.153
2023 PG Study Reference Scenario | PG&E | Com | WaterHeat | Com - School | Fuel Substitution | Incremental Measure Cost | 3964.894 | 4083.86 | 4186.557 | 4272.979 | 4344.001 | 3906.443 | 4437.263 | 5151.049 | 10833.23 | 12045.07 | 12949.73
2023 PG Study Reference Scenario | PG&E | Com | WaterHeat | Com - Warehouse | Energy Efficiency | Admin | 7215.35 | 6691.228 | 2022.402 | 1661.907 | 1377.214 | 0 | 0 | 0 | 0 | 0 | 0
2023 PG Study Reference Scenario | PG&E | Com | WaterHeat | Com - Warehouse | Energy Efficiency | Incentives | 1606.779 | 1541.468 | 727.2917 | 643.3058 | 574.5271 | 0 | 0 | 0 | 0 | 0 | 0
2023 PG Study Reference Scenario | PG&E | Com | WaterHeat | Com - Warehouse | Energy Efficiency | Incremental Measure Cost | 3352.346 | 3274.513 | 1573.341 | 1418.233 | 1291.36 | 0 | 0 | 0 | 0 | 0 | 0
2023 PG Study Reference Scenario | PG&E | Com | WaterHeat | Com - Warehouse | Energy Efficiency | Admin | 0 | 0 | 0 | 0 | 0 | 3749.589 | 3187.432 | 2709.556 | 0 | 0 | 1.582
2023 PG Study Reference Scenario | PG&E | Com | WaterHeat | Com - Warehouse | Energy Efficiency | Incentives | 0 | 0 | 0 | 0 | 0 | 0 | 0 | 0 | 0 | 0 | 0.31881
2023 PG Study Reference Scenario | PG&E | Com | WaterHeat | Com - Warehouse | Energy Efficiency | Incremental Measure Cost | 0 | 0 | 0 | 0 | 0 | -7181.36 | -6077.32 | -5142.44 | 0 | 0 | 0.63761
2023 PG Study Reference Scenario | PG&E | Com | WaterHeat | Com - Warehouse | Energy Efficiency | Admin | 32787.51 | 32858.65 | 32554.18 | 32228.39 | 31888.21 | 21941.15 | 21662.99 | 21390.33 | 21067.7 | 20751.73 | 20456.1
2023 PG Study Reference Scenario | PG&E | Com | WaterHeat | Com - Warehouse | Energy Efficiency | Incentives | 4627.689 | 4812.69 | 4952.875 | 5087.518 | 5217.986 | 1266.178 | 1417.805 | 1568.838 | 8652.849 | 8626.596 | 8597.941
2023 PG Study Reference Scenario | PG&E | Com | WaterHeat | Com - Warehouse | Energy Efficiency | Incremental Measure Cost | 9638.158 | 10184.13 | 10638.91 | 11083.92 | 11521.63 | 2532.357 | 2835.61 | 3137.676 | 17306.47 | 17387.85 | 17482.92
2023 PG Study Reference Scenario | PG&E | Com | WaterHeat | Com - Warehouse | Fuel Substitution | Incremental Measure Cost | -0.27486 | -0.27496 | -0.02946 | -0.01532 | -0.00276 | 0 | 0 | 0 | 0 | 0 | 0
2023 PG Study Reference Scenario | PG&E | Com | WaterHeat | Com - Warehouse | Fuel Substitution | Admin | 0 | 0 | 0 | 0 | 0 | 0.57862 | 0.63318 | 0.69863 | 37.9307 | 41.2178 | 43.5623
2023 PG Study Reference Scenario | PG&E | Com | WaterHeat | Com - Warehouse | Fuel Substitution | Incentives | 0 | 0 | 0 | 0 | 0 | 0.86794 | 0.94977 | 1.0479 | 56.8961 | 61.8266 | 65.3435
2023 PG Study Reference Scenario | PG&E | Com | WaterHeat | Com - Warehouse | Fuel Substitution | Incremental Measure Cost | -303.325 | -312.072 | -319.032 | -324.67 | -329.17 | 0.84757 | 0.92539 | 0.99993 | 75.8615 | 82.4355 | 87.1247
2023 PG Study Reference Scenario | PG&E | Com | WholeBlg | Com - College | Energy Efficiency | Admin | 186021.2 | 164682 | 170792.8 | 358545.8 | 209094.9 | 208964 | 210275.3 | 207213.7 | 207524.8 | 206234.7 | 203512.1
2023 PG Study Reference Scenario | PG&E | Com | WholeBlg | Com - College | Energy Efficiency | Incentives | 174304.5 | 154309.4 | 160035.3 | 335960.8 | 195923.9 | 195801.2 | 197029.9 | 194161.2 | 194452.7 | 193243.8 | 190692.7
2023 PG Study Reference Scenario | PG&E | Com | WholeBlg | Com - College | Energy Efficiency | Incremental Measure Cost | 954034.1 | 861494.6 | 911330.1 | 2010507 | 1195963 | 1219147 | 1251347 | 1257768 | 1284866 | 1302423 | 1310929
2023 PG Study Reference Scenario | PG&E | Com | WholeBlg | Com - Grocery | Energy Efficiency | Admin | 223894.5 | 204526.6 | 228233 | 248043.9 | 149102.8 | 157243.4 | 162720.6 | 167047.8 | 168454.4 | 169769.8 | 171132.1
2023 PG Study Reference Scenario | PG&E | Com | WholeBlg | Com - Grocery | Energy Efficiency | Incentives | 206959.1 | 190792.3 | 213826.1 | 232392.5 | 139698.2 | 147329.4 | 152465.5 | 156524.4 | 157846.8 | 159084 | 160362.6
2023 PG Study Reference Scenario | PG&E | Com | WholeBlg | Com - Grocery | Energy Efficiency | Incremental Measure Cost | 421623.4 | 392838.3 | 447120.1 | 495632.8 | 303883.9 | 326878.8 | 345025.5 | 361281 | 371606.8 | 381997 | 392762.4
2023 PG Study Reference Scenario | PG&E | Com | WholeBlg | Com - Lodging | Energy Efficiency | Admin | 0 | 0 | 0 | 0 | 0 | 0 | 0 | 0 | 0 | 0 | 97.737
2023 PG Study Reference Scenario | PG&E | Com | WholeBlg | Com - Lodging | Energy Efficiency | Incentives | 0 | 0 | 0 | 0 | 0 | 0 | 0 | 0 | 0 | 0 | 91.5738
2023 PG Study Reference Scenario | PG&E | Com | WholeBlg | Com - Lodging | Energy Efficiency | Incremental Measure Cost | 0 | 0 | 0 | 0 | 0 | 0 | 0 | 0 | 0 | 0 | 801.6875
2023 PG Study Reference Scenario | PG&E | Com | WholeBlg | Com - Restaurant | Energy Efficiency | Admin | 645197.7 | 555774.6 | 582946 | 602877.9 | 352351.4 | 354087.5 | 356329.5 | 355153.9 | 352209.2 | 349794.3 | 346502.9
2023 PG Study Reference Scenario | PG&E | Com | WholeBlg | Com - Restaurant | Energy Efficiency | Incentives | 604520.4 | 520745.6 | 546204.4 | 564880.1 | 330143.6 | 331770.3 | 333871 | 332769.5 | 330010.3 | 327747.7 | 324663.8
2023 PG Study Reference Scenario | PG&E | Com | WholeBlg | Com - Restaurant | Energy Efficiency | Incremental Measure Cost | 1652158 | 1451638 | 1553060 | 1638286 | 976646.2 | 1001089 | 1027577 | 1044670 | 1056728 | 1070473 | 1081608
2023 PG Study Reference Scenario | PG&E | Com | WholeBlg | Com - Retail | Energy Efficiency | Admin | 609382.7 | 543206.6 | 591338.8 | 628364.6 | 371339.3 | 386032.1 | 395693.4 | 403344.8 | 405542.7 | 407907.5 | 410899.5
2023 PG Study Reference Scenario | PG&E | Com | WholeBlg | Com - Retail | Energy Efficiency | Incentives | 550805.6 | 495730.7 | 544915.5 | 584733.6 | 347733.7 | 361502.9 | 370561 | 377737.6 | 379806.7 | 382032.8 | 384846.9
2023 PG Study Reference Scenario | PG&E | Com | WholeBlg | Com - Retail | Energy Efficiency | Incremental Measure Cost | 1165180 | 1059445 | 1176393 | 1275053 | 768575.6 | 814963.9 | 852074.9 | 885922.6 | 908564.2 | 932137.1 | 957749.7
2023 PG Study Reference Scenario | PG&E | Com | WholeBlg | Com - School | Energy Efficiency | Admin | 0 | 0 | 0 | 0 | 0 | 0 | 0 | 0 | 0 | 0 | 311.4849
2023 PG Study Reference Scenario | PG&E | Com | WholeBlg | Com - School | Energy Efficiency | Incentives | 0 | 0 | 0 | 0 | 0 | 0 | 0 | 0 | 0 | 0 | 291.86
2023 PG Study Reference Scenario | PG&E | Com | WholeBlg | Com - School | Energy Efficiency | Incremental Measure Cost | 0 | 0 | 0 | 0 | 0 | 0 | 0 | 0 | 0 | 0 | 2421.552
2023 PG Study Reference Scenario | PG&E | Com | WholeBlg | Com - Warehouse | Energy Efficiency | Admin | 241470.6 | 428667.5 | 450598.3 | 467300.7 | 275535.4 | 280410.5 | 280814.2 | 278874.1 | 275456.8 | 272177.1 | 267669.8
2023 PG Study Reference Scenario | PG&E | Com | WholeBlg | Com - Warehouse | Energy Efficiency | Incentives | 226256.4 | 401659.8 | 422208.8 | 437859 | 258175.6 | 262743.6 | 263121.8 | 261303.9 | 258101.9 | 255028.9 | 250805.6
2023 PG Study Reference Scenario | PG&E | Com | WholeBlg | Com - Warehouse | Energy Efficiency | Incremental Measure Cost | 1157029 | 2204631 | 2363594 | 2500211 | 1503749 | 1560996 | 1594505 | 1615126 | 1627240 | 1640010 | 1645079
2023 PG Study Reference Scenario | PG&E | Ind | BROs | Ind - All Other Industrial | Energy Efficiency | Admin | 3184.141 | 3443.971 | 3700.179 | 3952.312 | 4209.419 | 4470.204 | 4736.401 | 5003.489 | 5271.582 | 5541.097 | 5811.903
2023 PG Study Reference Scenario | PG&E | Ind | BROs | Ind - Chemicals | Energy Efficiency | Admin | 135594 | 147769.1 | 159850.7 | 172039.8 | 184534.3 | 197049.2 | 209905.9 | 222872.3 | 236001.2 | 249337.6 | 262948.4
2023 PG Study Reference Scenario | PG&E | Ind | BROs | Ind - Electronics | Energy Efficiency | Admin | 29465.54 | 32061.86 | 34690.23 | 37350.12 | 40118.94 | 42957.65 | 45921.59 | 48951.61 | 52040.57 | 55191.95 | 58403.69
2023 PG Study Reference Scenario | PG&E | Ind | BROs | Ind - Fabricated Metals | Energy Efficiency | Admin | 14538.64 | 15677.08 | 16809.64 | 17929.42 | 19057.57 | 20187.78 | 21343.73 | 22492.95 | 23634.79 | 24770.44 | 25896.67
2023 PG Study Reference Scenario | PG&E | Ind | BROs | Ind - Food | Energy Efficiency | Admin | 218887.8 | 235553.3 | 251870 | 267798.5 | 283566.4 | 299104.3 | 315205.2 | 330681.1 | 346120.7 | 361421.1 | 376536.1
2023 PG Study Reference Scenario | PG&E | Ind | BROs | Ind - Industrial Machinery | Energy Efficiency | Admin | 5527.11 | 5974.528 | 6424.729 | 6864.952 | 7299.3 | 7731.771 | 8173.503 | 8614.31 | 9054.583 | 9491.565 | 9926.308
2023 PG Study Reference Scenario | PG&E | Ind | BROs | Ind - Lumber & Furniture | Energy Efficiency | Admin | 4185.383 | 4529.488 | 4860.24 | 5181.103 | 5504.443 | 5827.119 | 6163.415 | 6492.412 | 6821.009 | 7147.699 | 7470.655
2023 PG Study Reference Scenario | PG&E | Ind | BROs | Ind - Paper | Energy Efficiency | Admin | 13880.46 | 15230.65 | 16440.23 | 17488.25 | 18491.45 | 19468.69 | 20495.08 | 21520.08 | 22555.39 | 23596.82 | 24645.01
2023 PG Study Reference Scenario | PG&E | Ind | BROs | Ind - Petroleum | Energy Efficiency | Admin | 417426.1 | 447413.4 | 477065.2 | 506255.6 | 535461.5 | 564658.6 | 594477.3 | 623627.5 | 652435.5 | 680965.6 | 709169.2
2023 PG Study Reference Scenario | PG&E | Ind | BROs | Ind - Plastics | Energy Efficiency | Admin | 13602.42 | 14668.17 | 15728.09 | 16766.7 | 17821.65 | 18883.45 | 19957.25 | 21030.25 | 22098.37 | 23166.26 | 24230.28
2023 PG Study Reference Scenario | PG&E | Ind | BROs | Ind - Primary Metals | Energy Efficiency | Admin | 7950.751 | 8603.205 | 9265.635 | 9947.621 | 10628.27 | 11294.93 | 11972.37 | 12640.37 | 13300.45 | 13957.42 | 14616.01
2023 PG Study Reference Scenario | PG&E | Ind | BROs | Ind - Printing & Publishing | Energy Efficiency | Admin | 5504.629 | 5900.064 | 6287.65 | 6661.281 | 7034.623 | 7405.893 | 7778.701 | 8144.797 | 8505.273 | 8861.65 | 9212.6
2023 PG Study Reference Scenario | PG&E | Ind | BROs | Ind - Stone-Glass-Clay | Energy Efficiency | Admin | 93909.67 | 102291.1 | 110224 | 117995.9 | 125949 | 134049 | 142666 | 151437.9 | 160441.8 | 169605 | 178934
2023 PG Study Reference Scenario | PG&E | Ind | BROs | Ind - Textiles | Energy Efficiency | Admin | 155.0159 | 164.7429 | 175.5293 | 186.3515 | 197.0015 | 207.4855 | 217.6033 | 227.8061 | 237.7917 | 247.6119 | 257.2234
2023 PG Study Reference Scenario | PG&E | Ind | BROs | Ind - Transportation Equipment | Energy Efficiency | Admin | 7730.764 | 8327.074 | 8973.592 | 9616.82 | 10237.82 | 10849.86 | 11482.53 | 12113.91 | 12753.67 | 13400.68 | 14043.62
2023 PG Study Reference Scenario | PG&E | Ind | HVAC | Ind - All Other Industrial | Energy Efficiency | Admin | 0 | 0 | 0 | 0 | 0 | 2706.692 | 2617.745 | 2451.665 | 2219.216 | 1946.204 | 1659.473
2023 PG Study Reference Scenario | PG&E | Ind | HVAC | Ind - All Other Industrial | Energy Efficiency | Incentives | 0 | 0 | 0 | 0 | 0 | 20022.83 | 19364.84 | 18136.26 | 16416.71 | 14397.1 | 12275.99
2023 PG Study Reference Scenario | PG&E | Ind | HVAC | Ind - All Other Industrial | Energy Efficiency | Incremental Measure Cost | 0 | 0 | 0 | 0 | 0 | 73948.96 | 72949.24 | 69687.47 | 64341.81 | 57554.91 | 50056.93
2023 PG Study Reference Scenario | PG&E | Ind | HVAC | Ind - Chemicals | Energy Efficiency | Admin | 0 | 0 | 0 | 0 | 0 | 5148.981 | 4959.165 | 4625.546 | 4170.704 | 3644.667 | 3098.135
2023 PG Study Reference Scenario | PG&E | Ind | HVAC | Ind - Chemicals | Energy Efficiency | Incentives | 0 | 0 | 0 | 0 | 0 | 38089.73 | 36685.56 | 34217.61 | 30852.9 | 26961.52 | 22918.54
2023 PG Study Reference Scenario | PG&E | Ind | HVAC | Ind - Chemicals | Energy Efficiency | Incremental Measure Cost | 0 | 0 | 0 | 0 | 0 | 140674.2 | 138198.1 | 131479.1 | 120921.4 | 107783.4 | 93453.26
2023 PG Study Reference Scenario | PG&E | Ind | HVAC | Ind - Electronics | Energy Efficiency | Admin | 113643.8 | 98065.53 | 80550.04 | 63510.57 | 48521.34 | 40651.57 | 38720.64 | 30981.94 | 21570.68 | 17493.47 | 14177.36
2023 PG Study Reference Scenario | PG&E | Ind | HVAC | Ind - Electronics | Energy Efficiency | Incentives | 841546.2 | 726187 | 596482.7 | 470303.3 | 359306.3 | 300937.2 | 286641.4 | 229341 | 159657.4 | 129474.4 | 104928.1
2023 PG Study Reference Scenario | PG&E | Ind | HVAC | Ind - Electronics | Energy Efficiency | Incremental Measure Cost | 2555484 | 2267690 | 1913365 | 1546927 | 1208983 | 1116216 | 1024945 | 837344.5 | 623019.6 | 513213.5 | 422429.4
2023 PG Study Reference Scenario | PG&E | Ind | HVAC | Ind - Fabricated Metals | Energy Efficiency | Admin | 0 | 0 | 0 | 0 | 0 | 4194.034 | 4051.551 | 3790.195 | 3427.127 | 3002.554 | 2557.995
2023 PG Study Reference Scenario | PG&E | Ind | HVAC | Ind - Fabricated Metals | Energy Efficiency | Incentives | 0 | 0 | 0 | 0 | 0 | 31025.48 | 29971.46 | 28038.08 | 25352.26 | 22211.47 | 18922.84
2023 PG Study Reference Scenario | PG&E | Ind | HVAC | Ind - Fabricated Metals | Energy Efficiency | Incremental Measure Cost | 0 | 0 | 0 | 0 | 0 | 114584.3 | 112905.4 | 107734.6 | 99362.83 | 88794.23 | 77160.3
2023 PG Study Reference Scenario | PG&E | Ind | HVAC | Ind - Food | Energy Efficiency | Admin | 0 | 0 | 0 | 0 | 0 | 6917.661 | 6421.853 | 5982.575 | 5287.102 | 4481.5 | 3694.491
2023 PG Study Reference Scenario | PG&E | Ind | HVAC | Ind - Food | Energy Efficiency | Incentives | 0 | 0 | 0 | 0 | 0 | 51173.59 | 47505.84 | 44256.27 | 39111.49 | 33152.02 | 27330.1
2023 PG Study Reference Scenario | PG&E | Ind | HVAC | Ind - Food | Energy Efficiency | Incremental Measure Cost | 0 | 0 | 0 | 0 | 0 | 188996 | 178959.1 | 170052 | 153289.2 | 132531 | 111442
2023 PG Study Reference Scenario | PG&E | Ind | HVAC | Ind - Industrial Machinery | Energy Efficiency | Admin | 0 | 0 | 0 | 0 | 0 | 3480.749 | 3351.004 | 3124.258 | 2815.918 | 2459.862 | 2090.336
2023 PG Study Reference Scenario | PG&E | Ind | HVAC | Ind - Industrial Machinery | Energy Efficiency | Incentives | 0 | 0 | 0 | 0 | 0 | 25748.94 | 24789.15 | 23111.79 | 20830.83 | 18196.89 | 15463.32
2023 PG Study Reference Scenario | PG&E | Ind | HVAC | Ind - Industrial Machinery | Energy Efficiency | Incremental Measure Cost | 0 | 0 | 0 | 0 | 0 | 95096.82 | 93383.13 | 88805.64 | 81642.02 | 72745.25 | 63053.66
2023 PG Study Reference Scenario | PG&E | Ind | HVAC | Ind - Lumber & Furniture | Energy Efficiency | Admin | 0 | 0 | 0 | 0 | 0 | 259.6607 | 253.4754 | 239.6047 | 218.8248 | 193.4801 | 166.1641
2023 PG Study Reference Scenario | PG&E | Ind | HVAC | Ind - Lumber & Furniture | Energy Efficiency | Incentives | 0 | 0 | 0 | 0 | 0 | 1920.847 | 1875.091 | 1772.482 | 1618.763 | 1431.274 | 1229.203
2023 PG Study Reference Scenario | PG&E | Ind | HVAC | Ind - Lumber & Furniture | Energy Efficiency | Incremental Measure Cost | 0 | 0 | 0 | 0 | 0 | 7094.135 | 7063.651 | 6810.655 | 6344.397 | 5721.767 | 5012.233
2023 PG Study Reference Scenario | PG&E | Ind | HVAC | Ind - Paper | Energy Efficiency | Admin | 0 | 0 | 0 | 0 | 0 | 799.5798 | 798.7527 | 781.6995 | 738.0983 | 672.9622 | 588.4243
2023 PG Study Reference Scenario | PG&E | Ind | HVAC | Ind - Paper | Energy Efficiency | Incentives | 0 | 0 | 0 | 0 | 0 | 5914.914 | 5908.795 | 5782.643 | 5460.103 | 4978.257 | 4352.885
2023 PG Study Reference Scenario | PG&E | Ind | HVAC | Ind - Paper | Energy Efficiency | Incremental Measure Cost | 0 | 0 | 0 | 0 | 0 | 21845.15 | 22259.01 | 22219.46 | 21399.72 | 19901.45 | 17749.44
2023 PG Study Reference Scenario | PG&E | Ind | HVAC | Ind - Petroleum | Energy Efficiency | Admin | 0 | 0 | 0 | 0 | 0 | 2139.199 | 2006.703 | 1861.053 | 1654.352 | 1410.042 | 1161.128
2023 PG Study Reference Scenario | PG&E | Ind | HVAC | Ind - Petroleum | Energy Efficiency | Incentives | 0 | 0 | 0 | 0 | 0 | 15824.78 | 14844.64 | 13767.19 | 12238.11 | 10430.82 | 8589.479
2023 PG Study Reference Scenario | PG&E | Ind | HVAC | Ind - Petroleum | Energy Efficiency | Incremental Measure Cost | 0 | 0 | 0 | 0 | 0 | 58444.6 | 55921.22 | 52899.59 | 47964.69 | 41699.02 | 35024.69
2023 PG Study Reference Scenario | PG&E | Ind | HVAC | Ind - Plastics | Energy Efficiency | Admin | 0 | 0 | 0 | 0 | 0 | 2427.49 | 2377.923 | 2255.64 | 2066.951 | 1833.238 | 1578.743
2023 PG Study Reference Scenario | PG&E | Ind | HVAC | Ind - Plastics | Energy Efficiency | Incentives | 0 | 0 | 0 | 0 | 0 | 17957.43 | 17590.75 | 16686.16 | 15290.33 | 13561.43 | 11678.8
2023 PG Study Reference Scenario | PG&E | Ind | HVAC | Ind - Plastics | Energy Efficiency | Incremental Measure Cost | 0 | 0 | 0 | 0 | 0 | 66320.96 | 66266.08 | 64115.55 | 59927.2 | 54214.18 | 47621.78
2023 PG Study Reference Scenario | PG&E | Ind | HVAC | Ind - Primary Metals | Energy Efficiency | Admin | 0 | 0 | 0 | 0 | 0 | 1242.824 | 1212.665 | 1145.774 | 1045.932 | 924.3964 | 793.5837
2023 PG Study Reference Scenario | PG&E | Ind | HVAC | Ind - Primary Metals | Energy Efficiency | Incentives | 0 | 0 | 0 | 0 | 0 | 9193.824 | 8970.725 | 8475.897 | 7737.31 | 6838.248 | 5870.558
2023 PG Study Reference Scenario | PG&E | Ind | HVAC | Ind - Primary Metals | Energy Efficiency | Incremental Measure Cost | 0 | 0 | 0 | 0 | 0 | 33954.93 | 33793.6 | 32568.12 | 30324.75 | 27337.08 | 23937.95
2023 PG Study Reference Scenario | PG&E | Ind | HVAC | Ind - Printing & Publishing | Energy Efficiency | Admin | 0 | 0 | 0 | 0 | 0 | 1008.975 | 937.9422 | 858.9364 | 756.6626 | 644.3874 | 523.2163
2023 PG Study Reference Scenario | PG&E | Ind | HVAC | Ind - Printing & Publishing | Energy Efficiency | Incentives | 0 | 0 | 0 | 0 | 0 | 7463.924 | 6938.454 | 6354.006 | 5597.432 | 4766.873 | 3870.507
2023 PG Study Reference Scenario | PG&E | Ind | HVAC | Ind - Printing & Publishing | Energy Efficiency | Incremental Measure Cost | 0 | 0 | 0 | 0 | 0 | 27566.01 | 26137.83 | 24414.88 | 21937.95 | 19056.4 | 15782.49
2023 PG Study Reference Scenario | PG&E | Ind | HVAC | Ind - Stone-Glass-Clay | Energy Efficiency | Admin | 0 | 0 | 0 | 0 | 0 | 6159.645 | 6000.581 | 5660.556 | 5159.381 | 4553.435 | 3904.217
2023 PG Study Reference Scenario | PG&E | Ind | HVAC | Ind - Stone-Glass-Clay | Energy Efficiency | Incentives | 0 | 0 | 0 | 0 | 0 | 45566.14 | 44389.46 | 41874.12 | 38166.67 | 33684.16 | 28881.55
2023 PG Study Reference Scenario | PG&E | Ind | HVAC | Ind - Stone-Glass-Clay | Energy Efficiency | Incremental Measure Cost | 0 | 0 | 0 | 0 | 0 | 168286.4 | 167219.4 | 160898.8 | 149586.2 | 134658.3 | 117768.2
2023 PG Study Reference Scenario | PG&E | Ind | HVAC | Ind - Textiles | Energy Efficiency | Admin | 0 | 0 | 0 | 0 | 0 | 16.7101 | 15.7206 | 14.2449 | 12.5495 | 10.6024 | 8.5936
2023 PG Study Reference Scenario | PG&E | Ind | HVAC | Ind - Textiles | Energy Efficiency | Incentives | 0 | 0 | 0 | 0 | 0 | 123.6137 | 116.2936 | 105.3768 | 92.8351 | 78.4318 | 63.5715
2023 PG Study Reference Scenario | PG&E | Ind | HVAC | Ind - Textiles | Energy Efficiency | Incremental Measure Cost | 0 | 0 | 0 | 0 | 0 | 456.5343 | 438.0892 | 404.904 | 363.8476 | 313.5446 | 259.2207
2023 PG Study Reference Scenario | PG&E | Ind | HVAC | Ind - Transportation Equipment | Energy Efficiency | Admin | 0 | 0 | 0 | 0 | 0 | 3599.346 | 3454.663 | 3291.992 | 3026.755 | 2649.118 | 2267.449
2023 PG Study Reference Scenario | PG&E | Ind | HVAC | Ind - Transportation Equipment | Energy Efficiency | Incentives | 0 | 0 | 0 | 0 | 0 | 26626.26 | 25555.97 | 24352.6 | 22390.5 | 19596.92 | 16773.52
2023 PG Study Reference Scenario | PG&E | Ind | HVAC | Ind - Transportation Equipment | Energy Efficiency | Incremental Measure Cost | 0 | 0 | 0 | 0 | 0 | 98336.98 | 96271.82 | 93573.39 | 87754.84 | 78342.11 | 68396.16
2023 PG Study Reference Scenario | PG&E | Ind | Lighting | Ind - All Other Industrial | Energy Efficiency | Admin | 875.7526 | 626.383 | 416.831 | 276.1279 | 178.3123 | 116.9041 | 77.6944 | 54.2871 | 40.071 | 31.1615 | 25.3248
2023 PG Study Reference Scenario | PG&E | Ind | Lighting | Ind - All Other Industrial | Energy Efficiency | Incentives | 2839.219 | 1956.35 | 1258.282 | 807.9851 | 507.1203 | 323.9671 | 219.6145 | 156.5195 | 117.8425 | 93.474 | 77.4852
2023 PG Study Reference Scenario | PG&E | Ind | Lighting | Ind - All Other Industrial | Energy Efficiency | Incremental Measure Cost | 5678.438 | 3912.7 | 2516.565 | 1615.97 | 1014.241 | 647.9341 | 439.2289 | 313.039 | 235.685 | 186.9479 | 154.9704
2023 PG Study Reference Scenario | PG&E | Ind | Lighting | Ind - Chemicals | Energy Efficiency | Admin | 284.1167 | 230.0388 | 24.6467 | 125.1661 | 122.8509 | 117.7199 | 9.7865 | 8.8223 | 7.9531 | 7.1695 | 6.4631
2023 PG Study Reference Scenario | PG&E | Ind | Lighting | Ind - Chemicals | Energy Efficiency | Incentives | 202.3365 | 157.6215 | 16.3044 | 80.1853 | 76.43 | 71.3129 | 6.0471 | 5.5603 | 5.1127 | 4.7012 | 4.3228
2023 PG Study Reference Scenario | PG&E | Ind | Lighting | Ind - Chemicals | Energy Efficiency | Incremental Measure Cost | 404.673 | 315.2429 | 32.6089 | 160.3706 | 152.8599 | 142.6258 | 12.0941 | 11.1206 | 10.2255 | 9.4024 | 8.6455
2023 PG Study Reference Scenario | PG&E | Ind | Lighting | Ind - Electronics | Energy Efficiency | Admin | 3532.245 | 2435.67 | 1602.446 | 1034.936 | 672.9933 | 450.1287 | 308.2367 | 223.072 | 170.5478 | 136.7914 | 113.928
2023 PG Study Reference Scenario | PG&E | Ind | Lighting | Ind - Electronics | Energy Efficiency | Incentives | 6529.292 | 4334.296 | 2754.428 | 1723.487 | 1088.788 | 709.3172 | 495.4368 | 365.7203 | 285.2006 | 233.326 | 198.2143
2023 PG Study Reference Scenario | PG&E | Ind | Lighting | Ind - Electronics | Energy Efficiency | Incremental Measure Cost | 13058.58 | 8668.593 | 5508.856 | 3446.973 | 2177.577 | 1418.634 | 990.8736 | 731.4407 | 570.4012 | 466.652 | 396.4286
2023 PG Study Reference Scenario | PG&E | Ind | Lighting | Ind - Fabricated Metals | Energy Efficiency | Admin | 474.1241 | 320.2482 | 111.8297 | 150.7588 | 138.0733 | 143.0069 | 88.904 | 17.261 | 15.5604 | 14.0273 | 12.6453
2023 PG Study Reference Scenario | PG&E | Ind | Lighting | Ind - Fabricated Metals | Energy Efficiency | Incentives | 784.2053 | 509.8786 | 171.9683 | 224.589 | 199.8142 | 201.5677 | 127.816 | 25.3122 | 23.2747 | 21.4012 | 19.6785
2023 PG Study Reference Scenario | PG&E | Ind | Lighting | Ind - Fabricated Metals | Energy Efficiency | Incremental Measure Cost | 1568.411 | 1019.757 | 343.9366 | 449.1779 | 399.6283 | 403.1355 | 255.632 | 50.6244 | 46.5494 | 42.8024 | 39.3571
2023 PG Study Reference Scenario | PG&E | Ind | Lighting | Ind - Food | Energy Efficiency | Admin | 3409.252 | 2128.983 | 502.8108 | 475.3552 | 289.1066 | 2050.698 | 124.644 | 112.3636 | 101.2931 | 91.3133 | 82.3167
2023 PG Study Reference Scenario | PG&E | Ind | Lighting | Ind - Food | Energy Efficiency | Incentives | 4318.893 | 2595.634 | 591.9894 | 542.0989 | 320.239 | 2212.168 | 137.1475 | 126.1079 | 115.9569 | 106.623 | 98.0405
2023 PG Study Reference Scenario | PG&E | Ind | Lighting | Ind - Food | Energy Efficiency | Incremental Measure Cost | 8637.785 | 5191.268 | 1183.979 | 1084.198 | 640.478 | 4424.337 | 274.295 | 252.2158 | 231.9138 | 213.246 | 196.0809
2023 PG Study Reference Scenario | PG&E | Ind | Lighting | Ind - Industrial Machinery | Energy Efficiency | Admin | 1444.625 | 1041.678 | 704.0868 | 458.657 | 294.883 | 193.1567 | 127.4664 | 88.3227 | 64.6415 | 36.1625 | 32.5996
2023 PG Study Reference Scenario | PG&E | Ind | Lighting | Ind - Industrial Machinery | Energy Efficiency | Incentives | 4683.524 | 3253.419 | 2125.418 | 1342.088 | 838.6475 | 535.2799 | 360.3022 | 254.65 | 190.1005 | 108.4751 | 99.7435
2023 PG Study Reference Scenario | PG&E | Ind | Lighting | Ind - Industrial Machinery | Energy Efficiency | Incremental Measure Cost | 9367.048 | 6506.838 | 4250.836 | 2684.177 | 1677.295 | 1070.56 | 720.6044 | 509.3 | 380.201 | 216.9502 | 199.4869
2023 PG Study Reference Scenario | PG&E | Ind | Lighting | Ind - Lumber & Furniture | Energy Efficiency | Admin | 1361.07 | 1022.044 | 471.8852 | 398.1343 | 273.7368 | 371.4692 | 159.6701 | 56.773 | 33.5704 | 30.2629 | 27.2813
2023 PG Study Reference Scenario | PG&E | Ind | Lighting | Ind - Lumber & Furniture | Energy Efficiency | Incentives | 4013.066 | 2902.623 | 1295.13 | 1059.091 | 707.6714 | 935.6785 | 410.2302 | 148.7806 | 89.7347 | 82.5116 | 75.8699
2023 PG Study Reference Scenario | PG&E | Ind | Lighting | Ind - Lumber & Furniture | Energy Efficiency | Incremental Measure Cost | 8026.133 | 5805.246 | 2590.259 | 2118.182 | 1415.343 | 1871.357 | 820.4603 | 297.5612 | 179.4695 | 165.0232 | 151.7397
2023 PG Study Reference Scenario | PG&E | Ind | Lighting | Ind - Paper | Energy Efficiency | Admin | 177.1253 | 123.1371 | 8.9436 | 8.3071 | 7.6905 | 7.0972 | 6.3979 | 5.7676 | 5.1993 | 4.6871 | 4.2253
2023 PG Study Reference Scenario | PG&E | Ind | Lighting | Ind - Paper | Energy Efficiency | Incentives | 145.0238 | 97.008 | 6.8027 | 6.1192 | 5.5017 | 4.9439 | 4.546 | 4.1801 | 3.8436 | 3.5342 | 3.2497
2023 PG Study Reference Scenario | PG&E | Ind | Lighting | Ind - Paper | Energy Efficiency | Incremental Measure Cost | 290.0475 | 194.016 | 13.6055 | 12.2385 | 11.0034 | 9.8879 | 9.092 | 8.3601 | 7.6872 | 7.0684 | 6.4994
2023 PG Study Reference Scenario | PG&E | Ind | Lighting | Ind - Petroleum | Energy Efficiency | Admin | 444.5482 | 277.2009 | 53.3696 | 317.326 | 497.2945 | 467.9222 | 214.6471 | 31.3681 | 28.2776 | 25.4916 | 22.9801
2023 PG Study Reference Scenario | PG&E | Ind | Lighting | Ind - Petroleum | Energy Efficiency | Incentives | 179.8921 | 107.909 | 20.0555 | 115.466 | 175.7099 | 160.9725 | 75.3188 | 11.2271 | 10.3234 | 9.4924 | 8.7283
2023 PG Study Reference Scenario | PG&E | Ind | Lighting | Ind - Petroleum | Energy Efficiency | Incremental Measure Cost | 359.7843 | 215.818 | 40.1109 | 230.932 | 351.4198 | 321.9449 | 150.6375 | 22.4542 | 20.6467 | 18.9848 | 17.4566
2023 PG Study Reference Scenario | PG&E | Ind | Lighting | Ind - Plastics | Energy Efficiency | Admin | 545.7086 | 401.4954 | 137.6869 | 159.541 | 147.4367 | 121.3103 | 21.4315 | 19.3199 | 17.4165 | 15.7005 | 14.1537
2023 PG Study Reference Scenario | PG&E | Ind | Lighting | Ind - Plastics | Energy Efficiency | Incentives | 873.4364 | 618.5599 | 204.8778 | 229.9747 | 206.4509 | 165.4435 | 29.8129 | 27.4131 | 25.2065 | 23.1775 | 21.3119
2023 PG Study Reference Scenario | PG&E | Ind | Lighting | Ind - Plastics | Energy Efficiency | Incremental Measure Cost | 1746.873 | 1237.12 | 409.7556 | 459.9495 | 412.9018 | 330.887 | 59.6258 | 54.8262 | 50.413 | 46.355 | 42.6237
2023 PG Study Reference Scenario | PG&E | Ind | Lighting | Ind - Primary Metals | Energy Efficiency | Admin | 41.5023 | 30.9555 | 10.2149 | 12.8629 | 11.646 | 11.3056 | 2.1677 | 1.9541 | 1.7616 | 1.588 | 1.4316
2023 PG Study Reference Scenario | PG&E | Ind | Lighting | Ind - Primary Metals | Energy Efficiency | Incentives | 25.0565 | 17.9804 | 5.7281 | 6.9848 | 6.1412 | 5.8049 | 1.1352 | 1.0439 | 0.95984 | 0.88258 | 0.81154
2023 PG Study Reference Scenario | PG&E | Ind | Lighting | Ind - Primary Metals | Energy Efficiency | Incremental Measure Cost | 50.113 | 35.9607 | 11.4562 | 13.9697 | 12.2825 | 11.6097 | 2.2705 | 2.0877 | 1.9197 | 1.7652 | 1.6231
2023 PG Study Reference Scenario | PG&E | Ind | Lighting | Ind - Printing & Publishing | Energy Efficiency | Admin | 518.6476 | 355.5651 | 132.9218 | 127.3993 | 105.1477 | 89.9218 | 18.8056 | 16.9528 | 15.2825 | 13.7768 | 12.4195
2023 PG Study Reference Scenario | PG&E | Ind | Lighting | Ind - Printing & Publishing | Energy Efficiency | Incentives | 1066.881 | 704.1952 | 254.3066 | 236.1613 | 189.3692 | 157.7506 | 33.6506 | 30.9419 | 28.4513 | 26.1611 | 24.0553
2023 PG Study Reference Scenario | PG&E | Ind | Lighting | Ind - Printing & Publishing | Energy Efficiency | Incremental Measure Cost | 2133.762 | 1408.39 | 508.6131 | 472.3225 | 378.7385 | 315.5013 | 67.3012 | 61.8838 | 56.9025 | 52.3222 | 48.1105
2023 PG Study Reference Scenario | PG&E | Ind | Lighting | Ind - Stone-Glass-Clay | Energy Efficiency | Admin | 899.2537 | 627.9171 | 415.1106 | 267.5275 | 172.6155 | 114.0708 | 76.9784 | 54.8736 | 41.3854 | 32.8327 | 27.1267
2023 PG Study Reference Scenario | PG&E | Ind | Lighting | Ind - Stone-Glass-Clay | Energy Efficiency | Incentives | 1000.073 | 672.0105 | 428.9893 | 267.7791 | 167.8117 | 107.9936 | 74.3349 | 54.049 | 41.5788 | 33.6458 | 28.3545
2023 PG Study Reference Scenario | PG&E | Ind | Lighting | Ind - Stone-Glass-Clay | Energy Efficiency | Incremental Measure Cost | 2000.147 | 1344.021 | 857.9786 | 535.5582 | 335.6233 | 215.9873 | 148.6697 | 108.098 | 83.1576 | 67.2916 | 56.709
2023 PG Study Reference Scenario | PG&E | Ind | Lighting | Ind - Textiles | Energy Efficiency | Admin | 11.2881 | 43.8445 | 34.9055 | 21.3588 | 11.8925 | 1.7122 | 1.5435 | 1.3914 | 1.2543 | 1.1307 | 1.0193
2023 PG Study Reference Scenario | PG&E | Ind | Lighting | Ind - Textiles | Energy Efficiency | Incentives | 32.8152 | 122.7681 | 94.4521 | 56.0165 | 30.3111 | 4.2518 | 3.9095 | 3.5948 | 3.3055 | 3.0394 | 2.7947
2023 PG Study Reference Scenario | PG&E | Ind | Lighting | Ind - Textiles | Energy Efficiency | Incremental Measure Cost | 65.6303 | 245.5362 | 188.9042 | 112.0329 | 60.6221 | 8.5036 | 7.8191 | 7.1897 | 6.6109 | 6.0788 | 5.5895
2023 PG Study Reference Scenario | PG&E | Ind | Lighting | Ind - Transportation Equipment | Energy Efficiency | Admin | 446.796 | 340.1487 | 235.3357 | 154.7162 | 99.3351 | 63.8727 | 41.1814 | 27.726 | 19.6885 | 14.7788 | 11.6685
2023 PG Study Reference Scenario | PG&E | Ind | Lighting | Ind - Transportation Equipment | Energy Efficiency | Incentives | 1153.642 | 845.8152 | 565.433 | 360.2431 | 224.7528 | 140.7921 | 92.59 | 63.5845 | 46.0549 | 35.2617 | 28.3973
2023 PG Study Reference Scenario | PG&E | Ind | Lighting | Ind - Transportation Equipment | Energy Efficiency | Incremental Measure Cost | 2307.284 | 1691.63 | 1130.866 | 720.4862 | 449.5056 | 281.5843 | 185.1801 | 127.1689 | 92.1098 | 70.5235 | 56.7947
2023 PG Study Reference Scenario | PG&E | Ind | MachDr | Ind - Chemicals | Energy Efficiency | Admin | 21895.02 | 16473.69 | 756.4116 | 0 | 0 | 0 | 0 | 0 | 0 | 0 | 0
2023 PG Study Reference Scenario | PG&E | Ind | MachDr | Ind - Chemicals | Energy Efficiency | Incentives | 115875 | 87183.76 | 4003.158 | 0 | 0 | 0 | 0 | 0 | 0 | 0 | 0
2023 PG Study Reference Scenario | PG&E | Ind | MachDr | Ind - Chemicals | Energy Efficiency | Incremental Measure Cost | 906975.7 | 696274.9 | 32021.05 | 0 | 0 | 0 | 0 | 0 | 0 | 0 | 0
2023 PG Study Reference Scenario | PG&E | Ind | MachDr | Ind - Food | Energy Efficiency | Admin | 75052.57 | 42375.6 | 5024.062 | 4689.125 | 4376.516 | 55262.16 | 4013.261 | 3745.71 | 3495.996 | 3262.93 | 3045.401
2023 PG Study Reference Scenario | PG&E | Ind | MachDr | Ind - Food | Energy Efficiency | Incentives | 397200.8 | 224264.5 | 26588.85 | 24816.26 | 23161.84 | 292464 | 21239.39 | 19823.43 | 18501.87 | 17268.41 | 16117.18
2023 PG Study Reference Scenario | PG&E | Ind | MachDr | Ind - Food | Energy Efficiency | Incremental Measure Cost | 1782723 | 1026678 | 124157.7 | 118198.2 | 112524.6 | 1449263 | 107353.7 | 102200.7 | 97295.05 | 92624.88 | 88178.89
2023 PG Study Reference Scenario | PG&E | Ind | MachDr | Ind - Lumber & Furniture | Energy Efficiency | Admin | 0 | 0 | 0 | 0 | 0 | 0 | 0 | 0 | 0 | 0 | 0
2023 PG Study Reference Scenario | PG&E | Ind | MachDr | Ind - Lumber & Furniture | Energy Efficiency | Incentives | 0 | 0 | 0 | 0 | 0 | 0 | 0 | 0 | 0 | 0 | 0
2023 PG Study Reference Scenario | PG&E | Ind | MachDr | Ind - Lumber & Furniture | Energy Efficiency | Incremental Measure Cost | 0 | 0 | 0 | 0 | 0 | 0 | 0 | 0 | 0 | 0 | 0
2023 PG Study Reference Scenario | PG&E | Ind | MachDr | Ind - Paper | Energy Efficiency | Admin | 0 | 0 | 0 | 0 | 0 | 0 | 0 | 0 | 0 | 0 | 0
2023 PG Study Reference Scenario | PG&E | Ind | MachDr | Ind - Paper | Energy Efficiency | Incentives | 0 | 0 | 0 | 0 | 0 | 0 | 0 | 0 | 0 | 0 | 0
2023 PG Study Reference Scenario | PG&E | Ind | MachDr | Ind - Paper | Energy Efficiency | Incremental Measure Cost | 0 | 0 | 0 | 0 | 0 | 0 | 0 | 0 | 0 | 0 | 0
2023 PG Study Reference Scenario | PG&E | Ind | ProcHeat | Ind - All Other Industrial | Energy Efficiency | Admin | 6144.838 | 4752.465 | 3473.348 | 2440.796 | 1679.582 | 1151.495 | 798.6251 | 567.5055 | 417.0278 | 318.5278 | 253.0458
2023 PG Study Reference Scenario | PG&E | Ind | ProcHeat | Ind - All Other Industrial | Energy Efficiency | Incentives | 7538.851 | 5830.606 | 4261.309 | 2994.513 | 2060.61 | 1412.722 | 979.8007 | 696.2494 | 511.6344 | 390.7888 | 310.4516
2023 PG Study Reference Scenario | PG&E | Ind | ProcHeat | Ind - All Other Industrial | Energy Efficiency | Incremental Measure Cost | 62353.5 | 49178.26 | 36639.95 | 26234.94 | 18383.78 | 12826.47 | 9048.081 | 6537.519 | 4884.948 | 3795.851 | 3070.461
2023 PG Study Reference Scenario | PG&E | Ind | ProcHeat | Ind - Chemicals | Energy Efficiency | Admin | 293326.4 | 223082.7 | 161033.3 | 112325.1 | 77107.6 | 52989.39 | 37003.24 | 26579.57 | 19804.41 | 15366.36 | 12407.03
2023 PG Study Reference Scenario | PG&E | Ind | ProcHeat | Ind - Chemicals | Energy Efficiency | Incentives | 359870.2 | 273691.1 | 197565.2 | 137807.1 | 94600.17 | 65010.53 | 45397.77 | 32609.39 | 24297.22 | 18852.37 | 15221.68
2023 PG Study Reference Scenario | PG&E | Ind | ProcHeat | Ind - Chemicals | Energy Efficiency | Incremental Measure Cost | 2782464 | 2158383 | 1588997 | 1130259 | 791104 | 554243.2 | 394525.8 | 288855.8 | 219382.1 | 173525.8 | 142853.6
2023 PG Study Reference Scenario | PG&E | Ind | ProcHeat | Ind - Electronics | Energy Efficiency | Admin | 47966.64 | 37019.21 | 26999.87 | 18934.51 | 13001.6 | 8893.329 | 6153.038 | 4361.732 | 3198.179 | 2438.759 | 1935.714
2023 PG Study Reference Scenario | PG&E | Ind | ProcHeat | Ind - Electronics | Energy Efficiency | Incentives | 58848.31 | 45417.36 | 33125.05 | 23229.97 | 15951.14 | 10910.86 | 7548.911 | 5351.232 | 3923.716 | 2992.014 | 2374.848
2023 PG Study Reference Scenario | PG&E | Ind | ProcHeat | Ind - Electronics | Energy Efficiency | Incremental Measure Cost | 508452.6 | 400217.8 | 297647.3 | 212786.4 | 148897.6 | 103752.3 | 73100.99 | 52760.7 | 39389.7 | 30591.41 | 24742.27
2023 PG Study Reference Scenario | PG&E | Ind | ProcHeat | Ind - Fabricated Metals | Energy Efficiency | Admin | 21578.91 | 16634.71 | 12122.59 | 8497.856 | 5835.237 | 3993.103 | 2764.906 | 1962.087 | 1440.459 | 1099.79 | 873.9075
2023 PG Study Reference Scenario | PG&E | Ind | ProcHeat | Ind - Fabricated Metals | Energy Efficiency | Incentives | 26474.28 | 20408.45 | 14872.71 | 10425.67 | 7159.014 | 4898.976 | 3392.151 | 2407.204 | 1767.24 | 1349.288 | 1072.161
2023 PG Study Reference Scenario | PG&E | Ind | ProcHeat | Ind - Fabricated Metals | Energy Efficiency | Incremental Measure Cost | 218871.6 | 172064.9 | 127847.9 | 91347.56 | 63911.01 | 44543.86 | 31402.81 | 22684.76 | 16953.74 | 13181.54 | 10672.3
2023 PG Study Reference Scenario | PG&E | Ind | ProcHeat | Ind - Food | Energy Efficiency | Admin | 340966 | 226318.6 | 136903 | 71089.98 | 23709.7 | 60642.56 | 10803.57 | 14847.37 | 9309.698 | 8632.298 | 8004.833
2023 PG Study Reference Scenario | PG&E | Ind | ProcHeat | Ind - Food | Energy Efficiency | Incentives | 418317.3 | 277661.1 | 167960.7 | 87217.4 | 29088.47 | 74399.89 | 13254.46 | 18215.63 | 11421.69 | 10590.61 | 9820.804
2023 PG Study Reference Scenario | PG&E | Ind | ProcHeat | Ind - Food | Energy Efficiency | Incremental Measure Cost | 3125882 | 2124886 | 1316767 | 702142.9 | 239369.9 | 614868 | 108003 | 157140 | 97337.1 | 92291.9 | 87511.3
2023 PG Study Reference Scenario | PG&E | Ind | ProcHeat | Ind - Industrial Machinery | Energy Efficiency | Admin | 8148.793 | 6228.714 | 4511.529 | 3151.637 | 2039.94 | 1526.279 | 1058.4 | 752.6132 | 553.789 | 423.7431 | 337.3193
2023 PG Study Reference Scenario | PG&E | Ind | ProcHeat | Ind - Industrial Machinery | Energy Efficiency | Incentives | 9997.422 | 7641.756 | 5535.011 | 3866.616 | 2502.719 | 1872.53 | 1298.507 | 923.3505 | 679.4212 | 519.8731 | 413.8433
2023 PG Study Reference Scenario | PG&E | Ind | ProcHeat | Ind - Industrial Machinery | Energy Efficiency | Incremental Measure Cost | 81384.57 | 63435.18 | 46838.74 | 33341.66 | 21974.26 | 16743.77 | 11815.08 | 8547.205 | 6398.753 | 4983.61 | 4041.05
2023 PG Study Reference Scenario | PG&E | Ind | ProcHeat | Ind - Lumber & Furniture | Energy Efficiency | Admin | 2949.156 | 2409.932 | 1839.541 | 1330.9 | 928.939 | 636.9766 | 436.4264 | 303.2948 | 216.4262 | 159.9825 | 123.0588
2023 PG Study Reference Scenario | PG&E | Ind | ProcHeat | Ind - Lumber & Furniture | Energy Efficiency | Incentives | 3618.199 | 2956.647 | 2256.858 | 1632.828 | 1139.677 | 781.4806 | 535.4338 | 372.1 | 265.5245 | 196.276 | 150.9758
2023 PG Study Reference Scenario | PG&E | Ind | ProcHeat | Ind - Lumber & Furniture | Energy Efficiency | Incremental Measure Cost | 30120.93 | 25103.94 | 19540.89 | 14413.48 | 10252.97 | 7162.208 | 4996.997 | 3534.965 | 2567.301 | 1931.667 | 1513.024
2023 PG Study Reference Scenario | PG&E | Ind | ProcHeat | Ind - Paper | Energy Efficiency | Admin | 25355.06 | 20852.2 | 14365.03 | 6061.729 | 1640.822 | 5865.35 | 5401.329 | 5257.618 | 4512.293 | 3611.687 | 2475.714
2023 PG Study Reference Scenario | PG&E | Ind | ProcHeat | Ind - Paper | Energy Efficiency | Incentives | 31107.1 | 25582.71 | 17623.87 | 7436.888 | 2013.057 | 7195.96 | 6626.67 | 6450.358 | 5535.948 | 4431.032 | 3037.353
2023 PG Study Reference Scenario | PG&E | Ind | ProcHeat | Ind - Paper | Energy Efficiency | Incremental Measure Cost | 277954.5 | 233169.4 | 163841.5 | 70509.06 | 19441.95 | 70957.77 | 66646.18 | 66170.23 | 57921.63 | 47282.74 | 33049.87
2023 PG Study Reference Scenario | PG&E | Ind | ProcHeat | Ind - Petroleum | Energy Efficiency | Admin | 651254.5 | 495604.5 | 338970.2 | 216091.6 | 114780.4 | 182609.4 | 27664.78 | 19895.31 | 18467.08 | 17142.08 | 15912.77
2023 PG Study Reference Scenario | PG&E | Ind | ProcHeat | Ind - Petroleum | Energy Efficiency | Incentives | 798997.6 | 608037 | 415868.7 | 265114 | 140819.4 | 224036 | 33940.79 | 24408.75 | 22656.51 | 21030.92 | 19522.73
2023 PG Study Reference Scenario | PG&E | Ind | ProcHeat | Ind - Petroleum | Energy Efficiency | Incremental Measure Cost | 7181421 | 5574814 | 3889295 | 2528777 | 1369641 | 2222436 | 342583.3 | 250202.1 | 237062.4 | 224617.2 | 212829.5
2023 PG Study Reference Scenario | PG&E | Ind | ProcHeat | Ind - Plastics | Energy Efficiency | Admin | 11389.72 | 9256.54 | 7035.419 | 5076.362 | 3539.936 | 2429.459 | 1668.762 | 1164.258 | 834.8574 | 620.3752 | 479.5675
2023 PG Study Reference Scenario | PG&E | Ind | ProcHeat | Ind - Plastics | Energy Efficiency | Incentives | 13973.58 | 11356.47 | 8631.469 | 6227.982 | 4343.004 | 2980.605 | 2047.336 | 1428.38 | 1024.253 | 761.1131 | 588.3618
2023 PG Study Reference Scenario | PG&E | Ind | ProcHeat | Ind - Plastics | Energy Efficiency | Incremental Measure Cost | 115025.9 | 95343.22 | 73891.01 | 54345.27 | 38610.65 | 26982.54 | 18861.75 | 13386.16 | 9762.32 | 7379.171 | 5805.888
2023 PG Study Reference Scenario | PG&E | Ind | ProcHeat | Ind - Primary Metals | Energy Efficiency | Admin | 30447.88 | 24038.63 | 17843.83 | 12659.87 | 8742.377 | 5981.21 | 4119.738 | 2896.435 | 2100.928 | 1582.935 | 1241.678
2023 PG Study Reference Scenario | PG&E | Ind | ProcHeat | Ind - Primary Metals | Energy Efficiency | Incentives | 37355.26 | 29492.02 | 21891.87 | 15531.88 | 10725.67 | 7338.103 | 5054.338 | 3553.519 | 2577.543 | 1942.038 | 1523.364
2023 PG Study Reference Scenario | PG&E | Ind | ProcHeat | Ind - Primary Metals | Energy Efficiency | Incremental Measure Cost | 323962.6 | 260868.3 | 197482.9 | 142868.8 | 100582.8 | 70142.46 | 49235.1 | 35271.71 | 26068.96 | 20016.2 | 16004.75
2023 PG Study Reference Scenario | PG&E | Ind | ProcHeat | Ind - Printing & Publishing | Energy Efficiency | Admin | 8153.037 | 5087.77 | 2783.157 | 1457.199 | 392.9887 | 1015.714 | 248.1395 | 230.337 | 213.8163 | 198.4847 | 184.2564
2023 PG Study Reference Scenario | PG&E | Ind | ProcHeat | Ind - Printing & Publishing | Energy Efficiency | Incentives | 10002.63 | 6241.978 | 3414.542 | 1787.778 | 482.1418 | 1246.138 | 304.4323 | 282.5911 | 262.3225 | 243.5128 | 226.0566
2023 PG Study Reference Scenario | PG&E | Ind | ProcHeat | Ind - Printing & Publishing | Energy Efficiency | Incremental Measure Cost | 91420.92 | 58199.98 | 32480.12 | 17349.05 | 4776.644 | 12576.75 | 3130.224 | 2964.275 | 2807.161 | 2658.411 | 2517.577
2023 PG Study Reference Scenario | PG&E | Ind | ProcHeat | Ind - Stone-Glass-Clay | Energy Efficiency | Admin | 192027.9 | 151780.4 | 112772.3 | 80063.5 | 55309.36 | 37844.15 | 26061.94 | 18316.17 | 13278.42 | 9998.306 | 7837.913
2023 PG Study Reference Scenario | PG&E | Ind | ProcHeat | Ind - Stone-Glass-Clay | Energy Efficiency | Incentives | 235591.2 | 186213.2 | 138355.7 | 98226.65 | 67856.8 | 46429.44 | 31974.33 | 22471.36 | 16290.75 | 12266.51 | 9616.016
2023 PG Study Reference Scenario | PG&E | Ind | ProcHeat | Ind - Stone-Glass-Clay | Energy Efficiency | Incremental Measure Cost | 2164590 | 1745151 | 1322481 | 957493.9 | 674439.6 | 470442.2 | 330217.5 | 236515.8 | 174739.4 | 134100.8 | 107166.5
2023 PG Study Reference Scenario | PG&E | Ind | ProcHeat | Ind - Textiles | Energy Efficiency | Admin | 929.8571 | 772.9977 | 557.0534 | 311.6273 | 119.0672 | 112.2575 | 37.8946 | 28.4758 | 26.3709 | 24.423 | 22.62
2023 PG Study Reference Scenario | PG&E | Ind | ProcHeat | Ind - Textiles | Energy Efficiency | Incentives | 1140.804 | 948.3594 | 683.4261 | 382.3228 | 146.0787 | 137.7241 | 46.4914 | 34.9357 | 32.3534 | 29.9635 | 27.7516
2023 PG Study Reference Scenario | PG&E | Ind | ProcHeat | Ind - Textiles | Energy Efficiency | Incremental Measure Cost | 9789.039 | 8300.071 | 6099.945 | 3478.706 | 1352.681 | 1300.292 | 444.4159 | 338.6776 | 320.4059 | 303.1268 | 286.7861
2023 PG Study Reference Scenario | PG&E | Ind | ProcHeat | Ind - Transportation Equipment | Energy Efficiency | Admin | 19224.02 | 16435 | 12307.96 | 7027.523 | 3361.205 | 5227.331 | 2321.909 | 2233.321 | 1885.401 | 1001.749 | 730.1306
2023 PG Study Reference Scenario | PG&E | Ind | ProcHeat | Ind - Transportation Equipment | Energy Efficiency | Incentives | 23585.17 | 20163.43 | 15100.13 | 8621.781 | 4123.725 | 6413.199 | 2848.656 | 2739.97 | 2313.121 | 1229.005 | 895.7675
2023 PG Study Reference Scenario | PG&E | Ind | ProcHeat | Ind - Transportation Equipment | Energy Efficiency | Incremental Measure Cost | 214361.9 | 186922.6 | 142766.2 | 83109.47 | 40490.07 | 64268.3 | 29055.73 | 28505.38 | 24536.45 | 13257.54 | 9841.297
2023 PG Study Reference Scenario | PG&E | Ind | ProcRefrig | Ind - All Other Industrial | Energy Efficiency | Admin | 172.2378 | 155.3308 | 136.6577 | 118.532 | 100.6935 | 84.2704 | 69.7127 | 57.3123 | 46.8768 | 38.2334 | 31.1802
2023 PG Study Reference Scenario | PG&E | Ind | ProcRefrig | Ind - All Other Industrial | Energy Efficiency | Incentives | 2252.338 | 2031.247 | 1787.06 | 1550.033 | 1316.76 | 1101.997 | 911.6269 | 749.4673 | 613.0033 | 499.9744 | 407.74
2023 PG Study Reference Scenario | PG&E | Ind | ProcRefrig | Ind - All Other Industrial | Energy Efficiency | Incremental Measure Cost | 11623.57 | 10692.25 | 9595.011 | 8488.821 | 7355.518 | 6278.953 | 5298.149 | 4442.832 | 3706.553 | 3083.581 | 2565.022
2023 PG Study Reference Scenario | PG&E | Ind | ProcRefrig | Ind - Chemicals | Energy Efficiency | Admin | 154.0029 | 144.736 | 102.8884 | 110.7235 | 104.6056 | 97.9307 | 65.8636 | 31.4754 | 14.2363 | 5.6217 | 5.2202
2023 PG Study Reference Scenario | PG&E | Ind | ProcRefrig | Ind - Chemicals | Energy Efficiency | Incentives | 2013.882 | 1892.699 | 1345.462 | 1447.921 | 1367.918 | 1280.631 | 861.2917 | 411.6013 | 186.1661 | 73.5145 | 68.2635
2023 PG Study Reference Scenario | PG&E | Ind | ProcRefrig | Ind - Chemicals | Energy Efficiency | Incremental Measure Cost | 10392.98 | 9962.943 | 7224 | 7929.603 | 7641.293 | 7296.775 | 5005.613 | 2439.967 | 1125.662 | 453.3989 | 429.4335
2023 PG Study Reference Scenario | PG&E | Ind | ProcRefrig | Ind - Electronics | Energy Efficiency | Admin | 4892.4 | 4448.717 | 3951.857 | 3442.179 | 2940.664 | 2472.471 | 2052.831 | 1692.301 | 1386.806 | 1132.417 | 923.9877
2023 PG Study Reference Scenario | PG&E | Ind | ProcRefrig | Ind - Electronics | Energy Efficiency | Incentives | 63977.46 | 58175.46 | 51678.07 | 45013.06 | 38454.79 | 32332.27 | 26844.69 | 22130.06 | 18135.13 | 14808.51 | 12082.9
2023 PG Study Reference Scenario | PG&E | Ind | ProcRefrig | Ind - Electronics | Energy Efficiency | Incremental Measure Cost | 330166.5 | 306228.8 | 277467.8 | 246516 | 214811.3 | 184222.7 | 156014.7 | 131186.7 | 109654.9 | 91331.16 | 76011.44
2023 PG Study Reference Scenario | PG&E | Ind | ProcRefrig | Ind - Fabricated Metals | Energy Efficiency | Admin | 103.0166 | 92.6445 | 76.173 | 69.9312 | 61.8698 | 55.2677 | 45.9943 | 33.7871 | 24.0971 | 14.063 | 10.8996
2023 PG Study Reference Scenario | PG&E | Ind | ProcRefrig | Ind - Fabricated Metals | Energy Efficiency | Incentives | 1347.138 | 1211.504 | 996.1076 | 914.4843 | 809.0662 | 722.7302 | 601.4638 | 441.8302 | 315.1152 | 183.9004 | 142.5331
2023 PG Study Reference Scenario | PG&E | Ind | ProcRefrig | Ind - Fabricated Metals | Energy Efficiency | Incremental Measure Cost | 6952.133 | 6377.216 | 5348.261 | 5008.213 | 4519.504 | 4117.969 | 3495.558 | 2619.164 | 1905.359 | 1134.201 | 896.6511
2023 PG Study Reference Scenario | PG&E | Ind | ProcRefrig | Ind - Food | Energy Efficiency | Admin | 54315.69 | 45171.31 | 29058.32 | 24916.18 | 19589.58 | 35120.05 | 5286.366 | 2540.46 | 2274.896 | 2011.372 | 1836.336
2023 PG Study Reference Scenario | PG&E | Ind | ProcRefrig | Ind - Food | Energy Efficiency | Incentives | 571160.8 | 484331.8 | 318058.6 | 277929 | 222758.1 | 406048.7 | 62786.68 | 30868.24 | 28032.51 | 25157.94 | 23380.48
2023 PG Study Reference Scenario | PG&E | Ind | ProcRefrig | Ind - Food | Energy Efficiency | Incremental Measure Cost | 1214840 | 1034635 | 690237.6 | 604406.5 | 487360.9 | 862230 | 151536.2 | 81949.08 | 70408.97 | 58007.31 | 51854.67
2023 PG Study Reference Scenario | PG&E | Ind | ProcRefrig | Ind - Industrial Machinery | Energy Efficiency | Admin | 185.3565 | 165.6174 | 144.8039 | 124.3869 | 104.9885 | 87.4624 | 72.079 | 59.0955 | 48.2494 | 37.5927 | 30.5783
2023 PG Study Reference Scenario | PG&E | Ind | ProcRefrig | Ind - Industrial Machinery | Energy Efficiency | Incentives | 2423.89 | 2165.764 | 1893.588 | 1626.595 | 1372.925 | 1143.738 | 942.5708 | 772.7869 | 630.9524 | 491.5958 | 399.869
2023 PG Study Reference Scenario | PG&E | Ind | ProcRefrig | Ind - Industrial Machinery | Energy Efficiency | Incremental Measure Cost | 12508.89 | 11400.33 | 10166.98 | 8908.12 | 7669.263 | 6516.783 | 5477.987 | 4581.071 | 3815.083 | 3031.906 | 2515.506
2023 PG Study Reference Scenario | PG&E | Ind | ProcRefrig | Ind - Lumber & Furniture | Energy Efficiency | Admin | 22.6972 | 20.6635 | 16.8618 | 15.1776 | 13.0504 | 12.2616 | 9.7507 | 7.7215 | 5.8458 | 3.8423 | 3.0282
2023 PG Study Reference Scenario | PG&E | Ind | ProcRefrig | Ind - Lumber & Furniture | Energy Efficiency | Incentives | 296.8093 | 270.2141 | 220.5001 | 198.4758 | 170.659 | 160.3442 | 127.5084 | 100.9729 | 76.445 | 50.2454 | 39.5996
2023 PG Study Reference Scenario | PG&E | Ind | ProcRefrig | Ind - Lumber & Furniture | Energy Efficiency | Incremental Measure Cost | 1531.735 | 1422.375 | 1183.9 | 1086.961 | 953.3139 | 913.6088 | 741.0471 | 598.5662 | 462.2282 | 309.8875 | 249.114
2023 PG Study Reference Scenario | PG&E | Ind | ProcRefrig | Ind - Paper | Energy Efficiency | Admin | 38.7591 | 35.3153 | 23.8644 | 16.3246 | 11.4478 | 15.8446 | 12.131 | 11.183 | 10.0072 | 8.8423 | 6.8552
2023 PG Study Reference Scenario | PG&E | Ind | ProcRefrig | Ind - Paper | Energy Efficiency | Incentives | 506.8491 | 461.8155 | 312.0723 | 213.476 | 149.7015 | 207.1988 | 158.6365 | 146.2396 | 130.8638 | 115.6295 | 89.645
2023 PG Study Reference Scenario | PG&E | Ind | ProcRefrig | Ind - Paper | Energy Efficiency | Incremental Measure Cost | 2615.681 | 2430.942 | 1675.566 | 1169.11 | 836.2437 | 1180.577 | 921.9557 | 866.9066 | 791.274 | 713.1425 | 563.9413
2023 PG Study Reference Scenario | PG&E | Ind | ProcRefrig | Ind - Plastics | Energy Efficiency | Admin | 612.9035 | 556.8458 | 448.9971 | 405.7889 | 357.292 | 307.2347 | 228.2805 | 155.5891 | 107.3948 | 57.0196 | 36.0417
2023 PG Study Reference Scenario | PG&E | Ind | ProcRefrig | Ind - Plastics | Energy Efficiency | Incentives | 8014.883 | 7281.821 | 5871.493 | 5306.464 | 4672.274 | 4017.679 | 2985.203 | 2034.624 | 1404.392 | 745.6396 | 471.3142
2023 PG Study Reference Scenario | PG&E | Ind | ProcRefrig | Ind - Plastics | Energy Efficiency | Incremental Measure Cost | 41362.16 | 38330.65 | 31524.99 | 29061.08 | 26099.67 | 22891.92 | 17349.26 | 12061.22 | 8491.722 | 4598.716 | 2964.956
2023 PG Study Reference Scenario | PG&E | Ind | ProcRefrig | Ind - Primary Metals | Energy Efficiency | Admin | 15.0984 | 13.8352 | 11.5235 | 10.3484 | 9.0263 | 7.8474 | 5.8046 | 4.0478 | 2.8714 | 1.7119 | 1.1769
2023 PG Study Reference Scenario | PG&E | Ind | ProcRefrig | Ind - Primary Metals | Energy Efficiency | Incentives | 197.4398 | 180.9215 | 150.6912 | 135.3253 | 118.0355 | 102.6202 | 75.9064 | 52.9328 | 37.5493 | 22.3861 | 15.3905
2023 PG Study Reference Scenario | PG&E | Ind | ProcRefrig | Ind - Primary Metals | Energy Efficiency | Incremental Measure Cost | 1018.921 | 952.3495 | 809.0851 | 741.1148 | 659.3553 | 584.709 | 441.1489 | 313.7847 | 227.0437 | 138.0659 | 96.8188
2023 PG Study Reference Scenario | PG&E | Ind | ProcRefrig | Ind - Printing & Publishing | Energy Efficiency | Admin | 802.8499 | 715.4535 | 577.4841 | 513.5644 | 444.4059 | 381.221 | 290.2463 | 209.7584 | 155.365 | 99.8998 | 66.3697
2023 PG Study Reference Scenario | PG&E | Ind | ProcRefrig | Ind - Printing & Publishing | Energy Efficiency | Incentives | 10498.79 | 9355.919 | 7551.706 | 6715.834 | 5811.455 | 4985.192 | 3795.524 | 2742.991 | 2031.694 | 1306.38 | 867.9109
2023 PG Study Reference Scenario | PG&E | Ind | ProcRefrig | Ind - Printing & Publishing | Energy Efficiency | Incremental Measure Cost | 54180.8 | 49248.46 | 40546.32 | 36779.56 | 32463.22 | 28404.6 | 22058.64 | 16260.41 | 12284.73 | 8057.071 | 5459.877
2023 PG Study Reference Scenario | PG&E | Ind | ProcRefrig | Ind - Stone-Glass-Clay | Energy Efficiency | Admin | 13.0083 | 11.8381 | 10.5238 | 9.1725 | 7.8406 | 6.5953 | 5.4779 | 4.5171 | 3.7024 | 3.0236 | 2.4672
2023 PG Study Reference Scenario | PG&E | Ind | ProcRefrig | Ind - Stone-Glass-Clay | Energy Efficiency | Incentives | 170.1077 | 154.8062 | 137.6186 | 119.9485 | 102.5302 | 86.2462 | 71.6344 | 59.0699 | 48.4159 | 39.5393 | 32.2635
2023 PG Study Reference Scenario | PG&E | Ind | ProcRefrig | Ind - Stone-Glass-Clay | Energy Efficiency | Incremental Measure Cost | 877.8695 | 814.8818 | 738.8961 | 656.9033 | 572.7413 | 491.413 | 416.3214 | 350.1653 | 292.7488 | 243.858 | 202.9641
2023 PG Study Reference Scenario | PG&E | Ind | ProcRefrig | Ind - Textiles | Energy Efficiency | Admin | 2.1806 | 2.7522 | 2.5143 | 2.1274 | 1.7604 | 1.0932 | 1.0942 | 0.72531 | 0.46272 | 0.20074 | 0.096886
2023 PG Study Reference Scenario | PG&E | Ind | ProcRefrig | Ind - Textiles | Energy Efficiency | Incentives | 28.516 | 35.9901 | 32.8787 | 27.8202 | 23.0208 | 14.2962 | 14.3084 | 9.4848 | 6.051 | 2.625 | 1.267
2023 PG Study Reference Scenario | PG&E | Ind | ProcRefrig | Ind - Textiles | Energy Efficiency | Incremental Measure Cost | 147.1616 | 189.4476 | 176.5313 | 152.3583 | 128.5961 | 81.4565 | 83.1569 | 56.2257 | 36.5876 | 16.1898 | 7.9703
2023 PG Study Reference Scenario | PG&E | Ind | ProcRefrig | Ind - Transportation Equipment | Energy Efficiency | Admin | 103.3451 | 93.8249 | 82.7356 | 71.5981 | 60.8267 | 50.9074 | 42.113 | 34.6208 | 28.3152 | 23.0921 | 18.8298
2023 PG Study Reference Scenario | PG&E | Ind | ProcRefrig | Ind - Transportation Equipment | Energy Efficiency | Incentives | 1351.434 | 1226.939 | 1081.926 | 936.2818 | 795.4251 | 665.7115 | 550.7083 | 452.7335 | 370.2752 | 301.9732 | 246.2353
2023 PG Study Reference Scenario | PG&E | Ind | ProcRefrig | Ind - Transportation Equipment | Energy Efficiency | Incremental Measure Cost | 6974.304 | 6458.463 | 5809.036 | 5127.588 | 4443.303 | 3793.088 | 3200.58 | 2683.798 | 2238.886 | 1862.413 | 1549.024
2023 PG Study Reference Scenario | PG&E | Ind | WholeBlg | Ind - All Other Industrial | Energy Efficiency | Admin | 70604.14 | 73969.23 | 79480.66 | 88474.49 | 103463.5 | 128497.6 | 127824.1 | 127144.9 | 126466.1 | 125800 | 125143.7
2023 PG Study Reference Scenario | PG&E | Ind | WholeBlg | Ind - Chemicals | Energy Efficiency | Admin | 815551.5 | 884132.5 | 990853.2 | 1161039 | 1438247 | 1894356 | 1901023 | 1907082 | 1913143 | 1919555 | 1926853
2023 PG Study Reference Scenario | PG&E | Ind | WholeBlg | Ind - Electronics | Energy Efficiency | Admin | 651578.8 | 670221.2 | 701794.9 | 754277.2 | 843302.1 | 992813.6 | 993424.1 | 994144.2 | 994768 | 995386.4 | 995948.6
2023 PG Study Reference Scenario | PG&E | Ind | WholeBlg | Ind - Fabricated Metals | Energy Efficiency | Admin | 130279.9 | 135961.5 | 145653.1 | 161744.8 | 188569.6 | 233345.4 | 231756.4 | 230100.4 | 228417 | 226714.5 | 224984.6
2023 PG Study Reference Scenario | PG&E | Ind | WholeBlg | Ind - Food | Energy Efficiency | Admin | 1411070 | 1500939 | 1647105 | 1883529 | 2270194 | 2908131 | 2881762 | 2851726 | 2823088 | 2794844 | 2766712
2023 PG Study Reference Scenario | PG&E | Ind | WholeBlg | Ind - Industrial Machinery | Energy Efficiency | Admin | 116260.9 | 119921.3 | 126406.8 | 137162.3 | 155145 | 185439.5 | 183744.3 | 182044.2 | 180356.6 | 178631.9 | 176901
2023 PG Study Reference Scenario | PG&E | Ind | WholeBlg | Ind - Lumber & Furniture | Energy Efficiency | Admin | 81948.71 | 82434.9 | 83622.01 | 86148.91 | 91182.32 | 100325.8 | 99041.32 | 97655.77 | 96290.35 | 94926.57 | 93545.63
2023 PG Study Reference Scenario | PG&E | Ind | WholeBlg | Ind - Paper | Energy Efficiency | Admin | 75211.4 | 76544.09 | 77807.48 | 79505.85 | 83049.57 | 89853.53 | 88220.97 | 86641.44 | 85160.34 | 83751.36 | 82408.05
2023 PG Study Reference Scenario | PG&E | Ind | WholeBlg | Ind - Petroleum | Energy Efficiency | Admin | 1587061 | 1575252 | 1579120 | 1606754 | 1674693 | 1808381 | 1775530 | 1742105 | 1709144 | 1676857 | 1645119
2023 PG Study Reference Scenario | PG&E | Ind | WholeBlg | Ind - Plastics | Energy Efficiency | Admin | 112030.2 | 113068.7 | 115835.4 | 121235.4 | 131321.7 | 149145.7 | 147530.7 | 145953.3 | 144384.3 | 142856 | 141349.7
2023 PG Study Reference Scenario | PG&E | Ind | WholeBlg | Ind - Primary Metals | Energy Efficiency | Admin | 56800.43 | 60510.89 | 66628.84 | 76658.81 | 92987.67 | 119827 | 119489.2 | 119029.5 | 118483.2 | 117907 | 117348.5
2023 PG Study Reference Scenario | PG&E | Ind | WholeBlg | Ind - Printing & Publishing | Energy Efficiency | Admin | 58836.67 | 58240.96 | 58130.49 | 58703.37 | 60554.51 | 64465.63 | 63112.26 | 61775.08 | 60458.51 | 59176.01 | 57916.61
2023 PG Study Reference Scenario | PG&E | Ind | WholeBlg | Ind - Stone-Glass-Clay | Energy Efficiency | Admin | 422273.9 | 425977.2 | 431573.1 | 442893.8 | 465653.5 | 507157.3 | 503308.6 | 499557.1 | 496162.6 | 492871 | 489677.4
2023 PG Study Reference Scenario | PG&E | Ind | WholeBlg | Ind - Textiles | Energy Efficiency | Admin | 4127.23 | 4093.53 | 4153.126 | 4305.665 | 4600.473 | 5132.939 | 5028.695 | 4932.77 | 4837.16 | 4743.128 | 4649.895
2023 PG Study Reference Scenario | PG&E | Ind | WholeBlg | Ind - Transportation Equipment | Energy Efficiency | Admin | 98785.39 | 98958.04 | 100879.3 | 104500.8 | 110787.4 | 121911.2 | 120441.4 | 118963.9 | 117572.2 | 116246.1 | 114880.3
2023 PG Study Reference Scenario | PG&E | Res | AppPlug | Res - Multi Family | Energy Efficiency | Admin | 0 | 0 | 0 | 0 | 5543.602 | 5998.9 | 4692.384 | 5705.769 | 4573.907 | 4813.004 | 4983.467
2023 PG Study Reference Scenario | PG&E | Res | AppPlug | Res - Multi Family | Energy Efficiency | Incentives | 0 | 0 | 0 | 0 | 4963.705 | 5371.376 | 4201.531 | 5108.908 | 4095.447 | 4309.533 | 4462.164
2023 PG Study Reference Scenario | PG&E | Res | AppPlug | Res - Multi Family | Energy Efficiency | Incremental Measure Cost | 0 | 0 | 0 | 0 | 35529.17 | 39216.14 | 31288.66 | 38806.79 | 31730.81 | 34057.29 | 35968.77
2023 PG Study Reference Scenario | PG&E | Res | AppPlug | Res - Multi Family | Energy Efficiency | Admin | 0 | 0 | 0 | 47626.25 | 50437.23 | 53232.15 | 55833.75 | 58444.17 | 60856.33 | 63186.53 | 65422.86
2023 PG Study Reference Scenario | PG&E | Res | AppPlug | Res - Multi Family | Energy Efficiency | Incentives | 0 | 0 | 0 | 42644.24 | 45161.16 | 47663.72 | 49993.17 | 52330.53 | 54490.36 | 56576.81 | 58579.2
2023 PG Study Reference Scenario | PG&E | Res | AppPlug | Res - Multi Family | Energy Efficiency | Incremental Measure Cost | 0 | 0 | 0 | 299253.5 | 323254.2 | 347990.4 | 372297.5 | 397497.8 | 422181.8 | 447114.2 | 472197.4
2023 PG Study Reference Scenario | PG&E | Res | AppPlug | Res - Multi Family | Fuel Substitution | Admin | 25.908 | 29.9507 | 34.4459 | 39.4369 | 44.9793 | 51.1375 | 57.9711 | 65.5261 | 73.8851 | 83.1104 | 93.2841
2023 PG Study Reference Scenario | PG&E | Res | AppPlug | Res - Multi Family | Fuel Substitution | Incentives | 38.862 | 44.9261 | 51.6688 | 59.1553 | 67.469 | 76.7062 | 86.9567 | 98.2892 | 110.8276 | 124.6655 | 139.9262
2023 PG Study Reference Scenario | PG&E | Res | AppPlug | Res - Multi Family | Fuel Substitution | Incremental Measure Cost | 51.8159 | 59.9015 | 68.8917 | 78.8737 | 89.9586 | 102.275 | 115.9423 | 131.0523 | 147.7702 | 166.2207 | 186.5682
2023 PG Study Reference Scenario | PG&E | Res | AppPlug | Res - Single Family | Fuel Substitution | Admin | 441.5123 | 510.9652 | 587.7777 | 672.7416 | 766.8008 | 871.0181 | 986.3881 | 1113.824 | 1254.651 | 1410.091 | 1581.554
2023 PG Study Reference Scenario | PG&E | Res | AppPlug | Res - Single Family | Fuel Substitution | Incentives | 662.2685 | 766.4478 | 881.6665 | 1009.112 | 1150.201 | 1306.527 | 1479.582 | 1670.736 | 1881.977 | 2115.137 | 2372.331
2023 PG Study Reference Scenario | PG&E | Res | AppPlug | Res - Single Family | Fuel Substitution | Incremental Measure Cost | 883.0247 | 1021.93 | 1175.555 | 1345.483 | 1533.602 | 1742.036 | 1972.776 | 2227.648 | 2509.302 | 2820.183 | 3163.109
2023 PG Study Reference Scenario | PG&E | Res | BROs | Low Income - Multi Family LI | Energy Efficiency | Admin | 2159745 | 2201941 | 2245661 | 2291706 | 2339362 | 2390970 | 2441687 | 2491858 | 2542248 | 2594059 | 2650385
2023 PG Study Reference Scenario | PG&E | Res | BROs | Low Income - Single Family LI | Energy Efficiency | Admin | 3415036 | 3477665 | 3542257 | 3610213 | 3680193 | 3755445 | 3829176 | 3901669 | 3977343 | 4054891 | 4139129
2023 PG Study Reference Scenario | PG&E | Res | BROs | Res - Multi Family | Energy Efficiency | Admin | 3541396 | 3604291 | 3669552 | 3738157 | 3809119 | 3885826 | 3961489 | 4036224 | 4110513 | 4186735 | 4269391
2023 PG Study Reference Scenario | PG&E | Res | BROs | Res - Single Family | Energy Efficiency | Admin | 11618104 | 11810203 | 12008648 | 12217037 | 12431410 | 12661346 | 12887743 | 13109980 | 13339870 | 13574916 | 13829512
2023 PG Study Reference Scenario | PG&E | Res | BldgEnv | Res - Single Family | Energy Efficiency | Admin | 0 | 0 | 9048.267 | 25959.1 | 27934.84 | 29499.63 | 21131.31 | 28263.51 | 23819.22 | 0 | 0
2023 PG Study Reference Scenario | PG&E | Res | BldgEnv | Res - Single Family | Energy Efficiency | Incentives | 0 | 0 | 0 | 0 | 0 | 0 | 0 | 0 | 17374.18 | 0 | 0
2023 PG Study Reference Scenario | PG&E | Res | BldgEnv | Res - Single Family | Energy Efficiency | Incremental Measure Cost | 0 | 0 | -123667 | -240765 | -252514 | -259601 | -181104 | -234617 | 312828.9 | 0 | 0
2023 PG Study Reference Scenario | PG&E | Res | HVAC | Res - Multi Family | Energy Efficiency | Admin | 67079.07 | 66126.58 | 67257.94 | 68019.52 | 64394.84 | 49562.54 | 35830.69 | 42445.87 | 32043.72 | 32890.99 | 32881.32
2023 PG Study Reference Scenario | PG&E | Res | HVAC | Res - Multi Family | Energy Efficiency | Incentives | 24374.31 | 24513.7 | 25437.95 | 26246.52 | 25381.74 | 17951.17 | 13237.15 | 15994.65 | 12316.36 | 12894.86 | 13148.89
2023 PG Study Reference Scenario | PG&E | Res | HVAC | Res - Multi Family | Energy Efficiency | Incremental Measure Cost | 48748.62 | 49027.4 | 50875.89 | 52493.04 | 50763.49 | 35902.33 | 26474.29 | 31989.3 | 24632.73 | 25789.72 | 26297.78
2023 PG Study Reference Scenario | PG&E | Res | HVAC | Res - Multi Family | Energy Efficiency | Admin | 703387.1 | 709329.8 | 715312.5 | 721428.3 | 561203.2 | 548669.9 | 551452.1 | 555020 | 557499.9 | 560126.8 | 562813.3
2023 PG Study Reference Scenario | PG&E | Res | HVAC | Res - Multi Family | Energy Efficiency | Incentives | 255705.9 | 263040.6 | 270577.8 | 278360.5 | 203147 | 198492.1 | 203490.3 | 208905.2 | 214036.9 | 219348 | 224809.8
2023 PG Study Reference Scenario | PG&E | Res | HVAC | Res - Multi Family | Energy Efficiency | Incremental Measure Cost | 511411.8 | 526081.3 | 541155.5 | 556721 | 406294 | 396984.3 | 406980.7 | 417810.3 | 428073.9 | 438696.1 | 449619.5
2023 PG Study Reference Scenario | PG&E | Res | HVAC | Res - Multi Family | Fuel Substitution | Admin | 10.7694 | 10.9613 | 11.5047 | 12.0055 | 12.2151 | 0 | 0 | 0 | 0 | 0 | 0
2023 PG Study Reference Scenario | PG&E | Res | HVAC | Res - Multi Family | Fuel Substitution | Incentives | 16.154 | 16.4419 | 17.2571 | 18.0083 | 18.3226 | 0 | 0 | 0 | 0 | 0 | 0
2023 PG Study Reference Scenario | PG&E | Res | HVAC | Res - Multi Family | Fuel Substitution | Incremental Measure Cost | 21.5387 | 21.9225 | 23.0095 | 24.0111 | 24.4301 | 0 | 0 | 0 | 0 | 0 | 0
2023 PG Study Reference Scenario | PG&E | Res | HVAC | Res - Multi Family | Fuel Substitution | Admin | 26208.56 | 27108.03 | 28071.39 | 29007.43 | 87996.76 | 0 | 0 | 0 | 0 | 0 | 0
2023 PG Study Reference Scenario | PG&E | Res | HVAC | Res - Multi Family | Fuel Substitution | Incentives | 39312.84 | 40662.05 | 42107.09 | 43511.14 | 131995.1 | 0 | 0 | 0 | 0 | 0 | 0
2023 PG Study Reference Scenario | PG&E | Res | HVAC | Res - Multi Family | Fuel Substitution | Incremental Measure Cost | 9718.64 | 10127.5 | 10616.01 | 11007.19 | 127483 | 0 | 0 | 0 | 0 | 0 | 0
2023 PG Study Reference Scenario | PG&E | Res | HVAC | Res - Single Family | Energy Efficiency | Admin | 205331.1 | 207395.5 | 207887.8 | 207602.6 | 211486.9 | 906286.2 | 627978.3 | 801199.5 | 831734.4 | 806632.6 | 801706
2023 PG Study Reference Scenario | PG&E | Res | HVAC | Res - Single Family | Energy Efficiency | Incentives | 0 | 0 | 0 | 0 | 0 | 254786.7 | 180563.5 | 235380.5 | 327585.6 | 309902.7 | 314140.9
2023 PG Study Reference Scenario | PG&E | Res | HVAC | Res - Single Family | Energy Efficiency | Incremental Measure Cost | -1246650 | -1257099 | -1256945 | -1251997 | -1272014 | -761558 | -507259 | -630751 | 681407.5 | 619805.4 | 628281.8
2023 PG Study Reference Scenario | PG&E | Res | HVAC | Res - Single Family | Energy Efficiency | Admin | 2788142 | 2802832 | 2817427 | 2832508 | 2848361 | 2859802 | 2868205 | 2881236 | 1982416 | 1971620 | 1964858
2023 PG Study Reference Scenario | PG&E | Res | HVAC | Res - Single Family | Energy Efficiency | Incentives | 0 | 0 | 0 | 0 | 0 | 0 | 0 | 0 | 761799.7 | 772804.8 | 785558.5
2023 PG Study Reference Scenario | PG&E | Res | HVAC | Res - Single Family | Energy Efficiency | Incremental Measure Cost | -17000000 | -17000000 | -17000000 | -17000000 | -17000000 | -17000000 | -17000000 | -17000000 | 1523599 | 1545610 | 1571117
2023 PG Study Reference Scenario | PG&E | Res | HVAC | Res - Single Family | Fuel Substitution | Admin | 0 | 0 | 0 | 487.4471 | 518.0575 | 0 | 0 | 0 | 0 | 0 | 0
2023 PG Study Reference Scenario | PG&E | Res | HVAC | Res - Single Family | Fuel Substitution | Incentives | 0 | 0 | 0 | 731.1707 | 777.0862 | 0 | 0 | 0 | 0 | 0 | 0
2023 PG Study Reference Scenario | PG&E | Res | HVAC | Res - Single Family | Fuel Substitution | Incremental Measure Cost | 0 | 0 | 0 | 974.8943 | 1036.115 | 0 | 0 | 0 | 0 | 0 | 0
2023 PG Study Reference Scenario | PG&E | Res | HVAC | Res - Single Family | Fuel Substitution | Admin | 1254080 | 1323166 | 1402824 | 1485636 | 1571445 | 0 | 0 | 0 | 0 | 0 | 0
2023 PG Study Reference Scenario | PG&E | Res | HVAC | Res - Single Family | Fuel Substitution | Incentives | 1881119 | 1984748 | 2104236 | 2228453 | 2357168 | 0 | 0 | 0 | 0 | 0 | 0
2023 PG Study Reference Scenario | PG&E | Res | HVAC | Res - Single Family | Fuel Substitution | Incremental Measure Cost | 1707461 | 1859101 | 2028530 | 2203241 | 2384470 | 0 | 0 | 0 | 0 | 0 | 0
2023 PG Study Reference Scenario | PG&E | Res | Lighting | Res - Multi Family | Energy Efficiency | Admin | 351.6805 | 349.2155 | 356.8505 | 362.073 | 366.1369 | 377.8689 | 282.8273 | 330.1508 | 254.8826 | 259.0873 | 259.9005
2023 PG Study Reference Scenario | PG&E | Res | Lighting | Res - Multi Family | Energy Efficiency | Incentives | 825.4174 | 819.632 | 837.5519 | 849.8095 | 859.3476 | 886.8833 | 663.8144 | 774.8858 | 598.2264 | 608.0952 | 610.0038
2023 PG Study Reference Scenario | PG&E | Res | Lighting | Res - Multi Family | Energy Efficiency | Incremental Measure Cost | 753.1289 | 762.7753 | 795.0131 | 822.7562 | 848.6088 | 893.2962 | 681.9727 | 811.9881 | 639.3957 | 662.9311 | 678.301
2023 PG Study Reference Scenario | PG&E | Res | Lighting | Res - Multi Family | Energy Efficiency | Admin | 2089.606 | 2116.642 | 2140.957 | 2163.643 | 2185.387 | 2207.132 | 2222.488 | 2240.556 | 2253.792 | 2267.223 | 2280.678
2023 PG Study Reference Scenario | PG&E | Res | Lighting | Res - Multi Family | Energy Efficiency | Incentives | 4904.444 | 4967.898 | 5024.969 | 5078.214 | 5129.248 | 5180.285 | 5216.326 | 5258.733 | 5289.8 | 5321.322 | 5352.903
2023 PG Study Reference Scenario | PG&E | Res | Lighting | Res - Multi Family | Energy Efficiency | Incremental Measure Cost | 4473.679 | 4622.144 | 4768.708 | 4915.593 | 5064.268 | 5216.929 | 5358.268 | 5509.848 | 5653.229 | 5800.639 | 5951.752
2023 PG Study Reference Scenario | PG&E | Res | Lighting | Res - Single Family | Energy Efficiency | Admin | 4938.617 | 4985.121 | 5051.692 | 5097.952 | 5235.774 | 5306.01 | 3807.109 | 4643.457 | 3921.734 | 3979.595 | 3978.646
2023 PG Study Reference Scenario | PG&E | Res | Lighting | Res - Single Family | Energy Efficiency | Incentives | 11591.26 | 11700.41 | 11856.66 | 11965.23 | 12288.71 | 12453.56 | 8935.538 | 10898.5 | 9204.57 | 9340.374 | 9338.145
2023 PG Study Reference Scenario | PG&E | Res | Lighting | Res - Single Family | Energy Efficiency | Incremental Measure Cost | 10579.1 | 10891.83 | 11257.63 | 11587.59 | 12138.56 | 12547.14 | 9182.551 | 11423.55 | 9840.794 | 10185.53 | 10386.59
2023 PG Study Reference Scenario | PG&E | Res | Lighting | Res - Single Family | Energy Efficiency | Admin | 35631.98 | 36047.12 | 36411.97 | 36746.5 | 37069.32 | 37384.05 | 37597.32 | 37858.72 | 38072.79 | 38289.29 | 38505.29
2023 PG Study Reference Scenario | PG&E | Res | Lighting | Res - Single Family | Energy Efficiency | Incentives | 83630.63 | 84604.98 | 85461.32 | 86246.46 | 87004.15 | 87742.84 | 88243.41 | 88856.93 | 89359.37 | 89867.51 | 90374.48
2023 PG Study Reference Scenario | PG&E | Res | Lighting | Res - Single Family | Energy Efficiency | Incremental Measure Cost | 76302.68 | 78734.7 | 81121.61 | 83503.72 | 85921.65 | 88383.83 | 90665.46 | 93121.45 | 95520.69 | 97984.9 | 100508.2
2023 PG Study Reference Scenario | PG&E | Res | WaterHeat | Res - Multi Family | Energy Efficiency | Admin | 112247.8 | 113105.5 | 260001.7 | 266270.2 | 401749 | 295388.5 | 224792.6 | 260103.8 | 214671.3 | 218633.3 | 220558.8
2023 PG Study Reference Scenario | PG&E | Res | WaterHeat | Res - Multi Family | Energy Efficiency | Incentives | 8137.776 | 8361.048 | 22938.91 | 23934.59 | 33126.62 | 25555.78 | 19832.22 | 23404.83 | 19691.37 | 20453.1 | 21042.6
2023 PG Study Reference Scenario | PG&E | Res | WaterHeat | Res - Multi Family | Energy Efficiency | Incremental Measure Cost | 16275.55 | 16722.1 | 45877.81 | 47869.18 | 66253.25 | 51111.57 | 39664.44 | 46809.65 | 39382.75 | 40906.19 | 42085.19
2023 PG Study Reference Scenario | PG&E | Res | WaterHeat | Res - Multi Family | Energy Efficiency | Admin | 519272.6 | 545074 | 569285.4 | 594390.1 | 630024.4 | 0 | 0 | 0 | 0 | 0 | 0
2023 PG Study Reference Scenario | PG&E | Res | WaterHeat | Res - Multi Family | Energy Efficiency | Incentives | 36758.59 | 39373.31 | 41958.58 | 44694.03 | 48312.65 | 0 | 0 | 0 | 0 | 0 | 0
2023 PG Study Reference Scenario | PG&E | Res | WaterHeat | Res - Multi Family | Energy Efficiency | Incremental Measure Cost | 73517.18 | 78746.63 | 83917.15 | 89388.07 | 96625.31 | 0 | 0 | 0 | 0 | 0 | 0
2023 PG Study Reference Scenario | PG&E | Res | WaterHeat | Res - Multi Family | Fuel Substitution | Incremental Measure Cost | -18.0794 | -19.9201 | -22.4927 | -25.1142 | -27.2263 | 0 | 0 | 0 | 0 | 0 | 0
2023 PG Study Reference Scenario | PG&E | Res | WaterHeat | Res - Multi Family | Fuel Substitution | Admin | 292967.1 | 343939.4 | 390053.5 | 432200.3 | 471523.5 | 0 | 0 | 0 | 0 | 0 | 0
2023 PG Study Reference Scenario | PG&E | Res | WaterHeat | Res - Multi Family | Fuel Substitution | Incentives | 297001.3 | 350667.8 | 400331.7 | 446951.9 | 491760.6 | 0 | 0 | 0 | 0 | 0 | 0
2023 PG Study Reference Scenario | PG&E | Res | WaterHeat | Res - Multi Family | Fuel Substitution | Incremental Measure Cost | 585908.8 | 687845.7 | 780065.6 | 864349.8 | 942983.5 | 0 | 0 | 0 | 0 | 0 | 0
2023 PG Study Reference Scenario | PG&E | Res | WaterHeat | Res - Single Family | Energy Efficiency | Admin | 664537.8 | 689977.7 | 709735.9 | 1524241 | 1996907 | 1265064 | 943821.5 | 1122212 | 973121.5 | 990722.9 | 998661.7
2023 PG Study Reference Scenario | PG&E | Res | WaterHeat | Res - Single Family | Energy Efficiency | Incentives | 671.5892 | 691.6278 | 716.7497 | 67607.21 | 100527.6 | 104147.8 | 79244.67 | 96103.75 | 84992.12 | 88252.31 | 90730
2023 PG Study Reference Scenario | PG&E | Res | WaterHeat | Res - Single Family | Energy Efficiency | Incremental Measure Cost | -235785 | -243271 | -248568 | -119112 | -62657.5 | 208295.6 | 158489.3 | 192207.5 | 169984.2 | 176504.6 | 181460
2023 PG Study Reference Scenario | PG&E | Res | WaterHeat | Res - Single Family | Energy Efficiency | Admin | 4427560 | 4769327 | 5080273 | 5365573 | 5630363 | 0 | 0 | 0 | 0 | 0 | 0
2023 PG Study Reference Scenario | PG&E | Res | WaterHeat | Res - Single Family | Energy Efficiency | Incremental Measure Cost | -1594705 | -1706799 | -1806058 | -1894487 | -1974033 | 0 | 0 | 0 | 0 | 0 | 0
2023 PG Study Reference Scenario | PG&E | Res | WaterHeat | Res - Single Family | Fuel Substitution | Incremental Measure Cost | -108.841 | -123.206 | -137.294 | -151.559 | -169.767 | 0 | 0 | 0 | 0 | 0 | 0
2023 PG Study Reference Scenario | PG&E | Res | WaterHeat | Res - Single Family | Fuel Substitution | Admin | 510.7257 | 685.4163 | 825.2394 | 921.8241 | 967.0019 | 3059.142 | 7128.824 | 7115.099 | 0 | 0 | 0
2023 PG Study Reference Scenario | PG&E | Res | WaterHeat | Res - Single Family | Fuel Substitution | Incentives | 766.0886 | 1028.124 | 1237.859 | 1382.736 | 1450.503 | 3933.125 | 10478.89 | 10672.65 | 0 | 0 | 0
2023 PG Study Reference Scenario | PG&E | Res | WaterHeat | Res - Single Family | Fuel Substitution | Incremental Measure Cost | 824.7102 | 1094.846 | 1287.4 | 1385.634 | 1372.732 | 6118.284 | 14257.65 | 14230.2 | 0 | 0 | 0
2023 PG Study Reference Scenario | PG&E | Res | WholeBlg | Res - Multi Family | Energy Efficiency | Admin | 162.2499 | 175.6691 | 190.9623 | 46450.26 | 50974.89 | 95751.42 | 77945.28 | 93338.59 | 76953.22 | 80678.01 | 84325.58
2023 PG Study Reference Scenario | PG&E | Res | WholeBlg | Res - Multi Family | Energy Efficiency | Incentives | 76.4253 | 82.7462 | 89.9497 | 21880.77 | 24012.13 | 45104.38 | 36716.67 | 43967.8 | 36249.36 | 38003.94 | 39722.16
2023 PG Study Reference Scenario | PG&E | Res | WholeBlg | Res - Multi Family | Energy Efficiency | Incremental Measure Cost | 155.3697 | 171.5842 | 190.2522 | 61342.97 | 68665.46 | 136854.2 | 113625 | 138773.7 | 116689 | 124776.2 | 133017.3
2023 PG Study Reference Scenario | PG&E | Res | WholeBlg | Res - Single Family | Energy Efficiency | Admin | 1911384 | 2092458 | 2305972 | 2524744 | 2801812 | 3060876 | 2431112 | 3033263 | 2808522 | 2986631 | 3167379
2023 PG Study Reference Scenario | PG&E | Res | WholeBlg | Res - Single Family | Energy Efficiency | Incentives | 410840.2 | 458756.3 | 515677.7 | 575892.6 | 651882 | 726402.5 | 588477.1 | 748926.6 | 707299.8 | 767196 | 829896.4
2023 PG Study Reference Scenario | PG&E | Res | WholeBlg | Res - Single Family | Energy Efficiency | Incremental Measure Cost | 821680.3 | 917512.7 | 1031355 | 1151785 | 1303764 | 1452805 | 1176954 | 1497853 | 1414600 | 1534392 | 1659793
2023 PG Study Reference Scenario | SCE | Ag | Lighting | Ag - Irrigated Agriculture, vineyards, forestry and greenhouses | Energy Efficiency | Admin | 693477.2 | 493434.5 | 315329.3 | 191489.1 | 117362.8 | 76312.75 | 53330.19 | 40607.71 | 33042.89 | 28095.65 | 24526.79
2023 PG Study Reference Scenario | SCE | Ag | Lighting | Ag - Irrigated Agriculture, vineyards, forestry and greenhouses | Energy Efficiency | Incentives | 102538.4 | 71342.83 | 44646.62 | 26585.68 | 15997.6 | 10225.15 | 7288.634 | 5660.85 | 4698.415 | 4074.859 | 3628.393
2023 PG Study Reference Scenario | SCE | Ag | Lighting | Ag - Irrigated Agriculture, vineyards, forestry and greenhouses | Energy Efficiency | Incremental Measure Cost | 205076.8 | 142685.7 | 89293.25 | 53171.35 | 31995.19 | 20450.31 | 14577.27 | 11321.7 | 9396.829 | 8149.719 | 7256.786
2023 PG Study Reference Scenario | SCE | Ag | MachDr | Ag - Dairies, fishing, hunting | Energy Efficiency | Admin | 80904.77 | 29218.59 | 27270.69 | 25452.64 | 23755.8 | 22172.08 | 20693.94 | 19314.34 | 18026.72 | 16824.94 | 15703.28
2023 PG Study Reference Scenario | SCE | Ag | MachDr | Ag - Dairies, fishing, hunting | Energy Efficiency | Incentives | 62740.39 | 22756.76 | 21664.44 | 20624.54 | 19634.57 | 18692.11 | 17794.89 | 16940.73 | 16127.58 | 15347.08 | 14456.25
2023 PG Study Reference Scenario | SCE | Ag | MachDr | Ag - Dairies, fishing, hunting | Energy Efficiency | Incremental Measure Cost | 125480.8 | 45513.52 | 43328.87 | 41249.09 | 39269.13 | 37384.21 | 35589.77 | 33881.46 | 32255.15 | 30706.9 | 29232.97
2023 PG Study Reference Scenario | SCE | Ag | MachDr | Ag - Water pumping | Energy Efficiency | Admin | 1004943 | 468996.9 | 264304.2 | 189884.3 | 159342 | 143170.9 | 131910.3 | 122585.7 | 114248.6 | 106580.8 | 99459.37
2023 PG Study Reference Scenario | SCE | Ag | MachDr | Ag - Water pumping | Energy Efficiency | Incentives | 628403.3 | 299406.5 | 171582 | 125253.2 | 106953.7 | 97915.8 | 91979.51 | 87173.1 | 82864.39 | 78847.24 | 75049.9
2023 PG Study Reference Scenario | SCE | Ag | MachDr | Ag - Water pumping | Energy Efficiency | Incremental Measure Cost | 1256807 | 598813 | 343164.1 | 250506.5 | 213907.4 | 195831.6 | 183959 | 174346.2 | 165728.8 | 157694.5 | 150099.8
2023 PG Study Reference Scenario | SCE | Ag | WholeBlg | Ag - Dairies, fishing, hunting | Energy Efficiency | Admin | 181524 | 180382.1 | 180734 | 183363.5 | 189933 | 203088.7 | 198854.2 | 194817.9 | 191006 | 187327 | 183719.5
2023 PG Study Reference Scenario | SCE | Ag | WholeBlg | Ag - Irrigated Agriculture, vineyards, forestry and greenhouses | Energy Efficiency | Admin | 582182.8 | 651691.8 | 756031.6 | 922719.6 | 1191369 | 1633717 | 1661651 | 1689476 | 1715299 | 1739530 | 1763741
2023 PG Study Reference Scenario | SCE | Ag | WholeBlg | Ag - Water pumping | Energy Efficiency | Admin | 823560.7 | 854079.7 | 906513.8 | 993511.6 | 1138772 | 1382108 | 1369750 | 1358359 | 1347717 | 1337564 | 1327471
2023 PG Study Reference Scenario | SCE | Com | AppPlug | Com - Refrig. Warehouse | Energy Efficiency | Admin | 0 | 0 | 0 | 0 | 0 | 0 | 0 | 0 | 0 | 0 | 0
2023 PG Study Reference Scenario | SCE | Com | AppPlug | Com - Refrig. Warehouse | Energy Efficiency | Incentives | 0 | 0 | 0 | 0 | 0 | 0 | 0 | 0 | 0 | 0 | 0
2023 PG Study Reference Scenario | SCE | Com | AppPlug | Com - Refrig. Warehouse | Energy Efficiency | Incremental Measure Cost | 0 | 0 | 0 | 0 | 0 | 0 | 0 | 0 | 0 | 0 | 0
2023 PG Study Reference Scenario | SCE | Com | BROs | Com - College | Energy Efficiency | Admin | 186948.8 | 203151.2 | 220177.9 | 238911.6 | 259854.9 | 282938.7 | 309465.2 | 337907.2 | 461625.8 | 277215.4 | 318795.1
2023 PG Study Reference Scenario | SCE | Com | BROs | Com - Grocery | Energy Efficiency | Admin | 1160552 | 1289536 | 1423205 | 1569870 | 1736701 | 1920993 | 2128054 | 2353674 | 2772444 | 2658641 | 2974135
2023 PG Study Reference Scenario | SCE | Com | BROs | Com - Health | Energy Efficiency | Admin | 546327.4 | 600996.1 | 657480.9 | 719443.6 | 789330.3 | 865978.3 | 954135.4 | 1048549 | 1330874 | 1024978 | 1158702
2023 PG Study Reference Scenario | SCE | Com | BROs | Com - Lodging | Energy Efficiency | Admin | 497804.9 | 559741.5 | 625864.9 | 699841.4 | 783534.1 | 876158.2 | 982563.9 | 1098401 | 1341767 | 1215209 | 1378133
2023 PG Study Reference Scenario | SCE | Com | BROs | Com - Office (Large) | Energy Efficiency | Admin | 1539591 | 1671413 | 1800050 | 1938759 | 2094069 | 2262833 | 2457942 | 2662605 | 3406789 | 2420208 | 2708467
2023 PG Study Reference Scenario | SCE | Com | BROs | Com - Office (Small) | Energy Efficiency | Admin | 270114.4 | 298501.7 | 327391.6 | 358977.3 | 394665.5 | 433773.3 | 478628.3 | 526545.6 | 596403.2 | 616630.6 | 681397.7
2023 PG Study Reference Scenario | SCE | Com | BROs | Com - Other | Energy Efficiency | Admin | 459407.3 | 520100.7 | 588055.4 | 663649.7 | 748968.1 | 843253.2 | 951576.1 | 1069610 | 1261339 | 1265627 | 1428777
2023 PG Study Reference Scenario | SCE | Com | BROs | Com - Refrig. Warehouse | Energy Efficiency | Admin | 13245.35 | 15036.32 | 17062.37 | 19353.4 | 21948.13 | 24888.85 | 28224.31 | 32004.91 | 66011.55 | 0 | 6610.686
2023 PG Study Reference Scenario | SCE | Com | BROs | Com - Restaurant | Energy Efficiency | Admin | 787271 | 890113.8 | 1007900 | 1141314 | 1294688 | 1466733 | 1661756 | 1880007 | 2170256 | 2345628 | 2656401
2023 PG Study Reference Scenario | SCE | Com | BROs | Com - Retail | Energy Efficiency | Admin | 1193964 | 1333912 | 1483332 | 1645539 | 1827676 | 2027160 | 2257106 | 2503100 | 2848825 | 2973389 | 3299608
2023 PG Study Reference Scenario | SCE | Com | BROs | Com - School | Energy Efficiency | Admin | 326523.6 | 355189.2 | 384306.5 | 416420.1 | 452349.8 | 491558.2 | 536824.2 | 584948.5 | 757234.8 | 532345.7 | 600511.8
2023 PG Study Reference Scenario | SCE | Com | BROs | Com - Warehouse | Energy Efficiency | Admin | 3100.6 | 3503.779 | 3959.937 | 4476.305 | 5061.981 | 5725.71 | 6477.434 | 7329.238 | 15084.87 | 0 | 1504.351
2023 PG Study Reference Scenario | SCE | Com | BldgEnv | Com - Grocery | Energy Efficiency | Admin | 0 | 0 | 0 | 0 | 0 | 0 | 0 | 0 | 0 | 0 | 0
2023 PG Study Reference Scenario | SCE | Com | BldgEnv | Com - Grocery | Energy Efficiency | Incentives | 0 | 0 | 0 | 0 | 0 | 0 | 0 | 0 | 0 | 0 | 0
2023 PG Study Reference Scenario | SCE | Com | BldgEnv | Com - Grocery | Energy Efficiency | Incremental Measure Cost | 0 | 0 | 0 | 0 | 0 | 0 | 0 | 0 | 0 | 0 | 0
2023 PG Study Reference Scenario | SCE | Com | BldgEnv | Com - Grocery | Energy Efficiency | Admin | 7.2158 | 6.8764 | 6.5322 | 6.1727 | 5.7579 | 4.6954 | 2.769 | 2.6269 | 2.4557 | 0 | 0
2023 PG Study Reference Scenario | SCE | Com | BldgEnv | Com - Grocery | Energy Efficiency | Incentives | 49.9627 | 49.1412 | 48.1561 | 46.9147 | 45.0622 | 37.3248 | 21.5379 | 21.0533 | 32.4345 | 0 | 0
2023 PG Study Reference Scenario | SCE | Com | BldgEnv | Com - Grocery | Energy Efficiency | Incremental Measure Cost | 102.1702 | 100.8405 | 99.3155 | 97.5853 | 95.6667 | 93.5809 | 91.4849 | 89.4117 | 130.7034 | 0 | 0
2023 PG Study Reference Scenario | SCE | Com | BldgEnv | Com - Health | Energy Efficiency | Admin | 28.9644 | 30.2241 | 31.9206 | 32.4116 | 33.6521 | 34.3218 | 35.603 | 35.9263 | 36.1664 | 0 | 0
2023 PG Study Reference Scenario | SCE | Com | BldgEnv | Com - Health | Energy Efficiency | Incentives | 0 | 0 | 0 | 0 | 0 | 0 | 0 | 0 | 112.5519 | 0 | 0
2023 PG Study Reference Scenario | SCE | Com | BldgEnv | Com - Health | Energy Efficiency | Incremental Measure Cost | -119.873 | -121.875 | -125.257 | -123.601 | -124.537 | -123.069 | -123.486 | -120.31 | 225.1038 | 0 | 0
2023 PG Study Reference Scenario | SCE | Com | BldgEnv | Com - Health | Energy Efficiency | Admin | 11.4371 | 10.9295 | 10.4399 | 9.9637 | 9.4985 | 9.0418 | 8.5915 | 8.1445 | 7.4983 | 0 | 0
2023 PG Study Reference Scenario | SCE | Com | BldgEnv | Com - Health | Energy Efficiency | Incentives | 47.4788 | 47.2432 | 46.949 | 46.5802 | 46.1272 | 45.579 | 44.9242 | 44.144 | 76.7004 | 0 | 0
2023 PG Study Reference Scenario | SCE | Com | BldgEnv | Com - Health | Energy Efficiency | Incremental Measure Cost | 96.0168 | 95.5275 | 94.9576 | 94.2769 | 93.4733 | 92.5366 | 91.4657 | 90.263 | 154.583 | 0 | 0
2023 PG Study Reference Scenario | SCE | Com | BldgEnv | Com - Lodging | Energy Efficiency | Admin | 8.4485 | 9.4191 | 10.48 | 11.5065 | 12.6658 | 13.8585 | 15.0132 | 16.1984 | 17.4084 | 0 | 0
2023 PG Study Reference Scenario | SCE | Com | BldgEnv | Com - Lodging | Energy Efficiency | Incentives | 0 | 0 | 0 | 0 | 0 | 0 | 0 | 0 | 40.5827 | 0 | 0
2023 PG Study Reference Scenario | SCE | Com | BldgEnv | Com - Lodging | Energy Efficiency | Incremental Measure Cost | -64.0017 | -70.6033 | -77.7019 | -84.3582 | -91.785 | -99.2309 | -106.177 | -113.104 | 81.1654 | 0 | 0
2023 PG Study Reference Scenario | SCE | Com | BldgEnv | Com - Lodging | Energy Efficiency | Admin | 0.53695 | 130.284 | 129.696 | 124.6217 | 115.2197 | 102.2132 | 86.7732 | 70.2755 | 0.83303 | 0 | 0
2023 PG Study Reference Scenario | SCE | Com | BldgEnv | Com - Lodging | Energy Efficiency | Incentives | 0.94319 | 1.1248 | 1.3206 | 1.525 | 1.7313 | 1.9317 | 2.1184 | 2.2844 | 3.6336 | 0 | 0
2023 PG Study Reference Scenario | SCE | Com | BldgEnv | Com - Lodging | Energy Efficiency | Incremental Measure Cost | 0.93081 | -1837 | -1808.34 | -1717.3 | -1568.18 | -1372.92 | -1149.05 | -916.125 | 12.491 | 0 | 0
2023 PG Study Reference Scenario | SCE | Com | BldgEnv | Com - Office (Large) | Energy Efficiency | Admin | 355.9278 | 365.0895 | 77.2132 | 78.778 | 81.9777 | 85.0697 | 86.4548 | 88.0521 | 88.5257 | 0 | 0
2023 PG Study Reference Scenario | SCE | Com | BldgEnv | Com - Office (Large) | Energy Efficiency | Incentives | 195.6403 | 223.2562 | 0 | 0 | 0 | 3.178 | 9.8189 | 16.8454 | 381.1553 | 0 | 0
2023 PG Study Reference Scenario | SCE | Com | BldgEnv | Com - Office (Large) | Energy Efficiency | Incremental Measure Cost | 338.0339 | 403.0358 | -32.7181 | -21.3337 | -9.4126 | 3.7676 | 17.8597 | 32.7655 | 762.3107 | 0 | 0
2023 PG Study Reference Scenario | SCE | Com | BldgEnv | Com - Office (Large) | Energy Efficiency | Admin | 74.1982 | 70.425 | 13.8356 | 13.1299 | 12.4606 | 11.826 | 11.2246 | 10.6542 | 9.994 | 0 | 0
2023 PG Study Reference Scenario | SCE | Com | BldgEnv | Com - Office (Large) | Energy Efficiency | Incentives | 421.9748 | 401.2193 | 92.2454 | 87.5542 | 83.1038 | 78.944 | 75.0577 | 71.3672 | 72.6957 | 0 | 0
2023 PG Study Reference Scenario | SCE | Com | BldgEnv | Com - Office (Large) | Energy Efficiency | Incremental Measure Cost | 2886.687 | 2810.988 | 494.716 | 482.5289 | 470.5585 | 458.8206 | 447.3429 | 436.0961 | 570.1951 | 0 | 0
2023 PG Study Reference Scenario | SCE | Com | BldgEnv | Com - Other | Energy Efficiency | Admin | 48.1735 | 50.0895 | 51.9208 | 53.5294 | 55.0262 | 56.3803 | 57.9654 | 59.078 | 59.6011 | 0 | 0
2023 PG Study Reference Scenario | SCE | Com | BldgEnv | Com - Other | Energy Efficiency | Incentives | 1.3403 | 1.617 | 1.9123 | 2.22 | 2.5425 | 2.8773 | 3.2437 | 3.6028 | 256.52 | 0 | 0
2023 PG Study Reference Scenario | SCE | Com | BldgEnv | Com - Other | Energy Efficiency | Incremental Measure Cost | -244.348 | -246.705 | -247.942 | -247.439 | -245.777 | -242.857 | -240.28 | -235.115 | 513.04 | 0 | 0
2023 PG Study Reference Scenario | SCE | Com | BldgEnv | Com - Other | Energy Efficiency | Admin | 10.0649 | 9.5544 | 8.9994 | 8.1832 | 4.2789 | 4.0584 | 3.8496 | 3.6517 | 3.4105 | 0 | 0
2023 PG Study Reference Scenario | SCE | Com | BldgEnv | Com - Other | Energy Efficiency | Incentives | 60.3786 | 59.4327 | 57.9884 | 54.4432 | 27.6537 | 27.1511 | 26.6459 | 26.1391 | 45.0614 | 0 | 0
2023 PG Study Reference Scenario | SCE | Com | BldgEnv | Com - Other | Energy Efficiency | Incremental Measure Cost | 123.1964 | 121.9917 | 120.4215 | 118.4982 | 116.3972 | 114.2771 | 112.1462 | 110.0063 | 180.0601 | 0 | 0
2023 PG Study Reference Scenario | SCE | Com | BldgEnv | Com - Refrig. Warehouse | Energy Efficiency | Admin | 1.0965 | 1.1148 | 1.1167 | 1.1131 | 1.1215 | 1.134 | 1.1516 | 1.1607 | 1.176 | 0 | 0
2023 PG Study Reference Scenario | SCE | Com | BldgEnv | Com - Refrig. Warehouse | Energy Efficiency | Incentives | 0 | 0.023445 | 0.047589 | 0.071948 | 0.097678 | 0.12475 | 0.15358 | 0.18247 | 1.4581 | 0 | 0
2023 PG Study Reference Scenario | SCE | Com | BldgEnv | Com - Refrig. Warehouse | Energy Efficiency | Incremental Measure Cost | -0.00029 | 0.046891 | 0.095178 | 0.1439 | 0.19536 | 0.2495 | 0.30717 | 0.36494 | 2.9162 | 0 | 0
2023 PG Study Reference Scenario | SCE | Com | BldgEnv | Com - Refrig. Warehouse | Energy Efficiency | Admin | 0.037164 | 0.038413 | 0.039531 | 0.040422 | 0.041008 | 0.041232 | 0.041071 | 0.040529 | 0.039152 | 0 | 0
2023 PG Study Reference Scenario | SCE | Com | BldgEnv | Com - Refrig. Warehouse | Energy Efficiency | Incentives | 0.090105 | 0.095808 | 0.1014 | 0.10662 | 0.1112 | 0.11491 | 0.11762 | 0.11924 | 0.15975 | 0 | 0
2023 PG Study Reference Scenario | SCE | Com | BldgEnv | Com - Refrig. Warehouse | Energy Efficiency | Incremental Measure Cost | 0.18044 | 0.19176 | 0.20287 | 0.21321 | 0.22229 | 0.22966 | 0.23504 | 0.2383 | 0.31414 | 0 | 0
2023 PG Study Reference Scenario | SCE | Com | BldgEnv | Com - Retail | Energy Efficiency | Admin | 185.5856 | 172.1294 | 157.3107 | 141.8805 | 127.4937 | 108.6657 | 87.1417 | 71.2112 | 54.0927 | 0 | 0
2023 PG Study Reference Scenario | SCE | Com | BldgEnv | Com - Retail | Energy Efficiency | Incentives | 0 | 0 | 0 | 0 | 0 | 0 | 0 | 0 | 107.7012 | 0 | 0
2023 PG Study Reference Scenario | SCE | Com | BldgEnv | Com - Retail | Energy Efficiency | Incremental Measure Cost | -13575.9 | -12564.7 | -11458 | -10311.1 | -9244.39 | -7860.83 | -6288.78 | -5126.6 | 494.6553 | 0 | 0
2023 PG Study Reference Scenario | SCE | Com | BldgEnv | Com - Retail | Energy Efficiency | Admin | 97.1467 | 11017.03 | 8553.242 | 6078.533 | 3769.371 | 1737.739 | 92.493 | 65.8941 | 33.6065 | 0 | 0
2023 PG Study Reference Scenario | SCE | Com | BldgEnv | Com - Retail | Energy Efficiency | Incentives | 0 | 0 | 0 | 0 | 0 | 0 | 0 | 0 | 103.4629 | 0 | 0
2023 PG Study Reference Scenario | SCE | Com | BldgEnv | Com - Retail | Energy Efficiency | Incremental Measure Cost | -9948.18 | -1195764 | -919320 | -645873 | -394432 | -176449 | -15302.4 | -13351.4 | 1852.943 | 0 | 0
2023 PG Study Reference Scenario | SCE | Com | BldgEnv | Com - Warehouse | Energy Efficiency | Admin | 156.3961 | 161.3143 | 164.787 | 168.2241 | 173.3058 | 176.7241 | 178.8569 | 181.1397 | 182.1088 | 0 | 0
2023 PG Study Reference Scenario | SCE | Com | BldgEnv | Com - Warehouse | Energy Efficiency | Incentives | 0 | 0 | 0 | 0 | 0 | 0 | 0 | 0 | 642.2177 | 0 | 0
2023 PG Study Reference Scenario | SCE | Com | BldgEnv | Com - Warehouse | Energy Efficiency | Incremental Measure Cost | -1804.28 | -1841.54 | -1860.9 | -1878.59 | -1913.14 | -1927.79 | -1927.22 | -1927.2 | 1284.435 | 0 | 0
2023 PG Study Reference Scenario | SCE | Com | BldgEnv | Com - Warehouse | Energy Efficiency | Admin | 12.88 | 258.2061 | 130.6649 | 20.3011 | 7.1141 | 6.7469 | 6.3992 | 6.0698 | 4.7633 | 0 | 0
2023 PG Study Reference Scenario | SCE | Com | BldgEnv | Com - Warehouse | Energy Efficiency | Incentives | 34.6315 | 35.3543 | 35.7596 | 35.5824 | 19.6837 | 19.7276 | 19.7356 | 19.7105 | 30.1215 | 0 | 0
2023 PG Study Reference Scenario | SCE | Com | BldgEnv | Com - Warehouse | Energy Efficiency | Incremental Measure Cost | 39.0262 | -3510.08 | -1669.14 | -108.861 | 21.0318 | 24.2216 | 27.1083 | 29.7107 | 185.6397 | 0 | 0
2023 PG Study Reference Scenario | SCE | Com | ComRefrig | Com - College | Energy Efficiency | Admin | 1417.927 | 1177.879 | 875.0824 | 571.152 | 312.1741 | 117.0143 | 45.8171 | 42.9236 | 40.213 | 37.6736 | 35.2947
2023 PG Study Reference Scenario | SCE | Com | ComRefrig | Com - College | Energy Efficiency | Incentives | 207.7976 | 172.6185 | 128.2436 | 83.7025 | 45.7492 | 17.1485 | 6.7145 | 6.2905 | 5.8932 | 5.5211 | 5.1724
2023 PG Study Reference Scenario | SCE | Com | ComRefrig | Com - College | Energy Efficiency | Incremental Measure Cost | 940.9638 | 796.6161 | 603.1803 | 401.1934 | 223.3089 | 84.9071 | 34.4536 | 32.9172 | 31.4494 | 30.0471 | 28.7075
2023 PG Study Reference Scenario | SCE | Com | ComRefrig | Com - Grocery | Energy Efficiency | Admin | 3231529 | 3340662 | 3195287 | 2804705 | 2250752 | 1652362 | 1111846 | 682634.6 | 371784.4 | 160416.2 | 85505.7
2023 PG Study Reference Scenario | SCE | Com | ComRefrig | Com - Grocery | Energy Efficiency | Incentives | 473581.7 | 489575.1 | 468270.3 | 411030.4 | 329848.5 | 242154.3 | 162941.4 | 100040.3 | 54485.13 | 23509.05 | 12530.89
2023 PG Study Reference Scenario | SCE | Com | ComRefrig | Com - Grocery | Energy Efficiency | Incremental Measure Cost | 2144668 | 2261786 | 2207775 | 1978534 | 1621782 | 1216674 | 836989 | 525710.4 | 293312.6 | 130290.5 | 69623.99
2023 PG Study Reference Scenario | SCE | Com | ComRefrig | Com - Lodging | Energy Efficiency | Admin | 0 | 0 | 0 | 0 | 0 | 0 | 0 | 0 | 0 | 0 | 0
2023 PG Study Reference Scenario | SCE | Com | ComRefrig | Com - Lodging | Energy Efficiency | Incentives | 0 | 0 | 0 | 0 | 0 | 0 | 0 | 0 | 0 | 0 | 0
2023 PG Study Reference Scenario | SCE | Com | ComRefrig | Com - Lodging | Energy Efficiency | Incremental Measure Cost | 0 | 0 | 0 | 0 | 0 | 0 | 0 | 0 | 0 | 0 | 0
2023 PG Study Reference Scenario | SCE | Com | ComRefrig | Com - Other | Energy Efficiency | Admin | 0 | 0 | 0 | 0 | 0 | 0 | 0 | 0 | 0 | 0 | 0
2023 PG Study Reference Scenario | SCE | Com | ComRefrig | Com - Other | Energy Efficiency | Incentives | 0 | 0 | 0 | 0 | 0 | 0 | 0 | 0 | 0 | 0 | 0
2023 PG Study Reference Scenario | SCE | Com | ComRefrig | Com - Other | Energy Efficiency | Incremental Measure Cost | 0 | 0 | 0 | 0 | 0 | 0 | 0 | 0 | 0 | 0 | 0
2023 PG Study Reference Scenario | SCE | Com | ComRefrig | Com - Refrig. Warehouse | Energy Efficiency | Admin | 2898.034 | 2589.048 | 2094.55 | 1522.41 | 981.967 | 541.4209 | 219.2413 | 83.9957 | 78.6914 | 73.7223 | 69.0672
2023 PG Study Reference Scenario | SCE | Com | ComRefrig | Com - Refrig. Warehouse | Energy Efficiency | Incentives | 424.7078 | 379.4258 | 306.957 | 223.1097 | 143.9076 | 79.3454 | 32.1299 | 12.3096 | 11.5323 | 10.804 | 10.1218
2023 PG Study Reference Scenario | SCE | Com | ComRefrig | Com - Refrig. Warehouse | Energy Efficiency | Incremental Measure Cost | 1923.349 | 1752.122 | 1445.725 | 1072.022 | 705.5661 | 397.014 | 164.0761 | 64.4082 | 61.5363 | 58.7927 | 56.1716
2023 PG Study Reference Scenario | SCE | Com | ComRefrig | Com - Restaurant | Energy Efficiency | Admin | 129521.8 | 106037.1 | 77181.07 | 49000.84 | 25672.54 | 8591.208 | 4117.286 | 3857.267 | 3613.678 | 3385.481 | 3171.702
2023 PG Study Reference Scenario | SCE | Com | ComRefrig | Com - Restaurant | Energy Efficiency | Incentives | 18981.46 | 15539.77 | 11310.91 | 7181.089 | 3762.319 | 1259.044 | 603.3897 | 565.2837 | 529.5857 | 496.1434 | 464.814
2023 PG Study Reference Scenario | SCE | Com | ComRefrig | Com - Restaurant | Energy Efficiency | Incremental Measure Cost | 85940.86 | 71772.92 | 53310.22 | 34550.99 | 18488.17 | 6329.993 | 3096.148 | 2958.08 | 2826.178 | 2700.166 | 2579.781
2023 PG Study Reference Scenario | SCE | Com | ComRefrig | Com - Retail | Energy Efficiency | Admin | 1489733 | 1511870 | 1414443 | 1210602 | 944945.5 | 673038.4 | 437197.9 | 255728 | 127446.5 | 44577.59 | 38069.44
2023 PG Study Reference Scenario | SCE | Com | ComRefrig | Com - Retail | Energy Efficiency | Incentives | 218320.9 | 221565 | 207287.1 | 177414.2 | 138482.1 | 98634 | 64071.49 | 37477.03 | 18677.32 | 6532.86 | 5579.089
2023 PG Study Reference Scenario | SCE | Com | ComRefrig | Com - Retail | Energy Efficiency | Incremental Measure Cost | 988591.4 | 1023547 | 977305.1 | 854061.5 | 680988 | 495703.1 | 329259.8 | 197102 | 100759.5 | 36423.21 | 30993.64
2023 PG Study Reference Scenario | SCE | Com | ComRefrig | Com - School | Energy Efficiency | Admin | 3516.199 | 2892.811 | 2110.53 | 1345.401 | 717.9761 | 265.6209 | 107.2722 | 100.4968 | 94.1496 | 88.2035 | 82.6332
2023 PG Study Reference Scenario | SCE | Com | ComRefrig | Com - School | Energy Efficiency | Incentives | 515.3002 | 423.9424 | 309.2988 | 197.1689 | 105.2196 | 38.9268 | 15.7208 | 14.7278 | 13.7977 | 12.9262 | 12.1099
2023 PG Study Reference Scenario | SCE | Com | ComRefrig | Com - School | Energy Efficiency | Incremental Measure Cost | 2334.751 | 1960.654 | 1460.941 | 951.8202 | 519.7562 | 197.6872 | 80.7143 | 77.1142 | 73.6749 | 70.3893 | 67.2503
2023 PG Study Reference Scenario | SCE | Com | Data Center | Com - Office (Large) | Energy Efficiency | Admin | 19530.56 | 19420.15 | 19259.7 | 19197.17 | 19578.5 | 19966.27 | 19987.96 | 20093.19 | 19974.15 | 19708.7 | 19665.98
2023 PG Study Reference Scenario | SCE | Com | Data Center | Com - Office (Large) | Energy Efficiency | Incentives | 4329.776 | 4305.299 | 4269.729 | 4255.867 | 4340.405 | 4426.371 | 4431.179 | 4454.508 | 4428.116 | 4369.268 | 4359.797
2023 PG Study Reference Scenario | SCE | Com | Data Center | Com - Office (Large) | Energy Efficiency | Incremental Measure Cost | 17519.24 | 17769.95 | 17976.94 | 18278.28 | 19015.54 | 19781.38 | 20200.3 | 20714.17 | 21071.54 | 21207.39 | 21584.69
2023 PG Study Reference Scenario | SCE | Com | Data Center | Com - Office (Large) | Energy Efficiency | Admin | 42789.61 | 37903.09 | 32483.01 | 26952.57 | 21661.72 | 16853.03 | 12658.01 | 9115.565 | 6199.283 | 3844.864 | 1983.864
2023 PG Study Reference Scenario | SCE | Com | Data Center | Com - Office (Large) | Energy Efficiency | Incentives | 9486.129 | 8402.825 | 7201.235 | 5975.178 | 4802.237 | 3736.189 | 2806.185 | 2020.851 | 1374.334 | 852.3769 | 439.8076
2023 PG Study Reference Scenario | SCE | Com | Data Center | Com - Office (Large) | Energy Efficiency | Incremental Measure Cost | 37816.58 | 34167.93 | 29867.61 | 25278.11 | 20722.28 | 16444.58 | 12598.26 | 9253.984 | 6419.288 | 4060.939 | 2137.261
2023 PG Study Reference Scenario | SCE | Com | Data Center | Com - Office (Large) | Energy Efficiency | Admin | 4526.017 | 4552.173 | 4578.108 | 4604.117 | 4631.388 | 4659.91 | 4688.651 | 4717.856 | 4746.833 | 4775.273 | 4803.814
2023 PG Study Reference Scenario | SCE | Com | Data Center | Com - Office (Large) | Energy Efficiency | Incentives | 1003.384 | 1009.182 | 1014.932 | 1020.698 | 1026.743 | 1033.066 | 1039.438 | 1045.913 | 1052.337 | 1058.642 | 1064.969
2023 PG Study Reference Scenario | SCE | Com | Data Center | Com - Office (Large) | Energy Efficiency | Incremental Measure Cost | 5908.937 | 6065.273 | 6225.172 | 6389.113 | 6558.881 | 6734.664 | 6915.152 | 7100.838 | 7464.271 | 7659.171 | 7859.049
2023 PG Study Reference Scenario | SCE | Com | Data Center | Com - Other | Energy Efficiency | Admin | 19705.13 | 19864.07 | 20045.33 | 20192.35 | 20345.12 | 20487.77 | 20750.39 | 20875.69 | 20824.92 | 20898.58 | 20985.2
2023 PG Study Reference Scenario | SCE | Com | Data Center | Com - Other | Energy Efficiency | Incentives | 4368.478 | 4403.712 | 4443.897 | 4476.491 | 4510.357 | 4541.983 | 4600.202 | 4627.98 | 4616.727 | 4633.056 | 4652.258
2023 PG Study Reference Scenario | SCE | Com | Data Center | Com - Other | Energy Efficiency | Incremental Measure Cost | 17495.19 | 17994.02 | 18526.43 | 19040.65 | 19573.52 | 20110.14 | 20780.5 | 21329.37 | 21970.04 | 22488.73 | 23033.6
2023 PG Study Reference Scenario | SCE | Com | Data Center | Com - Other | Energy Efficiency | Admin | 33980.77 | 30461.33 | 26441.77 | 22224.48 | 18079.54 | 14213.57 | 10757.82 | 7773.536 | 5266.813 | 3207.097 | 1602.285
2023 PG Study Reference Scenario | SCE | Com | Data Center | Com - Other | Energy Efficiency | Incentives | 7533.278 | 6753.045 | 5861.94 | 4926.998 | 4008.095 | 3151.039 | 2384.928 | 1723.334 | 1167.612 | 710.989 | 355.2145
2023 PG Study Reference Scenario | SCE | Com | Data Center | Com - Other | Energy Efficiency | Incremental Measure Cost | 30031.51 | 27459.53 | 24312.8 | 20843.76 | 17295.45 | 13869.09 | 10707.04 | 7891.577 | 5453.725 | 3387.331 | 1726.178
2023 PG Study Reference Scenario | SCE | Com | Data Center | Com - Other | Energy Efficiency | Admin | 3802.247 | 3830.69 | 3859.87 | 3889.713 | 3920.21 | 3951.313 | 3983.324 | 4015.88 | 4048.224 | 4080.981 | 4114.268
2023 PG Study Reference Scenario | SCE | Com | Data Center | Com - Other | Energy Efficiency | Incentives | 842.9291 | 849.2349 | 855.7038 | 862.3196 | 869.0808 | 875.9759 | 883.0725 | 890.2901 | 897.4603 | 904.7225 | 912.1019
2023 PG Study Reference Scenario | SCE | Com | Data Center | Com - Other | Energy Efficiency | Incremental Measure Cost | 4582.717 | 4719.822 | 4861.452 | 5007.664 | 5158.593 | 5314.323 | 5475.425 | 5641.57 | 6365.725 | 6545.581 | 6730.95
2023 PG Study Reference Scenario | SCE | Com | FoodServ | Com - College | Energy Efficiency | Admin | 0 | 0 | 4265.554 | 4611.819 | 4839.842 | 5199.384 | 5535.616 | 5782.556 | 6010.396 | 6181.124 | 6366.364
2023 PG Study Reference Scenario | SCE | Com | FoodServ | Com - College | Energy Efficiency | Incentives | 0 | 0 | 752.5309 | 813.6192 | 853.8471 | 917.2777 | 976.596 | 1020.161 | 1060.357 | 1090.477 | 1123.157
2023 PG Study Reference Scenario | SCE | Com | FoodServ | Com - College | Energy Efficiency | Incremental Measure Cost | 0 | 0 | 2788.4 | 3075.05 | 3291.632 | 3606.884 | 3916.935 | 4173.5 | 4424.7 | 4641.393 | 4876.1
2023 PG Study Reference Scenario | SCE | Com | FoodServ | Com - College | Energy Efficiency | Admin | 0 | 21715.71 | 23311.98 | 24920.35 | 26524.11 | 28129.76 | 29730.81 | 31315.51 | 32877.47 | 34406.37 | 35898.33
2023 PG Study Reference Scenario | SCE | Com | FoodServ | Com - College | Energy Efficiency | Incentives | 0 | 3831.095 | 4112.711 | 4396.46 | 4679.395 | 4962.664 | 5245.123 | 5524.696 | 5800.258 | 6069.988 | 6333.2
2023 PG Study Reference Scenario | SCE | Com | FoodServ | Com - College | Energy Efficiency | Incremental Measure Cost | 0 | 13917.25 | 15239.09 | 16616.29 | 18039.35 | 19514 | 21037.16 | 22601.64 | 24203.55 | 25835.68 | 27495.1
2023 PG Study Reference Scenario | SCE | Com | FoodServ | Com - College | Fuel Substitution | Admin | 3221.064 | 3722.645 | 4231.917 | 4745.69 | 5261.672 | 5778.568 | 6295.47 | 6810.217 | 7320.07 | 7823.224 | 8399.31
2023 PG Study Reference Scenario | SCE | Com | FoodServ | Com - College | Fuel Substitution | Incentives | 4831.596 | 5583.968 | 6347.875 | 7118.535 | 7892.508 | 8667.852 | 9443.205 | 10215.33 | 10980.1 | 11734.84 | 12598.97
2023 PG Study Reference Scenario | SCE | Com | FoodServ | Com - Grocery | Energy Efficiency | Admin | 0 | 0 | 15750.62 | 15757.89 | 15885.91 | 15495.26 | 14472.31 | 13919.91 | 13108.67 | 11912.88 | 11097.55
2023 PG Study Reference Scenario | SCE | Com | FoodServ | Com - Grocery | Energy Efficiency | Incentives | 0 | 0 | 2778.731 | 2780.014 | 2802.6 | 2733.68 | 2553.212 | 2455.756 | 2312.638 | 2101.675 | 1957.835
2023 PG Study Reference Scenario | SCE | Com | FoodServ | Com - Grocery | Energy Efficiency | Incremental Measure Cost | 0 | 0 | 10296.21 | 10506.98 | 10804.19 | 10749.27 | 10240.43 | 10046.55 | 9650.271 | 8945.354 | 8499.791
2023 PG Study Reference Scenario | SCE | Com | FoodServ | Com - Grocery | Energy Efficiency | Admin | 0 | 180141.5 | 192391.3 | 204420.9 | 216180.4 | 227587.5 | 238550.3 | 249078.5 | 259120.2 | 268608 | 277543.8
2023 PG Study Reference Scenario | SCE | Com | FoodServ | Com - Grocery | Energy Efficiency | Incentives | 0 | 31780.65 | 33941.76 | 36064.03 | 38138.64 | 40151.09 | 42085.15 | 43942.54 | 45714.1 | 47387.95 | 48964.4
2023 PG Study Reference Scenario | SCE | Com | FoodServ | Com - Grocery | Energy Efficiency | Incremental Measure Cost | 0 | 115449.8 | 125766.6 | 136302.9 | 147026.8 | 157880.6 | 168795.3 | 179769.8 | 190757.7 | 201697.2 | 212575.2
2023 PG Study Reference Scenario | SCE | Com | FoodServ | Com - Grocery | Fuel Substitution | Admin | 48383.1 | 55272.93 | 62212.36 | 69154.19 | 76063.14 | 82925.23 | 89731.29 | 96443.53 | 103019.9 | 109434.3 | 115694.2
2023 PG Study Reference Scenario | SCE | Com | FoodServ | Com - Grocery | Fuel Substitution | Incentives | 72574.64 | 82909.39 | 93318.55 | 103731.3 | 114094.7 | 124387.8 | 134596.9 | 144665.3 | 154529.8 | 164151.4 | 173541.3
2023 PG Study Reference Scenario | SCE | Com | FoodServ | Com - Health | Energy Efficiency | Admin | 0 | 0 | 5058.537 | 5352.212 | 5781.431 | 6124.156 | 6586.779 | 6879.643 | 7156.242 | 7263.363 | 7311.235
2023 PG Study Reference Scenario | SCE | Com | FoodServ | Com - Health | Energy Efficiency | Incentives | 0 | 0 | 892.4294 | 944.2396 | 1019.963 | 1080.426 | 1162.043 | 1213.71 | 1262.507 | 1281.406 | 1289.851
2023 PG Study Reference Scenario | SCE | Com | FoodServ | Com - Health | Energy Efficiency | Incremental Measure Cost | 0 | 0 | 3306.775 | 3568.726 | 3932.017 | 4248.41 | 4660.725 | 4965.312 | 5268.243 | 5454.045 | 5599.791
2023 PG Study Reference Scenario | SCE | Com | FoodServ | Com - Health | Energy Efficiency | Admin | 0 | 36280.45 | 39088.99 | 41909.22 | 44739.99 | 47565.73 | 50388.56 | 53187.16 | 55952.13 | 58659.5 | 61294.88
2023 PG Study Reference Scenario | SCE | Com | FoodServ | Com - Health | Energy Efficiency | Incentives | 0 | 6400.613 | 6896.098 | 7393.644 | 7893.049 | 8391.568 | 8889.573 | 9383.303 | 9871.1 | 10348.74 | 10813.67
2023 PG Study Reference Scenario | SCE | Com | FoodServ | Com - Health | Energy Efficiency | Incremental Measure Cost | 0 | 23251.56 | 25552.55 | 27944.06 | 30428.18 | 32997 | 35654.34 | 38387.28 | 41190.53 | 44047.3 | 46946.72
2023 PG Study Reference Scenario | SCE | Com | FoodServ | Com - Health | Fuel Substitution | Admin | 11345.4 | 13078.07 | 14842.46 | 16628.55 | 18426.88 | 20234.91 | 22048.56 | 23860.48 | 25659.79 | 27440.14 | 29256.77
2023 PG Study Reference Scenario | SCE | Com | FoodServ | Com - Health | Fuel Substitution | Incentives | 17018.1 | 19617.1 | 22263.68 | 24942.83 | 27640.32 | 30352.36 | 33072.84 | 35790.71 | 38489.68 | 41160.22 | 43885.15
2023 PG Study Reference Scenario | SCE | Com | FoodServ | Com - Lodging | Energy Efficiency | Admin | 0 | 0 | 8384.776 | 8910.474 | 9505.211 | 10088.05 | 10608.03 | 11115.92 | 11607.68 | 12050.99 | 12491.78
2023 PG Study Reference Scenario | SCE | Com | FoodServ | Com - Lodging | Energy Efficiency | Incentives | 0 | 0 | 1479.246 | 1571.99 | 1676.914 | 1779.738 | 1871.474 | 1961.076 | 2047.833 | 2126.042 | 2203.806
2023 PG Study Reference Scenario | SCE | Com | FoodServ | Com - Lodging | Energy Efficiency | Incremental Measure Cost | 0 | 0 | 5481.144 | 5941.289 | 6464.603 | 6998.216 | 7506.115 | 8022.801 | 8545.28 | 9049.067 | 9567.655
2023 PG Study Reference Scenario | SCE | Com | FoodServ | Com - Lodging | Energy Efficiency | Admin | 0 | 33575.8 | 36227.79 | 38911.55 | 41621.95 | 44350.42 | 47083.62 | 49813.29 | 52530.1 | 55220.64 | 57875.76
2023 PG Study Reference Scenario | SCE | Com | FoodServ | Com - Lodging | Energy Efficiency | Incentives | 0 | 5923.458 | 6391.323 | 6864.793 | 7342.963 | 7824.322 | 8306.514 | 8788.083 | 9267.385 | 9742.05 | 10210.47
2023 PG Study Reference Scenario | SCE | Com | FoodServ | Com - Lodging | Energy Efficiency | Incremental Measure Cost | 0 | 21518.2 | 23682.17 | 25945.28 | 28307.56 | 30766.5 | 33315.8 | 35952.23 | 38671.32 | 41465.07 | 44327.97
2023 PG Study Reference Scenario | SCE | Com | FoodServ | Com - Lodging | Fuel Substitution | Admin | 11737.8 | 13419.8 | 15115.19 | 16813.36 | 18505.24 | 20187.12 | 21856 | 23503.02 | 25117.61 | 26692.77 | 28264.57
2023 PG Study Reference Scenario | SCE | Com | FoodServ | Com - Lodging | Fuel Substitution | Incentives | 17606.7 | 20129.7 | 22672.78 | 25220.05 | 27757.85 | 30280.68 | 32783.99 | 35254.52 | 37676.41 | 40039.16 | 42396.86
2023 PG Study Reference Scenario | SCE | Com | FoodServ | Com - Other | Energy Efficiency | Admin | 0 | 0 | 48384.65 | 51984.44 | 55604.98 | 59187.16 | 63111.67 | 66601.36 | 69455.29 | 72632.51 | 75770.53
2023 PG Study Reference Scenario | SCE | Com | FoodServ | Com - Other | Energy Efficiency | Incentives | 0 | 0 | 8536.041 | 9171.119 | 9809.855 | 10441.82 | 11134.19 | 11749.84 | 12253.33 | 12813.86 | 13367.47
2023 PG Study Reference Scenario | SCE | Com | FoodServ | Com - Other | Energy Efficiency | Incremental Measure Cost | 0 | 0 | 31629.13 | 34661.97 | 37817.58 | 41058.94 | 44657.05 | 48068.85 | 51131.21 | 54539.6 | 58033.86
2023 PG Study Reference Scenario | SCE | Com | FoodServ | Com - Other | Energy Efficiency | Admin | 0 | 282318.5 | 303346.5 | 324474.8 | 345615.7 | 366708.2 | 387724.3 | 408578.9 | 429162.5 | 449436 | 469334.8
2023 PG Study Reference Scenario | SCE | Com | FoodServ | Com - Other | Energy Efficiency | Incentives | 0 | 49806.75 | 53516.53 | 57243.99 | 60973.68 | 64694.83 | 68402.5 | 72081.68 | 75713.04 | 79289.7 | 82800.26
2023 PG Study Reference Scenario | SCE | Com | FoodServ | Com - Other | Energy Efficiency | Incremental Measure Cost | 0 | 180933.4 | 198298.2 | 216352 | 235057.2 | 254390.5 | 274349 | 294887.6 | 315938.4 | 337480.6 | 359471
2023 PG Study Reference Scenario | SCE | Com | FoodServ | Com - Other | Fuel Substitution | Admin | 32489.8 | 37745.2 | 43157.04 | 48698.39 | 54347.06 | 60092.55 | 65924.56 | 71819.63 | 77748.72 | 83689.54 | 90055.67
2023 PG Study Reference Scenario | SCE | Com | FoodServ | Com - Other | Fuel Substitution | Incentives | 48734.69 | 56617.79 | 64735.56 | 73047.59 | 81520.59 | 90138.83 | 98886.84 | 107729.4 | 116623.1 | 125534.3 | 135083.5
2023 PG Study Reference Scenario | SCE | Com | FoodServ | Com - Restaurant | Energy Efficiency | Admin | 0 | 0 | 97036.18 | 104534.3 | 112640 | 119505.9 | 125618.7 | 132182 | 138402.4 | 143966.8 | 149526
2023 PG Study Reference Scenario | SCE | Com | FoodServ | Com - Restaurant | Energy Efficiency | Incentives | 0 | 0 | 17119.17 | 18441.99 | 19872 | 21083.28 | 22161.71 | 23319.62 | 24417.02 | 25398.7 | 26379.44
2023 PG Study Reference Scenario | SCE | Com | FoodServ | Com - Restaurant | Energy Efficiency | Incremental Measure Cost | 0 | 0 | 63432.73 | 69700.94 | 76607.74 | 82902.85 | 88886.27 | 95401.03 | 101888.3 | 108104.4 | 114524.3
2023 PG Study Reference Scenario | SCE | Com | FoodServ | Com - Restaurant | Energy Efficiency | Admin | 0 | 443759.4 | 477524.9 | 511641 | 546024.4 | 580479.1 | 614843.2 | 649068.6 | 683031.8 | 716565.5 | 749562.6
2023 PG Study Reference Scenario | SCE | Com | FoodServ | Com - Restaurant | Energy Efficiency | Incentives | 0 | 78288.23 | 84245.16 | 90263.93 | 96329.88 | 102408.4 | 108470.9 | 114509 | 120500.8 | 126416.8 | 132238.2
2023 PG Study Reference Scenario | SCE | Com | FoodServ | Com - Restaurant | Energy Efficiency | Incremental Measure Cost | 0 | 284398.4 | 312158.9 | 341149.9 | 371357.4 | 402686.3 | 435055.6 | 468458.5 | 502830.5 | 538067.5 | 574101.9
2023 PG Study Reference Scenario | SCE | Com | FoodServ | Com - Restaurant | Fuel Substitution | Admin | 191059.2 | 218366.4 | 245940.3 | 273602.5 | 301215.3 | 328733 | 356106.6 | 383185.9 | 409799.3 | 435831.7 | 461787.4
2023 PG Study Reference Scenario | SCE | Com | FoodServ | Com - Restaurant | Fuel Substitution | Incentives | 286588.8 | 327549.6 | 368910.4 | 410403.7 | 451822.9 | 493099.5 | 534159.9 | 574778.8 | 614698.9 | 653747.5 | 692681.1
2023 PG Study Reference Scenario | SCE | Com | FoodServ | Com - School | Energy Efficiency | Admin | 0 | 0 | 22439.86 | 23903.7 | 25204.57 | 26633.63 | 27837.96 | 29154.29 | 30453.44 | 31744.97 | 32863.7
2023 PG Study Reference Scenario | SCE | Com | FoodServ | Com - School | Energy Efficiency | Incentives | 0 | 0 | 3958.849 | 4217.102 | 4446.602 | 4698.717 | 4911.186 | 5143.414 | 5372.609 | 5600.462 | 5797.829
2023 PG Study Reference Scenario | SCE | Com | FoodServ | Com - School | Energy Efficiency | Incremental Measure Cost | 0 | 0 | 14668.98 | 15938.41 | 17141.92 | 18476.11 | 19697.8 | 21041.81 | 22419.04 | 23837.23 | 25170.83
2023 PG Study Reference Scenario | SCE | Com | FoodServ | Com - School | Energy Efficiency | Admin | 0 | 123927.4 | 132959.3 | 142005.4 | 151012.5 | 159964.8 | 168816.5 | 177555.3 | 186156.2 | 194591.4 | 202820.7
2023 PG Study Reference Scenario | SCE | Com | FoodServ | Com - School | Energy Efficiency | Incentives | 0 | 21863.33 | 23456.75 | 25052.66 | 26641.69 | 28221.06 | 29782.69 | 31324.38 | 32841.77 | 34329.9 | 35781.72
2023 PG Study Reference Scenario | SCE | Com | FoodServ | Com - School | Energy Efficiency | Incremental Measure Cost | 0 | 79423.11 | 86915.77 | 94685.79 | 102705.3 | 110969.8 | 119452.5 | 128148.7 | 137043.5 | 146118.3 | 155343.6
2023 PG Study Reference Scenario | SCE | Com | FoodServ | Com - School | Fuel Substitution | Admin | 5409.745 | 6260.297 | 7123.491 | 7993.73 | 8866.876 | 9740.668 | 10613.65 | 11481.7 | 12339.92 | 13185.06 | 14046.74
2023 PG Study Reference Scenario | SCE | Com | FoodServ | Com - School | Fuel Substitution | Incentives | 8114.618 | 9390.445 | 10685.24 | 11990.59 | 13300.31 | 14611 | 15920.48 | 17222.56 | 18509.88 | 19777.59 | 21070.1
2023 PG Study Reference Scenario | SCE | Com | HVAC | Com - College | Energy Efficiency | Admin | 40146.94 | 40154.63 | 40937.09 | 41818.72 | 41560.87 | 42389.09 | 42958.14 | 42826.75 | 42596.86 | 42001.24 | 41590.26
2023 PG Study Reference Scenario | SCE | Com | HVAC | Com - College | Energy Efficiency | Incentives | 2056.842 | 2025.372 | 2038.867 | 2061.198 | 2030.611 | 2055.637 | 2069.788 | 2051.823 | 2030.561 | 1994.024 | 1967.219
2023 PG Study Reference Scenario | SCE | Com | HVAC | Com - College | Energy Efficiency | Incremental Measure Cost | -492.877 | -469.05 | -435.658 | -387.206 | -316.484 | -244.174 | -160.38 | -66.8082 | 6265.384 | 6283.446 | 6330.044
2023 PG Study Reference Scenario | SCE | Com | HVAC | Com - College | Energy Efficiency | Admin | 0 | 0 | 0 | 0 | 0 | 0 | 0 | 0 | 0 | 0 | 0
2023 PG Study Reference Scenario | SCE | Com | HVAC | Com - College | Energy Efficiency | Incentives | 0 | 0 | 0 | 0 | 0 | 0 | 0 | 0 | 0 | 0 | 0
2023 PG Study Reference Scenario | SCE | Com | HVAC | Com - College | Energy Efficiency | Incremental Measure Cost | 0 | 0 | 0 | 0 | 0 | 0 | 0 | 0 | 0 | 0 | 0
2023 PG Study Reference Scenario | SCE | Com | HVAC | Com - College | Energy Efficiency | Admin | 27989.55 | 28004.25 | 27999.45 | 27989.43 | 27968.72 | 27952.21 | 27939.98 | 27929.27 | 27910.36 | 27894.58 | 27887.91
2023 PG Study Reference Scenario | SCE | Com | HVAC | Com - College | Energy Efficiency | Incentives | 8628.312 | 8632.845 | 8631.365 | 8628.276 | 8621.891 | 8616.801 | 8613.033 | 8609.73 | 8603.9 | 8599.037 | 8596.981
2023 PG Study Reference Scenario | SCE | Com | HVAC | Com - College | Energy Efficiency | Incremental Measure Cost | 19835.29 | 20287.1 | 20733.76 | 21185.31 | 21637.44 | 22101.53 | 22578.06 | 23065.13 | 25768.63 | 26269.17 | 26788.17
2023 PG Study Reference Scenario | SCE | Com | HVAC | Com - College | Fuel Substitution | Admin | 8498.157 | 10572.06 | 34454.69 | 43887.45 | 45162.91 | 0 | 0 | 0 | 0 | 0 | 0
2023 PG Study Reference Scenario | SCE | Com | HVAC | Com - College | Fuel Substitution | Incentives | 17607.2 | 21887.76 | 48618.97 | 62645.24 | 64460.56 | 0 | 0 | 0 | 0 | 0 | 0
2023 PG Study Reference Scenario | SCE | Com | HVAC | Com - Grocery | Energy Efficiency | Admin | 752.679 | 705.284 | 656.5684 | 605.9485 | 563.078 | 499.65 | 415.9703 | 357.7376 | 292.3343 | 217.8458 | 163.3249
2023 PG Study Reference Scenario | SCE | Com | HVAC | Com - Grocery | Energy Efficiency | Incentives | 232.0277 | 217.4173 | 202.3997 | 186.7952 | 173.5795 | 154.0266 | 128.2308 | 110.2794 | 90.1176 | 67.1551 | 50.348
2023 PG Study Reference Scenario | SCE | Com | HVAC | Com - Grocery | Energy Efficiency | Incremental Measure Cost | 770.4974 | 739.0519 | 704.2043 | 665.1356 | 632.468 | 574.2001 | 489.0045 | 430.1201 | 374.4168 | 285.0066 | 218.2349
2023 PG Study Reference Scenario | SCE | Com | HVAC | Com - Grocery | Energy Efficiency | Admin | 6979.79 | 6971.75 | 6952.168 | 6924.406 | 6890.731 | 6851.386 | 6806.334 | 6757.983 | 6705.46 | 6650.332 | 6594.283
2023 PG Study Reference Scenario | SCE | Com | HVAC | Com - Grocery | Energy Efficiency | Incentives | 2151.653 | 2149.175 | 2143.139 | 2134.58 | 2124.199 | 2112.07 | 2098.182 | 2083.277 | 2067.086 | 2050.092 | 2032.813
2023 PG Study Reference Scenario | SCE | Com | HVAC | Com - Grocery | Energy Efficiency | Incremental Measure Cost | 7159.347 | 7300.166 | 7431.338 | 7555.811 | 7675.579 | 7790.569 | 7900.389 | 8007.446 | 8454.486 | 8552.255 | 8649.434
2023 PG Study Reference Scenario | SCE | Com | HVAC | Com - Grocery | Fuel Substitution | Admin | 821710 | 898968.2 | 972584.5 | 1041947 | 1106679 | 121273 | 130026.6 | 137560 | 147853.1 | 152887 | 156546.9
2023 PG Study Reference Scenario | SCE | Com | HVAC | Com - Grocery | Fuel Substitution | Incentives | 1364223 | 1502449 | 1635918 | 1762214 | 1876988 | 67568.78 | 70981.92 | 73578 | 75310.29 | 76347.2 | 76885.21
2023 PG Study Reference Scenario | SCE | Com | HVAC | Com - Health | Energy Efficiency | Admin | 16265.16 | 16516.45 | 17027.16 | 16923.7 | 17243.12 | 17294.95 | 17675.89 | 17601.14 | 17509.37 | 17043.44 | 16499.5
2023 PG Study Reference Scenario | SCE | Com | HVAC | Com - Health | Energy Efficiency | Incentives | 3440.576 | 3573.662 | 3766.795 | 3826.143 | 3982.176 | 4078.181 | 4253.842 | 4321.291 | 4650.368 | 4608.095 | 4540.293
2023 PG Study Reference Scenario | SCE | Com | HVAC | Com - Health | Energy Efficiency | Incremental Measure Cost | 7377.308 | 7730.998 | 8223.138 | 8429.812 | 8854.776 | 9151.462 | 9631.636 | 9870.062 | 10703.11 | 10690.06 | 10612.48
2023 PG Study Reference Scenario | SCE | Com | HVAC | Com - Health | Energy Efficiency | Admin | 0 | 0 | 0 | 0 | 0 | 0 | 0 | 0 | 0 | 0 | 0
2023 PG Study Reference Scenario | SCE | Com | HVAC | Com - Health | Energy Efficiency | Incentives | 0 | 0 | 0 | 0 | 0 | 0 | 0 | 0 | 0 | 0 | 0
2023 PG Study Reference Scenario | SCE | Com | HVAC | Com - Health | Energy Efficiency | Incremental Measure Cost | 0 | 0 | 0 | 0 | 0 | 0 | 0 | 0 | 0 | 0 | 0
2023 PG Study Reference Scenario | SCE | Com | HVAC | Com - Health | Energy Efficiency | Admin | 97433.03 | 97826.54 | 98173.99 | 98479.79 | 98784.01 | 99078.65 | 99388.28 | 99699.06 | 100005 | 100305.5 | 100604.3
2023 PG Study Reference Scenario | SCE | Com | HVAC | Com - Health | Energy Efficiency | Incentives | 19918.51 | 20432.82 | 20949.5 | 21469.15 | 22000.39 | 22541.64 | 23098.74 | 23668.9 | 25980.46 | 26579.74 | 27192.13
2023 PG Study Reference Scenario | SCE | Com | HVAC | Com - Health | Energy Efficiency | Incremental Measure Cost | 39837.02 | 40865.64 | 41899 | 42938.31 | 44000.78 | 45083.28 | 46197.48 | 47337.81 | 51960.93 | 53159.48 | 54384.26
2023 PG Study Reference Scenario | SCE | Com | HVAC | Com - Health | Fuel Substitution | Admin | 340094 | 367015.4 | 391855.4 | 414523.4 | 434998.8 | 215.6056 | 231.5598 | 245.4273 | 262.2107 | 272.0234 | 280.4677
2023 PG Study Reference Scenario | SCE | Com | HVAC | Com - Health | Fuel Substitution | Incentives | 394868.9 | 424523.1 | 451579.6 | 475952.3 | 497639.9 | 123.9453 | 130.4518 | 135.4971 | 139.0533 | 141.4285 | 142.9596
2023 PG Study Reference Scenario | SCE | Com | HVAC | Com - Lodging | Energy Efficiency | Admin | 20566.65 | 21197.27 | 21918.76 | 22537.99 | 23239.31 | 23884.81 | 24266.64 | 24787.81 | 25164.7 | 24732.05 | 24940.18
2023 PG Study Reference Scenario | SCE | Com | HVAC | Com - Lodging | Energy Efficiency | Incentives | 4650.002 | 4941.095 | 5242.236 | 5520.745 | 5813.6 | 6091.512 | 6295.194 | 6541.25 | 7549.775 | 7450.775 | 7588.506
2023 PG Study Reference Scenario | SCE | Com | HVAC | Com - Lodging | Energy Efficiency | Incremental Measure Cost | 9352.574 | 10032.87 | 10783.62 | 11561.64 | 12360.27 | 13154.44 | 13757.74 | 14585.41 | 18978.3 | 18331.69 | 18930.86
2023 PG Study Reference Scenario | SCE | Com | HVAC | Com - Lodging | Energy Efficiency | Admin | 124.4208 | 101.7464 | 63.2333 | 57.4156 | 52.1954 | 47.4498 | 43.1359 | 39.2143 | 34.6955 | 0 | 0
2023 PG Study Reference Scenario | SCE | Com | HVAC | Com - Lodging | Energy Efficiency | Incentives | 13.4046 | 12.6311 | 11.6648 | 10.608 | 9.647 | 8.773 | 7.9784 | 7.2559 | 12.962 | 0 | 0
2023 PG Study Reference Scenario | SCE | Com | HVAC | Com - Lodging | Energy Efficiency | Incremental Measure Cost | -133.244 | -120.805 | -108.786 | -97.9323 | -88.135 | -79.2935 | -71.3168 | -64.1213 | 32.258 | 0 | 0
2023 PG Study Reference Scenario | SCE | Com | HVAC | Com - Lodging | Energy Efficiency | Admin | 46845.17 | 47107.35 | 47512.8 | 47726.85 | 47933.82 | 47888.62 | 48327.94 | 48520.18 | 47391.2 | 47508.99 | 47645.31
2023 PG Study Reference Scenario | SCE | Com | HVAC | Com - Lodging | Energy Efficiency | Incentives | 8603.83 | 8897.722 | 9237.198 | 9526.876 | 9821.622 | 10045.36 | 10425.28 | 10735.35 | 13678.93 | 13984.07 | 14301.54
2023 PG Study Reference Scenario | SCE | Com | HVAC | Com - Lodging | Energy Efficiency | Incremental Measure Cost | 17207.66 | 17800.24 | 18608.11 | 19237.47 | 19885.72 | 20245.59 | 21230.06 | 21927.74 | 27370.54 | 27987.36 | 28629.04
2023 PG Study Reference Scenario | SCE | Com | HVAC | Com - Lodging | Fuel Substitution | Admin | 218024.9 | 238121.8 | 257043.5 | 274892.8 | 292127.2 | 88.5248 | 92.2686 | 95.3385 | 105.4769 | 107.3653 | 108.8502
2023 PG Study Reference Scenario | SCE | Com | HVAC | Com - Lodging | Fuel Substitution | Incentives | 335610.1 | 366492.5 | 395567.3 | 422983.3 | 449424.6 | 53.766 | 54.8505 | 55.4744 | 55.6771 | 55.5626 | 55.2266
2023 PG Study Reference Scenario | SCE | Com | HVAC | Com - Office (Large) | Energy Efficiency | Admin | 7693.978 | 8026.023 | 10656.14 | 11223.59 | 12038.33 | 12848.87 | 13397.69 | 13963.12 | 14326.69 | 10558.89 | 10726.37
2023 PG Study Reference Scenario | SCE | Com | HVAC | Com - Office (Large) | Energy Efficiency | Incentives | 2376.094 | 2479.316 | 3634.793 | 3846.284 | 4142.732 | 4437.61 | 4641.527 | 4850.429 | 4988.241 | 3254.979 | 3306.607
2023 PG Study Reference Scenario | SCE | Com | HVAC | Com - Office (Large) | Energy Efficiency | Incremental Measure Cost | 6489.971 | 6858.43 | 9838.972 | 10567.08 | 11560.79 | 12588.79 | 13394.6 | 14247.27 | 15955.55 | 10597 | 10951.78
2023 PG Study Reference Scenario | SCE | Com | HVAC | Com - Office (Large) | Energy Efficiency | Admin | 44.4904 | 41.6282 | 3395.015 | 3046.54 | 2651.798 | 2163.493 | 1549.303 | 1405.207 | 1250.747 | 0 | 0
2023 PG Study Reference Scenario | SCE | Com | HVAC | Com - Office (Large) | Energy Efficiency | Incentives | 8.8886 | 8.6446 | 375.7695 | 347.9904 | 319.9295 | 292.1285 | 265.3032 | 240.7988 | 457.4017 | 0 | 0
2023 PG Study Reference Scenario | SCE | Com | HVAC | Com - Office (Large) | Energy Efficiency | Incremental Measure Cost | 8.051 | 7.9763 | -614.243 | -538.488 | -466.731 | -400.045 | -339.452 | -286.144 | 1032.05 | 0 | 0
2023 PG Study Reference Scenario | SCE | Com | HVAC | Com - Office (Large) | Energy Efficiency | Admin | 24784.78 | 24837.64 | 24858.04 | 24858.52 | 24851.07 | 24839.88 | 24823.11 | 24805.48 | 24783.77 | 24761.16 | 24742.72
2023 PG Study Reference Scenario | SCE | Com | HVAC | Com - Office (Large) | Energy Efficiency | Incentives | 7640.382 | 7656.676 | 7662.966 | 7663.114 | 7660.817 | 7657.365 | 7652.196 | 7646.762 | 7640.071 | 7633.099 | 7627.417
2023 PG Study Reference Scenario | SCE | Com | HVAC | Com - Office (Large) | Energy Efficiency | Incremental Measure Cost | 23680.12 | 24223.41 | 24746.36 | 25259.96 | 25775.61 | 26297.44 | 26823.42 | 27358.59 | 28805.12 | 29354.41 | 29919.2
2023 PG Study Reference Scenario | SCE | Com | HVAC | Com - Office (Large) | Fuel Substitution | Admin | 242.6625 | 260.4532 | 276.6183 | 291.0981 | 303.9038 | 0 | 0 | 0 | 0 | 0 | 0
2023 PG Study Reference Scenario | SCE | Com | HVAC | Com - Office (Large) | Fuel Substitution | Incentives | 751.017 | 810.3892 | 865.3161 | 915.5262 | 960.9631 | 0 | 0 | 0 | 0 | 0 | 0
2023 PG Study Reference Scenario | SCE | Com | HVAC | Com - Office (Small) | Energy Efficiency | Admin | 26879.55 | 28916.35 | 29478.91 | 29918.83 | 30429.25 | 30809.8 | 31013.94 | 31228.22 | 31393.47 | 31431.19 | 31486.19
2023 PG Study Reference Scenario | SCE | Com | HVAC | Com - Office (Small) | Energy Efficiency | Incentives | 1006.094 | 1495.221 | 1558.642 | 1612.554 | 1671.473 | 1723.405 | 1764.525 | 1804.536 | 1839.603 | 1864.957 | 1888.709
2023 PG Study Reference Scenario | SCE | Com | HVAC | Com - Office (Small) | Energy Efficiency | Incremental Measure Cost | -460.06 | 1772.732 | 2134.827 | 2481.46 | 2851.83 | 3222.818 | 3581.004 | 3941.048 | 8731.023 | 9058.561 | 9384.479
2023 PG Study Reference Scenario | SCE | Com | HVAC | Com - Office (Small) | Energy Efficiency | Admin | 14712.84 | 14774.6 | 14818.05 | 14849.79 | 14874.36 | 14893.88 | 14909.46 | 14923.57 | 14934.52 | 14946.39 | 14961.03
2023 PG Study Reference Scenario | SCE | Com | HVAC | Com - Office (Small) | Energy Efficiency | Incentives | 4535.515 | 4554.554 | 4567.947 | 4577.73 | 4585.306 | 4591.322 | 4596.125 | 4600.474 | 4603.851 | 4607.51 | 4612.022
2023 PG Study Reference Scenario | SCE | Com | HVAC | Com - Office (Small) | Energy Efficiency | Incremental Measure Cost | 14454.37 | 14823.33 | 15182.28 | 15537.14 | 15892.19 | 16249.41 | 16609.85 | 16976.2 | 18253.64 | 18633.51 | 19024.78
2023 PG Study Reference Scenario | SCE | Com | HVAC | Com - Office (Small) | Fuel Substitution | Admin | 1223.605 | 1330.965 | 1430.978 | 1522.905 | 1606.525 | 0 | 0 | 0 | 0 | 0 | 0
2023 PG Study Reference Scenario | SCE | Com | HVAC | Com - Office (Small) | Fuel Substitution | Incentives | 2291.959 | 2482 | 2657.26 | 2816.629 | 2959.909 | 0 | 0 | 0 | 0 | 0 | 0
2023 PG Study Reference Scenario | SCE | Com | HVAC | Com - Other | Energy Efficiency | Admin | 676873.8 | 694197.2 | 709502.6 | 721579 | 732007.8 | 740764 | 752642.3 | 759224.1 | 758598.5 | 758522.8 | 758756.1
2023 PG Study Reference Scenario | SCE | Com | HVAC | Com - Other | Energy Efficiency | Incentives | 1530.297 | 1535.218 | 1540.005 | 1596.26 | 1601.066 | 1604.295 | 1547.157 | 1617.29 | 1604.691 | 1521.723 | 1516.405
2023 PG Study Reference Scenario | SCE | Com | HVAC | Com - Other | Energy Efficiency | Incremental Measure Cost | -304577 | -312399 | -319299 | -324440 | -329092 | -332984 | -338656 | -341178 | 4883.526 | 4594.98 | 4670.505
2023 PG Study Reference Scenario | SCE | Com | HVAC | Com - Other | Energy Efficiency | Admin | 0 | 0 | 0 | 0 | 0 | 0 | 0 | 0 | 0 | 0 | 0
2023 PG Study Reference Scenario | SCE | Com | HVAC | Com - Other | Energy Efficiency | Incentives | 0 | 0 | 0 | 0 | 0 | 0 | 0 | 0 | 0 | 0 | 0
2023 PG Study Reference Scenario | SCE | Com | HVAC | Com - Other | Energy Efficiency | Incremental Measure Cost | 0 | 0 | 0 | 0 | 0 | 0 | 0 | 0 | 0 | 0 | 0
2023 PG Study Reference Scenario | SCE | Com | HVAC | Com - Other | Energy Efficiency | Admin | 25326.89 | 25406.3 | 26071.57 | 26164.17 | 26263.11 | 25542.48 | 26449.76 | 26542.6 | 25586.09 | 25595.88 | 25616.69
2023 PG Study Reference Scenario | SCE | Com | HVAC | Com - Other | Energy Efficiency | Incentives | 7807.495 | 7831.977 | 8037.06 | 8065.605 | 8096.104 | 7873.957 | 8153.642 | 8182.262 | 7887.401 | 7890.418 | 7896.832
2023 PG Study Reference Scenario | SCE | Com | HVAC | Com - Other | Energy Efficiency | Incremental Measure Cost | 16261.15 | 16707.97 | 17852.47 | 18372.1 | 18917.04 | 18470.51 | 20040.53 | 20622.58 | 23349.77 | 23825.92 | 24322.23
2023 PG Study Reference Scenario | SCE | Com | HVAC | Com - Other | Fuel Substitution | Admin | 424475 | 452921.4 | 478244.9 | 500385.6 | 812119.5 | 0 | 0 | 0 | 0 | 0 | 0
2023 PG Study Reference Scenario | SCE | Com | HVAC | Com - Other | Fuel Substitution | Incentives | 755962.2 | 812831.8 | 864914.2 | 911980.4 | 1353006 | 0 | 0 | 0 | 0 | 0 | 0
2023 PG Study Reference Scenario | SCE | Com | HVAC | Com - Refrig. Warehouse | Energy Efficiency | Admin | 74.651 | 81.5223 | 87.1626 | 92.1988 | 98.0146 | 103.9987 | 110.2275 | 115.3841 | 120.8484 | 125.9213 | 129.9641
2023 PG Study Reference Scenario | SCE | Com | HVAC | Com - Refrig. Warehouse | Energy Efficiency | Incentives | 23.0126 | 25.1308 | 26.8695 | 28.422 | 30.2149 | 32.0596 | 33.9797 | 35.5694 | 37.2538 | 38.8177 | 40.0639
2023 PG Study Reference Scenario | SCE | Com | HVAC | Com - Refrig. Warehouse | Energy Efficiency | Incremental Measure Cost | 57.956 | 64.6381 | 70.5796 | 76.2432 | 82.7717 | 89.6859 | 97.0692 | 103.7581 | 117.0174 | 124.3683 | 130.9286
2023 PG Study Reference Scenario | SCE | Com | HVAC | Com - Restaurant | Energy Efficiency | Admin | 32239.35 | 33383.86 | 34489.86 | 35489.14 | 36591.08 | 37218.17 | 37579.15 | 38056.26 | 38423.8 | 38599.84 | 38793.92
2023 PG Study Reference Scenario | SCE | Com | HVAC | Com - Restaurant | Energy Efficiency | Incentives | 1800.57 | 1932.767 | 2068.991 | 2203.064 | 2346.05 | 2458.851 | 2551.596 | 2648.491 | 2733.383 | 2799.434 | 2861.267
2023 PG Study Reference Scenario | SCE | Com | HVAC | Com - Restaurant | Energy Efficiency | Incremental Measure Cost | 2468.669 | 2936.117 | 3442.788 | 3975.262 | 4550.737 | 5089.17 | 5599.402 | 6129.248 | 10341.06 | 10818.89 | 11293.44
2023 PG Study Reference Scenario | SCE | Com | HVAC | Com - Restaurant | Energy Efficiency | Admin | 8825.391 | 8857.904 | 8882.735 | 8903.654 | 8923.3 | 8941.299 | 8957.825 | 8974.807 | 8991.123 | 9008.833 | 9029.063
2023 PG Study Reference Scenario | SCE | Com | HVAC | Com - Restaurant | Energy Efficiency | Incentives | 2720.595 | 2730.618 | 2738.272 | 2744.721 | 2750.777 | 2756.326 | 2761.42 | 2766.656 | 2771.685 | 2777.145 | 2783.381
2023 PG Study Reference Scenario | SCE | Com | HVAC | Com - Restaurant | Energy Efficiency | Incremental Measure Cost | 7161.794 | 7340.441 | 7516.751 | 7693.664 | 7873.385 | 8055.593 | 8240.444 | 8429.751 | 9050.237 | 9249.445 | 9455.633
2023 PG Study Reference Scenario | SCE | Com | HVAC | Com - Restaurant | Fuel Substitution | Admin | 12837.49 | 48524.29 | 53156.25 | 66038.63 | 67972.29 | 140.9297 | 149.5284 | 156.5678 | 166.1141 | 170.252 | 173.4294
2023 PG Study Reference Scenario | SCE | Com | HVAC | Com - Restaurant | Fuel Substitution | Incentives | 23593.58 | 59327.94 | 66556.53 | 85403.87 | 87933.25 | 74.2336 | 77.1775 | 79.1851 | 80.2776 | 80.664 | 80.5583
2023 PG Study Reference Scenario | SCE | Com | HVAC | Com - Retail | Energy Efficiency | Admin | 89079.76 | 86298.73 | 82237.47 | 77193.93 | 72036.28 | 63609.03 | 52717.72 | 44414.99 | 34696.65 | 6044.101 | 3894.766
2023 PG Study Reference Scenario | SCE | Com | HVAC | Com - Retail | Energy Efficiency | Incentives | 3777.995 | 4257.007 | 4666.512 | 4988.906 | 5255.306 | 5197.286 | 4503.568 | 3864.896 | 8059.859 | 105.8556 | 70.0095
2023 PG Study Reference Scenario | SCE | Com | HVAC | Com - Retail | Energy Efficiency | Incremental Measure Cost | -364646 | -333551 | -300133 | -266122 | -234732 | -195995 | -153698 | -122643 | 65705.67 | 306.278 | 206.6137
2023 PG Study Reference Scenario | SCE | Com | HVAC | Com - Retail | Energy Efficiency | Admin | 0 | 0 | 0 | 0 | 0 | 0 | 0 | 0 | 0 | 0 | 0
2023 PG Study Reference Scenario | SCE | Com | HVAC | Com - Retail | Energy Efficiency | Incentives | 0 | 0 | 0 | 0 | 0 | 0 | 0 | 0 | 0 | 0 | 0
2023 PG Study Reference Scenario | SCE | Com | HVAC | Com - Retail | Energy Efficiency | Incremental Measure Cost | 0 | 0 | 0 | 0 | 0 | 0 | 0 | 0 | 0 | 0 | 0
2023 PG Study Reference Scenario | SCE | Com | HVAC | Com - Retail | Energy Efficiency | Admin | 507184 | 558850.7 | 608982.2 | 657447.8 | 703679.1 | 746976.7 | 786763.6 | 822885.9 | 20036.71 | 19813.42 | 19595.31
2023 PG Study Reference Scenario | SCE | Com | HVAC | Com - Retail | Energy Efficiency | Incentives | 31355.46 | 39393.81 | 48344.12 | 58311.85 | 69230.44 | 79974.42 | 86319.07 | 90574.67 | 6176.7 | 6107.864 | 6040.627
2023 PG Study Reference Scenario | SCE | Com | HVAC | Com - Retail | Energy Efficiency | Incremental Measure Cost | -327535 | -333742 | -334248 | -328312 | -315781 | -296686 | -271251 | -239810 | 17684.55 | 17836.96 | 17993.22
2023 PG Study Reference Scenario | SCE | Com | HVAC | Com - Retail | Fuel Substitution | Admin | 807.0542 | 874.6516 | 5027.462 | 5312.924 | 5563.298 | 376.2651 | 393.3629 | 408.2151 | 0 | 0 | 0
2023 PG Study Reference Scenario | SCE | Com | HVAC | Com - Retail | Fuel Substitution | Incentives | 5646.147 | 6083.081 | 32632.11 | 34456.47 | 36051.8 | 198.5764 | 203.0186 | 206.0461 | 0 | 0 | 0
2023 PG Study Reference Scenario | SCE | Com | HVAC | Com - School | Energy Efficiency | Admin | 41405.34 | 42011.94 | 42628.7 | 43145.29 | 43172.9 | 43392.92 | 43069.13 | 43289.79 | 43333.05 | 43167.68 | 43010.49
2023 PG Study Reference Scenario | SCE | Com | HVAC | Com - School | Energy Efficiency | Incentives | 453.7577 | 450.02 | 447.8772 | 489.6356 | 486.4115 | 486.0566 | 427.9436 | 480.618 | 479.4853 | 417.1333 | 412.5835
2023 PG Study Reference Scenario | SCE | Com | HVAC | Com - School | Energy Efficiency | Incremental Measure Cost | -8962.71 | -9104.81 | -9241.3 | -9143.55 | -9123.24 | -9139.29 | -9296.88 | -9047.91 | 2508.665 | 2257.681 | 2277.717
2023 PG Study Reference Scenario | SCE | Com | HVAC | Com - School | Energy Efficiency | Admin | 6963.031 | 6978.895 | 7465.381 | 7512.671 | 7566.428 | 6982.707 | 7667.724 | 7716.049 | 6961.682 | 6954.516 | 6949.145
2023 PG Study Reference Scenario | SCE | Com | HVAC | Com - School | Energy Efficiency | Incentives | 2146.487 | 2151.378 | 2301.346 | 2315.924 | 2332.496 | 2152.553 | 2363.722 | 2378.619 | 2146.071 | 2143.862 | 2142.207
2023 PG Study Reference Scenario | SCE | Com | HVAC | Com - School | Energy Efficiency | Incremental Measure Cost | 8828.424 | 9043.442 | 9807.726 | 10079.49 | 10365.19 | 9868.158 | 10949.58 | 11249.59 | 11387.7 | 11603.51 | 11826.45
2023 PG Study Reference Scenario | SCE | Com | HVAC | Com - School | Fuel Substitution | Admin | 2843.908 | 3065.36 | 3267.468 | 3449.004 | 3609.851 | 0 | 0 | 0 | 0 | 0 | 0
2023 PG Study Reference Scenario | SCE | Com | HVAC | Com - School | Fuel Substitution | Incentives | 4265.862 | 4598.04 | 4901.202 | 5173.506 | 5414.777 | 0 | 0 | 0 | 0 | 0 | 0
2023 PG Study Reference Scenario | SCE | Com | HVAC | Com - Warehouse | Energy Efficiency | Admin | 2484.015 | 2659.475 | 2816.218 | 3045.191 | 3241.214 | 3406.455 | 3543.94 | 3679.458 | 3781.999 | 3490.436 | 3551.206
2023 PG Study Reference Scenario | SCE | Com | HVAC | Com - Warehouse | Energy Efficiency | Incentives | 758.8716 | 815.8998 | 867.8904 | 938.7383 | 999.1659 | 1050.105 | 1092.487 | 1134.263 | 1165.873 | 1075.994 | 1094.727
2023 PG Study Reference Scenario | SCE | Com | HVAC | Com - Warehouse | Energy Efficiency | Incremental Measure Cost | 2238.633 | 2416.246 | 2584.713 | 2843.339 | 3068.974 | 3275.495 | 3464.924 | 3661.86 | 4854.884 | 4216.219 | 4356.556
2023 PG Study Reference Scenario | SCE | Com | HVAC | Com - Warehouse | Energy Efficiency | Admin | 0 | 0 | 0 | 0 | 0 | 0 | 0 | 0 | 0 | 0 | 0
2023 PG Study Reference Scenario | SCE | Com | HVAC | Com - Warehouse | Energy Efficiency | Incentives | 0 | 0 | 0 | 0 | 0 | 0 | 0 | 0 | 0 | 0 | 0
2023 PG Study Reference Scenario | SCE | Com | HVAC | Com - Warehouse | Energy Efficiency | Incremental Measure Cost | 0 | 0 | 0 | 0 | 0 | 0 | 0 | 0 | 0 | 0 | 0
2023 PG Study Reference Scenario | SCE | Com | HVAC | Com - Warehouse | Energy Efficiency | Admin | 3821.283 | 3883.703 | 4136.844 | 4207.636 | 4280.558 | 4350.577 | 4417.01 | 4480.022 | 3190.788 | 3187.628 | 3185.51
2023 PG Study Reference Scenario | SCE | Com | HVAC | Com - Warehouse | Energy Efficiency | Incentives | 1151.1 | 1181.917 | 1274.238 | 1297.084 | 1319.564 | 1341.148 | 1361.627 | 1381.052 | 983.6212 | 982.6471 | 981.9942
2023 PG Study Reference Scenario | SCE | Com | HVAC | Com - Warehouse | Energy Efficiency | Incremental Measure Cost | 4746.314 | 4911.042 | 5295.387 | 5489.563 | 5695.441 | 5907.589 | 6125.251 | 6348.635 | 5808.318 | 5918.622 | 6032.989
2023 PG Study Reference Scenario | SCE | Com | HVAC | Com - Warehouse | Fuel Substitution | Admin | 215451.9 | 235694.2 | 254762.4 | 272416.3 | 288515.8 | 0 | 0 | 0 | 0 | 0 | 0
2023 PG Study Reference Scenario | SCE | Com | HVAC | Com - Warehouse | Fuel Substitution | Incentives | 344197.6 | 375627.2 | 405104.9 | 432375.3 | 457312 | 0 | 0 | 0 | 0 | 0 | 0
2023 PG Study Reference Scenario | SCE | Com | Lighting | Com - College | Energy Efficiency | Admin | 56.8347 | 60.7437 | 66.0511 | 71.8118 | 219.6982 | 232.613 | 87.6466 | 250.2963 | 256.5635 | 99.5914 | 103.1897
2023 PG Study Reference Scenario | SCE | Com | Lighting | Com - College | Energy Efficiency | Incentives | 19.0142 | 20.7705 | 23.0821 | 25.6452 | 115.299 | 124.2722 | 33.3892 | 138.4276 | 153.454 | 43.963 | 46.4519
2023 PG Study Reference Scenario | SCE | Com | Lighting | Com - College | Energy Efficiency | Incremental Measure Cost | 38.0284 | 41.541 | 46.1642 | 51.2904 | 230.598 | 248.5445 | 66.7785 | 276.8551 | 306.908 | 87.926 | 92.9037
2023 PG Study Reference Scenario | SCE | Com | Lighting | Com - College | Energy Efficiency | Admin | 232.4338 | 252.2083 | 272.308 | 895.0263 | 939.8246 | 334.2815 | 1023.963 | 1065.406 | 397.7952 | 418.8634 | 439.7979
2023 PG Study Reference Scenario | SCE | Com | Lighting | Com - College | Energy Efficiency | Incentives | 77.859 | 86.3479 | 95.2802 | 463.8526 | 496.0064 | 124.8053 | 560.1239 | 593.4136 | 172.4262 | 185.1612 | 198.2719
2023 PG Study Reference Scenario | SCE | Com | Lighting | Com - College | Energy Efficiency | Incremental Measure Cost | 155.718 | 172.6958 | 190.5604 | 927.7052 | 992.0127 | 249.6105 | 1120.248 | 1186.827 | 344.8524 | 370.3224 | 396.5439
2023 PG Study Reference Scenario | SCE | Com | Lighting | Com - Grocery | Energy Efficiency | Admin | 3005.877 | 4354.538 | 4385.728 | 4384.488 | 4418.854 | 4311.797 | 4031.524 | 3884.737 | 3667.761 | 3344.281 | 3128.136
2023 PG Study Reference Scenario | SCE | Com | Lighting | Com - Grocery | Energy Efficiency | Incentives | 872.3071 | 1578.183 | 1630.333 | 1671.511 | 1727.408 | 1728.163 | 1656.495 | 1636.191 | 1581.066 | 1477.543 | 1416.346
2023 PG Study Reference Scenario | SCE | Com | Lighting | Com - Grocery | Energy Efficiency | Incremental Measure Cost | 1744.614 | 3156.366 | 3260.666 | 3343.023 | 3454.816 | 3456.327 | 3312.99 | 3272.382 | 3162.131 | 2955.087 | 2832.692
2023 PG Study Reference Scenario | SCE | Com | Lighting | Com - Grocery | Energy Efficiency | Admin | 30428.85 | 32621.49 | 34775.61 | 36886.3 | 38952.89 | 40963.42 | 42903.56 | 44779.31 | 46584.42 | 48309.38 | 49958.81
2023 PG Study Reference Scenario | SCE | Com | Lighting | Com - Grocery | Energy Efficiency | Incentives | 10212.22 | 11243.21 | 12304.22 | 13393.34 | 14510.21 | 15649.92 | 16806.12 | 17980.45 | 19138.64 | 20336.03 | 21543.56
2023 PG Study Reference Scenario | SCE | Com | Lighting | Com - Grocery | Energy Efficiency | Incremental Measure Cost | 20424.45 | 22486.43 | 24608.44 | 26786.67 | 29020.41 | 31299.85 | 33612.25 | 35960.9 | 38277.29 | 40672.06 | 43087.13
2023 PG Study Reference Scenario | SCE | Com | Lighting | Com - Health | Energy Efficiency | Admin | 2143.788 | 2307.789 | 4993.068 | 5320.445 | 5789.548 | 6180.693 | 6702.941 | 7063.241 | 7416.962 | 7604.12 | 7736.499
2023 PG Study Reference Scenario | SCE | Com | Lighting | Com - Health | Energy Efficiency | Incentives | 693.7381 | 762.3393 | 2228.769 | 2434.664 | 2715.474 | 2970.758 | 3301.055 | 3563.562 | 3827.43 | 4019.066 | 4187.565
2023 PG Study Reference Scenario | SCE | Com | Lighting | Com - Health | Energy Efficiency | Incremental Measure Cost | 1387.476 | 1524.679 | 4457.538 | 4869.327 | 5430.948 | 5941.517 | 6602.11 | 7127.124 | 7654.859 | 8038.132 | 8375.129
2023 PG Study Reference Scenario | SCE | Com | Lighting | Com - Health | Energy Efficiency | Admin | 12258.66 | 21907.95 | 23793.96 | 25707.2 | 27652.15 | 29619.97 | 31615.21 | 33624.49 | 35644.14 | 37659.37 | 39662.42
2023 PG Study Reference Scenario | SCE | Com | Lighting | Com - Health | Energy Efficiency | Incentives | 3927.132 | 9093.968 | 10144.58 | 11252.06 | 12420.35 | 13647.37 | 14937.3 | 16285.64 | 17665.37 | 19122.73 | 20629.36
2023 PG Study Reference Scenario | SCE | Com | Lighting | Com - Health | Energy Efficiency | Incremental Measure Cost | 7854.264 | 18187.94 | 20289.16 | 22504.13 | 24840.71 | 27294.73 | 29874.59 | 32571.27 | 35330.73 | 38245.47 | 41258.71
2023 PG Study Reference Scenario | SCE | Com | Lighting | Com - Lodging | Energy Efficiency | Admin | 53.1993 | 57.5776 | 62.2875 | 66.5796 | 71.4274 | 76.2412 | 80.6373 | 84.9987 | 89.2947 | 93.2709 | 97.2852
2023 PG Study Reference Scenario | SCE | Com | Lighting | Com - Lodging | Energy Efficiency | Incentives | 23.9258 | 26.4393 | 29.2022 | 31.868 | 34.9027 | 38.032 | 41.0629 | 44.1844 | 49.266 | 52.4872 | 55.8391
2023 PG Study Reference Scenario | SCE | Com | Lighting | Com - Lodging | Energy Efficiency | Incremental Measure Cost | 47.8515 | 52.8787 | 58.4045 | 63.7359 | 69.8053 | 76.0641 | 82.1258 | 88.3688 | 98.5319 | 104.9743 | 111.6782
2023 PG Study Reference Scenario | SCE | Com | Lighting | Com - Lodging | Energy Efficiency | Admin | 171.176 | 186.7668 | 202.7296 | 219.0242 | 235.6631 | 252.6148 | 269.8154 | 287.2244 | 304.783 | 322.4354 | 340.1397
2023 PG Study Reference Scenario | SCE | Com | Lighting | Com - Lodging | Energy Efficiency | Incentives | 76.9148 | 85.6875 | 94.9661 | 104.7519 | 115.0708 | 125.9282 | 137.3123 | 149.2214 | 168.0727 | 181.3664 | 195.1537
2023 PG Study Reference Scenario | SCE | Com | Lighting | Com - Lodging | Energy Efficiency | Incremental Measure Cost | 153.8296 | 171.3749 | 189.9323 | 209.5038 | 230.1416 | 251.8565 | 274.6246 | 298.4428 | 336.1454 | 362.7327 | 390.3074
2023 PG Study Reference Scenario | SCE | Com | Lighting | Com - Office (Large) | Energy Efficiency | Admin | 151.7539 | 163.8788 | 224.8451 | 240.4465 | 261.8345 | 283.8741 | 300.9283 | 319.1782 | 333.637 | 345.0605 | 359.8183
2023 PG Study Reference Scenario | SCE | Com | Lighting | Com - Office (Large) | Energy Efficiency | Incentives | 52.5962 | 57.9918 | 90.6885 | 98.9654 | 109.968 | 121.6514 | 131.5789 | 142.3872 | 155.4601 | 163.9562 | 174.3397
2023 PG Study Reference Scenario | SCE | Com | Lighting | Com - Office (Large) | Energy Efficiency | Incremental Measure Cost | 105.1923 | 115.9836 | 181.3771 | 197.9309 | 219.9361 | 243.3028 | 263.1577 | 284.7744 | 310.9202 | 327.9123 | 348.6794
2023 PG Study Reference Scenario | SCE | Com | Lighting | Com - Office (Large) | Energy Efficiency | Admin | 860.7506 | 1211.696 | 1307.424 | 1403.994 | 1501.566 | 1599.975 | 1698.663 | 1797.465 | 1895.836 | 1993.339 | 2089.922
2023 PG Study Reference Scenario | SCE | Com | Lighting | Com - Office (Large) | Energy Efficiency | Incentives | 297.3014 | 479.6838 | 528.191 | 578.8086 | 631.6711 | 686.7852 | 743.983 | 803.2553 | 884.9325 | 948.8775 | 1014.554
2023 PG Study Reference Scenario | SCE | Com | Lighting | Com - Office (Large) | Energy Efficiency | Incremental Measure Cost | 594.6028 | 959.3676 | 1056.382 | 1157.617 | 1263.342 | 1373.57 | 1487.966 | 1606.511 | 1769.865 | 1897.755 | 2029.107
2023 PG Study Reference Scenario | SCE | Com | Lighting | Com - Office (Small) | Energy Efficiency | Admin | 20.6605 | 22.421 | 24.1992 | 25.9709 | 27.8725 | 29.7165 | 31.4319 | 33.1858 | 34.9063 | 36.5052 | 38.1155
2023 PG Study Reference Scenario | SCE | Com | Lighting | Com - Office (Small) | Energy Efficiency | Incentives | 9.2391 | 10.2403 | 11.2878 | 12.3716 | 13.5587 | 14.7615 | 15.9433 | 17.1878 | 19.4405 | 20.737 | 22.0839
2023 PG Study Reference Scenario | SCE | Com | Lighting | Com - Office (Small) | Energy Efficiency | Incremental Measure Cost | 18.4781 | 20.4807 | 22.5757 | 24.7431 | 27.1175 | 29.523 | 31.8866 | 34.3756 | 38.8811 | 41.4739 | 44.1678
2023 PG Study Reference Scenario | SCE | Com | Lighting | Com - Office (Small) | Energy Efficiency | Admin | 98.4649 | 107.0165 | 115.6858 | 124.4629 | 133.3416 | 142.3003 | 151.3092 | 160.3495 | 169.3871 | 178.3983 | 187.3618
2023 PG Study Reference Scenario | SCE | Com | Lighting | Com - Office (Small) | Energy Efficiency | Incentives | 43.9744 | 48.8164 | 53.8978 | 59.2225 | 64.7964 | 70.6174 | 76.679 | 82.9793 | 94.268 | 101.2712 | 108.4888
2023 PG Study Reference Scenario | SCE | Com | Lighting | Com - Office (Small) | Energy Efficiency | Incremental Measure Cost | 87.9488 | 97.6328 | 107.7956 | 118.4451 | 129.5927 | 141.2348 | 153.358 | 165.9587 | 188.5361 | 202.5424 | 216.9776
2023 PG Study Reference Scenario | SCE | Com | Lighting | Com - Other | Energy Efficiency | Admin | 0 | 0 | 2.4988 | 2.7069 | 2.9182 | 3.1297 | 3.3619 | 3.5737 | 3.7542 | 0 | 0
2023 PG Study Reference Scenario | SCE | Com | Lighting | Com - Other | Energy Efficiency | Incentives | 0 | 0 | 1.3992 | 1.5488 | 1.706 | 1.8693 | 2.0515 | 2.228 | 2.5783 | 0 | 0
2023 PG Study Reference Scenario | SCE | Com | Lighting | Com - Other | Energy Efficiency | Incremental Measure Cost | 0 | 0 | 2.7984 | 3.0976 | 3.412 | 3.7386 | 4.103 | 4.456 | 5.1567 | 0 | 0
2023 PG Study Reference Scenario | SCE | Com | Lighting | Com - Other | Energy Efficiency | Admin | 0 | 11.0562 | 11.9533 | 12.8656 | 13.7906 | 14.7265 | 15.6727 | 16.6259 | 0 | 0 | 19.455
2023 PG Study Reference Scenario | SCE | Com | Lighting | Com - Other | Energy Efficiency | Incentives | 0 | 6.0588 | 6.6933 | 7.3611 | 8.0619 | 8.7959 | 9.5639 | 10.3651 | 0 | 0 | 13.9012
2023 PG Study Reference Scenario | SCE | Com | Lighting | Com - Other | Energy Efficiency | Incremental Measure Cost | 0 | 12.1175 | 13.3866 | 14.7221 | 16.1238 | 17.5919 | 19.1278 | 20.7302 | 0 | 0 | 27.8025
2023 PG Study Reference Scenario | SCE | Com | Lighting | Com - Refrig. Warehouse | Energy Efficiency | Admin | 338.4801 | 357.2788 | 370.9132 | 382.6787 | 398.5389 | 416.0318 | 435.5734 | 452.0925 | 471.0971 | 490.0865 | 506.346
2023 PG Study Reference Scenario | SCE | Com | Lighting | Com - Refrig. Warehouse | Energy Efficiency | Incentives | 125.1228 | 134.6438 | 142.4871 | 149.8339 | 159.0271 | 169.163 | 180.4575 | 190.8248 | 214.3639 | 226.941 | 238.5994
2023 PG Study Reference Scenario | SCE | Com | Lighting | Com - Refrig. Warehouse | Energy Efficiency | Incremental Measure Cost | 250.2456 | 269.2876 | 284.9741 | 299.6678 | 318.0542 | 338.3261 | 360.915 | 381.6496 | 428.7279 | 453.8821 | 477.1987
2023 PG Study Reference Scenario | SCE | Com | Lighting | Com - Refrig. Warehouse | Energy Efficiency | Admin | 1250.07 | 1342.605 | 1434.054 | 1524.224 | 1613.244 | 1701.084 | 1787.743 | 1872.95 | 1956.582 | 2038.774 | 2119.368
2023 PG Study Reference Scenario | SCE | Com | Lighting | Com - Refrig. Warehouse | Energy Efficiency | Incentives | 468.059 | 512.4043 | 557.8457 | 604.3202 | 651.8864 | 700.5436 | 750.3028 | 801.0648 | 901.7897 | 956.6207 | 1012.381
2023 PG Study Reference Scenario | SCE | Com | Lighting | Com - Refrig. Warehouse | Energy Efficiency | Incremental Measure Cost | 936.1179 | 1024.809 | 1115.691 | 1208.64 | 1303.773 | 1401.087 | 1500.606 | 1602.13 | 1803.579 | 1913.241 | 2024.761
2023 PG Study Reference Scenario | SCE | Com | Lighting | Com - Restaurant | Energy Efficiency | Admin | 18881.72 | 20304.19 | 21762.46 | 23204.23 | 24758.33 | 26025.25 | 27121.04 | 28310.52 | 29425.22 | 30397.9 | 31376.09
2023 PG Study Reference Scenario | SCE | Com | Lighting | Com - Restaurant | Energy Efficiency | Incentives | 5996.699 | 6586.762 | 7210.952 | 7852.991 | 8557.754 | 9187.396 | 9778.068 | 10424.02 | 11722.35 | 12352.44 | 13005.5
2023 PG Study Reference Scenario | SCE | Com | Lighting | Com - Restaurant | Energy Efficiency | Incremental Measure Cost | 11993.4 | 13173.52 | 14421.9 | 15705.98 | 17115.51 | 18374.79 | 19556.14 | 20848.05 | 23444.69 | 24704.89 | 26010.99
2023 PG Study Reference Scenario | SCE | Com | Lighting | Com - Restaurant | Energy Efficiency | Admin | 68045.65 | 72723.33 | 77382.47 | 82023.01 | 86651.21 | 91246.58 | 95794.78 | 100298.8 | 104733.6 | 109103.7 | 113411.5
2023 PG Study Reference Scenario | SCE | Com | Lighting | Com - Restaurant | Energy Efficiency | Incentives | 21373.24 | 23321.84 | 25336.51 | 27418.78 | 29572.49 | 31792.28 | 34074.53 | 36421.59 | 41165.82 | 43726.36 | 46346.85
2023 PG Study Reference Scenario | SCE | Com | Lighting | Com - Restaurant | Energy Efficiency | Incremental Measure Cost | 42746.47 | 46643.69 | 50673.01 | 54837.55 | 59144.97 | 63584.56 | 68149.05 | 72843.18 | 82331.63 | 87452.71 | 92693.7
2023 PG Study Reference Scenario | SCE | Com | Lighting | Com - Retail | Energy Efficiency | Admin | 0 | 0 | 0 | 43.8401 | 43.6058 | 42.007 | 39.1844 | 37.4286 | 92.4575 | 1936.855 | 1792.246
2023 PG Study Reference Scenario | SCE | Com | Lighting | Com - Retail | Energy Efficiency | Incentives | 0 | 0 | 0 | 25.4916 | 25.5916 | 24.8854 | 23.4341 | 22.5992 | 30.6868 | 1092.351 | 1029.554
2023 PG Study Reference Scenario | SCE | Com | Lighting | Com - Retail | Energy Efficiency | Incremental Measure Cost | 0 | 0 | 0 | 50.9832 | 51.1833 | 49.7707 | 46.8682 | 45.1985 | 61.3736 | 2184.701 | 2059.109
2023 PG Study Reference Scenario | SCE | Com | Lighting | Com - Retail | Energy Efficiency | Admin | 0 | 0 | 372.7861 | 399.1495 | 425.3035 | 451.0283 | 476.1608 | 1316.093 | 34151.74 | 35134.91 | 50002.46
2023 PG Study Reference Scenario | SCE | Com | Lighting | Com - Retail | Energy Efficiency | Incentives | 0 | 0 | 214.7835 | 232.0928 | 249.6043 | 267.1939 | 284.7662 | 836.8484 | 18989.27 | 19903.87 | 30773.76
2023 PG Study Reference Scenario | SCE | Com | Lighting | Com - Retail | Energy Efficiency | Incremental Measure Cost | 0 | 0 | 429.567 | 464.1856 | 499.2087 | 534.3879 | 569.5325 | 1673.697 | 37978.54 | 39807.74 | 61547.51
2023 PG Study Reference Scenario | SCE | Com | Lighting | Com - School | Energy Efficiency | Admin | 57.7158 | 62.4387 | 67.449 | 72.2941 | 76.6888 | 81.5297 | 85.7418 | 90.3591 | 94.9866 | 99.643 | 103.8204
2023 PG Study Reference Scenario | SCE | Com | Lighting | Com - School | Energy Efficiency | Incentives | 26.5319 | 29.352 | 32.4216 | 35.5304 | 38.5332 | 41.8789 | 45.0217 | 48.4983 | 57.6054 | 61.6355 | 65.5012
2023 PG Study Reference Scenario | SCE | Com | Lighting | Com - School | Energy Efficiency | Incremental Measure Cost | 53.0637 | 58.704 | 64.8432 | 71.0608 | 77.0664 | 83.7578 | 90.0434 | 96.9966 | 115.2109 | 123.2709 | 131.0024
2023 PG Study Reference Scenario | SCE | Com | Lighting | Com - School | Energy Efficiency | Admin | 257.0789 | 279.0385 | 301.2871 | 323.7932 | 346.4913 | 369.3637 | 392.3154 | 415.3196 | 438.2713 | 461.1587 | 483.9047
2023 PG Study Reference Scenario | SCE | Com | Lighting | Com - School | Energy Efficiency | Incentives | 118.0407 | 131.0262 | 144.6672 | 158.9722 | 173.9321 | 189.5604 | 205.8297 | 222.7457 | 265.6267 | 285.0932 | 305.1421
2023 PG Study Reference Scenario | SCE | Com | Lighting | Com - School | Energy Efficiency | Incremental Measure Cost | 236.0814 | 262.0523 | 289.3343 | 317.9443 | 347.8642 | 379.1209 | 411.6594 | 445.4914 | 531.2534 | 570.1864 | 610.2841
2023 PG Study Reference Scenario | SCE | Com | Lighting | Com - Warehouse | Energy Efficiency | Admin | 166.7471 | 180.9964 | 194.2348 | 207.9835 | 224.4213 | 239.3526 | 252.9949 | 267.1996 | 279.709 | 291.3573 | 303.0627
2023 PG Study Reference Scenario | SCE | Com | Lighting | Com - Warehouse | Energy Efficiency | Incentives | 68.584 | 76.0783 | 83.4292 | 91.2845 | 100.6444 | 109.6736 | 118.4395 | 127.7981 | 147.724 | 156.9472 | 166.5109
2023 PG Study Reference Scenario | SCE | Com | Lighting | Com - Warehouse | Energy Efficiency | Incremental Measure Cost | 137.168 | 152.1566 | 166.8584 | 182.5691 | 201.2887 | 219.3472 | 236.879 | 255.5962 | 295.448 | 313.8945 | 333.0218
2023 PG Study Reference Scenario | SCE | Com | Lighting | Com - Warehouse | Energy Efficiency | Admin | 631.9162 | 684.8503 | 738.5182 | 792.9187 | 848.1567 | 904.0443 | 960.3804 | 1017.082 | 1073.811 | 1130.457 | 1186.906
2023 PG Study Reference Scenario | SCE | Com | Lighting | Com - Warehouse | Energy Efficiency | Incentives | 259.6671 | 287.6131 | 316.9603 | 347.7603 | 380.1137 | 413.9927 | 449.3578 | 486.2193 | 566.8861 | 608.7309 | 651.9118
2023 PG Study Reference Scenario | SCE | Com | Lighting | Com - Warehouse | Energy Efficiency | Incremental Measure Cost | 519.3343 | 575.2263 | 633.9207 | 695.5207 | 760.2274 | 827.9854 | 898.7157 | 972.4385 | 1133.772 | 1217.462 | 1303.824
2023 PG Study Reference Scenario | SCE | Com | WaterHeat | Com - College | Energy Efficiency | Admin | 31739.82 | 31318.93 | 31615.38 | 32062.13 | 31693.27 | 32199.42 | 32544.01 | 32388.62 | 32181.86 | 31695.9 | 31359.24
2023 PG Study Reference Scenario | SCE | Com | WaterHeat | Com - College | Energy Efficiency | Incentives | 2019.982 | 2057.907 | 2144.014 | 2243.231 | 2286.913 | 2395.445 | 2495.316 | 2558.76 | 3604.286 | 3550.353 | 3512.642
2023 PG Study Reference Scenario | SCE | Com | WaterHeat | Com - College | Energy Efficiency | Incremental Measure Cost | 4039.964 | 4115.814 | 4288.029 | 4486.462 | 4573.825 | 4790.89 | 4990.632 | 5117.521 | 7790.236 | 7826.048 | 7897.775
2023 PG Study Reference Scenario | SCE | Com | WaterHeat | Com - College | Energy Efficiency | Admin | 191900.5 | 193269.3 | 194607.9 | 195951.2 | 197239 | 198575.6 | 199955.9 | 201336.6 | 202438.2 | 203504.8 | 204624.1
2023 PG Study Reference Scenario | SCE | Com | WaterHeat | Com - College | Energy Efficiency | Incentives | 12212.94 | 12699.38 | 13197.45 | 13709.76 | 14232.31 | 14772.85 | 15331.65 | 15905.96 | 22672.56 | 22795.18 | 22920.56
2023 PG Study Reference Scenario | SCE | Com | WaterHeat | Com - College | Energy Efficiency | Incremental Measure Cost | 24425.89 | 25398.75 | 26394.91 | 27419.52 | 28464.63 | 29545.7 | 30663.29 | 31811.92 | 49004 | 50247.41 | 51534.24
2023 PG Study Reference Scenario | SCE | Com | WaterHeat | Com - Grocery | Energy Efficiency | Admin | 46871.12 | 43306.7 | 39791.42 | 36279.19 | 33334.18 | 29274.85 | 24144.78 | 20591.74 | 16703.13 | 12352.65 | 9198.973
2023 PG Study Reference Scenario | SCE | Com | WaterHeat | Com - Grocery | Energy Efficiency | Incentives | 1740.967 | 1662.962 | 1578.951 | 1486.988 | 1410.708 | 1278.714 | 1088.115 | 957.1174 | 1228.951 | 927.0362 | 704.1679
2023 PG Study Reference Scenario | SCE | Com | WaterHeat | Com - Grocery | Energy Efficiency | Incremental Measure Cost | 3481.935 | 3325.923 | 3157.902 | 2973.976 | 2821.416 | 2557.429 | 2176.23 | 1914.235 | 2457.901 | 1854.072 | 1408.336
2023 PG Study Reference Scenario | SCE | Com | WaterHeat | Com - Grocery | Energy Efficiency | Admin | 757181 | 757675 | 757713.3 | 757342.5 | 756652 | 755552.3 | 753949.6 | 752008.8 | 748638.8 | 744881.5 | 741125.3
2023 PG Study Reference Scenario | SCE | Com | WaterHeat | Com - Grocery | Energy Efficiency | Incentives | 27680.2 | 28643.63 | 29609.23 | 30577.54 | 31551.06 | 32524.94 | 33493.59 | 34462.84 | 54584.62 | 55397.94 | 56221.8
2023 PG Study Reference Scenario | SCE | Com | WaterHeat | Com - Grocery | Energy Efficiency | Incremental Measure Cost | 55360.41 | 57287.26 | 59218.47 | 61155.07 | 63102.12 | 65049.87 | 66987.17 | 68925.69 | 109169.2 | 110795.9 | 112443.6
2023 PG Study Reference Scenario | SCE | Com | WaterHeat | Com - Health | Energy Efficiency | Admin | 135039 | 136718 | 140648.6 | 139589.7 | 142089.6 | 142450.5 | 145586.6 | 145030.5 | 144383.5 | 140570.1 | 136143.5
2023 PG Study Reference Scenario | SCE | Com | WaterHeat | Com - Health | Energy Efficiency | Incentives | 4845.184 | 5050.825 | 5348.604 | 5462.782 | 5720.974 | 5899.487 | 6200.309 | 6350.321 | 8995.322 | 8932.898 | 8824.637
2023 PG Study Reference Scenario | SCE | Com | WaterHeat | Com - Health | Energy Efficiency | Incremental Measure Cost | 9690.369 | 10101.65 | 10697.21 | 10925.56 | 11441.95 | 11798.97 | 12400.62 | 12700.64 | 17990.64 | 17865.8 | 17649.27
2023 PG Study Reference Scenario | SCE | Com | WaterHeat | Com - Health | Energy Efficiency | Admin | 1197233 | 1209904 | 1222771 | 1235405 | 1248210 | 1261006 | 1274090 | 1287105 | 1298807 | 1310134 | 1321349
2023 PG Study Reference Scenario | SCE | Com | WaterHeat | Com - Health | Energy Efficiency | Incentives | 42956.59 | 44697.93 | 46499.69 | 48347.04 | 50256.87 | 52223.67 | 54261.52 | 56357.31 | 80917.76 | 83255.97 | 85648.02
2023 PG Study Reference Scenario | SCE | Com | WaterHeat | Com - Health | Energy Efficiency | Incremental Measure Cost | 85913.17 | 89395.87 | 92999.39 | 96694.09 | 100513.7 | 104447.3 | 108523 | 112714.6 | 161835.5 | 166511.9 | 171296
2023 PG Study Reference Scenario | SCE | Com | WaterHeat | Com - Lodging | Energy Efficiency | Admin | 49291.83 | 49046.14 | 49074.49 | 48776.74 | 48887.8 | 48959.43 | 48773.36 | 48598.76 | 48424.27 | 47823.46 | 47300.27
2023 PG Study Reference Scenario | SCE | Com | WaterHeat | Com - Lodging | Energy Efficiency | Incentives | 0 | 0 | 0 | 0 | 0 | 0 | 0 | 0 | 2504.555 | 2522.967 | 2545.293
2023 PG Study Reference Scenario | SCE | Com | WaterHeat | Com - Lodging | Energy Efficiency | Incremental Measure Cost | -1970.5 | -1874.07 | -1786.76 | -1686.31 | -1598.54 | -1507.3 | -1406.48 | -1304.8 | 5009.11 | 5045.934 | 5090.585
2023 PG Study Reference Scenario | SCE | Com | WaterHeat | Com - Lodging | Energy Efficiency | Admin | 233569 | 235676 | 237836.4 | 240016.3 | 242255.4 | 244548.5 | 246868.7 | 249216.1 | 249990.3 | 250739.2 | 251919.6
2023 PG Study Reference Scenario | SCE | Com | WaterHeat | Com - Lodging | Energy Efficiency | Incentives | 0 | 0 | 0 | 0 | 0 | 0 | 0 | 0 | 12929.85 | 13228.06 | 13556.22
2023 PG Study Reference Scenario | SCE | Com | WaterHeat | Com - Lodging | Energy Efficiency | Incremental Measure Cost | -9337.19 | -9005.25 | -8659.41 | -8297.82 | -7921.26 | -7528.8 | -7118.93 | -6691.02 | 25859.7 | 26456.12 | 27112.44
2023 PG Study Reference Scenario | SCE | Com | WaterHeat | Com - Lodging | Fuel Substitution | Admin | 59.0068 | 5077.758 | 32860.83 | 37251.91 | 41897.61 | 0 | 0 | 0 | 0 | 0 | 0
2023 PG Study Reference Scenario | SCE | Com | WaterHeat | Com - Lodging | Fuel Substitution | Incentives | 88.5102 | 7616.637 | 49291.25 | 55877.86 | 62846.42 | 0 | 0 | 0 | 0 | 0 | 0
2023 PG Study Reference Scenario | SCE | Com | WaterHeat | Com - Office (Large) | Energy Efficiency | Admin | 0 | 0 | 14441.85 | 69654.46 | 71190.77 | 72716.36 | 72874.62 | 73312.32 | 72911.45 | 71909.21 | 71711.27
2023 PG Study Reference Scenario | SCE | Com | WaterHeat | Com - Office (Large) | Energy Efficiency | Incentives | 0 | 0 | 1385.052 | 7204.565 | 7536.799 | 7878.894 | 8061.958 | 8147.882 | 8167.029 | 8054.766 | 8032.593
2023 PG Study Reference Scenario | SCE | Com | WaterHeat | Com - Office (Large) | Energy Efficiency | Incremental Measure Cost | 0 | 0 | 2770.105 | 14409.13 | 15073.6 | 15757.79 | 16161.25 | 16637.11 | 19594.73 | 19711.89 | 20050.78
2023 PG Study Reference Scenario | SCE | Com | WaterHeat | Com - Office (Large) | Energy Efficiency | Admin | 0 | 123694.5 | 601833.8 | 606477.9 | 610973.4 | 615334.4 | 619502.8 | 623558.8 | 627016.7 | 630325.2 | 633711.7
2023 PG Study Reference Scenario | SCE | Com | WaterHeat | Com - Office (Large) | Energy Efficiency | Incentives | 0 | 11586.06 | 60813.23 | 62730.15 | 64682.67 | 66672.41 | 68534.4 | 69301.95 | 70234.02 | 70604.61 | 70983.94
2023 PG Study Reference Scenario | SCE | Com | WaterHeat | Com - Office (Large) | Energy Efficiency | Incremental Measure Cost | 0 | 23172.11 | 121626.5 | 125460.3 | 129365.3 | 133344.8 | 137386.2 | 141507.3 | 168508.8 | 172785.9 | 177188.5
2023 PG Study Reference Scenario | SCE | Com | WaterHeat | Com - Office (Small) | Energy Efficiency | Admin | 0 | 0 | 4393.596 | 21334.69 | 21493.1 | 21588.28 | 21583 | 21605.8 | 21612.02 | 21525.56 | 21464.97
2023 PG Study Reference Scenario | SCE | Com | WaterHeat | Com - Office (Small) | Energy Efficiency | Incentives | 0 | 0 | 420.4476 | 2208.429 | 2282.395 | 2351.481 | 2391.209 | 2405.895 | 2420.826 | 2411.142 | 2404.355
2023 PG Study Reference Scenario | SCE | Com | WaterHeat | Com - Office (Small) | Energy Efficiency | Incremental Measure Cost | 0 | 0 | 840.8953 | 4416.858 | 4564.791 | 4702.963 | 4822.092 | 4949.992 | 6389.319 | 6491.037 | 6602.222
2023 PG Study Reference Scenario | SCE | Com | WaterHeat | Com - Office (Small) | Energy Efficiency | Admin | 0 | 31133.77 | 152247.9 | 153725.6 | 155124.2 | 156442 | 157690.9 | 158892.5 | 159825.1 | 160735.4 | 161696.9
2023 PG Study Reference Scenario | SCE | Com | WaterHeat | Com - Office (Small) | Energy Efficiency | Incentives | 0 | 2902.406 | 15360.05 | 15912.81 | 16473.07 | 17040.38 | 17470.82 | 17693.34 | 17902.49 | 18004.45 | 18112.15
2023 PG Study Reference Scenario | SCE | Com | WaterHeat | Com - Office (Small) | Energy Efficiency | Incremental Measure Cost | 0 | 5804.812 | 30720.1 | 31825.62 | 32946.14 | 34080.76 | 35231.54 | 36403.06 | 47250.3 | 48469.79 | 49734.94
2023 PG Study Reference Scenario | SCE | Com | WaterHeat | Com - Other | Energy Efficiency | Admin | 1382289 | 1393458 | 1406185 | 1416456 | 1427047 | 1436883 | 1455125 | 1463768 | 1460079 | 1461014 | 1462847
2023 PG Study Reference Scenario | SCE | Com | WaterHeat | Com - Other | Energy Efficiency | Incentives | 17523.38 | 19925.03 | 22433.29 | 24987.24 | 27630.18 | 30343.11 | 33333.93 | 36205.39 | 138722.5 | 141587.8 | 144601
2023 PG Study Reference Scenario | SCE | Com | WaterHeat | Com - Other | Energy Efficiency | Incremental Measure Cost | 35046.77 | 39850.05 | 44866.57 | 49974.49 | 55260.36 | 60686.22 | 66667.85 | 72410.78 | 277445 | 283175.7 | 289202
2023 PG Study Reference Scenario | SCE | Com | WaterHeat | Com - Other | Energy Efficiency | Admin | 9757022 | 9828144 | 9900880 | 9975070 | 10050804 | 10128046 | 10207652 | 10288676 | 10340632 | 10393408 | 10454762
2023 PG Study Reference Scenario | SCE | Com | WaterHeat | Com - Other | Energy Efficiency | Incentives | 123691.5 | 140533.1 | 157952.1 | 175967.3 | 194601.8 | 213877.3 | 233836.4 | 254484.2 | 982467.7 | 1007234 | 1033445
2023 PG Study Reference Scenario | SCE | Com | WaterHeat | Com - Other | Energy Efficiency | Incremental Measure Cost | 247382.9 | 281066.2 | 315904.3 | 351934.6 | 389203.5 | 427754.6 | 467672.9 | 508968.4 | 1964935 | 2014467 | 2066889
2023 PG Study Reference Scenario | SCE | Com | WaterHeat | Com - Refrig. Warehouse | Energy Efficiency | Admin | 9235.363 | 9108.362 | 8884.946 | 8655.545 | 8548.552 | 8495.919 | 8498.769 | 8455.789 | 8471.679 | 8486.698 | 8465.069
2023 PG Study Reference Scenario | SCE | Com | WaterHeat | Com - Refrig. Warehouse | Energy Efficiency | Incentives | 230.7734 | 236.7127 | 239.9735 | 242.7872 | 248.8621 | 256.5305 | 266.0043 | 274.1862 | 496.5282 | 507.357 | 516.1855
2023 PG Study Reference Scenario | SCE | Com | WaterHeat | Com - Refrig. Warehouse | Energy Efficiency | Incremental Measure Cost | 461.5468 | 473.4255 | 479.947 | 485.5744 | 497.7243 | 513.061 | 532.0087 | 548.3723 | 993.0564 | 1014.714 | 1032.371
2023 PG Study Reference Scenario | SCE | Com | WaterHeat | Com - Refrig. Warehouse | Energy Efficiency | Admin | 51839.2 | 52317.9 | 52773.33 | 53206.9 | 53632.17 | 54055.46 | 54482.82 | 54910.02 | 55269.52 | 55635.84 | 56024.31
2023 PG Study Reference Scenario | SCE | Com | WaterHeat | Com - Refrig. Warehouse | Energy Efficiency | Incentives | 1295.36 | 1359.665 | 1425.355 | 1492.448 | 1561.319 | 1632.181 | 1705.267 | 1780.504 | 3239.369 | 3326.058 | 3416.268
2023 PG Study Reference Scenario | SCE | Com | WaterHeat | Com - Refrig. Warehouse | Energy Efficiency | Incremental Measure Cost | 2590.72 | 2719.33 | 2850.711 | 2984.897 | 3122.638 | 3264.362 | 3410.533 | 3561.008 | 6478.737 | 6652.116 | 6832.536
2023 PG Study Reference Scenario | SCE | Com | WaterHeat | Com - Restaurant | Energy Efficiency | Admin | 6798.814 | 103537.5 | 505662.7 | 511535 | 519684.4 | 521791.9 | 520921.5 | 522380.2 | 522964.8 | 521261.1 | 520308.2
2023 PG Study Reference Scenario | SCE | Com | WaterHeat | Com - Restaurant | Energy Efficiency | Incentives | 485.6342 | 8485.085 | 44980.64 | 46656.76 | 48595.63 | 50017.04 | 51180.25 | 52598.64 | 58575.59 | 58388.01 | 58281.27
2023 PG Study Reference Scenario | SCE | Com | WaterHeat | Com - Restaurant | Energy Efficiency | Incremental Measure Cost | 971.2684 | 16970.17 | 89961.27 | 93313.53 | 97191.26 | 100034.1 | 102360.5 | 105197.3 | 132794.9 | 135009.5 | 137457.8
2023 PG Study Reference Scenario | SCE | Com | WaterHeat | Com - Restaurant | Energy Efficiency | Admin | 569419.2 | 2775783 | 2804921 | 2833469 | 2861706 | 2889407 | 2916637 | 2943900 | 2968508 | 2992989 | 3018196
2023 PG Study Reference Scenario | SCE | Com | WaterHeat | Com - Restaurant | Energy Efficiency | Incentives | 45484.39 | 240780.6 | 249510.6 | 258440.8 | 267599.3 | 276968.8 | 286558.6 | 296422.7 | 332492.9 | 335253.6 | 338077.2
2023 PG Study Reference Scenario | SCE | Com | WaterHeat | Com - Restaurant | Energy Efficiency | Incremental Measure Cost | 90968.78 | 481561.2 | 499021.1 | 516881.6 | 535198.6 | 553937.7 | 573117.3 | 592845.4 | 753784.2 | 775200 | 797362.9
2023 PG Study Reference Scenario | SCE | Com | WaterHeat | Com - Retail | Energy Efficiency | Admin | 41340.97 | 37251.51 | 33212.59 | 29325.95 | 25872.26 | 21706.62 | 17175.21 | 13878.14 | 10442.4 | 7135.963 | 4736.213
2023 PG Study Reference Scenario | SCE | Com | WaterHeat | Com - Retail | Energy Efficiency | Incentives | 0 | 0 | 68.0861 | 127.2301 | 172.6385 | 196.5241 | 197.2091 | 193.7293 | 1169.685 | 799.3205 | 530.5173
2023 PG Study Reference Scenario | SCE | Com | WaterHeat | Com - Retail | Energy Efficiency | Incremental Measure Cost | -197.874 | -14.4231 | 136.1723 | 254.4602 | 345.2769 | 393.0483 | 394.4181 | 387.4587 | 2691.207 | 1875.856 | 1269.926
2023 PG Study Reference Scenario | SCE | Com | WaterHeat | Com - Retail | Energy Efficiency | Admin | 590354.5 | 590242.2 | 589807.1 | 589066.1 | 588053.4 | 586691.7 | 584933.6 | 582892.3 | 578377.2 | 573558.8 | 569086.6
2023 PG Study Reference Scenario | SCE | Com | WaterHeat | Com - Retail | Energy Efficiency | Incentives | 0 | 0 | 971.2221 | 2055.571 | 3241.331 | 4604.095 | 5983.412 | 7378.287 | 64785.76 | 64246.03 | 63745.1
2023 PG Study Reference Scenario | SCE | Com | WaterHeat | Com - Retail | Energy Efficiency | Incremental Measure Cost | -4229.55 | -1650.77 | 977.3359 | 3651.484 | 6368.745 | 9124.63 | 11913.78 | 14734.22 | 147504.6 | 149204.1 | 151003.8
2023 PG Study Reference Scenario | SCE | Com | WaterHeat | Com - School | Energy Efficiency | Admin | 0 | 0 | 0 | 1172.707 | 18513.63 | 18531.97 | 18414.35 | 89075.27 | 89096.87 | 0 | 1146.635
2023 PG Study Reference Scenario | SCE | Com | WaterHeat | Com - School | Energy Efficiency | Incentives | 0 | 0 | 0 | 113.268 | 1953.899 | 2018.71 | 2056.166 | 9975.063 | 9980.006 | 0 | 128.438
2023 PG Study Reference Scenario | SCE | Com | WaterHeat | Com - School | Energy Efficiency | Incremental Measure Cost | 0 | 0 | 0 | 226.5361 | 3907.797 | 4037.42 | 4139.246 | 21939.51 | 34033.47 | 0 | 423.2708
2023 PG Study Reference Scenario | SCE | Com | WaterHeat | Com - School | Energy Efficiency | Admin | 0 | 0 | 7815.982 | 124986.1 | 125909.4 | 126795.5 | 618043.1 | 622462.6 | 0 | 8135.331 | 129809.2
2023 PG Study Reference Scenario | SCE | Com | WaterHeat | Com - School | Energy Efficiency | Incentives | 0 | 0 | 730.2957 | 12775.11 | 13288.3 | 13812 | 69183.95 | 69706.27 | 0 | 911.2627 | 14540.32
2023 PG Study Reference Scenario | SCE | Com | WaterHeat | Com - School | Energy Efficiency | Incremental Measure Cost | 0 | 0 | 1460.591 | 25550.22 | 26576.59 | 27624 | 147687.6 | 153316.4 | 0 | 2944.207 | 49595.67
2023 PG Study Reference Scenario | SCE | Com | WaterHeat | Com - Warehouse | Energy Efficiency | Admin | 23460.24 | 23462.83 | 23336.14 | 23278.04 | 23505.41 | 23556.54 | 23485.08 | 23477.13 | 23338.09 | 23100.83 | 22899.51
2023 PG Study Reference Scenario | SCE | Com | WaterHeat | Com - Warehouse | Energy Efficiency | Incentives | 335.581 | 383.0465 | 429.0934 | 476.9799 | 532.06 | 584.759 | 635.3977 | 688.6254 | 2614.169 | 2587.593 | 2565.043
2023 PG Study Reference Scenario | SCE | Com | WaterHeat | Com - Warehouse | Energy Efficiency | Incremental Measure Cost | 671.1621 | 766.0929 | 858.1869 | 953.9598 | 1064.12 | 1169.518 | 1270.795 | 1377.251 | 5527.215 | 5580.446 | 5642.45
2023 PG Study Reference Scenario | SCE | Com | WaterHeat | Com - Warehouse | Energy Efficiency | Admin | 130651.8 | 131206.3 | 131780.1 | 132380.2 | 133034.9 | 133726.3 | 134441.9 | 135187.5 | 135606.1 | 136028.5 | 136546.7
2023 PG Study Reference Scenario | SCE | Com | WaterHeat | Com - Warehouse | Energy Efficiency | Incentives | 1868.886 | 2142.038 | 2423.112 | 2712.547 | 3011.333 | 3319.575 | 3637.379 | 3965.289 | 15189.65 | 15236.96 | 15295
2023 PG Study Reference Scenario | SCE | Com | WaterHeat | Com - Warehouse | Energy Efficiency | Incremental Measure Cost | 3737.773 | 4284.076 | 4846.224 | 5425.094 | 6022.666 | 6639.15 | 7274.758 | 7930.578 | 32115.92 | 32860.27 | 33645.16
2023 PG Study Reference Scenario | SCE | Com | WholeBlg | Com - Grocery | Energy Efficiency | Admin | 403359.5 | 389237.4 | 455842 | 529361.1 | 353221.1 | 402742.1 | 445238.1 | 491416.4 | 535706.7 | 571496.3 | 605518.7
2023 PG Study Reference Scenario | SCE | Com | WholeBlg | Com - Grocery | Energy Efficiency | Incentives | 141197.4 | 136292.9 | 159661.1 | 185466.3 | 123791.2 | 141189.5 | 156135.7 | 172383.8 | 187980.7 | 200604.7 | 212575.6
2023 PG Study Reference Scenario | SCE | Com | WholeBlg | Com - Grocery | Energy Efficiency | Incremental Measure Cost | 322118.2 | 317057 | 378736.1 | 448615.4 | 305329.4 | 355098.4 | 400418.2 | 450786.4 | 501242.8 | 545424.2 | 589452
2023 PG Study Reference Scenario | SCE | Com | WholeBlg | Com - Retail | Energy Efficiency | Admin | 1581833 | 1506893 | 1736603 | 1979096 | 1288309 | 1433450 | 1556158 | 1679998 | 1789314 | 1876575 | 1955325
2023 PG Study Reference Scenario | SCE | Com | WholeBlg | Com - Retail | Energy Efficiency | Incentives | 489265.2 | 466240 | 537493.4 | 612753.6 | 399012.1 | 444117.6 | 482304.2 | 520871.7 | 554965.1 | 582243.9 | 606906.3
2023 PG Study Reference Scenario | SCE | Com | WholeBlg | Com - Retail | Energy Efficiency | Incremental Measure Cost | 1271233 | 1235228 | 1451997 | 1687847 | 1120695 | 1271894 | 1408391 | 1550884 | 1684838 | 1802348 | 1915546
2023 PG Study Reference Scenario | SCE | Ind | BROs | Ind - All Other Industrial | Energy Efficiency | Admin | 6198.32 | 6681.204 | 7172.867 | 7637.119 | 8106.236 | 8580.664 | 9089.034 | 9568.142 | 10047.42 | 10527.41 | 11008.61
2023 PG Study Reference Scenario | SCE | Ind | BROs | Ind - Chemicals | Energy Efficiency | Admin | 42059.75 | 45327.35 | 48704.51 | 51890.21 | 55078.12 | 58247.8 | 61497.09 | 64620.02 | 67718.17 | 70798.47 | 73860.62
2023 PG Study Reference Scenario | SCE | Ind | BROs | Ind - Electronics | Energy Efficiency | Admin | 9150.435 | 10063.48 | 11023.53 | 11981.01 | 12985.04 | 14024.39 | 15185.1 | 16323.78 | 17502.06 | 18719.39 | 19977.34
2023 PG Study Reference Scenario | SCE | Ind | BROs | Ind - Fabricated Metals | Energy Efficiency | Admin | 29164.25 | 31501.02 | 33912.3 | 36205.78 | 38503.07 | 40802.71 | 43222.41 | 45539.22 | 47843.35 | 50137.15 | 52416.82
2023 PG Study Reference Scenario | SCE | Ind | BROs | Ind - Food | Energy Efficiency | Admin | 62202.76 | 66983.42 | 71858.39 | 76386.23 | 80834.55 | 85202.63 | 89660.32 | 93902.66 | 98130.11 | 102306.3 | 106417.1
2023 PG Study Reference Scenario | SCE | Ind | BROs | Ind - Industrial Machinery | Energy Efficiency | Admin | 4496.185 | 4860.197 | 5238.791 | 5596.746 | 5948.527 | 6299.761 | 6677.524 | 7035.635 | 7394.839 | 7752.156 | 8109.138
2023 PG Study Reference Scenario | SCE | Ind | BROs | Ind - Lumber & Furniture | Energy Efficiency | Admin | 2444.791 | 2644.516 | 2841.666 | 3027.403 | 3213.455 | 3401.112 | 3603.902 | 3797.203 | 3991.078 | 4184.882 | 4378.859
2023 PG Study Reference Scenario | SCE | Ind | BROs | Ind - Paper | Energy Efficiency | Admin | 31374.34 | 34038.4 | 36348.79 | 38099.17 | 39711.17 | 41270.38 | 42987.72 | 44597.56 | 46214.34 | 47819.77 | 49411.88
2023 PG Study Reference Scenario | SCE | Ind | BROs | Ind - Petroleum | Energy Efficiency | Admin | 114253.5 | 121855.6 | 129662.5 | 136944.1 | 144377.6 | 152022.9 | 159884.2 | 167470.7 | 174921.3 | 182278.8 | 189519.7
2023 PG Study Reference Scenario | SCE | Ind | BROs | Ind - Plastics | Energy Efficiency | Admin | 35807.26 | 38456.92 | 41203.81 | 43775.71 | 46332.59 | 48873.23 | 51406.29 | 53888.41 | 56338.33 | 58760.42 | 61150.63
2023 PG Study Reference Scenario | SCE | Ind | BROs | Ind - Primary Metals | Energy Efficiency | Admin | 9849.703 | 10580.23 | 11339.85 | 12054.69 | 12765.92 | 13472.96 | 14180.83 | 14871.85 | 15553.13 | 16226.77 | 16892
2023 PG Study Reference Scenario | SCE | Ind | BROs | Ind - Printing & Publishing | Energy Efficiency | Admin | 4958.81 | 5330.55 | 5713.015 | 6069.677 | 6423.541 | 6774.581 | 7128.058 | 7470.863 | 7809.303 | 8143.866 | 8473.911
2023 PG Study Reference Scenario | SCE | Ind | BROs | Ind - Stone-Glass-Clay | Energy Efficiency | Admin | 49497.91 | 54084.46 | 58638.58 | 62925.62 | 67279.2 | 71708.24 | 76639.47 | 81340.11 | 86141.43 | 91009.03 | 95944.3
2023 PG Study Reference Scenario | SCE | Ind | BROs | Ind - Textiles | Energy Efficiency | Admin | 1234.861 | 1316.943 | 1409.894 | 1499.009 | 1586.585 | 1672.775 | 1764.221 | 1847.874 | 1930.369 | 2011.817 | 2091.876
2023 PG Study Reference Scenario | SCE | Ind | BROs | Ind - Transportation Equipment | Energy Efficiency | Admin | 22484.34 | 24142.19 | 26035.11 | 27857.86 | 29608.02 | 31342.13 | 33311.9 | 35104.28 | 36931.14 | 38788.41 | 40640.11
2023 PG Study Reference Scenario | SCE | Ind | HVAC | Ind - Electronics | Energy Efficiency | Admin | 229344.9 | 195698.5 | 159431.5 | 125063.4 | 95081.03 | 70737 | 51950.81 | 38023.53 | 27920.2 | 20695.19 | 15587.21
2023 PG Study Reference Scenario | SCE | Ind | HVAC | Ind - Electronics | Energy Efficiency | Incentives | 112309.1 | 95832.65 | 78072.89 | 61242.97 | 46560.75 | 34639.59 | 25440.08 | 18619.95 | 13672.4 | 10134.34 | 7632.985
2023 PG Study Reference Scenario | SCE | Ind | HVAC | Ind - Electronics | Energy Efficiency | Incremental Measure Cost | 467140.7 | 406580.2 | 337857.2 | 270327 | 209629.9 | 159076.6 | 119165.9 | 88963.58 | 66631.34 | 50376.68 | 38701.58
2023 PG Study Reference Scenario | SCE | Ind | Lighting | Ind - All Other Industrial | Energy Efficiency | Admin | 30116.14 | 21204.92 | 5390.729 | 6641.268 | 7526.533 | 8173.874 | 3665.368 | 2600.205 | 2271.922 | 2331.094 | 1585.608
2023 PG Study Reference Scenario | SCE | Ind | Lighting | Ind - All Other Industrial | Energy Efficiency | Incentives | 6456.703 | 4379.628 | 1076.117 | 1285.104 | 1415.529 | 1497.936 | 685.1457 | 495.7618 | 441.8341 | 462.4083 | 320.8203
2023 PG Study Reference Scenario | SCE | Ind | Lighting | Ind - All Other Industrial | Energy Efficiency | Incremental Measure Cost | 12913.41 | 8759.256 | 2152.235 | 2570.207 | 2831.058 | 2995.871 | 1370.291 | 991.5237 | 883.6681 | 924.8166 | 641.6407
2023 PG Study Reference Scenario | SCE | Ind | Lighting | Ind - Chemicals | Energy Efficiency | Admin | 11679.83 | 7770.407 | 957.3314 | 1146.692 | 640.9153 | 4404.385 | 549.8112 | 495.6416 | 446.8091 | 402.7877 | 363.1034
2023 PG Study Reference Scenario | SCE | Ind | Lighting | Ind - Chemicals | Energy Efficiency | Incentives | 550.0575 | 352.0887 | 41.8798 | 48.579 | 26.3682 | 176.4402 | 22.466 | 20.6576 | 18.9948 | 17.4658 | 16.0599
2023 PG Study Reference Scenario | SCE | Ind | Lighting | Ind - Chemicals | Energy Efficiency | Incremental Measure Cost | 1100.115 | 704.1774 | 83.7595 | 97.1581 | 52.7364 | 352.8804 | 44.932 | 41.3152 | 37.9896 | 34.9316 | 32.1198
2023 PG Study Reference Scenario | SCE | Ind | Lighting | Ind - Electronics | Energy Efficiency | Admin | 15568.35 | 10318.67 | 6675.913 | 4330.267 | 2879.914 | 1997.745 | 1430.35 | 1083.274 | 862.4169 | 714.4333 | 609.3045
2023 PG Study Reference Scenario | SCE | Ind | Lighting | Ind - Electronics | Energy Efficiency | Incentives | 1903.057 | 1214.278 | 758.8444 | 476.8733 | 308.1103 | 208.1795 | 152.0339 | 117.4455 | 95.3708 | 80.5861 | 70.1024
2023 PG Study Reference Scenario | SCE | Ind | Lighting | Ind - Electronics | Energy Efficiency | Incremental Measure Cost | 3806.115 | 2428.555 | 1517.689 | 953.7465 | 616.2206 | 416.359 | 304.0678 | 234.891 | 190.7417 | 161.1722 | 140.2049
2023 PG Study Reference Scenario | SCE | Ind | Lighting | Ind - Fabricated Metals | Energy Efficiency | Admin | 20700.98 | 13875.8 | 8995.335 | 5798.487 | 3806.356 | 2593.577 | 1820.047 | 1352.036 | 1058.881 | 725.7617 | 654.2568
2023 PG Study Reference Scenario | SCE | Ind | Lighting | Ind - Fabricated Metals | Energy Efficiency | Incentives | 2264.242 | 1460.939 | 914.7505 | 571.2344 | 364.2671 | 241.7447 | 173.0376 | 131.1133 | 104.7384 | 73.2239 | 67.3298
2023 PG Study Reference Scenario | SCE | Ind | Lighting | Ind - Fabricated Metals | Energy Efficiency | Incremental Measure Cost | 4528.483 | 2921.878 | 1829.501 | 1142.469 | 728.5342 | 483.4895 | 346.0753 | 262.2265 | 209.4767 | 146.4477 | 134.6595
2023 PG Study Reference Scenario | SCE | Ind | Lighting | Ind - Food | Energy Efficiency | Admin | 36164.5 | 27934.73 | 1915.859 | 1779.207 | 1646.911 | 1519.657 | 1369.934 | 1234.963 | 1113.289 | 1003.604 | 904.7246
2023 PG Study Reference Scenario | SCE | Ind | Lighting | Ind - Food | Energy Efficiency | Incentives | 3029.632 | 2252.214 | 149.165 | 134.1778 | 120.637 | 108.4066 | 99.6805 | 91.6568 | 84.2789 | 77.495 | 71.257
2023 PG Study Reference Scenario | SCE | Ind | Lighting | Ind - Food | Energy Efficiency | Incremental Measure Cost | 6059.263 | 4504.429 | 298.33 | 268.3557 | 241.2739 | 216.8133 | 199.361 | 183.3136 | 168.5579 | 154.9899 | 142.5141
2023 PG Study Reference Scenario | SCE | Ind | Lighting | Ind - Industrial Machinery | Energy Efficiency | Admin | 19029.98 | 13065.36 | 8567.512 | 5083.534 | 3036.925 | 2825.443 | 1878.596 | 1316.014 | 975.2775 | 761.8066 | 621.6772
2023 PG Study Reference Scenario | SCE | Ind | Lighting | Ind - Industrial Machinery | Energy Efficiency | Incentives | 4079.904 | 2698.498 | 1710.279 | 983.6779 | 571.1602 | 517.7877 | 351.1549 | 250.9147 | 189.6679 | 151.1161 | 125.7856
2023 PG Study Reference Scenario | SCE | Ind | Lighting | Ind - Industrial Machinery | Energy Efficiency | Incremental Measure Cost | 8159.808 | 5396.996 | 3420.557 | 1967.356 | 1142.32 | 1035.575 | 702.3099 | 501.8294 | 379.3358 | 302.2321 | 251.5712
2023 PG Study Reference Scenario | SCE | Ind | Lighting | Ind - Lumber & Furniture | Energy Efficiency | Admin | 9083.204 | 6246.492 | 1686.172 | 1438.141 | 1910.391 | 2688.873 | 1673.947 | 1070.717 | 715.4292 | 504.5856 | 376.6403
2023 PG Study Reference Scenario | SCE | Ind | Lighting | Ind - Lumber & Furniture | Energy Efficiency | Incentives | 1771.043 | 1173.144 | 306.0361 | 252.9875 | 326.5989 | 447.8867 | 284.4067 | 185.5551 | 126.4635 | 90.9774 | 69.2669
2023 PG Study Reference Scenario | SCE | Ind | Lighting | Ind - Lumber & Furniture | Energy Efficiency | Incremental Measure Cost | 3542.085 | 2346.287 | 612.0723 | 505.9749 | 653.1978 | 895.7734 | 568.8134 | 371.1103 | 252.9269 | 181.9548 | 138.5337
2023 PG Study Reference Scenario | SCE | Ind | Lighting | Ind - Paper | Energy Efficiency | Admin | 8711.508 | 471.9164 | 439.8763 | 408.5704 | 378.2456 | 349.0629 | 314.6718 | 283.6691 | 255.7209 | 230.5263 | 207.8139
2023 PG Study Reference Scenario | SCE | Ind | Lighting | Ind - Paper | Energy Efficiency | Incentives | 471.6784 | 24.5854 | 22.1257 | 19.9027 | 17.8941 | 16.08 | 14.7857 | 13.5955 | 12.5011 | 11.4948 | 10.5696
2023 PG Study Reference Scenario | SCE | Ind | Lighting | Ind - Paper | Energy Efficiency | Incremental Measure Cost | 943.3569 | 49.1709 | 44.2514 | 39.8053 | 35.7882 | 32.16 | 29.5713 | 27.191 | 25.0023 | 22.9897 | 21.1392
2023 PG Study Reference Scenario | SCE | Ind | Lighting | Ind - Petroleum | Energy Efficiency | Admin | 2674.975 | 5349.234 | 592.6425 | 550.55 | 3627.085 | 6304.841 | 461.9985 | 416.4806 | 375.4473 | 338.4567 | 305.1106
2023 PG Study Reference Scenario | SCE | Ind | Lighting | Ind - Petroleum | Energy Efficiency | Incentives | 71.5825 | 137.7047 | 14.7274 | 13.2477 | 84.7489 | 143.432 | 10.7204 | 9.8575 | 9.064 | 8.3344 | 7.6636
2023 PG Study Reference Scenario | SCE | Ind | Lighting | Ind - Petroleum | Energy Efficiency | Incremental Measure Cost | 143.1651 | 275.4094 | 29.4548 | 26.4953 | 169.4979 | 286.864 | 21.4409 | 19.715 | 18.1281 | 16.6689 | 15.3271
2023 PG Study Reference Scenario | SCE | Ind | Lighting | Ind - Plastics | Energy Efficiency | Admin | 21112.14 | 23030.23 | 1470.663 | 1365.593 | 1263.915 | 1166.145 | 1051.251 | 947.678 | 854.309 | 770.1391 | 694.262
2023 PG Study Reference Scenario | SCE | Ind | Lighting | Ind - Plastics | Energy Efficiency | Incentives | 2234.584 | 2346.354 | 144.7136 | 130.1737 | 117.0369 | 105.1716 | 96.7059 | 88.9216 | 81.7639 | 75.1823 | 69.1306
2023 PG Study Reference Scenario | SCE | Ind | Lighting | Ind - Plastics | Energy Efficiency | Incremental Measure Cost | 4469.168 | 4692.708 | 289.4272 | 260.3475 | 234.0739 | 210.3432 | 193.4117 | 177.8432 | 163.5278 | 150.3647 | 138.2612
2023 PG Study Reference Scenario | SCE | Ind | Lighting | Ind - Primary Metals | Energy Efficiency | Admin | 2814.868 | 3339.991 | 170.0501 | 157.9604 | 146.2466 | 134.9714 | 121.6735 | 109.6857 | 98.879 | 89.1371 | 80.355
2023 PG Study Reference Scenario | SCE | Ind | Lighting | Ind - Primary Metals | Energy Efficiency | Incentives | 112.3828 | 128.2923 | 6.3059 | 5.6723 | 5.0999 | 4.5828 | 4.2139 | 3.8747 | 3.5628 | 3.2761 | 3.0124
2023 PG Study Reference Scenario | SCE | Ind | Lighting | Ind - Primary Metals | Energy Efficiency | Incremental Measure Cost | 224.7657 | 256.5845 | 12.6117 | 11.3446 | 10.1997 | 9.1657 | 8.4279 | 7.7495 | 7.1257 | 6.5521 | 6.0247
2023 PG Study Reference Scenario | SCE | Ind | Lighting | Ind - Printing & Publishing | Energy Efficiency | Admin | 9254.827 | 8258.375 | 854.2137 | 449.6419 | 416.1006 | 812.108 | 347.9088 | 313.6315 | 282.7312 | 254.8754 | 229.7641
2023 PG Study Reference Scenario | SCE | Ind | Lighting | Ind - Printing & Publishing | Energy Efficiency | Incentives | 1258.943 | 1081.59 | 108.0742 | 55.1191 | 49.5567 | 94.2137 | 41.1686 | 37.8547 | 34.8076 | 32.0058 | 29.4295
2023 PG Study Reference Scenario | SCE | Ind | Lighting | Ind - Printing & Publishing | Energy Efficiency | Incremental Measure Cost | 2517.885 | 2163.18 | 216.1483 | 110.2383 | 99.1133 | 188.4274 | 82.3372 | 75.7095 | 69.6153 | 64.0116 | 58.8591
2023 PG Study Reference Scenario | SCE | Ind | Lighting | Ind - Stone-Glass-Clay | Energy Efficiency | Admin | 18700.51 | 12981.71 | 8542.865 | 5488.057 | 3534.498 | 2334.309 | 1576.043 | 1124.802 | 849.6336 | 675.1067 | 558.5444
2023 PG Study Reference Scenario | SCE | Ind | Lighting | Ind - Stone-Glass-Clay | Energy Efficiency | Incentives | 1375.299 | 918.7551 | 583.8217 | 363.2628 | 227.2292 | 146.1424 | 100.6435 | 73.2646 | 56.4482 | 45.75 | 38.6079
2023 PG Study Reference Scenario | SCE | Ind | Lighting | Ind - Stone-Glass-Clay | Energy Efficiency | Incremental Measure Cost | 2750.598 | 1837.51 | 1167.643 | 726.5255 | 454.4584 | 292.2848 | 201.2871 | 146.5292 | 112.8964 | 91.4999 | 77.2158
2023 PG Study Reference Scenario | SCE | Ind | Lighting | Ind - Textiles | Energy Efficiency | Admin | 2908.36 | 7921.503 | 3447.21 | 1388.152 | 308.635 | 4153.176 | 273.4547 | 246.5129 | 222.2255 | 200.3309 | 180.5935
2023 PG Study Reference Scenario | SCE | Ind | Lighting | Ind - Textiles | Energy Efficiency | Incentives | 559.1086 | 1466.802 | 616.8503 | 240.7515 | 52.0195 | 682.0271 | 45.8044 | 42.1174 | 38.7272 | 35.6098 | 32.7434
2023 PG Study Reference Scenario | SCE | Ind | Lighting | Ind - Textiles | Energy Efficiency | Incremental Measure Cost | 1118.217 | 2933.605 | 1233.701 | 481.5031 | 104.039 | 1364.054 | 91.6087 | 84.2347 | 77.4543 | 71.2197 | 65.4869
2023 PG Study Reference Scenario | SCE | Ind | Lighting | Ind - Transportation Equipment | Energy Efficiency | Admin | 27986.93 | 39105.04 | 26873.17 | 16117.36 | 5321.794 | 10427.8 | 6523.792 | 4206.868 | 2840.915 | 2027.468 | 1530.784
2023 PG Study Reference Scenario | SCE | Ind | Lighting | Ind - Transportation Equipment | Energy Efficiency | Incentives | 4778.714 | 6430.332 | 4269.788 | 2481.692 | 796.2595 | 1520.021 | 969.9682 | 637.9937 | 439.4565 | 319.8983 | 246.3609
2023 PG Study Reference Scenario | SCE | Ind | Lighting | Ind - Transportation Equipment | Energy Efficiency | Incremental Measure Cost | 9557.429 | 12860.66 | 8539.576 | 4963.385 | 1592.519 | 3040.043 | 1939.936 | 1275.987 | 878.913 | 639.7966 | 492.7219
2023 PG Study Reference Scenario | SCE | Ind | MachDr | Ind - Chemicals | Energy Efficiency | Admin | 0 | 0 | 0 | 0 | 0 | 0 | 0 | 0 | 0 | 0 | 0
2023 PG Study Reference Scenario | SCE | Ind | MachDr | Ind - Chemicals | Energy Efficiency | Incentives | 0 | 0 | 0 | 0 | 0 | 0 | 0 | 0 | 0 | 0 | 0
2023 PG Study Reference Scenario | SCE | Ind | MachDr | Ind - Chemicals | Energy Efficiency | Incremental Measure Cost | 0 | 0 | 0 | 0 | 0 | 0 | 0 | 0 | 0 | 0 | 0
2023 PG Study Reference Scenario | SCE | Ind | MachDr | Ind - Food | Energy Efficiency | Admin | 61461.67 | 144583.4 | 53882.21 | 50290.06 | 46937.39 | 43808.23 | 40887.68 | 38161.84 | 35617.72 | 33243.2 | 31026.99
2023 PG Study Reference Scenario | SCE | Ind | MachDr | Ind - Food | Energy Efficiency | Incentives | 21510.13 | 50600.74 | 18857.49 | 17600.33 | 16426.97 | 15331.84 | 14309.72 | 13355.74 | 12465.36 | 11634.33 | 10858.71
2023 PG Study Reference Scenario | SCE | Ind | MachDr | Ind - Food | Energy Efficiency | Incremental Measure Cost | 96542.12 | 231649.2 | 88055.84 | 83829.16 | 79805.36 | 75974.7 | 72327.92 | 68856.18 | 65551.08 | 62404.63 | 59409.21
2023 PG Study Reference Scenario | SCE | Ind | MachDr | Ind - Lumber & Furniture | Energy Efficiency | Admin | 0 | 0 | 0 | 0 | 0 | 0 | 0 | 0 | 0 | 0 | 0
2023 PG Study Reference Scenario | SCE | Ind | MachDr | Ind - Lumber & Furniture | Energy Efficiency | Incentives | 0 | 0 | 0 | 0 | 0 | 0 | 0 | 0 | 0 | 0 | 0
2023 PG Study Reference Scenario | SCE | Ind | MachDr | Ind - Lumber & Furniture | Energy Efficiency | Incremental Measure Cost | 0 | 0 | 0 | 0 | 0 | 0 | 0 | 0 | 0 | 0 | 0
2023 PG Study Reference Scenario | SCE | Ind | MachDr | Ind - Paper | Energy Efficiency | Admin | 0 | 0 | 0 | 0 | 0 | 0 | 0 | 0 | 0 | 0 | 0
2023 PG Study Reference Scenario | SCE | Ind | MachDr | Ind - Paper | Energy Efficiency | Incentives | 0 | 0 | 0 | 0 | 0 | 0 | 0 | 0 | 0 | 0 | 0
2023 PG Study Reference Scenario | SCE | Ind | MachDr | Ind - Paper | Energy Efficiency | Incremental Measure Cost | 0 | 0 | 0 | 0 | 0 | 0 | 0 | 0 | 0 | 0 | 0
2023 PG Study Reference Scenario | SCE | Ind | ProcRefrig | Ind - All Other Industrial | Energy Efficiency | Admin | 3373.44 | 3620.875 | 3770.872 | 3989.104 | 4179.176 | 4336.964 | 4388.954 | 4410.935 | 4388.026 | 4319.073 | 4190.558
2023 PG Study Reference Scenario | SCE | Ind | ProcRefrig | Ind - All Other Industrial | Energy Efficiency | Incentives | 2917.24 | 3131.213 | 3260.926 | 3449.645 | 3614.013 | 3750.463 | 3795.422 | 3814.431 | 3794.62 | 3734.992 | 3623.856
2023 PG Study Reference Scenario | SCE | Ind | ProcRefrig | Ind - All Other Industrial | Energy Efficiency | Incremental Measure Cost | 15054.91 | 16482.34 | 17508.43 | 18892.13 | 20188.15 | 21369.37 | 22058.05 | 22611.9 | 22944.35 | 23035.48 | 22797.05
2023 PG Study Reference Scenario | SCE | Ind | ProcRefrig | Ind - Chemicals | Energy Efficiency | Admin | 6727.489 | 7205.273 | 7516.772 | 7892.122 | 8146.706 | 8511.638 | 8302.841 | 8201.53 | 8014.267 | 7722.572 | 7359.808
2023 PG Study Reference Scenario | SCE | Ind | ProcRefrig | Ind - Chemicals | Energy Efficiency | Incentives | 5817.71 | 6230.882 | 6500.256 | 6824.846 | 7045.002 | 7360.583 | 7180.022 | 7092.412 | 6930.473 | 6678.225 | 6364.518
2023 PG Study Reference Scenario | SCE | Ind | ProcRefrig | Ind - Chemicals | Energy Efficiency | Incremental Measure Cost | 30023.28 | 32798.63 | 34900.92 | 37376.57 | 39353.91 | 41939.1 | 41728.51 | 42043.73 | 41905.43 | 41187.8 | 40038.08
2023 PG Study Reference Scenario | SCE | Ind | ProcRefrig | Ind - Electronics | Energy Efficiency | Admin | 15629.13 | 16780.93 | 17852.63 | 18848.73 | 19656.36 | 20246.8 | 20578.19 | 20685.58 | 20553.31 | 20168.7 | 19564.65
2023 PG Study Reference Scenario | SCE | Ind | ProcRefrig | Ind - Electronics | Energy Efficiency | Incentives | 13515.55 | 14511.59 | 15438.36 | 16299.76 | 16998.17 | 17508.77 | 17795.34 | 17888.21 | 17773.82 | 17441.22 | 16918.86
2023 PG Study Reference Scenario | SCE | Ind | ProcRefrig | Ind - Electronics | Energy Efficiency | Incremental Measure Cost | 69749.3 | 76387.3 | 82891.04 | 89266.32 | 94953.03 | 99761.37 | 103422.1 | 106041.1 | 107470.3 | 107568.3 | 106433.6
2023 PG Study Reference Scenario | SCE | Ind | ProcRefrig | Ind - Fabricated Metals | Energy Efficiency | Admin | 3037.486 | 3257.717 | 3461.629 | 3650.105 | 3801.347 | 3909.968 | 3968.11 | 3982.806 | 3951.306 | 3840.056 | 3713.09
2023 PG Study Reference Scenario | SCE | Ind | ProcRefrig | Ind - Fabricated Metals | Energy Efficiency | Incentives | 2626.717 | 2817.166 | 2993.502 | 3156.491 | 3287.28 | 3381.211 | 3431.49 | 3444.199 | 3416.959 | 3320.754 | 3210.957
2023 PG Study Reference Scenario | SCE | Ind | ProcRefrig | Ind - Fabricated Metals | Energy Efficiency | Incremental Measure Cost | 13555.62 | 14829.23 | 16072.59 | 17286.66 | 18362.99 | 19265.45 | 19942.97 | 20417.17 | 20660.8 | 20480.67 | 20199.58
2023 PG Study Reference Scenario | SCE | Ind | ProcRefrig | Ind - Food | Energy Efficiency | Admin | 482418.8 | 504761.4 | 505707.7 | 490429.1 | 459296.3 | 462705.3 | 365972.1 | 332428.1 | 281476.5 | 223428.8 | 178750.8
2023 PG Study Reference Scenario | SCE | Ind | ProcRefrig | Ind - Food | Energy Efficiency | Incentives | 334815.6 | 357170.2 | 364812.4 | 360758.1 | 344524.5 | 353821 | 285466.3 | 264349.8 | 228202 | 184665.2 | 150564.6
2023 PG Study Reference Scenario | SCE | Ind | ProcRefrig | Ind - Food | Energy Efficiency | Incremental Measure Cost | 702035 | 750334.2 | 767576.9 | 761990.3 | 731521.2 | 752885.4 | 615748.7 | 574214.5 | 501602.7 | 413299.3 | 343549.9
2023 PG Study Reference Scenario | SCE | Ind | ProcRefrig | Ind - Industrial Machinery | Energy Efficiency | Admin | 1772.158 | 1897.364 | 2012.367 | 2114.599 | 2194.624 | 2257.59 | 2285.992 | 2289.167 | 2265.772 | 2214.829 | 2140.365
2023 PG Study Reference Scenario | SCE | Ind | ProcRefrig | Ind - Industrial Machinery | Energy Efficiency | Incentives | 1532.504 | 1640.778 | 1740.228 | 1828.635 | 1897.838 | 1952.289 | 1976.85 | 1979.596 | 1959.365 | 1915.311 | 1850.917
2023 PG Study Reference Scenario | SCE | Ind | ProcRefrig | Ind - Industrial Machinery | Energy Efficiency | Incremental Measure Cost | 7908.746 | 8636.862 | 9343.565 | 10014.6 | 10601.46 | 11123.75 | 11488.96 | 11735.02 | 11847.39 | 11812.64 | 11643.8
2023 PG Study Reference Scenario | SCE | Ind | ProcRefrig | Ind - Lumber & Furniture | Energy Efficiency | Admin | 120.5073 | 129.2704 | 135.1306 | 142.2344 | 148.6698 | 154.4503 | 156.8653 | 157.5683 | 156.4448 | 153.404 | 148.7015
2023 PG Study Reference Scenario | SCE | Ind | ProcRefrig | Ind - Lumber & Furniture | Energy Efficiency | Incentives | 104.2107 | 111.7888 | 116.8565 | 122.9996 | 128.5647 | 133.5635 | 135.6519 | 136.2598 | 135.2883 | 132.6587 | 128.5922
2023 PG Study Reference Scenario | SCE | Ind | ProcRefrig | Ind - Lumber & Furniture | Energy Efficiency | Incremental Measure Cost | 537.7971 | 588.4431 | 627.4211 | 673.6128 | 718.172 | 761.0175 | 788.3754 | 807.7464 | 818.027 | 818.1695 | 808.951
2023 PG Study Reference Scenario | SCE | Ind | ProcRefrig | Ind - Paper | Energy Efficiency | Admin | 1159.941 | 1194.804 | 1039.47 | 981.0965 | 937.8317 | 1008.505 | 912.0897 | 881.53 | 831.96 | 775.261 | 685.709
2023 PG Study Reference Scenario | SCE | Ind | ProcRefrig | Ind - Paper | Energy Efficiency | Incentives | 1003.078 | 1033.227 | 898.8993 | 848.4198 | 811.0058 | 872.1214 | 788.745 | 762.318 | 719.4515 | 670.4201 | 592.9785
2023 PG Study Reference Scenario | SCE | Ind | ProcRefrig | Ind - Paper | Energy Efficiency | Incremental Measure Cost | 5176.555 | 5438.787 | 4826.334 | 4646.408 | 4530.339 | 4969.169 | 4583.99 | 4519.011 | 4350.197 | 4134.8 | 3730.325
2023 PG Study Reference Scenario | SCE | Ind | ProcRefrig | Ind - Plastics | Energy Efficiency | Admin | 19432.2 | 21113.17 | 21544.31 | 22416.58 | 23012.33 | 23376.14 | 23058.84 | 22562.01 | 21802.08 | 20701.26 | 19466.81
2023 PG Study Reference Scenario | SCE | Ind | ProcRefrig | Ind - Plastics | Energy Efficiency | Incentives | 16804.32 | 18257.97 | 18630.81 | 19385.12 | 19900.3 | 20214.91 | 19940.52 | 19510.88 | 18853.72 | 17901.76 | 16834.26
2023 PG Study Reference Scenario | SCE | Ind | ProcRefrig | Ind - Plastics | Energy Efficiency | Incremental Measure Cost | 86721.53 | 96107.8 | 100031.8 | 106163.5 | 111164.5 | 115180.4 | 115889.3 | 115660.2 | 113999.9 | 110408.7 | 105901.4
2023 PG Study Reference Scenario | SCE | Ind | ProcRefrig | Ind - Primary Metals | Energy Efficiency | Admin | 370.7206 | 412.331 | 418.1659 | 438.6943 | 454.1197 | 468.2126 | 460.1371 | 450.2386 | 435.449 | 412.6379 | 387.8788
2023 PG Study Reference Scenario | SCE | Ind | ProcRefrig | Ind - Primary Metals | Energy Efficiency | Incentives | 320.5869 | 356.5702 | 361.6161 | 379.3684 | 392.7077 | 404.8948 | 397.9114 | 389.3514 | 376.5619 | 356.8356 | 335.4247
2023 PG Study Reference Scenario | SCE | Ind | ProcRefrig | Ind - Primary Metals | Energy Efficiency | Incremental Measure Cost | 1654.443 | 1876.944 | 1941.575 | 2077.627 | 2193.694 | 2307.008 | 2312.562 | 2308.07 | 2276.899 | 2200.775 | 2110.099
2023 PG Study Reference Scenario | SCE | Ind | ProcRefrig | Ind - Printing & Publishing | Energy Efficiency | Admin | 8340.382 | 9082.175 | 9370.306 | 9828.972 | 10177.96 | 10506.32 | 10427.44 | 10330.42 | 10107.19 | 9723.328 | 9257.524
2023 PG Study Reference Scenario | SCE | Ind | ProcRefrig | Ind - Printing & Publishing | Energy Efficiency | Incentives | 7212.487 | 7853.965 | 8103.131 | 8499.77 | 8801.562 | 9085.522 | 9017.31 | 8933.403 | 8740.359 | 8408.413 | 8005.601
2023 PG Study Reference Scenario | SCE | Ind | ProcRefrig | Ind - Printing & Publishing | Energy Efficiency | Incremental Measure Cost | 37221.26 | 41342.35 | 43507.01 | 46549.36 | 49166.18 | 51767.45 | 52406.36 | 52957.09 | 52848.99 | 51858.7 | 50361.85
2023 PG Study Reference Scenario | SCE | Ind | ProcRefrig | Ind - Stone-Glass-Clay | Energy Efficiency | Admin | 146.2358 | 156.8202 | 166.6174 | 175.6699 | 182.9289 | 188.1358 | 190.9133 | 191.6003 | 190.0655 | 186.2061 | 180.3408
2023 PG Study Reference Scenario | SCE | Ind | ProcRefrig | Ind - Stone-Glass-Clay | Energy Efficiency | Incentives | 126.4598 | 135.6129 | 144.0852 | 151.9135 | 158.1909 | 162.6936 | 165.0955 | 165.6896 | 164.3623 | 161.0249 | 155.9527
2023 PG Study Reference Scenario | SCE | Ind | ProcRefrig | Ind - Stone-Glass-Clay | Energy Efficiency | Incremental Measure Cost | 652.6174 | 713.8506 | 773.6165 | 831.9608 | 883.6659 | 926.9949 | 959.4939 | 982.2059 | 993.8244 | 993.1174 | 981.0716
2023 PG Study Reference Scenario | SCE | Ind | ProcRefrig | Ind - Textiles | Energy Efficiency | Admin | 248.5827 | 282.9075 | 295.1213 | 308.5553 | 318.2615 | 343.2421 | 324.8542 | 320.7027 | 312.4917 | 297.9826 | 281.9141
2023 PG Study Reference Scenario | SCE | Ind | ProcRefrig | Ind - Textiles | Energy Efficiency | Incentives | 214.9661 | 244.649 | 255.2112 | 266.8284 | 275.222 | 296.8244 | 280.9231 | 277.3331 | 270.2324 | 257.6855 | 243.79
2023 PG Study Reference Scenario | SCE | Ind | ProcRefrig | Ind - Textiles | Energy Efficiency | Incremental Measure Cost | 1109.369 | 1287.804 | 1370.27 | 1461.297 | 1537.411 | 1691.245 | 1632.655 | 1644.027 | 1633.973 | 1589.27 | 1533.641
2023 PG Study Reference Scenario | SCE | Ind | ProcRefrig | Ind - Transportation Equipment | Energy Efficiency | Admin | 6373.48 | 7048.248 | 7496.359 | 7891.746 | 8146.611 | 8480.062 | 8617.789 | 8661.707 | 8605.296 | 8443.292 | 8189.51
2023 PG Study Reference Scenario | SCE | Ind | ProcRefrig | Ind - Transportation Equipment | Energy Efficiency | Incentives | 5511.575 | 6095.092 | 6482.603 | 6824.521 | 7044.919 | 7333.277 | 7452.379 | 7490.358 | 7441.576 | 7301.479 | 7082.017
2023 PG Study Reference Scenario | SCE | Ind | ProcRefrig | Ind - Transportation Equipment | Energy Efficiency | Incremental Measure Cost | 28443.41 | 32083.85 | 34806.14 | 37374.78 | 39353.44 | 41783.51 | 43311.37 | 44402.74 | 44995.83 | 45031.71 | 44551.74
2023 PG Study Reference Scenario | SCE | Ind | WholeBlg | Ind - All Other Industrial | Energy Efficiency | Admin | 123938.8 | 123874.2 | 125209.7 | 128047.6 | 134196.8 | 145815.3 | 144062.8 | 141864.9 | 139719.3 | 137631 | 135603.3
2023 PG Study Reference Scenario | SCE | Ind | WholeBlg | Ind - Chemicals | Energy Efficiency | Admin | 358588.2 | 356406.2 | 357730.1 | 361882.1 | 372988.6 | 395491.2 | 388958.1 | 381822.6 | 374784.4 | 367887.4 | 361129.3
2023 PG Study Reference Scenario | SCE | Ind | WholeBlg | Ind - Electronics | Energy Efficiency | Admin | 224949.5 | 233202.2 | 246208.4 | 265652.1 | 297470.5 | 350007.5 | 354585.7 | 357687.1 | 360827.7 | 363979.7 | 367159.8
2023 PG Study Reference Scenario | SCE | Ind | WholeBlg | Ind - Fabricated Metals | Energy Efficiency | Admin | 269127 | 270226.5 | 274902.2 | 283401.6 | 299830 | 329543.5 | 325781.6 | 321262.6 | 316735.4 | 312230.9 | 307737.1
2023 PG Study Reference Scenario | SCE | Ind | WholeBlg | Ind - Food | Energy Efficiency | Admin | 501951 | 503435.3 | 511757.1 | 527365.5 | 558270.9 | 614860.4 | 604074.4 | 592378.2 | 581164.7 | 570186.6 | 559367
2023 PG Study Reference Scenario | SCE | Ind | WholeBlg | Ind - Industrial Machinery | Energy Efficiency | Admin | 96419.9 | 98827.57 | 103514.6 | 111009.1 | 123677.8 | 145240.7 | 144170.9 | 142670.2 | 141213.6 | 139744.5 | 138295.9
2023 PG Study Reference Scenario | SCE | Ind | WholeBlg | Ind - Lumber & Furniture | Energy Efficiency | Admin | 49859.44 | 50008.6 | 50593.02 | 51770.76 | 54258.49 | 58948.86 | 58261.21 | 57422.68 | 56606.25 | 55802.1 | 55013.76
2023 PG Study Reference Scenario | SCE | Ind | WholeBlg | Ind - Paper | Energy Efficiency | Admin | 215664 | 215060 | 213457.5 | 210865.5 | 211082 | 216440.3 | 209818.5 | 203170.4 | 197018.4 | 191225.6 | 185745.2
2023 PG Study Reference Scenario | SCE | Ind | WholeBlg | Ind - Petroleum | Energy Efficiency | Admin | 594155.3 | 577372.7 | 563564.2 | 549857.3 | 539899.3 | 535028.7 | 522257.2 | 509166 | 496267.3 | 483693.1 | 471376.2
2023 PG Study Reference Scenario | SCE | Ind | WholeBlg | Ind - Plastics | Energy Efficiency | Admin | 306598.3 | 305889.2 | 309387.5 | 316932.2 | 333025.2 | 363315.1 | 356580 | 349805.6 | 343138.3 | 336607.8 | 330191.1
2023 PG Study Reference Scenario | SCE | Ind | WholeBlg | Ind - Primary Metals | Energy Efficiency | Admin | 126968.3 | 124445.1 | 122620.4 | 120826.4 | 119804.4 | 120005.9 | 117292.1 | 114549.9 | 111847.2 | 109201.6 | 106608.3
2023 PG Study Reference Scenario | SCE | Ind | WholeBlg | Ind - Printing & Publishing | Energy Efficiency | Admin | 61522.82 | 61054.79 | 61214.1 | 61885.19 | 63798.05 | 67768.83 | 66438.4 | 65069.23 | 63725.16 | 62410.44 | 61120.05
2023 PG Study Reference Scenario | SCE | Ind | WholeBlg | Ind - Stone-Glass-Clay | Energy Efficiency | Admin | 321948.7 | 324650.5 | 329118.5 | 335828.2 | 349399.9 | 374514.4 | 372920.4 | 369818.4 | 366903.9 | 364011.5 | 361147.8
2023 PG Study Reference Scenario | SCE | Ind | WholeBlg | Ind - Textiles | Energy Efficiency | Admin | 39025.73 | 38673.32 | 39100.33 | 40106.66 | 42178.09 | 46043.21 | 45314.27 | 44419.29 | 43541.12 | 42682.36 | 41835.78
2023 PG Study Reference Scenario | SCE | Ind | WholeBlg | Ind - Transportation Equipment | Energy Efficiency | Admin | 332136 | 330171.5 | 334481.6 | 342648.7 | 357908.5 | 386405.3 | 382924.6 | 377340 | 372189.8 | 367375.2 | 362532.8
2023 PG Study Reference Scenario | SCE | Res | AppPlug | Res - Multi Family | Fuel Substitution | Admin | 0 | 0 | 0 | 0 | 0 | 0 | 0 | 0 | 0 | 281.6986 | 300.1569
2023 PG Study Reference Scenario | SCE | Res | AppPlug | Res - Multi Family | Fuel Substitution | Incentives | 0 | 0 | 0 | 0 | 0 | 0 | 0 | 0 | 0 | 4483.099 | 4776.854
2023 PG Study Reference Scenario | SCE | Res | BROs | Low Income - Multi Family LI | Energy Efficiency | Admin | 3335147 | 3457651 | 3532860 | 3603991 | 3672836 | 3743617 | 3808903 | 3869439 | 3936703 | 4005660 | 4081626
2023 PG Study Reference Scenario | SCE | Res | BROs | Low Income - Single Family LI | Energy Efficiency | Admin | 4434343 | 4606427 | 4716047 | 4820694 | 4922596 | 5027382 | 5125282 | 5217141 | 5307677 | 5400478 | 5502711
2023 PG Study Reference Scenario | SCE | Res | BROs | Res - Multi Family | Energy Efficiency | Admin | 3279918 | 3398932 | 3471368 | 3539727 | 3605794 | 3673720 | 3736180 | 3793929 | 3859881 | 3927492 | 4001975
2023 PG Study Reference Scenario | SCE | Res | BROs | Res - Single Family | Energy Efficiency | Admin | 11879724 | 12335438 | 12623549 | 12898069 | 13165055 | 13439577 | 13695400 | 13934868 | 14176690 | 14424559 | 14697621
2023 PG Study Reference Scenario | SCE | Res | BldgEnv | Res - Single Family | Energy Efficiency | Admin | 363.4216 | 494.6456 | 477.3584 | 464.3002 | 461.4395 | 405.8636 | 368.0217 | 214.2294 | 252.6658 | 0 | 0
2023 PG Study Reference Scenario | SCE | Res | BldgEnv | Res - Single Family | Energy Efficiency | Incentives | 0 | 0 | 0 | 0 | 0 | 0 | 0 | 0 | 3898.731 | 0 | 0
2023 PG Study Reference Scenario | SCE | Res | BldgEnv | Res - Single Family | Energy Efficiency | Incremental Measure Cost | -151654 | -201777 | -190163 | -180434 | -174734 | -149572 | -131818 | -74471.9 | 138710.1 | 0 | 0
2023 PG Study Reference Scenario | SCE | Res | HVAC | Res - Multi Family | Energy Efficiency | Admin | 16991.96 | 19019.47 | 20206.24 | 21187.12 | 22540.38 | 22926.06 | 23029.11 | 20567.94 | 27743.02 | 27957.4 | 28147.66
2023 PG Study Reference Scenario | SCE | Res | HVAC | Res - Multi Family | Energy Efficiency | Incentives | 13735.98 | 15686.26 | 17004.06 | 18192.74 | 19748.67 | 20494.79 | 21004.64 | 19140.03 | 26339.29 | 27078.73 | 27812.44
2023 PG Study Reference Scenario | SCE | Res | HVAC | Res - Multi Family | Energy Efficiency | Incremental Measure Cost | 27471.97 | 31372.51 | 34008.12 | 36385.48 | 39497.34 | 40989.58 | 42009.28 | 38280.05 | 52678.58 | 54157.45 | 55624.87
2023 PG Study Reference Scenario | SCE | Res | HVAC | Res - Multi Family | Energy Efficiency | Admin | 343701.7 | 360259.4 | 373147.7 | 383075.9 | 390762.7 | 396697.1 | 401331.6 | 404791.6 | 408454.8 | 411752.8 | 414828.5
2023 PG Study Reference Scenario | SCE | Res | HVAC | Res - Multi Family | Energy Efficiency | Incentives | 278053.8 | 297325.3 | 314174 | 329032.9 | 342391.5 | 354580.6 | 365929.9 | 376492.8 | 387519.2 | 398477.7 | 409496.2
2023 PG Study Reference Scenario | SCE | Res | HVAC | Res - Multi Family | Energy Efficiency | Incremental Measure Cost | 556107.7 | 594650.7 | 628348.1 | 658065.9 | 684782.9 | 709161.2 | 731859.8 | 752985.6 | 775038.3 | 796955.4 | 818992.4
2023 PG Study Reference Scenario | SCE | Res | HVAC | Res - Multi Family | Fuel Substitution | Admin | 139.0941 | 181.0579 | 189.634 | 197.0019 | 204.2876 | 0 | 0 | 0 | 0 | 0 | 0
2023 PG Study Reference Scenario | SCE | Res | HVAC | Res - Multi Family | Fuel Substitution | Incentives | 221.838 | 305.8823 | 326.8059 | 346.3243 | 366.3211 | 0 | 0 | 0 | 0 | 0 | 0
2023 PG Study Reference Scenario | SCE | Res | HVAC | Res - Multi Family | Fuel Substitution | Admin | 13115.26 | 15192.87 | 25754.76 | 26551.34 | 27199.61 | 0 | 0 | 0 | 0 | 0 | 0
2023 PG Study Reference Scenario | SCE | Res | HVAC | Res - Multi Family | Fuel Substitution | Incentives | 28748.15 | 36077.19 | 99265.99 | 104447.6 | 109172.8 | 0 | 0 | 0 | 0 | 0 | 0
2023 PG Study Reference Scenario | SCE | Res | HVAC | Res - Single Family | Energy Efficiency | Admin | 45220.43 | 60163.73 | 56329.69 | 52884.28 | 50529.44 | 42698.11 | 37174.56 | 20781.06 | 23555.49 | 20762.78 | 16995.76
2023 PG Study Reference Scenario | SCE | Res | HVAC | Res - Single Family | Energy Efficiency | Incentives | 10911.12 | 14117.72 | 12941.37 | 11957.9 | 11224.77 | 9409.592 | 8148.984 | 4540.368 | 24863.18 | 22256.63 | 18518.83
2023 PG Study Reference Scenario | SCE | Res | HVAC | Res - Single Family | Energy Efficiency | Incremental Measure Cost | -390756 | -517849 | -482661 | -450909 | -429223 | -360764 | -312368 | -173633 | 59010.37 | 52366.61 | 43778.74
2023 PG Study Reference Scenario | SCE | Res | HVAC | Res - Single Family | Energy Efficiency | Admin | 1466620 | 1518570 | 1556724 | 1583411 | 1603061 | 1616310 | 1624944 | 1629267 | 1502412 | 1494106 | 1488062
2023 PG Study Reference Scenario | SCE | Res | HVAC | Res - Single Family | Energy Efficiency | Incentives | 1014.339 | 1322.19 | 1518.249 | 0 | 0 | 0 | 0 | 0 | 1442457 | 1463398 | 1486228
2023 PG Study Reference Scenario | SCE | Res | HVAC | Res - Single Family | Energy Efficiency | Incremental Measure Cost | -18000000 | -18000000 | -19000000 | -19000000 | -19000000 | -19000000 | -19000000 | -19000000 | 2884915 | 2926797 | 2972457
2023 PG Study Reference Scenario | SCE | Res | HVAC | Res - Single Family | Fuel Substitution | Admin | 672679.2 | 704699.8 | 731763.5 | 763437.2 | 789181.6 | 0 | 0 | 0 | 0 | 0 | 0
2023 PG Study Reference Scenario | SCE | Res | HVAC | Res - Single Family | Fuel Substitution | Incentives | 1904734 | 2095381 | 2280592 | 2474445 | 2690570 | 0 | 0 | 0 | 0 | 0 | 0
2023 PG Study Reference Scenario | SCE | Res | Lighting | Res - Multi Family | Energy Efficiency | Admin | 580.4991 | 633.2902 | 661.5249 | 686.5462 | 726.3285 | 737.0119 | 737.8384 | 661.6811 | 893.9508 | 902.4641 | 910.1604
2023 PG Study Reference Scenario | SCE | Res | Lighting | Res - Multi Family | Energy Efficiency | Incentives | 2364.613 | 2579.653 | 2694.664 | 2796.587 | 2958.636 | 3002.154 | 3005.521 | 2695.301 | 3641.431 | 3676.109 | 3707.46
2023 PG Study Reference Scenario | SCE | Res | Lighting | Res - Multi Family | Energy Efficiency | Incremental Measure Cost | 2903.189 | 3230.756 | 3442.465 | 3644.272 | 3932.676 | 4070.437 | 4154.47 | 3802.179 | 5239.682 | 5395.448 | 5550.355
2023 PG Study Reference Scenario | SCE | Res | Lighting | Res - Multi Family | Energy Efficiency | Admin | 6413.232 | 6606.774 | 6770.448 | 6909.389 | 7029.15 | 7107.525 | 7220.454 | 7292.745 | 7370.598 | 7441.955 | 7482.894
2023 PG Study Reference Scenario | SCE | Res | Lighting | Res - Multi Family | Energy Efficiency | Incentives | 26123.75 | 26912.12 | 27578.83 | 28144.8 | 28632.63 | 28951.89 | 29411.9 | 29706.37 | 30023.49 | 30314.16 | 30480.92
2023 PG Study Reference Scenario | SCE | Res | Lighting | Res - Multi Family | Energy Efficiency | Incremental Measure Cost | 32060.41 | 33689.92 | 35216.32 | 36658.98 | 38041.38 | 39213.6 | 40657.36 | 41886.6 | 43181.31 | 44472.18 | 45586.33
2023 PG Study Reference Scenario | SCE | Res | Lighting | Res - Single Family | Energy Efficiency | Admin | 6788.772 | 8354.439 | 8079.421 | 7852.242 | 7780.853 | 7090.517 | 5944.071 | 4803.673 | 5066.439 | 4846.343 | 4520.446
2023 PG Study Reference Scenario | SCE | Res | Lighting | Res - Single Family | Energy Efficiency | Incentives | 27653.47 | 34031.08 | 32910.82 | 31985.43 | 31694.63 | 28882.61 | 24212.66 | 19567.35 | 20637.7 | 19741.16 | 18413.65
2023 PG Study Reference Scenario | SCE | Res | Lighting | Res - Single Family | Energy Efficiency | Incremental Measure Cost | 32929.03 | 41333.56 | 40771.58 | 40416.56 | 40848.85 | 37967.99 | 31731.77 | 26758.6 | 28786.7 | 28086.89 | 26722.11
2023 PG Study Reference Scenario | SCE | Res | Lighting | Res - Single Family | Energy Efficiency | Admin | 102292.7 | 105290.4 | 107766.8 | 109811.3 | 111507.8 | 100354 | 113977 | 114807 | 115512.6 | 116093.1 | 103709.6
2023 PG Study Reference Scenario | SCE | Res | Lighting | Res - Single Family | Energy Efficiency | Incentives | 416680.3 | 428891.2 | 438978.9 | 447306.7 | 454217.3 | 408783.2 | 464275.5 | 467656.5 | 470530.7 | 472895.3 | 422452.1
2023 PG Study Reference Scenario | SCE | Res | Lighting | Res - Single Family | Energy Efficiency | Incremental Measure Cost | 496699 | 521465.5 | 544391.8 | 565801.9 | 586024.3 | 524500.2 | 623163.5 | 640259 | 657082.7 | 673597.1 | 598545.6
2023 PG Study Reference Scenario | SCE | Res | WaterHeat | Res - Multi Family | Energy Efficiency | Admin | 2015.214 | 2130.117 | 2170.551 | 2209.333 | 2302.271 | 2308.902 | 2297.759 | 2040.03 | 2741.557 | 2756.558 | 2771.667
2023 PG Study Reference Scenario | SCE | Res | WaterHeat | Res - Multi Family | Energy Efficiency | Incentives | 399.4253 | 430.6423 | 447.5901 | 464.6959 | 493.9265 | 505.2541 | 512.8698 | 464.4481 | 636.6429 | 652.9255 | 669.6315
2023 PG Study Reference Scenario | SCE | Res | WaterHeat | Res - Multi Family | Energy Efficiency | Incremental Measure Cost | 798.8506 | 861.2847 | 895.1801 | 929.3918 | 987.853 | 1010.508 | 1025.74 | 928.8963 | 1273.286 | 1305.851 | 1339.263
2023 PG Study Reference Scenario | SCE | Res | WaterHeat | Res - Multi Family | Energy Efficiency | Admin | 228837.7 | 208813.1 | 181074.7 | 149615.6 | 725.7927 | 653.2134 | 587.8921 | 529.1028 | 476.1926 | 428.5733 | 385.716
2023 PG Study Reference Scenario | SCE | Res | WaterHeat | Res - Multi Family | Energy Efficiency | Incentives | 113792.4 | 105849 | 93604.27 | 78883.72 | 421.8641 | 379.6777 | 341.7099 | 307.5389 | 276.785 | 249.1065 | 224.1959
2023 PG Study Reference Scenario | SCE | Res | WaterHeat | Res - Multi Family | Energy Efficiency | Incremental Measure Cost | 230041.7 | 213266.6 | 188451.5 | 158927.2 | 1925.31 | 1767.435 | 1622.505 | 1489.46 | 1367.324 | 1255.203 | 1152.277
2023 PG Study Reference Scenario | SCE | Res | WaterHeat | Res - Multi Family | Fuel Substitution | Admin | 419119.5 | 460820.9 | 498407.7 | 533415.4 | 568345.5 | 0 | 0 | 0 | 0 | 0 | 0
2023 PG Study Reference Scenario | SCE | Res | WaterHeat | Res - Multi Family | Fuel Substitution | Incentives | 1383953 | 1521166 | 1644834 | 1759704 | 1874284 | 0 | 0 | 0 | 0 | 0 | 0
2023 PG Study Reference Scenario | SCE | Res | WaterHeat | Res - Single Family | Energy Efficiency | Admin | 47165.12 | 60915.08 | 55661.4 | 51288.56 | 48393.35 | 40536.53 | 35098.57 | 19613.51 | 22158.31 | 298.0676 | 277.1931
2023 PG Study Reference Scenario | SCE | Res | WaterHeat | Res - Single Family | Energy Efficiency | Incentives | 27228.95 | 35187.45 | 32148.19 | 29618.03 | 27941.79 | 23395.39 | 20248.97 | 11291.84 | 12767.03 | 67.4809 | 64.01
2023 PG Study Reference Scenario | SCE | Res | WaterHeat | Res - Single Family | Energy Efficiency | Incremental Measure Cost | 97110.89 | 130164.3 | 123253.5 | 117621.9 | 114878.4 | 99519.07 | 89075.05 | 51314.05 | 98938.06 | 134.9618 | 128.0201
2023 PG Study Reference Scenario | SCE | Res | WaterHeat | Res - Single Family | Energy Efficiency | Admin | 712.7533 | 433.2934 | 292.4795 | 223.1153 | 200.8038 | 180.7234 | 162.651 | 146.3859 | 131.7473 | 118.5726 | 106.7154
2023 PG Study Reference Scenario | SCE | Res | WaterHeat | Res - Single Family | Energy Efficiency | Incentives | 414.285 | 251.85 | 170.0025 | 129.6849 | 116.7164 | 105.0447 | 94.5403 | 85.0862 | 76.5776 | 68.9199 | 62.0279
2023 PG Study Reference Scenario | SCE | Res | WaterHeat | Res - Single Family | Energy Efficiency | Incremental Measure Cost | 1950.104 | 1209.207 | 832.5575 | 647.811 | 594.6905 | 545.9259 | 501.16 | 460.0649 | 422.3395 | 387.7077 | 355.9157
2023 PG Study Reference Scenario | SCE | Res | WaterHeat | Res - Single Family | Energy Efficiency | Admin | 2210934 | 2224162 | 2230985 | 2235059 | 2019649 | 2021780 | 2023335 | 2023358 | 0 | 0 | 0
2023 PG Study Reference Scenario | SCE | Res | WaterHeat | Res - Single Family | Energy Efficiency | Incentives | 1285097 | 1292785 | 1296751 | 1299119 | 1173913 | 1175151 | 1176055 | 1176068 | 0 | 0 | 0
2023 PG Study Reference Scenario | SCE | Res | WaterHeat | Res - Single Family | Energy Efficiency | Incremental Measure Cost | 4710878 | 4916450 | 5112207 | 5305785 | 4758912 | 4930371 | 5104045 | 5277323 | 0 | 0 | 0
2023 PG Study Reference Scenario | SCE | Res | WaterHeat | Res - Single Family | Fuel Substitution | Admin | 8059.196 | 8360.988 | 8609.54 | 8802.927 | 8985.365 | 24249.21 | 25665.32 | 26567.69 | 0 | 0 | 0
2023 PG Study Reference Scenario | SCE | Res | WaterHeat | Res - Single Family | Fuel Substitution | Incentives | 38567.32 | 36631.1 | 34027 | 30795.43 | 27127.42 | 28966.94 | 36428.85 | 39851.54 | 0 | 0 | 0
2023 PG Study Reference Scenario | SCE | Res | WholeBlg | Res - Single Family | Energy Efficiency | Admin | 1397942 | 1624453 | 1820091 | 2023368 | 2267238 | 2436353 | 2592799 | 2489436 | 2581932 | 2703052 | 2814121
2023 PG Study Reference Scenario | SCE | Res | WholeBlg | Res - Single Family | Energy Efficiency | Incentives | 2127276 | 2521400 | 2881562 | 3267458 | 3734503 | 4093326 | 4443299 | 4351489 | 4603437 | 4915778 | 5220129
2023 PG Study Reference Scenario | SCE | Res | WholeBlg | Res - Single Family | Energy Efficiency | Incremental Measure Cost | 4254552 | 5042801 | 5763125 | 6534916 | 7469006 | 8186652 | 8886597 | 8702977 | 9206874 | 9831557 | 10440258
2023 PG Study Reference Scenario | SCG | Ag | HVAC | Ag - Irrigated Agriculture, vineyards, forestry and greenhouses | Energy Efficiency | Admin | 42961.51 | 42681.39 | 41552.9 | 39649.61 | 37045.98 | 33940.84 | 30511.27 | 26968.87 | 23476.94 | 20167.46 | 17129.99
2023 PG Study Reference Scenario | SCG | Ag | HVAC | Ag - Irrigated Agriculture, vineyards, forestry and greenhouses | Energy Efficiency | Incentives | 63468.33 | 64292 | 63810.42 | 62068.15 | 59113.57 | 55206.28 | 50589.02 | 45584.54 | 40456.71 | 35435.53 | 30692.78
2023 PG Study Reference Scenario | SCG | Ag | HVAC | Ag - Irrigated Agriculture, vineyards, forestry and greenhouses | Energy Efficiency | Incremental Measure Cost | 126936.7 | 128584 | 127620.8 | 124136.3 | 118227.1 | 110412.6 | 101178 | 91169.08 | 80913.43 | 70871.06 | 61385.56
2023 PG Study Reference Scenario | SCG | Ag | ProcHeat | Ag - Dairies, fishing, hunting | Energy Efficiency | Admin | 417.2981 | 381.6109 | 353.4076 | 328.0126 | 304.5588 | 282.8007 | 262.6 | 243.8428 | 226.4254 | 210.2522 | 195.2342
2023 PG Study Reference Scenario | SCG | Ag | ProcHeat | Ag - Dairies, fishing, hunting | Energy Efficiency | Incentives | 1654.884 | 1543.626 | 1458.134 | 1380.423 | 1307.353 | 1238.233 | 1155.599 | 1073.055 | 996.4085 | 925.2365 | 859.1481
2023 PG Study Reference Scenario | SCG | Ag | ProcHeat | Ag - Dairies, fishing, hunting | Energy Efficiency | Incremental Measure Cost | 3309.768 | 3087.252 | 2916.267 | 2760.846 | 2614.707 | 2476.467 | 2345.562 | 2221.582 | 2104.155 | 1992.935 | 1887.594
2023 PG Study Reference Scenario | SCG | Ag | ProcHeat | Ag - Irrigated Agriculture, vineyards, forestry and greenhouses | Energy Efficiency | Admin | 14139.65 | 14082.94 | 13658 | 14196.29 | 13705.79 | 13570.67 | 12807.34 | 12337.48 | 11832.32 | 11300.22 | 10749.19
2023 PG Study Reference Scenario | SCG | Ag | ProcHeat | Ag - Irrigated Agriculture, vineyards, forestry and greenhouses | Energy Efficiency | Incentives | 62222.98 | 61973.42 | 60103.44 | 62472.26 | 60313.73 | 59719.15 | 56360.01 | 54292.36 | 52069.35 | 49727.77 | 47302.93
2023 PG Study Reference Scenario | SCG | Ag | ProcHeat | Ag - Irrigated Agriculture, vineyards, forestry and greenhouses | Energy Efficiency | Incremental Measure Cost | 551261.3 | 560031.4 | 553995.7 | 587675.2 | 578698.5 | 584428.3 | 562575.8 | 552761.2 | 540718.4 | 526719.7 | 511047.3
2023 PG Study Reference Scenario | SCG | Ag | WholeBlg | Ag - Dairies, fishing, hunting | Energy Efficiency | Admin | 147803.2 | 144846.1 | 142024 | 139378 | 136979.4 | 134953.9 | 132170.4 | 129445.3 | 126777.4 | 124165.6 | 121608.6
2023 PG Study Reference Scenario | SCG | Ag | WholeBlg | Ag - Irrigated Agriculture, vineyards, forestry and greenhouses | Energy Efficiency | Admin | 632293.4 | 619015.3 | 606015.9 | 593289.6 | 580830.5 | 568633.1 | 556691.8 | 545001.3 | 533556.2 | 522351.5 | 511382.2
2023 PG Study Reference Scenario | SCG | Ag | WholeBlg | Ag - Water pumping | Energy Efficiency | Admin | 207665.2 | 203304.2 | 199034.8 | 194855.1 | 190763.1 | 186757.1 | 182835.2 | 178995.7 | 175236.8 | 171556.8 | 167954.1
2023 PG Study Reference Scenario | SCG | Com | AppPlug | Com - Health | Energy Efficiency | Admin | 399511.9 | 466538.2 | 543661.1 | 555179.8 | 566037.7 | 568537.4 | 587319.4 | 588166 | 588124.7 | 574163.3 | 556444
2023 PG Study Reference Scenario | SCG | Com | AppPlug | Com - Health | Energy Efficiency | Incentives | 458466.9 | 535384.1 | 623887.8 | 637106.3 | 649566.5 | 652435.1 | 673988.6 | 674960.2 | 674912.8 | 658891.1 | 638557
2023 PG Study Reference Scenario | SCG | Com | AppPlug | Com - Health | Energy Efficiency | Incremental Measure Cost | 1139004 | 1356698 | 1612591 | 1679693 | 1746794 | 1789599 | 1885693 | 1926180 | 1964565 | 1956287 | 1933833
2023 PG Study Reference Scenario | SCG | Com | AppPlug | Com - Health | Energy Efficiency | Admin | 0 | 0 | 0 | 0 | 0 | 2470591 | 2594900 | 2689217 | 2747672 | 2765981 | 2742011
2023 PG Study Reference Scenario | SCG | Com | AppPlug | Com - Health | Energy Efficiency | Incentives | 0 | 0 | 0 | 0 | 0 | 2835170 | 2977823 | 3086058 | 3153139 | 3174150 | 3146642
2023 PG Study Reference Scenario | SCG | Com | AppPlug | Com - Health | Energy Efficiency | Incremental Measure Cost | 0 | 0 | 0 | 0 | 0 | 7776737 | 8331389 | 8806892 | 9178293 | 9424242 | 9529422
2023 PG Study Reference Scenario | SCG | Com | AppPlug | Com - Lodging | Energy Efficiency | Admin | 729353.2 | 825110.5 | 927525.3 | 994207 | 994275.9 | 995855.5 | 993115.6 | 989696.8 | 986093.8 | 980333.5 | 976275.6
2023 PG Study Reference Scenario | SCG | Com | AppPlug | Com - Lodging | Energy Efficiency | Incentives | 827049.3 | 936826.5 | 1054232 | 1130734 | 1130758 | 1132524 | 1129398 | 1125515 | 1121435 | 1114911 | 1110331
2023 PG Study Reference Scenario | SCG | Com | AppPlug | Com - Lodging | Energy Efficiency | Incremental Measure Cost | 2053651 | 2372778 | 2723558 | 2979590 | 3039100 | 3104573 | 3157769 | 3209692 | 3261856 | 3307571 | 3359691
2023 PG Study Reference Scenario | SCG | Com | AppPlug | Com - Lodging | Energy Efficiency | Admin | 0 | 0 | 0 | 0 | 0 | 1333298 | 1367896 | 1389707 | 1383108 | 1357136 | 1309524
2023 PG Study Reference Scenario | SCG | Com | AppPlug | Com - Lodging | Energy Efficiency | Incentives | 0 | 0 | 0 | 0 | 0 | 1530050 | 1569753 | 1590029 | 1585116 | 1555874 | 1501550
2023 PG Study Reference Scenario | SCG | Com | AppPlug | Com - Lodging | Energy Efficiency | Incremental Measure Cost | 0 | 0 | 0 | 0 | 0 | 4196854 | 4391874 | 4536521 | 4613517 | 4619079 | 4547004
2023 PG Study Reference Scenario | SCG | Com | AppPlug | Com - Other | Energy Efficiency | Admin | 14044.5 | 14475.53 | 14868.18 | 15187.56 | 15444.33 | 15689.96 | 15979.61 | 16156.72 | 16192.75 | 16287.26 | 16388.71
2023 PG Study Reference Scenario | SCG | Com | AppPlug | Com - Other | Energy Efficiency | Incentives | 3749.091 | 3941.435 | 4129.312 | 4302.376 | 4462.617 | 4624.26 | 4803.823 | 4954.208 | 5064.561 | 5196 | 5332.933
2023 PG Study Reference Scenario | SCG | Com | AppPlug | Com - Other | Energy Efficiency | Incremental Measure Cost | 7498.181 | 7882.87 | 8258.625 | 8604.752 | 8925.233 | 9248.521 | 9607.647 | 9908.415 | 10129.12 | 10392 | 10665.87
2023 PG Study Reference Scenario | SCG | Com | AppPlug | Com - Other | Energy Efficiency | Admin | 0 | 0 | 0 | 0 | 0 | 0 | 0 | 45259.95 | 37085.06 | 29225.54 | 22007.27
2023 PG Study Reference Scenario | SCG | Com | AppPlug | Com - Other | Energy Efficiency | Incentives | 0 | 0 | 0 | 0 | 0 | 0 | 0 | 13878.26 | 11598.99 | 9323.605 | 7161.23
2023 PG Study Reference Scenario | SCG | Com | AppPlug | Com - Other | Energy Efficiency | Incremental Measure Cost | 0 | 0 | 0 | 0 | 0 | 0 | 0 | 27756.51 | 23197.97 | 18647.21 | 14322.46
2023 PG Study Reference Scenario | SCG | Com | BROs | Com - College | Energy Efficiency | Admin | 152230.3 | 164741.6 | 178762.3 | 194487 | 212408.9 | 232736.6 | 255669.5 | 281146.7 | 309817.4 | 341740.3 | 618957.4
2023 PG Study Reference Scenario | SCG | Com | BROs | Com - Grocery | Energy Efficiency | Admin | 39304.55 | 43926.22 | 49153.7 | 55018.4 | 61665.83 | 69151.02 | 77593.06 | 87104.36 | 97851.83 | 109907.1 | 215607.2
2023 PG Study Reference Scenario | SCG | Com | BROs | Com - Health | Energy Efficiency | Admin | 248249.9 | 276599.5 | 308685.8 | 344838.2 | 385976 | 432364.8 | 484970.7 | 544274.9 | 611386.3 | 686644.5 | 1343551
2023 PG Study Reference Scenario | SCG | Com | BROs | Com - Lodging | Energy Efficiency | Admin | 162064 | 183438 | 207706.2 | 235188.5 | 266441.3 | 301891.4 | 342116.9 | 387701.2 | 439426.9 | 497928.7 | 1003984
2023 PG Study Reference Scenario | SCG | Com | BROs | Com - Office (Large) | Energy Efficiency | Admin | 412337.4 | 454253.5 | 501360.2 | 554189.2 | 614263.7 | 682132.3 | 758843 | 844839.5 | 941782.7 | 1050944 | 2011269
2023 PG Study Reference Scenario | SCG | Com | BROs | Com - Office (Small) | Energy Efficiency | Admin | 6404.074 | 6960.396 | 7587.538 | 8270.893 | 9052.427 | 9906.224 | 10856.06 | 11900.34 | 13069.09 | 14332.1 | 21751.91
2023 PG Study Reference Scenario | SCG | Com | BROs | Com - Other | Energy Efficiency | Admin | 35023.03 | 39677.7 | 44956.57 | 50942.77 | 57730.46 | 65428.71 | 74164.87 | 84073.54 | 95302.87 | 108035.1 | 222756.9
2023 PG Study Reference Scenario | SCG | Com | BROs | Com - Refrig. Warehouse | Energy Efficiency | Admin | 3159.254 | 3582.927 | 4062.143 | 4603.993 | 5217.479 | 5912.395 | 6700.147 | 7592.611 | 8604.599 | 9752.302 | 20104.05
2023 PG Study Reference Scenario | SCG | Com | BROs | Com - Restaurant | Energy Efficiency | Admin | 81664.49 | 92278.34 | 104290.4 | 117885.5 | 133395.5 | 150854.9 | 170619 | 192926.5 | 218203 | 246449.9 | 465257.7
2023 PG Study Reference Scenario | SCG | Com | BROs | Com - Retail | Energy Efficiency | Admin | 8686.194 | 9462.612 | 10339.47 | 11296.15 | 12390.21 | 13589.87 | 14926.7 | 16401.82 | 18055.52 | 19832.87 | 30891.71
2023 PG Study Reference Scenario | SCG | Com | BROs | Com - School | Energy Efficiency | Admin | 108047.9 | 115617.1 | 124061.4 | 133437.1 | 144153.6 | 156114.5 | 169475.7 | 184209.6 | 200745.9 | 218927.2 | 368571.9
2023 PG Study Reference Scenario | SCG | Com | BROs | Com - Warehouse | Energy Efficiency | Admin | 27305.78 | 30304.82 | 33635.63 | 37338.39 | 41622.01 | 46239.49 | 51393.65 | 57035.76 | 63353.83 | 69870.21 | 80231.18
2023 PG Study Reference Scenario | SCG | Com | BldgEnv | Com - College | Energy Efficiency | Admin | 95.5078 | 102.0452 | 109.9791 | 118.3462 | 124.632 | 133.0404 | 141.1756 | 147.3973 | 153.4129 | 158.223 | 163.3742
2023 PG Study Reference Scenario | SCG | Com | BldgEnv | Com - College | Energy Efficiency | Incentives | 70.031 | 76.3539 | 82.6376 | 89.3121 | 94.4998 | 101.3621 | 108.0805 | 113.3776 | 131.1198 | 135.8083 | 140.8391
2023 PG Study Reference Scenario | SCG | Com | BldgEnv | Com - College | Energy Efficiency | Incremental Measure Cost | 140.0621 | 153.1893 | 168.9943 | 186.1369 | 200.6854 | 219.3094 | 238.21 | 254.5091 | 315.2799 | 331.5837 | 349.137
2023 PG Study Reference Scenario | SCG | Com | BldgEnv | Com - College | Energy Efficiency | Admin | 1915.377 | 1895.315 | 1846.415 | 1769.766 | 1666.759 | 1539.229 | 1389.375 | 1219.767 | 1033.16 | 832.5679 | 624.7394
2023 PG Study Reference Scenario | SCG | Com | BldgEnv | Com - College | Energy Efficiency | Incentives | 2025.599 | 2048.264 | 2038.646 | 1996.086 | 1920.177 | 1811.069 | 1669.435 | 1496.541 | 1389.545 | 1141.467 | 872.7188
2023 PG Study Reference Scenario | SCG | Com | BldgEnv | Com - College | Energy Efficiency | Incremental Measure Cost | 4350.954 | 4389.507 | 4363.806 | 4272.702 | 4115.036 | 3890.972 | 3601.699 | 3249.859 | 3038.459 | 2534.095 | 1998.599
2023 PG Study Reference Scenario | SCG | Com | BldgEnv | Com - Grocery | Energy Efficiency | Admin | 83.827 | 91.5771 | 98.9017 | 106.3177 | 114.4657 | 123.2939 | 130.4776 | 138.859 | 147.2089 | 154.403 | 162.2389
2023 PG Study Reference Scenario | SCG | Com | BldgEnv | Com - Grocery | Energy Efficiency | Incentives | 38.7665 | 42.3502 | 45.7366 | 49.1655 | 52.9343 | 57.0186 | 60.3426 | 64.22 | 105.5058 | 111.4475 | 117.9456
2023 PG Study Reference Scenario | SCG | Com | BldgEnv | Com - Grocery | Energy Efficiency | Incremental Measure Cost | 111.1013 | 125.4678 | 140.011 | 155.4531 | 172.8012 | 192.101 | 209.7398 | 230.2063 | 387.115 | 414.1344 | 443.834
2023 PG Study Reference Scenario | SCG | Com | BldgEnv | Com - Grocery | Energy Efficiency | Admin | 2865.771 | 2954.867 | 3015.606 | 3047.41 | 3049.911 | 3023.104 | 2967.288 | 2895.081 | 2771.779 | 2634.271 | 2489.128
2023 PG Study Reference Scenario | SCG | Com | BldgEnv | Com - Grocery | Energy Efficiency | Incentives | 2807.759 | 2995.279 | 3154.579 | 3283.924 | 3381.56 | 3445.768 | 3474.807 | 3484 | 4397.268 | 4265.481 | 4108.38
2023 PG Study Reference Scenario | SCG | Com | BldgEnv | Com - Grocery | Energy Efficiency | Incremental Measure Cost | 6563.352 | 6916.537 | 7213.467 | 7450.876 | 7625.265 | 7733.209 | 7771.204 | 7785.32 | 9654.467 | 9364.624 | 9070.806
2023 PG Study Reference Scenario | SCG | Com | BldgEnv | Com - Health | Energy Efficiency | Admin | 100.7729 | 111.1526 | 123.1668 | 130.4645 | 141.4363 | 150.4389 | 163.9403 | 172.5406 | 180.744 | 184.1894 | 185.8816
2023 PG Study Reference Scenario | SCG | Com | BldgEnv | Com - Health | Energy Efficiency | Incentives | 56.6385 | 64.1477 | 72.9745 | 79.3602 | 88.3664 | 96.5381 | 108.0299 | 115.268 | 158.5824 | 162.3107 | 164.5329
2023 PG Study Reference Scenario | SCG | Com | BldgEnv | Com - Health | Energy Efficiency | Incremental Measure Cost | 98.4914 | 112.7531 | 129.5967 | 142.3482 | 160.0505 | 176.4948 | 199.2822 | 217.1269 | 407.3539 | 423.1904 | 435.3872
2023 PG Study Reference Scenario | SCG | Com | BldgEnv | Com - Health | Energy Efficiency | Admin | 1007.225 | 1451.309 | 1542.257 | 1632.256 | 1719.839 | 1804.233 | 1884.781 | 1961.482 | 2031.569 | 2098.086 | 2161.15
2023 PG Study Reference Scenario | SCG | Com | BldgEnv | Com - Health | Energy Efficiency | Incentives | 917.4858 | 1628.449 | 1793.351 | 1962.548 | 2126.6 | 2276.179 | 2422.423 | 2565.84 | 3362.556 | 3480.674 | 3592.106
2023 PG Study Reference Scenario | SCG | Com | BldgEnv | Com - Health | Energy Efficiency | Incremental Measure Cost | 3006.687 | 4534.801 | 4834.296 | 5145.591 | 5458.955 | 5770.922 | 6079.149 | 6387.047 | 8254.229 | 8579.34 | 8914.78
2023 PG Study Reference Scenario | SCG | Com | BldgEnv | Com - Lodging | Energy Efficiency | Admin | 2.0313 | 2.2157 | 2.414 | 2.5982 | 2.8012 | 3.0118 | 3.2118 | 3.4106 | 3.6099 | 3.7983 | 3.9935
2023 PG Study Reference Scenario | SCG | Com | BldgEnv | Com - Lodging | Energy Efficiency | Incentives | 0.84816 | 0.96626 | 1.0984 | 1.2324 | 1.3842 | 1.5491 | 1.7034 | 1.8086 | 2.8449 | 3.0129 | 3.1889
2023 PG Study Reference Scenario | SCG | Com | BldgEnv | Com - Lodging | Energy Efficiency | Incremental Measure Cost | 0.3471 | 0.47881 | 0.63319 | 0.80449 | 1.0035 | 1.2287 | 1.4734 | 1.7409 | 9.7852 | 10.4995 | 11.2577
2023 PG Study Reference Scenario | SCG | Com | BldgEnv | Com - Lodging | Energy Efficiency | Admin | 37.0849 | 38.3031 | 39.5366 | 40.7886 | 42.0611 | 43.3552 | 44.6717 | 46.0114 | 3.3497 | 3.3827 | 44.9087
2023 PG Study Reference Scenario | SCG | Com | BldgEnv | Com - Lodging | Energy Efficiency | Incentives | 24.2417 | 26.6648 | 29.2385 | 31.9711 | 34.8702 | 37.9435 | 41.1991 | 44.6445 | 2.6786 | 2.7466 | 61.7538
2023 PG Study Reference Scenario | SCG | Com | BldgEnv | Com - Lodging | Energy Efficiency | Incremental Measure Cost | 47.6174 | 52.3037 | 57.2987 | 62.6236 | 68.2898 | 74.3097 | 80.6971 | 87.4702 | 8.3545 | 8.3603 | 239.9011
2023 PG Study Reference Scenario | SCG | Com | BldgEnv | Com - Office (Large) | Energy Efficiency | Admin | 257.7855 | 278.0199 | 296.1662 | 315.1996 | 339.6003 | 366.1463 | 387.7341 | 409.6276 | 427.1103 | 441.8028 | 460.1805
2023 PG Study Reference Scenario | SCG | Com | BldgEnv | Com - Office (Large) | Energy Efficiency | Incentives | 164.5933 | 177.4925 | 189.0545 | 201.1812 | 216.7359 | 234.8479 | 251.2435 | 268.1754 | 424.4148 | 442.1504 | 463.8765
2023 PG Study Reference Scenario | SCG | Com | BldgEnv | Com - Office (Large) | Energy Efficiency | Incremental Measure Cost | 473.6061 | 528.006 | 581.1799 | 638.8453 | 710.6434 | 790.7701 | 863.939 | 941.3162 | 1555.356 | 1640.872 | 1743.139
2023 PG Study Reference Scenario | SCG | Com | BldgEnv | Com - Office (Large) | Energy Efficiency | Admin | 551.7736 | 521.3716 | 490.5579 | 458.1014 | 420.6538 | 742.8065 | 286.6892 | 245.1367 | 187.8957 | 176.697 | 207.9017
2023 PG Study Reference Scenario | SCG | Com | BldgEnv | Com - Office (Large) | Energy Efficiency | Incentives | 675.1249 | 637.7718 | 599.7863 | 559.5637 | 512.6441 | 1049.874 | 354.6854 | 308.3301 | 229.8777 | 216.2177 | 270.4327
2023 PG Study Reference Scenario | SCG | Com | BldgEnv | Com - Office (Large) | Energy Efficiency | Incremental Measure Cost | 5361.929 | 5206.628 | 5055.5 | 4908.735 | 4765.431 | 6728.544 | 5005.25 | 4867.074 | 4663.647 | 4451.707 | 4887.653
2023 PG Study Reference Scenario | SCG | Com | BldgEnv | Com - Office (Small) | Energy Efficiency | Admin | 73.9623 | 80.0746 | 85.9702 | 91.9 | 97.7728 | 103.7082 | 109.3316 | 114.8786 | 120.2416 | 125.2676 | 130.3468
2023 PG Study Reference Scenario | SCG | Com | BldgEnv | Com - Office (Small) | Energy Efficiency | Incentives | 62.6146 | 68.2709 | 73.8249 | 79.4923 | 85.1974 | 91.0463 | 96.7112 | 102.398 | 119.5086 | 125.3907 | 131.4166
2023 PG Study Reference Scenario | SCG | Com | BldgEnv | Com - Office (Small) | Energy Efficiency | Incremental Measure Cost | 202.1377 | 223.8155 | 245.738 | 268.6234 | 292.2342 | 316.9485 | 341.6331 | 367.0003 | 438.3836 | 465.815 | 494.3694
2023 PG Study Reference Scenario | SCG | Com | BldgEnv | Com - Office (Small) | Energy Efficiency | Admin | 77.5224 | 73.9699 | 70.5602 | 67.2902 | 64.1545 | 61.1453 | 58.2543 | 55.4732 | 52.5378 | 49.7235 | 500.4267
2023 PG Study Reference Scenario | SCG | Com | BldgEnv | Com - Office (Small) | Energy Efficiency | Incentives | 95.711 | 91.3533 | 87.1696 | 83.1548 | 79.3037 | 75.607 | 72.0549 | 68.6365 | 65.3174 | 61.8055 | 788.8066
2023 PG Study Reference Scenario | SCG | Com | BldgEnv | Com - Office (Small) | Energy Efficiency | Incremental Measure Cost | 793.8641 | 771.5301 | 749.9671 | 729.1567 | 709.0085 | 689.4491 | 670.4092 | 651.8585 | 650.3867 | 629.501 | 3650.523
2023 PG Study Reference Scenario | SCG | Com | BldgEnv | Com - Other | Energy Efficiency | Admin | 281.5742 | 307.032 | 332.9343 | 358.3315 | 383.2027 | 408.6266 | 436.0227 | 461.0394 | 482.3525 | 505.496 | 529.0541
2023 PG Study Reference Scenario | SCG | Com | BldgEnv | Com - Other | Energy Efficiency | Incentives | 105.6888 | 119.6594 | 134.6375 | 150.269 | 166.5468 | 183.957 | 203.2131 | 222.3389 | 488.6105 | 522.3265 | 557.6347
2023 PG Study Reference Scenario | SCG | Com | BldgEnv | Com - Other | Energy Efficiency | Incremental Measure Cost | 147.1254 | 171.0498 | 197.2291 | 225.1724 | 254.8705 | 287.0827 | 322.985 | 359.479 | 977.221 | 1044.653 | 1115.269
2023 PG Study Reference Scenario | SCG | Com | BldgEnv | Com - Other | Energy Efficiency | Admin | 4967.673 | 5026.943 | 5024.032 | 4959.311 | 4833.962 | 4649.953 | 4428.19 | 4134.824 | 3775.852 | 3390.2 | 2986.031
2023 PG Study Reference Scenario | SCG | Com | BldgEnv | Com - Other | Energy Efficiency | Incentives | 4590.12 | 4808.416 | 4962.917 | 5050.997 | 5070.416 | 5019.205 | 4921.422 | 4723.382 | 6002.689 | 5497.86 | 4932.641
2023 PG Study Reference Scenario | SCG | Com | BldgEnv | Com - Other | Energy Efficiency | Incremental Measure Cost | 10144.48 | 10569.24 | 10865.8 | 11028.76 | 11054.1 | 10938.04 | 10746.8 | 10337.89 | 13058.63 | 12016.02 | 10909.16
2023 PG Study Reference Scenario | SCG | Com | BldgEnv | Com - Refrig. Warehouse | Energy Efficiency | Admin | 19.4692 | 20.792 | 21.8762 | 22.8653 | 24.0877 | 25.3807 | 26.8055 | 28.0622 | 29.4971 | 30.9332 | 32.2285
2023 PG Study Reference Scenario | SCG | Com | BldgEnv | Com - Refrig. Warehouse | Energy Efficiency | Incentives | 20.2651 | 22.1392 | 23.8273 | 25.4746 | 27.1936 | 28.7793 | 30.5293 | 32.1007 | 35.5032 | 37.3896 | 39.1234
2023 PG Study Reference Scenario | SCG | Com | BldgEnv | Com - Refrig. Warehouse | Energy Efficiency | Incremental Measure Cost | 40.5302 | 44.2783 | 47.6546 | 50.9492 | 54.9073 | 59.1824 | 63.9329 | 68.4477 | 83.0485 | 88.8217 | 94.379
2023 PG Study Reference Scenario | SCG | Com | BldgEnv | Com - Refrig. Warehouse | Energy Efficiency | Admin | 4.7072 | 4.8161 | 4.9296 | 5.0507 | 5.1746 | 5.2995 | 5.4234 | 5.5471 | 5.6526 | 5.7598 | 59.4601
2023 PG Study Reference Scenario | SCG | Com | BldgEnv | Com - Refrig. Warehouse | Energy Efficiency | Incentives | 4.3064 | 4.3324 | 4.3714 | 4.4279 | 4.4947 | 4.5699 | 4.6524 | 4.7439 | 5.2787 | 5.3865 | 92.1008
2023 PG Study Reference Scenario | SCG | Com | BldgEnv | Com - Refrig. Warehouse | Energy Efficiency | Incremental Measure Cost | 18.9338 | 18.7968 | 18.7 | 18.6758 | 18.6857 | 18.7163 | 18.7515 | 18.8052 | 20.0517 | 20.0104 | 370.4517
2023 PG Study Reference Scenario | SCG | Com | BldgEnv | Com - Restaurant | Energy Efficiency | Admin | 172.6126 | 187.7197 | 202.9687 | 218.1339 | 234.1148 | 248.2856 | 261.2571 | 274.9556 | 288.1619 | 300.348 | 312.7282
2023 PG Study Reference Scenario | SCG | Com | BldgEnv | Com - Restaurant | Energy Efficiency | Incentives | 153.5565 | 170.6176 | 188.4523 | 206.8787 | 226.7828 | 245.6488 | 263.9928 | 283.7428 | 317.1262 | 331.667 | 346.5346
2023 PG Study Reference Scenario | SCG | Com | BldgEnv | Com - Restaurant | Energy Efficiency | Incremental Measure Cost | 307.1129 | 341.2351 | 376.9047 | 413.7574 | 453.5657 | 491.2976 | 527.9856 | 567.4856 | 644.464 | 685.1545 | 727.6592
2023 PG Study Reference Scenario | SCG | Com | BldgEnv | Com - Restaurant | Energy Efficiency | Admin | 156.3449 | 148.4389 | 140.8856 | 133.6663 | 126.842 | 120.4054 | 114.3496 | 108.6252 | 103.1558 | 97.9655 | 93.1945
2023 PG Study Reference Scenario | SCG | Com | BldgEnv | Com - Restaurant | Energy Efficiency | Incentives | 216.4665 | 207.9007 | 199.6712 | 191.7034 | 184.0814 | 176.8126 | 169.9081 | 163.3174 | 157.549 | 149.674 | 142.4148
2023 PG Study Reference Scenario | SCG | Com | BldgEnv | Com - Restaurant | Energy Efficiency | Incremental Measure Cost | 1898.099 | 1836.506 | 1774.865 | 1713.53 | 1655.429 | 1600.954 | 1550.486 | 1502.736 | 1482.941 | 1435.528 | 1391.747
2023 PG Study Reference Scenario | SCG | Com | BldgEnv | Com - Retail | Energy Efficiency | Admin | 586.0297 | 638.8131 | 688.5091 | 732.0823 | 786.1594 | 842.1876 | 890.9625 | 945.0724 | 996.7457 | 1023.184 | 1047.561
2023 PG Study Reference Scenario | SCG | Com | BldgEnv | Com - Retail | Energy Efficiency | Incentives | 0 | 0 | 0 | 0 | 0 | 0 | 0 | 0 | 694.2989 | 711.9864 | 727.6548
2023 PG Study Reference Scenario | SCG | Com | BldgEnv | Com - Retail | Energy Efficiency | Incremental Measure Cost | -42622.1 | -46445.8 | -50042.2 | -53164.3 | -57071.2 | -61116.2 | -64631.1 | -68530 | 1674.102 | 1742.726 | 1807.529
2023 PG Study Reference Scenario | SCG | Com | BldgEnv | Com - Retail | Energy Efficiency | Admin | 23848.5 | 24912.23 | 25788.54 | 26468.07 | 26942.99 | 27207.5 | 27257.88 | 27092.79 | 17527.89 | 17010.11 | 16456.97
2023 PG Study Reference Scenario | SCG | Com | BldgEnv | Com - Retail | Energy Efficiency | Incentives | 3434.886 | 3675.888 | 3895.356 | 4090.338 | 4257.71 | 4394.609 | 4498.338 | 4566.576 | 15554.75 | 15418.69 | 15262.67
2023 PG Study Reference Scenario | SCG | Com | BldgEnv | Com - Retail | Energy Efficiency | Incremental Measure Cost | -1371550 | -1425217 | -1468480 | -1500851 | -1521956 | -1531528 | -1529420 | -1515612 | 33335.17 | 32936.57 | 32673.27
2023 PG Study Reference Scenario | SCG | Com | BldgEnv | Com - School | Energy Efficiency | Admin | 94.1099 | 101.4851 | 109.3344 | 116.9752 | 122.4372 | 129.9058 | 136.0584 | 142.2064 | 148.664 | 155.7062 | 162.0302
2023 PG Study Reference Scenario | SCG | Com | BldgEnv | Com - School | Energy Efficiency | Incentives | 80.6184 | 87.5493 | 94.9943 | 102.3684 | 107.9346 | 115.3698 | 121.7437 | 128.2145 | 147.7234 | 155.8275 | 163.3315
2023 PG Study Reference Scenario | SCG | Com | BldgEnv | Com - School | Energy Efficiency | Incremental Measure Cost | 259.1133 | 285.7142 | 314.7272 | 344.2681 | 368.4041 | 399.6016 | 427.8481 | 457.1144 | 541.3251 | 578.2726 | 613.7592
2023 PG Study Reference Scenario | SCG | Com | BldgEnv | Com - School | Energy Efficiency | Admin | 78.3816 | 63.9148 | 60.6984 | 57.6458 | 54.7481 | 51.9967 | 49.3839 | 46.9026 | 44.4379 | 42.105 | 49.9548
2023 PG Study Reference Scenario | SCG | Com | BldgEnv | Com - School | Energy Efficiency | Incentives | 92.6706 | 76.967 | 73.1425 | 69.5107 | 66.0616 | 62.7854 | 59.673 | 56.7161 | 54.2572 | 51.4416 | 64.9595
2023 PG Study Reference Scenario | SCG | Com | BldgEnv | Com - School | Energy Efficiency | Incremental Measure Cost | 1378.267 | 1335.576 | 1294.262 | 1254.342 | 1215.697 | 1178.241 | 1141.896 | 1106.657 | 1098.557 | 1060.103 | 1173.658
2023 PG Study Reference Scenario | SCG | Com | BldgEnv | Com - Warehouse | Energy Efficiency | Admin | 423.5496 | 457.0359 | 486.4929 | 516.2107 | 541.073 | 573.0974 | 602.1519 | 631.6777 | 657.2457 | 680.5981 | 704.1041
2023 PG Study Reference Scenario | SCG | Com | BldgEnv | Com - Warehouse | Energy Efficiency | Incentives | 222.8205 | 251.1735 | 279.0169 | 308.6768 | 335.7418 | 355.598 | 373.6065 | 391.8584 | 624.5533 | 651.2002 | 678.3857
2023 PG Study Reference Scenario | SCG | Com | BldgEnv | Com - Warehouse | Energy Efficiency | Incremental Measure Cost | 82.3182 | 115.3878 | 151.6601 | 192.1485 | 264.6119 | 316.8391 | 372.0737 | 431.9534 | 2272.83 | 2400.261 | 2532.354
2023 PG Study Reference Scenario | SCG | Com | BldgEnv | Com - Warehouse | Energy Efficiency | Admin | 3407.881 | 3419.161 | 3391 | 3324.485 | 3221.027 | 3082.448 | 2910.977 | 2709.26 | 254.9199 | 227.6253 | 1755.973
2023 PG Study Reference Scenario | SCG | Com | BldgEnv | Com - Warehouse | Energy Efficiency | Incentives | 2509.101 | 2678.527 | 2820.135 | 2929.003 | 3000.391 | 3030.118 | 3014.701 | 2951.244 | 238.3894 | 215.9153 | 2649.343
2023 PG Study Reference Scenario | SCG | Com | BldgEnv | Com - Warehouse | Energy Efficiency | Incremental Measure Cost | 5518.781 | 5843.528 | 6117.817 | 6331.779 | 6475.516 | 6540.142 | 6517.882 | 6402.559 | 1363.562 | 1276.656 | 11209.6
2023 PG Study Reference Scenario | SCG | Com | FoodServ | Com - College | Energy Efficiency | Admin | 11189.32 | 11547.47 | 12046.33 | 12568.06 | 12846.83 | 13325.86 | 13755.48 | 13985.1 | 14185.82 | 14271.16 | 16583.49
2023 PG Study Reference Scenario | SCG | Com | FoodServ | Com - College | Energy Efficiency | Incentives | 12176.89 | 12637.61 | 13255.32 | 13904.84 | 14280.13 | 14879.43 | 15427.96 | 15755.27 | 16051.89 | 16219.07 | 17165.21
2023 PG Study Reference Scenario | SCG | Com | FoodServ | Com - College | Energy Efficiency | Incremental Measure Cost | 35516.26 | 37485.02 | 39997.71 | 42690.02 | 44649.39 | 47396.97 | 50076.94 | 52119.07 | 54126.78 | 55756.23 | 60527.75
2023 PG Study Reference Scenario | SCG | Com | FoodServ | Com - College | Energy Efficiency | Admin | 57846.88 | 60363.41 | 62765.94 | 65065.54 | 67248.3 | 69339.2 | 71342.31 | 73248.61 | 75062.28 | 88766.71 | 90096.74
2023 PG Study Reference Scenario | SCG | Com | FoodServ | Com - College | Energy Efficiency | Incentives | 62881.05 | 65979.46 | 68972.95 | 71884.63 | 74638.21 | 77298.21 | 79879.84 | 82371.04 | 84774.5 | 91165.48 | 93071.3
2023 PG Study Reference Scenario | SCG | Com | FoodServ | Com - College | Energy Efficiency | Incremental Measure Cost | 180222 | 192242.9 | 204352.4 | 216579.8 | 228868.5 | 241295.5 | 253866.8 | 266539.3 | 279315.2 | 308118.6 | 320044.1
2023 PG Study Reference Scenario | SCG | Com | FoodServ | Com - College | Fuel Substitution | Incremental Measure Cost | 11244.77 | 13118.4 | 15057.97 | 17052.87 | 19095.8 | 21182.42 | 23309.79 | 25469.6 | 27650.45 | 29844.3 | 32296.47
2023 PG Study Reference Scenario | SCG | Com | FoodServ | Com - Grocery | Energy Efficiency | Admin | 70161.11 | 74911.05 | 79173.37 | 83377.48 | 88023.15 | 93030.07 | 96647.73 | 101006.4 | 105183.1 | 108422.1 | 123946.3
2023 PG Study Reference Scenario | SCG | Com | FoodServ | Com - Grocery | Energy Efficiency | Incentives | 84119.58 | 90212.05 | 95736.18 | 101218.1 | 107213 | 113660.5 | 118429.7 | 124122.4 | 129608.3 | 133950.9 | 142768.2
2023 PG Study Reference Scenario | SCG | Com | FoodServ | Com - Grocery | Energy Efficiency | Incremental Measure Cost | 232776.9 | 255265.8 | 277077.2 | 299667.6 | 324933.6 | 352737 | 376421.8 | 404113.7 | 432305.5 | 457789.2 | 501962.7
2023 PG Study Reference Scenario | SCG | Com | FoodServ | Com - Grocery | Energy Efficiency | Admin | 541223.3 | 571159.2 | 600183.8 | 628301.7 | 655524.7 | 681905.6 | 707350.2 | 731927.2 | 755626.5 | 867744.9 | 889096.2
2023 PG Study Reference Scenario | SCG | Com | FoodServ | Com - Grocery | Energy Efficiency | Incentives | 644993.2 | 683705 | 721448 | 758300.7 | 793823.9 | 828350.5 | 861840.7 | 894360.8 | 925881.9 | 986739.9 | 1015851
2023 PG Study Reference Scenario | SCG | Com | FoodServ | Com - Grocery | Energy Efficiency | Incremental Measure Cost | 1691477 | 1833176 | 1977772 | 2125263 | 2275639 | 2429042 | 2585040 | 2743803 | 2905188 | 3187734 | 3354852
2023 PG Study Reference Scenario | SCG | Com | FoodServ | Com - Grocery | Fuel Substitution | Incremental Measure Cost | 194901.7 | 226244.1 | 258782.1 | 292345.7 | 326804.9 | 362113.7 | 398244.5 | 435031.1 | 472274.5 | 509838.6 | 547666.4
2023 PG Study Reference Scenario | SCG | Com | FoodServ | Com - Health | Energy Efficiency | Admin | 21157.01 | 22705.21 | 24519.23 | 25336.81 | 26804.88 | 27840.91 | 29649.02 | 30522.37 | 31294.6 | 31255.11 | 34421.34
2023 PG Study Reference Scenario | SCG | Com | FoodServ | Com - Health | Energy Efficiency | Incentives | 23031.79 | 24890.05 | 27057.64 | 28141.91 | 29946.5 | 31277.78 | 33491 | 34661.46 | 35723.83 | 35860.83 | 36848.04
2023 PG Study Reference Scenario | SCG | Com | FoodServ | Com - Health | Energy Efficiency | Incremental Measure Cost | 63271.3 | 69697.61 | 77255.11 | 81942.67 | 88993.26 | 94895.3 | 103758.1 | 109673.5 | 115463.9 | 118414.8 | 125052.3
2023 PG Study Reference Scenario | SCG | Com | FoodServ | Com - Health | Energy Efficiency | Admin | 169683.2 | 178748.5 | 187582.5 | 196113.9 | 204394.1 | 212399.8 | 220203.9 | 227739.7 | 235004.2 | 270768.8 | 277128.9
2023 PG Study Reference Scenario | SCG | Com | FoodServ | Com - Health | Energy Efficiency | Incentives | 183909.1 | 195073.7 | 206073.4 | 216849.9 | 227318.9 | 237533.8 | 247597.8 | 257428.4 | 267015 | 286098.8 | 294770.1
2023 PG Study Reference Scenario | SCG | Com | FoodServ | Com - Health | Energy Efficiency | Incremental Measure Cost | 486503.3 | 525745.8 | 565929.5 | 606828.4 | 648591.4 | 691127.3 | 734667.7 | 778962 | 823966.7 | 907785 | 953259.3
2023 PG Study Reference Scenario | SCG | Com | FoodServ | Com - Health | Fuel Substitution | Incremental Measure Cost | 42417.49 | 49569.61 | 57050.35 | 64830.17 | 72879.24 | 81194.94 | 89766.42 | 98567.66 | 107554 | 116699.2 | 126162.6
2023 PG Study Reference Scenario | SCG | Com | FoodServ | Com - Lodging | Energy Efficiency | Admin | 36644.41 | 38500.95 | 40467.49 | 42067.39 | 43843.27 | 45597.73 | 47061.58 | 48391.36 | 49612.46 | 50625.13 | 61450.75
2023 PG Study Reference Scenario | SCG | Com | FoodServ | Com - Lodging | Energy Efficiency | Incentives | 40804.71 | 43176.03 | 45687.63 | 47802.73 | 50093.41 | 52362.39 | 54306.88 | 56102.92 | 57777.79 | 59212.88 | 63981.99
2023 PG Study Reference Scenario | SCG | Com | FoodServ | Com - Lodging | Energy Efficiency | Incremental Measure Cost | 110863 | 119865.7 | 129627.1 | 138628.3 | 148637.2 | 159027.6 | 168846.1 | 178594.2 | 188342.7 | 197678.8 | 220671.6
2023 PG Study Reference Scenario | SCG | Com | FoodServ | Com - Lodging | Energy Efficiency | Admin | 141849.9 | 150336.3 | 158666.4 | 166812.8 | 174782.6 | 182579 | 190182.6 | 197585.3 | 204779.8 | 254315.8 | 260856.8
2023 PG Study Reference Scenario | SCG | Com | FoodServ | Com - Lodging | Energy Efficiency | Incentives | 156504.1 | 167049.8 | 177514.5 | 187868.3 | 197936 | 207829 | 217555.7 | 227100 | 236446.7 | 260064.8 | 268780.8
2023 PG Study Reference Scenario | SCG | Com | FoodServ | Com - Lodging | Energy Efficiency | Incremental Measure Cost | 405049.2 | 441705.6 | 479514.6 | 518401 | 558389.9 | 599496.4 | 641649.3 | 684808.1 | 728926.3 | 830567.1 | 876758.2
2023 PG Study Reference Scenario | SCG | Com | FoodServ | Com - Lodging | Fuel Substitution | Incremental Measure Cost | 45914.11 | 53276.29 | 60908.53 | 68773.28 | 76836.53 | 85085.31 | 93508.55 | 102067.3 | 110711.5 | 119404.7 | 128239.4
2023 PG Study Reference Scenario | SCG | Com | FoodServ | Com - Other | Energy Efficiency | Admin | 85323.78 | 89908.74 | 94415.02 | 98578.04 | 102418.2 | 106224.7 | 110347.8 | 113677.9 | 115950.6 | 118554.7 | 192907.1
2023 PG Study Reference Scenario | SCG | Com | FoodServ | Com - Other | Energy Efficiency | Incentives | 86341.52 | 91869.56 | 97360.56 | 102582.3 | 107231.7 | 111807.9 | 116745.8 | 120869.3 | 123882.3 | 127258.5 | 155037.9
2023 PG Study Reference Scenario | SCG | Com | FoodServ | Com - Other | Energy Efficiency | Incremental Measure Cost | 237436.3 | 256254.9 | 275607.9 | 294718.7 | 313617.9 | 333164.2 | 354503.5 | 374082.5 | 390849.8 | 409360.9 | 525829.7
2023 PG Study Reference Scenario | SCG | Com | FoodServ | Com - Other | Energy Efficiency | Admin | 512523.5 | 536415 | 559377.7 | 581444.9 | 602620.1 | 622950.8 | 642512.8 | 661293.5 | 679253.4 | 1107987 | 1122315
2023 PG Study Reference Scenario | SCG | Com | FoodServ | Com - Other | Energy Efficiency | Incentives | 515311.6 | 544443.9 | 572838.9 | 600768.1 | 626318.5 | 650754 | 674532.2 | 697617.9 | 719946.8 | 881657.6 | 900688
2023 PG Study Reference Scenario | SCG | Com | FoodServ | Com - Other | Energy Efficiency | Incremental Measure Cost | 1393014 | 1492420 | 1593010 | 1694818 | 1797784 | 1901991 | 2007612 | 2114526 | 2222505 | 2879245 | 2992540
2023 PG Study Reference Scenario | SCG | Com | FoodServ | Com - Other | Fuel Substitution | Incremental Measure Cost | 113198.7 | 132487 | 152622.2 | 173517.1 | 195099.6 | 217338.4 | 240200.6 | 263600.7 | 287428.2 | 311593.4 | 337362.7
2023 PG Study Reference Scenario | SCG | Com | FoodServ | Com - Restaurant | Energy Efficiency | Admin | 507392.4 | 538497.1 | 569208.9 | 598848.6 | 629873.6 | 655184.4 | 676537.6 | 698925.7 | 719246.9 | 736270.5 | 927280.8
2023 PG Study Reference Scenario | SCG | Com | FoodServ | Com - Restaurant | Energy Efficiency | Incentives | 560404.5 | 599455.3 | 638324.9 | 676332.5 | 715274.3 | 747677.9 | 775657.2 | 804889.3 | 831798.4 | 854919.5 | 937042.5
2023 PG Study Reference Scenario | SCG | Com | FoodServ | Com - Restaurant | Energy Efficiency | Incremental Measure Cost | 1509329 | 1649765 | 1795526 | 1944618 | 2105411 | 2254093 | 2395473 | 2546714 | 2696755 | 2840374 | 3225122
2023 PG Study Reference Scenario | SCG | Com | FoodServ | Com - Restaurant | Energy Efficiency | Admin | 2182954 | 2310733 | 2436060 | 2558888 | 2679238 | 2796712 | 2911032 | 3022321 | 3130439 | 4021620 | 4119165
2023 PG Study Reference Scenario | SCG | Com | FoodServ | Com - Restaurant | Energy Efficiency | Incentives | 2379316 | 2538695 | 2696574 | 2853212 | 3004100 | 3151557 | 3296092 | 3437733 | 3576211 | 3978919 | 4107343
2023 PG Study Reference Scenario | SCG | Com | FoodServ | Com - Restaurant | Energy Efficiency | Incremental Measure Cost | 6078957 | 6627173 | 7192480 | 7774889 | 8374523 | 8990109 | 9620571 | 10266099 | 10925869 | 12645190 | 13338962
2023 PG Study Reference Scenario | SCG | Com | FoodServ | Com - Restaurant | Fuel Substitution | Incremental Measure Cost | 753861.9 | 874184.7 | 998966 | 1127550 | 1259412 | 1394394 | 1532314 | 1672503 | 1814155 | 1956678 | 2101328
2023 PG Study Reference Scenario | SCG | Com | FoodServ | Com - School | Energy Efficiency | Admin | 21683.55 | 22561.02 | 23502.34 | 24355.69 | 24729.74 | 25483.13 | 25948.15 | 26389.17 | 26863.64 | 27418.5 | 44410.77
2023 PG Study Reference Scenario | SCG | Com | FoodServ | Com - School | Energy Efficiency | Incentives | 23631.81 | 24718.12 | 25874.98 | 26945.06 | 27478.87 | 28436.48 | 29077.81 | 29696.16 | 30356.07 | 31111.13 | 37344.08
2023 PG Study Reference Scenario | SCG | Com | FoodServ | Com - School | Energy Efficiency | Incremental Measure Cost | 69233.3 | 73654.84 | 78462.44 | 83160.27 | 86372.23 | 91056.57 | 94870.51 | 98734.97 | 102868.4 | 107467.4 | 134138.7
2023 PG Study Reference Scenario | SCG | Com | FoodServ | Com - School | Energy Efficiency | Admin | 117248 | 122363.1 | 127240.3 | 131891.4 | 136288.6 | 140479.8 | 144457.2 | 148234 | 151826.4 | 248829.7 | 251514.2
2023 PG Study Reference Scenario | SCG | Com | FoodServ | Com - School | Energy Efficiency | Incentives | 127679.7 | 133934.4 | 139935.9 | 145743.5 | 151246 | 156543.3 | 161639.2 | 166544.4 | 171273.5 | 207698.3 | 211822.4
2023 PG Study Reference Scenario | SCG | Com | FoodServ | Com - School | Energy Efficiency | Incremental Measure Cost | 369040.2 | 393644.1 | 418392.1 | 443305.8 | 468266.5 | 493417 | 518706 | 544154.3 | 569795.5 | 720188.3 | 747598.4
2023 PG Study Reference Scenario | SCG | Com | FoodServ | Com - School | Fuel Substitution | Incremental Measure Cost | 18968.47 | 22168.44 | 25483.79 | 28896.16 | 32392.43 | 35965.4 | 39610.91 | 43312.78 | 47050.47 | 50809.01 | 54674.92
2023 PG Study Reference Scenario | SCG | Com | HVAC | Com - College | Energy Efficiency | Admin | 75828.08 | 75779.12 | 76615.06 | 77579.01 | 77098.91 | 66676.15 | 67110.69 | 66672.49 | 66219.41 | 65302.87 | 64628.37
2023 PG Study Reference Scenario | SCG | Com | HVAC | Com - College | Energy Efficiency | Incentives | 23989.11 | 24491.59 | 25186.86 | 25842.31 | 25939.58 | 109.655 | 110.3293 | 109.5993 | 108.862 | 107.4253 | 106.3867
2023 PG Study Reference Scenario | SCG | Com | HVAC | Com - College | Energy Efficiency | Incremental Measure Cost | 86679.06 | 90642.91 | 95418.5 | 100162.6 | 102818.6 | -7969.33 | -8010.92 | -7947.98 | 552.6046 | 556.2181 | 561.8572
2023 PG Study Reference Scenario | SCG | Com | HVAC | Com - College | Energy Efficiency | Admin | 0 | 0 | 0 | 0 | 0 | 426.1849 | 385.9255 | 349.7753 | 318.6771 | 290.569 | 264.7975
2023 PG Study Reference Scenario | SCG | Com | HVAC | Com - College | Energy Efficiency | Incentives | 0 | 0 | 0 | 0 | 0 | 54.3354 | 50.8567 | 47.622 | 72.4721 | 67.4015 | 62.6519
2023 PG Study Reference Scenario | SCG | Com | HVAC | Com - College | Energy Efficiency | Incremental Measure Cost | 0 | 0 | 0 | 0 | 0 | 275.4127 | 258.7921 | 243.0704 | 369.0979 | 342.2544 | 317.3632
2023 PG Study Reference Scenario | SCG | Com | HVAC | Com - College | Energy Efficiency | Admin | 33809.46 | 34837.29 | 35671.53 | 36353.02 | 36904.12 | 0 | 0 | 0 | 0 | 0 | 0
2023 PG Study Reference Scenario | SCG | Com | HVAC | Com - College | Energy Efficiency | Incentives | 79188.57 | 81595.96 | 83549.91 | 85146.11 | 86436.89 | 0 | 0 | 0 | 0 | 0 | 0
2023 PG Study Reference Scenario | SCG | Com | HVAC | Com - College | Energy Efficiency | Incremental Measure Cost | 313595 | 329591.5 | 344234.1 | 357827 | 370516.8 | 0 | 0 | 0 | 0 | 0 | 0
2023 PG Study Reference Scenario | SCG | Com | HVAC | Com - College | Fuel Substitution | Incremental Measure Cost | 59975.43 | 77202.86 | 224311.2 | 266741.1 | 280003.3 | 0 | 0 | 0 | 0 | 0 | 0
2023 PG Study Reference Scenario | SCG | Com | HVAC | Com - Grocery | Energy Efficiency | Admin | 11196.63 | 11535.54 | 11772.71 | 11983.3 | 12242.03 | 12538.07 | 12642.72 | 12846.5 | 13029.4 | 13087.92 | 13195.15
2023 PG Study Reference Scenario | SCG | Com | HVAC | Com - Grocery | Energy Efficiency | Incentives | 26224.77 | 27018.57 | 27574.05 | 28067.31 | 28673.3 | 29366.68 | 29611.81 | 30089.08 | 30517.48 | 30654.54 | 30905.71
2023 PG Study Reference Scenario | SCG | Com | HVAC | Com - Grocery | Energy Efficiency | Incremental Measure Cost | 98320.87 | 103617.4 | 108162.8 | 112605.1 | 117648.9 | 123223.1 | 127058.6 | 132015.7 | 153484.1 | 157257.1 | 161716.7
2023 PG Study Reference Scenario | SCG | Com | HVAC | Com - Grocery | Energy Efficiency | Admin | 0 | 0 | 0 | 0 | 0 | 0 | 0 | 266.9215 | 0 | 0 | 0
2023 PG Study Reference Scenario | SCG | Com | HVAC | Com - Grocery | Energy Efficiency | Incentives | 0 | 0 | 0 | 0 | 0 | 0 | 0 | 625.184 | 0 | 0 | 0
2023 PG Study Reference Scenario | SCG | Com | HVAC | Com - Grocery | Energy Efficiency | Incremental Measure Cost | 0 | 0 | 0 | 0 | 0 | 0 | 0 | 1505.753 | 0 | 0 | 0
2023 PG Study Reference Scenario | SCG | Com | HVAC | Com - Grocery | Fuel Substitution | Incremental Measure Cost | 2836468 | 3126804 | 3407735 | 3676755 | 3932098 | 379004.4 | 406361.3 | 429904.8 | 462072.9 | 477804.9 | 490796.3
2023 PG Study Reference Scenario | SCG | Com | HVAC | Com - Health | Energy Efficiency | Admin | 47332.12 | 48841.36 | 50835.92 | 50749 | 51981.35 | 44718.11 | 46270.67 | 46392.32 | 46428.94 | 45297.39 | 43861.79
2023 PG Study Reference Scenario | SCG | Com | HVAC | Com - Health | Energy Efficiency | Incentives | 83580.14 | 88354.69 | 94164.7 | 96216.68 | 100843 | 86004.8 | 91431.62 | 94168.18 | 108701.6 | 106057.3 | 102700.8
2023 PG Study Reference Scenario | SCG | Com | HVAC | Com - Health | Energy Efficiency | Incremental Measure Cost | 196845.7 | 209309.1 | 224218.5 | 230138.2 | 242165.8 | 172009.6 | 182863.2 | 188336.4 | 259908.1 | 258644.7 | 255456.1
2023 PG Study Reference Scenario | SCG | Com | HVAC | Com - Health | Energy Efficiency | Admin | 204999.3 | 250007.9 | 253101.4 | 256609.1 | 252146.5 | 244300.4 | 234527.2 | 222544.6 | 207716 | 192076.5 | 176108.8
2023 PG Study Reference Scenario | SCG | Com | HVAC | Com - Health | Energy Efficiency | Incentives | 338645.8 | 430598.1 | 448266 | 460825 | 467467.5 | 467846 | 462099.6 | 450486.4 | 486316.2 | 449720.9 | 411349.7
2023 PG Study Reference Scenario | SCG | Com | HVAC | Com - Health | Energy Efficiency | Incremental Measure Cost | 677291.6 | 861196.2 | 896532 | 921723 | 935134 | 935804.5 | 924259.8 | 901035.1 | 1162814 | 1096772 | 1023423
2023 PG Study Reference Scenario | SCG | Com | HVAC | Com - Health | Energy Efficiency | Admin | 34069.82 | 35259.41 | 36266.81 | 37113.18 | 37837.78 | 0 | 0 | 0 | 0 | 0 | 0
2023 PG Study Reference Scenario | SCG | Com | HVAC | Com - Health | Energy Efficiency | Incentives | 79798.39 | 82584.64 | 84944.19 | 86926.54 | 88623.71 | 0 | 0 | 0 | 0 | 0 | 0
2023 PG Study Reference Scenario | SCG | Com | HVAC | Com - Health | Energy Efficiency | Incremental Measure Cost | 316009.8 | 333584.9 | 349978.5 | 365309.2 | 379890.6 | 0 | 0 | 0 | 0 | 0 | 0
2023 PG Study Reference Scenario | SCG | Com | HVAC | Com - Health | Fuel Substitution | Incremental Measure Cost | 1518051 | 1661634 | 1799037 | 1929464 | 2052425 | 673.8144 | 723.6748 | 767.0137 | 819.4653 | 850.1322 | 876.5225
2023 PG Study Reference Scenario | SCG | Com | HVAC | Com - Lodging | Energy Efficiency | Admin | 35923.61 | 36645.44 | 37373.19 | 37694.31 | 38127.77 | 32732.01 | 32847.83 | 32888.78 | 32883.32 | 32631.02 | 32413.93
2023 PG Study Reference Scenario | SCG | Com | HVAC | Com - Lodging | Energy Efficiency | Incentives | 60615.79 | 64286.68 | 68099.72 | 71178.3 | 74222.84 | 63720.91 | 66286.82 | 68759.62 | 77019.36 | 76428.43 | 75919.97
2023 PG Study Reference Scenario | SCG | Com | HVAC | Com - Lodging | Energy Efficiency | Incremental Measure Cost | 145539.8 | 154562.7 | 163894.5 | 171680.5 | 180186.5 | 129485.4 | 135569.2 | 141482.8 | 298827.2 | 302462.6 | 306457.3
2023 PG Study Reference Scenario | SCG | Com | HVAC | Com - Lodging | Energy Efficiency | Admin | 95807.65 | 91903.49 | 86185.61 | 78908.87 | 70427.55 | 61159.59 | 60621.06 | 49461.64 | 27.1179 | 13.3092 | 12.4219
2023 PG Study Reference Scenario | SCG | Com | HVAC | Com - Lodging | Energy Efficiency | Incentives | 142203.4 | 143398.3 | 141161.8 | 135486.3 | 126607.5 | 114981.8 | 122496.5 | 103503 | 63.5156 | 31.1728 | 29.0946
2023 PG Study Reference Scenario | SCG | Com | HVAC | Com - Lodging | Energy Efficiency | Incremental Measure Cost | 284406.8 | 286796.7 | 282323.6 | 270972.5 | 253215 | 229963.6 | 250585.4 | 213010.7 | 168.2951 | 84.2494 | 80.2054
2023 PG Study Reference Scenario | SCG | Com | HVAC | Com - Lodging | Energy Efficiency | Admin | 13506.7 | 13980.6 | 14378.47 | 14713.33 | 14999.51 | 0 | 0 | 0 | 0 | 0 | 0
2023 PG Study Reference Scenario | SCG | Com | HVAC | Com - Lodging | Energy Efficiency | Incentives | 31635.41 | 32745.38 | 33677.27 | 34461.59 | 35131.88 | 0 | 0 | 0 | 0 | 0 | 0
2023 PG Study Reference Scenario | SCG | Com | HVAC | Com - Lodging | Energy Efficiency | Incremental Measure Cost | 125280 | 132269.3 | 138754.3 | 144825.6 | 150595.5 | 0 | 0 | 0 | 0 | 0 | 0
2023 PG Study Reference Scenario | SCG | Com | HVAC | Com - Lodging | Fuel Substitution | Incremental Measure Cost | 722788.2 | 803842.7 | 882621.8 | 958243.9 | 1030127 | 276.6591 | 288.3595 | 297.9536 | 329.6382 | 335.5398 | 340.1806
2023 PG Study Reference Scenario | SCG | Com | HVAC | Com - Office (Large) | Energy Efficiency | Admin | 44821.88 | 46196.8 | 46969.99 | 47679.75 | 49097.77 | 104.0142 | 104.7677 | 105.5207 | 105.1264 | 103.9961 | 103.8111
2023 PG Study Reference Scenario | SCG | Com | HVAC | Com - Office (Large) | Energy Efficiency | Incentives | 104981.9 | 108202.2 | 110013.2 | 111675.6 | 114996.9 | 243.6221 | 245.387 | 247.1508 | 246.2273 | 243.5798 | 243.1466
2023 PG Study Reference Scenario | SCG | Com | HVAC | Com - Office (Large) | Energy Efficiency | Incremental Measure Cost | 415741.9 | 437065.3 | 453268.4 | 469320.4 | 493455.4 | 1603.024 | 1651.316 | 1700.866 | 1952.863 | 1970.503 | 2006.339
2023 PG Study Reference Scenario | SCG | Com | HVAC | Com - Office (Large) | Energy Efficiency | Admin | 0 | 0 | 0 | 0 | 0 | 0 | 0 | 1454.832 | 0 | 0 | 0
2023 PG Study Reference Scenario | SCG | Com | HVAC | Com - Office (Large) | Energy Efficiency | Incremental Measure Cost | 0 | 0 | 0 | 0 | 0 | 0 | 0 | -383.566 | 0 | 0 | 0
2023 PG Study Reference Scenario | SCG | Com | HVAC | Com - Office (Large) | Energy Efficiency | Admin | 197229.9 | 203506.5 | 208625.9 | 212804.8 | 216261 | 0 | 0 | 0 | 0 | 0 | 0
2023 PG Study Reference Scenario | SCG | Com | HVAC | Com - Office (Large) | Energy Efficiency | Incentives | 461952.3 | 476653.4 | 488643.9 | 498431.8 | 506526.9 | 0 | 0 | 0 | 0 | 0 | 0
2023 PG Study Reference Scenario | SCG | Com | HVAC | Com - Office (Large) | Energy Efficiency | Incremental Measure Cost | 1829394 | 1925366 | 2013278 | 2094678 | 2171274 | 0 | 0 | 0 | 0 | 0 | 0
2023 PG Study Reference Scenario | SCG | Com | HVAC | Com - Office (Large) | Fuel Substitution | Incremental Measure Cost | 2058.705 | 2249.006 | 2430.581 | 2602.17 | 2763.089 | 0 | 0 | 0 | 0 | 0 | 0
2023 PG Study Reference Scenario | SCG | Com | HVAC | Com - Office (Small) | Energy Efficiency | Admin | 65808.21 | 67062.49 | 67889.05 | 68565.68 | 69073.36 | 41370.54 | 41375.38 | 41365.66 | 41310.7 | 41151.56 | 41041.52
2023 PG Study Reference Scenario | SCG | Com | HVAC | Com - Office (Small) | Energy Efficiency | Incentives | 59438.76 | 61494.49 | 63009.11 | 64238.4 | 65178.51 | 0 | 0 | 0 | 0 | 0 | 0
2023 PG Study Reference Scenario | SCG | Com | HVAC | Com - Office (Small) | Energy Efficiency | Incremental Measure Cost | 230026.5 | 242988.4 | 254173.2 | 264511.6 | 273926.8 | -5482.85 | -5483.48 | -5482.19 | 0 | 0 | 0
2023 PG Study Reference Scenario | SCG | Com | HVAC | Com - Office (Small) | Energy Efficiency | Admin | 97469.15 | 100635.7 | 103240.4 | 105388.2 | 107166.8 | 0 | 0 | 0 | 0 | 0 | 0
2023 PG Study Reference Scenario | SCG | Com | HVAC | Com - Office (Small) | Energy Efficiency | Incentives | 228292.4 | 235709.2 | 241809.9 | 246840.4 | 251006.2 | 0 | 0 | 0 | 0 | 0 | 0
2023 PG Study Reference Scenario | SCG | Com | HVAC | Com - Office (Small) | Energy Efficiency | Incremental Measure Cost | 904067.9 | 952109 | 996288 | 1037355 | 1075960 | 0 | 0 | 0 | 0 | 0 | 0
2023 PG Study Reference Scenario | SCG | Com | HVAC | Com - Office (Small) | Fuel Substitution | Incremental Measure Cost | 5714.009 | 6217.044 | 6687.098 | 7120.951 | 7517.594 | 0 | 0 | 0 | 0 | 0 | 0
2023 PG Study Reference Scenario | SCG | Com | HVAC | Com - Other | Energy Efficiency | Admin | 1142520 | 1159687 | 1175083 | 1186440 | 1194849 | 1204193 | 1233404 | 1243447 | 1240890 | 1239120 | 1238636
2023 PG Study Reference Scenario | SCG | Com | HVAC | Com - Other | Energy Efficiency | Incentives | 171.0063 | 180.7854 | 190.5309 | 199.7783 | 208.6182 | 217.7103 | 35285.22 | 42588.33 | 42801.42 | 42986.71 | 43181.11
2023 PG Study Reference Scenario | SCG | Com | HVAC | Com - Other | Energy Efficiency | Incremental Measure Cost | -415088 | -421307 | -426884 | -430994 | -434032 | -437411 | -185850 | -126080 | 354712.4 | 363348.1 | 372292.7
2023 PG Study Reference Scenario | SCG | Com | HVAC | Com - Other | Energy Efficiency | Admin | 796.5332 | 2388.662 | 5304.116 | 4889.412 | 4494 | 4117.894 | 3761.85 | 3426.829 | 3146.134 | 2883.951 | 2632.991
2023 PG Study Reference Scenario | SCG | Com | HVAC | Com - Other | Energy Efficiency | Incentives | 976.008 | 989.9999 | 985.0967 | 960.9248 | 918.3421 | 859.3815 | 786.9972 | 704.7229 | 1570.853 | 1385.79 | 1202.34
2023 PG Study Reference Scenario | SCG | Com | HVAC | Com - Other | Energy Efficiency | Incremental Measure Cost | 1952.016 | 1793.323 | 301.2985 | 465.5651 | 569.8607 | 620.6066 | 625.8356 | 594.5303 | 4155.036 | 3713.01 | 3289.431
2023 PG Study Reference Scenario | SCG | Com | HVAC | Com - Other | Fuel Substitution | Incremental Measure Cost | 1910446 | 2080355 | 2241382 | 2392444 | 5210497 | 0 | 0 | 0 | 0 | 0 | 0
2023 PG Study Reference Scenario | SCG | Com | HVAC | Com - Restaurant | Energy Efficiency | Admin | 203226.1 | 217962.9 | 231427.5 | 245000.5 | 256133 | 272844.5 | 278020 | 282775.3 | 286044.6 | 287488.3 | 288628.5
2023 PG Study Reference Scenario | SCG | Com | HVAC | Com - Restaurant | Energy Efficiency | Incentives | 354548.3 | 387485.3 | 417651.3 | 448328.3 | 472960.6 | 511748.8 | 524092.6 | 535035.2 | 542688.8 | 546474.1 | 549368
2023 PG Study Reference Scenario | SCG | Com | HVAC | Com - Restaurant | Energy Efficiency | Incremental Measure Cost | 837483.8 | 934512.2 | 1028324 | 1142117 | 1229859 | 1446754 | 1512499 | 1576260 | 1672261 | 1718135 | 1762314
2023 PG Study Reference Scenario | SCG | Com | HVAC | Com - Restaurant | Energy Efficiency | Admin | 0 | 0 | 0 | 418.5969 | 402.7895 | 380.7622 | 353.3225 | 321.6374 | 287.0193 | 250.8927 | 284.3976
2023 PG Study Reference Scenario | SCG | Com | HVAC | Com - Restaurant | Energy Efficiency | Incentives | 0 | 0 | 0 | 876.6515 | 861.0419 | 830.8233 | 786.9165 | 731.1731 | 672.2572 | 587.6413 | 536.119
2023 PG Study Reference Scenario | SCG | Com | HVAC | Com - Restaurant | Energy Efficiency | Incremental Measure Cost | 0 | 0 | 0 | 1753.303 | 1722.084 | 1661.647 | 1573.833 | 1462.346 | 1376.423 | 1227.239 | 1137.666
2023 PG Study Reference Scenario | SCG | Com | HVAC | Com - Restaurant | Energy Efficiency | Admin | 600229.7 | 648897.2 | 692256.8 | 730082.9 | 762487.1 | 789796 | 812563.9 | 831591.8 | 847260.3 | 860551.2 | 872161.7
2023 PG Study Reference Scenario | SCG | Com | HVAC | Com - Restaurant | Energy Efficiency | Incentives | 1405859 | 1519848 | 1621405 | 1710001 | 1785898 | 1849862 | 1903188 | 1947756 | 1984454 | 2015584 | 2042779
2023 PG Study Reference Scenario | SCG | Com | HVAC | Com - Restaurant | Energy Efficiency | Incremental Measure Cost | 3339009 | 3683908 | 4010772 | 4316743 | 4600818 | 4863308 | 5106040 | 5332644 | 5675659 | 5879931 | 6078390
2023 PG Study Reference Scenario | SCG | Com | HVAC | Com - Restaurant | Fuel Substitution | Incremental Measure Cost | 81229.28 | 267590.2 | 304052.2 | 360865.7 | 378811.3 | 440.4359 | 467.3088 | 489.3084 | 519.1425 | 532.0746 | 542.0046
2023 PG Study Reference Scenario | SCG | Com | HVAC | Com - Retail | Energy Efficiency | Admin | 31570.19 | 32458.93 | 32979.88 | 32025.59 | 118050 | 107951 | 107943.9 | 108510.7 | 108732.5 | 85547.22 | 83002.73
2023 PG Study Reference Scenario | SCG | Com | HVAC | Com - Retail | Energy Efficiency | Incentives | 23440.08 | 24419.09 | 25119.58 | 25556.71 | 26176.11 | 0 | 0 | 0 | 48863.73 | 41.1577 | 35.5912
2023 PG Study Reference Scenario | SCG | Com | HVAC | Com - Retail | Energy Efficiency | Incremental Measure Cost | -717676 | -707579 | -688165 | -620984 | -1417864 | -1517807 | -1489447 | -1469211 | 1295943 | 250.8349 | 221.2482
2023 PG Study Reference Scenario | SCG | Com | HVAC | Com - Retail | Energy Efficiency | Admin | 68373.27 | 46312.14 | 29301.46 | 16847 | 8242.805 | 4422.767 | 4127.916 | 3852.722 | 0 | 0 | 0
2023 PG Study Reference Scenario | SCG | Com | HVAC | Com - Retail | Energy Efficiency | Incremental Measure Cost | -2604479 | -1715360 | -1052321 | -586170 | -277113 | -143389 | -129158 | -116101 | 0 | 0 | 0
2023 PG Study Reference Scenario | SCG | Com | HVAC | Com - Retail | Energy Efficiency | Admin | 41919.11 | 43300.59 | 44443.59 | 45388.79 | 46179.92 | 0 | 0 | 0 | 0 | 0 | 0
2023 PG Study Reference Scenario | SCG | Com | HVAC | Com - Retail | Energy Efficiency | Incentives | 98111.3 | 101344.7 | 104020 | 106233.2 | 108085.8 | 0 | 0 | 0 | 0 | 0 | 0
2023 PG Study Reference Scenario | SCG | Com | HVAC | Com - Retail | Energy Efficiency | Incremental Measure Cost | 386741.6 | 407537.2 | 426723.1 | 444604.7 | 461492 | 0 | 0 | 0 | 0 | 0 | 0
2023 PG Study Reference Scenario | SCG | Com | HVAC | Com - Retail | Fuel Substitution | Incremental Measure Cost | -6420240 | -6747978 | -6944204 | -11000000 | -11000000 | 1175.91 | 1229.345 | 1275.761 | 0 | 0 | 0
2023 PG Study Reference Scenario | SCG | Com | HVAC | Com - School | Energy Efficiency | Admin | 139826.5 | 141179.2 | 142833.5 | 143935.8 | 142328.8 | 116484.2 | 115785 | 115188.2 | 114932.4 | 115122.4 | 114837.3
2023 PG Study Reference Scenario | SCG | Com | HVAC | Com - School | Energy Efficiency | Incentives | 152746.6 | 155002.3 | 157493.2 | 159262.2 | 157915.4 | 96783.75 | 96252.76 | 95800.73 | 95625.66 | 95824.61 | 95621.6
2023 PG Study Reference Scenario | SCG | Com | HVAC | Com - School | Energy Efficiency | Incremental Measure Cost | 663705.4 | 687114.1 | 712377.3 | 735142.6 | 743935.5 | 492569.9 | 500406.9 | 508754.7 | 554894.5 | 567170.3 | 577288.5
2023 PG Study Reference Scenario | SCG | Com | HVAC | Com - School | Energy Efficiency | Admin | 0 | 0 | 0 | 0 | 0 | 194.2972 | 124.8759 | 61.876 | 43.4007 | 40.5074 | 37.8069
2023 PG Study Reference Scenario | SCG | Com | HVAC | Com - School | Energy Efficiency | Incentives | 0 | 0 | 0 | 0 | 0 | 455.0833 | 292.4845 | 144.9261 | 101.6533 | 94.8764 | 88.5513
2023 PG Study Reference Scenario | SCG | Com | HVAC | Com - School | Energy Efficiency | Incremental Measure Cost | 0 | 0 | 0 | 0 | 0 | 929.6582 | 610.7114 | 309.2868 | 243.7036 | 232.0058 | 220.8695
2023 PG Study Reference Scenario | SCG | Com | HVAC | Com - School | Energy Efficiency | Admin | 84071.12 | 86688.67 | 88822.06 | 90564.28 | 91972.23 | 0 | 0 | 0 | 0 | 0 | 0
2023 PG Study Reference Scenario | SCG | Com | HVAC | Com - School | Energy Efficiency | Incentives | 196911.5 | 203042.3 | 208039.2 | 212119.8 | 215417.5 | 0 | 0 | 0 | 0 | 0 | 0
2023 PG Study Reference Scenario | SCG | Com | HVAC | Com - School | Energy Efficiency | Incremental Measure Cost | 779796 | 820157.1 | 857148.6 | 891441.1 | 923406.4 | 0 | 0 | 0 | 0 | 0 | 0
2023 PG Study Reference Scenario | SCG | Com | HVAC | Com - School | Fuel Substitution | Incremental Measure Cost | 9418.466 | 10203.14 | 10929.92 | 11593.74 | 12193.19 | 0 | 0 | 0 | 0 | 0 | 0
2023 PG Study Reference Scenario | SCG | Com | HVAC | Com - Warehouse | Energy Efficiency | Admin | 0 | 0 | 11.8911 | 12.1868 | 3.4829 | 3.5517 | 3.5918 | 3.6894 | 3.7187 | 3.7435 | 3.7845
2023 PG Study Reference Scenario | SCG | Com | HVAC | Com - Warehouse | Energy Efficiency | Incentives | 0 | 0 | 27.8514 | 28.5438 | 8.1576 | 8.3187 | 8.4128 | 8.6413 | 8.7099 | 8.768 | 8.864
2023 PG Study Reference Scenario | SCG | Com | HVAC | Com - Warehouse | Energy Efficiency | Incremental Measure Cost | 0 | 0 | 160.8812 | 169.3075 | 49.677 | 52.0007 | 53.9731 | 56.8901 | 76.0602 | 78.0989 | 80.5333
2023 PG Study Reference Scenario | SCG | Com | HVAC | Com - Warehouse | Fuel Substitution | Incremental Measure Cost | 870609 | 956693 | 1038606 | 1115573 | 1187129 | 0 | 0 | 0 | 0 | 0 | 0
2023 PG Study Reference Scenario | SCG | Com | WaterHeat | Com - College | Energy Efficiency | Admin | 11326.06 | 11669.18 | 12123.63 | 12572.1 | 12752.05 | 85.3566 | 86.4251 | 86.2808 | 86.0321 | 84.5604 | 83.3573
2023 PG Study Reference Scenario | SCG | Com | WaterHeat | Com - College | Energy Efficiency | Incentives | 9571.761 | 9863.926 | 10249.72 | 10630.33 | 10783.79 | 8.2946 | 8.8682 | 9.3317 | 24.8125 | 24.8759 | 25.0125
2023 PG Study Reference Scenario | SCG | Com | WaterHeat | Com - College | Energy Efficiency | Incremental Measure Cost | 22090.41 | 23218.61 | 24608.76 | 26032.6 | 26936.11 | 16.5891 | 17.7363 | 18.6635 | 49.6251 | 49.7518 | 50.025
2023 PG Study Reference Scenario | SCG | Com | WaterHeat | Com - College | Energy Efficiency | Admin | 0 | 181996.7 | 180137 | 173808.4 | 163196.3 | 148906.4 | 131868.8 | 113193.3 | 93738.51 | 74917.33 | 57501.2
2023 PG Study Reference Scenario | SCG | Com | WaterHeat | Com - College | Energy Efficiency | Incentives | 0 | 8754.084 | 9466.965 | 9923.992 | 10074.31 | 9896.002 | 9399.478 | 8624.945 | 23979.46 | 19548.07 | 15303.77
2023 PG Study Reference Scenario | SCG | Com | WaterHeat | Com - College | Energy Efficiency | Incremental Measure Cost | 0 | 17508.17 | 18933.93 | 19847.98 | 20148.63 | 19792 | 18798.96 | 17249.89 | 47958.92 | 39096.13 | 30607.55
2023 PG Study Reference Scenario | SCG | Com | WaterHeat | Com - College | Energy Efficiency | Admin | 38682.84 | 40249.02 | 41637.34 | 42865.24 | 43937.73 | 1134.893 | 1147.044 | 1157.921 | 1159.328 | 1159.826 | 1161.814
2023 PG Study Reference Scenario | SCG | Com | WaterHeat | Com - College | Energy Efficiency | Incentives | 32088.98 | 33410.08 | 34581.29 | 35618.03 | 36524.64 | 110.2838 | 117.6995 | 125.2355 | 334.363 | 341.1976 | 348.6187
2023 PG Study Reference Scenario | SCG | Com | WaterHeat | Com - College | Energy Efficiency | Incremental Measure Cost | 74040.14 | 78622.15 | 83000.36 | 87192.82 | 91194.14 | 220.5676 | 235.3989 | 250.4709 | 668.726 | 682.3953 | 697.2374
2023 PG Study Reference Scenario | SCG | Com | WaterHeat | Com - Grocery | Energy Efficiency | Admin | 3331.851 | 3445.512 | 3526.264 | 3596.515 | 3678.508 | 1870.868 | 1864.796 | 1873.778 | 1880.021 | 1767.311 | 1657.297
2023 PG Study Reference Scenario | SCG | Com | WaterHeat | Com - Grocery | Energy Efficiency | Incentives | 934.8683 | 1003.576 | 1064.861 | 1124.508 | 1189.254 | 0 | 0 | 0 | 542.1288 | 519.8308 | 497.2371
2023 PG Study Reference Scenario | SCG | Com | WaterHeat | Com - Grocery | Energy Efficiency | Incremental Measure Cost | 485.1103 | 615.3326 | 744.8035 | 875.2003 | 1011.269 | -1363.82 | -1339.13 | -1324.81 | 1084.258 | 1039.662 | 994.4741
2023 PG Study Reference Scenario | SCG | Com | WaterHeat | Com - Grocery | Energy Efficiency | Admin | 388421.8 | 375906.6 | 348271.7 | 308755.5 | 262195.4 | 213741.3 | 167681 | 126805.3 | 86675.57 | 57964.88 | 39522.14
2023 PG Study Reference Scenario | SCG | Com | WaterHeat | Com - Grocery | Energy Efficiency | Incentives | 0 | 0 | 0 | 0 | 0 | 0 | 0 | 0 | 23323.33 | 15764.86 | 11031.14
2023 PG Study Reference Scenario | SCG | Com | WaterHeat | Com - Grocery | Energy Efficiency | Incremental Measure Cost | -308230 | -295613 | -271370 | -238318 | -200425 | -161775 | -125659 | -94121.2 | 46646.65 | 31529.72 | 22062.28
2023 PG Study Reference Scenario | SCG | Com | WaterHeat | Com - Grocery | Energy Efficiency | Admin | 43620.15 | 44244.65 | 44702.21 | 45029.43 | 45259.58 | 36062.75 | 35990.88 | 35900.9 | 33826.5 | 31666.76 | 30003.63
2023 PG Study Reference Scenario | SCG | Com | WaterHeat | Com - Grocery | Energy Efficiency | Incentives | 4840.986 | 5137.693 | 5421.01 | 5691.836 | 5951.687 | 0 | 0 | 0 | 9754.53 | 9314.663 | 9002.277
2023 PG Study Reference Scenario | SCG | Com | WaterHeat | Com - Grocery | Energy Efficiency | Incremental Measure Cost | -18059.5 | -17345.9 | -16547.4 | -15691.2 | -14798.5 | -26289 | -25845.5 | -25382.8 | 19509.06 | 18629.33 | 18004.55
2023 PG Study Reference Scenario | SCG | Com | WaterHeat | Com - Health | Energy Efficiency | Admin | 19420.59 | 20663.96 | 22083.07 | 22548.05 | 23540.84 | 266.2629 | 274.1321 | 273.0607 | 271.2379 | 249.8602 | 227.2131
2023 PG Study Reference Scenario | SCG | Com | WaterHeat | Com - Health | Energy Efficiency | Incentives | 9862.957 | 10707.24 | 11674.27 | 12161.38 | 12953.78 | 0 | 0 | 0 | 78.2186 | 73.4959 | 68.1727
2023 PG Study Reference Scenario | SCG | Com | WaterHeat | Com - Health | Energy Efficiency | Incremental Measure Cost | 19503.32 | 21185.29 | 23111.16 | 24087.89 | 25670.01 | -235.658 | -239.646 | -235.684 | 156.4372 | 146.9919 | 136.3455
2023 PG Study Reference Scenario | SCG | Com | WaterHeat | Com - Health | Energy Efficiency | Admin | 397593.4 | 401970.9 | 391634.7 | 367395.5 | 332091.6 | 289885.1 | 245224.9 | 201909.8 | 154507.9 | 117000.1 | 89739.35
2023 PG Study Reference Scenario | SCG | Com | WaterHeat | Com - Health | Energy Efficiency | Incentives | 0 | 0 | 0 | 0 | 0 | 0 | 0 | 0 | 39525 | 30528.66 | 23883.86
2023 PG Study Reference Scenario | SCG | Com | WaterHeat | Com - Health | Energy Efficiency | Incremental Measure Cost | -394373 | -395204 | -381553 | -354600 | -317448 | -274362 | -229729 | -187165 | 79050 | 61057.33 | 47767.73
2023 PG Study Reference Scenario | SCG | Com | WaterHeat | Com - Health | Energy Efficiency | Admin | 106856.3 | 111524.9 | 115740.7 | 119496 | 122864.7 | 5283.006 | 5303.403 | 5316.756 | 5062.526 | 4792.06 | 4583.996
2023 PG Study Reference Scenario | SCG | Com | WaterHeat | Com - Health | Energy Efficiency | Incentives | 52400.94 | 55836.94 | 59160.98 | 62357.97 | 65455.1 | 0 | 0 | 0 | 1459.935 | 1409.612 | 1375.412
2023 PG Study Reference Scenario | SCG | Com | WaterHeat | Com - Health | Energy Efficiency | Incremental Measure Cost | 100177.1 | 106991 | 113607.8 | 119995.9 | 126204.5 | -4675.82 | -4636.26 | -4589.01 | 2919.87 | 2819.223 | 2750.824
2023 PG Study Reference Scenario | SCG | Com | WaterHeat | Com - Lodging | Energy Efficiency | Admin | 261908.6 | 271938.6 | 281954.3 | 288703.4 | 296003.3 | 430.9447 | 431.5072 | 431.2356 | 430.4728 | 400.9622 | 369.4477
2023 PG Study Reference Scenario | SCG | Com | WaterHeat | Com - Lodging | Energy Efficiency | Incentives | 114131.1 | 120876.5 | 127839.2 | 133521.1 | 139638.7 | 0 | 0 | 0 | 124.154 | 117.9556 | 110.8583
2023 PG Study Reference Scenario | SCG | Com | WaterHeat | Com - Lodging | Energy Efficiency | Incremental Measure Cost | 226570.2 | 240042.7 | 253947.9 | 265308.5 | 277534.2 | -1751.33 | -1748.93 | -1743.05 | 248.3081 | 235.9113 | 221.7167
2023 PG Study Reference Scenario | SCG | Com | WaterHeat | Com - Lodging | Energy Efficiency | Admin | 334495.7 | 301838.9 | 258181.6 | 208434.5 | 157724.1 | 111325.8 | 89874.02 | 138118.9 | 20904.83 | 14869.87 | 12448.79
2023 PG Study Reference Scenario | SCG | Com | WaterHeat | Com - Lodging | Energy Efficiency | Incentives | 0 | 137.9591 | 145.4224 | 152.6856 | 159.6208 | 166.0961 | 13298.12 | 78335.95 | 5350.244 | 4618.422 | 3823.33
2023 PG Study Reference Scenario | SCG | Com | WaterHeat | Com - Lodging | Energy Efficiency | Incremental Measure Cost | -1222339 | -1110831 | -958175 | -781577 | -600477 | -432003 | -219009 | 285300.4 | 10704.46 | 11395.86 | 9211.22
2023 PG Study Reference Scenario | SCG | Com | WaterHeat | Com - Lodging | Energy Efficiency | Admin | 678140.1 | 709948.1 | 738785.9 | 764748.2 | 788158.5 | 4532.827 | 4590.239 | 4643.825 | 4393.48 | 4104.816 | 3870.255
2023 PG Study Reference Scenario | SCG | Com | WaterHeat | Com - Lodging | Energy Efficiency | Incentives | 294170.3 | 314169.2 | 333507.4 | 352166.9 | 370237.6 | 0 | 0 | 0 | 1267.137 | 1207.561 | 1161.329
2023 PG Study Reference Scenario | SCG | Com | WaterHeat | Com - Lodging | Energy Efficiency | Incremental Measure Cost | 571318.7 | 610943.5 | 649302.3 | 686351.8 | 722259.8 | -18421.1 | -18604.6 | -18770.3 | 2534.275 | 2415.121 | 2322.657
2023 PG Study Reference Scenario | SCG | Com | WaterHeat | Com - Lodging | Fuel Substitution | Incremental Measure Cost | 619.2168 | 69353.1 | 474810.1 | 547162.8 | 625393.6 | 0 | 0 | 0 | 0 | 0 | 0
2023 PG Study Reference Scenario | SCG | Com | WaterHeat | Com - Office (Large) | Energy Efficiency | Admin | 21531.9 | 22365.4 | 22942.64 | 23509.33 | 24385.9 | 0 | 0 | 0 | 0 | 0 | 0
2023 PG Study Reference Scenario | SCG | Com | WaterHeat | Com - Office (Large) | Energy Efficiency | Incentives | 18316.07 | 19025.09 | 19516.12 | 19998.17 | 20743.82 | 0 | 0 | 0 | 0 | 0 | 0
2023 PG Study Reference Scenario | SCG | Com | WaterHeat | Com - Office (Large) | Energy Efficiency | Incremental Measure Cost | 47504.43 | 50330.2 | 52661.78 | 55041.78 | 58235.97 | 0 | 0 | 0 | 0 | 0 | 0
2023 PG Study Reference Scenario | SCG | Com | WaterHeat | Com - Office (Large) | Energy Efficiency | Admin | 1483825 | 1452455 | 1363658 | 1226739 | 1057814 | 875638 | 697178 | 534647.2 | 377783 | 259721.9 | 176809.1
2023 PG Study Reference Scenario | SCG | Com | WaterHeat | Com - Office (Large) | Energy Efficiency | Incentives | 0 | 0 | 0 | 0 | 0 | 0 | 0 | 0 | 98051.61 | 68520.1 | 47708.61
2023 PG Study Reference Scenario | SCG | Com | WaterHeat | Com - Office (Large) | Energy Efficiency | Incremental Measure Cost | -2437073 | -2373858 | -2217570 | -1984678 | -1702381 | -1401615 | -1109850 | -846429 | 196103.2 | 137040.2 | 95417.21
2023 PG Study Reference Scenario | SCG | Com | WaterHeat | Com - Office (Large) | Energy Efficiency | Admin | 95472.33 | 99389.45 | 102851.9 | 105900 | 108593.5 | 0 | 0 | 0 | 0 | 0 | 0
2023 PG Study Reference Scenario | SCG | Com | WaterHeat | Com - Office (Large) | Energy Efficiency | Incentives | 81213.37 | 84545.46 | 87490.8 | 90083.65 | 92374.84 | 0 | 0 | 0 | 0 | 0 | 0
2023 PG Study Reference Scenario | SCG | Com | WaterHeat | Com - Office (Large) | Energy Efficiency | Incremental Measure Cost | 210634.4 | 223662 | 236082.9 | 247941 | 259332.1 | 0 | 0 | 0 | 0 | 0 | 0
2023 PG Study Reference Scenario | SCG | Com | WaterHeat | Com - Office (Small) | Energy Efficiency | Admin | 357044.2 | 340323.4 | 309520 | 268460.6 | 222260.4 | 175929.7 | 133279.5 | 96486.15 | 63970.19 | 40366.87 | 23838.62
2023 PG Study Reference Scenario | SCG | Com | WaterHeat | Com - Office (Small) | Energy Efficiency | Incentives | 1202.576 | 1269.191 | 1301.352 | 1294.287 | 1247.116 | 1163.028 | 1048.617 | 912.5801 | 17309.86 | 11270.17 | 6888.357
2023 PG Study Reference Scenario | SCG | Com | WaterHeat | Com - Office (Small) | Energy Efficiency | Incremental Measure Cost | -51854.4 | -46228 | -38993.6 | -31038.5 | -23267.6 | -16383.5 | -10775.4 | -6532.74 | 34619.71 | 22540.34 | 13776.71
2023 PG Study Reference Scenario | SCG | Com | WaterHeat | Com - Other | Energy Efficiency | Admin | 31723.51 | 33171.17 | 34507.35 | 35644.27 | 36599.54 | 7843.07 | 7943.676 | 7970.69 | 7913.978 | 7418.956 | 6897.299
2023 PG Study Reference Scenario | SCG | Com | WaterHeat | Com - Other | Energy Efficiency | Incentives | 18959.54 | 20323.71 | 21660.54 | 22909.13 | 24072.75 | 0 | 0 | 0 | 2282.271 | 2182.307 | 2069.47
2023 PG Study Reference Scenario | SCG | Com | WaterHeat | Com - Other | Energy Efficiency | Incremental Measure Cost | 30654.3 | 33256.09 | 35827.33 | 38262.73 | 40562.31 | -7594.64 | -7605.82 | -7543.47 | 4564.542 | 4364.615 | 4138.939
2023 PG Study Reference Scenario | SCG | Com | WaterHeat | Com - Other | Energy Efficiency | Admin | 1587177 | 1510523 | 1371904 | 1188272 | 982152.2 | 775624 | 585556.5 | 421654.6 | 277445.6 | 175094.2 | 104871.7
2023 PG Study Reference Scenario | SCG | Com | WaterHeat | Com - Other | Energy Efficiency | Incentives | 0 | 0 | 0 | 0 | 0 | 0 | 0 | 0 | 72167.02 | 46721.51 | 28808.25
2023 PG Study Reference Scenario | SCG | Com | WaterHeat | Com - Other | Energy Efficiency | Incremental Measure Cost | -1677394 | -1584980 | -1429003 | -1228447 | -1007574 | -789535 | -591503 | -422885 | 144334 | 93443.03 | 57616.5
2023 PG Study Reference Scenario | SCG | Com | WaterHeat | Com - Other | Energy Efficiency | Admin | 199125.4 | 205521.8 | 211182.1 | 216194.2 | 220521.2 | 114384.3 | 114988.8 | 115264.1 | 108618 | 101417.8 | 95747.35
2023 PG Study Reference Scenario | SCG | Com | WaterHeat | Com - Other | Energy Efficiency | Incentives | 71967.08 | 76575.39 | 81006.93 | 85271.04 | 89381.54 | 0 | 0 | 0 | 31323.83 | 29832.81 | 28728.71
2023 PG Study Reference Scenario | SCG | Com | WaterHeat | Com - Other | Energy Efficiency | Incremental Measure Cost | 36110.06 | 43979.4 | 51885.16 | 59781.12 | 67757.41 | -110763 | -110100 | -109088 | 62647.66 | 59665.62 | 57457.42
2023 PG Study Reference Scenario | SCG | Com | WaterHeat | Com - Refrig. Warehouse | Energy Efficiency | Admin | 145.2039 | 149.5971 | 151.805 | 152.9678 | 155.194 | 0 | 0 | 0 | 0 | 0 | 0
2023 PG Study Reference Scenario | SCG | Com | WaterHeat | Com - Refrig. Warehouse | Energy Efficiency | Incentives | 71.5281 | 75.1661 | 77.801 | 79.9648 | 82.7512 | 0 | 0 | 0 | 0 | 0 | 0
2023 PG Study Reference Scenario | SCG | Com | WaterHeat | Com - Refrig. Warehouse | Energy Efficiency | Incremental Measure Cost | 143.0563 | 150.3321 | 155.6019 | 159.9297 | 165.5024 | 0 | 0 | 0 | 0 | 0 | 0
2023 PG Study Reference Scenario | SCG | Com | WaterHeat | Com - Refrig. Warehouse | Energy Efficiency | Admin | 45773.08 | 41342.19 | 35467.78 | 29690.45 | 24571.56 | 20154.01 | 16323.72 | 12972.37 | 10002.21 | 7429.561 | 5224.645
2023 PG Study Reference Scenario | SCG | Com | WaterHeat | Com - Refrig. Warehouse | Energy Efficiency | Incentives | 334.9626 | 392.2942 | 536.2694 | 622.8717 | 660.9334 | 660.4596 | 629.2695 | 573.6777 | 2719.82 | 2060.746 | 1476.079
2023 PG Study Reference Scenario | SCG | Com | WaterHeat | Com - Refrig. Warehouse | Energy Efficiency | Incremental Measure Cost | 392.1849 | 784.5883 | 1072.539 | 1245.743 | 1321.867 | 1320.919 | 1258.539 | 1147.355 | 5439.64 | 4121.493 | 2952.158
2023 PG Study Reference Scenario | SCG | Com | WaterHeat | Com - Refrig. Warehouse | Energy Efficiency | Admin | 445.93 | 465.8546 | 483.6269 | 499.3669 | 513.3225 | 0 | 0 | 0 | 0 | 0 | 0
2023 PG Study Reference Scenario | SCG | Com | WaterHeat | Com - Refrig. Warehouse | Energy Efficiency | Incentives | 219.6673 | 234.0718 | 247.8617 | 261.0471 | 273.7093 | 0 | 0 | 0 | 0 | 0 | 0
2023 PG Study Reference Scenario | SCG | Com | WaterHeat | Com - Refrig. Warehouse | Energy Efficiency | Incremental Measure Cost | 439.3345 | 468.1437 | 495.7234 | 522.0942 | 547.4186 | 0 | 0 | 0 | 0 | 0 | 0
2023 PG Study Reference Scenario | SCG | Com | WaterHeat | Com - Restaurant | Energy Efficiency | Admin | 19170.7 | 19850.33 | 20470.98 | 21014.09 | 21569.76 | 12135.05 | 12191.57 | 12273.13 | 12325.64 | 12296 | 12274.68
2023 PG Study Reference Scenario | SCG | Com | WaterHeat | Com - Restaurant | Energy Efficiency | Incentives | 8815.598 | 9252.624 | 9660.75 | 10030.42 | 10404.25 | 2359.086 | 2436.372 | 2520.736 | 3556.349 | 3618.754 | 3684.726
2023 PG Study Reference Scenario | SCG | Com | WaterHeat | Com - Restaurant | Energy Efficiency | Incremental Measure Cost | 21451 | 22879.5 | 24273.46 | 25605.19 | 26980.63 | 4718.172 | 4872.745 | 5041.471 | 7112.698 | 7237.509 | 7369.452
2023 PG Study Reference Scenario | SCG | Com | WaterHeat | Com - Restaurant | Energy Efficiency | Admin | 0 | 64.8618 | 58.459 | 153872.8 | 147070.1 | 136816.9 | 123675.6 | 108464.5 | 92004.67 | 75666.26 | 61262.69
2023 PG Study Reference Scenario | SCG | Com | WaterHeat | Com - Restaurant | Energy Efficiency | Incentives | 0 | 16.4014 | 15.1772 | 28331.48 | 27257.47 | 25516.07 | 23199.23 | 20443.03 | 24552.96 | 20231.58 | 16728.1
2023 PG Study Reference Scenario | SCG | Com | WaterHeat | Com - Restaurant | Energy Efficiency | Incremental Measure Cost | 0 | 32.8028 | 30.3544 | 56662.95 | 54514.94 | 51032.15 | 46398.45 | 40886.05 | 49105.92 | 40463.15 | 33456.2
2023 PG Study Reference Scenario | SCG | Com | WaterHeat | Com - Restaurant | Energy Efficiency | Admin | 146154.1 | 150435.5 | 154279 | 157743.8 | 160894.7 | 136105.2 | 138105.8 | 139969.4 | 141306.7 | 142547.3 | 143821.5
2023 PG Study Reference Scenario | SCG | Com | WaterHeat | Com - Restaurant | Energy Efficiency | Incentives | 40582.23 | 42639.58 | 44594.6 | 46459.2 | 48249.26 | 26445.85 | 27585.57 | 28734.17 | 40757.85 | 41938.33 | 43159.77
2023 PG Study Reference Scenario | SCG | Com | WaterHeat | Com - Restaurant | Energy Efficiency | Incremental Measure Cost | 92052.46 | 97713.79 | 103226.8 | 108609.1 | 113889.1 | 52891.71 | 55171.14 | 57468.35 | 81515.71 | 83876.65 | 86319.53
2023 PG Study Reference Scenario | SCG | Com | WaterHeat | Com - Retail | Energy Efficiency | Admin | 1647245 | 1605520 | 1500076 | 1342438 | 1151473 | 948313.6 | 751512.2 | 573963.9 | 339277.9 | 232269 | 158524.2
2023 PG Study Reference Scenario | SCG | Com | WaterHeat | Com - Retail | Energy Efficiency | Incentives | 0 | 0 | 0 | 0 | 0 | 0 | 0 | 0 | 88265.18 | 61395.38 | 42846.48
2023 PG Study Reference Scenario | SCG | Com | WaterHeat | Com - Retail | Energy Efficiency | Incremental Measure Cost | -140000000 | -140000000 | -130000000 | -120000000 | -100000000 | -82000000 | -65000000 | -50000000 | 176530.4 | 122790.8 | 85692.96
2023 PG Study Reference Scenario | SCG | Com | WaterHeat | Com - Retail | Fuel Substitution | Incremental Measure Cost | -53262.8 | -61145 | -69654.7 | -78770.7 | -88467.7 | 0 | 0 | 0 | 0 | 0 | 0
2023 PG Study Reference Scenario | SCG | Com | WaterHeat | Com - School | Energy Efficiency | Admin | 13900.99 | 14425.87 | 14956.33 | 15398.7 | 15510.86 | 1207.001 | 1205.262 | 1203.493 | 1204.312 | 1197.012 | 1184.219
2023 PG Study Reference Scenario | SCG | Com | WaterHeat | Com - School | Energy Efficiency | Incentives | 10846.67 | 11277.89 | 11716.42 | 12084.74 | 12192.9 | 22.3885 | 28.8954 | 35.5129 | 347.3319 | 352.1331 | 355.339
2023 PG Study Reference Scenario | SCG | Com | WaterHeat | Com - School | Energy Efficiency | Incremental Measure Cost | 40330.86 | 42785.17 | 45332.19 | 47684.65 | 49061.42 | 44.5856 | 57.6258 | 70.8877 | 694.6638 | 704.2661 | 710.678
2023 PG Study Reference Scenario | SCG | Com | WaterHeat | Com - School | Energy Efficiency | Admin | 547932.5 | 513615.7 | 458221.3 | 388528.4 | 312906.7 | 239096.6 | 172636.6 | 116391.6 | 69022.41 | 35495.5 | 25647.98
2023 PG Study Reference Scenario | SCG | Com | WaterHeat | Com - School | Energy Efficiency | Incentives | 3828.3 | 3855.558 | 3755.19 | 3529.021 | 3192.166 | 2770.056 | 2293.539 | 1793.615 | 19081.55 | 10148.44 | 7236.896
2023 PG Study Reference Scenario | SCG | Com | WaterHeat | Com - School | Energy Efficiency | Incremental Measure Cost | -29129.4 | -22438.4 | -15434.1 | -8976.15 | -3724.86 | -8.9388 | 2171.186 | 3041.341 | 38163.1 | 20296.88 | 14473.79
2023 PG Study Reference Scenario | SCG | Com | WaterHeat | Com - School | Energy Efficiency | Admin | 60024.08 | 62204.5 | 64136.55 | 65842.97 | 67331.62 | 16910.24 | 17079.54 | 17231.45 | 17189.08 | 17137.44 | 17124.43
2023 PG Study Reference Scenario | SCG | Com | WaterHeat | Com - School | Energy Efficiency | Incentives | 37744.5 | 39323.49 | 40790.11 | 42102.77 | 43274.3 | 313.6805 | 409.4824 | 508.478 | 4957.479 | 5041.463 | 5138.41
2023 PG Study Reference Scenario | SCG | Com | WaterHeat | Com - School | Energy Efficiency | Incremental Measure Cost | 140177.6 | 149129.2 | 157708 | 165932.1 | 173789.1 | 624.6829 | 816.6312 | 1014.982 | 9914.958 | 10082.93 | 10276.82
2023 PG Study Reference Scenario | SCG | Com | WaterHeat | Com - Warehouse | Energy Efficiency | Admin | 2022.818 | 2106.164 | 2162.658 | 2213.01 | 2263.886 | 0 | 0 | 0 | 0 | 0 | 0
2023 PG Study Reference Scenario | SCG | Com | WaterHeat | Com - Warehouse | Energy Efficiency | Incentives | 1720.536 | 1791.505 | 1839.642 | 1882.493 | 1925.77 | 0 | 0 | 0 | 0 | 0 | 0
2023 PG Study Reference Scenario | SCG | Com | WaterHeat | Com - Warehouse | Energy Efficiency | Incremental Measure Cost | 3897.206 | 4138.937 | 4334.957 | 4524.601 | 4722.5 | 0 | 0 | 0 | 0 | 0 | 0
2023 PG Study Reference Scenario | SCG | Com | WaterHeat | Com - Warehouse | Energy Efficiency | Admin | 936369.5 | 846238.8 | 723585.3 | 582591.3 | 442474.8 | 312179.1 | 199049.8 | 106627 | 54050.99 | 45947.4 | 39058.73
2023 PG Study Reference Scenario | SCG | Com | WaterHeat | Com - Warehouse | Energy Efficiency | Incentives | 0 | 0 | 0 | 0 | 0 | 0 | 0 | 0 | 14374.62 | 12463.89 | 10807.15
2023 PG Study Reference Scenario | SCG | Com | WaterHeat | Com - Warehouse | Energy Efficiency | Incremental Measure Cost | -3917108 | -3534941 | -3018189 | -2426651 | -1839072 | -1294296 | -823007 | -439400 | 28749.24 | 24927.79 | 21614.3
2023 PG Study Reference Scenario | SCG | Com | WaterHeat | Com - Warehouse | Energy Efficiency | Admin | 5719.356 | 5957.075 | 6167.843 | 6353.891 | 6518.009 | 0 | 0 | 0 | 0 | 0 | 0
2023 PG Study Reference Scenario | SCG | Com | WaterHeat | Com - Warehouse | Energy Efficiency | Incentives | 4864.677 | 5067.094 | 5246.608 | 5404.926 | 5544.533 | 0 | 0 | 0 | 0 | 0 | 0
2023 PG Study Reference Scenario | SCG | Com | WaterHeat | Com - Warehouse | Energy Efficiency | Incremental Measure Cost | 11019.04 | 11706.57 | 12363.18 | 12990.82 | 13592.96 | 0 | 0 | 0 | 0 | 0 | 0
2023 PG Study Reference Scenario | SCG | Com | WholeBlg | Com - College | Energy Efficiency | Admin | 0 | 0 | 0 | 0 | 0 | 0 | 0 | 0 | 0 | 0 | 1390.137
2023 PG Study Reference Scenario | SCG | Com | WholeBlg | Com - College | Energy Efficiency | Incentives | 0 | 0 | 0 | 0 | 0 | 0 | 0 | 0 | 0 | 0 | 877.3379
2023 PG Study Reference Scenario | SCG | Com | WholeBlg | Com - College | Energy Efficiency | Incremental Measure Cost | 0 | 0 | 0 | 0 | 0 | 0 | 0 | 0 | 0 | 0 | 4260.832
2023 PG Study Reference Scenario | SCG | Com | WholeBlg | Com - Restaurant | Energy Efficiency | Admin | 12919.64 | 10496.83 | 10528.21 | 10551.24 | 6093.709 | 6085.228 | 6050.806 | 6034.081 | 6013.895 | 5979.053 | 5952.651
2023 PG Study Reference Scenario | SCG | Com | WholeBlg | Com - Restaurant | Energy Efficiency | Incentives | 10165.7 | 8351.203 | 8376.169 | 8394.492 | 4848.111 | 4841.363 | 4813.977 | 4800.671 | 4784.611 | 4756.892 | 4735.886
2023 PG Study Reference Scenario | SCG | Com | WholeBlg | Com - Restaurant | Energy Efficiency | Incremental Measure Cost | 20331.39 | 16849.03 | 17237.39 | 17620.6 | 10380.04 | 10572.9 | 10723.36 | 10907.59 | 11088.53 | 11244.77 | 11419.02
2023 PG Study Reference Scenario | SCG | Com | WholeBlg | Com - Retail | Energy Efficiency | Admin | 0 | 0 | 13234.4 | 13282.12 | 7692.192 | 7780.426 | 7800.999 | 7866.321 | 7912.819 | 7931.646 | 7973.448
2023 PG Study Reference Scenario | SCG | Com | WholeBlg | Com - Retail | Energy Efficiency | Incentives | 0 | 0 | 4387.902 | 4491.797 | 2653.402 | 2737.515 | 2799.648 | 2879.553 | 2954.505 | 3020.766 | 3097.42
2023 PG Study Reference Scenario | SCG | Com | WholeBlg | Com - Retail | Energy Efficiency | Incremental Measure Cost | 0 | 0 | 8775.805 | 8983.594 | 5306.803 | 5475.029 | 5599.296 | 5759.106 | 5909.011 | 6041.532 | 6194.84
2023 PG Study Reference Scenario | SCG | Com | WholeBlg | Com - Warehouse | Energy Efficiency | Admin | 0 | 0 | 0 | 5013.345 | 2876.821 | 2865.721 | 2840.232 | 2812.711 | 2775.24 | 2737.075 | 2703.053
2023 PG Study Reference Scenario | SCG | Com | WholeBlg | Com - Warehouse | Energy Efficiency | Incentives | 0 | 0 | 0 | 3578.35 | 2053.374 | 2045.451 | 2027.258 | 2007.614 | 1980.869 | 1953.629 | 1929.344
2023 PG Study Reference Scenario | SCG | Com | WholeBlg | Com - Warehouse | Energy Efficiency | Incremental Measure Cost | 0 | 0 | 0 | 11698.71 | 6847.361 | 6957.361 | 7033.389 | 7104.541 | 7150.093 | 7192.802 | 7245.461
2023 PG Study Reference Scenario | SCG | Ind | BROs | Ind - All Other Industrial | Energy Efficiency | Admin | 1694.496 | 1840.252 | 1982.012 | 2122.303 | 2269.543 | 2419.546 | 2584.746 | 2744.868 | 2908.92 | 3076.77 | 3249.302
2023 PG Study Reference Scenario | SCG | Ind | BROs | Ind - Chemicals | Energy Efficiency | Admin | 73872.19 | 80949.26 | 87988.86 | 95048.07 | 102478.9 | 109903.9 | 117767 | 125555.9 | 133511.8 | 141663.9 | 150070.7
2023 PG Study Reference Scenario | SCG | Ind | BROs | Ind - Electronics | Energy Efficiency | Admin | 1815.795 | 2011.674 | 2213.85 | 2423.956 | 2650.583 | 2886.013 | 3149.524 | 3418.673 | 3702.594 | 4001.105 | 4315.535
2023 PG Study Reference Scenario | SCG | Ind | BROs | Ind - Fabricated Metals | Energy Efficiency | Admin | 19939.07 | 21637.57 | 23336.45 | 25021.28 | 26752 | 28475.45 | 30286.93 | 32083.61 | 33894.01 | 35716.92 | 37552.84
2023 PG Study Reference Scenario | SCG | Ind | BROs | Ind - Food | Energy Efficiency | Admin | 100955.8 | 108735.1 | 116394.8 | 123771.9 | 131203.4 | 138443.2 | 145782.6 | 153000.7 | 160250.8 | 167468.9 | 174647.1
2023 PG Study Reference Scenario | SCG | Ind | BROs | Ind - Industrial Machinery | Energy Efficiency | Admin | 635.5285 | 688.5282 | 742.0622 | 794.6017 | 847.5565 | 899.9927 | 955.1211 | 1009.687 | 1064.913 | 1120.351 | 1176.304
2023 PG Study Reference Scenario | SCG | Ind | BROs | Ind - Lumber & Furniture | Energy Efficiency | Admin | 362.1249 | 396.63 | 428.7362 | 460.1405 | 492.4419 | 524.8278 | 559.593 | 594.8662 | 631.1155 | 667.874 | 705.225
2023 PG Study Reference Scenario | SCG | Ind | BROs | Ind - Paper | Energy Efficiency | Admin | 20294.16 | 22259.56 | 24015.73 | 25531.18 | 27022.18 | 28472.65 | 29985.74 | 31515.45 | 33069.4 | 34632.68 | 36204.83
2023 PG Study Reference Scenario | SCG | Ind | BROs | Ind - Petroleum | Energy Efficiency | Admin | 352956.3 | 379642.1 | 406433.2 | 432553.2 | 459192.9 | 485492 | 512129.4 | 538494.2 | 564772.7 | 590974.9 | 617108.4
2023 PG Study Reference Scenario | SCG | Ind | BROs | Ind - Plastics | Energy Efficiency | Admin | 3562.398 | 3923.791 | 4271.685 | 4616.083 | 4982.576 | 5355.364 | 5761.935 | 6170.556 | 6592.77 | 7028.706 | 7479.3
2023 PG Study Reference Scenario | SCG | Ind | BROs | Ind - Primary Metals | Energy Efficiency | Admin | 22683.5 | 24610.17 | 26599.44 | 28660.91 | 30796.74 | 32927.36 | 35156.36 | 37350.75 | 39532.25 | 41731.4 | 43961.84
2023 PG Study Reference Scenario | SCG | Ind | BROs | Ind - Printing & Publishing | Energy Efficiency | Admin | 1375.125 | 1485.495 | 1588.412 | 1684.735 | 1781.836 | 1876.093 | 1973.547 | 2067.693 | 2161.553 | 2254.821 | 2347.35
2023 PG Study Reference Scenario | SCG | Ind | BROs | Ind - Stone-Glass-Clay | Energy Efficiency | Admin | 31697 | 34816.2 | 37762.15 | 40617.28 | 43620.71 | 46697.41 | 50022.85 | 53446.17 | 57007.24 | 60676.81 | 64462.73
2023 PG Study Reference Scenario | SCG | Ind | BROs | Ind - Textiles | Energy Efficiency | Admin | 3190.57 | 3440.114 | 3679.912 | 3908.053 | 4136.777 | 4358.104 | 4583.745 | 4802.748 | 5019.003 | 5234.214 | 5447.297
2023 PG Study Reference Scenario | SCG | Ind | BROs | Ind - Transportation Equipment | Energy Efficiency | Admin | 4395.23 | 4730.951 | 5080.749 | 5425.042 | 5771.016 | 6111.737 | 6464.502 | 6813.531 | 7165.891 | 7521.109 | 7876.967
2023 PG Study Reference Scenario | SCG | Ind | ProcHeat | Ind - All Other Industrial | Energy Efficiency | Admin | 142517.2 | 167044.2 | 147998.7 | 122438.5 | 95268.26 | 70635.62 | 50634.32 | 35648.78 | 25002.15 | 17691.01 | 12763.82
2023 PG Study Reference Scenario | SCG | Ind | ProcHeat | Ind - All Other Industrial | Energy Efficiency | Incentives | 30283.06 | 35494.73 | 31447.81 | 26016.59 | 20243.27 | 15009.15 | 10759.14 | 7574.903 | 5312.632 | 3759.111 | 2712.145
2023 PG Study Reference Scenario | SCG | Ind | ProcHeat | Ind - All Other Industrial | Energy Efficiency | Incremental Measure Cost | 218714.7 | 299292.6 | 271577.8 | 230180.5 | 183436.6 | 139208.9 | 102027.4 | 73348.76 | 52454.08 | 37790.98 | 27727.12
2023 PG Study Reference Scenario | SCG | Ind | ProcHeat | Ind - Chemicals | Energy Efficiency | Admin | 1544450 | 1487994 | 1321451 | 1096267 | 855449.9 | 635910 | 456872.4 | 322321 | 226578.6 | 160812.4 | 116520.5
2023 PG Study Reference Scenario | SCG | Ind | ProcHeat | Ind - Chemicals | Energy Efficiency | Incentives | 328175.6 | 316179.4 | 280791.1 | 232942.6 | 181772 | 135122.6 | 97079.46 | 68489.02 | 48145.01 | 34170.54 | 24759.1
2023 PG Study Reference Scenario | SCG | Ind | ProcHeat | Ind - Chemicals | Energy Efficiency | Incremental Measure Cost | 2517982 | 2493243 | 2260244 | 1914228 | 1524852 | 1156986 | 848249.4 | 610499.5 | 437662.6 | 316680.8 | 233865
2023 PG Study Reference Scenario | SCG | Ind | ProcHeat | Ind - Electronics | Energy Efficiency | Admin | 114529.9 | 128643.9 | 115093.5 | 96085.68 | 75330.29 | 56156.46 | 40374.36 | 28438.71 | 19907.87 | 14030.78 | 10066.55
2023 PG Study Reference Scenario | SCG | Ind | ProcHeat | Ind - Electronics | Energy Efficiency | Incentives | 24336.12 | 27335.16 | 24455.88 | 20416.96 | 16006.71 | 11932.52 | 8579.028 | 6042.857 | 4230.164 | 2981.36 | 2139.011
2023 PG Study Reference Scenario | SCG | Ind | ProcHeat | Ind - Electronics | Energy Efficiency | Incremental Measure Cost | 193209.4 | 240748.1 | 220246 | 188063.6 | 150781.7 | 114910.8 | 84406.68 | 60697.29 | 43341.38 | 31131.64 | 22745.76
2023 PG Study Reference Scenario | SCG | Ind | ProcHeat | Ind - Fabricated Metals | Energy Efficiency | Admin | 704100.9 | 721762.7 | 648640 | 543687.3 | 427632.5 | 319517.7 | 230029.5 | 162105.2 | 113454.8 | 79903.82 | 57266.31
2023 PG Study Reference Scenario | SCG | Ind | ProcHeat | Ind - Fabricated Metals | Energy Efficiency | Incentives | 149612.3 | 153365.2 | 137827.6 | 115526.5 | 90866.37 | 67893.37 | 48878.3 | 34445.25 | 24107.67 | 16978.53 | 12168.35
2023 PG Study Reference Scenario | SCG | Ind | ProcHeat | Ind - Fabricated Metals | Energy Efficiency | Incremental Measure Cost | 1193294 | 1292464 | 1187275 | 1017448 | 818078.9 | 624651.6 | 459292.3 | 330339.4 | 235773.7 | 169198.2 | 123471.7
2023 PG Study Reference Scenario | SCG | Ind | ProcHeat | Ind - Food | Energy Efficiency | Admin | 1792431 | 1802402 | 1393785 | 1154515 | 727829.6 | 629019.7 | 345846.3 | 293561.8 | 191315.1 | 113962.5 | 63092.07
2023 PG Study Reference Scenario | SCG | Ind | ProcHeat | Ind - Food | Energy Efficiency | Incentives | 380868.2 | 382987.1 | 296161.2 | 245319.4 | 154654.3 | 133658.5 | 73487.86 | 62378.07 | 40651.99 | 24215.55 | 13406.25
2023 PG Study Reference Scenario | SCG | Ind | ProcHeat | Ind - Food | Energy Efficiency | Incremental Measure Cost | 2616716 | 2914585 | 2317922 | 1964945 | 1278130 | 1121349 | 636833.8 | 546592.3 | 363996.5 | 222139.5 | 126168.9
2023 PG Study Reference Scenario | SCG | Ind | ProcHeat | Ind - Industrial Machinery | Energy Efficiency | Admin | 63135.03 | 67631.48 | 61250.74 | 51718.74 | 40941.76 | 30748.18 | 22217.83 | 15692.33 | 10993.32 | 7741.182 | 5541.975
2023 PG Study Reference Scenario | SCG | Ind | ProcHeat | Ind - Industrial Machinery | Energy Efficiency | Incentives | 13415.37 | 14370.81 | 13014.99 | 10989.56 | 8699.593 | 6533.588 | 4721.001 | 3334.417 | 2335.939 | 1644.901 | 1177.598
2023 PG Study Reference Scenario | SCG | Ind | ProcHeat | Ind - Industrial Machinery | Energy Efficiency | Incremental Measure Cost | 102679.2 | 119188.9 | 110420.3 | 95406.38 | 77273.95 | 59353.51 | 43828.36 | 31605.54 | 22581.78 | 16199.82 | 11803.35
2023 PG Study Reference Scenario | SCG | Ind | ProcHeat | Ind - Lumber & Furniture | Energy Efficiency | Admin | 7477.769 | 8663.082 | 8146.736 | 7135.886 | 5836.336 | 4499.036 | 3310.18 | 2360.857 | 1656.961 | 1160.711 | 821.7284
2023 PG Study Reference Scenario | SCG | Ind | ProcHeat | Ind - Lumber & Furniture | Energy Efficiency | Incentives | 1588.929 | 1840.792 | 1731.076 | 1516.283 | 1240.146 | 955.9868 | 703.3704 | 501.6516 | 352.0827 | 246.636 | 174.6066
2023 PG Study Reference Scenario | SCG | Ind | ProcHeat | Ind - Lumber & Furniture | Energy Efficiency | Incremental Measure Cost | 12144.8 | 15594.98 | 14994.14 | 13433.98 | 11239.63 | 8861.632 | 6665.017 | 4855.841 | 3478.258 | 2484.295 | 1791.503
2023 PG Study Reference Scenario | SCG | Ind | ProcHeat | Ind - Paper | Energy Efficiency | Admin | 461114.6 | 468320.4 | 342747.8 | 253782.2 | 151935.1 | 184095.7 | 155091.5 | 142338.2 | 113678.4 | 92266.8 | 63511.21
2023 PG Study Reference Scenario | SCG | Ind | ProcHeat | Ind - Paper | Energy Efficiency | Incentives | 97980.87 | 99512 | 72829.46 | 53925.42 | 32284.23 | 39117.95 | 32954.94 | 30245.02 | 24155.19 | 19605.5 | 13495.31
2023 PG Study Reference Scenario | SCG | Ind | ProcHeat | Ind - Paper | Energy Efficiency | Incremental Measure Cost | 851512.1 | 906838.4 | 678250.6 | 513026.1 | 314101 | 387039.5 | 332515 | 311084.3 | 253401.9 | 209744.4 | 147300.9
2023 PG Study Reference Scenario | SCG | Ind | ProcHeat | Ind - Petroleum | Energy Efficiency | Admin | 6073539 | 6583737 | 5423044 | 4800480 | 3471051 | 2892326 | 1830173 | 1226880 | 813008.1 | 539982.4 | 349229.5
2023 PG Study Reference Scenario | SCG | Ind | ProcHeat | Ind - Petroleum | Energy Efficiency | Incentives | 1290548 | 1398959 | 1152326 | 1020040 | 737553.4 | 614581.8 | 388887.9 | 260696.2 | 172753.7 | 114739.2 | 74206.74
2023 PG Study Reference Scenario | SCG | Ind | ProcHeat | Ind - Petroleum | Energy Efficiency | Incremental Measure Cost | 10933736 | 12823878 | 10793661 | 9753959 | 7207924 | 6127226 | 3963000 | 2712471 | 1834556 | 1243095 | 820172.2
2023 PG Study Reference Scenario | SCG | Ind | ProcHeat | Ind - Plastics | Energy Efficiency | Admin | 123440.4 | 142186.9 | 126925.8 | 105730.8 | 82736.37 | 61592.85 | 44252.05 | 31171.1 | 21837.8 | 15413.93 | 11081.75
2023 PG Study Reference Scenario | SCG | Ind | ProcHeat | Ind - Plastics | Energy Efficiency | Incentives | 26229.47 | 30212.87 | 26970.08 | 22466.43 | 17580.41 | 13087.68 | 9402.986 | 6623.454 | 4640.249 | 3275.261 | 2354.729
2023 PG Study Reference Scenario | SCG | Ind | ProcHeat | Ind - Plastics | Energy Efficiency | Incremental Measure Cost | 191728.4 | 253488.2 | 231656.9 | 197625.3 | 158339 | 120623.6 | 88597.93 | 63728.21 | 45531.17 | 32731 | 23937.89
2023 PG Study Reference Scenario | SCG | Ind | ProcHeat | Ind - Primary Metals | Energy Efficiency | Admin | 769119.4 | 784452.7 | 720411.4 | 616609.1 | 494005.1 | 374542.7 | 272378.2 | 193007.5 | 135244.5 | 95000.07 | 67689.59
2023 PG Study Reference Scenario | SCG | Ind | ProcHeat | Ind - Primary Metals | Energy Efficiency | Incentives | 163427.9 | 166686 | 153078.1 | 131021.4 | 104969.7 | 79585.47 | 57876.83 | 41011.6 | 28737.7 | 20186.28 | 14383.16
2023 PG Study Reference Scenario | SCG | Ind | ProcHeat | Ind - Primary Metals | Energy Efficiency | Incremental Measure Cost | 1392301 | 1473455 | 1381828 | 1207967 | 988411.9 | 765258.7 | 568135.8 | 410836.1 | 293657.4 | 210318.4 | 152730.3
2023 PG Study Reference Scenario | SCG | Ind | ProcHeat | Ind - Printing & Publishing | Energy Efficiency | Admin | 58396.09 | 61587.3 | 51162.07 | 44453.83 | 31745.03 | 29458.91 | 16208.63 | 11617.01 | 7723.787 | 4734.238 | 2449.576
2023 PG Study Reference Scenario | SCG | Ind | ProcHeat | Ind - Printing & Publishing | Energy Efficiency | Incentives | 12408.41 | 13086.5 | 10871.28 | 9445.863 | 6745.408 | 6259.636 | 3444.124 | 2468.464 | 1641.204 | 1005.964 | 520.5031
2023 PG Study Reference Scenario | SCG | Ind | ProcHeat | Ind - Printing & Publishing | Energy Efficiency | Incremental Measure Cost | 109385 | 121923.7 | 103407.3 | 91704.49 | 66878.03 | 63288.08 | 35590.48 | 26026.57 | 17659.96 | 11051 | 5845.12
2023 PG Study Reference Scenario | SCG | Ind | ProcHeat | Ind - Stone-Glass-Clay | Energy Efficiency | Admin | 383927.8 | 430410.1 | 382113.7 | 316809.5 | 246981.8 | 183388.4 | 131552.1 | 92603.68 | 64875.07 | 45811.09 | 32960.17
2023 PG Study Reference Scenario | SCG | Ind | ProcHeat | Ind - Stone-Glass-Clay | Energy Efficiency | Incentives | 81579.68 | 91456.56 | 81194.21 | 67317.91 | 52480.42 | 38967.66 | 27953.12 | 19677.08 | 13785.11 | 9734.262 | 7003.609
2023 PG Study Reference Scenario | SCG | Ind | ProcHeat | Ind - Stone-Glass-Clay | Energy Efficiency | Incremental Measure Cost | 698825.6 | 856907 | 777217.2 | 658428.8 | 524444.7 | 397775.6 | 291361.1 | 209333.1 | 149604.4 | 107713.7 | 78980.46
2023 PG Study Reference Scenario | SCG | Ind | ProcHeat | Ind - Textiles | Energy Efficiency | Admin | 467946.7 | 454414.1 | 362118.9 | 301276.3 | 193536.1 | 173335.2 | 83292.56 | 45299.4 | 32084.97 | 14918.44 | 10616.61
2023 PG Study Reference Scenario | SCG | Ind | ProcHeat | Ind - Textiles | Energy Efficiency | Incentives | 99432.61 | 96557.09 | 76945.57 | 64017.3 | 41123.9 | 36831.47 | 17698.59 | 9625.535 | 6817.64 | 3169.974 | 2255.892
2023 PG Study Reference Scenario | SCG | Ind | ProcHeat | Ind - Textiles | Energy Efficiency | Incremental Measure Cost | 833406.1 | 844799.8 | 688303.7 | 584967.5 | 384561.6 | 350906.2 | 172886.3 | 96187.95 | 69340.19 | 32800.97 | 23265.45
2023 PG Study Reference Scenario | SCG | Ind | ProcHeat | Ind - Transportation Equipment | Energy Efficiency | Admin | 164053.9 | 206488.1 | 199548.5 | 179759 | 148538.7 | 119642.8 | 89702.59 | 64810.67 | 45810.42 | 32143.96 | 22685.57
2023 PG Study Reference Scenario | SCG | Ind | ProcHeat | Ind - Transportation Equipment | Energy Efficiency | Incentives | 34859.33 | 43876.04 | 42401.46 | 38196.45 | 31562.54 | 25422.54 | 19060.64 | 13771.43 | 9734.12 | 6830.174 | 4820.389
2023 PG Study Reference Scenario | SCG | Ind | ProcHeat | Ind - Transportation Equipment | Energy Efficiency | Incremental Measure Cost | 290777.4 | 405796.9 | 400682.2 | 368932.2 | 311702.5 | 256574.7 | 196586.1 | 145084.9 | 104691.3 | 74942.14 | 53921.12
2023 PG Study Reference Scenario | SCG | Ind | WholeBlg | Ind - All Other Industrial | Energy Efficiency | Admin | 29297.62 | 31479.35 | 34832.29 | 40164.37 | 48955 | 63474.78 | 63781.56 | 63895.78 | 64047.07 | 64227.18 | 64449.63
2023 PG Study Reference Scenario | SCG | Ind | WholeBlg | Ind - Chemicals | Energy Efficiency | Admin | 380019.5 | 432487 | 511511.2 | 634354.2 | 832921.3 | 1156737 | 1169101 | 1179025 | 1189033 | 1199359 | 1210427
2023 PG Study Reference Scenario | SCG | Ind | WholeBlg | Ind - Electronics | Energy Efficiency | Admin | 17214.78 | 18743.59 | 21015.04 | 24530.81 | 30234.14 | 39582.26 | 40609.79 | 41561.56 | 42553.35 | 43575.51 | 44635.85
2023 PG Study Reference Scenario | SCG | Ind | WholeBlg | Ind - Fabricated Metals | Energy Efficiency | Admin | 165372.7 | 192728.7 | 234530.9 | 299487.5 | 403567.9 | 572942.5 | 575492.1 | 577370.1 | 579167.3 | 580877.4 | 582522.3
2023 PG Study Reference Scenario | SCG | Ind | WholeBlg | Ind - Food | Energy Efficiency | Admin | 553392 | 618986.5 | 720913.9 | 880040.8 | 1135999 | 1552138 | 1541594 | 1530434 | 1520227 | 1510278 | 1500501
2023 PG Study Reference Scenario | SCG | Ind | WholeBlg | Ind - Industrial Machinery | Energy Efficiency | Admin | 11600.29 | 12598.53 | 14176.97 | 16657.86 | 20668.36 | 27235.86 | 27212.2 | 27161.59 | 27119.75 | 27074.79 | 27034.38
2023 PG Study Reference Scenario | SCG | Ind | WholeBlg | Ind - Lumber & Furniture | Energy Efficiency | Admin | 4839.194 | 5099.906 | 5464.079 | 6041.82 | 7001.962 | 8594.091 | 8597.237 | 8599.61 | 8607.761 | 8614.772 | 8621.866
2023 PG Study Reference Scenario | SCG | Ind | WholeBlg | Ind - Paper | Energy Efficiency | Admin | 73431.82 | 76280.13 | 79839.88 | 85012.33 | 94046.97 | 109503.4 | 107978.4 | 106570.8 | 105289 | 104071.5 | 102910.3
2023 PG Study Reference Scenario | SCG | Ind | WholeBlg | Ind - Petroleum | Energy Efficiency | Admin | 1175769 | 1182092 | 1205300 | 1252572 | 1343594 | 1504194 | 1482426 | 1460537 | 1439097 | 1418123 | 1397622
2023 PG Study Reference Scenario | SCG | Ind | WholeBlg | Ind - Plastics | Energy Efficiency | Admin | 22515.51 | 24786.58 | 28072.64 | 33149.7 | 41438.46 | 55033.64 | 55734.91 | 56346.1 | 56980.8 | 57636.04 | 58315.68
2023 PG Study Reference Scenario | SCG | Ind | WholeBlg | Ind - Primary Metals | Energy Efficiency | Admin | 125903.8 | 141178.7 | 165125.8 | 203087.3 | 264260.2 | 364041.7 | 366531.9 | 368275.6 | 369592.1 | 370817.4 | 372081.1
2023 PG Study Reference Scenario | SCG | Ind | WholeBlg | Ind - Printing & Publishing | Energy Efficiency | Admin | 6588.668 | 6624.621 | 6705.722 | 6885.376 | 7270.772 | 7978.507 | 7834.685 | 7684.77 | 7540.949 | 7401.655 | 7266.14
2023 PG Study Reference Scenario | SCG | Ind | WholeBlg | Ind - Stone-Glass-Clay | Energy Efficiency | Admin | 109429.2 | 111806 | 114696.5 | 119280.7 | 127673.2 | 142107.4 | 142083.5 | 142104.2 | 142258.8 | 142453.1 | 142695.4
2023 PG Study Reference Scenario | SCG | Ind | WholeBlg | Ind - Textiles | Energy Efficiency | Admin | 46330.5 | 48155.77 | 51185.18 | 56182.55 | 64649.46 | 78775.59 | 77751.34 | 76672.5 | 75609.87 | 74588.05 | 73588.81
2023 PG Study Reference Scenario | SCG | Ind | WholeBlg | Ind - Transportation Equipment | Energy Efficiency | Admin | 34670.03 | 35394.09 | 36949.19 | 39621.58 | 44207.61 | 51951.76 | 51461.69 | 50945.34 | 50458.66 | 49995.12 | 49538.47
2023 PG Study Reference Scenario | SCG | Res | AppPlug | Res - Multi Family | Fuel Substitution | Incremental Measure Cost | 0 | 0 | 0 | 0 | 0 | 0 | 0 | 0 | 0 | 9694.694 | 10536.54
2023 PG Study Reference Scenario | SCG | Res | BROs | Low Income - Multi Family LI | Energy Efficiency | Admin | 365199 | 367446 | 370026.7 | 372728.7 | 375953.1 | 379763.3 | 384077 | 388693.8 | 392956.1 | 398153.2 | 403588.6
2023 PG Study Reference Scenario | SCG | Res | BROs | Low Income - Single Family LI | Energy Efficiency | Admin | 380163.2 | 382533.4 | 385261.6 | 388148.5 | 391588.8 | 395632.3 | 400182.3 | 405049.7 | 409567.5 | 414988.9 | 420659
2023 PG Study Reference Scenario | SCG | Res | BROs | Res - Multi Family | Energy Efficiency | Admin | 393384.7 | 395797.8 | 398564.2 | 401456.9 | 404909.9 | 408992 | 413624.7 | 418583.5 | 423173.5 | 428770.3 | 434623.6
2023 PG Study Reference Scenario | SCG | Res | BROs | Res - Single Family | Energy Efficiency | Admin | 1162142 | 1169366 | 1177667 | 1186439 | 1196896 | 1209191 | 1223059 | 1237896 | 1251703 | 1268272 | 1285601
2023 PG Study Reference Scenario | SCG | Res | BldgEnv | Res - Multi Family | Energy Efficiency | Admin | 0 | 0 | 0 | 0 | 0 | 0 | 0 | 0 | 14178.1 | 13801.58 | 38810.64
2023 PG Study Reference Scenario | SCG | Res | BldgEnv | Res - Multi Family | Energy Efficiency | Incentives | 0 | 0 | 0 | 0 | 0 | 0 | 0 | 0 | 14844.52 | 14739.31 | 144546.7
2023 PG Study Reference Scenario | SCG | Res | BldgEnv | Res - Multi Family | Energy Efficiency | Incremental Measure Cost | 0 | 0 | 0 | 0 | 0 | 0 | 0 | 0 | 29689.04 | 29478.63 | 353980.3
2023 PG Study Reference Scenario | SCG | Res | BldgEnv | Res - Single Family | Energy Efficiency | Admin | 7528.508 | 3894.448 | 3558.446 | 3276.264 | 2976.95 | 2442.714 | 2756.161 | 245.5409 | 2598.517 | 0 | 0
2023 PG Study Reference Scenario | SCG | Res | BldgEnv | Res - Single Family | Energy Efficiency | Incentives | 0 | 0 | 0 | 0 | 0 | 0 | 0 | 0 | 9340.6 | 0 | 0
2023 PG Study Reference Scenario | SCG | Res | BldgEnv | Res - Single Family | Energy Efficiency | Incremental Measure Cost | -479266 | -250473 | -223500 | -200740 | -177733 | -141931 | -155648 | -13457.8 | 224917.4 | 0 | 0
2023 PG Study Reference Scenario | SCG | Res | BldgEnv | Res - Single Family | Energy Efficiency | Admin | 568.7984 | 579.9908 | 592.8054 | 607.1102 | 622.7496 | 639.371 | 656.9529 | 675.1129 | 678.4361 | 0 | 94338.42
2023 PG Study Reference Scenario | SCG | Res | BldgEnv | Res - Single Family | Energy Efficiency | Incentives | 2881.553 | 2938.256 | 3003.178 | 3075.649 | 3154.88 | 3239.086 | 3328.157 | 3420.156 | 3436.991 | 0 | 481101.2
2023 PG Study Reference Scenario | SCG | Res | BldgEnv | Res - Single Family | Energy Efficiency | Incremental Measure Cost | 5884.651 | 6140.348 | 6422.266 | 6730.396 | 7064.387 | 7421.507 | 7802.627 | 8204.262 | 9717.379 | 0 | 1203893
2023 PG Study Reference Scenario | SCG | Res | HVAC | Res - Multi Family | Energy Efficiency | Admin | 396.5973 | 418.7257 | 547.2212 | 548.2354 | 551.439 | 119.1655 | 131.0146 | 94.4183 | 130.6996 | 117.8986 | 116.529
2023 PG Study Reference Scenario | SCG | Res | HVAC | Res - Multi Family | Energy Efficiency | Incentives | 1749.459 | 1873.866 | 2169.232 | 2209.639 | 2260.356 | 254.8958 | 285.8458 | 210.1206 | 296.679 | 272.974 | 275.1989
2023 PG Study Reference Scenario | SCG | Res | HVAC | Res - Multi Family | Energy Efficiency | Incremental Measure Cost | 3498.918 | 3747.733 | 4338.464 | 4429.566 | 4544.582 | 509.7915 | 571.6916 | 420.2411 | 593.3581 | 545.948 | 550.3977
2023 PG Study Reference Scenario | SCG | Res | HVAC | Res - Multi Family | Energy Efficiency | Admin | 2579.194 | 2619.587 | 2655.673 | 2688.249 | 2718.344 | 0 | 0 | 0 | 0 | 0 | 0
2023 PG Study Reference Scenario | SCG | Res | HVAC | Res - Multi Family | Energy Efficiency | Incentives | 11919.54 | 12309.06 | 12692.81 | 13037.6 | 13371.93 | 0 | 0 | 0 | 0 | 0 | 0
2023 PG Study Reference Scenario | SCG | Res | HVAC | Res - Multi Family | Energy Efficiency | Incremental Measure Cost | 23839.07 | 24618.12 | 25385.61 | 26147.15 | 26911.06 | 0 | 0 | 0 | 0 | 0 | 0
2023 PG Study Reference Scenario | SCG | Res | HVAC | Res - Multi Family | Fuel Substitution | Incremental Measure Cost | 462.8858 | 638.252 | 681.911 | 722.6381 | 764.3634 | 0 | 0 | 0 | 0 | 0 | 0
2023 PG Study Reference Scenario | SCG | Res | HVAC | Res - Multi Family | Fuel Substitution | Incremental Measure Cost | -4388.92 | 6609.572 | 134576.2 | 141850.2 | 148461.4 | 0 | 0 | 0 | 0 | 0 | 0
2023 PG Study Reference Scenario | SCG | Res | HVAC | Res - Single Family | Energy Efficiency | Admin | 1545.977 | 846.8476 | 755.9988 | 678.4671 | 600.2069 | 0 | 0 | 0 | 0 | 0 | 0
2023 PG Study Reference Scenario | SCG | Res | HVAC | Res - Single Family | Energy Efficiency | Incentives | 0 | 0 | 0 | 0 | 0 | 0 | 0 | 0 | 0 | 0 | 0
2023 PG Study Reference Scenario | SCG | Res | HVAC | Res - Single Family | Energy Efficiency | Incremental Measure Cost | -6241.4 | -3258.77 | -2865.69 | -2531.98 | -2204 | 0 | 0 | 0 | 0 | 0 | 0
2023 PG Study Reference Scenario | SCG | Res | HVAC | Res - Single Family | Energy Efficiency | Admin | 0 | 0 | 0 | 0 | 0 | 0 | 0 | 0 | 0 | 0 | 22675.93
2023 PG Study Reference Scenario | SCG | Res | HVAC | Res - Single Family | Energy Efficiency | Incentives | 0 | 0 | 0 | 0 | 0 | 0 | 0 | 0 | 0 | 0 | 34231.77
2023 PG Study Reference Scenario | SCG | Res | HVAC | Res - Single Family | Energy Efficiency | Incremental Measure Cost | 0 | 0 | 0 | 0 | 0 | 0 | 0 | 0 | 0 | 0 | 68463.54
2023 PG Study Reference Scenario | SCG | Res | HVAC | Res - Single Family | Energy Efficiency | Admin | 7662.293 | 8028.929 | 8334.004 | 8585.694 | 8791.207 | 0 | 0 | 0 | 0 | 0 | 0
2023 PG Study Reference Scenario | SCG | Res | HVAC | Res - Single Family | Energy Efficiency | Incremental Measure Cost | -31693.4 | -32701 | -33407.7 | -33855.7 | -34082.6 | 0 | 0 | 0 | 0 | 0 | 0
2023 PG Study Reference Scenario | SCG | Res | HVAC | Res - Single Family | Fuel Substitution | Incremental Measure Cost | 2594276 | 2960455 | 3328570 | 3726294 | 4180290 | 0 | 0 | 0 | 0 | 0 | 0
2023 PG Study Reference Scenario | SCG | Res | WaterHeat | Res - Multi Family | Energy Efficiency | Admin | 122648.5 | 128738.9 | 128988.3 | 129210.9 | 130080.8 | 117968.6 | 127457.1 | 111978.1 | 128099.6 | 129206.6 | 130281.1
2023 PG Study Reference Scenario | SCG | Res | WaterHeat | Res - Multi Family | Energy Efficiency | Incentives | 57149.94 | 61139.19 | 62459.38 | 63803.16 | 65508.76 | 159286.5 | 173476.1 | 153440.8 | 176556.1 | 179003.9 | 181348.1
2023 PG Study Reference Scenario | SCG | Res | WaterHeat | Res - Multi Family | Energy Efficiency | Incremental Measure Cost | 114299.9 | 122278.4 | 124918.8 | 127606.3 | 131017.5 | 1338490 | 1485354 | 1337835 | 1566690 | 1615927 | 1664929
2023 PG Study Reference Scenario | SCG | Res | WaterHeat | Res - Multi Family | Energy Efficiency | Admin | 686586.5 | 781310.5 | 743581 | 699951.8 | 652049.4 | 601328.6 | 549101.6 | 640048.1 | 576247.7 | 513901.3 | 455211.3
2023 PG Study Reference Scenario | SCG | Res | WaterHeat | Res - Multi Family | Energy Efficiency | Incentives | 563201.7 | 764719.7 | 721696.4 | 675969.7 | 628979.4 | 581577.2 | 534261.5 | 591692.7 | 538904.8 | 486939 | 438513.6
2023 PG Study Reference Scenario | SCG | Res | WaterHeat | Res - Multi Family | Energy Efficiency | Incremental Measure Cost | 1126403 | 1801789 | 1671066 | 1537434 | 1406037 | 1279552 | 1158918 | 1252825 | 1130500 | 1013185 | 909623.4
2023 PG Study Reference Scenario | SCG | Res | WaterHeat | Res - Multi Family | Energy Efficiency | Admin | 695001.9 | 692859.6 | 688673.9 | 683310 | 670511.4 | 0 | 0 | 0 | 0 | 0 | 0
2023 PG Study Reference Scenario | SCG | Res | WaterHeat | Res - Multi Family | Energy Efficiency | Incentives | 301647.5 | 306713.8 | 310944.6 | 314683.9 | 314947.7 | 0 | 0 | 0 | 0 | 0 | 0
2023 PG Study Reference Scenario | SCG | Res | WaterHeat | Res - Multi Family | Energy Efficiency | Incremental Measure Cost | 603294.9 | 613427.6 | 621889.2 | 629367.7 | 629895.4 | 0 | 0 | 0 | 0 | 0 | 0
2023 PG Study Reference Scenario | SCG | Res | WaterHeat | Res - Multi Family | Fuel Substitution | Incremental Measure Cost | -126.486 | -141.721 | -150.278 | -158.285 | -166.541 | 0 | 0 | 0 | 0 | 0 | 0
2023 PG Study Reference Scenario | SCG | Res | WaterHeat | Res - Multi Family | Fuel Substitution | Incremental Measure Cost | 4856848 | 5300691 | 5690056 | 6043244 | 6388302 | 0 | 0 | 0 | 0 | 0 | 0
2023 PG Study Reference Scenario | SCG | Res | WaterHeat | Res - Single Family | Energy Efficiency | Admin | 770411.6 | 418379.2 | 366945.3 | 326009.7 | 288469.8 | 232086.6 | 251033.5 | 125658.4 | 236311.3 | 177971.9 | 165862.2
2023 PG Study Reference Scenario | SCG | Res | WaterHeat | Res - Single Family | Energy Efficiency | Incentives | 98443.55 | 66957.51 | 62251.15 | 58665.66 | 55435.81 | 319494.1 | 348104.1 | 175317.3 | 331425.6 | 250756.5 | 234676.7
2023 PG Study Reference Scenario | SCG | Res | WaterHeat | Res - Single Family | Energy Efficiency | Incremental Measure Cost | -1088917 | -506197 | -422926 | -356137 | -294859 | 2738191 | 3040108 | 1559323 | 3000722 | 2310281 | 2199577
2023 PG Study Reference Scenario | SCG | Res | WaterHeat | Res - Single Family | Energy Efficiency | Admin | 0 | 0 | 408158.1 | 321739.9 | 249667.5 | 191741 | 146450.6 | 3990051 | 3810937 | 3620426 | 3421288
2023 PG Study Reference Scenario | SCG | Res | WaterHeat | Res - Single Family | Energy Efficiency | Incentives | 0 | 0 | 784072.8 | 618063.2 | 479612 | 368335 | 281332 | 6507661 | 6294322 | 6054814 | 5791483
2023 PG Study Reference Scenario | SCG | Res | WaterHeat | Res - Single Family | Energy Efficiency | Incremental Measure Cost | 0 | 0 | 3022747 | 2430404 | 1923693 | 1506916 | 1173992 | 13885572 | 13583664 | 13240044 | 12850501
2023 PG Study Reference Scenario | SCG | Res | WaterHeat | Res - Single Family | Energy Efficiency | Admin | 7278269 | 7182688 | 7044906 | 6897055 | 6689686 | 0 | 0 | 0 | 0 | 0 | 0
2023 PG Study Reference Scenario | SCG | Res | WaterHeat | Res - Single Family | Energy Efficiency | Incremental Measure Cost | -16000000 | -16000000 | -16000000 | -15000000 | -15000000 | 0 | 0 | 0 | 0 | 0 | 0
2023 PG Study Reference Scenario | SCG | Res | WaterHeat | Res - Single Family | Fuel Substitution | Incremental Measure Cost | -767.287 | -413.079 | -377.675 | -347.083 | -314.203 | 0 | 0 | 0 | 0 | 0 | 0
2023 PG Study Reference Scenario | SCG | Res | WaterHeat | Res - Single Family | Fuel Substitution | Incremental Measure Cost | 69270.09 | 64538.13 | 58467.62 | 51144.88 | 42917.08 | 75897.37 | 80329.64 | 83153.97 | 0 | 0 | 0
2023 PG Study Reference Scenario | SCG | Res | WholeBlg | Res - Multi Family | Energy Efficiency | Admin | 3818.928 | 4305.794 | 4595.06 | 4886.993 | 5211.466 | 5416.916 | 6024.451 | 5408.768 | 6302.026 | 6476.994 | 6624.541
2023 PG Study Reference Scenario | SCG | Res | WholeBlg | Res - Multi Family | Energy Efficiency | Incentives | 6848.056 | 7721.099 | 8239.807 | 8763.297 | 9345.138 | 9713.548 | 10802.97 | 9698.938 | 11300.72 | 11614.47 | 11879.05
2023 PG Study Reference Scenario | SCG | Res | WholeBlg | Res - Multi Family | Energy Efficiency | Incremental Measure Cost | 13921.84 | 16010.64 | 17427.97 | 18905.9 | 20564.39 | 21802.59 | 24732.82 | 22649.3 | 26917.63 | 28218.26 | 29438.29
2023 PG Study Reference Scenario | SCG | Res | WholeBlg | Res - Single Family | Energy Efficiency | Admin | 3566740 | 4045414 | 4423814 | 4795192 | 5176606 | 5442760 | 6047852 | 5461708 | 6336950 | 6563749 | 6764813
2023 PG Study Reference Scenario | SCG | Res | WholeBlg | Res - Single Family | Energy Efficiency | Incentives | 3516060 | 4067404 | 4536625 | 5015864 | 5523356 | 5923739 | 6714230 | 6184998 | 7319997 | 7733994 | 8130685
2023 PG Study Reference Scenario | SCG | Res | WholeBlg | Res - Single Family | Energy Efficiency | Incremental Measure Cost | 7032120 | 8134808 | 9073250 | 10031728 | 11046711 | 11847479 | 13428461 | 12369997 | 14639994 | 15467987 | 16261369
2023 PG Study Reference Scenario | SDG&E | Ag | HVAC | Ag - Irrigated Agriculture, vineyards, forestry and greenhouses | Energy Efficiency | Admin | 12482.21 | 27070.12 | 26442.01 | 25356.82 | 23838.08 | 21984.79 | 19896.59 | 17701.46 | 15504.51 | 13395.27 | 11438.26
2023 PG Study Reference Scenario | SDG&E | Ag | HVAC | Ag - Irrigated Agriculture, vineyards, forestry and greenhouses | Energy Efficiency | Incentives | 1003.488 | 1910.557 | 1904.852 | 1864.043 | 1787.939 | 1682.232 | 1553.112 | 1409.604 | 1259.58 | 1110.273 | 967.371
2023 PG Study Reference Scenario | SDG&E | Ag | HVAC | Ag - Irrigated Agriculture, vineyards, forestry and greenhouses | Energy Efficiency | Incremental Measure Cost | 2006.975 | 3821.113 | 3809.705 | 3728.087 | 3575.878 | 3364.464 | 3106.225 | 2819.207 | 2519.161 | 2220.545 | 1934.742
2023 PG Study Reference Scenario | SDG&E | Ag | Lighting | Ag - Irrigated Agriculture, vineyards, forestry and greenhouses | Energy Efficiency | Admin | 13533.32 | 14436.67 | 15259.08 | 15977.72 | 16556.29 | 16969.24 | 16971.84 | 16809.95 | 16486.53 | 16010.82 | 15399.01
2023 PG Study Reference Scenario | SDG&E | Ag | Lighting | Ag - Irrigated Agriculture, vineyards, forestry and greenhouses | Energy Efficiency | Incentives | 2579.849 | 2691.059 | 2785.404 | 2859.92 | 2909.529 | 2931.37 | 2990.454 | 3021.168 | 3022.302 | 2993.798 | 2936.985
2023 PG Study Reference Scenario | SDG&E | Ag | Lighting | Ag - Irrigated Agriculture, vineyards, forestry and greenhouses | Energy Efficiency | Incremental Measure Cost | 5159.698 | 5382.118 | 5570.807 | 5719.84 | 5819.059 | 5862.739 | 5980.909 | 6042.336 | 6044.605 | 5987.596 | 5873.97
2023 PG Study Reference Scenario | SDG&E | Ag | MachDr | Ag - Dairies, fishing, hunting | Energy Efficiency | Admin | 491.2492 | 486.7661 | 482.5815 | 479.0445 | 475.6948 | 472.5156 | 469.4433 | 466.559 | 463.841 | 461.2255 | 458.4216
2023 PG Study Reference Scenario | SDG&E | Ag | MachDr | Ag - Dairies, fishing, hunting | Energy Efficiency | Incentives | 489.0953 | 494.5015 | 500.2239 | 506.659 | 513.3395 | 520.2592 | 527.3571 | 534.7362 | 542.3846 | 549.9857 | 551.1976
2023 PG Study Reference Scenario | SDG&E | Ag | MachDr | Ag - Dairies, fishing, hunting | Energy Efficiency | Incremental Measure Cost | 978.1905 | 989.003 | 1000.448 | 1013.318 | 1026.679 | 1040.518 | 1054.714 | 1069.472 | 1084.769 | 1100.472 | 1115.798
2023 PG Study Reference Scenario | SDG&E | Ag | MachDr | Ag - Water pumping | Energy Efficiency | Admin | 40948.11 | 40705.97 | 40480.71 | 40296.41 | 40121.07 | 39953.45 | 39789.06 | 39633.42 | 39484.96 | 39340.04 | 39198.65
2023 PG Study Reference Scenario | SDG&E | Ag | MachDr | Ag - Water pumping | Energy Efficiency | Incentives | 32575.19 | 33027.9 | 33499.69 | 34012.4 | 34539.9 | 35081.67 | 35634.12 | 36202.77 | 36786.76 | 37383.09 | 37992.16
2023 PG Study Reference Scenario | SDG&E | Ag | MachDr | Ag - Water pumping | Energy Efficiency | Incremental Measure Cost | 65150.38 | 66055.79 | 66999.37 | 68024.8 | 69079.81 | 70163.34 | 71268.24 | 72405.54 | 73573.52 | 74766.19 | 75984.32
2023 PG Study Reference Scenario | SDG&E | Ag | ProcHeat | Ag - Dairies, fishing, hunting | Energy Efficiency | Admin | 421.3991 | 398.2735 | 354.0192 | 297.051 | 236.4506 | 180.6354 | 133.7963 | 97.5234 | 70.7899 | 51.715 | 38.3599
2023 PG Study Reference Scenario | SDG&E | Ag | ProcHeat | Ag - Dairies, fishing, hunting | Energy Efficiency | Incentives | 78.3636 | 75.5444 | 68.4933 | 58.6208 | 47.5951 | 37.0872 | 27.6093 | 20.1243 | 14.6077 | 10.6716 | 7.9157
2023 PG Study Reference Scenario | SDG&E | Ag | ProcHeat | Ag - Dairies, fishing, hunting | Energy Efficiency | Incremental Measure Cost | 156.7271 | 151.0888 | 136.9865 | 117.2417 | 95.1901 | 74.1745 | 56.0397 | 41.664 | 30.8477 | 22.9863 | 17.3912
2023 PG Study Reference Scenario | SDG&E | Ag | ProcHeat | Ag - Irrigated Agriculture, vineyards, forestry and greenhouses | Energy Efficiency | Admin | 2132.352 | 2229.747 | 2302.051 | 2484.916 | 2568.786 | 2701.483 | 2746.37 | 2838.049 | 2926.393 | 3010.618 | 3089.925
2023 PG Study Reference Scenario | SDG&E | Ag | ProcHeat | Ag - Irrigated Agriculture, vineyards, forestry and greenhouses | Energy Efficiency | Incentives | 440.0181 | 460.1159 | 475.0361 | 512.7708 | 530.0778 | 557.4603 | 566.7227 | 585.641 | 603.8712 | 621.2513 | 637.6164
2023 PG Study Reference Scenario | SDG&E | Ag | ProcHeat | Ag - Irrigated Agriculture, vineyards, forestry and greenhouses | Energy Efficiency | Incremental Measure Cost | 3898.318 | 4157.901 | 4378.584 | 4820.926 | 5083.315 | 5452.824 | 5654.294 | 5959.906 | 6268.338 | 6577.722 | 6886.015
2023 PG Study Reference Scenario | SDG&E | Ag | WholeBlg | Ag - Dairies, fishing, hunting | Energy Efficiency | Admin | 2967.157 | 2964.654 | 2980.192 | 3029.486 | 3135.691 | 3336.741 | 3296.774 | 3258.538 | 3221.338 | 3184.614 | 3148.718
2023 PG Study Reference Scenario | SDG&E | Ag | WholeBlg | Ag - Irrigated Agriculture, vineyards, forestry and greenhouses | Energy Efficiency | Admin | 79194.73 | 83301.17 | 89994.88 | 100723.8 | 118492.8 | 148305.9 | 149818.7 | 151447.8 | 153091.4 | 154922.6 | 156780.1
2023 PG Study Reference Scenario | SDG&E | Ag | WholeBlg | Ag - Water pumping | Energy Efficiency | Admin | 87284.58 | 90146.36 | 94994.41 | 103120.9 | 116767.6 | 139756.9 | 138946.1 | 138157.1 | 137439.8 | 136739.1 | 136000.7
2023 PG Study Reference Scenario | SDG&E | Com | AppPlug | Com - College | Energy Efficiency | Admin | 1240.407 | 1278.578 | 1309.307 | 1358.116 | 1365.604 | 1397.954 | 1427.035 | 1441.044 | 1452.172 | 1401.312 | 1403.818
2023 PG Study Reference Scenario | SDG&E | Com | AppPlug | Com - College | Energy Efficiency | Incentives | 447.5176 | 462.7989 | 475.223 | 494.0798 | 497.8065 | 510.5293 | 522.0393 | 528.0277 | 532.9576 | 515.1089 | 516.8509
2023 PG Study Reference Scenario | SDG&E | Com | AppPlug | Com - College | Energy Efficiency | Incremental Measure Cost | 1032.776 | 1088.499 | 1139.075 | 1206.783 | 1238.87 | 1294.43 | 1348.399 | 1389.306 | 1428.339 | 1406.077 | 1436.887
2023 PG Study Reference Scenario | SDG&E | Com | AppPlug | Com - College | Energy Efficiency | Admin | 122.379 | 94.6896 | 73.2367 | 56.6249 | 43.7657 | 33.8032 | 26.0863 | 20.078 | 15.1633 | 11.7152 | 9.0513
2023 PG Study Reference Scenario | SDG&E | Com | AppPlug | Com - College | Energy Efficiency | Incentives | 44.1317 | 34.2028 | 26.4986 | 20.5237 | 15.8911 | 12.2968 | 9.5079 | 7.3332 | 5.5597 | 4.3027 | 3.33
2023 PG Study Reference Scenario | SDG&E | Com | AppPlug | Com - College | Energy Efficiency | Incremental Measure Cost | 51.3467 | 40.468 | 31.895 | 25.1382 | 19.8123 | 15.6145 | 12.3055 | 9.6976 | 7.6423 | 6.0226 | 4.7461
2023 PG Study Reference Scenario | SDG&E | Com | AppPlug | Com - Grocery | Energy Efficiency | Admin | 17.9191 | 12.3847 | 12.6605 | 13.4982 | 11.6347 | 14.8771 | 14.7308 | 14.7054 | 14.3922 | 15.6115 | 15.305
2023 PG Study Reference Scenario | SDG&E | Com | AppPlug | Com - Grocery | Energy Efficiency | Incentives | 6.4637 | 4.482 | 4.5945 | 4.9099 | 4.2407 | 5.4324 | 5.3883 | 5.3879 | 5.2817 | 5.7384 | 5.6348
2023 PG Study Reference Scenario | SDG&E | Com | AppPlug | Com - Grocery | Energy Efficiency | Incremental Measure Cost | 14.9155 | 10.5405 | 11.0114 | 11.9908 | 10.5522 | 13.772 | 13.916 | 14.1746 | 14.1535 | 15.6623 | 15.6637
2023 PG Study Reference Scenario | SDG&E | Com | AppPlug | Com - Grocery | Energy Efficiency | Admin | 19.8658 | 15.3744 | 11.8936 | 9.1981 | 7.1117 | 5.4975 | 4.2489 | 3.2835 | 2.5372 | 1.9603 | 1.5144
2023 PG Study Reference Scenario | SDG&E | Com | AppPlug | Com - Grocery | Energy Efficiency | Incentives | 7.1631 | 5.5529 | 4.3031 | 3.3337 | 2.5821 | 1.9997 | 1.5484 | 1.1989 | 0.92824 | 0.7186 | 0.55629
2023 PG Study Reference Scenario | SDG&E | Com | AppPlug | Com - Grocery | Energy Efficiency | Incremental Measure Cost | 8.321 | 6.558 | 5.1687 | 4.0737 | 3.2106 | 2.5303 | 1.994 | 1.5714 | 1.2383 | 0.97579 | 0.76895
2023 PG Study Reference Scenario | SDG&E | Com | AppPlug | Com - Health | Energy Efficiency | Admin | 545602.4 | 594896 | 629122.3 | 621479.1 | 584846.2 | 541336.1 | 429179.2 | 405212.5 | 405521.7 | 441702.9 | 500292.4
2023 PG Study Reference Scenario | SDG&E | Com | AppPlug | Com - Health | Energy Efficiency | Incentives | 202359.1 | 220644.5 | 233341 | 230507 | 216920.6 | 200783.3 | 159184.5 | 150295.6 | 150410.8 | 163831.3 | 185563.3
2023 PG Study Reference Scenario | SDG&E | Com | AppPlug | Com - Health | Energy Efficiency | Incremental Measure Cost | 494221.1 | 549662.1 | 592920.3 | 597429.8 | 573457.7 | 541409.7 | 437821.7 | 421639.3 | 430399.8 | 478176.4 | 552435.6
2023 PG Study Reference Scenario | SDG&E | Com | AppPlug | Com - Health | Energy Efficiency | Admin | 162.9486 | 126.1278 | 97.5817 | 75.4701 | 58.3533 | 45.1095 | 34.8656 | 26.9449 | 20.822 | 16.0895 | 12.4322
2023 PG Study Reference Scenario | SDG&E | Com | AppPlug | Com - Health | Energy Efficiency | Incentives | 58.7619 | 45.5602 | 35.3092 | 27.3562 | 21.1897 | 16.4105 | 12.7076 | 9.8395 | 7.6184 | 5.8985 | 4.567
2023 PG Study Reference Scenario | SDG&E | Com | AppPlug | Com - Health | Energy Efficiency | Incremental Measure Cost | 68.2493 | 53.7891 | 42.3939 | 33.4128 | 26.3337 | 20.7539 | 16.3556 | 12.8892 | 10.1573 | 8.0044 | 6.3078
2023 PG Study Reference Scenario | SDG&E | Com | AppPlug | Com - Lodging | Energy Efficiency | Admin | 732278.1 | 787586.9 | 841119 | 832798.4 | 799015.7 | 780490.1 | 755909 | 733140.1 | 717003.8 | 698877.1 | 674459.3
2023 PG Study Reference Scenario | SDG&E | Com | AppPlug | Com - Lodging | Energy Efficiency | Incentives | 271610.5 | 292125.8 | 311982.1 | 308896.1 | 293660.6 | 286805.1 | 277737.7 | 269347.6 | 263403 | 256734 | 247759.4
2023 PG Study Reference Scenario | SDG&E | Com | AppPlug | Com - Lodging | Energy Efficiency | Incremental Measure Cost | 663426 | 727807.7 | 792824.6 | 800681.2 | 776034.6 | 773035.5 | 763527.3 | 755231.1 | 753293.8 | 748865.8 | 737101.9
2023 PG Study Reference Scenario | SDG&E | Com | AppPlug | Com - Lodging | Energy Efficiency | Admin | 32.1982 | 24.9116 | 19.2663 | 14.8947 | 11.5088 | 8.8851 | 6.8484 | 5.2187 | 3.9766 | 3.0723 | 2.3737
2023 PG Study Reference Scenario | SDG&E | Com | AppPlug | Com - Lodging | Energy Efficiency | Incentives | 11.6117 | 8.9986 | 6.9712 | 5.3987 | 4.179 | 3.2324 | 2.4964 | 1.9078 | 1.4584 | 1.1286 | 0.87341
2023 PG Study Reference Scenario | SDG&E | Com | AppPlug | Com - Lodging | Energy Efficiency | Incremental Measure Cost | 13.5143 | 10.651 | 8.3946 | 6.6162 | 5.2144 | 4.1096 | 3.2387 | 2.5522 | 2.0113 | 1.585 | 1.249
2023 PG Study Reference Scenario | SDG&E | Com | AppPlug | Com - Office (Large) | Energy Efficiency | Admin | 7559.129 | 7836.8 | 8095.384 | 8283.773 | 8292.031 | 8570.055 | 8780.342 | 8822.14 | 8708.864 | 8707.795 | 8655.814
2023 PG Study Reference Scenario | SDG&E | Com | AppPlug | Com - Office (Large) | Energy Efficiency | Incentives | 2729.914 | 2838.96 | 2940.308 | 3015.42 | 3024.305 | 3131.236 | 3213.384 | 3233.817 | 3197.263 | 3201.802 | 3187.602
2023 PG Study Reference Scenario | SDG&E | Com | AppPlug | Com - Office (Large) | Energy Efficiency | Incremental Measure Cost | 6302.842 | 6680.143 | 7050.832 | 7368.501 | 7530.107 | 7943.253 | 8304.61 | 8513.663 | 8574.261 | 8745.917 | 8868.378
2023 PG Study Reference Scenario | SDG&E | Com | AppPlug | Com - Office (Large) | Energy Efficiency | Admin | 1259.802 | 974.9405 | 754.1939 | 583.2527 | 450.947 | 348.5874 | 269.4163 | 208.2002 | 160.8669 | 124.2782 | 95.9972
2023 PG Study Reference Scenario | SDG&E | Com | AppPlug | Com - Office (Large) | Energy Efficiency | Incentives | 454.4392 | 352.2627 | 272.9636 | 211.4605 | 163.7821 | 126.8348 | 98.2095 | 76.0379 | 58.8647 | 45.5659 | 35.2677
2023 PG Study Reference Scenario | SDG&E | Com | AppPlug | Com - Office (Large) | Energy Efficiency | Incremental Measure Cost | 528.0283 | 416.1552 | 327.9936 | 258.5088 | 203.7399 | 160.5704 | 126.5424 | 99.7234 | 78.5875 | 61.9308 | 48.8045
2023 PG Study Reference Scenario | SDG&E | Com | AppPlug | Com - Office (Small) | Energy Efficiency | Admin | 3081.397 | 3213.639 | 3325.752 | 3415.194 | 3478.396 | 3536.111 | 3578.409 | 3605.138 | 3619.251 | 3630.336 | 3634.256
2023 PG Study Reference Scenario | SDG&E | Com | AppPlug | Com - Office (Small) | Energy Efficiency | Incentives | 1112.542 | 1163.941 | 1207.741 | 1243.009 | 1268.5 | 1291.846 | 1309.48 | 1321.375 | 1328.626 | 1334.764 | 1338.283
2023 PG Study Reference Scenario | SDG&E | Com | AppPlug | Com - Office (Small) | Energy Efficiency | Incremental Measure Cost | 2568.359 | 2738.489 | 2895.847 | 3037.098 | 3158.037 | 3276.737 | 3383.763 | 3478.299 | 3562.51 | 3645.403 | 3722.653
2023 PG Study Reference Scenario | SDG&E | Com | AppPlug | Com - Office (Small) | Energy Efficiency | Admin | 588.8884 | 455.7158 | 352.5236 | 272.6169 | 210.7716 | 162.9243 | 125.9157 | 97.2924 | 75.1598 | 58.047 | 44.8045
2023 PG Study Reference Scenario | SDG&E | Com | AppPlug | Com - Office (Small) | Energy Efficiency | Incentives | 212.429 | 164.66 | 127.5892 | 98.8389 | 76.5516 | 59.2807 | 45.8996 | 35.5329 | 27.5029 | 21.283 | 16.4609
2023 PG Study Reference Scenario | SDG&E | Com | AppPlug | Com - Office (Small) | Energy Efficiency | Incremental Measure Cost | 246.8869 | 194.5797 | 153.3587 | 120.8702 | 95.2623 | 75.078 | 59.1679 | 46.6284 | 36.746 | 28.9579 | 22.8204
2023 PG Study Reference Scenario | SDG&E | Com | AppPlug | Com - Other | Energy Efficiency | Admin | 1290.739 | 1357.073 | 1417.614 | 11029.59 | 11280.75 | 11614.41 | 11871.73 | 12057.42 | 12209.09 | 12353.16 | 12437.35
2023 PG Study Reference Scenario | SDG&E | Com | AppPlug | Com - Other | Energy Efficiency | Incentives | 465.8123 | 491.3256 | 514.633 | 1313.194 | 1358.09 | 1414.018 | 1461.936 | 1502.204 | 1539.304 | 1576.473 | 1606.927
2023 PG Study Reference Scenario | SDG&E | Com | AppPlug | Com - Other | Energy Efficiency | Incremental Measure Cost | 1075.136 | 1155.738 | 1233.691 | 2863.165 | 2982.867 | 3128.069 | 3256.911 | 3369.85 | 3476.671 | 3584.594 | 3678.093
2023 PG Study Reference Scenario | SDG&E | Com | AppPlug | Com - Other | Energy Efficiency | Admin | 155.9743 | 120.7046 | 93.374 | 72.21 | 55.8294 | 43.1562 | 33.3538 | 25.773 | 19.9109 | 15.3788 | 11.8731
2023 PG Study Reference Scenario | SDG&E | Com | AppPlug | Com - Other | Energy Efficiency | Incentives | 56.2543 | 43.6058 | 33.7896 | 26.1764 | 20.2744 | 15.7006 | 12.157 | 9.4118 | 7.2853 | 5.6382 | 4.3618
2023 PG Study Reference Scenario | SDG&E | Com | AppPlug | Com - Other | Energy Efficiency | Incremental Measure Cost | 65.3761 | 51.525 | 40.6096 | 32.0066 | 25.2256 | 19.8807 | 15.6677 | 12.3472 | 9.7303 | 7.668 | 6.0428
2023 PG Study Reference Scenario | SDG&E | Com | AppPlug | Com - Refrig. Warehouse | Energy Efficiency | Admin | 7.5512 | 8.1157 | 8.5927 | 8.9272 | 9.3845 | 9.7384 | 10.1751 | 10.5432 | 10.9909 | 11.3451 | 11.7687
2023 PG Study Reference Scenario | SDG&E | Com | AppPlug | Com - Refrig. Warehouse | Energy Efficiency | Incentives | 2.7732 | 2.9846 | 3.1636 | 3.2898 | 3.4611 | 3.5941 | 3.7577 | 3.8959 | 4.0636 | 4.1968 | 4.3558
2023 PG Study Reference Scenario | SDG&E | Com | AppPlug | Com - Refrig. Warehouse | Energy Efficiency | Incremental Measure Cost | 10.1588 | 11.1919 | 12.1398 | 12.9154 | 13.8971 | 14.7552 | 15.7674 | 16.7029 | 17.7951 | 18.7669 | 19.8843
2023 PG Study Reference Scenario | SDG&E | Com | AppPlug | Com - Refrig. Warehouse | Energy Efficiency | Admin | 0.70552 | 0.54597 | 0.42233 | 0.3266 | 0.2525 | 0.19516 | 0.1508 | 0.11648 | 0.089929 | 0.069325 | 0.052688
2023 PG Study Reference Scenario | SDG&E | Com | AppPlug | Com - Refrig. Warehouse | Energy Efficiency | Incentives | 0.2544 | 0.19719 | 0.1528 | 0.11837 | 0.091676 | 0.07099 | 0.054957 | 0.042532 | 0.032901 | 0.025416 | 0.019375
2023 PG Study Reference Scenario | SDG&E | Com | AppPlug | Com - Refrig. Warehouse | Energy Efficiency | Incremental Measure Cost | 0.29576 | 0.2331 | 0.18372 | 0.1448 | 0.11412 | 0.08994 | 0.07088 | 0.055858 | 0.044019 | 0.03469 | 0.027337
2023 PG Study Reference Scenario | SDG&E | Com | AppPlug | Com - Retail | Energy Efficiency | Admin | 43.7987 | 34.846 | 38.3324 | 39.6869 | 34.8095 | 42.3531 | 42.2875 | 42.2482 | 43.7541 | 45.7465 | 45.3861
2023 PG Study Reference Scenario | SDG&E | Com | AppPlug | Com - Retail | Energy Efficiency | Incentives | 15.7848 | 12.6013 | 13.9019 | 14.428 | 12.6816 | 15.4593 | 15.4628 | 15.4749 | 16.0532 | 16.8118 | 16.7068
2023 PG Study Reference Scenario | SDG&E | Com | AppPlug | Com - Retail | Energy Efficiency | Incremental Measure Cost | 36.4107 | 29.6233 | 33.3046 | 35.2214 | 31.5427 | 39.1743 | 39.9165 | 40.6922 | 42.9969 | 45.8627 | 46.4175
2023 PG Study Reference Scenario | SDG&E | Com | AppPlug | Com - Retail | Energy Efficiency | Admin | 69.2597 | 53.6032 | 41.4689 | 32.0714 | 24.7973 | 19.1693 | 14.8161 | 11.4502 | 8.8481 | 6.8365 | 5.2817
2023 PG Study Reference Scenario | SDG&E | Com | AppPlug | Com - Retail | Energy Efficiency | Incentives | 24.9662 | 19.3551 | 14.9996 | 11.6211 | 9.0016 | 6.9715 | 5.3986 | 4.1802 | 3.2366 | 2.5058 | 1.9399
2023 PG Study Reference Scenario | SDG&E | Com | AppPlug | Com - Retail | Energy Efficiency | Incremental Measure Cost | 29.0024 | 22.8576 | 18.0153 | 14.1988 | 11.1905 | 8.8194 | 6.9504 | 5.4773 | 4.3164 | 3.4015 | 2.6806
2023 PG Study Reference Scenario | SDG&E | Com | AppPlug | Com - School | Energy Efficiency | Admin | 444.9585 | 466.8959 | 485.3891 | 500.8651 | 516.2283 | 525.9418 | 534.252 | 541.8971 | 548.7582 | 553.8618 | 558.8268
2023 PG Study Reference Scenario | SDG&E | Com | AppPlug | Com - School | Energy Efficiency | Incentives | 160.4679 | 168.9432 | 176.1282 | 182.1737 | 188.148 | 192.0444 | 195.4171 | 198.5426 | 201.3823 | 203.5814 | 205.736
2023 PG Study Reference Scenario | SDG&E | Com | AppPlug | Com - School | Energy Efficiency | Incremental Measure Cost | 370.2587 | 397.2821 | 422.0931 | 444.8816 | 468.1587 | 486.8437 | 504.6716 | 522.308 | 539.6252 | 555.6235 | 571.873
2023 PG Study Reference Scenario | SDG&E | Com | AppPlug | Com - School | Energy Efficiency | Admin | 51.0952 | 39.5373 | 30.5823 | 23.6483 | 18.2814 | 14.1285 | 10.9134 | 8.4254 | 6.4953 | 4.9202 | 3.8013
2023 PG Study Reference Scenario | SDG&E | Com | AppPlug | Com - School | Energy Efficiency | Incentives | 18.4241 | 14.2801 | 11.0646 | 8.5709 | 6.6376 | 5.1391 | 3.9772 | 3.0765 | 2.3766 | 1.8064 | 1.3981
2023 PG Study Reference Scenario | SDG&E | Com | AppPlug | Com - School | Energy Efficiency | Incremental Measure Cost | 21.424 | 16.8848 | 13.3077 | 10.4885 | 8.2663 | 6.5148 | 5.1341 | 4.0459 | 3.1884 | 2.5126 | 1.98
2023 PG Study Reference Scenario | SDG&E | Com | AppPlug | Com - Warehouse | Energy Efficiency | Admin | 518.5563 | 538.3005 | 554.685 | 569.1751 | 573.6869 | 581.4492 | 584.0037 | 584.9058 | 584.5065 | 583.2841 | 579.0644
2023 PG Study Reference Scenario | SDG&E | Com | AppPlug | Com - Warehouse | Energy Efficiency | Incentives | 187.0564 | 194.8182 | 201.3033 | 207.0442 | 209.11 | 212.3293 | 213.6289 | 214.3117 | 214.5104 | 214.4036 | 213.1924
2023 PG Study Reference Scenario | SDG&E | Com | AppPlug | Com - Warehouse | Energy Efficiency | Incremental Measure Cost | 431.6559 | 458.1765 | 482.4726 | 505.6637 | 520.3635 | 538.3137 | 551.7512 | 563.8395 | 574.8521 | 585.2099 | 592.6511
2023 PG Study Reference Scenario | SDG&E | Com | AppPlug | Com - Warehouse | Energy Efficiency | Admin | 52.3766 | 40.5117 | 31.3168 | 24.1797 | 18.6318 | 14.2225 | 10.7135 | 8.2775 | 6.3953 | 4.941 | 3.8175
2023 PG Study Reference Scenario | SDG&E | Com | AppPlug | Com - Warehouse | Energy Efficiency | Incentives | 18.8888 | 14.6337 | 11.3312 | 8.7646 | 6.7667 | 5.179 | 3.9195 | 3.0329 | 2.3468 | 1.816 | 1.4053
2023 PG Study Reference Scenario | SDG&E | Com | AppPlug | Com - Warehouse | Energy Efficiency | Incremental Measure Cost | 22.0197 | 17.3544 | 13.6779 | 10.7803 | 8.4964 | 6.6961 | 5.2771 | 4.1587 | 3.2773 | 2.5827 | 2.0353
2023 PG Study Reference Scenario | SDG&E | Com | BROs | Com - College | Energy Efficiency | Admin | 110591.9 | 120917.7 | 132038.2 | 144415.8 | 158382.5 | 173902 | 191641.6 | 211160.4 | 328922.9 | 124500.5 | 154952.6
2023 PG Study Reference Scenario | SDG&E | Com | BROs | Com - Grocery | Energy Efficiency | Admin | 410894.9 | 460712.5 | 513883.2 | 573286.2 | 640971.1 | 716656 | 802249.1 | 897269.9 | 1069634 | 1033356 | 1167784
2023 PG Study Reference Scenario | SDG&E | Com | BROs | Com - Health | Energy Efficiency | Admin | 268453.5 | 298022 | 329566.9 | 364580.3 | 403943.8 | 447341.2 | 496220 | 549623.1 | 799131.8 | 414154.7 | 495925.5
2023 PG Study Reference Scenario | SDG&E | Com | BROs | Com - Lodging | Energy Efficiency | Admin | 330723.7 | 370960.1 | 415136.5 | 464643.6 | 520298.8 | 582144.4 | 652577.1 | 730137.2 | 1031169 | 618141 | 733327.1
2023 PG Study Reference Scenario | SDG&E | Com | BROs | Com - Office (Large) | Energy Efficiency | Admin | 672332.6 | 736356.1 | 802612.4 | 875347.6 | 956700.3 | 1046337 | 1149546 | 1261174 | 1781310 | 975082.7 | 1140518
2023 PG Study Reference Scenario | SDG&E | Com | BROs | Com - Office (Small) | Energy Efficiency | Admin | 175344.7 | 193892.9 | 213330.7 | 234865.1 | 259267.5 | 286178.6 | 317124.6 | 350789.8 | 396035.4 | 420689.3 | 466378.2
2023 PG Study Reference Scenario | SDG&E | Com | BROs | Com - Other | Energy Efficiency | Admin | 109552.6 | 124346.3 | 141015 | 159636.1 | 180698.6 | 204090 | 231101.7 | 260825.8 | 317484.1 | 298932.7 | 340452.5
2023 PG Study Reference Scenario | SDG&E | Com | BROs | Com - Refrig. Warehouse | Energy Efficiency | Admin | 1194.811 | 1343.509 | 1510.866 | 1699.088 | 1911.116 | 2149.883 | 2419.077 | 2722.562 | 5574.83 | 0 | 550.6451
2023 PG Study Reference Scenario | SDG&E | Com | BROs | Com - Restaurant | Energy Efficiency | Admin | 250026.4 | 281832.4 | 318223.9 | 359426.8 | 406714.9 | 459912.6 | 520385.3 | 588420.7 | 695391 | 710987.7 | 808310.9
2023 PG Study Reference Scenario | SDG&E | Com | BROs | Com - Retail | Energy Efficiency | Admin | 363436.5 | 405571.5 | 451044.8 | 500910.7 | 556851.6 | 618107.2 | 689275.8 | 766082.1 | 869484.5 | 919256 | 1020446
2023 PG Study Reference Scenario | SDG&E | Com | BROs | Com - School | Energy Efficiency | Admin | 114635.6 | 125356.1 | 136591.2 | 149061 | 163133.9 | 178593.2 | 196603.5 | 216096.7 | 283617.9 | 198345.4 | 226180.3
2023 PG Study Reference Scenario | SDG&E | Com | BROs | Com - Warehouse | Energy Efficiency | Admin | 713.5805 | 808.3554 | 915.767 | 1037.577 | 1175.456 | 1331.789 | 1508.909 | 1709.586 | 3522.982 | 0 | 352.1297
2023 PG Study Reference Scenario | SDG&E | Com | BldgEnv | Com - College | Energy Efficiency | Admin | 99.1971 | 150.5094 | 191.835 | 209.6446 | 207.477 | 208.6327 | 210.048 | 209.8686 | 209.7787 | 174.8751 | 174.7255
2023 PG Study Reference Scenario | SDG&E | Com | BldgEnv | Com - College | Energy Efficiency | Incentives | 35.802 | 55.5833 | 72.4852 | 81.0431 | 82.051 | 84.4011 | 86.9178 | 88.8249 | 103.0218 | 96.1666 | 97.874
2023 PG Study Reference Scenario | SDG&E | Com | BldgEnv | Com - College | Energy Efficiency | Incremental Measure Cost | 71.6041 | 111.1666 | 144.9705 | 162.0863 | 164.1019 | 168.8023 | 173.8357 | 177.6499 | 206.0435 | 192.3331 | 195.748
2023 PG Study Reference Scenario | SDG&E | Com | BldgEnv | Com - College | Energy Efficiency | Admin | 4.5129 | 5.4937 | 5.8274 | 5.6252 | 3.8405 | 5.3233 | 5.0585 | 4.8043 | 4.5545 | 4.3182 | 4.0963
2023 PG Study Reference Scenario | SDG&E | Com | BldgEnv | Com - College | Energy Efficiency | Incentives | 2.5359 | 3.1145 | 3.3304 | 3.2366 | 2.2007 | 2.8898 | 2.7724 | 2.66 | 2.684 | 2.57 | 2.4624
2023 PG Study Reference Scenario | SDG&E | Com | BldgEnv | Com - College | Energy Efficiency | Incremental Measure Cost | 11.455 | 14.3731 | 15.6976 | 15.6116 | 15.1194 | 16.9799 | 16.4948 | 15.9843 | 16.1391 | 15.5629 | 15.0274
2023 PG Study Reference Scenario | SDG&E | Com | BldgEnv | Com - Grocery | Energy Efficiency | Admin | 12.6741 | 4.6645 | 4.4115 | 4.8863 | 2.5055 | 5.8071 | 5.3292 | 5.0807 | 4.6199 | 5.7842 | 5.3623
2023 PG Study Reference Scenario | SDG&E | Com | BldgEnv | Com - Grocery | Energy Efficiency | Incentives | 5.8146 | 2.2011 | 2.1406 | 2.4375 | 1.2847 | 3.0599 | 2.8851 | 2.8255 | 2.913 | 3.6471 | 3.3811
2023 PG Study Reference Scenario | SDG&E | Com | BldgEnv | Com - Grocery | Energy Efficiency | Incremental Measure Cost | 11.6293 | 4.4021 | 4.2812 | 4.875 | 2.5694 | 6.1198 | 5.7702 | 5.6509 | 7.0875 | 9.0512 | 8.5588
2023 PG Study Reference Scenario | SDG&E | Com | BldgEnv | Com - Grocery | Energy Efficiency | Admin | 48.5074 | 54.4152 | 51.6866 | 49.0882 | 46.6197 | 44.2755 | 42.0123 | 39.8683 | 37.6996 | 35.6631 | 33.7799
2023 PG Study Reference Scenario | SDG&E | Com | BldgEnv | Com - Grocery | Energy Efficiency | Incentives | 23.9721 | 25.1459 | 24.0946 | 23.0928 | 22.1411 | 21.2356 | 20.3783 | 19.5617 | 21.927 | 20.9063 | 19.9561
2023 PG Study Reference Scenario | SDG&E | Com | BldgEnv | Com - Grocery | Energy Efficiency | Incremental Measure Cost | 301.1862 | 302.4581 | 293.3878 | 284.5778 | 276.1125 | 267.9638 | 259.8565 | 252.0705 | 272.9097 | 261.563 | 251.5211
2023 PG Study Reference Scenario | SDG&E | Com | BldgEnv | Com - Health | Energy Efficiency | Admin | 413.4941 | 393.8021 | 376.5975 | 371.9886 | 350.0349 | 323.9725 | 256.8358 | 242.4816 | 242.6566 | 264.2432 | 299.2238
2023 PG Study Reference Scenario | SDG&E | Com | BldgEnv | Com - Health | Energy Efficiency | Incentives | 81.989 | 80.7015 | 79.7287 | 81.3251 | 78.9943 | 75.4433 | 61.6939 | 60.0609 | 102.2908 | 111.8408 | 126.8622
2023 PG Study Reference Scenario | SDG&E | Com | BldgEnv | Com - Health | Energy Efficiency | Incremental Measure Cost | 114.6662 | 114.8771 | 115.3906 | 119.5523 | 117.8465 | 114.1226 | 94.557 | 93.2052 | 204.5817 | 227.2704 | 262.5416
2023 PG Study Reference Scenario | SDG&E | Com | BldgEnv | Com - Health | Energy Efficiency | Admin | 82.144 | 77.9791 | 74.0013 | 70.2272 | 66.6563 | 63.2766 | 60.0806 | 57.0525 | 53.9162 | 50.9576 | 48.2254
2023 PG Study Reference Scenario | SDG&E | Com | BldgEnv | Com - Health | Energy Efficiency | Incentives | 24.1693 | 23.1755 | 22.228 | 21.3232 | 20.4605 | 19.6374 | 18.8538 | 18.1054 | 24.1078 | 22.9444 | 21.8621
2023 PG Study Reference Scenario | SDG&E | Com | BldgEnv | Com - Health | Energy Efficiency | Incremental Measure Cost | 256.3195 | 249.254 | 242.393 | 235.7164 | 229.2655 | 223.023 | 217.0352 | 211.2342 | 251.3424 | 240.1142 | 230.2334
2023 PG Study Reference Scenario | SDG&E | Com | BldgEnv | Com - Lodging | Energy Efficiency | Admin | 122.4093 | 179.1557 | 221.0144 | 236.2389 | 225.7535 | 220.4691 | 213.4765 | 207.0075 | 202.4203 | 197.2457 | 190.3037
2023 PG Study Reference Scenario | SDG&E | Com | BldgEnv | Com - Lodging | Energy Efficiency | Incentives | 0 | 0 | 0 | 1.4201 | 3.9525 | 6.4454 | 8.7944 | 11.0536 | 118.7039 | 115.8797 | 112.0082
2023 PG Study Reference Scenario | SDG&E | Com | BldgEnv | Com - Lodging | Energy Efficiency | Incremental Measure Cost | -22.3895 | -28.5635 | -29.9455 | -26.2389 | -19.4508 | -13.3937 | -7.4362 | -1.7385 | 278.3249 | 276.6401 | 272.2477
2023 PG Study Reference Scenario | SDG&E | Com | BldgEnv | Com - Lodging | Energy Efficiency | Admin | 4.9268 | 6.1005 | 1133.717 | 241.5373 | 6.443 | 6.117 | 5.8087 | 5.5165 | 3.6584 | 3.3978 | 3.1734
2023 PG Study Reference Scenario | SDG&E | Com | BldgEnv | Com - Lodging | Energy Efficiency | Incentives | 2.6653 | 3.3245 | 389.7427 | 89.0631 | 3.2001 | 3.0941 | 2.9926 | 2.8949 | 2.2931 | 2.1305 | 1.9904
2023 PG Study Reference Scenario | SDG&E | Com | BldgEnv | Com - Lodging | Energy Efficiency | Incremental Measure Cost | 12.3993 | 15.8688 | 790.6376 | 189.6469 | 19.5471 | 19.1351 | 18.7325 | 18.3357 | 21.8046 | 20.5611 | 19.5247
2023 PG Study Reference Scenario | SDG&E | Com | BldgEnv | Com - Office (Large) | Energy Efficiency | Admin | 290.8429 | 288.2195 | 286.9004 | 285.0674 | 278.8572 | 283.0727 | 285.9884 | 284.2199 | 278.1952 | 276.2376 | 273.1185
2023 PG Study Reference Scenario | SDG&E | Com | BldgEnv | Com - Office (Large) | Energy Efficiency | Incentives | 131.13 | 129.9457 | 129.3539 | 128.532 | 125.7366 | 127.9002 | 129.7545 | 129.4878 | 153.3767 | 152.8388 | 151.6603
2023 PG Study Reference Scenario | SDG&E | Com | BldgEnv | Com - Office (Large) | Energy Efficiency | Incremental Measure Cost | 384.3908 | 392.0956 | 401.6584 | 410.6081 | 413.1542 | 431.2827 | 447.954 | 457.5482 | 631.9042 | 639.8901 | 645.2021
2023 PG Study Reference Scenario | SDG&E | Com | BldgEnv | Com - Office (Large) | Energy Efficiency | Admin | 62.3015 | 59.1451 | 56.1551 | 53.318 | 50.616 | 48.043 | 45.5865 | 43.2506 | 40.7122 | 38.3267 | 36.1598
2023 PG Study Reference Scenario | SDG&E | Com | BldgEnv | Com - Office (Large) | Energy Efficiency | Incentives | 37.8437 | 35.9292 | 34.1153 | 32.3939 | 30.7539 | 29.1976 | 27.7163 | 26.3071 | 25.2653 | 23.7993 | 22.466
2023 PG Study Reference Scenario | SDG&E | Com | BldgEnv | Com - Office (Large) | Energy Efficiency | Incremental Measure Cost | 753.0263 | 730.3906 | 708.5521 | 687.3722 | 666.5016 | 645.9609 | 625.5111 | 605.4986 | 626.2749 | 597.152 | 571.5981
2023 PG Study Reference Scenario | SDG&E | Com | BldgEnv | Com - Office (Small) | Energy Efficiency | Admin | 120.9261 | 120.4987 | 120.1356 | 119.7748 | 119.2091 | 119.0291 | 118.7835 | 118.3751 | 117.8417 | 117.4268 | 116.9643
2023 PG Study Reference Scenario | SDG&E | Com | BldgEnv | Com - Office (Small) | Energy Efficiency | Incentives | 61.6707 | 61.6587 | 61.6833 | 61.7124 | 61.6384 | 61.7657 | 61.8614 | 61.8736 | 65.0039 | 65.0066 | 64.9861
2023 PG Study Reference Scenario | SDG&E | Com | BldgEnv | Com - Office (Small) | Energy Efficiency | Incremental Measure Cost | 212.0635 | 215.991 | 220.101 | 224.2834 | 228.1413 | 232.799 | 237.4045 | 241.746 | 267.9428 | 272.3087 | 276.6298
2023 PG Study Reference Scenario | SDG&E | Com | BldgEnv | Com - Office (Small) | Energy Efficiency | Admin | 28.9682 | 27.5134 | 26.1335 | 24.8234 | 23.5769 | 22.391 | 21.2611 | 20.1869 | 19.1181 | 18.1071 | 17.1619
2023 PG Study Reference Scenario | SDG&E | Com | BldgEnv | Com - Office (Small) | Energy Efficiency | Incentives | 17.827 | 16.9381 | 16.0948 | 15.2938 | 14.5314 | 13.8059 | 13.1143 | 12.4566 | 11.8672 | 11.2449 | 10.6628
2023 PG Study Reference Scenario | SDG&E | Com | BldgEnv | Com - Office (Small) | Energy Efficiency | Incremental Measure Cost | 368.6051 | 357.3101 | 346.3958 | 335.8197 | 325.4863 | 315.3941 | 305.4738 | 295.8094 | 292.0268 | 281.4797 | 271.6476
2023 PG Study Reference Scenario | SDG&E | Com | BldgEnv | Com - Other | Energy Efficiency | Admin | 150.8473 | 151.5559 | 152.5257 | 153.5177 | 152.6926 | 153.6858 | 154.2469 | 154.3682 | 154.4772 | 154.7909 | 154.6433
2023 PG Study Reference Scenario | SDG&E | Com | BldgEnv | Com - Other | Energy Efficiency | Incentives | 70.7112 | 71.301 | 72.0237 | 72.7662 | 72.6532 | 73.4092 | 73.9654 | 74.3142 | 85.2478 | 85.7237 | 85.951
2023 PG Study Reference Scenario | SDG&E | Com | BldgEnv | Com - Other | Energy Efficiency | Incremental Measure Cost | 221.6042 | 228.5304 | 236.0405 | 243.787 | 248.7786 | 256.8592 | 264.4048 | 271.3428 | 351.4995 | 359.2045 | 365.9855
2023 PG Study Reference Scenario | SDG&E | Com | BldgEnv | Com - Other | Energy Efficiency | Admin | 14.3956 | 13.6678 | 12.9781 | 12.3236 | 11.7006 | 11.1076 | 10.5421 | 10.0044 | 9.4331 | 8.8955 | 8.4034
2023 PG Study Reference Scenario | SDG&E | Com | BldgEnv | Com - Other | Energy Efficiency | Incentives | 8.7973 | 8.3558 | 7.9373 | 7.54 | 7.1616 | 6.8013 | 6.4575 | 6.1305 | 5.8606 | 5.5295 | 5.2262
2023 PG Study Reference Scenario | SDG&E | Com | BldgEnv | Com - Other | Energy Efficiency | Incremental Measure Cost | 166.1126 | 161.083 | 156.2258 | 151.5164 | 146.8947 | 142.3631 | 137.8796 | 133.5015 | 135.9323 | 130.1201 | 124.9244
2023 PG Study Reference Scenario | SDG&E | Com | BldgEnv | Com - Refrig. Warehouse | Energy Efficiency | Admin | 1.7375 | 1.7462 | 1.7459 | 1.7285 | 1.745 | 1.7509 | 1.7789 | 1.801 | 1.8419 | 1.8716 | 1.9169
2023 PG Study Reference Scenario | SDG&E | Com | BldgEnv | Com - Refrig. Warehouse | Energy Efficiency | Incentives | 0.89847 | 0.90591 | 0.90884 | 0.90282 | 0.91466 | 0.92094 | 0.93902 | 0.95408 | 1.0165 | 1.0366 | 1.0655
2023 PG Study Reference Scenario | SDG&E | Com | BldgEnv | Com - Refrig. Warehouse | Energy Efficiency | Incremental Measure Cost | 3.1299 | 3.2133 | 3.2821 | 3.3192 | 3.4231 | 3.5082 | 3.6406 | 3.7643 | 4.1917 | 4.3441 | 4.5376
2023 PG Study Reference Scenario | SDG&E | Com | BldgEnv | Com - Refrig. Warehouse | Energy Efficiency | Admin | 0.22196 | 0.21082 | 0.20026 | 0.19023 | 0.18069 | 0.17161 | 0.16296 | 0.15474 | 0.14664 | 0.13897 | 0.13178
2023 PG Study Reference Scenario | SDG&E | Com | BldgEnv | Com - Refrig. Warehouse | Energy Efficiency | Incentives | 0.13723 | 0.13039 | 0.1239 | 0.11773 | 0.11186 | 0.10627 | 0.10095 | 0.095889 | 0.091224 | 0.086487 | 0.082042
2023 PG Study Reference Scenario | SDG&E | Com | BldgEnv | Com - Refrig. Warehouse | Energy Efficiency | Incremental Measure Cost | 2.4706 | 2.3947 | 2.3214 | 2.2504 | 2.1811 | 2.1135 | 2.0472 | 1.9827 | 1.9487 | 1.8812 | 1.8176
2023 PG Study Reference Scenario | SDG&E | Com | BldgEnv | Com - Restaurant | Energy Efficiency | Admin | 6.2815 | 5.8849 | 6.69 | 6.7014 | 6.8211 | 6.6631 | 6.9362 | 7.0903 | 7.3682 | 7.659 | 7.9298
2023 PG Study Reference Scenario | SDG&E | Com | BldgEnv | Com - Restaurant | Energy Efficiency | Incentives | 3.9608 | 3.7107 | 4.2184 | 4.2256 | 4.301 | 4.2014 | 4.3736 | 4.4708 | 4.646 | 4.8294 | 5.0001
2023 PG Study Reference Scenario | SDG&E | Com | BldgEnv | Com - Restaurant | Energy Efficiency | Incremental Measure Cost | 15.1573 | 14.4913 | 16.8112 | 17.1845 | 17.8492 | 17.7924 | 18.9002 | 19.7149 | 21.3384 | 22.6241 | 23.8926
2023 PG Study Reference Scenario | SDG&E | Com | BldgEnv | Com - Restaurant | Energy Efficiency | Admin | 9.6545 | 9.1713 | 8.7127 | 8.2771 | 7.8629 | 7.4688 | 7.0935 | 6.7367 | 6.3931 | 6.0672 | 5.7591
2023 PG Study Reference Scenario | SDG&E | Com | BldgEnv | Com - Restaurant | Energy Efficiency | Incentives | 5.9674 | 5.6707 | 5.3891 | 5.1216 | 4.867 | 4.6248 | 4.3941 | 4.1747 | 3.9692 | 3.7684 | 3.5785
2023 PG Study Reference Scenario | SDG&E | Com | BldgEnv | Com - Restaurant | Energy Efficiency | Incremental Measure Cost | 124.3882 | 120.559 | 116.8567 | 113.2697 | 109.773 | 106.3652 | 103.0276 | 99.7804 | 97.2006 | 94.0066 | 90.9521
2023 PG Study Reference Scenario | SDG&E | Com | BldgEnv | Com - Retail | Energy Efficiency | Admin | 20.4811 | 10.7783 | 12.2552 | 12.112 | 7.6312 | 12.6376 | 11.9062 | 11.3834 | 12.0802 | 13.0805 | 12.4886
2023 PG Study Reference Scenario | SDG&E | Com | BldgEnv | Com - Retail | Energy Efficiency | Incentives | 0 | 0 | 0 | 0 | 0 | 0 | 0 | 0 | 7.617 | 8.2477 | 7.8745
2023 PG Study Reference Scenario | SDG&E | Com | BldgEnv | Com - Retail | Energy Efficiency | Incremental Measure Cost | -523.049 | -274.93 | -312.22 | -308.189 | -193.929 | -320.736 | -301.774 | -288.132 | 21.5656 | 23.8183 | 23.1955
2023 PG Study Reference Scenario | SDG&E | Com | BldgEnv | Com - Retail | Energy Efficiency | Admin | 134.0653 | 127.3626 | 120.9952 | 114.9462 | 109.1997 | 103.7408 | 98.555 | 93.6273 | 65.0346 | 61.64 | 58.4626
2023 PG Study Reference Scenario | SDG&E | Com | BldgEnv | Com - Retail | Energy Efficiency | Incentives | 0 | 0 | 0 | 0 | 0 | 0 | 0 | 0 | 37.9212 | 36.2731 | 34.7118
2023 PG Study Reference Scenario | SDG&E | Com | BldgEnv | Com - Retail | Energy Efficiency | Incremental Measure Cost | -6787.91 | -6427.45 | -6085.7 | -5761.69 | -5454.54 | -5163.38 | -4887.45 | -4625.37 | 521.425 | 502.9018 | 485.7865
2023 PG Study Reference Scenario | SDG&E | Com | BldgEnv | Com - School | Energy Efficiency | Admin | 125.1224 | 125.3079 | 125.3686 | 125.4823 | 126.2766 | 126.2659 | 126.3948 | 126.7334 | 127.1865 | 127.4597 | 127.8988
2023 PG Study Reference Scenario | SDG&E | Com | BldgEnv | Com - School | Energy Efficiency | Incentives | 64.1305 | 64.4407 | 64.6925 | 64.9767 | 65.6195 | 65.8487 | 66.1544 | 66.5732 | 70.1148 | 70.5176 | 71.0189
2023 PG Study Reference Scenario | SDG&E | Com | BldgEnv | Com - School | Energy Efficiency | Incremental Measure Cost | 220.1491 | 225.3333 | 230.4051 | 235.6826 | 242.3774 | 247.657 | 253.3148 | 259.5077 | 288.8446 | 295.2186 | 302.1235
2023 PG Study Reference Scenario | SDG&E | Com | BldgEnv | Com - School | Energy Efficiency | Admin | 8.8026 | 8.3604 | 7.9411 | 7.543 | 7.1642 | 6.8037 | 6.4601 | 6.1334 | 5.8076 | 5.4995 | 5.2117
2023 PG Study Reference Scenario | SDG&E | Com | BldgEnv | Com - School | Energy Efficiency | Incentives | 5.4315 | 5.1604 | 4.9033 | 4.6591 | 4.4267 | 4.2054 | 3.9944 | 3.7938 | 3.6097 | 3.4196 | 3.242
2023 PG Study Reference Scenario | SDG&E | Com | BldgEnv | Com - School | Energy Efficiency | Incremental Measure Cost | 103.3003 | 100.1334 | 97.074 | 94.1096 | 91.2118 | 88.3805 | 85.5952 | 82.8809 | 81.728 | 78.7669 | 76.0082
2023 PG Study Reference Scenario | SDG&E | Com | BldgEnv | Com - Warehouse | Energy Efficiency | Admin | 332.2395 | 329.3495 | 326.7965 | 325.4571 | 320.461 | 318.9032 | 315.7331 | 312.6291 | 309.6166 | 306.489 | 302.3185
2023 PG Study Reference Scenario | SDG&E | Com | BldgEnv | Com - Warehouse | Energy Efficiency | Incentives | 130.0088 | 134.6408 | 139.4389 | 144.8064 | 145.7746 | 145.0672 | 143.6172 | 142.1813 | 171.1021 | 169.9466 | 168.213
2023 PG Study Reference Scenario | SDG&E | Com | BldgEnv | Com - Warehouse | Energy Efficiency | Incremental Measure Cost | 180.4067 | 191.4568 | 202.7766 | 214.9671 | 224.7485 | 236.9047 | 247.8971 | 258.8838 | 695.7254 | 702.252 | 706.3338
2023 PG Study Reference Scenario | SDG&E | Com | BldgEnv | Com - Warehouse | Energy Efficiency | Admin | 27.1795 | 25.7583 | 24.4233 | 27.3186 | 25.9224 | 24.5837 | 23.2917 | 22.0597 | 17.3933 | 16.1246 | 15.0252
2023 PG Study Reference Scenario | SDG&E | Com | BldgEnv | Com - Warehouse | Energy Efficiency | Incentives | 14.3345 | 13.7694 | 13.2346 | 14.2546 | 13.7427 | 13.2129 | 12.6924 | 12.1904 | 10.7947 | 10.0163 | 9.3405
2023 PG Study Reference Scenario | SDG&E | Com | BldgEnv | Com - Warehouse | Energy Efficiency | Incremental Measure Cost | 287.3054 | 278.524 | 270.2917 | 269.3171 | 261.3927 | 253.3063 | 244.8104 | 236.3688 | 259.2184 | 240.6159 | 225.492
2023 PG Study Reference Scenario | SDG&E | Com | ComRefrig | Com - College | Energy Efficiency | Admin | 2.7033 | 2.9061 | 3.0702 | 3.2549 | 3.3183 | 3.4217 | 0 | 0 | 0 | 0 | 0
2023 PG Study Reference Scenario | SDG&E | Com | ComRefrig | Com - College | Energy Efficiency | Incentives | 0.97353 | 1.0466 | 1.1056 | 1.1722 | 1.195 | 1.2322 | 0 | 0 | 0 | 0 | 0
2023 PG Study Reference Scenario | SDG&E | Com | ComRefrig | Com - College | Energy Efficiency | Incremental Measure Cost | 10.5322 | 11.5488 | 12.4446 | 13.4573 | 13.9936 | 14.7184 | 0 | 0 | 0 | 0 | 0
2023 PG Study Reference Scenario | SDG&E | Com | ComRefrig | Com - College | Energy Efficiency | Admin | 1024.715 | 422.8094 | 73.8374 | 7.0712 | 6.6246 | 6.2062 | 5.8142 | 5.447 | 5.1031 | 4.7808 | 4.4789
2023 PG Study Reference Scenario | SDG&E | Com | ComRefrig | Com - College | Energy Efficiency | Incentives | 369.0234 | 152.2633 | 26.5905 | 2.5465 | 2.3857 | 2.235 | 2.0938 | 1.9616 | 1.8377 | 1.7217 | 1.613
2023 PG Study Reference Scenario | SDG&E | Com | ComRefrig | Com - College | Energy Efficiency | Incremental Measure Cost | 4414.551 | 1900.39 | 320.4926 | 12.3038 | 11.7551 | 11.2309 | 10.73 | 10.2516 | 9.7945 | 9.3578 | 8.9406
2023 PG Study Reference Scenario | SDG&E | Com | ComRefrig | Com - College | Energy Efficiency | Admin | 12.1645 | 13.1557 | 13.9822 | 14.6481 | 15.1627 | 0 | 0 | 0 | 0 | 0 | 0
2023 PG Study Reference Scenario | SDG&E | Com | ComRefrig | Com - College | Energy Efficiency | Incentives | 4.3807 | 4.7377 | 5.0353 | 5.2751 | 5.4604 | 0 | 0 | 0 | 0 | 0 | 0
2023 PG Study Reference Scenario | SDG&E | Com | ComRefrig | Com - College | Energy Efficiency | Incremental Measure Cost | 47.393 | 52.2798 | 56.6758 | 60.5623 | 63.9438 | 0 | 0 | 0 | 0 | 0 | 0
2023 PG Study Reference Scenario | SDG&E | Com | ComRefrig | Com - Grocery | Energy Efficiency | Admin | 437199.9 | 267271 | 141742.1 | 63638.49 | 36627.6 | 22571.27 | 13988.74 | 10511.54 | 9847.605 | 9225.626 | 8642.955
2023 PG Study Reference Scenario | SDG&E | Com | ComRefrig | Com - Grocery | Energy Efficiency | Incentives | 157445.7 | 96250.37 | 51044.58 | 22917.67 | 13190.43 | 8128.431 | 5037.666 | 3785.447 | 3546.347 | 3322.359 | 3112.525
2023 PG Study Reference Scenario | SDG&E | Com | ComRefrig | Com - Grocery | Energy Efficiency | Incremental Measure Cost | 1032223 | 721503.3 | 448346.1 | 243813 | 137817.8 | 73863.78 | 34629.74 | 19799.38 | 18916.32 | 18072.69 | 17266.75
2023 PG Study Reference Scenario | SDG&E | Com | ComRefrig | Com - Grocery | Energy Efficiency | Admin | 15626.16 | 16679.59 | 17518.47 | 18141.65 | 18567.91 | 0 | 0 | 0 | 0 | 0 | 0
2023 PG Study Reference Scenario | SDG&E | Com | ComRefrig | Com - Grocery | Energy Efficiency | Incentives | 5627.338 | 6006.701 | 6308.801 | 6533.222 | 6686.729 | 0 | 0 | 0 | 0 | 0 | 0
2023 PG Study Reference Scenario | SDG&E | Com | ComRefrig | Com - Grocery | Energy Efficiency | Incremental Measure Cost | 60879.77 | 66283.6 | 71009.6 | 75006.33 | 78304.07 | 0 | 0 | 0 | 0 | 0 | 0
2023 PG Study Reference Scenario | SDG&E | Com | ComRefrig | Com - Lodging | Energy Efficiency | Admin | 2159.423 | 1064.111 | 296.589 | 0 | 0 | 0 | 0 | 0 | 0 | 0 | 0
2023 PG Study Reference Scenario | SDG&E | Com | ComRefrig | Com - Lodging | Energy Efficiency | Incentives | 777.6577 | 383.2107 | 106.8085 | 0 | 0 | 0 | 0 | 0 | 0 | 0 | 0
2023 PG Study Reference Scenario | SDG&E | Com | ComRefrig | Com - Lodging | Energy Efficiency | Incremental Measure Cost | 9631.636 | 4841.159 | 1376.314 | 0 | 0 | 0 | 0 | 0 | 0 | 0 | 0
2023 PG Study Reference Scenario | SDG&E | Com | ComRefrig | Com - Other | Energy Efficiency | Admin | 2250.404 | 1590.527 | 917.102 | 412.2458 | 106.5237 | 0 | 0 | 0 | 0 | 0 | 0
2023 PG Study Reference Scenario | SDG&E | Com | ComRefrig | Com - Other | Energy Efficiency | Incentives | 810.4219 | 572.785 | 330.2694 | 148.4591 | 38.3616 | 0 | 0 | 0 | 0 | 0 | 0
2023 PG Study Reference Scenario | SDG&E | Com | ComRefrig | Com - Other | Energy Efficiency | Incremental Measure Cost | 10037.44 | 7236.08 | 4255.79 | 1951.277 | 514.2914 | 0 | 0 | 0 | 0 | 0 | 0
2023 PG Study Reference Scenario | SDG&E | Com | ComRefrig | Com - Refrig. Warehouse | Energy Efficiency | Admin | 0.34018 | 0.37366 | 0.40093 | 0.41893 | 0.44004 | 0.45399 | 0 | 0 | 0 | 0 | 0
2023 PG Study Reference Scenario | SDG&E | Com | ComRefrig | Com - Refrig. Warehouse | Energy Efficiency | Incentives | 0.12251 | 0.13456 | 0.14438 | 0.15087 | 0.15847 | 0.16349 | 0 | 0 | 0 | 0 | 0
2023 PG Study Reference Scenario | SDG&E | Com | ComRefrig | Com - Refrig. Warehouse | Energy Efficiency | Incremental Measure Cost | 1.3253 | 1.4849 | 1.6251 | 1.7321 | 1.8557 | 1.9529 | 0 | 0 | 0 | 0 | 0
2023 PG Study Reference Scenario | SDG&E | Com | ComRefrig | Com - Refrig. Warehouse | Energy Efficiency | Admin | 2114.56 | 1320.869 | 644.6805 | 199.7785 | 2.3507 | 2.2022 | 2.0631 | 1.9328 | 1.8108 | 1.6964 | 1.5893
2023 PG Study Reference Scenario | SDG&E | Com | ComRefrig | Com - Refrig. Warehouse | Energy Efficiency | Incentives | 761.5013 | 475.6752 | 232.1642 | 71.9448 | 0.84652 | 0.79306 | 0.74297 | 0.69605 | 0.6521 | 0.61092 | 0.57234
2023 PG Study Reference Scenario | SDG&E | Com | ComRefrig | Com - Refrig. Warehouse | Energy Efficiency | Incremental Measure Cost | 9346.393 | 5981.789 | 2983.765 | 938.0977 | 4.1707 | 3.9847 | 3.807 | 3.6373 | 3.4751 | 3.3202 | 3.1722
2023 PG Study Reference Scenario | SDG&E | Com | ComRefrig | Com - Refrig. Warehouse | Energy Efficiency | Admin | 3.4027 | 3.65 | 3.8513 | 4.0057 | 4.1183 | 0 | 0 | 0 | 0 | 0 | 0
2023 PG Study Reference Scenario | SDG&E | Com | ComRefrig | Com - Refrig. Warehouse | Energy Efficiency | Incentives | 1.2254 | 1.3144 | 1.3869 | 1.4426 | 1.4831 | 0 | 0 | 0 | 0 | 0 | 0
2023 PG Study Reference Scenario | SDG&E | Com | ComRefrig | Com - Refrig. Warehouse | Energy Efficiency | Incremental Measure Cost | 13.257 | 14.5049 | 15.6108 | 16.5616 | 17.3674 | 0 | 0 | 0 | 0 | 0 | 0
2023 PG Study Reference Scenario | SDG&E | Com | ComRefrig | Com - Restaurant | Energy Efficiency | Admin | 21549.19 | 9558.897 | 2954.402 | 419.2702 | 392.7885 | 367.9804 | 344.7401 | 322.9684 | 302.5724 | 283.4652 | 265.5654
2023 PG Study Reference Scenario | SDG&E | Com | ComRefrig | Com - Restaurant | Energy Efficiency | Incentives | 7760.356 | 3442.377 | 1063.947 | 150.9888 | 141.4521 | 132.5181 | 124.1488 | 116.3083 | 108.9632 | 102.0823 | 95.6362
2023 PG Study Reference Scenario | SDG&E | Com | ComRefrig | Com - Restaurant | Energy Efficiency | Incremental Measure Cost | 88421.81 | 42113.94 | 12396.61 | 729.5102 | 696.9749 | 665.8927 | 636.1987 | 607.8307 | 580.7295 | 554.8384 | 530.1032
2023 PG Study Reference Scenario | SDG&E | Com | ComRefrig | Com - Restaurant | Energy Efficiency | Admin | 569.9101 | 603.868 | 629.5943 | 647.2661 | 657.7543 | 0 | 0 | 0 | 0 | 0 | 0
2023 PG Study Reference Scenario | SDG&E | Com | ComRefrig | Com - Restaurant | Energy Efficiency | Incentives | 205.2376 | 217.4666 | 226.7313 | 233.0953 | 236.8723 | 0 | 0 | 0 | 0 | 0 | 0
2023 PG Study Reference Scenario | SDG&E | Com | ComRefrig | Com - Restaurant | Energy Efficiency | Incremental Measure Cost | 2220.378 | 2399.732 | 2552.006 | 2676.11 | 2773.863 | 0 | 0 | 0 | 0 | 0 | 0
2023 PG Study Reference Scenario | SDG&E | Com | ComRefrig | Com - Retail | Energy Efficiency | Admin | 180695.5 | 105018.2 | 50302.2 | 19483.59 | 10077.47 | 5210.106 | 4463.01 | 4181.11 | 3917.026 | 3669.631 | 3437.871
2023 PG Study Reference Scenario | SDG&E | Com | ComRefrig | Com - Retail | Energy Efficiency | Incentives | 65072.58 | 37819.46 | 18114.97 | 7016.485 | 3629.126 | 1876.278 | 1607.232 | 1505.713 | 1410.61 | 1321.518 | 1238.056
2023 PG Study Reference Scenario | SDG&E | Com | ComRefrig | Com - Retail | Energy Efficiency | Incremental Measure Cost | 470442.4 | 306683.3 | 167154.5 | 74607.78 | 33132.37 | 10824.12 | 8242.114 | 7874.503 | 7523.311 | 7187.804 | 6867.282
2023 PG Study Reference Scenario | SDG&E | Com | ComRefrig | Com - Retail | Energy Efficiency | Admin | 6222.825 | 6640.675 | 6973.421 | 7220.438 | 7388.99 | 0 | 0 | 0 | 0 | 0 | 0
2023 PG Study Reference Scenario | SDG&E | Com | ComRefrig | Com - Retail | Energy Efficiency | Incentives | 2240.981 | 2391.459 | 2511.288 | 2600.245 | 2660.944 | 0 | 0 | 0 | 0 | 0 | 0
2023 PG Study Reference Scenario | SDG&E | Com | ComRefrig | Com - Retail | Energy Efficiency | Incremental Measure Cost | 24244.22 | 26389.61 | 28266.16 | 29852.77 | 31160.64 | 0 | 0 | 0 | 0 | 0 | 0
2023 PG Study Reference Scenario | SDG&E | Com | ComRefrig | Com - School | Energy Efficiency | Admin | 4.2892 | 4.6903 | 5.0262 | 5.2964 | 5.5299 | 5.6703 | 0 | 0 | 0 | 0 | 0
2023 PG Study Reference Scenario | SDG&E | Com | ComRefrig | Com - School | Energy Efficiency | Incentives | 1.5446 | 1.6891 | 1.81 | 1.9074 | 1.9914 | 2.042 | 0 | 0 | 0 | 0 | 0
2023 PG Study Reference Scenario | SDG&E | Com | ComRefrig | Com - School | Energy Efficiency | Incremental Measure Cost | 16.7108 | 18.6388 | 20.3731 | 21.8979 | 23.3204 | 24.3908 | 0 | 0 | 0 | 0 | 0
2023 PG Study Reference Scenario | SDG&E | Com | ComRefrig | Com - School | Energy Efficiency | Admin | 2260.122 | 1107.185 | 359.5678 | 13.1131 | 12.2847 | 11.5088 | 10.7818 | 10.1008 | 9.4629 | 8.8652 | 8.3054
2023 PG Study Reference Scenario | SDG&E | Com | ComRefrig | Com - School | Energy Efficiency | Incentives | 813.9214 | 398.7225 | 129.4886 | 4.7223 | 4.424 | 4.1446 | 3.8828 | 3.6375 | 3.4078 | 3.1926 | 2.991
2023 PG Study Reference Scenario | SDG&E | Com | ComRefrig | Com - School | Energy Efficiency | Incremental Measure Cost | 9852.602 | 4994.068 | 1627.506 | 22.8282 | 21.8099 | 20.8371 | 19.9077 | 19.0199 | 18.1717 | 17.3613 | 16.5872
2023 PG Study Reference Scenario | SDG&E | Com | ComRefrig | Com - School | Energy Efficiency | Admin | 21.9587 | 23.7274 | 25.2025 | 26.3815 | 27.2963 | 0 | 0 | 0 | 0 | 0 | 0
2023 PG Study Reference Scenario | SDG&E | Com | ComRefrig | Com - School | Energy Efficiency | Incentives | 7.9078 | 8.5448 | 9.076 | 9.5006 | 9.83 | 0 | 0 | 0 | 0 | 0 | 0
2023 PG Study Reference Scenario | SDG&E | Com | ComRefrig | Com - School | Energy Efficiency | Incremental Measure Cost | 85.5512 | 94.2912 | 102.1563 | 109.0739 | 115.1132 | 0 | 0 | 0 | 0 | 0 | 0
2023 PG Study Reference Scenario | SDG&E | Com | Data Center | Com - Office (Large) | Energy Efficiency | Admin | 1343.097 | 1345.247 | 1353.137 | 1358.333 | 1342.166 | 1376.068 | 1403.971 | 1409.004 | 1392.525 | 1396.482 | 1394.197
2023 PG Study Reference Scenario | SDG&E | Com | Data Center | Com - Office (Large) | Energy Efficiency | Incentives | 731.6811 | 732.8525 | 737.1511 | 739.9818 | 731.1742 | 749.6429 | 764.8436 | 767.5858 | 758.6082 | 760.7637 | 759.5193
2023 PG Study Reference Scenario | SDG&E | Com | Data Center | Com - Office (Large) | Energy Efficiency | Incremental Measure Cost | 2960.831 | 3025.42 | 3104.541 | 3179.282 | 3204.732 | 3351.848 | 3488.656 | 3571.62 | 3615.885 | 3698.72 | 3766.55
2023 PG Study Reference Scenario | SDG&E | Com | Data Center | Com - Office (Large) | Energy Efficiency | Admin | 1187.288 | 1154.35 | 1124.038 | 1096.091 | 228.3441 | 220.4343 | 213.121 | 206.3381 | 200.0251 | 194.1282 | 188.5994
2023 PG Study Reference Scenario | SDG&E | Com | Data Center | Com - Office (Large) | Energy Efficiency | Incentives | 646.8012 | 628.8574 | 612.344 | 597.1193 | 124.3954 | 120.0864 | 116.1023 | 112.4072 | 108.968 | 105.7555 | 102.7436
2023 PG Study Reference Scenario | SDG&E | Com | Data Center | Com - Office (Large) | Energy Efficiency | Incremental Measure Cost | 2563.96 | 2543.134 | 2526.342 | 2513.275 | 524.4722 | 516.7771 | 509.9946 | 504.0305 | 503.6139 | 498.7233 | 494.4064
2023 PG Study Reference Scenario | SDG&E | Com | Data Center | Com - Office (Large) | Energy Efficiency | Admin | 326.1081 | 332.1959 | 338.2008 | 344.1206 | 349.8947 | 355.6845 | 361.4767 | 367.2081 | 372.813 | 378.3642 | 383.8487
2023 PG Study Reference Scenario | SDG&E | Com | Data Center | Com - Office (Large) | Energy Efficiency | Incentives | 177.6545 | 180.971 | 184.2422 | 187.4672 | 190.6128 | 193.7669 | 196.9223 | 200.0446 | 203.098 | 206.1222 | 209.11
2023 PG Study Reference Scenario | SDG&E | Com | Data Center | Com - Office (Large) | Energy Efficiency | Incremental Measure Cost | 1046.209 | 1087.651 | 1130.066 | 1173.461 | 1217.643 | 1263.186 | 1310.08 | 1358.129 | 1440.583 | 1491.274 | 1543.148
2023 PG Study Reference Scenario | SDG&E | Com | Data Center | Com - Other | Energy Efficiency | Admin | 1062.702 | 1078.883 | 1096.936 | 1115.202 | 1120.187 | 1138.506 | 1153.712 | 1165.722 | 1177.62 | 1191.4 | 1201.545
2023 PG Study Reference Scenario | SDG&E | Com | Data Center | Com - Other | Energy Efficiency | Incentives | 578.9302 | 587.7453 | 597.5796 | 607.5304 | 610.2463 | 620.2261 | 628.5097 | 635.0525 | 641.5344 | 649.041 | 654.5681
2023 PG Study Reference Scenario | SDG&E | Com | Data Center | Com - Other | Energy Efficiency | Incremental Measure Cost | 2310.141 | 2393.436 | 2483.366 | 2576.423 | 2640.895 | 2738.961 | 2832.246 | 2920.153 | 3057.886 | 3155.567 | 3246.105
2023 PG Study Reference Scenario | SDG&E | Com | Data Center | Com - Other | Energy Efficiency | Admin | 726.1809 | 705.3237 | 685.9008 | 667.7569 | 135.9952 | 130.6719 | 125.6833 | 120.991 | 116.5601 | 112.3606 | 108.3657
2023 PG Study Reference Scenario | SDG&E | Com | Data Center | Com - Other | Energy Efficiency | Incentives | 395.6029 | 384.2405 | 373.6594 | 363.7751 | 74.0863 | 71.1864 | 68.4687 | 65.9125 | 63.4987 | 61.2109 | 59.0346
2023 PG Study Reference Scenario | SDG&E | Com | Data Center | Com - Other | Energy Efficiency | Incremental Measure Cost | 1555.852 | 1542.264 | 1530.686 | 1520.915 | 302.6931 | 297.3627 | 292.467 | 287.9488 | 293.6523 | 288.8829 | 284.3458
2023 PG Study Reference Scenario | SDG&E | Com | Data Center | Com - Other | Energy Efficiency | Admin | 194.7062 | 198.942 | 203.1795 | 207.4232 | 211.6356 | 215.8612 | 220.0931 | 224.3258 | 228.5503 | 232.7868 | 237.0301
2023 PG Study Reference Scenario | SDG&E | Com | Data Center | Com - Other | Energy Efficiency | Incentives | 106.0704 | 108.378 | 110.6865 | 112.9983 | 115.2931 | 117.5951 | 119.9005 | 122.2064 | 124.5078 | 126.8157 | 129.1273
2023 PG Study Reference Scenario | SDG&E | Com | Data Center | Com - Other | Energy Efficiency | Incremental Measure Cost | 576.6686 | 602.336 | 628.8356 | 656.2039 | 684.3439 | 713.4195 | 743.4341 | 774.3947 | 883.1392 | 917.4995 | 952.9085
2023 PG Study Reference Scenario | SDG&E | Com | FoodServ | Com - College | Energy Efficiency | Admin | 1663.315 | 1750.843 | 1857.575 | 2108.614 | 2187.635 | 2314.246 | 2443.642 | 2602.728 | 2715.805 | 2714.194 | 2814.856
2023 PG Study Reference Scenario | SDG&E | Com | FoodServ | Com - College | Energy Efficiency | Incentives | 637.3137 | 673.3397 | 717.9595 | 823.7077 | 857.1593 | 909.3345 | 962.8066 | 1030.097 | 1077.631 | 1079.758 | 1122.618
2023 PG Study Reference Scenario | SDG&E | Com | FoodServ | Com - College | Energy Efficiency | Incremental Measure Cost | 2555.478 | 2764.321 | 3023.498 | 3559.332 | 3791.759 | 4117.297 | 4460.876 | 5034.043 | 5387.417 | 5520.129 | 5867.762
2023 PG Study Reference Scenario | SDG&E | Com | FoodServ | Com - College | Energy Efficiency | Admin | 4890.649 | 5290.629 | 5696.587 | 6019.169 | 6425.781 | 6829.538 | 7284.051 | 7682.735 | 8108.91 | 8565.224 | 9027.858
2023 PG Study Reference Scenario | SDG&E | Com | FoodServ | Com - College | Energy Efficiency | Incentives | 1809.264 | 1969.991 | 2134.307 | 2263.579 | 2429.021 | 2593.601 | 2780.808 | 2944.483 | 3113.982 | 3289.874 | 3472.118
2023 PG Study Reference Scenario | SDG&E | Com | FoodServ | Com - College | Energy Efficiency | Incremental Measure Cost | 5374.944 | 6017.98 | 6685.14 | 7210.836 | 7870.993 | 8550.094 | 9520.117 | 10258.86 | 11033.51 | 11841.9 | 12707.88
2023 PG Study Reference Scenario | SDG&E | Com | FoodServ | Com - College | Fuel Substitution | Admin | 24.3221 | 24.9427 | 25.366 | 27.1938 | 40.6753 | 55.1403 | 70.4524 | 86.0987 | 101.8194 | 117.7379 | 135.4174
2023 PG Study Reference Scenario | SDG&E | Com | FoodServ | Com - College | Fuel Substitution | Incentives | 33.344 | 34.0555 | 34.5116 | 36.3815 | 49.9805 | 64.707 | 80.2267 | 95.6213 | 110.5722 | 125.2067 | 141.8543
2023 PG Study Reference Scenario | SDG&E | Com | FoodServ | Com - College | Fuel Substitution | Incremental Measure Cost | 42.3135 | 43.394 | 44.1258 | 47.7085 | 74.6414 | 103.5834 | 134.2614 | 165.6501 | 195.198 | 222.2794 | 252.8692
2023 PG Study Reference Scenario | SDG&E | Com | FoodServ | Com - Grocery | Energy Efficiency | Admin | 1149.037 | 823.6515 | 883.5388 | 1157.644 | 1040.93 | 1363.214 | 1398.909 | 1469.261 | 1489.354 | 1665.482 | 1689.546
2023 PG Study Reference Scenario | SDG&E | Com | FoodServ | Com - Grocery | Energy Efficiency | Incentives | 456.0219 | 328.1483 | 353.5691 | 470.4579 | 424.0577 | 555.948 | 571.5008 | 601.7846 | 610.984 | 684.1386 | 695.0837
2023 PG Study Reference Scenario | SDG&E | Com | FoodServ | Com - Grocery | Energy Efficiency | Incremental Measure Cost | 1432.213 | 1050.74 | 1171.267 | 1682.856 | 1552.436 | 2084.021 | 2191.406 | 2440.457 | 2533.384 | 2900.549 | 3011.307
2023 PG Study Reference Scenario | SDG&E | Com | FoodServ | Com - Grocery | Energy Efficiency | Admin | 37647.34 | 40268.73 | 43084.94 | 44885.23 | 46623.78 | 50590.89 | 54464.77 | 57847.55 | 61015.51 | 64004.19 | 66816.82
2023 PG Study Reference Scenario | SDG&E | Com | FoodServ | Com - Grocery | Energy Efficiency | Incentives | 14758.12 | 15851.04 | 17034.19 | 17784.35 | 18506.05 | 20195.96 | 21849.97 | 23295.33 | 24651.63 | 25933.84 | 27143.51
2023 PG Study Reference Scenario | SDG&E | Com | FoodServ | Com - Grocery | Energy Efficiency | Incremental Measure Cost | 39385.92 | 43627.3 | 48365.96 | 51379.85 | 54421.38 | 60663.1 | 68022.55 | 74031.07 | 79974.42 | 85896.14 | 91795.14
2023 PG Study Reference Scenario | SDG&E | Com | FoodServ | Com - Grocery | Fuel Substitution | Admin | 282.0896 | 290.6487 | 296.5624 | 300.9341 | 307.1766 | 590.8211 | 866.6455 | 1146.907 | 1430.824 | 1717.347 | 2005.108
2023 PG Study Reference Scenario | SDG&E | Com | FoodServ | Com - Grocery | Fuel Substitution | Incentives | 343.5423 | 349.9251 | 353.193 | 354.6523 | 357.8518 | 636.9205 | 897.2625 | 1156.119 | 1411.295 | 1659.626 | 1899.505
2023 PG Study Reference Scenario | SDG&E | Com | FoodServ | Com - Grocery | Fuel Substitution | Incremental Measure Cost | 531.259 | 547.14 | 557.9246 | 565.8032 | 577.5926 | 1144.352 | 1695.641 | 2255.975 | 2823.794 | 3396.997 | 3972.849
2023 PG Study Reference Scenario | SDG&E | Com | FoodServ | Com - Health | Energy Efficiency | Admin | 3990.322 | 4070.436 | 4184.238 | 4899.842 | 4883.331 | 4766.451 | 3970.563 | 3986.396 | 4168.823 | 4734.545 | 5580.906
2023 PG Study Reference Scenario | SDG&E | Com | FoodServ | Com - Health | Energy Efficiency | Incentives | 1477.476 | 1514.069 | 1565.717 | 1871.455 | 1872.588 | 1834.625 | 1533.751 | 1547.895 | 1624.088 | 1850.452 | 2188.193
2023 PG Study Reference Scenario | SDG&E | Com | FoodServ | Com - Health | Energy Efficiency | Incremental Measure Cost | 5555.183 | 5824.687 | 6180.232 | 7655.802 | 7842.031 | 7863.58 | 6726.248 | 7134.725 | 7655.802 | 8917.726 | 10777.52
2023 PG Study Reference Scenario | SDG&E | Com | FoodServ | Com - Health | Energy Efficiency | Admin | 14480.26 | 15725.12 | 17139.98 | 18173.88 | 19347.64 | 20913.17 | 22496.67 | 23915.03 | 25297.67 | 26669.04 | 28297.9
2023 PG Study Reference Scenario | SDG&E | Com | FoodServ | Com - Health | Energy Efficiency | Incentives | 5139.063 | 5623.347 | 6185.743 | 6587.45 | 7051.506 | 7688.769 | 8340.186 | 8923.688 | 9494.574 | 10062.28 | 10694.53
2023 PG Study Reference Scenario | SDG&E | Com | FoodServ | Com - Health | Energy Efficiency | Incremental Measure Cost | 13812.74 | 15549.9 | 17656.84 | 19116.62 | 20823.37 | 23145.03 | 26055.38 | 28392.69 | 30771.32 | 33227.07 | 35912.11
2023 PG Study Reference Scenario | SDG&E | Com | FoodServ | Com - Health | Fuel Substitution | Admin | 82.5974 | 85.6909 | 88.0644 | 89.9994 | 111.3463 | 186.347 | 262.9608 | 343.5251 | 426.0417 | 509.9335 | 595.3874
2023 PG Study Reference Scenario | SDG&E | Com | FoodServ | Com - Health | Fuel Substitution | Incentives | 104.8081 | 107.7942 | 109.9019 | 111.4661 | 132.6613 | 206.4004 | 279.7731 | 356.1027 | 431.7293 | 505.9224 | 578.8535
2023 PG Study Reference Scenario | SDG&E | Com | FoodServ | Com - Health | Fuel Substitution | Incremental Measure Cost | 136.8548 | 141.8423 | 145.5548 | 148.5431 | 190.505 | 339.9347 | 492.7605 | 653.6538 | 818.6201 | 986.5037 | 1142.32
2023 PG Study Reference Scenario | SDG&E | Com | FoodServ | Com - Lodging | Energy Efficiency | Admin | 4387.002 | 4451.221 | 4529.489 | 5565.153 | 5594.35 | 5763.378 | 5864.895 | 6133.577 | 6268.641 | 6371.155 | 6399.196
2023 PG Study Reference Scenario | SDG&E | Com | FoodServ | Com - Lodging | Energy Efficiency | Incentives | 1673.002 | 1703.974 | 1741.202 | 2187.516 | 2205.894 | 2278.981 | 2325.308 | 2444.334 | 2504.185 | 2551.115 | 2568.246
2023 PG Study Reference Scenario | SDG&E | Com | FoodServ | Com - Lodging | Energy Efficiency | Incremental Measure Cost | 5894.83 | 6143.348 | 6431.997 | 8520.122 | 8799.656 | 9308.508 | 9720.715 | 11035.01 | 11566.38 | 12050.53 | 12402.3
2023 PG Study Reference Scenario | SDG&E | Com | FoodServ | Com - Lodging | Energy Efficiency | Admin | 14046.76 | 14997.79 | 16566.29 | 17773.4 | 19381.26 | 20937.83 | 22644.24 | 24061.14 | 25542.93 | 27039.16 | 28547.92
2023 PG Study Reference Scenario | SDG&E | Com | FoodServ | Com - Lodging | Energy Efficiency | Incentives | 5192.463 | 5569.657 | 6218.521 | 6714.419 | 7382.483 | 8029.595 | 8744.129 | 9335.59 | 9932.768 | 10527.8 | 11138.03
2023 PG Study Reference Scenario | SDG&E | Com | FoodServ | Com - Lodging | Energy Efficiency | Incremental Measure Cost | 13662.03 | 14963.2 | 17494.1 | 19253.09 | 21642.6 | 24053.36 | 27616.6 | 30103.19 | 32668.97 | 35300.32 | 38126.57
2023 PG Study Reference Scenario | SDG&E | Com | FoodServ | Com - Lodging | Fuel Substitution | Admin | 78.551 | 79.7449 | 80.1073 | 119.8557 | 218.8141 | 322.7951 | 427.2119 | 531.7441 | 636.925 | 743.4021 | 856.7784
2023 PG Study Reference Scenario | SDG&E | Com | FoodServ | Com - Lodging | Fuel Substitution | Incentives | 96.3243 | 96.7305 | 96.1821 | 136.3748 | 235.0262 | 338.6109 | 439.6091 | 537.1575 | 631.8397 | 724.3476 | 822.871
2023 PG Study Reference Scenario | SDG&E | Com | FoodServ | Com - Lodging | Fuel Substitution | Incremental Measure Cost | 141.7884 | 143.823 | 144.3096 | 223.6749 | 421.5698 | 629.6165 | 838.6412 | 1048.005 | 1251.335 | 1452.268 | 1667.023
2023 PG Study Reference Scenario | SDG&E | Com | FoodServ | Com - Other | Energy Efficiency | Admin | 8541.93 | 9130.377 | 10014.9 | 11175.73 | 11683.25 | 12312.91 | 12898.81 | 14457.74 | 15049.29 | 15658.96 | 16216.56
2023 PG Study Reference Scenario | SDG&E | Com | FoodServ | Com - Other | Energy Efficiency | Incentives | 3279.652 | 3520.644 | 3890.894 | 4383.378 | 4593.722 | 4851.236 | 5092.142 | 5757.119 | 6003.896 | 6258.638 | 6493.346
2023 PG Study Reference Scenario | SDG&E | Com | FoodServ | Com - Other | Energy Efficiency | Incremental Measure Cost | 10668.1 | 11671.1 | 13329.75 | 15544.44 | 16641.82 | 17956.83 | 19254.62 | 25777.79 | 27508.37 | 29328.85 | 31108.44
2023 PG Study Reference Scenario | SDG&E | Com | FoodServ | Com - Other | Energy Efficiency | Admin | 36689.2 | 40511.91 | 43365.33 | 45793.94 | 48522.83 | 51407.71 | 55773.63 | 58918.48 | 62021.24 | 65195.22 | 68462.54
2023 PG Study Reference Scenario | SDG&E | Com | FoodServ | Com - Other | Energy Efficiency | Incentives | 13870.5 | 15459.86 | 16635.07 | 17636.23 | 18746.06 | 19920.75 | 21740.98 | 23035.7 | 24315.77 | 25606.07 | 26917.25
2023 PG Study Reference Scenario | SDG&E | Com | FoodServ | Com - Other | Energy Efficiency | Incremental Measure Cost | 40074.42 | 46481.22 | 51071.28 | 55025.68 | 59527.43 | 64414.02 | 75959.68 | 81810.94 | 87826.88 | 94066.14 | 100559.6
2023 PG Study Reference Scenario | SDG&E | Com | FoodServ | Com - Other | Fuel Substitution | Admin | 137.8842 | 141.9733 | 144.9343 | 147.039 | 193.3522 | 266.6995 | 391.2265 | 523.7941 | 661.4927 | 801.1323 | 943.4309
2023 PG Study Reference Scenario | SDG&E | Com | FoodServ | Com - Other | Fuel Substitution | Incentives | 187.6573 | 192.2075 | 195.2764 | 197.2016 | 243.7648 | 315.199 | 461.0544 | 614.747 | 771.4306 | 927.4171 | 1083.571
2023 PG Study Reference Scenario | SDG&E | Com | FoodServ | Com - Other | Fuel Substitution | Incremental Measure Cost | 251.982 | 259.3494 | 264.6111 | 268.2998 | 360.5437 | 506.9958 | 755.9464 | 1021.12 | 1296.701 | 1568.571 | 1836.236
2023 PG Study Reference Scenario | SDG&E | Com | FoodServ | Com - Restaurant | Energy Efficiency | Admin | 4865.213 | 4972.914 | 5841.096 | 7336.096 | 7871.16 | 8172.22 | 8800.534 | 9680.177 | 10353.18 | 11058.11 | 11763.44
2023 PG Study Reference Scenario | SDG&E | Com | FoodServ | Com - Restaurant | Energy Efficiency | Incentives | 1878.935 | 1927.865 | 2277.165 | 2918.147 | 3138.823 | 3266.143 | 3524.346 | 3895.195 | 4173.595 | 4465.696 | 4758.884
2023 PG Study Reference Scenario | SDG&E | Com | FoodServ | Com - Restaurant | Energy Efficiency | Incremental Measure Cost | 5896.732 | 6175.68 | 7530.452 | 10393.47 | 11443.89 | 12186.79 | 13452.9 | 16395.47 | 17972.06 | 19665.12 | 21422.77
2023 PG Study Reference Scenario | SDG&E | Com | FoodServ | Com - Restaurant | Energy Efficiency | Admin | 97962.24 | 104510.7 | 111397 | 115601.3 | 121961 | 130694.7 | 140236.1 | 148021.2 | 155235.9 | 161941.4 | 168716.4
2023 PG Study Reference Scenario | SDG&E | Com | FoodServ | Com - Restaurant | Energy Efficiency | Incentives | 36912.92 | 39639.1 | 42533.68 | 44293.72 | 46955.88 | 50651.05 | 54709.82 | 58020.25 | 61095.18 | 63960.4 | 66769.93
2023 PG Study Reference Scenario | SDG&E | Com | FoodServ | Com - Restaurant | Energy Efficiency | Incremental Measure Cost | 95395.25 | 105892.6 | 117301.8 | 124152.9 | 134208.9 | 148045.2 | 168895.1 | 182634.5 | 196148.8 | 209500.1 | 223011.7
2023 PG Study Reference Scenario | SDG&E | Com | FoodServ | Com - Restaurant | Fuel Substitution | Admin | 647.3846 | 660.1533 | 666.4417 | 668.7872 | 972.6123 | 1644.69 | 2322.607 | 3051.448 | 3778.159 | 4500.244 | 5219.889
2023 PG Study Reference Scenario | SDG&E | Com | FoodServ | Com - Restaurant | Fuel Substitution | Incentives | 784.9791 | 790.8293 | 789.1775 | 783.04 | 1082.713 | 1736.602 | 2385.089 | 3093.381 | 3776.987 | 4433.188 | 5064.875
2023 PG Study Reference Scenario | SDG&E | Com | FoodServ | Com - Restaurant | Fuel Substitution | Incremental Measure Cost | 1222.821 | 1246.319 | 1257.326 | 1260.875 | 1867.783 | 3211.6 | 4567.489 | 6025.614 | 7479.866 | 8925.246 | 10335
2023 PG Study Reference Scenario | SDG&E | Com | FoodServ | Com - School | Energy Efficiency | Admin | 3337.827 | 3566.786 | 3858.243 | 4272.926 | 4530.502 | 4755.304 | 4981.161 | 5526.92 | 5781.918 | 6028.505 | 6282.613
2023 PG Study Reference Scenario | SDG&E | Com | FoodServ | Com - School | Energy Efficiency | Incentives | 1315.863 | 1409.664 | 1531.093 | 1706.464 | 1813.144 | 1906.904 | 2001.326 | 2234.467 | 2341.794 | 2446.026 | 2553.64
2023 PG Study Reference Scenario | SDG&E | Com | FoodServ | Com - School | Energy Efficiency | Incremental Measure Cost | 5008.271 | 5490.306 | 6128.347 | 7020.282 | 7633.801 | 8215.532 | 8821.493 | 11079.3 | 11886.29 | 12703.9 | 13565.82
2023 PG Study Reference Scenario | SDG&E | Com | FoodServ | Com - School | Energy Efficiency | Admin | 12146.71 | 13248.97 | 14166.83 | 14935.26 | 15857.14 | 16774.58 | 18042.8 | 18966.51 | 19882.6 | 20909.18 | 21934.22
2023 PG Study Reference Scenario | SDG&E | Com | FoodServ | Com - School | Energy Efficiency | Incentives | 4705.679 | 5160.45 | 5536.385 | 5849.535 | 6229.236 | 6607.956 | 7139.944 | 7523.82 | 7905.544 | 8313.065 | 8722.555
2023 PG Study Reference Scenario | SDG&E | Com | FoodServ | Com - School | Energy Efficiency | Incremental Measure Cost | 14445.8 | 16356.4 | 17940.42 | 19300.46 | 20917.62 | 22589.29 | 26121.15 | 28025.24 | 29989.86 | 32074.41 | 34236.32
2023 PG Study Reference Scenario | SDG&E | Com | FoodServ | Com - School | Fuel Substitution | Admin | 41.2923 | 42.4635 | 43.3087 | 43.9134 | 64.0784 | 86.2116 | 110.0151 | 135.2226 | 160.7965 | 186.6041 | 212.7643
2023 PG Study Reference Scenario | SDG&E | Com | FoodServ | Com - School | Fuel Substitution | Incentives | 56.5491 | 57.9022 | 58.8333 | 59.449 | 79.8605 | 101.6568 | 125.2844 | 149.7043 | 173.6396 | 196.9185 | 219.6653
2023 PG Study Reference Scenario | SDG&E | Com | FoodServ | Com - School | Fuel Substitution | Incremental Measure Cost | 71.7226 | 73.754 | 75.2084 | 76.2513 | 116.4834 | 160.7215 | 208.3685 | 258.8935 | 310.222 | 354.9618 | 399.3559
2023 PG Study Reference Scenario | SDG&E | Com | HVAC | Com - College | Energy Efficiency | Admin | 21106.88 | 21944.6 | 22715.74 | 23877.2 | 37927.59 | 30607.09 | 30375.36 | 30792.29 | 31185.51 | 28655.61 | 28897.47
2023 PG Study Reference Scenario | SDG&E | Com | HVAC | Com - College | Energy Efficiency | Incentives | 8077.51 | 8599.746 | 9102.497 | 9768.553 | 20428.09 | 14740.78 | 14429.02 | 14691.63 | 14946.94 | 13806.14 | 13986.65
2023 PG Study Reference Scenario | SDG&E | Com | HVAC | Com - College | Energy Efficiency | Incremental Measure Cost | 35056.89 | 38429.71 | 41884.49 | 46285.05 | 120713.9 | 104286.8 | 103566.7 | 107764.3 | 116663.3 | 110169.4 | 113949.7
2023 PG Study Reference Scenario | SDG&E | Com | HVAC | Com - College | Energy Efficiency | Admin | 11397.19 | 10268.9 | 7818.651 | 5454.784 | 3541.048 | 2021.109 | 740.7299 | 683.3845 | 636.022 | 591.9808 | 551.0359
2023 PG Study Reference Scenario | SDG&E | Com | HVAC | Com - College | Energy Efficiency | Incentives | 5938.433 | 5246.948 | 4223.66 | 3151.265 | 2141.308 | 1239.562 | 448.4776 | 423.4618 | 455.81 | 425.3694 | 396.7061
2023 PG Study Reference Scenario | SDG&E | Com | HVAC | Com - College | Energy Efficiency | Incremental Measure Cost | 11877.86 | 10550.81 | 8499.103 | 6344.541 | 4309.733 | 2505.154 | 921.8759 | 870.7319 | 960.4736 | 912.0755 | 866.2204
2023 PG Study Reference Scenario | SDG&E | Com | HVAC | Com - College | Energy Efficiency | Admin | 30679.55 | 33304.58 | 35887.44 | 38424.43 | 39870.81 | 16137.45 | 17363.17 | 18586.46 | 19481.75 | 20609.66 | 21700.64
2023 PG Study Reference Scenario | SDG&E | Com | HVAC | Com - College | Energy Efficiency | Incentives | 23232.34 | 25220.28 | 27176.32 | 29097.65 | 30192.85 | 12224.44 | 13152.94 | 14079.6 | 14757.8 | 15612.22 | 16438.65
2023 PG Study Reference Scenario | SDG&E | Com | HVAC | Com - College | Energy Efficiency | Incremental Measure Cost | 109356.6 | 122044.1 | 135198.6 | 148811 | 156560.4 | 89989.94 | 99009.8 | 108343.5 | 120111.7 | 129776.5 | 139543.7
2023 PG Study Reference Scenario | SDG&E | Com | HVAC | Com - College | Fuel Substitution | Admin | 0 | 0 | 0 | 10.6747 | 11.4826 | 0 | 0 | 0 | 0 | 0 | 0
2023 PG Study Reference Scenario | SDG&E | Com | HVAC | Com - College | Fuel Substitution | Incentives | 0 | 0 | 0 | 12.1227 | 13.0401 | 0 | 0 | 0 | 0 | 0 | 0
2023 PG Study Reference Scenario | SDG&E | Com | HVAC | Com - College | Fuel Substitution | Incremental Measure Cost | 0 | 0 | 0 | 31.1119 | 34.1638 | 0 | 0 | 0 | 0 | 0 | 0
2023 PG Study Reference Scenario | SDG&E | Com | HVAC | Com - Grocery | Energy Efficiency | Admin | 1273.806 | 491.1377 | 485.1359 | 559.4032 | 297.6692 | 713.7452 | 675.6497 | 662.6233 | 618.2496 | 792.09 | 749.7981
2023 PG Study Reference Scenario | SDG&E | Com | HVAC | Com - Grocery | Energy Efficiency | Incentives | 964.5238 | 371.8908 | 367.3484 | 423.5867 | 225.4 | 540.4625 | 511.6186 | 501.7573 | 468.1585 | 599.7989 | 567.7765
2023 PG Study Reference Scenario | SDG&E | Com | HVAC | Com - Grocery | Energy Efficiency | Incremental Measure Cost | 2932.894 | 1178.489 | 1212.328 | 1454.806 | 804.9923 | 2005.396 | 1970.521 | 2004.04 | 2135.198 | 2821.664 | 2753.059
2023 PG Study Reference Scenario | SDG&E | Com | HVAC | Com - Grocery | Energy Efficiency | Admin | 860.0654 | 768.031 | 649.8517 | 519.1833 | 388.8889 | 268.932 | 165.6312 | 92.1684 | 21.8693 | 0 | 0
2023 PG Study Reference Scenario | SDG&E | Com | HVAC | Com - Grocery | Energy Efficiency | Incentives | 182.4224 | 166.1629 | 143.4138 | 116.8774 | 89.3065 | 63.0041 | 39.5896 | 23.9256 | 5.4536 | 0 | 0
2023 PG Study Reference Scenario | SDG&E | Com | HVAC | Com - Grocery | Energy Efficiency | Incremental Measure Cost | 398.9701 | 365.4214 | 318.5865 | 263.8451 | 206.6743 | 151.6247 | 101.7882 | 69.1269 | 22.9755 | 0 | 0
2023 PG Study Reference Scenario | SDG&E | Com | HVAC | Com - Grocery | Energy Efficiency | Admin | 16766.11 | 18476.75 | 20188.93 | 21886.4 | 23545.47 | 22612.06 | 23975.05 | 25267.85 | 26479.81 | 27611.1 | 28654.11
2023 PG Study Reference Scenario | SDG&E | Com | HVAC | Com - Grocery | Energy Efficiency | Incentives | 12700.65 | 13996.5 | 15293.51 | 16579.37 | 17836.16 | 17129.07 | 18161.57 | 19140.89 | 20058.97 | 20915.95 | 21706.05
2023 PG Study Reference Scenario | SDG&E | Com | HVAC | Com - Grocery | Energy Efficiency | Incremental Measure Cost | 86870.29 | 97931.73 | 109438.8 | 121314.1 | 133430.5 | 129965.8 | 140862.5 | 151740.7 | 167900.4 | 178784.7 | 189456.5
2023 PG Study Reference Scenario | SDG&E | Com | HVAC | Com - Grocery | Fuel Substitution | Admin | 6689.568 | 7668.197 | 8715.713 | 9829.942 | 11007 | 531.575 | 578.413 | 621.0784 | 657.4845 | 687.5636 | 712.0334
2023 PG Study Reference Scenario | SDG&E | Com | HVAC | Com - Grocery | Fuel Substitution | Incentives | 9961.648 | 11365.53 | 12811.68 | 14324.48 | 15906.36 | 604.0177 | 657.2387 | 705.7186 | 747.0861 | 781.2643 | 809.0688
2023 PG Study Reference Scenario | SDG&E | Com | HVAC | Com - Grocery | Fuel Substitution | Incremental Measure Cost | 13379.14 | 15336.39 | 17431.43 | 19659.88 | 22014 | 2402.194 | 2667.59 | 2923.212 | 3241.004 | 3457.061 | 3651.696
2023 PG Study Reference Scenario | SDG&E | Com | HVAC | Com - Health | Energy Efficiency | Admin | 71311.45 | 69910.04 | 68630.94 | 69416.69 | 66199.02 | 53672.22 | 43081.07 | 41200.34 | 41713.99 | 45901.14 | 52470.14
2023 PG Study Reference Scenario | SDG&E | Com | HVAC | Com - Health | Energy Efficiency | Incentives | 35401.55 | 35647.29 | 35905.94 | 37224.99 | 36241.79 | 28341.49 | 23337.56 | 22899.28 | 31064.95 | 34734 | 39718.5
2023 PG Study Reference Scenario | SDG&E | Com | HVAC | Com - Health | Energy Efficiency | Incremental Measure Cost | 100735.5 | 103581.6 | 106517.7 | 112710.3 | 109876.4 | 81535.29 | 68057.33 | 67961.22 | 87484.8 | 99473.69 | 117402.8
2023 PG Study Reference Scenario | SDG&E | Com | HVAC | Com - Health | Energy Efficiency | Admin | 36686.53 | 37954.08 | 37989.94 | 37092.37 | 136647.3 | 138554.2 | 148047.4 | 148886.3 | 22949.76 | 139717.7 | 148373.3
2023 PG Study Reference Scenario | SDG&E | Com | HVAC | Com - Health | Energy Efficiency | Incentives | 11983.16 | 12649.39 | 13025.23 | 13096.36 | 61500.48 | 64524.34 | 72142.47 | 75065.36 | 10462.61 | 100083.2 | 107780.9
2023 PG Study Reference Scenario | SDG&E | Com | HVAC | Com - Health | Energy Efficiency | Incremental Measure Cost | 24036.85 | 25374.81 | 26128.03 | 26271.34 | 123080.1 | 129127.6 | 144363 | 150207.2 | 21064.13 | 200297.4 | 220939.9
2023 PG Study Reference Scenario | SDG&E | Com | HVAC | Com - Health | Energy Efficiency | Admin | 50129.36 | 54791.7 | 59415.98 | 62301.76 | 59405.09 | 30287.03 | 32548.96 | 34793.02 | 36986.07 | 39150.17 | 41301.19
2023 PG Study Reference Scenario | SDG&E | Com | HVAC | Com - Health | Energy Efficiency | Incentives | 37802.61 | 41333.98 | 44837.93 | 47026.22 | 44835.46 | 22798.04 | 24518.16 | 26225.6 | 27929.23 | 29577.87 | 31217.1
2023 PG Study Reference Scenario | SDG&E | Com | HVAC | Com - Health | Energy Efficiency | Incremental Measure Cost | 189140.8 | 212517.3 | 236877.8 | 251871 | 232592.6 | 169078.8 | 185858 | 203127.9 | 226717 | 245125.6 | 264099.6
2023 PG Study Reference Scenario | SDG&E | Com | HVAC | Com - Health | Fuel Substitution | Admin | 1094.924 | 1229.158 | 1368.992 | 1512.463 | 2411.429 | 35.4696 | 38.822 | 41.9671 | 44.7285 | 47.0718 | 49.0305
2023 PG Study Reference Scenario | SDG&E | Com | HVAC | Com - Health | Fuel Substitution | Incentives | 1391.784 | 1563.054 | 1741.833 | 1917.739 | 2947.172 | 40.3034 | 44.1126 | 47.6863 | 50.8241 | 53.4867 | 55.7123
2023 PG Study Reference Scenario | SDG&E | Com | HVAC | Com - Health | Fuel Substitution | Incremental Measure Cost | 2615.518 | 2974.376 | 3355.725 | 3758.449 | 8188.041 | 188.8346 | 210.8817 | 232.5965 | 256.7369 | 275.5909 | 292.7996
2023 PG Study Reference Scenario | SDG&E | Com | HVAC | Com - Lodging | Energy Efficiency | Admin | 64934.95 | 61447.76 | 61676.02 | 54598.13 | 53246.67 | 42240.47 | 40379.77 | 40651.74 | 39711.61 | 39391.41 | 38679.47
2023 PG Study Reference Scenario | SDG&E | Com | HVAC | Com - Lodging | Energy Efficiency | Incentives | 29423.62 | 27589.51 | 28560.67 | 23486.39 | 23480.28 | 15724.62 | 15084.72 | 16072.75 | 30068.13 | 29826.76 | 29288.76
2023 PG Study Reference Scenario | SDG&E | Com | HVAC | Com - Lodging | Energy Efficiency | Incremental Measure Cost | 187779.4 | 173224.5 | 180837.1 | 119824.2 | 118607.9 | 62176.17 | 52860.79 | 58576.48 | 98204.72 | 99893.17 | 100876.1
2023 PG Study Reference Scenario | SDG&E | Com | HVAC | Com - Lodging | Energy Efficiency | Admin | 97786.64 | 99354.84 | 100138.9 | 100147.6 | 99392.19 | 97776.5 | 95442.46 | 92630.91 | 338.1703 | 315.1382 | 293.714
2023 PG Study Reference Scenario | SDG&E | Com | HVAC | Com - Lodging | Energy Efficiency | Incentives | 23871.02 | 25876.66 | 27766.97 | 29327 | 30664.17 | 31754.43 | 32612.62 | 33297.65 | 182.62 | 173.5594 | 164.9817
2023 PG Study Reference Scenario | SDG&E | Com | HVAC | Com - Lodging | Energy Efficiency | Incremental Measure Cost | 47611.56 | 51665.85 | 55511.24 | 59072.98 | 62260.08 | 64983.19 | 67258.82 | 69189.11 | 373.4758 | 354.537 | 336.698
2023 PG Study Reference Scenario | SDG&E | Com | HVAC | Com - Lodging | Energy Efficiency | Admin | 55378.42 | 60246.31 | 38911.88 | 41741.38 | 43809.57 | 22479.47 | 26857.45 | 23198.01 | 24201.91 | 25526.31 | 26785.82
2023 PG Study Reference Scenario | SDG&E | Com | HVAC | Com - Lodging | Energy Efficiency | Incentives | 41854.03 | 45541.59 | 29381.12 | 31525.95 | 33094.72 | 16947.44 | 20267.24 | 17498.94 | 18320.13 | 19328.47 | 20287.88
2023 PG Study Reference Scenario | SDG&E | Com | HVAC | Com - Lodging | Energy Efficiency | Incremental Measure Cost | 304972.5 | 339537.8 | 164281.5 | 181012.5 | 193245.9 | 119386.9 | 148029.8 | 127345.8 | 149404.5 | 160914 | 172405.7
2023 PG Study Reference Scenario | SDG&E | Com | HVAC | Com - Lodging | Fuel Substitution | Admin | 2538.904 | 2883.281 | 3246.5 | 3626.822 | 4026.724 | 0 | 0 | 0 | 0 | 0 | 0
2023 PG Study Reference Scenario | SDG&E | Com | HVAC | Com - Lodging | Fuel Substitution | Incentives | 3485.329 | 3968.732 | 4480.189 | 5019.562 | 5588.861 | 0 | 0 | 0 | 0 | 0 | 0
2023 PG Study Reference Scenario | SDG&E | Com | HVAC | Com - Lodging | Fuel Substitution | Incremental Measure Cost | 5427.057 | 6238.066 | 7104.524 | 8023.064 | 8989.374 | 0 | 0 | 0 | 0 | 0 | 0
2023 PG Study Reference Scenario | SDG&E | Com | HVAC | Com - Office (Large) | Energy Efficiency | Admin | 29888.87 | 31984.07 | 34122.57 | 36091.1 | 36366.29 | 12499.21 | 13335.06 | 14132.54 | 14669.39 | 15369.91 | 15955.38
2023 PG Study Reference Scenario | SDG&E | Com | HVAC | Com - Office (Large) | Energy Efficiency | Incentives | 22614.76 | 24207.09 | 25833.58 | 27329.14 | 27537.37 | 9468.373 | 10101.54 | 10705.65 | 11112.32 | 11642.98 | 12086.48
2023 PG Study Reference Scenario | SDG&E | Com | HVAC | Com - Office (Large) | Energy Efficiency | Incremental Measure Cost | 98433.13 | 108101.2 | 118393.6 | 128582.8 | 130536.3 | 67622.16 | 73584.17 | 79700.13 | 87441.27 | 93570.59 | 99207.98
2023 PG Study Reference Scenario | SDG&E | Com | HVAC | Com - Office (Large) | Energy Efficiency | Admin | 101869.9 | 97290.55 | 89895.05 | 80358.16 | 69530.36 | 7786.597 | 10464.75 | 6988.908 | 6255.195 | 6263.433 | 6723.089
2023 PG Study Reference Scenario | SDG&E | Com | HVAC | Com - Office (Large) | Energy Efficiency | Incentives | 73261.41 | 70316.62 | 65335.12 | 58735.19 | 51089.73 | 4816.845 | 7267.16 | 4969.453 | 4671.221 | 4692.652 | 5046.314
2023 PG Study Reference Scenario | SDG&E | Com | HVAC | Com - Office (Large) | Energy Efficiency | Incremental Measure Cost | 153509.4 | 150248.2 | 142302.6 | 130397.1 | 115649.7 | 10128.07 | 16045.54 | 10907.21 | 11054.36 | 11319.05 | 12425
2023 PG Study Reference Scenario | SDG&E | Com | HVAC | Com - Office (Large) | Energy Efficiency | Admin | 132615.2 | 143350.2 | 153855.9 | 160598.8 | 155342.5 | 60189.63 | 64674.23 | 69153.73 | 73506.9 | 77721.93 | 81772.25
2023 PG Study Reference Scenario | SDG&E | Com | HVAC | Com - Office (Large) | Energy Efficiency | Incentives | 100420.9 | 108550.4 | 116506.3 | 121612 | 117628.3 | 45594.82 | 48991.99 | 52385.3 | 55682.91 | 58875.88 | 61944.07
2023 PG Study Reference Scenario | SDG&E | Com | HVAC | Com - Office (Large) | Energy Efficiency | Incremental Measure Cost | 460377.6 | 511475.7 | 564218 | 597212.8 | 559638.9 | 340117.3 | 373503.6 | 408037.6 | 458142.9 | 494456.8 | 530976.1
2023 PG Study Reference Scenario | SDG&E | Com | HVAC | Com - Office (Small) | Energy Efficiency | Admin | 28506.39 | 30332.82 | 32060.71 | 33668.5 | 35110.32 | 11605.04 | 11448.59 | 11921.18 | 12201.82 | 12571.86 | 12910.97
2023 PG Study Reference Scenario | SDG&E | Com | HVAC | Com - Office (Small) | Energy Efficiency | Incentives | 18134.86 | 19421.86 | 20651.08 | 21805.76 | 22855.43 | 5018.289 | 4869.307 | 5209.975 | 5415.852 | 5691.853 | 5950.202
2023 PG Study Reference Scenario | SDG&E | Com | HVAC | Com - Office (Small) | Energy Efficiency | Incremental Measure Cost | 69323.65 | 76205.15 | 83186.87 | 90194.73 | 97104.19 | 36744.93 | 36105.08 | 39584.74 | 44282.26 | 47534.09 | 50753.03
2023 PG Study Reference Scenario | SDG&E | Com | HVAC | Com - Office (Small) | Energy Efficiency | Admin | 8252.048 | 12695.29 | 10090.55 | 7417.721 | 4985.209 | 2813.55 | 1095.481 | 181.8197 | 42.9398 | 151.4424 | 137.6612
2023 PG Study Reference Scenario | SDG&E | Com | HVAC | Com - Office (Small) | Energy Efficiency | Incentives | 1157.748 | 2689.014 | 2204.51 | 1673.83 | 1164.874 | 687.8391 | 291.0829 | 57.2296 | 13.9455 | 62.7946 | 58.1651
2023 PG Study Reference Scenario | SDG&E | Com | HVAC | Com - Office (Small) | Energy Efficiency | Incremental Measure Cost | 2561.039 | 5985.56 | 4985.765 | 3885.512 | 2814.127 | 1797.62 | 908.9359 | 257.7482 | 51.2459 | 284.3685 | 263.5497
2023 PG Study Reference Scenario | SDG&E | Com | HVAC | Com - Office (Small) | Energy Efficiency | Admin | 116162.1 | 124603.2 | 132713.3 | 140442.4 | 140927.6 | 33092.56 | 35866.86 | 37588.58 | 39862.26 | 42055.78 | 44157.88
2023 PG Study Reference Scenario | SDG&E | Com | HVAC | Com - Office (Small) | Energy Efficiency | Incentives | 87953.92 | 94345.56 | 100486.7 | 106339.4 | 106704.9 | 25068.26 | 27169.85 | 28474.08 | 30196.44 | 31858.07 | 33450.46
2023 PG Study Reference Scenario | SDG&E | Com | HVAC | Com - Office (Small) | Energy Efficiency | Incremental Measure Cost | 352564.9 | 388364.6 | 424804.4 | 461687.1 | 457200 | 187207.2 | 207535.3 | 221976.6 | 247727.4 | 266807.5 | 285961.2
2023 PG Study Reference Scenario | SDG&E | Com | HVAC | Com - Other | Energy Efficiency | Admin | 172558.8 | 179503.3 | 179038.1 | 184169.9 | 186516.8 | 190571.9 | 192812.4 | 194954.2 | 195959.2 | 195838.1 | 196139.9
2023 PG Study Reference Scenario | SDG&E | Com | HVAC | Com - Other | Energy Efficiency | Incentives | 19346.28 | 20868.49 | 17126.45 | 18083.22 | 18797.78 | 19706.22 | 19874.24 | 20561.64 | 20590.76 | 20262 | 20762.9
2023 PG Study Reference Scenario | SDG&E | Com | HVAC | Com - Other | Energy Efficiency | Incremental Measure Cost | 37310.65 | 47264.01 | 14877.02 | 20789.51 | 26880.75 | 33654.29 | 35257.94 | 41903.05 | 133399.7 | 132376.2 | 139114.4
2023 PG Study Reference Scenario | SDG&E | Com | HVAC | Com - Other | Energy Efficiency | Admin | 5219.633 | 4577.396 | 3575.036 | 2587.697 | 1692.961 | 937.7526 | 354.8626 | 163.7408 | 148.4111 | 134.521 | 122.019
2023 PG Study Reference Scenario | SDG&E | Com | HVAC | Com - Other | Energy Efficiency | Incentives | 326.7813 | 302.848 | 251.902 | 194.984 | 137.9122 | 85.3114 | 41.6386 | 25.9892 | 51.1796 | 46.8852 | 43.0281
2023 PG Study Reference Scenario | SDG&E | Com | HVAC | Com - Other | Energy Efficiency | Incremental Measure Cost | 572.247 | 546.5139 | 462.6764 | 364.5313 | 262.6617 | 165.1868 | 77.0984 | 36.3935 | 162.3136 | 148.6612 | 136.5581
2023 PG Study Reference Scenario | SDG&E | Com | HVAC | Com - Other | Energy Efficiency | Admin | 52022.69 | 31670.34 | 34788.13 | 37954.5 | 41136.15 | 41998.73 | 44903.27 | 43132.51 | 40776.57 | 43276.94 | 45707.41
2023 PG Study Reference Scenario | SDG&E | Com | HVAC | Com - Other | Energy Efficiency | Incentives | 39408.2 | 23990.9 | 26352.69 | 28751.27 | 31161.44 | 31814.86 | 34015.1 | 32673.72 | 30889.05 | 32783.13 | 34624.26
2023 PG Study Reference Scenario | SDG&E | Com | HVAC | Com - Other | Energy Efficiency | Incremental Measure Cost | 282073.7 | 161936.3 | 181858.5 | 202840.6 | 224742.8 | 233340.4 | 254905.9 | 247930.4 | 254200.9 | 275382.8 | 296861.7
2023 PG Study Reference Scenario | SDG&E | Com | HVAC | Com - Other | Fuel Substitution | Admin | 2841.554 | 3172.348 | 3513.888 | 3864.505 | 4222.226 | 0 | 0 | 0 | 0 | 0 | 0
2023 PG Study Reference Scenario | SDG&E | Com | HVAC | Com - Other | Fuel Substitution | Incentives | 3688.331 | 4124.431 | 4575.971 | 5040.849 | 5516.557 | 0 | 0 | 0 | 0 | 0 | 0
2023 PG Study Reference Scenario | SDG&E | Com | HVAC | Com - Other | Fuel Substitution | Incremental Measure Cost | 6533.399 | 7388.589 | 8288.606 | 9230.31 | 10209.59 | 0 | 0 | 0 | 0 | 0 | 0
2023 PG Study Reference Scenario | SDG&E | Com | HVAC | Com - Refrig. Warehouse | Energy Efficiency | Admin | 1.7567 | 1.9694 | 2.1766 | 2.3618 | 2.5931 | 2.8088 | 3.06 | 3.3008 | 3.5755 | 3.8258 | 4.1043
2023 PG Study Reference Scenario | SDG&E | Com | HVAC | Com - Refrig. Warehouse | Energy Efficiency | Incentives | 0.52872 | 0.60702 | 0.68698 | 0.76324 | 0.85794 | 0.95135 | 1.0609 | 1.1714 | 1.5186 | 1.6574 | 1.8136
2023 PG Study Reference Scenario | SDG&E | Com | HVAC | Com - Refrig. Warehouse | Energy Efficiency | Incremental Measure Cost | 1.0574 | 1.214 | 1.374 | 1.5265 | 1.7159 | 1.9027 | 2.1218 | 2.3427 | 3.0371 | 3.3148 | 3.6272
2023 PG Study Reference Scenario | SDG&E | Com | HVAC | Com - Refrig. Warehouse | Energy Efficiency | Admin | 26.4283 | 27.4627 | 28.4428 | 29.3798 | 30.2727 | 31.1659 | 32.0356 | 32.6759 | 33.0474 | 33.1315 | 32.9123
2023 PG Study Reference Scenario | SDG&E | Com | HVAC | Com - Refrig. Warehouse | Energy Efficiency | Incentives | 7.795 | 8.3407 | 8.8913 | 9.4454 | 9.9984 | 10.5558 | 11.1068 | 11.5956 | 14.0357 | 14.3529 | 14.5432
2023 PG Study Reference Scenario | SDG&E | Com | HVAC | Com - Refrig. Warehouse | Energy Efficiency | Incremental Measure Cost | 15.6896 | 16.7744 | 17.8669 | 18.9635 | 20.0503 | 21.1115 | 22.2135 | 23.1912 | 28.0715 | 28.7059 | 29.0863
2023 PG Study Reference Scenario | SDG&E | Com | HVAC | Com - Restaurant | Energy Efficiency | Admin | 7318.528 | 8029.107 | 9596.326 | 10737.01 | 12004.14 | 12919.64 | 14332.61 | 15643.57 | 17073.13 | 18516.83 | 19922.19
2023 PG Study Reference Scenario | SDG&E | Com | HVAC | Com - Restaurant | Energy Efficiency | Incentives | 5329.019 | 5873.899 | 7026.302 | 7884.382 | 8834.982 | 9530.282 | 10586.51 | 11570.27 | 12639.3 | 13718.72 | 14770.07
2023 PG Study Reference Scenario | SDG&E | Com | HVAC | Com - Restaurant | Energy Efficiency | Incremental Measure Cost | 13995.99 | 15635.86 | 19163.58 | 21875.16 | 24965.53 | 26976.21 | 30597.59 | 34123.28 | 38983.46 | 43202.35 | 47488.95
2023 PG Study Reference Scenario | SDG&E | Com | HVAC | Com - Restaurant | Energy Efficiency | Admin | 650.6651 | 450.0143 | 258.1207 | 94.7984 | 0 | 0 | 0 | 0 | 0 | 0 | 0
2023 PG Study Reference Scenario | SDG&E | Com | HVAC | Com - Restaurant | Energy Efficiency | Incentives | 210.3881 | 148.4243 | 86.8439 | 32.5421 | 0 | 0 | 0 | 0 | 0 | 0 | 0
2023 PG Study Reference Scenario | SDG&E | Com | HVAC | Com - Restaurant | Energy Efficiency | Incremental Measure Cost | 487.2616 | 357.5844 | 226.5532 | 105.0323 | 0 | 0 | 0 | 0 | 0 | 0 | 0
2023 PG Study Reference Scenario | SDG&E | Com | HVAC | Com - Restaurant | Energy Efficiency | Admin | 111324.9 | 124537.2 | 138063.5 | 151775.3 | 161702.9 | 174960.3 | 188219.7 | 200890.7 | 212933.9 | 224205.2 | 234606.2
2023 PG Study Reference Scenario | SDG&E | Com | HVAC | Com - Restaurant | Energy Efficiency | Incentives | 84283.61 | 94286.42 | 104526.9 | 114907.8 | 122422.1 | 132458.7 | 142497.1 | 152089.9 | 161207.4 | 169740.6 | 177614.9
2023 PG Study Reference Scenario | SDG&E | Com | HVAC | Com - Restaurant | Energy Efficiency | Incremental Measure Cost | 239048.9 | 271464.8 | 305644.6 | 341369.5 | 354976.8 | 390253.6 | 427916 | 465043.5 | 514098.3 | 551508.3 | 588072.9
2023 PG Study Reference Scenario | SDG&E | Com | HVAC | Com - Restaurant | Fuel Substitution | Admin | 0 | 0 | 0 | 0 | 11.8465 | 0 | 0 | 0 | 0 | 0 | 0
2023 PG Study Reference Scenario | SDG&E | Com | HVAC | Com - Restaurant | Fuel Substitution | Incentives | 0 | 0 | 0 | 0 | 13.4536 | 0 | 0 | 0 | 0 | 0 | 0
2023 PG Study Reference Scenario | SDG&E | Com | HVAC | Com - Restaurant | Fuel Substitution | Incremental Measure Cost | 0 | 0 | 0 | 0 | 37.1281 | 0 | 0 | 0 | 0 | 0 | 0
2023 PG Study Reference Scenario | SDG&E | Com | HVAC | Com - Retail | Energy Efficiency | Admin | 3047.338 | 2025.483 | 2353.089 | 2468.004 | 1917.325 | 1458.007 | 1418.363 | 1396.227 | 1521.617 | 621.9323 | 606.5018
2023 PG Study Reference Scenario | SDG&E | Com | HVAC | Com - Retail | Energy Efficiency | Incentives | 1087.39 | 866.2685 | 998.1092 | 1073.665 | 940.1637 | 243.0159 | 253.2085 | 258.199 | 971.9359 | 278.9767 | 279.872
2023 PG Study Reference Scenario | SDG&E | Com | HVAC | Com - Retail | Energy Efficiency | Incremental Measure Cost | -5926.38 | -2161.93 | -2293.98 | -1819.29 | -145.795 | -5558.34 | -5062.33 | -4646.98 | 10645.8 | 2344.567 | 2401.836
2023 PG Study Reference Scenario | SDG&E | Com | HVAC | Com - Retail | Energy Efficiency | Admin | 111687.4 | 113945.7 | 114223.5 | 112464.1 | 108692.2 | 103031.9 | 95725.51 | 87128.45 | 719.2387 | 524.8987 | 361.3151
2023 PG Study Reference Scenario | SDG&E | Com | HVAC | Com - Retail | Energy Efficiency | Incentives | 1463.558 | 1404.599 | 1303.987 | 1171.167 | 1017.447 | 854.2794 | 692.1761 | 541.9272 | 504.5912 | 375.4005 | 263.575
2023 PG Study Reference Scenario | SDG&E | Com | HVAC | Com - Retail | Energy Efficiency | Incremental Measure Cost | -455733 | -450555 | -436671 | -414479 | -384866 | -349203 | -309275 | -267104 | 1015.484 | 750.8011 | 527.15
2023 PG Study Reference Scenario | SDG&E | Com | HVAC | Com - Retail | Energy Efficiency | Admin | 85909.55 | 93882.61 | 101830.9 | 109678.5 | 79480.97 | 61615.82 | 65183.69 | 68589.67 | 40548.75 | 42264.37 | 43867.11
2023 PG Study Reference Scenario | SDG&E | Com | HVAC | Com - Retail | Energy Efficiency | Incentives | 51551.16 | 56899.95 | 62382.21 | 67959.69 | 44906.7 | 31324.12 | 34141.41 | 36025.16 | 30716.47 | 32016.08 | 33230.19
2023 PG Study Reference Scenario | SDG&E | Com | HVAC | Com - Retail | Energy Efficiency | Incremental Measure Cost | 250314.4 | 284545.8 | 321000.5 | 359500.4 | 164781.4 | 125627.4 | 141030.6 | 157227.8 | 252637.5 | 268763 | 284697.2
2023 PG Study Reference Scenario | SDG&E | Com | HVAC | Com - Retail | Fuel Substitution | Admin | 0 | 0 | 0 | 14.0856 | 15.6627 | 0 | 0 | 0 | 0 | 0 | 0
2023 PG Study Reference Scenario | SDG&E | Com | HVAC | Com - Retail | Fuel Substitution | Incentives | 0 | 0 | 0 | 17.8255 | 19.4327 | 0 | 0 | 0 | 0 | 0 | 0
2023 PG Study Reference Scenario | SDG&E | Com | HVAC | Com - Retail | Fuel Substitution | Incremental Measure Cost | -20857.5 | -22730.5 | -24573 | -34206 | -36551.2 | 0 | 0 | 0 | 0 | 0 | 0
2023 PG Study Reference Scenario | SDG&E | Com | HVAC | Com - School | Energy Efficiency | Admin | 84293.84 | 81210.98 | 83878.13 | 86378.04 | 89163.94 | 71492.13 | 70910.55 | 73111.88 | 72275.8 | 73017.71 | 74049.19
2023 PG Study Reference Scenario | SDG&E | Com | HVAC | Com - School | Energy Efficiency | Incentives | 54569.94 | 51936.41 | 53715.27 | 55405.04 | 57292.37 | 43787.15 | 43233.26 | 44790.71 | 44054.53 | 44546.93 | 45255.78
2023 PG Study Reference Scenario | SDG&E | Com | HVAC | Com - School | Energy Efficiency | Incremental Measure Cost | 225087 | 201914.3 | 214473.1 | 227209.7 | 241312.3 | 203942.5 | 202452.6 | 218319.2 | 230842.5 | 238839.3 | 248946.4
2023 PG Study Reference Scenario | SDG&E | Com | HVAC | Com - School | Energy Efficiency | Admin | 19598.45 | 16882.12 | 13850.33 | 10631.17 | 7586.372 | 4988.365 | 2784.319 | 1055.101 | 964.1185 | 899.7918 | 839.7567
2023 PG Study Reference Scenario | SDG&E | Com | HVAC | Com - School | Energy Efficiency | Incentives | 10759.52 | 9580.26 | 8111.656 | 6467.322 | 4802.415 | 3243.419 | 1845.954 | 711.3304 | 729.2342 | 680.6162 | 635.2391
2023 PG Study Reference Scenario | SDG&E | Com | HVAC | Com - School | Energy Efficiency | Incremental Measure Cost | 21563.78 | 19201.84 | 16264.75 | 12968.18 | 9620.219 | 6488.746 | 3717.724 | 1446.838 | 1647.998 | 1568.799 | 1493.409
2023 PG Study Reference Scenario | SDG&E | Com | HVAC | Com - School | Energy Efficiency | Admin | 75803.41 | 82120.47 | 88330.58 | 94391.37 | 100270.5 | 39277.7 | 47161 | 40801.83 | 42774.16 | 45350.02 | 47853.04
2023 PG Study Reference Scenario | SDG&E | Com | HVAC | Com - School | Energy Efficiency | Incentives | 57400.98 | 62184.8 | 66887.66 | 71477.52 | 75929.88 | 29753.63 | 35725.38 | 30908.18 | 32402.26 | 34353.52 | 36249.61
2023 PG Study Reference Scenario | SDG&E | Com | HVAC | Com - School | Energy Efficiency | Incremental Measure Cost | 258066.2 | 287395.3 | 317790.8 | 349108.5 | 381221.6 | 218838.9 | 270883.4 | 235526 | 266775 | 288705.3 | 310939.2
2023 PG Study Reference Scenario | SDG&E | Com | HVAC | Com - Warehouse | Energy Efficiency | Admin | 4368.983 | 4825.79 | 5294.549 | 3358.664 | 3572.522 | 3817.993 | 3930.16 | 4132.771 | 4019.396 | 3554.267 | 3682.761
2023 PG Study Reference Scenario | SDG&E | Com | HVAC | Com - Warehouse | Energy Efficiency | Incentives | 3294.706 | 3642.229 | 3999.443 | 2535.738 | 2701.281 | 2891.147 | 2977.173 | 3130.655 | 3044.771 | 2692.427 | 2789.763
2023 PG Study Reference Scenario | SDG&E | Com | HVAC | Com - Warehouse | Energy Efficiency | Incremental Measure Cost | 22344.35 | 25259.37 | 28361.37 | 16662.55 | 18125.14 | 19811.27 | 20625.17 | 22182.26 | 24277.58 | 21487.31 | 22741.27
2023 PG Study Reference Scenario | SDG&E | Com | HVAC | Com - Warehouse | Energy Efficiency | Admin | 1093.687 | 833.0106 | 813.0341 | 837.9082 | 857.3768 | 862.5504 | 875.9078 | 873.0357 | 0 | 0 | 0
2023 PG Study Reference Scenario | SDG&E | Com | HVAC | Com - Warehouse | Energy Efficiency | Incentives | 610.4684 | 547.6013 | 564.4478 | 597.3683 | 627.5139 | 649.2381 | 661.2706 | 659.4228 | 0 | 0 | 0
2023 PG Study Reference Scenario | SDG&E | Com | HVAC | Com - Warehouse | Energy Efficiency | Incremental Measure Cost | 1307.962 | 1145.777 | 1148.751 | 1213.476 | 1272.703 | 1301.275 | 1365.898 | 1395.408 | 0 | 0 | 0
2023 PG Study Reference Scenario | SDG&E | Com | HVAC | Com - Warehouse | Energy Efficiency | Admin | 13664.71 | 15256.93 | 9334.687 | 10160.09 | 10984.95 | 11494.34 | 12276.26 | 12295.21 | 10488.43 | 11096.74 | 11683.29
2023 PG Study Reference Scenario | SDG&E | Com | HVAC | Com - Warehouse | Energy Efficiency | Incentives | 10351.28 | 11557.43 | 7071.208 | 7696.465 | 8321.314 | 8707.189 | 9299.504 | 9313.861 | 7945.194 | 8406.001 | 8850.318
2023 PG Study Reference Scenario | SDG&E | Com | HVAC | Com - Warehouse | Energy Efficiency | Incremental Measure Cost | 71924.92 | 82204.24 | 47263.41 | 52636.71 | 58228.18 | 61742.04 | 67432.77 | 68551.83 | 65458.26 | 70688.21 | 75960.77
2023 PG Study Reference Scenario | SDG&E | Com | HVAC | Com - Warehouse | Fuel Substitution | Admin | 941.294 | 1241.021 | 1396.376 | 1558.481 | 1726.417 | 0 | 0 | 0 | 0 | 0 | 0
2023 PG Study Reference Scenario | SDG&E | Com | HVAC | Com - Warehouse | Fuel Substitution | Incentives | 1347.366 | 1730.201 | 1951.948 | 2184.069 | 2425.287 | 0 | 0 | 0 | 0 | 0 | 0
2023 PG Study Reference Scenario | SDG&E | Com | HVAC | Com - Warehouse | Fuel Substitution | Incremental Measure Cost | 2050.559 | 2937.563 | 3329.203 | 3740.77 | 4169.979 | 0 | 0 | 0 | 0 | 0 | 0
2023 PG Study Reference Scenario | SDG&E | Com | Lighting | Com - College | Energy Efficiency | Admin | 48.172 | 50.3929 | 52.5355 | 55.6636 | 57.3168 | 60.1827 | 63.066 | 65.3915 | 67.6472 | 66.9606 | 68.7554
2023 PG Study Reference Scenario | SDG&E | Com | Lighting | Com - College | Energy Efficiency | Incentives | 62.5731 | 66.8154 | 71.0995 | 76.8923 | 80.8142 | 86.6105 | 92.6379 | 98.0423 | 109.5609 | 110.5715 | 115.7623
2023 PG Study Reference Scenario | SDG&E | Com | Lighting | Com - College | Energy Efficiency | Incremental Measure Cost | 125.1462 | 133.6309 | 142.199 | 153.7846 | 161.6284 | 173.2209 | 185.2759 | 196.0846 | 219.1218 | 221.143 | 231.5246
2023 PG Study Reference Scenario | SDG&E | Com | Lighting | Com - College | Energy Efficiency | Admin | 154.1245 | 164.2099 | 174.1383 | 183.9713 | 193.6116 | 203.1325 | 212.5313 | 221.7712 | 230.7959 | 239.4615 | 247.9341
2023 PG Study Reference Scenario | SDG&E | Com | Lighting | Com - College | Energy Efficiency | Incentives | 197.7855 | 214.9144 | 232.4389 | 250.4487 | 268.8179 | 287.6555 | 306.9681 | 326.7121 | 367.3967 | 388.3958 | 409.7667
2023 PG Study Reference Scenario | SDG&E | Com | Lighting | Com - College | Energy Efficiency | Incremental Measure Cost | 395.5709 | 429.8289 | 464.8779 | 500.8974 | 537.6357 | 575.3109 | 613.9362 | 653.4241 | 734.7933 | 776.7916 | 819.5334
2023 PG Study Reference Scenario | SDG&E | Com | Lighting | Com - Grocery | Energy Efficiency | Admin | 256.7028 | 180.022 | 187.1976 | 203.5826 | 91.1862 | 120.6941 | 123.8111 | 128.0848 | 129.895 | 145.9492 | 148.1267
2023 PG Study Reference Scenario | SDG&E | Com | Lighting | Com - Grocery | Energy Efficiency | Incentives | 319.0631 | 228.0964 | 241.7629 | 267.9619 | 87.6311 | 119.0594 | 125.3559 | 133.0893 | 137.6315 | 158.689 | 165.251
2023 PG Study Reference Scenario | SDG&E | Com | Lighting | Com - Grocery | Energy Efficiency | Incremental Measure Cost | 638.1262 | 456.1928 | 483.5258 | 535.9239 | 175.2621 | 238.1188 | 250.7117 | 266.1786 | 275.2631 | 317.378 | 330.502
2023 PG Study Reference Scenario | SDG&E | Com | Lighting | Com - Grocery | Energy Efficiency | Admin | 8072.054 | 8476.322 | 8857.265 | 4220.991 | 4404.143 | 4582.036 | 4752.954 | 4916.963 | 5073.976 | 5224.755 | 5368.4
2023 PG Study Reference Scenario | SDG&E | Com | Lighting | Com - Grocery | Energy Efficiency | Incentives | 10140.74 | 10860.21 | 11572.71 | 3784.119 | 4048.137 | 4317.705 | 4590.94 | 4867.636 | 5114.592 | 5396.837 | 5681.438
2023 PG Study Reference Scenario | SDG&E | Com | Lighting | Com - Grocery | Energy Efficiency | Incremental Measure Cost | 20281.48 | 21720.42 | 23145.42 | 7568.238 | 8096.274 | 8635.411 | 9181.88 | 9735.273 | 10229.18 | 10793.67 | 11362.88
2023 PG Study Reference Scenario | SDG&E | Com | Lighting | Com - Health | Energy Efficiency | Admin | 3699.211 | 3748.288 | 3792.41 | 3943.682 | 3889.523 | 3758.185 | 3099.229 | 3033.821 | 3138.629 | 3524.732 | 4106.337
2023 PG Study Reference Scenario | SDG&E | Com | Lighting | Com - Health | Energy Efficiency | Incentives | 5546.43 | 5724.58 | 5899.141 | 6247.289 | 6274.142 | 6172.43 | 5182.093 | 5163.819 | 5453.24 | 6232.694 | 7389.428
2023 PG Study Reference Scenario | SDG&E | Com | Lighting | Com - Health | Energy Efficiency | Incremental Measure Cost | 11092.86 | 11449.16 | 11798.28 | 12494.58 | 12548.28 | 12344.86 | 10364.19 | 10327.64 | 10906.48 | 12465.39 | 14778.86
2023 PG Study Reference Scenario | SDG&E | Com | Lighting | Com - Health | Energy Efficiency | Admin | 14596.31 | 15656.59 | 16695.03 | 17716.02 | 18704.25 | 19652.92 | 20526.15 | 21360.71 | 22167.7 | 22966.03 | 23769.79
2023 PG Study Reference Scenario | SDG&E | Com | Lighting | Com - Health | Energy Efficiency | Incentives | 22125.34 | 24182.71 | 26274.8 | 28408.17 | 30558.15 | 32712.28 | 34808.63 | 36904.63 | 39127.87 | 41294.55 | 43537.27
2023 PG Study Reference Scenario | SDG&E | Com | Lighting | Com - Health | Energy Efficiency | Incremental Measure Cost | 44250.68 | 48365.41 | 52549.59 | 56816.33 | 61116.29 | 65424.56 | 69617.26 | 73809.26 | 78255.73 | 82589.1 | 87074.55
2023 PG Study Reference Scenario | SDG&E | Com | Lighting | Com - Lodging | Energy Efficiency | Admin | 24.5375 | 24.6685 | 24.8 | 25.6063 | 25.3659 | 25.7707 | 12.9509 | 13.2543 | 13.6295 | 13.9205 | 14.0312
2023 PG Study Reference Scenario | SDG&E | Com | Lighting | Com - Lodging | Energy Efficiency | Incentives | 40.3458 | 41.1701 | 42.0081 | 44.0199 | 44.2552 | 45.6304 | 17.1849 | 17.9502 | 19.583 | 20.3966 | 20.9651
2023 PG Study Reference Scenario | SDG&E | Com | Lighting | Com - Lodging | Energy Efficiency | Incremental Measure Cost | 80.6917 | 82.3402 | 84.0162 | 88.0399 | 88.5105 | 91.2608 | 34.3697 | 35.9003 | 39.1661 | 40.7932 | 41.9302
2023 PG Study Reference Scenario | SDG&E | Com | Lighting | Com - Lodging | Energy Efficiency | Admin | 86.2826 | 91.8646 | 97.2896 | 102.5996 | 107.7253 | 53.7422 | 57.0634 | 60.3503 | 63.5918 | 66.7718 | 69.8673
2023 PG Study Reference Scenario | SDG&E | Com | Lighting | Com - Lodging | Energy Efficiency | Incentives | 142.2144 | 153.808 | 165.4625 | 177.2486 | 189.0487 | 69.8841 | 75.7427 | 81.7653 | 91.4141 | 97.8932 | 104.4665
2023 PG Study Reference Scenario | SDG&E | Com | Lighting | Com - Lodging | Energy Efficiency | Incremental Measure Cost | 284.4288 | 307.616 | 330.925 | 354.4972 | 378.0975 | 139.7681 | 151.4853 | 163.5306 | 182.8282 | 195.7864 | 208.933
2023 PG Study Reference Scenario | SDG&E | Com | Lighting | Com - Office (Large) | Energy Efficiency | Admin | 85.3329 | 90.0744 | 94.9904 | 99.5245 | 102.2352 | 108.5871 | 114.4101 | 118.2326 | 120.0042 | 123.2841 | 125.8006
2023 PG Study Reference Scenario | SDG&E | Com | Lighting | Com - Office (Large) | Energy Efficiency | Incentives | 115.5682 | 124.3312 | 133.6341 | 142.7027 | 149.409 | 161.7492 | 173.7131 | 182.9913 | 193.7569 | 202.838 | 210.9286
2023 PG Study Reference Scenario | SDG&E | Com | Lighting | Com - Office (Large) | Energy Efficiency | Incremental Measure Cost | 231.1364 | 248.6624 | 267.2682 | 285.4054 | 298.818 | 323.4985 | 347.4263 | 365.9827 | 387.5139 | 405.6759 | 421.8572
2023 PG Study Reference Scenario | SDG&E | Com | Lighting | Com - Office (Large) | Energy Efficiency | Admin | 434.1311 | 462.4213 | 490.2631 | 517.614 | 544.3313 | 570.6223 | 596.4275 | 621.6018 | 645.9564 | 669.5941 | 692.4576
2023 PG Study Reference Scenario | SDG&E | Com | Lighting | Com - Office (Large) | Energy Efficiency | Incentives | 580.2661 | 629.3929 | 679.531 | 730.6357 | 782.5143 | 835.4811 | 889.471 | 944.2816 | 1023.411 | 1080.317 | 1137.799
2023 PG Study Reference Scenario | SDG&E | Com | Lighting | Com - Office (Large) | Energy Efficiency | Incremental Measure Cost | 1160.532 | 1258.786 | 1359.062 | 1461.271 | 1565.029 | 1670.962 | 1778.942 | 1888.563 | 2046.823 | 2160.635 | 2275.598
2023 PG Study Reference Scenario | SDG&E | Com | Lighting | Com - Office (Small) | Energy Efficiency | Admin | 130.1509 | 135.9303 | 141.2695 | 146.1321 | 150.2828 | 154.501 | 158.2498 | 161.4235 | 164.0684 | 166.5468 | 168.6284
2023 PG Study Reference Scenario | SDG&E | Com | Lighting | Com - Office (Small) | Energy Efficiency | Incentives | 252.4005 | 268.622 | 284.4694 | 299.831 | 314.1732 | 329.0851 | 343.4226 | 356.9083 | 376.6313 | 383.9878 | 390.6414
2023 PG Study Reference Scenario | SDG&E | Com | Lighting | Com - Office (Small) | Energy Efficiency | Incremental Measure Cost | 504.801 | 537.244 | 568.9388 | 599.6619 | 628.3464 | 658.1701 | 686.8453 | 713.8166 | 762.5652 | 788.2208 | 812.6644
2023 PG Study Reference Scenario | SDG&E | Com | Lighting | Com - Office (Small) | Energy Efficiency | Admin | 780.924 | 821.5937 | 860.3061 | 897.1366 | 932.1354 | 965.4008 | 996.9836 | 1026.941 | 1055.241 | 1082.008 | 1107.315
2023 PG Study Reference Scenario | SDG&E | Com | Lighting | Com - Office (Small) | Energy Efficiency | Incentives | 1515.776 | 1625.519 | 1734.941 | 1844.075 | 1952.911 | 2061.547 | 2169.991 | 2278.269 | 2430.744 | 2503.444 | 2574.227
2023 PG Study Reference Scenario | SDG&E | Com | Lighting | Com - Office (Small) | Energy Efficiency | Incremental Measure Cost | 3031.552 | 3251.038 | 3469.881 | 3688.15 | 3905.822 | 4123.094 | 4339.981 | 4556.539 | 4922.847 | 5142.23 | 5361.25
2023 PG Study Reference Scenario | SDG&E | Com | Lighting | Com - Other | Energy Efficiency | Admin | 0.62255 | 0.67815 | 0.73567 | 0.79403 | 0.84293 | 0.9017 | 0.95802 | 1.0113 | 1.0636 | 1.1166 | 1.165
2023 PG Study Reference Scenario | SDG&E | Com | Lighting | Com - Other | Energy Efficiency | Incentives | 0.91995 | 1.0238 | 1.1346 | 1.2509 | 1.3566 | 1.4823 | 1.6086 | 1.7343 | 1.9931 | 2.1342 | 2.2711
2023 PG Study Reference Scenario | SDG&E | Com | Lighting | Com - Other | Energy Efficiency | Incremental Measure Cost | 1.8399 | 2.0475 | 2.2691 | 2.5019 | 2.7131 | 2.9646 | 3.2172 | 3.4687 | 3.9862 | 4.2683 | 4.5421
2023 PG Study Reference Scenario | SDG&E | Com | Lighting | Com - Other | Energy Efficiency | Admin | 2.5107 | 2.7349 | 2.9639 | 3.197 | 3.4331 | 3.6718 | 3.9122 | 4.1531 | 4.3934 | 4.6325 | 4.8694
2023 PG Study Reference Scenario | SDG&E | Com | Lighting | Com - Other | Energy Efficiency | Incentives | 3.7056 | 4.1242 | 4.5665 | 5.0323 | 5.5206 | 6.0317 | 6.5648 | 7.1188 | 8.2289 | 8.8502 | 9.4888
2023 PG Study Reference Scenario | SDG&E | Com | Lighting | Com - Other | Energy Efficiency | Incremental Measure Cost | 7.4111 | 8.2485 | 9.1329 | 10.0647 | 11.0411 | 12.0634 | 13.1295 | 14.2375 | 16.4578 | 17.7005 | 18.9777
2023 PG Study Reference Scenario | SDG&E | Com | Lighting | Com - Refrig. Warehouse | Energy Efficiency | Admin | 4.5706 | 4.891 | 5.1775 | 5.3995 | 5.7172 | 5.9923 | 6.3378 | 6.6585 | 7.0466 | 7.3895 | 7.7915
2023 PG Study Reference Scenario | SDG&E | Com | Lighting | Com - Refrig. Warehouse | Energy Efficiency | Incentives | 4.0265 | 4.3908 | 4.7359 | 5.0316 | 5.4267 | 5.7929 | 6.2392 | 6.6743 | 7.6247 | 8.132 | 8.7201
2023 PG Study Reference Scenario | SDG&E | Com | Lighting | Com - Refrig. Warehouse | Energy Efficiency | Incremental Measure Cost | 8.053 | 8.7816 | 9.4718 | 10.0632 | 10.8534 | 11.5858 | 12.4783 | 13.3486 | 15.2495 | 16.264 | 17.4403
2023 PG Study Reference Scenario | SDG&E | Com | Lighting | Com - Refrig. Warehouse | Energy Efficiency | Admin | 32.9464 | 34.8391 | 36.6591 | 38.401 | 40.0702 | 41.6644 | 43.1885 | 44.6438 | 46.0325 | 47.3595 | 48.6334
2023 PG Study Reference Scenario | SDG&E | Com | Lighting | Com - Refrig. Warehouse | Energy Efficiency | Incentives | 29.293 | 31.5757 | 33.8653 | 36.1546 | 38.4462 | 40.7358 | 43.026 | 45.3165 | 50.4412 | 52.8207 | 55.2099
2023 PG Study Reference Scenario | SDG&E | Com | Lighting | Com - Refrig. Warehouse | Energy Efficiency | Incremental Measure Cost | 58.5861 | 63.1513 | 67.7306 | 72.3092 | 76.8923 | 81.4715 | 86.0519 | 90.6331 | 100.8825 | 105.6415 | 110.4198
2023 PG Study Reference Scenario | SDG&E | Com | Lighting | Com - Restaurant | Energy Efficiency | Admin | 494.167 | 502.6411 | 577.6273 | 610.0493 | 648.2413 | 666.6401 | 712.2246 | 749.525 | 794.9344 | 841.5911 | 886.9225
2023 PG Study Reference Scenario | SDG&E | Com | Lighting | Com - Restaurant | Energy Efficiency | Incentives | 599.5497 | 622.095 | 729.1738 | 785.3601 | 850.937 | 892.1704 | 971.6581 | 1042.253 | 1171.207 | 1262.768 | 1348.137
2023 PG Study Reference Scenario | SDG&E | Com | Lighting | Com - Restaurant | Energy Efficiency | Incremental Measure Cost | 1199.099 | 1244.19 | 1458.348 | 1570.72 | 1701.874 | 1784.341 | 1943.316 | 2084.505 | 2342.413 | 2525.536 | 2710.457
2023 PG Study Reference Scenario | SDG&E | Com | Lighting | Com - Restaurant | Energy Efficiency | Admin | 9636.681 | 10089.68 | 10517.31 | 10917.52 | 11291.26 | 11638 | 11960.15 | 12258.22 | 12532.33 | 12785.01 | 13017.6
2023 PG Study Reference Scenario | SDG&E | Com | Lighting | Com - Restaurant | Energy Efficiency | Incentives | 11760.26 | 12562.61 | 13358.63 | 14144.24 | 14919.11 | 15681.11 | 16432.01 | 17171.4 | 18602.03 | 19333.56 | 19936.81
2023 PG Study Reference Scenario | SDG&E | Com | Lighting | Com - Restaurant | Energy Efficiency | Incremental Measure Cost | 23520.53 | 25125.21 | 26717.26 | 28288.47 | 29838.22 | 31362.22 | 32864.03 | 34342.8 | 37204.05 | 38667.13 | 40109.73
2023 PG Study Reference Scenario | SDG&E | Com | Lighting | Com - Retail | Energy Efficiency | Admin | 207.435 | 171.9796 | 197.6396 | 214.3905 | 197.447 | 252.5823 | 265.3129 | 278.8679 | 303.7339 | 887.1889 | 900.8158
2023 PG Study Reference Scenario | SDG&E | Com | Lighting | Com - Retail | Energy Efficiency | Incentives | 380.6079 | 320.9682 | 375.2056 | 414.0306 | 387.9092 | 504.8417 | 539.5142 | 576.9706 | 519.8566 | 1888.054 | 1951.126
2023 PG Study Reference Scenario | SDG&E | Com | Lighting | Com - Retail | Energy Efficiency | Incremental Measure Cost | 761.2158 | 641.9364 | 750.4112 | 828.0611 | 775.8183 | 1009.683 | 1079.028 | 1153.941 | 1039.713 | 3776.107 | 3902.252
2023 PG Study Reference Scenario | SDG&E | Com | Lighting | Com - Retail | Energy Efficiency | Admin | 7533.425 | 8105.13 | 8675.033 | 9241.053 | 9799.352 | 10352.97 | 10897.48 | 11431.68 | 40770.58 | 41733.29 | 42609.47
2023 PG Study Reference Scenario | SDG&E | Com | Lighting | Com - Retail | Energy Efficiency | Incentives | 13643.94 | 14929.85 | 16252.75 | 17609.53 | 18993.4 | 20410.82 | 21853.46 | 23319.16 | 86606.13 | 90305.47 | 93922.18
2023 PG Study Reference Scenario | SDG&E | Com | Lighting | Com - Retail | Energy Efficiency | Incremental Measure Cost | 27287.88 | 29859.7 | 32505.49 | 35219.05 | 37986.79 | 40821.63 | 43706.92 | 46638.31 | 173212.3 | 180610.9 | 187844.4
2023 PG Study Reference Scenario | SDG&E | Com | Lighting | Com - School | Energy Efficiency | Admin | 33.1885 | 11.0693 | 11.9421 | 12.8225 | 13.7772 | 14.6459 | 15.5245 | 16.4225 | 17.3261 | 15.3247 | 16.081
2023 PG Study Reference Scenario | SDG&E | Com | Lighting | Com - School | Energy Efficiency | Incentives | 62.0238 | 14.4052 | 15.8832 | 17.4285 | 19.1361 | 20.7866 | 22.5129 | 24.3316 | 28.7412 | 23.9242 | 25.6151
2023 PG Study Reference Scenario | SDG&E | Com | Lighting | Com - School | Energy Efficiency | Incremental Measure Cost | 124.0476 | 28.8105 | 31.7664 | 34.8571 | 38.2722 | 41.5732 | 45.0258 | 48.6631 | 57.4825 | 47.8485 | 51.2302
2023 PG Study Reference Scenario | SDG&E | Com | Lighting | Com - School | Energy Efficiency | Admin | 38.8904 | 42.3245 | 45.8248 | 49.3818 | 52.9891 | 56.6288 | 60.2874 | 63.9536 | 56.543 | 59.6371 | 62.7114
2023 PG Study Reference Scenario | SDG&E | Com | Lighting | Com - School | Energy Efficiency | Incentives | 49.523 | 55.0941 | 60.972 | 67.1557 | 73.6474 | 80.433 | 87.503 | 94.8491 | 86.3626 | 92.9337 | 99.7036
2023 PG Study Reference Scenario | SDG&E | Com | Lighting | Com - School | Energy Efficiency | Incremental Measure Cost | 99.0459 | 110.1883 | 121.944 | 134.3114 | 147.2947 | 160.8661 | 175.006 | 189.6982 | 172.7252 | 185.8674 | 199.4072
2023 PG Study Reference Scenario | SDG&E | Com | Lighting | Com - Warehouse | Energy Efficiency | Admin | 53.8779 | 43.3605 | 45.3688 | 47.4237 | 48.8092 | 50.5906 | 52.0041 | 53.3162 | 54.5269 | 31.6895 | 32.6778
2023 PG Study Reference Scenario | SDG&E | Com | Lighting | Com - Warehouse | Energy Efficiency | Incentives | 88.8384 | 65.8396 | 69.9831 | 74.3116 | 77.6918 | 81.8 | 85.4164 | 88.9624 | 98.3792 | 45.9704 | 48.3357
2023 PG Study Reference Scenario | SDG&E | Com | Lighting | Com - Warehouse | Energy Efficiency | Incremental Measure Cost | 177.6769 | 131.6793 | 139.9662 | 148.6232 | 155.3836 | 163.6 | 170.8329 | 177.9247 | 196.7583 | 91.9408 | 96.6715
2023 PG Study Reference Scenario | SDG&E | Com | Lighting | Com - Warehouse | Energy Efficiency | Admin | 133.2684 | 141.8132 | 150.2262 | 158.515 | 166.6367 | 174.6147 | 182.4217 | 190.0489 | 106.9885 | 112.4957 | 117.9148
2023 PG Study Reference Scenario | SDG&E | Com | Lighting | Com - Warehouse | Energy Efficiency | Incentives | 199.7493 | 216.0855 | 232.7034 | 249.6218 | 266.7813 | 284.2265 | 301.9222 | 319.8624 | 152.3924 | 163.409 | 174.6697
2023 PG Study Reference Scenario | SDG&E | Com | Lighting | Com - Warehouse | Energy Efficiency | Incremental Measure Cost | 399.4987 | 432.1711 | 465.4067 | 499.2436 | 533.5627 | 568.453 | 603.8445 | 639.7247 | 304.7848 | 326.8179 | 349.3393
2023 PG Study Reference Scenario | SDG&E | Com | WaterHeat | Com - College | Energy Efficiency | Admin | 1919.08 | 2016.164 | 2123.795 | 2260.255 | 2338.618 | 490.2541 | 528.5304 | 563.6576 | 599.6546 | 582.371 | 614.4796
2023 PG Study Reference Scenario | SDG&E | Com | WaterHeat | Com - College | Energy Efficiency | Incentives | 486.638 | 511.6766 | 536.6848 | 572.0939 | 593.0678 | 83.4875 | 92.9098 | 102.2383 | 162.2418 | 157.5599 | 166.3837
2023 PG Study Reference Scenario | SDG&E | Com | WaterHeat | Com - College | Energy Efficiency | Incremental Measure Cost | 1094.389 | 1170.634 | 1248.753 | 1353.608 | 1426.6 | 166.975 | 185.8195 | 204.4766 | 339.9917 | 336.7957 | 362.7148
2023 PG Study Reference Scenario | SDG&E | Com | WaterHeat | Com - College | Energy Efficiency | Admin | 5947.173 | 6533.21 | 6996.852 | 7467.073 | 7941.277 | 2895.369 | 3117.363 | 3347.099 | 3579.064 | 3812.769 | 4054.929
2023 PG Study Reference Scenario | SDG&E | Com | WaterHeat | Com - College | Energy Efficiency | Incentives | 1412.186 | 1526.964 | 1641.158 | 1758.524 | 1878.625 | 482.6506 | 536.8673 | 595.2288 | 953.6331 | 1017.407 | 1083.463
2023 PG Study Reference Scenario | SDG&E | Com | WaterHeat | Com - College | Energy Efficiency | Incremental Measure Cost | 3141.942 | 3447.986 | 3760.577 | 4087.63 | 4428.279 | 965.3012 | 1073.735 | 1190.458 | 1997.701 | 2173.301 | 2360.042
2023 PG Study Reference Scenario | SDG&E | Com | WaterHeat | Com - College | Fuel Substitution | Incremental Measure Cost | 0 | 0 | 0 | -75.6969 | -81.4622 | 0 | 0 | 0 | 0 | 0 | 0
2023 PG Study Reference Scenario | SDG&E | Com | WaterHeat | Com - College | Fuel Substitution | Admin | 474.741 | 825.6423 | 1180.178 | 1539.771 | 1905.878 | 4816.493 | 6090.091 | 7436.49 | 14907.49 | 16860.45 | 18968.26
2023 PG Study Reference Scenario | SDG&E | Com | WaterHeat | Com - College | Fuel Substitution | Incentives | 712.1114 | 1238.463 | 1770.266 | 2309.657 | 2858.817 | 7224.739 | 9135.136 | 11154.74 | 22361.24 | 25290.68 | 28452.39
2023 PG Study Reference Scenario | SDG&E | Com | WaterHeat | Com - College | Fuel Substitution | Incremental Measure Cost | 949.4819 | 1651.285 | 2243.089 | 2931.911 | 3631.882 | 9632.986 | 12180.18 | 14872.98 | 29814.98 | 33720.91 | 37936.52
2023 PG Study Reference Scenario | SDG&E | Com | WaterHeat | Com - Grocery | Energy Efficiency | Admin | 113.7505 | 128.6401 | 133.0483 | 144.1633 | 126.0657 | 105.9705 | 106.1261 | 107.8691 | 106.8527 | 119.5009 | 114.7027
2023 PG Study Reference Scenario | SDG&E | Com | WaterHeat | Com - Grocery | Energy Efficiency | Incentives | 15.5099 | 11.392 | 12.2142 | 13.7004 | 12.4085 | 4.1091 | 4.1703 | 4.381 | 13.0368 | 15.5649 | 15.3322
2023 PG Study Reference Scenario | SDG&E | Com | WaterHeat | Com - Grocery | Energy Efficiency | Incremental Measure Cost | 31.0197 | 8.3603 | 9.892 | 12.4363 | 11.2188 | -7.3562 | -7.2086 | -6.7924 | 26.0736 | 31.1298 | 30.6645
2023 PG Study Reference Scenario | SDG&E | Com | WaterHeat | Com - Grocery | Energy Efficiency | Admin | 10855.34 | 11499.37 | 12138.53 | 12792.95 | 13428.79 | 12955.53 | 13554.44 | 14156.76 | 14476.53 | 14778.47 | 15146.45
2023 PG Study Reference Scenario | SDG&E | Com | WaterHeat | Com - Grocery | Energy Efficiency | Incentives | 661.7468 | 735.7157 | 813.5102 | 900.0253 | 986.3329 | 840.3985 | 921.8915 | 1007.914 | 2140.549 | 2255.239 | 2380.599
2023 PG Study Reference Scenario | SDG&E | Com | WaterHeat | Com - Grocery | Energy Efficiency | Incremental Measure Cost | 255.9263 | 392.3146 | 538.9857 | 781.9781 | 959.0289 | 577.0711 | 737.5102 | 908.1752 | 4281.097 | 4510.478 | 4761.197
2023 PG Study Reference Scenario | SDG&E | Com | WaterHeat | Com - Grocery | Fuel Substitution | Incremental Measure Cost | 0 | 0 | 0 | 0 | -0.57571 | 0 | 0 | 0 | 0 | 0 | 0
2023 PG Study Reference Scenario | SDG&E | Com | WaterHeat | Com - Grocery | Fuel Substitution | Admin | 0 | 0 | 0 | 0 | 0 | 2955.724 | 3628.429 | 4343.208 | 9068.155 | 10181.87 | 11275.32
2023 PG Study Reference Scenario | SDG&E | Com | WaterHeat | Com - Grocery | Fuel Substitution | Incentives | 0 | 0 | 0 | 0 | 0 | 4433.585 | 5442.644 | 6514.812 | 13602.23 | 15272.81 | 16912.98
2023 PG Study Reference Scenario | SDG&E | Com | WaterHeat | Com - Grocery | Fuel Substitution | Incremental Measure Cost | -989.46 | -2495.57 | -3998.57 | -5546.31 | -7058.46 | 5911.447 | 7256.858 | 8686.416 | 18136.31 | 20363.75 | 22550.64
2023 PG Study Reference Scenario | SDG&E | Com | WaterHeat | Com - Health | Energy Efficiency | Admin | 5727.281 | 5911.739 | 6048.285 | 6350.853 | 6327.894 | 2118.273 | 1798.136 | 1811.886 | 1929.61 | 2226.478 | 2665.298
2023 PG Study Reference Scenario | SDG&E | Com | WaterHeat | Com - Health | Energy Efficiency | Incentives | 799.7831 | 832.6525 | 868.8207 | 928.9388 | 942.5986 | 201.9379 | 176.5251 | 183.1166 | 284.6508 | 335.2418 | 409.6074
2023 PG Study Reference Scenario | SDG&E | Com | WaterHeat | Com - Health | Energy Efficiency | Incremental Measure Cost | 1599.566 | 1649.241 | 1764.776 | 1888.477 | 1917.793 | 389.5267 | 341.5428 | 355.2686 | 569.3017 | 670.4836 | 819.2148
2023 PG Study Reference Scenario | SDG&E | Com | WaterHeat | Com - Health | Energy Efficiency | Admin | 25026.22 | 27273.78 | 29525.17 | 31820.91 | 34140.45 | 19063.97 | 20501.51 | 21971.98 | 23419.36 | 24924.78 | 26525.7
2023 PG Study Reference Scenario | SDG&E | Com | WaterHeat | Com - Health | Energy Efficiency | Incentives | 3070.756 | 3415.328 | 3768.355 | 4140.079 | 4528.607 | 1779.443 | 1972.322 | 2177.79 | 3432.91 | 3731.356 | 4054.526
2023 PG Study Reference Scenario | SDG&E | Com | WaterHeat | Com - Health | Energy Efficiency | Incremental Measure Cost | 5935.74 | 6744.397 | 7466.6 | 8227.14 | 9022.266 | 3317.35 | 3698.702 | 4105.733 | 6865.82 | 7462.713 | 8109.053
2023 PG Study Reference Scenario | SDG&E | Com | WaterHeat | Com - Health | Fuel Substitution | Incremental Measure Cost | 0 | 0 | 0 | 0 | -80.9091 | 0 | 0 | 0 | 0 | 0 | 0
2023 PG Study Reference Scenario | SDG&E | Com | WaterHeat | Com - Health | Fuel Substitution | Admin | 0 | 0 | 0 | 0 | 0 | 8585.829 | 10557.74 | 12667.44 | 22686.83 | 25576.42 | 28632.61
2023 PG Study Reference Scenario | SDG&E | Com | WaterHeat | Com - Health | Fuel Substitution | Incentives | 0 | 0 | 0 | 0 | 0 | 12878.74 | 15836.6 | 19001.16 | 34030.25 | 38364.63 | 42948.91
2023 PG Study Reference Scenario | SDG&E | Com | WaterHeat | Com - Health | Fuel Substitution | Incremental Measure Cost | -4968.08 | -10253.6 | -15649.8 | -21316.9 | -26983.2 | 17171.66 | 21115.47 | 25334.88 | 45373.67 | 51152.83 | 57265.21
2023 PG Study Reference Scenario | SDG&E | Com | WaterHeat | Com - Lodging | Energy Efficiency | Admin | 37894.33 | 38249.73 | 38550.44 | 39918.88 | 39678.78 | 686.2051 | 708.9895 | 731.4472 | 758.9517 | 774.1609 | 779.8472
2023 PG Study Reference Scenario | SDG&E | Com | WaterHeat | Com - Lodging | Energy Efficiency | Incentives | 5207.9 | 5350.446 | 5497.985 | 5804.51 | 5882.463 | 0 | 0 | 0 | 91.5476 | 95.4157 | 98.2134
2023 PG Study Reference Scenario | SDG&E | Com | WaterHeat | Com - Lodging | Energy Efficiency | Incremental Measure Cost | 10409.02 | 10612.05 | 10911.07 | 11525.92 | 11687.17 | -134.919 | -133.479 | -131.797 | 183.0951 | 190.8314 | 196.4267
2023 PG Study Reference Scenario | SDG&E | Com | WaterHeat | Com - Lodging | Energy Efficiency | Admin | 0 | 0 | 0 | 0 | 0 | 0 | 0 | 5021.276 | 0 | 0 | 0
2023 PG Study Reference Scenario | SDG&E | Com | WaterHeat | Com - Lodging | Energy Efficiency | Incremental Measure Cost | 0 | 0 | 0 | 0 | 0 | 0 | 0 | -2245.1 | 0 | 0 | 0
2023 PG Study Reference Scenario | SDG&E | Com | WaterHeat | Com - Lodging | Energy Efficiency | Admin | 105245.5 | 112057.1 | 118729.5 | 125338 | 131814.9 | 5124.093 | 5469.118 | 5821.312 | 6087.023 | 6345.701 | 6625.399
2023 PG Study Reference Scenario | SDG&E | Com | WaterHeat | Com - Lodging | Energy Efficiency | Incentives | 14169.18 | 15376.35 | 16605 | 17865.81 | 19149.58 | 0 | 0 | 0 | 722.7712 | 770.9673 | 823.2175
2023 PG Study Reference Scenario | SDG&E | Com | WaterHeat | Com - Lodging | Energy Efficiency | Incremental Measure Cost | 27244.58 | 29626.85 | 32054.4 | 34546.85 | 37085.02 | -1459.04 | -1501.09 | -1540.3 | 1445.542 | 1541.935 | 1646.435
2023 PG Study Reference Scenario | SDG&E | Com | WaterHeat | Com - Lodging | Fuel Substitution | Incremental Measure Cost | 0 | 0 | 0 | 0 | -109.552 | 0 | 0 | 0 | 0 | 0 | 0
2023 PG Study Reference Scenario | SDG&E | Com | WaterHeat | Com - Lodging | Fuel Substitution | Admin | 0 | 0 | 0 | 0 | 93036.47 | 0 | 0 | 0 | 23330.82 | 25823.88 | 28604.19
2023 PG Study Reference Scenario | SDG&E | Com | WaterHeat | Com - Lodging | Fuel Substitution | Incentives | 0 | 0 | 0 | 0 | 38355.5 | 0 | 0 | 0 | 34996.22 | 38735.82 | 42906.29
2023 PG Study Reference Scenario | SDG&E | Com | WaterHeat | Com - Lodging | Fuel Substitution | Incremental Measure Cost | -52075.7 | -79197.3 | -106457 | -134172 | 74765.71 | -16480.5 | -19844.2 | -23402 | 46661.63 | 51647.76 | 57208.39
2023 PG Study Reference Scenario | SDG&E | Com | WaterHeat | Com - Office (Large) | Energy Efficiency | Admin | 2825.451 | 2996.194 | 3174.102 | 3341.185 | 3449.251 | 839.5365 | 909.1551 | 965.4561 | 1006.856 | 1062.048 | 1112.745
2023 PG Study Reference Scenario | SDG&E | Com | WaterHeat | Com - Office (Large) | Energy Efficiency | Incentives | 749.8897 | 797.8098 | 848.2192 | 896.3574 | 929.2513 | 214.9147 | 238.2077 | 258.8852 | 277.1403 | 292.332 | 306.2865
2023 PG Study Reference Scenario | SDG&E | Com | WaterHeat | Com - Office (Large) | Energy Efficiency | Incremental Measure Cost | 1843.465 | 1990.934 | 2148.203 | 2303.283 | 2422.068 | 429.8295 | 476.4154 | 517.7704 | 642.9932 | 691.8044 | 739.3244
2023 PG Study Reference Scenario | SDG&E | Com | WaterHeat | Com - Office (Large) | Energy Efficiency | Admin | 14216.37 | 15301.4 | 16391.96 | 17489.5 | 18592.16 | 7447.812 | 8009.285 | 8587.057 | 9172.815 | 9773.972 | 10392.22
2023 PG Study Reference Scenario | SDG&E | Com | WaterHeat | Com - Office (Large) | Energy Efficiency | Incentives | 3677.842 | 3982.474 | 4294.027 | 4613.306 | 4940.259 | 1906.581 | 2098.512 | 2302.603 | 2524.846 | 2690.316 | 2860.49
2023 PG Study Reference Scenario | SDG&E | Com | WaterHeat | Com - Office (Large) | Energy Efficiency | Incremental Measure Cost | 8778.231 | 9618.551 | 10490.95 | 11397.45 | 12337.99 | 3813.163 | 4197.025 | 4605.206 | 5857.896 | 6366.64 | 6904.745
2023 PG Study Reference Scenario | SDG&E | Com | WaterHeat | Com - Office (Large) | Fuel Substitution | Incremental Measure Cost | 0 | 0 | 0 | -36.2332 | -38.8129 | 0 | 0 | 0 | 0 | 0 | 0
2023 PG Study Reference Scenario | SDG&E | Com | WaterHeat | Com - Office (Large) | Fuel Substitution | Admin | 0 | 0 | 0 | 0 | 0 | 5408.743 | 6620.257 | 7905.243 | 11051.08 | 12397.66 | 13850.94
2023 PG Study Reference Scenario | SDG&E | Com | WaterHeat | Com - Office (Large) | Fuel Substitution | Incentives | 0 | 0 | 0 | 0 | 0 | 8113.114 | 9930.385 | 11857.86 | 16576.62 | 18596.49 | 20776.41
2023 PG Study Reference Scenario | SDG&E | Com | WaterHeat | Com - Office (Large) | Fuel Substitution | Incremental Measure Cost | -1570.29 | -3285.99 | -5079.99 | -6849.26 | -8638.94 | 10817.49 | 13240.51 | 15810.49 | 22102.16 | 24795.32 | 27701.88
2023 PG Study Reference Scenario | SDG&E | Com | WaterHeat | Com - Office (Small) | Energy Efficiency | Admin | 210.5137 | 230.5491 | 250.9203 | 271.5382 | 291.9104 | 313.5139 | 335.3024 | 356.9861 | 378.5717 | 400.2289 | 421.916
2023 PG Study Reference Scenario | SDG&E | Com | WaterHeat | Com - Office (Small) | Energy Efficiency | Incentives | 47.115 | 52.9751 | 59.1836 | 65.7329 | 72.5135 | 79.9055 | 87.6683 | 95.7373 | 104.203 | 110.1643 | 116.1337
2023 PG Study Reference Scenario | SDG&E | Com | WaterHeat | Com - Office (Small) | Energy Efficiency | Incremental Measure Cost | 94.2299 | 105.9503 | 118.3672 | 131.4657 | 145.0269 | 159.8109 | 175.3367 | 191.4746 | 264.7442 | 285.4874 | 306.9762
2023 PG Study Reference Scenario | SDG&E | Com | WaterHeat | Com - Office (Small) | Energy Efficiency | Admin | 2006.143 | 2199.441 | 2397.704 | 2601.092 | 2809.707 | 3023.802 | 3243.516 | 3468.955 | 3694.416 | 3924.945 | 4162.249
2023 PG Study Reference Scenario | SDG&E | Com | WaterHeat | Com - Office (Small) | Energy Efficiency | Incentives | 448.9936 | 505.3835 | 565.5371 | 629.6617 | 697.9592 | 770.6781 | 848.0512 | 930.3119 | 1016.899 | 1080.353 | 1145.672
2023 PG Study Reference Scenario | SDG&E | Com | WaterHeat | Com - Office (Small) | Energy Efficiency | Incremental Measure Cost | 897.9872 | 1010.767 | 1131.074 | 1259.323 | 1395.918 | 1541.356 | 1696.102 | 1860.624 | 2583.593 | 2799.704 | 3028.355
2023 PG Study Reference Scenario | SDG&E | Com | WaterHeat | Com - Office (Small) | Fuel Substitution | Incremental Measure Cost | 0 | 0 | 0 | -15.382 | -16.7651 | 0 | 0 | 0 | 0 | 0 | 0
2023 PG Study Reference Scenario | SDG&E | Com | WaterHeat | Com - Office (Small) | Fuel Substitution | Admin | 41.9975 | 100.9702 | 160.5164 | 220.4574 | 280.8551 | 1923.427 | 2432.462 | 2969.297 | 4716.327 | 5331.329 | 5974.641
2023 PG Study Reference Scenario | SDG&E | Com | WaterHeat | Com - Office (Small) | Fuel Substitution | Incentives | 62.9963 | 151.4553 | 240.7746 | 330.6861 | 421.2827 | 2885.141 | 3648.694 | 4453.945 | 6848.529 | 7751.678 | 8702.351
2023 PG Study Reference Scenario | SDG&E | Com | WaterHeat | Com - Office (Small) | Fuel Substitution | Incremental Measure Cost | 83.9951 | 201.9405 | 292.8093 | 403.3849 | 514.3691 | 3846.854 | 4864.925 | 5938.594 | 9432.655 | 10662.66 | 11949.28
2023 PG Study Reference Scenario | SDG&E | Com | WaterHeat | Com - Other | Energy Efficiency | Admin | 11225.88 | 13115.49 | 14270.39 | 15452.24 | 16464.91 | 14455.5 | 15510.43 | 16543.68 | 17594.53 | 18581.9 | 19521.41
2023 PG Study Reference Scenario | SDG&E | Com | WaterHeat | Com - Other | Energy Efficiency | Incentives | 820.8887 | 934.0068 | 1058.498 | 1193.858 | 1324.957 | 604.7283 | 712.3414 | 829.1133 | 3836.439 | 4145.88 | 4456.493
2023 PG Study Reference Scenario | SDG&E | Com | WaterHeat | Com - Other | Energy Efficiency | Incremental Measure Cost | 1641.777 | 1600.677 | 1840.816 | 2102.901 | 2360.116 | 911.454 | 1119.624 | 1348.087 | 7672.878 | 8291.76 | 8912.987
2023 PG Study Reference Scenario | SDG&E | Com | WaterHeat | Com - Other | Energy Efficiency | Admin | 74794.12 | 81669.05 | 88762.46 | 96086.27 | 103631.9 | 101056.7 | 108546 | 116253.7 | 123090.3 | 130035.6 | 137434.1
2023 PG Study Reference Scenario | SDG&E | Com | WaterHeat | Com - Other | Energy Efficiency | Incentives | 3327.963 | 3886.581 | 4508.329 | 5198.086 | 5959.858 | 3987.243 | 4711.513 | 5517.681 | 26132.92 | 28323.39 | 30678.3
2023 PG Study Reference Scenario | SDG&E | Com | WaterHeat | Com - Other | Energy Efficiency | Incremental Measure Cost | 3456.434 | 4454.306 | 5580.034 | 6842.963 | 8251.495 | 4193.932 | 5542.898 | 7068.511 | 52265.84 | 56646.78 | 61356.6
2023 PG Study Reference Scenario | SDG&E | Com | WaterHeat | Com - Other | Fuel Substitution | Incremental Measure Cost | 0 | 0 | 0 | 0 | -529.942 | 0 | 0 | 0 | 0 | 0 | 0
2023 PG Study Reference Scenario | SDG&E | Com | WaterHeat | Com - Other | Fuel Substitution | Admin | 0 | 0 | 0 | 0 | 0 | 5419.871 | 6644.177 | 7913.416 | 106997.7 | 120097.9 | 134507.8
2023 PG Study Reference Scenario | SDG&E | Com | WaterHeat | Com - Other | Fuel Substitution | Incentives | 0 | 0 | 0 | 0 | 0 | 8129.807 | 9966.266 | 11870.12 | 160496.6 | 180146.8 | 201761.7
2023 PG Study Reference Scenario | SDG&E | Com | WaterHeat | Com - Other | Fuel Substitution | Incremental Measure Cost | -14809.4 | -26604.2 | -38484 | -51422.4 | -63770.4 | 10839.74 | 13288.35 | 15826.83 | 213995.5 | 240195.7 | 269015.6
2023 PG Study Reference Scenario | SDG&E | Com | WaterHeat | Com - Refrig. Warehouse | Energy Efficiency | Admin | 7.8743 | 8.6432 | 9.3734 | 10.0114 | 10.8553 | 9.5036 | 10.3472 | 11.1903 | 12.1904 | 13.1431 | 14.2482
2023 PG Study Reference Scenario | SDG&E | Com | WaterHeat | Com - Refrig. Warehouse | Energy Efficiency | Incentives | 0.61519 | 0.69362 | 0.77157 | 0.84551 | 0.94078 | 0.66318 | 0.74922 | 0.84024 | 1.6986 | 1.868 | 2.0655
2023 PG Study Reference Scenario | SDG&E | Com | WaterHeat | Com - Refrig. Warehouse | Energy Efficiency | Incremental Measure Cost | 1.2304 | 1.4087 | 1.5668 | 1.7167 | 1.9099 | 1.3264 | 1.4984 | 1.6805 | 3.3972 | 3.7359 | 4.1311
2023 PG Study Reference Scenario | SDG&E | Com | WaterHeat | Com - Refrig. Warehouse | Energy Efficiency | Admin | 84.8704 | 92.2769 | 99.7929 | 107.4167 | 115.1738 | 110.8722 | 118.4336 | 126.1659 | 133.9061 | 141.8213 | 149.9842
2023 PG Study Reference Scenario | SDG&E | Com | WaterHeat | Com - Refrig. Warehouse | Energy Efficiency | Incentives | 5.8302 | 6.5378 | 7.2915 | 8.0932 | 8.9471 | 7.7369 | 8.5756 | 9.4734 | 18.6583 | 20.1564 | 21.743
2023 PG Study Reference Scenario | SDG&E | Com | WaterHeat | Com - Refrig. Warehouse | Energy Efficiency | Incremental Measure Cost | 11.7585 | 13.1949 | 14.7231 | 16.3471 | 18.0743 | 15.4738 | 17.1511 | 18.9468 | 37.3167 | 40.3129 | 43.4859
2023 PG Study Reference Scenario | SDG&E | Com | WaterHeat | Com - Refrig. Warehouse | Fuel Substitution | Admin | 0.70733 | 0.7932 | 0.87875 | 0.9582 | 1.0602 | 0 | 0 | 0 | 0 | 0 | 0
2023 PG Study Reference Scenario | SDG&E | Com | WaterHeat | Com - Refrig. Warehouse | Fuel Substitution | Incentives | 1.061 | 1.1898 | 1.3181 | 1.4373 | 1.5902 | 0 | 0 | 0 | 0 | 0 | 0
2023 PG Study Reference Scenario | SDG&E | Com | WaterHeat | Com - Refrig. Warehouse | Fuel Substitution | Incremental Measure Cost | 1.4147 | 1.5864 | 1.7575 | 1.9164 | 2.1203 | 0 | 0 | 0 | 0 | 0 | 0
2023 PG Study Reference Scenario | SDG&E | Com | WaterHeat | Com - Refrig. Warehouse | Fuel Substitution | Admin | 0.97544 | 1.6619 | 2.3815 | 3.1342 | 3.9241 | 0 | 0 | 0 | 0 | 0 | 0
2023 PG Study Reference Scenario | SDG&E | Com | WaterHeat | Com - Refrig. Warehouse | Fuel Substitution | Incentives | 1.4632 | 2.4928 | 3.5722 | 4.7013 | 5.8861 | 0 | 0 | 0 | 0 | 0 | 0
2023 PG Study Reference Scenario | SDG&E | Com | WaterHeat | Com - Refrig. Warehouse | Fuel Substitution | Incremental Measure Cost | 1.87 | 3.1612 | 4.5201 | 5.9458 | 7.4446 | 0 | 0 | 0 | 0 | 0 | 0
2023 PG Study Reference Scenario | SDG&E | Com | WaterHeat | Com - Restaurant | Energy Efficiency | Admin | 421.8881 | 434.6421 | 519.5125 | 806.8837 | 867.8218 | 700.2749 | 763.7549 | 819.4305 | 888.9129 | 962.0302 | 1036.776
2023 PG Study Reference Scenario | SDG&E | Com | WaterHeat | Com - Restaurant | Energy Efficiency | Incentives | 95.1684 | 99.4869 | 119.8082 | 145.1797 | 159.6273 | 113.7837 | 129.0845 | 143.6065 | 188.8731 | 207.2684 | 226.1889
2023 PG Study Reference Scenario | SDG&E | Com | WaterHeat | Com - Restaurant | Energy Efficiency | Incremental Measure Cost | 211.855 | 223.3283 | 269.2017 | 324.3153 | 358.1468 | 227.5674 | 258.1691 | 287.2129 | 407.174 | 454.7672 | 505.1647
2023 PG Study Reference Scenario | SDG&E | Com | WaterHeat | Com - Restaurant | Energy Efficiency | Admin | 15703.87 | 16925 | 27872.35 | 29402.55 | 30914.1 | 30372.09 | 31783.08 | 33189.77 | 34544.87 | 35901.48 | 37276
2023 PG Study Reference Scenario | SDG&E | Com | WaterHeat | Com - Restaurant | Energy Efficiency | Incentives | 3235.314 | 3561.289 | 4448.085 | 4834.428 | 5235.044 | 5091.113 | 5503.201 | 5932.704 | 7431.02 | 7787.584 | 8148.953
2023 PG Study Reference Scenario | SDG&E | Com | WaterHeat | Com - Restaurant | Energy Efficiency | Incremental Measure Cost | 6705.027 | 7392.702 | 9204.283 | 10017.17 | 10860.82 | 10182.23 | 11006.4 | 11865.41 | 16029.88 | 17093.79 | 18201.87
2023 PG Study Reference Scenario | SDG&E | Com | WaterHeat | Com - Restaurant | Fuel Substitution | Incremental Measure Cost | 0 | 0 | 0 | -61.101 | -68.0872 | 0 | 0 | 0 | 0 | 0 | 0
2023 PG Study Reference Scenario | SDG&E | Com | WaterHeat | Com - Restaurant | Fuel Substitution | Admin | 2587.082 | 5623.242 | 8629.631 | 11603.02 | 14559.57 | 39169.09 | 49311.73 | 59871.88 | 91672.69 | 103019.8 | 114055.5
2023 PG Study Reference Scenario | SDG&E | Com | WaterHeat | Com - Restaurant | Fuel Substitution | Incentives | 3880.623 | 8434.863 | 12944.45 | 17404.53 | 21839.35 | 58753.63 | 73967.6 | 89807.82 | 137509 | 154529.6 | 171083.3
2023 PG Study Reference Scenario | SDG&E | Com | WaterHeat | Com - Restaurant | Fuel Substitution | Incremental Measure Cost | 5174.163 | 11246.48 | 16792.41 | 22588.9 | 28346.93 | 78338.17 | 98623.46 | 119743.8 | 183345.4 | 206039.5 | 228111.1
2023 PG Study Reference Scenario | SDG&E | Com | WaterHeat | Com - Retail | Energy Efficiency | Admin | 27.7699 | 16.0544 | 19.9195 | 21.3608 | 14.5316 | 25.8744 | 26.1148 | 26.662 | 30.1266 | 34.658 | 35.0716
2023 PG Study Reference Scenario | SDG&E | Com | WaterHeat | Com - Retail | Energy Efficiency | Incentives | 0 | 0 | 0 | 0 | 0.030994 | 0.19919 | 0.34929 | 0.51099 | 8.2924 | 9.5397 | 9.6536
2023 PG Study Reference Scenario | SDG&E | Com | WaterHeat | Com - Retail | Energy Efficiency | Incremental Measure Cost | -1.0585 | -0.44687 | -0.34551 | -0.14198 | 0.061989 | 0.39838 | 0.69857 | 1.022 | 18.1489 | 21.2963 | 21.9814
2023 PG Study Reference Scenario | SDG&E | Com | WaterHeat | Com - Retail | Energy Efficiency | Admin | 0 | 0 | 7555.853 | 7608.011 | 7662.458 | 7718.31 | 7776.374 | 7835.461 | 0 | 0 | 0
2023 PG Study Reference Scenario | SDG&E | Com | WaterHeat | Com - Retail | Energy Efficiency | Incremental Measure Cost | 0 | 0 | -170726 | -170877 | -171044 | -171206 | -171379 | -171536 | 0 | 0 | 0
2023 PG Study Reference Scenario | SDG&E | Com | WaterHeat | Com - Retail | Energy Efficiency | Admin | 3909.163 | 4239.85 | 4572.771 | 4907.85 | 5244.526 | 5585.127 | 5928.682 | 6275.228 | 6600.089 | 6925.316 | 7257.591
2023 PG Study Reference Scenario | SDG&E | Com | WaterHeat | Com - Retail | Energy Efficiency | Incentives | 0 | 0 | 0 | 0 | 11.0819 | 42.8832 | 79.1744 | 120.1352 | 1816.695 | 1906.215 | 1997.675
2023 PG Study Reference Scenario | SDG&E | Com | WaterHeat | Com - Retail | Energy Efficiency | Incremental Measure Cost | -149.152 | -118.173 | -79.4917 | -32.8128 | 22.1639 | 85.7665 | 158.3488 | 240.2705 | 3975.753 | 4255.096 | 4548.44
2023 PG Study Reference Scenario | SDG&E | Com | WaterHeat | Com - Retail | Fuel Substitution | Incremental Measure Cost | 0 | 0 | 0 | -0.61776 | -0.4264 | 0 | 0 | 0 | 0 | 0 | 0
2023 PG Study Reference Scenario | SDG&E | Com | WaterHeat | Com - Retail | Fuel Substitution | Admin | 0 | 0 | 0 | 0 | 0 | 0 | 0 | 0 | 4846.055 | 5362.845 | 5891.03
2023 PG Study Reference Scenario | SDG&E | Com | WaterHeat | Com - Retail | Fuel Substitution | Incentives | 0 | 0 | 0 | 0 | 0 | 0 | 0 | 0 | 7269.082 | 8044.267 | 8836.545
2023 PG Study Reference Scenario | SDG&E | Com | WaterHeat | Com - Retail | Fuel Substitution | Incremental Measure Cost | -75891.8 | -138254 | -200528 | -262643 | -324573 | -770.933 | -919.676 | -1079.48 | 9692.11 | 10725.69 | 11782.06
2023 PG Study Reference Scenario | SDG&E | Com | WaterHeat | Com - School | Energy Efficiency | Admin | 2250.556 | 2576.739 | 2747.457 | 2918.151 | 3104.952 | 1294.168 | 1381.103 | 1472.457 | 1567.394 | 1657.816 | 1752.247
2023 PG Study Reference Scenario | SDG&E | Com | WaterHeat | Com - School | Energy Efficiency | Incentives | 586.7402 | 636.3436 | 686.1406 | 737.4137 | 794.291 | 303.8252 | 330.8757 | 354.8502 | 395.6998 | 420.3 | 445.982
2023 PG Study Reference Scenario | SDG&E | Com | WaterHeat | Com - School | Energy Efficiency | Incremental Measure Cost | 1874.812 | 2050.176 | 2229.387 | 2414.779 | 2620.147 | 607.6504 | 673.2591 | 744.5001 | 1285.565 | 1392.617 | 1507.056
2023 PG Study Reference Scenario | SDG&E | Com | WaterHeat | Com - School | Energy Efficiency | Admin | 10817.83 | 11646 | 12487.68 | 13345.09 | 14221.34 | 9110.512 | 9733.782 | 10377.48 | 11002.23 | 11645.54 | 12319.49
2023 PG Study Reference Scenario | SDG&E | Com | WaterHeat | Com - School | Energy Efficiency | Incentives | 2291.482 | 2517.622 | 2754.978 | 3006.72 | 3273.336 | 1903.227 | 2083.69 | 2243.323 | 2596.665 | 2767.55 | 2945.872
2023 PG Study Reference Scenario | SDG&E | Com | WaterHeat | Com - School | Energy Efficiency | Incremental Measure Cost | 6663.837 | 7355.687 | 8083.381 | 8849.641 | 9658.123 | 3806.454 | 4239.62 | 4705.787 | 8307.488 | 9028.242 | 9798.071
2023 PG Study Reference Scenario | SDG&E | Com | WaterHeat | Com - School | Fuel Substitution | Incremental Measure Cost | 0 | 0 | 0 | -197.412 | -217.564 | 0 | 0 | 0 | 0 | 0 | 0
2023 PG Study Reference Scenario | SDG&E | Com | WaterHeat | Com - School | Fuel Substitution | Admin | 1381.269 | 2451.18 | 3532.902 | 4628.777 | 5744.382 | 13554.81 | 17138.7 | 20907.49 | 42552.49 | 48039.55 | 53981.59
2023 PG Study Reference Scenario | SDG&E | Com | WaterHeat | Com - School | Fuel Substitution | Incentives | 2071.904 | 3676.77 | 5299.352 | 6943.165 | 8616.573 | 20332.22 | 25708.05 | 31361.24 | 47460.7 | 53650.66 | 60392.97
2023 PG Study Reference Scenario | SDG&E | Com | WaterHeat | Com - School | Fuel Substitution | Incremental Measure Cost | 2762.538 | 4902.36 | 6749.696 | 8855.266 | 10994.52 | 27109.63 | 34277.4 | 41814.99 | 85104.98 | 96079.11 | 107963.2
2023 PG Study Reference Scenario | SDG&E | Com | WaterHeat | Com - Warehouse | Energy Efficiency | Admin | 272.5453 | 291.1624 | 309.5896 | 328.8451 | 343.9889 | 176.0429 | 186.8393 | 197.7214 | 208.6857 | 219.2544 | 228.9753
2023 PG Study Reference Scenario | SDG&E | Com | WaterHeat | Com - Warehouse | Energy Efficiency | Incentives | 44.8197 | 47.8674 | 50.9495 | 54.2429 | 56.9399 | 9.0197 | 10.561 | 12.2427 | 57.4414 | 60.3505 | 63.0262
2023 PG Study Reference Scenario | SDG&E | Com | WaterHeat | Com - Warehouse | Energy Efficiency | Incremental Measure Cost | 99.0187 | 107.5413 | 116.3357 | 125.8044 | 134.0572 | 18.0394 | 21.122 | 24.4855 | 117.1253 | 125.5181 | 133.7047
2023 PG Study Reference Scenario | SDG&E | Com | WaterHeat | Com - Warehouse | Energy Efficiency | Admin | 1001.119 | 1086.642 | 1173.786 | 1262.785 | 1353.481 | 955.249 | 1027.674 | 1102.329 | 1176.3 | 1252.195 | 1330.822
2023 PG Study Reference Scenario | SDG&E | Com | WaterHeat | Com - Warehouse | Energy Efficiency | Incentives | 119.9458 | 131.3061 | 143.3154 | 156.056 | 169.5641 | 48.943 | 58.0889 | 68.2553 | 323.7801 | 344.6705 | 366.313
2023 PG Study Reference Scenario | SDG&E | Com | WaterHeat | Com - Warehouse | Energy Efficiency | Incremental Measure Cost | 263.2113 | 292.2754 | 323.2863 | 356.4265 | 391.775 | 97.8859 | 116.1777 | 136.5106 | 660.2004 | 716.8526 | 777.1026
2023 PG Study Reference Scenario | SDG&E | Com | WaterHeat | Com - Warehouse | Fuel Substitution | Incremental Measure Cost | 0 | 0 | 0 | -1.401 | -1.6363 | 0 | 0 | 0 | 0 | 0 | 0
2023 PG Study Reference Scenario | SDG&E | Com | WaterHeat | Com - Warehouse | Fuel Substitution | Admin | 0 | 0 | 0 | 0 | 0 | 11.3493 | 13.7241 | 16.1408 | 278.3913 | 310.1367 | 345.9525
2023 PG Study Reference Scenario | SDG&E | Com | WaterHeat | Com - Warehouse | Fuel Substitution | Incentives | 0 | 0 | 0 | 0 | 0 | 17.024 | 20.5861 | 24.2112 | 417.5869 | 465.205 | 518.9288
2023 PG Study Reference Scenario | SDG&E | Com | WaterHeat | Com - Warehouse | Fuel Substitution | Incremental Measure Cost | -206.63 | -339.3 | -474.139 | -608.167 | -743.457 | 22.6986 | 27.4481 | 32.2816 | 556.7826 | 620.2734 | 691.9051
2023 PG Study Reference Scenario | SDG&E | Com | WholeBlg | Com - College | Energy Efficiency | Admin | 0 | 0 | 0 | 0 | 0 | 0 | 0 | 0 | 7789.852 | 7665.445 | 94086.3
2023 PG Study Reference Scenario | SDG&E | Com | WholeBlg | Com - College | Energy Efficiency | Incentives | 0 | 0 | 0 | 0 | 0 | 0 | 0 | 0 | 4725.421 | 4649.954 | 57074.27
2023 PG Study Reference Scenario | SDG&E | Com | WholeBlg | Com - College | Energy Efficiency | Incremental Measure Cost | 0 | 0 | 0 | 0 | 0 | 0 | 0 | 0 | 38877.89 | 39022.14 | 503345.1
2023 PG Study Reference Scenario | SDG&E | Com | WholeBlg | Com - Grocery | Energy Efficiency | Admin | 259525.2 | 211033.4 | 211650.7 | 212901.1 | 120502.7 | 121812.4 | 122463.7 | 122611 | 122125.7 | 122508.7 | 122279.3
2023 PG Study Reference Scenario | SDG&E | Com | WholeBlg | Com - Grocery | Energy Efficiency | Incentives | 157441.6 | 128023.9 | 128398.4 | 129157 | 73103.24 | 73897.75 | 74292.89 | 74382.24 | 74087.83 | 74320.19 | 74181.01
2023 PG Study Reference Scenario | SDG&E | Com | WholeBlg | Com - Grocery | Energy Efficiency | Incremental Measure Cost | 374592.1 | 310692.3 | 317833.2 | 326105.1 | 188268 | 194120.5 | 199061.6 | 203287 | 206532.1 | 211323.4 | 215146.2
2023 PG Study Reference Scenario | SDG&E | Com | WholeBlg | Com - Restaurant | Energy Efficiency | Admin | 449116.2 | 358823.1 | 361868.2 | 364001.9 | 209756.3 | 208805.4 | 208129.7 | 206460 | 204966.9 | 203682.4 | 202456.4
2023 PG Study Reference Scenario | SDG&E | Com | WholeBlg | Com - Restaurant | Energy Efficiency | Incentives | 272429.3 | 217658.4 | 219505.5 | 220799.8 | 127236 | 126659.2 | 126249.3 | 125236.5 | 124330.8 | 123551.6 | 122808
2023 PG Study Reference Scenario | SDG&E | Com | WholeBlg | Com - Restaurant | Energy Efficiency | Incremental Measure Cost | 1031687 | 840752.8 | 864847.1 | 887344.4 | 521558.5 | 529577.6 | 538420.6 | 544782.3 | 551658.8 | 559164.9 | 566914.5
2023 PG Study Reference Scenario | SDG&E | Com | WholeBlg | Com - Retail | Energy Efficiency | Admin | 361159.6 | 295045.2 | 299580.6 | 303603.6 | 172910.6 | 175144 | 176482.3 | 176980.1 | 177635.3 | 178693.5 | 178968.4
2023 PG Study Reference Scenario | SDG&E | Com | WholeBlg | Com - Retail | Energy Efficiency | Incentives | 219106.5 | 178996.6 | 181748.1 | 184188.7 | 104900.6 | 106255.5 | 107067.4 | 107369.4 | 107766.9 | 108408.9 | 108575.7
2023 PG Study Reference Scenario | SDG&E | Com | WholeBlg | Com - Retail | Energy Efficiency | Incremental Measure Cost | 620357.3 | 516929.6 | 535373.4 | 553414 | 321488.3 | 332153.5 | 341385.2 | 349195.1 | 357497.5 | 366819.7 | 374731.6
2023 PG Study Reference Scenario | SDG&E | Ind | BROs | Ind - All Other Industrial | Energy Efficiency | Admin | 1899.862 | 2051.336 | 2199.732 | 2344.592 | 2494.209 | 2647.21 | 2785.846 | 2941.024 | 3095.935 | 3251.219 | 3406.979
2023 PG Study Reference Scenario | SDG&E | Ind | BROs | Ind - Chemicals | Energy Efficiency | Admin | 7612.507 | 8220.227 | 8827.241 | 9420.881 | 10029.14 | 10639.5 | 11236.72 | 11844.19 | 12445.27 | 13043.66 | 13640.49
2023 PG Study Reference Scenario | SDG&E | Ind | BROs | Ind - Electronics | Energy Efficiency | Admin | 4338.799 | 4737.352 | 5143.115 | 5552.389 | 5982.228 | 6425.262 | 6848.359 | 7318.701 | 7798.068 | 8287.634 | 8787.538
2023 PG Study Reference Scenario | SDG&E | Ind | BROs | Ind - Fabricated Metals | Energy Efficiency | Admin | 2353.432 | 2540.488 | 2727.226 | 2910.298 | 3096.783 | 3284.532 | 3457.246 | 3645.84 | 3832.155 | 4017.082 | 4200.206
2023 PG Study Reference Scenario | SDG&E | Ind | BROs | Ind - Food | Energy Efficiency | Admin | 5167.775 | 5527.615 | 5877.875 | 6210.374 | 6542.985 | 6870.917 | 7183.688 | 7499.467 | 7808.711 | 8111.464 | 8406.357
2023 PG Study Reference Scenario | SDG&E | Ind | BROs | Ind - Industrial Machinery | Energy Efficiency | Admin | 2115.86 | 2286.115 | 2457.334 | 2623.981 | 2790.616 | 2958.171 | 3120.864 | 3291.029 | 3460.209 | 3627.842 | 3794.477
2023 PG Study Reference Scenario | SDG&E | Ind | BROs | Ind - Lumber & Furniture | Energy Efficiency | Admin | 114.5628 | 123.7062 | 132.3485 | 140.7141 | 149.246 | 157.9285 | 165.4983 | 174.362 | 183.1522 | 191.8792 | 200.5456
2023 PG Study Reference Scenario | SDG&E | Ind | BROs | Ind - Paper | Energy Efficiency | Admin | 626.7238 | 680.6288 | 726.4843 | 763.6414 | 799.401 | 834.8187 | 858.6722 | 893.6625 | 927.636 | 960.5963 | 992.3654
2023 PG Study Reference Scenario | SDG&E | Ind | BROs | Ind - Petroleum | Energy Efficiency | Admin | 738.0192 | 790.2773 | 842.3498 | 892.8579 | 944.7199 | 997.1069 | 1049.559 | 1101.735 | 1153.082 | 1203.876 | 1254.051
2023 PG Study Reference Scenario | SDG&E | Ind | BROs | Ind - Plastics | Energy Efficiency | Admin | 1874.009 | 2019.068 | 2164.006 | 2304.617 | 2447.628 | 2591.138 | 2729.561 | 2871.743 | 3011.969 | 3150.979 | 3288.658
2023 PG Study Reference Scenario | SDG&E | Ind | BROs | Ind - Primary Metals | Energy Efficiency | Admin | 387.7253 | 416.1955 | 444.8187 | 473.5104 | 502.877 | 532.0719 | 559.0871 | 587.7817 | 615.728 | 643.333 | 670.6309
2023 PG Study Reference Scenario | SDG&E | Ind | BROs | Ind - Printing & Publishing | Energy Efficiency | Admin | 1510.774 | 1628.466 | 1746.041 | 1859.595 | 1974.257 | 2088.927 | 2200.517 | 2313.504 | 2424.761 | 2534.919 | 2643.826
2023 PG Study Reference Scenario | SDG&E | Ind | BROs | Ind - Stone-Glass-Clay | Energy Efficiency | Admin | 2351.656 | 2543.4 | 2725.773 | 2900.337 | 3080.122 | 3261.637 | 3437.804 | 3625.198 | 3813.386 | 4001.873 | 4190.391
2023 PG Study Reference Scenario | SDG&E | Ind | BROs | Ind - Textiles | Energy Efficiency | Admin | 62.9522 | 66.7086 | 70.9484 | 75.177 | 79.3859 | 83.5564 | 86.8956 | 90.859 | 94.6886 | 98.424 | 102.0474
2023 PG Study Reference Scenario | SDG&E | Ind | BROs | Ind - Transportation Equipment | Energy Efficiency | Admin | 5544.962 | 5939.022 | 6373.784 | 6804.832 | 7227.099 | 7650.997 | 8070.716 | 8507.735 | 8947.752 | 9392.498 | 9832.782
2023 PG Study Reference Scenario | SDG&E | Ind | HVAC | Ind - Electronics | Energy Efficiency | Admin | 179937.7 | 154388.6 | 126182.4 | 99122.48 | 75538.53 | 31226.14 | 22870.73 | 16594.21 | 12014.11 | 8746.654 | 6452.757
2023 PG Study Reference Scenario | SDG&E | Ind | HVAC | Ind - Electronics | Energy Efficiency | Incentives | 113728 | 97579.87 | 79752.41 | 62649.45 | 47743.43 | 19736.19 | 14455.23 | 10488.22 | 7593.407 | 5528.242 | 4078.405
2023 PG Study Reference Scenario | SDG&E | Ind | HVAC | Ind - Electronics | Energy Efficiency | Incremental Measure Cost | 375660.6 | 332262.6 | 279433.8 | 225331.6 | 175775.2 | 90635.19 | 67710.91 | 50111.28 | 37005.87 | 27480.28 | 20678.77
2023 PG Study Reference Scenario | SDG&E | Ind | Lighting | Ind - All Other Industrial | Energy Efficiency | Admin | 1503.04 | 502.2435 | 286.1495 | 295.9471 | 250.2309 | 226.6768 | 204.9892 | 184.3056 | 166.0778 | 149.7053 | 134.9543
2023 PG Study Reference Scenario | SDG&E | Ind | Lighting | Ind - All Other Industrial | Energy Efficiency | Incentives | 415.9116 | 133.8856 | 73.7266 | 73.9129 | 60.7413 | 53.6156 | 49.4556 | 45.3548 | 41.6866 | 38.3285 | 35.2429
2023 PG Study Reference Scenario | SDG&E | Ind | Lighting | Ind - All Other Industrial | Energy Efficiency | Incremental Measure Cost | 831.8232 | 267.7713 | 147.4532 | 147.8258 | 121.4825 | 107.2312 | 98.9112 | 90.7096 | 83.3732 | 76.657 | 70.4858
2023 PG Study Reference Scenario | SDG&E | Ind | Lighting | Ind - Chemicals | Energy Efficiency | Admin | 219.3436 | 77.819 | 50.5315 | 50.2575 | 43.9131 | 40.119 | 36.1663 | 32.6031 | 29.3909 | 26.4952 | 23.8848
2023 PG Study Reference Scenario | SDG&E | Ind | Lighting | Ind - Chemicals | Energy Efficiency | Incentives | 13.3326 | 4.5511 | 2.8531 | 2.748 | 2.3318 | 2.0743 | 1.9074 | 1.7538 | 1.6127 | 1.4829 | 1.3635
2023 PG Study Reference Scenario | SDG&E | Ind | Lighting | Ind - Chemicals | Energy Efficiency | Incremental Measure Cost | 26.6652 | 9.1021 | 5.7063 | 5.4961 | 4.6636 | 4.1487 | 3.8147 | 3.5077 | 3.2253 | 2.9657 | 2.727
2023 PG Study Reference Scenario | SDG&E | Ind | Lighting | Ind - Electronics | Energy Efficiency | Admin | 455.7744 | 373.4977 | 340.467 | 315.0571 | 291.4277 | 268.8452 | 242.3547 | 218.4766 | 196.9514 | 177.5469 | 160.0543
2023 PG Study Reference Scenario | SDG&E | Ind | Lighting | Ind - Electronics | Energy Efficiency | Incentives | 71.9082 | 56.7285 | 49.9501 | 44.7813 | 40.2417 | 36.1592 | 33.2482 | 30.5719 | 28.111 | 25.8482 | 23.7676
2023 PG Study Reference Scenario | SDG&E | Ind | Lighting | Ind - Electronics | Energy Efficiency | Incremental Measure Cost | 143.8163 | 113.4569 | 99.9001 | 89.5626 | 80.4835 | 72.3184 | 66.4964 | 61.1437 | 56.222 | 51.6964 | 47.5352
2023 PG Study Reference Scenario | SDG&E | Ind | Lighting | Ind - Fabricated Metals | Energy Efficiency | Admin | 257.4615 | 101.3347 | 73.5571 | 65.3672 | 60.0923 | 55.3771 | 49.931 | 45.0041 | 40.5691 | 36.5719 | 32.9687
2023 PG Study Reference Scenario | SDG&E | Ind | Lighting | Ind - Fabricated Metals | Energy Efficiency | Incentives | 36.3465 | 13.7706 | 9.6545 | 8.3115 | 7.4225 | 6.662 | 6.127 | 5.6329 | 5.1793 | 4.7624 | 4.379
2023 PG Study Reference Scenario | SDG&E | Ind | Lighting | Ind - Fabricated Metals | Energy Efficiency | Incremental Measure Cost | 72.6931 | 27.5411 | 19.309 | 16.623 | 14.8449 | 13.3241 | 12.254 | 11.2657 | 10.3586 | 9.5248 | 8.7581
2023 PG Study Reference Scenario | SDG&E | Ind | Lighting | Ind - Food | Energy Efficiency | Admin | 473.2208 | 50.0381 | 46.6318 | 43.3057 | 40.0856 | 36.9883 | 33.344 | 30.0588 | 27.0973 | 24.4276 | 22.0209
2023 PG Study Reference Scenario | SDG&E | Ind | Lighting | Ind - Food | Energy Efficiency | Incentives | 51.167 | 5.207 | 4.686 | 4.2152 | 3.7898 | 3.4056 | 3.1315 | 2.8794 | 2.6476 | 2.4345 | 2.2385
2023 PG Study Reference Scenario | SDG&E | Ind | Lighting | Ind - Food | Energy Efficiency | Incremental Measure Cost | 102.3341 | 10.4139 | 9.372 | 8.4304 | 7.5796 | 6.8112 | 6.2629 | 5.7588 | 5.2952 | 4.869 | 4.4771
2023 PG Study Reference Scenario | SDG&E | Ind | Lighting | Ind - Industrial Machinery | Energy Efficiency | Admin | 721.4599 | 301.0177 | 221.1912 | 196.4346 | 180.4122 | 166.1544 | 149.8198 | 135.0321 | 121.7244 | 109.7311 | 98.9199
2023 PG Study Reference Scenario | SDG&E | Ind | Lighting | Ind - Industrial Machinery | Energy Efficiency | Incentives | 199.6378 | 80.2438 | 56.99 | 49.0596 | 43.7934 | 39.3003 | 36.1454 | 33.2293 | 30.5536 | 28.0941 | 25.8326
2023 PG Study Reference Scenario | SDG&E | Ind | Lighting | Ind - Industrial Machinery | Energy Efficiency | Incremental Measure Cost | 399.2755 | 160.4877 | 113.9801 | 98.1192 | 87.5868 | 78.6006 | 72.2909 | 66.4587 | 61.1072 | 56.1881 | 51.6653
2023 PG Study Reference Scenario | SDG&E | Ind | Lighting | Ind - Lumber & Furniture | Energy Efficiency | Admin | 28.3372 | 14.5435 | 13.5435 | 12.5695 | 11.6285 | 10.7249 | 11.8025 | 9.0264 | 7.8667 | 7.0916 | 6.3929
2023 PG Study Reference Scenario | SDG&E | Ind | Lighting | Ind - Lumber & Furniture | Energy Efficiency | Incentives | 7.1313 | 3.5254 | 3.1727 | 2.8539 | 2.5659 | 2.3057 | 2.5882 | 2.019 | 1.7948 | 1.6503 | 1.5175
2023 PG Study Reference Scenario | SDG&E | Ind | Lighting | Ind - Lumber & Furniture | Energy Efficiency | Incremental Measure Cost | 14.2625 | 7.0507 | 6.3453 | 5.7078 | 5.1318 | 4.6115 | 5.1763 | 4.038 | 3.5895 | 3.3006 | 3.0349
2023 PG Study Reference Scenario | SDG&E | Ind | Lighting | Ind - Paper | Energy Efficiency | Admin | 6.9672 | 5.845 | 5.4482 | 5.0605 | 4.6849 | 4.3234 | 3.8975 | 3.5135 | 3.1673 | 2.8552 | 2.5739
2023 PG Study Reference Scenario | SDG&E | Ind | Lighting | Ind - Paper | Energy Efficiency | Incentives | 0.48689 | 0.39303 | 0.3537 | 0.31816 | 0.28606 | 0.25706 | 0.23636 | 0.21734 | 0.19984 | 0.18376 | 0.16897
2023 PG Study Reference Scenario | SDG&E | Ind | Lighting | Ind - Paper | Energy Efficiency | Incremental Measure Cost | 0.97378 | 0.78605 | 0.70741 | 0.63633 | 0.57211 | 0.51411 | 0.47273 | 0.43468 | 0.39969 | 0.36751 | 0.33793
2023 PG Study Reference Scenario | SDG&E | Ind | Lighting | Ind - Petroleum | Energy Efficiency | Admin | 1.0333 | 0.96711 | 0.90161 | 0.83758 | 0.77551 | 0.71576 | 0.64524 | 0.58167 | 0.52436 | 0.4727 | 0.42613
2023 PG Study Reference Scenario | SDG&E | Ind | Lighting | Ind - Petroleum | Energy Efficiency | Incentives | 0.035689 | 0.032133 | 0.028918 | 0.026013 | 0.023388 | 0.021017 | 0.019325 | 0.017769 | 0.016339 | 0.015024 | 0.013814
2023 PG Study Reference Scenario | SDG&E | Ind | Lighting | Ind - Petroleum | Energy Efficiency | Incremental Measure Cost | 0.071379 | 0.064266 | 0.057837 | 0.052025 | 0.046775 | 0.042033 | 0.03865 | 0.035539 | 0.032678 | 0.030048 | 0.027629
2023 PG Study Reference Scenario | SDG&E | Ind | Lighting | Ind - Plastics | Energy Efficiency | Admin | 558.3187 | 345.7615 | 53.3104 | 49.5017 | 45.8159 | 42.2719 | 38.1071 | 34.3526 | 30.9681 | 27.917 | 25.1665
2023 PG Study Reference Scenario | SDG&E | Ind | Lighting | Ind - Plastics | Energy Efficiency | Incentives | 76.2721 | 45.4664 | 6.7706 | 6.0903 | 5.4757 | 4.9206 | 4.5245 | 4.1603 | 3.8254 | 3.5175 | 3.2344
2023 PG Study Reference Scenario | SDG&E | Ind | Lighting | Ind - Plastics | Energy Efficiency | Incremental Measure Cost | 152.5442 | 90.9328 | 13.5412 | 12.1807 | 10.9514 | 9.8412 | 9.049 | 8.3206 | 7.6508 | 7.035 | 6.4687
2023 PG Study Reference Scenario | SDG&E | Ind | Lighting | Ind - Primary Metals | Energy Efficiency | Admin | 18.614 | 18.1542 | 1.858 | 1.7259 | 1.5979 | 1.4747 | 1.3294 | 1.1984 | 1.0803 | 0.97391 | 0.87796
2023 PG Study Reference Scenario | SDG&E | Ind | Lighting | Ind - Primary Metals | Energy Efficiency | Incentives | 0.95918 | 0.90002 | 0.088925 | 0.07999 | 0.071918 | 0.064627 | 0.059425 | 0.054641 | 0.050243 | 0.046199 | 0.04248
2023 PG Study Reference Scenario | SDG&E | Ind | Lighting | Ind - Primary Metals | Energy Efficiency | Incremental Measure Cost | 1.9184 | 1.8 | 0.17785 | 0.15998 | 0.14384 | 0.12925 | 0.11885 | 0.10928 | 0.10049 | 0.092397 | 0.08496
2023 PG Study Reference Scenario | SDG&E | Ind | Lighting | Ind - Printing & Publishing | Energy Efficiency | Admin | 693.8343 | 192.6014 | 85.2362 | 79.133 | 73.23 | 67.5567 | 60.9007 | 54.9005 | 49.4915 | 44.6154 | 40.2197
2023 PG Study Reference Scenario | SDG&E | Ind | Lighting | Ind - Printing & Publishing | Energy Efficiency | Incentives | 121.8183 | 32.5571 | 13.9187 | 12.5202 | 11.2567 | 10.1155 | 9.3013 | 8.5526 | 7.8641 | 7.2311 | 6.649
2023 PG Study Reference Scenario | SDG&E | Ind | Lighting | Ind - Printing & Publishing | Energy Efficiency | Incremental Measure Cost | 243.6365 | 65.1143 | 27.8374 | 25.0405 | 22.5134 | 20.231 | 18.6025 | 17.1051 | 15.7283 | 14.4622 | 13.2981
2023 PG Study Reference Scenario | SDG&E | Ind | Lighting | Ind - Stone-Glass-Clay | Energy Efficiency | Admin | 32.722 | 15.8153 | 14.7396 | 13.6891 | 12.6719 | 11.6932 | 13.0219 | 9.8414 | 8.6208 | 7.7383 | 6.9716
2023 PG Study Reference Scenario | SDG&E | Ind | Lighting | Ind - Stone-Glass-Clay | Energy Efficiency | Incentives | 3.106 | 1.4447 | 1.3001 | 1.1695 | 1.0515 | 0.94487 | 1.0733 | 0.82736 | 0.73924 | 0.67684 | 0.62197
2023 PG Study Reference Scenario | SDG&E | Ind | Lighting | Ind - Stone-Glass-Clay | Energy Efficiency | Incremental Measure Cost | 6.212 | 2.8893 | 2.6002 | 2.339 | 2.1029 | 1.8897 | 2.1465 | 1.6547 | 1.4785 | 1.3537 | 1.2439
2023 PG Study Reference Scenario | SDG&E | Ind | Lighting | Ind - Textiles | Energy Efficiency | Admin | 11.8152 | 127.4182 | 62.5129 | 22.8606 | 9.5513 | 8.8092 | 7.9413 | 7.1589 | 6.4536 | 5.8177 | 5.2446
2023 PG Study Reference Scenario | SDG&E | Ind | Lighting | Ind - Textiles | Energy Efficiency | Incentives | 2.9316 | 30.4519 | 14.4378 | 5.1173 | 2.0778 | 1.8671 | 1.7168 | 1.5787 | 1.4516 | 1.3347 | 1.2273
2023 PG Study Reference Scenario | SDG&E | Ind | Lighting | Ind - Textiles | Energy Efficiency | Incremental Measure Cost | 5.8632 | 60.9038 | 28.8756 | 10.2345 | 4.1556 | 3.7343 | 3.4337 | 3.1573 | 2.9032 | 2.6695 | 2.4546
2023 PG Study Reference Scenario | SDG&E | Ind | Lighting | Ind - Transportation Equipment | Energy Efficiency | Admin | 369.5394 | 644.9183 | 367.3615 | 300.132 | 277.6958 | 256.144 | 237.5852 | 209.1154 | 187.8088 | 169.2072 | 152.5225
2023 PG Study Reference Scenario | SDG&E | Ind | Lighting | Ind - Transportation Equipment | Energy Efficiency | Incentives | 81.4396 | 136.8751 | 75.3356 | 59.6465 | 53.6272 | 48.1904 | 45.5928 | 40.932 | 37.4967 | 34.4584 | 31.6819
2023 PG Study Reference Scenario | SDG&E | Ind | Lighting | Ind - Transportation Equipment | Energy Efficiency | Incremental Measure Cost | 162.8792 | 273.7502 | 150.6711 | 119.2931 | 107.2543 | 96.3808 | 91.1855 | 81.8639 | 74.9933 | 68.9169 | 63.3638
2023 PG Study Reference Scenario | SDG&E | Ind | MachDr | Ind - Food | Energy Efficiency | Admin | 17195.6 | 14988.13 | 5979.792 | 6750.703 | 5871.863 | 2453.016 | 2296.398 | 2163.349 | 2032.361 | 1890.887 | 1781.832
2023 PG Study Reference Scenario | SDG&E | Ind | MachDr | Ind - Food | Energy Efficiency | Incentives | 7767.387 | 6770.256 | 2701.119 | 3049.345 | 2652.366 | 1108.046 | 1037.301 | 977.2016 | 918.0331 | 854.1284 | 804.8672
2023 PG Study Reference Scenario | SDG&E | Ind | MachDr | Ind - Food | Energy Efficiency | Incremental Measure Cost | 42370.76 | 39213.46 | 20949.51 | 23104.58 | 21522.16 | 13957.58 | 13353.87 | 12908.72 | 12420.99 | 11763.97 | 11375.59
2023 PG Study Reference Scenario | SDG&E | Ind | MachDr | Ind - Lumber & Furniture | Energy Efficiency | Admin | 145.1481 | 156.4056 | 158.8604 | 162.9833 | 164.1493 | 154.0374 | 154.8345 | 151.606 | 147.0629 | 140.4554 | 137.2452
2023 PG Study Reference Scenario | SDG&E | Ind | MachDr | Ind - Lumber & Furniture | Energy Efficiency | Incentives | 65.5645 | 70.6496 | 71.7585 | 73.6208 | 74.1475 | 69.5799 | 69.9399 | 68.4816 | 66.4294 | 63.4448 | 61.9947
2023 PG Study Reference Scenario | SDG&E | Ind | MachDr | Ind - Lumber & Furniture | Energy Efficiency | Incremental Measure Cost | 1234.533 | 1356.888 | 1405.748 | 1471.076 | 1511.232 | 1446.5 | 1483.065 | 1481.184 | 1465.534 | 1427.682 | 1422.952
2023 PG Study Reference Scenario | SDG&E | Ind | MachDr | Ind - Paper | Energy Efficiency | Admin | 483.1889 | 508.4321 | 469.318 | 458.6029 | 444.8222 | 353.9579 | 390.9153 | 368.2987 | 344.2315 | 315.2719 | 296.0216
2023 PG Study Reference Scenario | SDG&E | Ind | MachDr | Ind - Paper | Energy Efficiency | Incentives | 218.2602 | 229.6628 | 211.9946 | 207.1545 | 200.9297 | 159.8855 | 176.5795 | 166.3634 | 155.492 | 142.4108 | 133.7152
2023 PG Study Reference Scenario | SDG&E | Ind | MachDr | Ind - Paper | Energy Efficiency | Incremental Measure Cost | 4109.684 | 4410.873 | 4152.971 | 4139.317 | 4095.233 | 3323.869 | 3744.339 | 3598.262 | 3430.389 | 3204.633 | 3069.138
2023 PG Study Reference Scenario | SDG&E | Ind | ProcHeat | Ind - All Other Industrial | Energy Efficiency | Admin | 6708.862 | 5336.775 | 13915.27 | 14468.79 | 13644.61 | 9188.438 | 12548.73 | 12837.91 | 12047.81 | 11249.28 | 10440.87
2023 PG Study Reference Scenario | SDG&E | Ind | ProcHeat | Ind - All Other Industrial | Energy Efficiency | Incentives | 702.5166 | 558.8389 | 1457.134 | 1515.095 | 1428.791 | 962.1647 | 1314.037 | 1344.318 | 1261.583 | 1177.965 | 1093.313
2023 PG Study Reference Scenario | SDG&E | Ind | ProcHeat | Ind - All Other Industrial | Energy Efficiency | Incremental Measure Cost | 1702.506 | 1381.398 | 11174.63 | 12049.51 | 12137.68 | 9348.805 | 12043.87 | 13478.17 | 13170.95 | 12747.22 | 12225.78
2023 PG Study Reference Scenario | SDG&E | Ind | ProcHeat | Ind - Chemicals | Energy Efficiency | Admin | 16512.15 | 16911.56 | 21222.01 | 21167.84 | 20416.31 | 19375.48 | 17838.66 | 16254.64 | 14500.26 | 12731.16 | 11027.09
2023 PG Study Reference Scenario | SDG&E | Ind | ProcHeat | Ind - Chemicals | Energy Efficiency | Incentives | 1729.065 | 1770.889 | 2222.257 | 2216.585 | 2137.888 | 2028.898 | 1867.971 | 1702.101 | 1518.39 | 1333.14 | 1154.698
2023 PG Study Reference Scenario | SDG&E | Ind | ProcHeat | Ind - Chemicals | Energy Efficiency | Incremental Measure Cost | 12733.18 | 13399.74 | 17723.43 | 18130.5 | 17913.12 | 17400.72 | 16384.99 | 15297.62 | 13950.14 | 12518.3 | 11080.7
2023 PG Study Reference Scenario | SDG&E | Ind | ProcHeat | Ind - Electronics | Energy Efficiency | Admin | 7642.634 | 6272.896 | 30789.76 | 30667.4 | 29925.26 | 29192.03 | 27881.65 | 28188.06 | 26679.8 | 24982.4 | 23153.42
2023 PG Study Reference Scenario | SDG&E | Ind | ProcHeat | Ind - Electronics | Energy Efficiency | Incentives | 800.2964 | 656.8646 | 3224.141 | 3211.329 | 3133.615 | 3056.835 | 2919.619 | 2951.705 | 2793.768 | 2616.025 | 2424.504
2023 PG Study Reference Scenario | SDG&E | Ind | ProcHeat | Ind - Electronics | Energy Efficiency | Incremental Measure Cost | 1939.469 | 1623.708 | 26307.41 | 27614.64 | 28168 | 28558.85 | 28189.01 | 30136.41 | 29350.59 | 28241.55 | 26876.38
2023 PG Study Reference Scenario | SDG&E | Ind | ProcHeat | Ind - Fabricated Metals | Energy Efficiency | Admin | 2745.523 | 2240.648 | 10954.06 | 11156.66 | 10859.3 | 8718.282 | 10229.58 | 9912.085 | 9316.383 | 8667.563 | 7982.234
2023 PG Study Reference Scenario | SDG&E | Ind | ProcHeat | Ind - Fabricated Metals | Energy Efficiency | Incentives | 287.4967 | 234.6289 | 1147.052 | 1168.267 | 1137.129 | 912.9325 | 1071.188 | 1037.941 | 975.5625 | 907.6215 | 835.8575
2023 PG Study Reference Scenario | SDG&E | Ind | ProcHeat | Ind - Fabricated Metals | Energy Efficiency | Incremental Measure Cost | 696.7305 | 579.9809 | 9501.039 | 10094.05 | 10269.94 | 8907.077 | 10258.05 | 10381.01 | 10055.26 | 9617.454 | 9090.657
2023 PG Study Reference Scenario | SDG&E | Ind | ProcHeat | Ind - Food | Energy Efficiency | Admin | 14850.88 | 11009.56 | 15931.1 | 14884.55 | 11507.91 | 7556.607 | 8234.329 | 7456.207 | 5738.102 | 4639.072 | 3673.407
2023 PG Study Reference Scenario | SDG&E | Ind | ProcHeat | Ind - Food | Energy Efficiency | Incentives | 1555.106 | 1152.863 | 1668.221 | 1558.631 | 1205.048 | 791.2881 | 862.2555 | 780.7747 | 600.8637 | 485.7792 | 384.6598
2023 PG Study Reference Scenario | SDG&E | Ind | ProcHeat | Ind - Food | Energy Efficiency | Incremental Measure Cost | 8532.714 | 6728.512 | 12991.9 | 12473.16 | 10204.7 | 7115.109 | 7723.131 | 7524.538 | 6073.197 | 5048.363 | 4121.189
2023 PG Study Reference Scenario | SDG&E | Ind | ProcHeat | Ind - Industrial Machinery | Energy Efficiency | Admin | 3389.714 | 2918.626 | 8516.84 | 8485.654 | 7846.44 | 7022.61 | 8247.127 | 8156.203 | 7504.963 | 7012.855 | 6520.275
2023 PG Study Reference Scenario | SDG&E | Ind | ProcHeat | Ind - Industrial Machinery | Energy Efficiency | Incentives | 354.9529 | 305.6231 | 891.8386 | 888.5729 | 821.6378 | 735.3707 | 863.5957 | 854.0746 | 785.8802 | 734.3492 | 682.7688
2023 PG Study Reference Scenario | SDG&E | Ind | ProcHeat | Ind - Industrial Machinery | Energy Efficiency | Incremental Measure Cost | 860.2066 | 755.4719 | 6867.327 | 7278.899 | 7267.57 | 7058.911 | 7878.193 | 8274.044 | 8009.344 | 7753.273 | 7431.312
2023 PG Study Reference Scenario | SDG&E | Ind | ProcHeat | Ind - Lumber & Furniture | Energy Efficiency | Admin | 19.4499 | 7.2666 | 39.5834 | 47.5067 | 47.9422 | 2.9541 | 59.764 | 59.1512 | 55.7992 | 52.2194 | 48.5029
2023 PG Study Reference Scenario | SDG&E | Ind | ProcHeat | Ind - Lumber & Furniture | Energy Efficiency | Incentives | 2.0367 | 0.76092 | 4.145 | 4.9747 | 5.0203 | 0.30934 | 6.2582 | 6.194 | 5.843 | 5.4681 | 5.079
2023 PG Study Reference Scenario | SDG&E | Ind | ProcHeat | Ind - Lumber & Furniture | Energy Efficiency | Incremental Measure Cost | 4.9358 | 1.8809 | 36.9886 | 42.5479 | 43.8858 | 2.494 | 52.6611 | 56.3512 | 55.8192 | 54.5881 | 52.7339
2023 PG Study Reference Scenario | SDG&E | Ind | ProcHeat | Ind - Paper | Energy Efficiency | Admin | 1.8384 | 0.91119 | 10.6166 | 9.7384 | 8.3011 | 0.52907 | 7.4026 | 6.525 | 5.173 | 3.6467 | 2.5125
2023 PG Study Reference Scenario | SDG&E | Ind | ProcHeat | Ind - Paper | Energy Efficiency | Incentives | 0.19251 | 0.095415 | 1.1117 | 1.0198 | 0.86925 | 0.055402 | 0.77517 | 0.68326 | 0.54168 | 0.38186 | 0.26309
2023 PG Study Reference Scenario | SDG&E | Ind | ProcHeat | Ind - Paper | Energy Efficiency | Incremental Measure Cost | 0.46653 | 0.23586 | 10.3215 | 9.6696 | 8.4186 | 0.50579 | 7.8171 | 7.1208 | 5.7826 | 4.189 | 2.9727
2023 PG Study Reference Scenario | SDG&E | Ind | ProcHeat | Ind - Petroleum | Energy Efficiency | Admin | 360.1859 | 317.5263 | 3095.628 | 3283.266 | 3174.617 | 3221.302 | 3021.061 | 2970.742 | 2764.546 | 2531.597 | 2283.258
2023 PG Study Reference Scenario | SDG&E | Ind | ProcHeat | Ind - Petroleum | Energy Efficiency | Incentives | 37.7168 | 33.2497 | 324.1579 | 343.8063 | 332.4292 | 337.3178 | 316.3496 | 311.0805 | 289.4886 | 265.0955 | 239.0907
2023 PG Study Reference Scenario | SDG&E | Ind | ProcHeat | Ind - Petroleum | Energy Efficiency | Incremental Measure Cost | 91.4043 | 82.1901 | 2811.91 | 3064.401 | 3076.426 | 3197.369 | 3096.159 | 3188.252 | 3044.131 | 2853.369 | 2635.68
2023 PG Study Reference Scenario | SDG&E | Ind | ProcHeat | Ind - Plastics | Energy Efficiency | Admin | 2073.16 | 1763.126 | 4824.216 | 4658.547 | 4431.571 | 1968.863 | 4084.813 | 4133.1 | 3900.685 | 3658.176 | 3405.499
2023 PG Study Reference Scenario | SDG&E | Ind | ProcHeat | Ind - Plastics | Energy Efficiency | Incentives | 217.0904 | 184.6253 | 505.1665 | 487.8184 | 464.0507 | 206.1689 | 427.7401 | 432.7964 | 408.4592 | 383.0649 | 356.6059
2023 PG Study Reference Scenario | SDG&E | Ind | ProcHeat | Ind - Plastics | Energy Efficiency | Incremental Measure Cost | 526.1053 | 456.3765 | 3666.389 | 3817.845 | 3876.07 | 1962.235 | 3857.192 | 4239.731 | 4167.312 | 4050.899 | 3896.026
2023 PG Study Reference Scenario | SDG&E | Ind | ProcHeat | Ind - Primary Metals | Energy Efficiency | Admin | 314.6864 | 246.7733 | 4168.407 | 4549.45 | 4326.309 | 2882.348 | 3932.807 | 3391.066 | 3032.045 | 2683.149 | 2369.418
2023 PG Study Reference Scenario | SDG&E | Ind | ProcHeat | Ind - Primary Metals | Energy Efficiency | Incentives | 32.9523 | 25.8408 | 436.4936 | 476.3944 | 453.0283 | 301.8243 | 411.8228 | 355.0946 | 317.4998 | 280.9652 | 248.113
2023 PG Study Reference Scenario | SDG&E | Ind | ProcHeat | Ind - Primary Metals | Energy Efficiency | Incremental Measure Cost | 79.8579 | 63.8761 | 3899.969 | 4321.614 | 4285.749 | 3002.287 | 4120.775 | 3699.702 | 3380.195 | 3056.787 | 2758.546
2023 PG Study Reference Scenario | SDG&E | Ind | ProcHeat | Ind - Printing & Publishing | Energy Efficiency | Admin | 70.0346 | 50.8267 | 1737.823 | 1818.419 | 1777.505 | 1596.744 | 1695.121 | 1657.332 | 1550.391 | 1423.425 | 1283.454
2023 PG Study Reference Scenario | SDG&E | Ind | ProcHeat | Ind - Printing & Publishing | Energy Efficiency | Incentives | 7.3336 | 5.3223 | 181.9757 | 190.4153 | 186.131 | 167.2026 | 177.5042 | 173.5471 | 162.3488 | 149.0536 | 134.3965
2023 PG Study Reference Scenario | SDG&E | Ind | ProcHeat | Ind - Printing & Publishing | Energy Efficiency | Incremental Measure Cost | 17.7726 | 13.1563 | 1665.34 | 1782.417 | 1786.93 | 1645.594 | 1778.149 | 1798.948 | 1721.839 | 1616.656 | 1491.367
2023 PG Study Reference Scenario | SDG&E | Ind | ProcHeat | Ind - Stone-Glass-Clay | Energy Efficiency | Admin | 852.448 | 691.3533 | 5313.889 | 6650.665 | 6630.062 | 5886.663 | 6471.824 | 6584.636 | 6270.16 | 5908.461 | 5511.566
2023 PG Study Reference Scenario | SDG&E | Ind | ProcHeat | Ind - Stone-Glass-Clay | Energy Efficiency | Incentives | 89.2639 | 72.3949 | 556.4424 | 696.4226 | 694.2651 | 616.4203 | 677.6953 | 689.5084 | 656.5781 | 618.7029 | 577.1421
2023 PG Study Reference Scenario | SDG&E | Ind | ProcHeat | Ind - Stone-Glass-Clay | Energy Efficiency | Incremental Measure Cost | 216.3255 | 178.9534 | 5209.109 | 6342.341 | 6531.429 | 6130.314 | 6691.459 | 7184.078 | 7036.759 | 6811.084 | 6520.607
2023 PG Study Reference Scenario | SDG&E | Ind | ProcHeat | Ind - Textiles | Energy Efficiency | Admin | 84.494 | 51.9062 | 583.4225 | 584.5699 | 541.1533 | 442.8274 | 471.3528 | 427.9369 | 382.3835 | 328.8429 | 278.4857
2023 PG Study Reference Scenario | SDG&E | Ind | ProcHeat | Ind - Textiles | Energy Efficiency | Incentives | 8.8478 | 5.4353 | 61.0929 | 61.2131 | 56.6667 | 46.3706 | 49.3576 | 44.8113 | 40.0412 | 34.4347 | 29.1616
2023 PG Study Reference Scenario | SDG&E | Ind | ProcHeat | Ind - Textiles | Energy Efficiency | Incremental Measure Cost | 21.442 | 13.4357 | 556.5601 | 572.4788 | 548.2165 | 458.2793 | 497.8162 | 465.4477 | 425.1119 | 373.8763 | 323.9045
2023 PG Study Reference Scenario | SDG&E | Ind | ProcHeat | Ind - Transportation Equipment | Energy Efficiency | Admin | 1512.577 | 1480.64 | 9522.469 | 9649.946 | 9089.045 | 9049.028 | 9016.079 | 9360.333 | 8995.232 | 8251.85 | 7599.278
2023 PG Study Reference Scenario | SDG&E | Ind | ProcHeat | Ind - Transportation Equipment | Energy Efficiency | Incentives | 158.3891 | 155.0448 | 997.1427 | 1010.491 | 951.7569 | 947.5665 | 944.1163 | 980.1647 | 941.9332 | 864.0902 | 795.7563
2023 PG Study Reference Scenario | SDG&E | Ind | ProcHeat | Ind - Transportation Equipment | Energy Efficiency | Incremental Measure Cost | 383.8462 | 383.2564 | 8740.906 | 9206.982 | 9103.282 | 9275.849 | 9381.245 | 10274.57 | 10122.58 | 9605.267 | 9096.106
2023 PG Study Reference Scenario | SDG&E | Ind | ProcRefrig | Ind - All Other Industrial | Energy Efficiency | Admin | 356.9362 | 406.567 | 455.0684 | 511.3958 | 566.9141 | 608.9052 | 671.6271 | 723.1446 | 770.1898 | 810.3072 | 843.5682
2023 PG Study Reference Scenario | SDG&E | Ind | ProcRefrig | Ind - All Other Industrial | Energy Efficiency | Incentives | 398.3902 | 453.7851 | 507.9193 | 570.7886 | 632.7546 | 679.6225 | 749.6288 | 807.1294 | 859.6384 | 904.4151 | 941.5388
2023 PG Study Reference Scenario | SDG&E | Ind | ProcRefrig | Ind - All Other Industrial | Energy Efficiency | Incremental Measure Cost | 2055.96 | 2388.671 | 2727.1 | 3125.948 | 3534.614 | 3872.35 | 4356.657 | 4784.653 | 5197.844 | 5577.959 | 5923.058
2023 PG Study Reference Scenario | SDG&E | Ind | ProcRefrig | Ind - Chemicals | Energy Efficiency | Admin | 233.3467 | 266.1473 | 298.0256 | 335.7322 | 372.8927 | 409.503 | 445.2003 | 474.611 | 501.2858 | 521.8301 | 539.5281
2023 PG Study Reference Scenario | SDG&E | Ind | ProcRefrig | Ind - Chemicals | Energy Efficiency | Incentives | 260.4473 | 297.0572 | 332.6378 | 374.7236 | 416.1999 | 457.0621 | 496.9052 | 529.7316 | 559.5043 | 582.4347 | 602.1881
2023 PG Study Reference Scenario | SDG&E | Ind | ProcRefrig | Ind - Chemicals | Energy Efficiency | Incremental Measure Cost | 1344.082 | 1563.674 | 1785.986 | 2052.19 | 2324.924 | 2604.246 | 2887.889 | 3140.242 | 3383.069 | 3592.153 | 3788.261
2023 PG Study Reference Scenario | SDG&E | Ind | ProcRefrig | Ind - Electronics | Energy Efficiency | Admin | 3020.753 | 3438.105 | 3870.653 | 4324.566 | 4787.903 | 5252.706 | 5683.104 | 6107.011 | 6490.386 | 6812.707 | 7074.956
2023 PG Study Reference Scenario | SDG&E | Ind | ProcRefrig | Ind - Electronics | Energy Efficiency | Incentives | 3371.578 | 3837.401 | 4320.184 | 4826.814 | 5343.963 | 5862.747 | 6343.13 | 6816.27 | 7244.169 | 7603.924 | 7896.63
2023 PG Study Reference Scenario | SDG&E | Ind | ProcRefrig | Ind - Electronics | Energy Efficiency | Incremental Measure Cost | 17399.6 | 20199.63 | 23195.76 | 26434.26 | 29851.77 | 33404.74 | 36864.7 | 40406.76 | 43802.21 | 46897.03 | 49676.33
2023 PG Study Reference Scenario | SDG&E | Ind | ProcRefrig | Ind - Fabricated Metals | Energy Efficiency | Admin | 104.1003 | 118.3664 | 133.1085 | 148.5294 | 164.2087 | 176.1923 | 193.4102 | 207.4769 | 220.0883 | 229.7875 | 237.8805
2023 PG Study Reference Scenario | SDG&E | Ind | ProcRefrig | Ind - Fabricated Metals | Energy Efficiency | Incentives | 116.1904 | 132.1133 | 148.5675 | 165.7794 | 183.2796 | 196.655 | 215.8725 | 231.5729 | 245.649 | 256.4747 | 265.5076
2023 PG Study Reference Scenario | SDG&E | Ind | ProcRefrig | Ind - Fabricated Metals | Energy Efficiency | Incremental Measure Cost | 599.62 | 695.4289 | 797.6825 | 907.8981 | 1023.814 | 1120.5 | 1254.597 | 1372.761 | 1485.328 | 1581.802 | 1670.262
2023 PG Study Reference Scenario | SDG&E | Ind | ProcRefrig | Ind - Food | Energy Efficiency | Admin | 13337.37 | 12919.34 | 10451.37 | 9981.03 | 9056.02 | 4956.35 | 5340.916 | 2835.529 | 881.0204 | 838.8028 | 797.2877
2023 PG Study Reference Scenario | SDG&E | Ind | ProcRefrig | Ind - Food | Energy Efficiency | Incentives | 11910.86 | 11769.86 | 9718.366 | 9467.299 | 8763.249 | 4905.263 | 5385.038 | 2925.565 | 939.5825 | 907.0346 | 873.7398
2023 PG Study Reference Scenario | SDG&E | Ind | ProcRefrig | Ind - Food | Energy Efficiency | Incremental Measure Cost | 24408.59 | 24217.11 | 20196.9 | 19796.22 | 18491.65 | 10856.02 | 11914.52 | 7068.721 | 3154.544 | 3116.826 | 3068.362
2023 PG Study Reference Scenario | SDG&E | Ind | ProcRefrig | Ind - Industrial Machinery | Energy Efficiency | Admin | 234.0253 | 266.0826 | 299.2016 | 333.837 | 369.0416 | 400.9827 | 435.7336 | 467.3076 | 495.5773 | 518.9918 | 537.6573
2023 PG Study Reference Scenario | SDG&E | Ind | ProcRefrig | Ind - Industrial Machinery | Energy Efficiency | Incentives | 261.2047 | 296.985 | 333.9504 | 372.6083 | 411.9015 | 447.5522 | 486.339 | 521.5799 | 553.1329 | 579.2667 | 600.0999
2023 PG Study Reference Scenario | SDG&E | Ind | ProcRefrig | Ind - Industrial Machinery | Energy Efficiency | Incremental Measure Cost | 1347.991 | 1563.294 | 1793.033 | 2040.606 | 2300.913 | 2550.061 | 2826.481 | 3091.919 | 3344.544 | 3572.614 | 3775.125
2023 PG Study Reference Scenario | SDG&E | Ind | ProcRefrig | Ind - Lumber & Furniture | Energy Efficiency | Admin | 2.1067 | 2.3713 | 2.6302 | 2.9405 | 3.2646 | 3.3734 | 3.8398 | 4.1265 | 4.369 | 4.5595 | 4.7222
2023 PG Study Reference Scenario | SDG&E | Ind | ProcRefrig | Ind - Lumber & Furniture | Energy Efficiency | Incentives | 2.3514 | 2.6467 | 2.9356 | 3.282 | 3.6438 | 3.7652 | 4.2857 | 4.6058 | 4.8765 | 5.0891 | 5.2706
2023 PG Study Reference Scenario | SDG&E | Ind | ProcRefrig | Ind - Lumber & Furniture | Energy Efficiency | Incremental Measure Cost | 12.1347 | 13.932 | 15.7619 | 17.9737 | 20.3544 | 21.4535 | 24.9075 | 27.303 | 29.4857 | 31.3868 | 33.1567
2023 PG Study Reference Scenario | SDG&E | Ind | ProcRefrig | Ind - Paper | Energy Efficiency | Admin | 8.7334 | 9.6505 | 9.8839 | 10.4922 | 11.121 | 9.4272 | 11.8235 | 12.0026 | 11.953 | 11.5778 | 11.0979
2023 PG Study Reference Scenario | SDG&E | Ind | ProcRefrig | Ind - Paper | Energy Efficiency | Incentives | 9.7477 | 10.7713 | 11.0319 | 11.7107 | 12.4126 | 10.5221 | 13.1967 | 13.3966 | 13.3412 | 12.9224 | 12.3868
2023 PG Study Reference Scenario | SDG&E | Ind | ProcRefrig | Ind - Paper | Energy Efficiency | Incremental Measure Cost | 50.3046 | 56.6987 | 59.2317 | 64.1341 | 69.3377 | 59.9528 | 76.6958 | 79.4149 | 80.6679 | 79.6985 | 77.9234
2023 PG Study Reference Scenario | SDG&E | Ind | ProcRefrig | Ind - Plastics | Energy Efficiency | Admin | 412.7568 | 469.9853 | 523.3641 | 584.2959 | 645.3058 | 704.6226 | 755.8586 | 801.7796 | 841.1191 | 868.8442 | 889.8783
2023 PG Study Reference Scenario | SDG&E | Ind | ProcRefrig | Ind - Plastics | Energy Efficiency | Incentives | 460.6937 | 524.5686 | 584.1468 | 652.1551 | 720.2506 | 786.4564 | 843.6429 | 894.897 | 938.8054 | 969.7504 | 993.2274
2023 PG Study Reference Scenario | SDG&E | Ind | ProcRefrig | Ind - Plastics | Energy Efficiency | Incremental Measure Cost | 2377.488 | 2761.268 | 3136.378 | 3571.556 | 4023.373 | 4481.068 | 4903.043 | 5304.937 | 5676.53 | 5980.914 | 6248.222
2023 PG Study Reference Scenario | SDG&E | Ind | ProcRefrig | Ind - Primary Metals | Energy Efficiency | Admin | 3.6024 | 4.1028 | 4.5459 | 5.0743 | 5.5963 | 6.0777 | 6.4942 | 6.8219 | 7.0903 | 7.2403 | 7.3435
2023 PG Study Reference Scenario | SDG&E | Ind | ProcRefrig | Ind - Primary Metals | Energy Efficiency | Incentives | 4.0208 | 4.5793 | 5.0738 | 5.6636 | 6.2462 | 6.7836 | 7.2484 | 7.6142 | 7.9138 | 8.0812 | 8.1964
2023 PG Study Reference Scenario | SDG&E | Ind | ProcRefrig | Ind - Primary Metals | Energy Efficiency | Incremental Measure Cost | 20.7498 | 24.1049 | 27.2422 | 31.0168 | 34.8918 | 38.6514 | 42.1259 | 45.1368 | 47.8511 | 49.8405 | 51.5618
2023 PG Study Reference Scenario | SDG&E | Ind | ProcRefrig | Ind - Printing & Publishing | Energy Efficiency | Admin | 822.9884 | 939.2164 | 1049.322 | 1177.333 | 1306.891 | 1422.794 | 1547.825 | 1654.239 | 1750.069 | 1824.052 | 1885.863
2023 PG Study Reference Scenario | SDG&E | Ind | ProcRefrig | Ind - Printing & Publishing | Energy Efficiency | Incentives | 918.569 | 1048.296 | 1171.189 | 1314.067 | 1458.672 | 1588.035 | 1727.587 | 1846.359 | 1953.319 | 2035.894 | 2104.884
2023 PG Study Reference Scenario | SDG&E | Ind | ProcRefrig | Ind - Printing & Publishing | Energy Efficiency | Incremental Measure Cost | 4740.431 | 5518.105 | 6288.302 | 7196.546 | 8148.247 | 9048.299 | 10040.31 | 10945.19 | 11810.83 | 12556.33 | 13241.46
2023 PG Study Reference Scenario | SDG&E | Ind | ProcRefrig | Ind - Stone-Glass-Clay | Energy Efficiency | Admin | 1.3563 | 1.5331 | 1.6875 | 1.8924 | 2.1046 | 2.2457 | 2.4861 | 2.6695 | 2.8348 | 2.973 | 3.0847
2023 PG Study Reference Scenario | SDG&E | Ind | ProcRefrig | Ind - Stone-Glass-Clay | Energy Efficiency | Incentives | 1.5139 | 1.7112 | 1.8835 | 2.1122 | 2.349 | 2.5065 | 2.7748 | 2.9795 | 3.164 | 3.3183 | 3.443
2023 PG Study Reference Scenario | SDG&E | Ind | ProcRefrig | Ind - Stone-Glass-Clay | Energy Efficiency | Incremental Measure Cost | 7.8126 | 9.0076 | 10.1129 | 11.5676 | 13.1219 | 14.2816 | 16.1265 | 17.6627 | 19.1315 | 20.4657 | 21.659
2023 PG Study Reference Scenario | SDG&E | Ind | ProcRefrig | Ind - Textiles | Energy Efficiency | Admin | 4.509 | 5.2356 | 5.8418 | 6.4622 | 7.0802 | 6.9777 | 7.9584 | 8.3078 | 8.5724 | 8.6584 | 8.6852
2023 PG Study Reference Scenario | SDG&E | Ind | ProcRefrig | Ind - Textiles | Energy Efficiency | Incentives | 5.0327 | 5.8436 | 6.5203 | 7.2127 | 7.9025 | 7.7881 | 8.8827 | 9.2727 | 9.568 | 9.6639 | 9.6939
2023 PG Study Reference Scenario | SDG&E | Ind | ProcRefrig | Ind - Textiles | Energy Efficiency | Incremental Measure Cost | 25.9719 | 30.7602 | 35.0085 | 39.5009 | 44.1438 | 44.3749 | 51.6239 | 54.9682 | 57.8535 | 59.6022 | 60.9825
2023 PG Study Reference Scenario | SDG&E | Ind | ProcRefrig | Ind - Transportation Equipment | Energy Efficiency | Admin | 646.3009 | 754.8158 | 849.4472 | 942.6064 | 1044.043 | 1136.924 | 1238.981 | 1330.833 | 1413.735 | 1483.228 | 1539.543
2023 PG Study Reference Scenario | SDG&E | Ind | ProcRefrig | Ind - Transportation Equipment | Energy Efficiency | Incentives | 721.3613 | 842.4789 | 948.1006 | 1052.079 | 1165.296 | 1268.965 | 1382.875 | 1485.394 | 1577.924 | 1655.488 | 1718.343
2023 PG Study Reference Scenario | SDG&E | Ind | ProcRefrig | Ind - Transportation Equipment | Energy Efficiency | Incremental Measure Cost | 3722.707 | 4434.71 | 5090.504 | 5761.757 | 6509.433 | 7230.301 | 8036.925 | 8805.393 | 9540.992 | 10210.18 | 10809.8
2023 PG Study Reference Scenario | SDG&E | Ind | WholeBlg | Ind - All Other Industrial | Energy Efficiency | Admin | 42201.04 | 44137.71 | 47334.04 | 52570.91 | 61389.59 | 76173.27 | 75266.47 | 74819.1 | 74356.7 | 73897.93 | 73445.83
2023 PG Study Reference Scenario | SDG&E | Ind | WholeBlg | Ind - Chemicals | Energy Efficiency | Admin | 60611.22 | 61158.22 | 62557.63 | 65223.07 | 70230.72 | 79033.21 | 78002.1 | 77083.4 | 76141.79 | 75205.56 | 74285.68
2023 PG Study Reference Scenario | SDG&E | Ind | WholeBlg | Ind - Electronics | Energy Efficiency | Admin | 98240.67 | 101282.3 | 106268.3 | 114335.6 | 127948.7 | 150734.4 | 150292.2 | 150683.3 | 151018.6 | 151329.8 | 151621.1
2023 PG Study Reference Scenario | SDG&E | Ind | WholeBlg | Ind - Fabricated Metals | Energy Efficiency | Admin | 21409.38 | 21910.19 | 22849.48 | 24466.06 | 27274.61 | 32051.08 | 31580.94 | 31277.27 | 30959.71 | 30637.33 | 30309.08
2023 PG Study Reference Scenario | SDG&E | Ind | WholeBlg | Ind - Food | Energy Efficiency | Admin | 37422.95 | 38331.18 | 40128.98 | 43280.92 | 48797.09 | 58185.57 | 56998.77 | 55919.79 | 54866.98 | 53837.2 | 52821.07
2023 PG Study Reference Scenario | SDG&E | Ind | WholeBlg | Ind - Industrial Machinery | Energy Efficiency | Admin | 44902.24 | 46161.23 | 48443.15 | 52251.38 | 58716.42 | 69675.81 | 68868.55 | 68239.3 | 67595.32 | 66930.41 | 66259.47
2023 PG Study Reference Scenario | SDG&E | Ind | WholeBlg | Ind - Lumber & Furniture | Energy Efficiency | Admin | 2308.182 | 2313.023 | 2332.864 | 2386.773 | 2506.092 | 2731.985 | 2670.87 | 2632.745 | 2594.228 | 2555.658 | 2517.199
2023 PG Study Reference Scenario | SDG&E | Ind | WholeBlg | Ind - Paper | Energy Efficiency | Admin | 4302.654 | 4295.141 | 4261.401 | 4222.064 | 4245.31 | 4375.1 | 4188.204 | 4068.452 | 3952.019 | 3838.805 | 3728.031
2023 PG Study Reference Scenario | SDG&E | Ind | WholeBlg | Ind - Petroleum | Energy Efficiency | Admin | 3155.085 | 3107.07 | 3082.158 | 3086.315 | 3148.777 | 3299.44 | 3233.355 | 3169.076 | 3104.902 | 3041.79 | 2979.622
2023 PG Study Reference Scenario | SDG&E | Ind | WholeBlg | Ind - Plastics | Energy Efficiency | Admin | 15622.24 | 15722.98 | 16041.73 | 16671.4 | 17877.19 | 20023.68 | 19698.32 | 19423.46 | 19144.38 | 18867.06 | 18591.61
2023 PG Study Reference Scenario | SDG&E | Ind | WholeBlg | Ind - Primary Metals | Energy Efficiency | Admin | 3367.508 | 3460.903 | 3640.187 | 3952.034 | 4488.469 | 5392.171 | 5310.447 | 5249.774 | 5184.669 | 5119.437 | 5054.601
2023 PG Study Reference Scenario | SDG&E | Ind | WholeBlg | Ind - Printing & Publishing | Energy Efficiency | Admin | 18291.14 | 18204.73 | 18265.28 | 18518 | 19160.58 | 20433.37 | 20059.63 | 19709.64 | 19356.11 | 19005.74 | 18658.1
2023 PG Study Reference Scenario | SDG&E | Ind | WholeBlg | Ind - Stone-Glass-Clay | Energy Efficiency | Admin | 11546.61 | 11555.35 | 11626.67 | 11834.76 | 12339.02 | 13309.87 | 13075.67 | 12891.24 | 12710.69 | 12532.76 | 12356.71
2023 PG Study Reference Scenario | SDG&E | Ind | WholeBlg | Ind - Textiles | Energy Efficiency | Admin | 1907.978 | 1880.464 | 1892.547 | 1940.428 | 2044.298 | 2240.134 | 2174.532 | 2128.712 | 2082.406 | 2036.678 | 1991.244
2023 PG Study Reference Scenario | SDG&E | Ind | WholeBlg | Ind - Transportation Equipment | Energy Efficiency | Admin | 79595.97 | 78989.41 | 79735.58 | 81648.03 | 85436.06 | 92567.47 | 91064.12 | 89787.41 | 88556.7 | 87384.23 | 86182.21
2023 PG Study Reference Scenario | SDG&E | Res | AppPlug | Res - Multi Family | Energy Efficiency | Admin | 61.8646 | 68.6406 | 70.8804 | 74.3224 | 73.7802 | 78.7836 | 70.6963 | 78.3695 | 79.7588 | 4975.905 | 5173.59
2023 PG Study Reference Scenario | SDG&E | Res | AppPlug | Res - Multi Family | Energy Efficiency | Incentives | 652.4848 | 723.9511 | 747.5738 | 783.8763 | 778.1582 | 830.9288 | 745.6321 | 826.5618 | 841.215 | 52452.32 | 54536.17
2023 PG Study Reference Scenario | SDG&E | Res | AppPlug | Res - Multi Family | Energy Efficiency | Incremental Measure Cost | 3523.917 | 3988.087 | 4200.584 | 4492.657 | 4549.082 | 4954.729 | 4535.037 | 5127.808 | 5323.087 | 117433.5 | 124526.6
2023 PG Study Reference Scenario | SDG&E | Res | AppPlug | Res - Multi Family | Energy Efficiency | Admin | 771.0167 | 818.1167 | 865.6154 | 913.7485 | 962.2446 | 1011.703 | 1060.965 | 1111.534 | 66543.67 | 69611 | 74599.75
2023 PG Study Reference Scenario | SDG&E | Res | AppPlug | Res - Multi Family | Energy Efficiency | Incentives | 8131.897 | 8628.66 | 9129.628 | 9637.287 | 10148.77 | 10670.41 | 11189.97 | 11723.33 | 701454.7 | 733788.1 | 786375.7
2023 PG Study Reference Scenario | SDG&E | Res | AppPlug | Res - Multi Family | Energy Efficiency | Incremental Measure Cost | 43918.46 | 47533.38 | 51298.97 | 55234.51 | 59329.34 | 63626.37 | 68058.96 | 72728.95 | 1542077 | 1645364 | 1809798
2023 PG Study Reference Scenario | SDG&E | Res | AppPlug | Res - Multi Family | Fuel Substitution | Admin | 0 | 845.4012 | 935.819 | 1028.846 | 1124.26 | 1222.284 | 1323.359 | 1427.61 | 1535.372 | 1646.871 | 1762.262
2023 PG Study Reference Scenario | SDG&E | Res | AppPlug | Res - Multi Family | Fuel Substitution | Incentives | 0 | 7696.151 | 8689.66 | 9744.54 | 10861.21 | 12044.35 | 13301.15 | 14635.96 | 16055.56 | 17565.95 | 19172.68
2023 PG Study Reference Scenario | SDG&E | Res | AppPlug | Res - Multi Family | Fuel Substitution | Incremental Measure Cost | 0 | 10261.54 | 11586.21 | 12992.72 | 14481.61 | 16059.14 | 17734.87 | 19514.62 | 21407.42 | 23421.27 | 25563.58
2023 PG Study Reference Scenario | SDG&E | Res | AppPlug | Res - Single Family | Energy Efficiency | Admin | 0 | 0 | 0 | 0 | 0 | 0 | 0 | 0 | 0 | 0 | 9872.039
2023 PG Study Reference Scenario | SDG&E | Res | AppPlug | Res - Single Family | Energy Efficiency | Incentives | 0 | 0 | 0 | 0 | 0 | 0 | 0 | 0 | 0 | 0 | 104066
2023 PG Study Reference Scenario | SDG&E | Res | AppPlug | Res - Single Family | Energy Efficiency | Incremental Measure Cost | 0 | 0 | 0 | 0 | 0 | 0 | 0 | 0 | 0 | 0 | 411475.5
2023 PG Study Reference Scenario | SDG&E | Res | BROs | Low Income - Multi Family LI | Energy Efficiency | Admin | 596997 | 608860.3 | 621175.7 | 634166.1 | 647056.1 | 661052.3 | 675094.9 | 689059.5 | 702739.3 | 716775.9 | 732100.9
2023 PG Study Reference Scenario | SDG&E | Res | BROs | Low Income - Single Family LI | Energy Efficiency | Admin | 597390 | 607143.6 | 617283.8 | 627997.7 | 638506.6 | 649937.7 | 661312.6 | 672506.6 | 684817.4 | 697435.1 | 711221.4
2023 PG Study Reference Scenario | SDG&E | Res | BROs | Res - Multi Family | Energy Efficiency | Admin | 1286183 | 1310261 | 1335376 | 1361884 | 1388168 | 1416542 | 1444964 | 1473194 | 1500159 | 1527910 | 1558257
2023 PG Study Reference Scenario | SDG&E | Res | BROs | Res - Single Family | Energy Efficiency | Admin | 3008917 | 3058299 | 3109706 | 3164016 | 3217346 | 3275217 | 3332821 | 3389551 | 3450428 | 3512869 | 3581121
2023 PG Study Reference Scenario | SDG&E | Res | BldgEnv | Res - Single Family | Energy Efficiency | Admin | 146.6477 | 174.104 | 176.0948 | 183.5973 | 173.121 | 187.2358 | 146.1762 | 174.2595 | 274.9958 | 0 | 0
2023 PG Study Reference Scenario | SDG&E | Res | BldgEnv | Res - Single Family | Energy Efficiency | Incentives | 0 | 0 | 0 | 0 | 0 | 0 | 0 | 0 | 2362.716 | 0 | 0
2023 PG Study Reference Scenario | SDG&E | Res | BldgEnv | Res - Single Family | Energy Efficiency | Incremental Measure Cost | -25509.6 | -29605.6 | -29242.5 | -29742.2 | -27327.4 | -28763.7 | -21825.6 | -25252.1 | 62932.4 | 0 | 0
2023 PG Study Reference Scenario | SDG&E | Res | BldgEnv | Res - Single Family | Energy Efficiency | Admin | 0 | 0 | 0 | 0 | 0 | 0 | 0 | 0 | 0 | 0 | 13094.45
2023 PG Study Reference Scenario | SDG&E | Res | BldgEnv | Res - Single Family | Energy Efficiency | Incentives | 0 | 0 | 0 | 0 | 0 | 0 | 0 | 0 | 0 | 0 | 60386.39
2023 PG Study Reference Scenario | SDG&E | Res | BldgEnv | Res - Single Family | Energy Efficiency | Incremental Measure Cost | 0 | 0 | 0 | 0 | 0 | 0 | 0 | 0 | 0 | 0 | 120772.8
2023 PG Study Reference Scenario | SDG&E | Res | HVAC | Res - Multi Family | Energy Efficiency | Admin | 257.144 | 298.1194 | 318.009 | 341.9815 | 345.4585 | 372.7026 | 335.4237 | 372.724 | 377.0424 | 388.1667 | 396.7444
2023 PG Study Reference Scenario | SDG&E | Res | HVAC | Res - Multi Family | Energy Efficiency | Incentives | 2700.996 | 3175.631 | 3435.698 | 3747.639 | 3840.377 | 4207.458 | 3841.879 | 4331.729 | 4427.551 | 4558.182 | 4658.909
2023 PG Study Reference Scenario | SDG&E | Res | HVAC | Res - Multi Family | Energy Efficiency | Incremental Measure Cost | 5760.522 | 6811.003 | 7409.734 | 8126.859 | 8373.272 | 9224.026 | 8467.974 | 9599.065 | 9906.193 | 10404.56 | 10849.65
2023 PG Study Reference Scenario | SDG&E | Res | HVAC | Res - Multi Family | Energy Efficiency | Admin | 4197.871 | 4605.891 | 5001.533 | 5380.372 | 5735.966 | 6065.016 | 6364.225 | 6638.755 | 6885.47 | 7106.24 | 7302.65
2023 PG Study Reference Scenario | SDG&E | Res | HVAC | Res - Multi Family | Energy Efficiency | Incentives | 44237.44 | 49205.43 | 54173.72 | 59092.14 | 63885.1 | 68526.15 | 72932.88 | 77170.78 | 80855.02 | 83447.49 | 85753.9
2023 PG Study Reference Scenario | SDG&E | Res | HVAC | Res - Multi Family | Energy Efficiency | Incremental Measure Cost | 94521.66 | 105766.2 | 117133.1 | 128512.8 | 139738 | 150748.7 | 161350.8 | 171681.9 | 181631.1 | 191213.8 | 200439.8
2023 PG Study Reference Scenario | SDG&E | Res | HVAC | Res - Multi Family | Fuel Substitution | Admin | 14.7608 | 17.3589 | 18.7044 | 20.2776 | 20.6546 | 0 | 0 | 0 | 0 | 0 | 0
2023 PG Study Reference Scenario | SDG&E | Res | HVAC | Res - Multi Family | Fuel Substitution | Incentives | 43.769 | 52.5022 | 57.7032 | 63.8075 | 66.2938 | 0 | 0 | 0 | 0 | 0 | 0
2023 PG Study Reference Scenario | SDG&E | Res | HVAC | Res - Multi Family | Fuel Substitution | Incremental Measure Cost | 58.3586 | 70.003 | 76.9375 | 85.0767 | 88.3917 | 0 | 0 | 0 | 0 | 0 | 0
2023 PG Study Reference Scenario | SDG&E | Res | HVAC | Res - Multi Family | Fuel Substitution | Admin | 284.012 | 5022.549 | 5435.467 | 7085.523 | 7535.603 | 0 | 0 | 0 | 0 | 0 | 0
2023 PG Study Reference Scenario | SDG&E | Res | HVAC | Res - Multi Family | Fuel Substitution | Incentives | 1230.684 | 15071.45 | 16635.54 | 22013.79 | 23879.68 | 0 | 0 | 0 | 0 | 0 | 0
2023 PG Study Reference Scenario | SDG&E | Res | HVAC | Res - Multi Family | Fuel Substitution | Incremental Measure Cost | -24057 | -8458.02 | -9246.66 | -4951.4 | -5322.22 | 0 | 0 | 0 | 0 | 0 | 0
2023 PG Study Reference Scenario | SDG&E | Res | HVAC | Res - Single Family | Energy Efficiency | Admin | 4135.126 | 4803.259 | 4746.598 | 4829.848 | 4440.91 | 4644.08 | 3530.741 | 4097.874 | 6295.684 | 5491.31 | 5392.017
2023 PG Study Reference Scenario | SDG&E | Res | HVAC | Res - Single Family | Energy Efficiency | Incentives | 29221.3 | 34265.58 | 34190.39 | 35145.52 | 32665.67 | 34790.63 | 26782.26 | 31499.77 | 64625.83 | 57245.69 | 57084.3
2023 PG Study Reference Scenario | SDG&E | Res | HVAC | Res - Single Family | Energy Efficiency | Incremental Measure Cost | -36102.9 | -46871.4 | -50853.7 | -55943.1 | -54859.6 | -60364.2 | -47871.1 | -57383.6 | 134055.5 | 118333.8 | 118614.3
2023 PG Study Reference Scenario | SDG&E | Res | HVAC | Res - Single Family | Energy Efficiency | Admin | 17230.24 | 18848.04 | 20406.12 | 21885.31 | 23216.04 | 24254.88 | 25366.61 | 26374.05 | 27094.89 | 27747.8 | 28337.29
2023 PG Study Reference Scenario | SDG&E | Res | HVAC | Res - Single Family | Energy Efficiency | Incentives | 317.1416 | 403.0237 | 436.1191 | 467.7226 | 0 | 0 | 0 | 0 | 318171.1 | 325838.1 | 332760.4
2023 PG Study Reference Scenario | SDG&E | Res | HVAC | Res - Single Family | Energy Efficiency | Incremental Measure Cost | -2509053 | -2735458 | -2951280 | -3154144 | -3341899 | -3507429 | -3655662 | -3787699 | 714041.4 | 745938.3 | 777084.4
2023 PG Study Reference Scenario | SDG&E | Res | HVAC | Res - Single Family | Fuel Substitution | Admin | 3505.748 | 4329.219 | 31088.78 | 33702.7 | 36260.24 | 0 | 0 | 0 | 0 | 0 | 0
2023 PG Study Reference Scenario | SDG&E | Res | HVAC | Res - Single Family | Fuel Substitution | Incentives | 7347.471 | 9619.115 | 96324.37 | 109012.2 | 122175.3 | 0 | 0 | 0 | 0 | 0 | 0
2023 PG Study Reference Scenario | SDG&E | Res | HVAC | Res - Single Family | Fuel Substitution | Incremental Measure Cost | -129051 | -509718 | -423229 | -431753 | -435757 | 0 | 0 | 0 | 0 | 0 | 0
2023 PG Study Reference Scenario | SDG&E | Res | Lighting | Res - Multi Family | Energy Efficiency | Admin | 199.4934 | 129.8057 | 129.2479 | 130.5058 | 124.6519 | 128.0165 | 110.4762 | 117.7977 | 115.3576 | 115.4171 | 66.0581
2023 PG Study Reference Scenario | SDG&E | Res | Lighting | Res - Multi Family | Energy Efficiency | Incentives | 5515.287 | 3588.669 | 3573.248 | 3608.024 | 3446.184 | 3539.203 | 3054.276 | 3256.689 | 3189.23 | 3190.875 | 1826.272
2023 PG Study Reference Scenario | SDG&E | Res | Lighting | Res - Multi Family | Energy Efficiency | Incremental Measure Cost | 8611.467 | 5640.451 | 5728.278 | 5899.338 | 5747.088 | 6019.977 | 5298.85 | 5762.827 | 5756.159 | 5874.159 | 3737.442
2023 PG Study Reference Scenario | SDG&E | Res | Lighting | Res - Multi Family | Energy Efficiency | Admin | 956.283 | 977.8121 | 996.0402 | 1011.783 | 1025.174 | 1037.257 | 1047.073 | 1056.48 | 1065.094 | 597.7734 | 602.437
2023 PG Study Reference Scenario | SDG&E | Res | Lighting | Res - Multi Family | Energy Efficiency | Incentives | 26437.84 | 27033.04 | 27536.99 | 27972.23 | 28342.42 | 28676.48 | 28947.85 | 29207.93 | 29446.08 | 16526.32 | 16655.25
2023 PG Study Reference Scenario | SDG&E | Res | Lighting | Res - Multi Family | Energy Efficiency | Incremental Measure Cost | 39936.63 | 41675.79 | 43326.49 | 44917.65 | 46449.3 | 47964.71 | 49414.74 | 50884.48 | 52354.15 | 32565.67 | 33501.86
2023 PG Study Reference Scenario | SDG&E | Res | Lighting | Res - Single Family | Energy Efficiency | Admin | 475.0881 | 535.2828 | 364.0989 | 363.2357 | 329.0396 | 340.6236 | 258.2019 | 293.2726 | 441.9724 | 388.9361 | 380.5826
2023 PG Study Reference Scenario | SDG&E | Res | Lighting | Res - Single Family | Energy Efficiency | Incentives | 13134.5 | 14798.67 | 10066.05 | 10042.18 | 9096.781 | 9417.037 | 7138.37 | 8107.95 | 12218.97 | 10752.71 | 10521.76
2023 PG Study Reference Scenario | SDG&E | Res | Lighting | Res - Single Family | Energy Efficiency | Incremental Measure Cost | 19966.29 | 22945.95 | 16601.51 | 16895.4 | 15612.17 | 16485.94 | 12747.2 | 14768.51 | 22702.09 | 20377.52 | 20338.62
2023 PG Study Reference Scenario | SDG&E | Res | Lighting | Res - Single Family | Energy Efficiency | Admin | 5975.389 | 4193.731 | 4256.763 | 4310.211 | 4354.227 | 4393.459 | 4423.298 | 4452.247 | 4488.251 | 4519.287 | 4548.623
2023 PG Study Reference Scenario | SDG&E | Res | Lighting | Res - Single Family | Energy Efficiency | Incentives | 165198.3 | 115941.8 | 117684.4 | 119162.1 | 120379 | 121463.6 | 122288.5 | 123088.9 | 124084.3 | 124942.3 | 125753.3
2023 PG Study Reference Scenario | SDG&E | Res | Lighting | Res - Single Family | Energy Efficiency | Incremental Measure Cost | 245804.4 | 182570.4 | 189187.5 | 195565.5 | 201686.2 | 207749.3 | 213514.8 | 219385 | 225767.2 | 232055.6 | 238412.3
2023 PG Study Reference Scenario | SDG&E | Res | WaterHeat | Res - Multi Family | Energy Efficiency | Admin | 30774.21 | 32575.28 | 32089.78 | 45992.47 | 43894.63 | 35968.23 | 31188.94 | 33132.29 | 32509.33 | 32542.46 | 32508.71
2023 PG Study Reference Scenario | SDG&E | Res | WaterHeat | Res - Multi Family | Energy Efficiency | Incentives | 69799.84 | 74456.44 | 73738.65 | 128895.3 | 123649.6 | 118626 | 102977.6 | 109656.3 | 107740.7 | 108022.6 | 108075.4
2023 PG Study Reference Scenario | SDG&E | Res | WaterHeat | Res - Multi Family | Energy Efficiency | Incremental Measure Cost | 434499.3 | 471725.5 | 474855.9 | 1000037 | 977804.9 | 1007927 | 891816.5 | 967226.1 | 968036.8 | 988448.2 | 1007075
2023 PG Study Reference Scenario | SDG&E | Res | WaterHeat | Res - Multi Family | Energy Efficiency | Admin | 199471.7 | 182516.1 | 163923.4 | 144566.8 | 125310.3 | 107065.9 | 90389.57 | 75342.89 | 62121.66 | 50747.94 | 41125.86
2023 PG Study Reference Scenario | SDG&E | Res | WaterHeat | Res - Multi Family | Energy Efficiency | Incentives | 371302.6 | 340211.3 | 307495.4 | 273925.5 | 240462.7 | 208757.5 | 179677.2 | 152735 | 128454.5 | 106778.8 | 88099.43
2023 PG Study Reference Scenario | SDG&E | Res | WaterHeat | Res - Multi Family | Energy Efficiency | Incremental Measure Cost | 795386.4 | 718733.9 | 642626.8 | 567856 | 495522.2 | 429264.1 | 370408.2 | 315858.8 | 266699.7 | 223368.2 | 185826.4
2023 PG Study Reference Scenario | SDG&E | Res | WaterHeat | Res - Multi Family | Energy Efficiency | Admin | 234199.7 | 232921.3 | 230981.4 | 229186.4 | 227535.4 | 149099.3 | 149879.4 | 150707.7 | 151506.8 | 152302 | 153092.4
2023 PG Study Reference Scenario | SDG&E | Res | WaterHeat | Res - Multi Family | Energy Efficiency | Incentives | 643575.5 | 649173.5 | 653021.3 | 656354.9 | 659274.7 | 588188.5 | 591266.2 | 594533.7 | 597686 | 600822.9 | 603941.2
2023 PG Study Reference Scenario | SDG&E | Res | WaterHeat | Res - Multi Family | Energy Efficiency | Incremental Measure Cost | 3783259 | 3897181 | 4004244 | 4109645 | 4213917 | 4172290 | 4278005 | 4387682 | 4499168 | 4613240 | 4729929
2023 PG Study Reference Scenario | SDG&E | Res | WaterHeat | Res - Multi Family | Fuel Substitution | Incremental Measure Cost | -2.0524 | -2.2781 | -2.3295 | -2.4091 | -2.3514 | 0 | 0 | 0 | 0 | 0 | 0
2023 PG Study Reference Scenario | SDG&E | Res | WaterHeat | Res - Multi Family | Fuel Substitution | Admin | 9286.92 | 9665.193 | 9945.869 | 10166.99 | 10351.91 | 0 | 0 | 0 | 0 | 0 | 0
2023 PG Study Reference Scenario | SDG&E | Res | WaterHeat | Res - Multi Family | Fuel Substitution | Incentives | 54921 | 57158.03 | 58813.23 | 60109.12 | 61189.99 | 0 | 0 | 0 | 0 | 0 | 0
2023 PG Study Reference Scenario | SDG&E | Res | WaterHeat | Res - Multi Family | Fuel Substitution | Incremental Measure Cost | 116370.8 | 120339.8 | 122958.1 | 124708.9 | 125884.9 | 0 | 0 | 0 | 0 | 0 | 0
2023 PG Study Reference Scenario | SDG&E | Res | WaterHeat | Res - Single Family | Energy Efficiency | Admin | 63811.84 | 70978.57 | 68069.87 | 100408.6 | 91220.65 | 55775.47 | 43530.18 | 48622.2 | 72086.78 | 65841.98 | 64968.37
2023 PG Study Reference Scenario | SDG&E | Res | WaterHeat | Res - Single Family | Energy Efficiency | Incentives | 40806.84 | 45841.88 | 44644.68 | 175124.6 | 161605.8 | 168303.8 | 131651.1 | 147626.3 | 219665 | 200858.3 | 198654.9
2023 PG Study Reference Scenario | SDG&E | Res | WaterHeat | Res - Single Family | Energy Efficiency | Incremental Measure Cost | -23340.1 | -19537.3 | -10597.4 | 1223175 | 1162680 | 1408204 | 1124889 | 1283767 | 2010079 | 1871737 | 1884114
2023 PG Study Reference Scenario | SDG&E | Res | WaterHeat | Res - Single Family | Energy Efficiency | Admin | 230269 | 202323 | 175606.5 | 599309.6 | 563251.4 | 524829.8 | 484893.3 | 444753.1 | 404837.6 | 365650.4 | 327868.1
2023 PG Study Reference Scenario | SDG&E | Res | WaterHeat | Res - Single Family | Energy Efficiency | Incentives | 388023.9 | 327970 | 278144.3 | 1925630 | 1873582 | 1806686 | 1705142 | 1585730 | 1461121 | 1333779 | 1207043
2023 PG Study Reference Scenario | SDG&E | Res | WaterHeat | Res - Single Family | Energy Efficiency | Incremental Measure Cost | 1095242 | 911503.4 | 764675.7 | 4025769 | 3897419 | 3745829 | 3570366 | 3380556 | 3174629 | 2954237 | 2726016
2023 PG Study Reference Scenario | SDG&E | Res | WaterHeat | Res - Single Family | Energy Efficiency | Admin | 712964.4 | 703615.8 | 692995.8 | 682470.3 | 666640.8 | 102198.9 | 102454.1 | 102748.1 | 103003.1 | 103178.9 | 103402.2
2023 PG Study Reference Scenario | SDG&E | Res | WaterHeat | Res - Single Family | Energy Efficiency | Incentives | 391257.1 | 395129.2 | 397868.8 | 400006.3 | 401638.7 | 403168.9 | 404175.8 | 405335.7 | 406341.7 | 407035.2 | 407915.9
2023 PG Study Reference Scenario | SDG&E | Res | WaterHeat | Res - Single Family | Energy Efficiency | Incremental Measure Cost | -1423709 | -1296858 | -1168067 | -1041229 | -892503 | 1631067 | 1691390 | 1753783 | 3000614 | 3065850 | 3133933
2023 PG Study Reference Scenario | SDG&E | Res | WaterHeat | Res - Single Family | Fuel Substitution | Incremental Measure Cost | -7.4412 | -8.7335 | -8.6891 | -8.8868 | -8.2131 | 0 | 0 | 0 | 0 | 0 | 0
2023 PG Study Reference Scenario | SDG&E | Res | WaterHeat | Res - Single Family | Fuel Substitution | Admin | 382.7993 | 390.8857 | 396.711 | 400.8602 | 350.9938 | 96.3045 | 118.4287 | 150.8727 | 0 | 0 | 223.7889
2023 PG Study Reference Scenario | SDG&E | Res | WaterHeat | Res - Single Family | Fuel Substitution | Incentives | 797.1525 | 743.0633 | 678.3858 | 605.0082 | 526.4908 | 569.8739 | 700.7919 | 725.9329 | 0 | 0 | 1324.252
2023 PG Study Reference Scenario | SDG&E | Res | WaterHeat | Res - Single Family | Fuel Substitution | Incremental Measure Cost | 920.5572 | 842.0095 | 749.9781 | 646.7733 | 536.5603 | 914.7155 | 946.6557 | 967.9106 | 0 | 0 | 5518.942
2023 PG Study Reference Scenario | SDG&E | Res | WholeBlg | Res - Multi Family | Energy Efficiency | Admin | 3218.51 | 3619.538 | 3966.621 | 4347.902 | 4513.443 | 4934.278 | 4655.06 | 5101.737 | 5329.729 | 5620.482 | 5903.747
2023 PG Study Reference Scenario | SDG&E | Res | WholeBlg | Res - Multi Family | Energy Efficiency | Incentives | 17858.89 | 20084.11 | 22010.01 | 24125.66 | 25044.22 | 27379.35 | 25830.03 | 28308.55 | 29573.63 | 31186.96 | 32758.74
2023 PG Study Reference Scenario | SDG&E | Res | WholeBlg | Res - Multi Family | Energy Efficiency | Incremental Measure Cost | 58939.65 | 67609.51 | 75574.59 | 84495.72 | 89466.96 | 99764.89 | 96001.7 | 107317.5 | 114355.4 | 123005.5 | 131788.6
2023 PG Study Reference Scenario | SDG&E | Res | WholeBlg | Res - Single Family | Energy Efficiency | Admin | 44422.51 | 51172.09 | 55965.64 | 61940.96 | 63467.62 | 70818.87 | 63789.47 | 72720.77 | 109875.4 | 117710.3 | 125678.1
2023 PG Study Reference Scenario | SDG&E | Res | WholeBlg | Res - Single Family | Energy Efficiency | Incentives | 176216.7 | 207049.3 | 230973.9 | 260746.2 | 272514.8 | 310158.5 | 284957.7 | 331348.3 | 510649.8 | 557999.9 | 607681.1
2023 PG Study Reference Scenario | SDG&E | Res | WholeBlg | Res - Single Family | Energy Efficiency | Incremental Measure Cost | 352433.4 | 414098.6 | 461947.7 | 521492.4 | 545029.5 | 620317 | 569915.4 | 662696.6 | 1021300 | 1116000 | 1215362
Scenario 1: Reference | PG&E | Res | AppPlug | Res - Single Family | Energy Efficiency | Admin | 194 | 229 | 259 | 285 | 309 | 0 | 0 | 0 | 0 | 0 | 0 | 94853 | 100789
Scenario 1: Reference | PG&E | Res | AppPlug | Res - Single Family | Energy Efficiency | Incentives | 2 | 3 | 3 | 3 | 4 | 0 | 0 | 0 | 0 | 0 | 0 | 1119 | 1189
Scenario 1: Reference | PG&E | Res | AppPlug | Res - Single Family | Energy Efficiency | Incremental Measure Cost | 101 | 121 | 140 | 157 | 174 | 0 | 0 | 0 | 0 | 0 | 0 | 1315488 | 1425775
Scenario 1: Reference | PG&E | Res | AppPlug | Res - Single Family | Fuel Substitution | Admin | 17 | 18 | 20 | 22 | 24 | 0 | 0 | 0 | 0 | 0 | 0 | 0 | 0
Scenario 1: Reference | PG&E | Res | AppPlug | Res - Single Family | Fuel Substitution | Incentives | 575 | 626 | 677 | 729 | 782 | 0 | 0 | 0 | 0 | 0 | 0 | 0 | 0
Scenario 1: Reference | PG&E | Res | AppPlug | Res - Single Family | Fuel Substitution | Incremental Measure Cost | 33 | 37 | 40 | 44 | 49 | 0 | 0 | 0 | 0 | 0 | 0 | 0 | 0
Scenario 1: Reference | PG&E | Res | BldgEnv | Res - Single Family | Energy Efficiency | Admin | 94740 | 112689 | 119499 | 119408 | 116068 | 111347 | 105911 | 100001 | 94239 | 0 | 0 | 0 | 0
Scenario 1: Reference | PG&E | Res | BldgEnv | Res - Single Family | Energy Efficiency | Incremental Measure Cost | 694117 | 853740 | 928193 | 947472 | 939187 | 918159 | 889491 | 855044 | 820204 | 0 | 0 | 0 | 0
Scenario 1: Reference | PG&E | Res | HVAC | Res - Single Family | Fuel Substitution | Incremental Measure Cost | 17733 | 19394 | 23875 | 25794 | 25409 | 7324 | 7968 | 8636 | 232 | 257 | 280 | 299 | 316
Scenario 1: Reference | PG&E | Res | HVAC | Res - Single Family | Energy Efficiency | Incremental Measure Cost | 15476960 | 17783232 | 19558244 | 18113139 | 17425523 | 7823432 | 8286466 | 8739949 | 2080825 | 1052004 | 1099517 | 1460206 | 1504914
Scenario 1: Reference | PG&E | Res | HVAC | Res - Single Family | Energy Efficiency | Admin | 3238587 | 3362123 | 4962605 | 1393741 | 1454235 | 503710 | 520191 | 535245 | 239846 | 196268 | 199332 | 600418 | 591059
Scenario 1: Reference | PG&E | Res | HVAC | Res - Single Family | Energy Efficiency | Incentives | 2782938 | 2889105 | 2946087 | 1197726 | 1249712 | 432829 | 446991 | 459926 | 206095 | 168649 | 171282 | 433531 | 433027
Scenario 1: Reference | PG&E | Res | HVAC | Res - Single Family | Fuel Substitution | Admin | 6704 | 7243 | 8624 | 9200 | 9772 | 772 | 827 | 880 | 56 | 61 | 65 | 68 | 71
Scenario 1: Reference | PG&E | Res | HVAC | Res - Single Family | Fuel Substitution | Incentives | 1 | 2 | 2 | 2 | 2 | 0 | 0 | 0 | 0 | 0 | 0 | 0 | 0
Scenario 1: Reference | PG&E | Res | WaterHeat | Res - Single Family | Energy Efficiency | Admin | 4565134 | 4953943 | 5201015 | 5330748 | 5387690 | 2588046 | 2534122 | 2478977 | 2429842 | 2392051 | 2363253 | 2343363 | 2328968
Scenario 1: Reference | PG&E | Res | WaterHeat | Res - Single Family | Energy Efficiency | Incentives | 658 | 714 | 749 | 768 | 776 | 373 | 365 | 357 | 350 | 345 | 341 | 338 | 336
Scenario 1: Reference | PG&E | Res | WaterHeat | Res - Single Family | Energy Efficiency | Incremental Measure Cost | 6459325 | 7202597 | 7944573 | 5399418 | 5664944 | 2694838 | 2781909 | 2869308 | 2961855 | 3063797 | 3174259 | 3293684 | 3419824
Scenario 1: Reference | PG&E | Res | WaterHeat | Res - Single Family | Fuel Substitution | Admin | 19644 | 28571 | 37334 | 46520 | 56470 | 223158 | 264863 | 305815 | 343074 | 379626 | 430837 | 482323 | 523350
Scenario 1: Reference | PG&E | Res | WaterHeat | Res - Single Family | Fuel Substitution | Incentives | 26948 | 38351 | 49083 | 59924 | 71284 | 99732 | 118371 | 136672 | 153324 | 169659 | 192546 | 215556 | 233891
Scenario 1: Reference | PG&E | Res | WaterHeat | Res - Single Family | Fuel Substitution | Incremental Measure Cost | 39289 | 57142 | 74668 | 93040 | 112941 | 467713 | 566247 | 666892 | 763122 | 861478 | 997262 | 1138763 | 1260339
Scenario 1: Reference | PG&E | Res | WholeBlg | Res - Single Family | Energy Efficiency | Admin | 0 | 0 | 14591 | 15127 | 14782 | 14462 | 13716 | 12851 | 11813 | 10979 | 10032 | 9246 | 1455834
Scenario 1: Reference | PG&E | Res | WholeBlg | Res - Single Family | Energy Efficiency | Incentives | 0 | 0 | 11164 | 11574 | 11310 | 11065 | 10494 | 9833 | 9038 | 8400 | 7676 | 7074 | 1113875
Scenario 1: Reference | PG&E | Res | WholeBlg | Res - Single Family | Energy Efficiency | Incremental Measure Cost | 0 | 0 | 55849 | 59059 | 58867 | 58744 | 56826 | 54309 | 50921 | 48274 | 44992 | 42293 | 9209911
Scenario 1: Reference | SCE | Res | AppPlug | Res - Single Family | Energy Efficiency | Admin | 0 | 0 | 0 | 0 | 0 | 0 | 0 | 0 | 0 | 0 | 0 | 0 | 0
Scenario 1: Reference | SCE | Res | AppPlug | Res - Single Family | Energy Efficiency | Incentives | 0 | 0 | 0 | 0 | 0 | 0 | 0 | 0 | 0 | 0 | 0 | 0 | 0
Scenario 1: Reference | SCE | Res | AppPlug | Res - Single Family | Energy Efficiency | Incremental Measure Cost | 0 | 0 | 0 | 0 | 0 | 0 | 0 | 0 | 0 | 0 | 0 | 0 | 0
Scenario 1: Reference | SCE | Res | AppPlug | Res - Single Family | Fuel Substitution | Admin | 23472 | 25595 | 27738 | 29909 | 32111 | 0 | 0 | 0 | 0 | 0 | 0 | 0 | 0
Scenario 1: Reference | SCE | Res | AppPlug | Res - Single Family | Fuel Substitution | Incentives | 396378 | 432232 | 468414 | 505082 | 542261 | 0 | 0 | 0 | 0 | 0 | 0 | 0 | 0
Scenario 1: Reference | SCE | Res | BldgEnv | Res - Single Family | Energy Efficiency | Admin | 148792 | 146671 | 143724 | 140114 | 136811 | 133159 | 129416 | 125720 | 8493 | 0 | 0 | 0 | 0
Scenario 1: Reference | SCE | Res | BldgEnv | Res - Single Family | Energy Efficiency | Incremental Measure Cost | 3609490 | 3855158 | 3970711 | 3975804 | 4013203 | 3983728 | 3922666 | 3849789 | 1563338 | 0 | 0 | 0 | 0
Scenario 1: Reference | SCE | Res | HVAC | Res - Single Family | Energy Efficiency | Admin | 8155316 | 7195599 | 6231438 | 5314476 | 4485193 | 3756012 | 3131933 | 2608713 | 1801885 | 1382003 | 1089188 | 853278 | 664038
Scenario 1: Reference | SCE | Res | HVAC | Res - Single Family | Energy Efficiency | Incentives | 8431352 | 7629938 | 6768878 | 5906421 | 5097976 | 4364052 | 3719839 | 3168676 | 2089120 | 1595507 | 1269776 | 1004666 | 790114
Scenario 1: Reference | SCE | Res | HVAC | Res - Single Family | Energy Efficiency | Incremental Measure Cost | 18981882 | 18980455 | 18754884 | 18358049 | 18020941 | 17664361 | 17351302 | 17115259 | 5212049 | 2755066 | 2238472 | 1808643 | 1453052
Scenario 1: Reference | SCE | Res | HVAC | Res - Single Family | Fuel Substitution | Admin | 326 | 341 | 349 | 378 | 383 | 0 | 0 | 0 | 0 | 0 | 0 | 0 | 0
Scenario 1: Reference | SCE | Res | HVAC | Res - Single Family | Fuel Substitution | Incentives | 4508 | 4708 | 4815 | 5245 | 5314 | 49 | 52 | 53 | 19 | 19 | 19 | 20 | 20
Scenario 1: Reference | SCE | Res | WaterHeat | Res - Single Family | Energy Efficiency | Admin | 43100 | 47922 | 51949 | 55295 | 58915 | 62184 | 65258 | 68229 | 71177 | 74121 | 77242 | 80732 | 84255
Scenario 1: Reference | SCE | Res | WaterHeat | Res - Single Family | Energy Efficiency | Incentives | 27755 | 30860 | 33453 | 35608 | 37940 | 40044 | 42024 | 43938 | 45836 | 47732 | 49742 | 51989 | 54257
Scenario 1: Reference | SCE | Res | WaterHeat | Res - Single Family | Energy Efficiency | Incremental Measure Cost | 160601 | 182491 | 201857 | 219071 | 238149 | 256469 | 274620 | 292959 | 311815 | 331292 | 352178 | 375311 | 399433
Scenario 1: Reference | SCE | Res | WaterHeat | Res - Single Family | Fuel Substitution | Admin | 1465770 | 1441706 | 1408707 | 1385004 | 1372856 | 0 | 0 | 0 | 0 | 0 | 0 | 0 | 0
Scenario 1: Reference | SCE | Res | WaterHeat | Res - Single Family | Fuel Substitution | Incentives | 5565830 | 5474321 | 5348864 | 5258756 | 5212578 | 1960974 | 2314073 | 2693280 | 2987038 | 3194854 | 3335075 | 3428089 | 3490047
Scenario 1: Reference | SCE | Res | WholeBlg | Res - Single Family | Energy Efficiency | Admin | 0 | 0 | 79785 | 80017 | 77577 | 72528 | 66534 | 60383 | 54756 | 49551 | 45009 | 41252 | 37792
Scenario 1: Reference | SCE | Res | WholeBlg | Res - Single Family | Energy Efficiency | Incentives | 0 | 0 | 942 | 945 | 916 | 856 | 786 | 713 | 647 | 585 | 531 | 487 | 446
Scenario 1: Reference | SCE | Res | WholeBlg | Res - Single Family | Energy Efficiency | Incremental Measure Cost | 0 | 0 | 663644 | 678888 | 671350 | 640209 | 599044 | 554537 | 512919 | 473447 | 438646 | 410079 | 383195
Scenario 1: Reference | SCG | Res | AppPlug | Res - Single Family | Energy Efficiency | Admin | 0 | 0 | 0 | 0 | 0 | 0 | 0 | 0 | 0 | 0 | 0 | 0 | 0
Scenario 1: Reference | SCG | Res | AppPlug | Res - Single Family | Energy Efficiency | Incentives | 0 | 0 | 0 | 0 | 0 | 0 | 0 | 0 | 0 | 0 | 0 | 0 | 0
Scenario 1: Reference | SCG | Res | AppPlug | Res - Single Family | Energy Efficiency | Incremental Measure Cost | 0 | 0 | 0 | 0 | 0 | 0 | 0 | 0 | 0 | 0 | 0 | 0 | 0
Scenario 1: Reference | SCG | Res | AppPlug | Res - Single Family | Fuel Substitution | Incremental Measure Cost | 343338 | 381881 | 422125 | 464273 | 508418 | 0 | 0 | 0 | 0 | 0 | 0 | 0 | 0
Scenario 1: Reference | SCG | Res | BldgEnv | Res - Single Family | Energy Efficiency | Admin | 16480 | 19170 | 20307 | 20445 | 20460 | 19910 | 22764 | 21685 | 17123 | 0 | 0 | 0 | 0
Scenario 1: Reference | SCG | Res | BldgEnv | Res - Single Family | Energy Efficiency | Incentives | 77737 | 93123 | 99925 | 101164 | 101702 | 99088 | 117961 | 112322 | 84878 | 0 | 0 | 0 | 0
Scenario 1: Reference | SCG | Res | BldgEnv | Res - Single Family | Energy Efficiency | Incremental Measure Cost | 1535551 | 1811533 | 1959195 | 2011524 | 2053019 | 2036202 | 2037299 | 1969739 | 1851110 | 0 | 0 | 0 | 0
Scenario 1: Reference | SCG | Res | HVAC | Res - Single Family | Fuel Substitution | Incremental Measure Cost | 12338 | 13241 | 13817 | 15954 | 15139 | 448 | 455 | 476 | 96 | 100 | 104 | 107 | 110
Scenario 1: Reference | SCG | Res | HVAC | Res - Single Family | Energy Efficiency | Incremental Measure Cost | 12326338 | 6407705 | 6885830 | 7186825 | 4173642 | 0 | 0 | 0 | 0 | 0 | 0 | 0 | 22454
Scenario 1: Reference | SCG | Res | HVAC | Res - Single Family | Energy Efficiency | Admin | 35982 | 20593 | 21705 | 22219 | 21664 | 0 | 0 | 0 | 0 | 0 | 0 | 0 | 1469
Scenario 1: Reference | SCG | Res | HVAC | Res - Single Family | Energy Efficiency | Incentives | 553709 | 190124 | 201225 | 206515 | 190883 | 0 | 0 | 0 | 0 | 0 | 0 | 0 | 15719
Scenario 1: Reference | SCG | Res | WaterHeat | Res - Single Family | Energy Efficiency | Admin | 2861914 | 2759038 | 2692174 | 2627490 | 2585761 | 455596 | 402456 | 357853 | 327504 | 302936 | 281018 | 261490 | 243543
Scenario 1: Reference | SCG | Res | WaterHeat | Res - Single Family | Energy Efficiency | Incentives | 1579680 | 1522564 | 1485427 | 1449563 | 1426419 | 251996 | 222604 | 197934 | 181147 | 167558 | 155435 | 144634 | 134707
Scenario 1: Reference | SCG | Res | WaterHeat | Res - Single Family | Energy Efficiency | Incremental Measure Cost | 40524596 | 42507134 | 39202839 | 23605396 | 24072528 | 2416510 | 2189626 | 1994545 | 1864930 | 1761070 | 1667886 | 1584612 | 1506866
Scenario 1: Reference | SCG | Res | WaterHeat | Res - Single Family | Fuel Substitution | Incremental Measure Cost | 10581744 | 10615862 | 10580078 | 10609872 | 10726939 | 11793839 | 14197119 | 16854332 | 19066669 | 20801120 | 22148394 | 23221452 | 24113995
Scenario 1: Reference | SCG | Res | WholeBlg | Res - Single Family | Energy Efficiency | Admin | 0 | 0 | 0 | 0 | 0 | 0 | 0 | 0 | 0 | 0 | 0 | 0 | 0
Scenario 1: Reference | SCG | Res | WholeBlg | Res - Single Family | Energy Efficiency | Incentives | 0 | 0 | 0 | 0 | 0 | 0 | 0 | 0 | 0 | 0 | 0 | 0 | 0
Scenario 1: Reference | SCG | Res | WholeBlg | Res - Single Family | Energy Efficiency | Incremental Measure Cost | 0 | 0 | 0 | 0 | 0 | 0 | 0 | 0 | 0 | 0 | 0 | 0 | 0
Scenario 1: Reference | SDG&E | Res | AppPlug | Res - Single Family | Energy Efficiency | Admin | 0 | 0 | 0 | 0 | 0 | 12 | 13 | 13 | 13 | 13 | 13 | 13 | 14
Scenario 1: Reference | SDG&E | Res | AppPlug | Res - Single Family | Energy Efficiency | Incentives | 0 | 0 | 0 | 0 | 0 | 1 | 1 | 1 | 1 | 1 | 1 | 1 | 1
Scenario 1: Reference | SDG&E | Res | AppPlug | Res - Single Family | Energy Efficiency | Incremental Measure Cost | 0 | 0 | 0 | 0 | 0 | 1537 | 1692 | 1734 | 1775 | 1816 | 1859 | 1902 | 1947
Scenario 1: Reference | SDG&E | Res | AppPlug | Res - Single Family | Fuel Substitution | Admin | 1 | 1 | 1 | 1 | 1 | 0 | 0 | 0 | 0 | 0 | 0 | 0 | 0
Scenario 1: Reference | SDG&E | Res | AppPlug | Res - Single Family | Fuel Substitution | Incentives | 102 | 111 | 120 | 129 | 138 | 0 | 0 | 0 | 0 | 0 | 0 | 0 | 0
Scenario 1: Reference | SDG&E | Res | AppPlug | Res - Single Family | Fuel Substitution | Incremental Measure Cost | 6 | 6 | 7 | 8 | 8 | 0 | 0 | 0 | 0 | 0 | 0 | 0 | 0
Scenario 1: Reference | SDG&E | Res | BldgEnv | Res - Single Family | Energy Efficiency | Admin | 21610 | 21292 | 20935 | 20513 | 19985 | 19503 | 19021 | 18543 | 4110 | 3114 | 3038 | 2965 | 2894
Scenario 1: Reference | SDG&E | Res | BldgEnv | Res - Single Family | Energy Efficiency | Incremental Measure Cost | 718802 | 744370 | 762329 | 770246 | 762318 | 759495 | 754766 | 748815 | 212749 | 68914 | 68577 | 68263 | 67969
Scenario 1: Reference | SDG&E | Res | HVAC | Res - Single Family | Energy Efficiency | Incremental Measure Cost | 5575399 | 6238064 | 6731268 | 7049094 | 6490103 | 2990739 | 3055284 | 3113119 | 374417 | 34046 | 32267 | 30874 | 29628
Scenario 1: Reference | SDG&E | Res | HVAC | Res - Single Family | Fuel Substitution | Incremental Measure Cost | 553076 | 583692 | 610114 | 635755 | 601912 | 5896 | 5074 | 5432 | 0 | 0 | 0 | 0 | 0
Scenario 1: Reference | SDG&E | Res | HVAC | Res - Single Family | Energy Efficiency | Admin | 34276 | 35320 | 36048 | 36055 | 34539 | 16943 | 16281 | 15674 | 5214 | 3570 | 3196 | 2895 | 2640
Scenario 1: Reference | SDG&E | Res | HVAC | Res - Single Family | Energy Efficiency | Incentives | 570274 | 629470 | 668412 | 687394 | 670400 | 270324 | 269247 | 267407 | 55384 | 28308 | 26828 | 25670 | 24634
Scenario 1: Reference | SDG&E | Res | HVAC | Res - Single Family | Fuel Substitution | Admin | 21066 | 21796 | 22324 | 22768 | 23052 | 7 | 8 | 9 | 0 | 0 | 0 | 0 | 0
Scenario 1: Reference | SDG&E | Res | HVAC | Res - Single Family | Fuel Substitution | Incentives | 183036 | 189374 | 193964 | 197820 | 200289 | 64 | 72 | 76 | 0 | 0 | 0 | 0 | 0
Scenario 1: Reference | SDG&E | Res | WaterHeat | Res - Single Family | Energy Efficiency | Admin | 756638 | 754403 | 736002 | 704000 | 656350 | 330667 | 297288 | 267109 | 240577 | 217703 | 198247 | 182088 | 168490
Scenario 1: Reference | SDG&E | Res | WaterHeat | Res - Single Family | Energy Efficiency | Incentives | 2429100 | 2421925 | 2362851 | 2260113 | 2107139 | 1061575 | 954417 | 857530 | 772354 | 698919 | 636459 | 584580 | 540928
Scenario 1: Reference | SDG&E | Res | WaterHeat | Res - Single Family | Energy Efficiency | Incremental Measure Cost | 8727300 | 9142960 | 8699711 | 6136497 | 5970317 | 2913410 | 2783494 | 2663738 | 2558208 | 2468392 | 2394231 | 2336719 | 2291887
Scenario 1: Reference | SDG&E | Res | WaterHeat | Res - Single Family | Fuel Substitution | Admin | 1675 | 1725 | 1765 | 1802 | 1839 | 694 | 779 | 872 | 950 | 1007 | 1045 | 1071 | 1089
Scenario 1: Reference | SDG&E | Res | WaterHeat | Res - Single Family | Fuel Substitution | Incentives | 59732 | 61532 | 62944 | 64283 | 65612 | 24749 | 27789 | 31092 | 33901 | 35910 | 37287 | 38219 | 38851
Scenario 1: Reference | SDG&E | Res | WaterHeat | Res - Single Family | Fuel Substitution | Incremental Measure Cost | 9838 | 10337 | 10787 | 11237 | 11699 | 12656 | 14495 | 16542 | 18397 | 19877 | 21052 | 22010 | 22821
Scenario 1: Reference | PG&E | Res | AppPlug | Res - Multi Family | Energy Efficiency | Admin | 0 | 0 | 41471 | 46691 | 46989 | 47220 | 47422 | 47014 | 47126 | 47240 | 47370 | 47537 | 47377
Scenario 1: Reference | PG&E | Res | AppPlug | Res - Multi Family | Energy Efficiency | Incentives | 0 | 0 | 489 | 551 | 554 | 557 | 560 | 555 | 556 | 557 | 559 | 561 | 559
Scenario 1: Reference | PG&E | Res | AppPlug | Res - Multi Family | Energy Efficiency | Incremental Measure Cost | 0 | 0 | 185694 | 213252 | 218902 | 224381 | 229844 | 232426 | 237641 | 242978 | 248518 | 254385 | 258598
Scenario 1: Reference | PG&E | Res | AppPlug | Res - Multi Family | Fuel Substitution | Admin | 2 | 2 | 2 | 2 | 3 | 0 | 0 | 0 | 0 | 0 | 0 | 0 | 0
Scenario 1: Reference | PG&E | Res | AppPlug | Res - Multi Family | Fuel Substitution | Incentives | 100 | 109 | 118 | 128 | 138 | 0 | 0 | 0 | 0 | 0 | 0 | 0 | 0
Scenario 1: Reference | PG&E | Res | AppPlug | Res - Multi Family | Fuel Substitution | Incremental Measure Cost | 3 | 4 | 4 | 5 | 5 | 0 | 0 | 0 | 0 | 0 | 0 | 0 | 0
Scenario 1: Reference | PG&E | Res | HVAC | Res - Multi Family | Energy Efficiency | Admin | 65717 | 72400 | 372387 | 83518 | 87931 | 91981 | 95793 | 92940 | 96051 | 99078 | 102034 | 166759 | 151264
Scenario 1: Reference | PG&E | Res | HVAC | Res - Multi Family | Energy Efficiency | Incentives | 56469 | 62212 | 67470 | 71765 | 75558 | 79038 | 82313 | 79861 | 82535 | 85136 | 87676 | 131910 | 122185
Scenario 1: Reference | PG&E | Res | HVAC | Res - Multi Family | Energy Efficiency | Incremental Measure Cost | 223932 | 251471 | 278201 | 301893 | 324219 | 345960 | 367508 | 364779 | 384510 | 404545 | 424935 | 496266 | 495339
Scenario 1: Reference | PG&E | Res | HVAC | Res - Multi Family | Fuel Substitution | Admin | 111 | 183 | 196 | 210 | 244 | 63 | 68 | 72 | 75 | 80 | 84 | 87 | 90
Scenario 1: Reference | PG&E | Res | HVAC | Res - Multi Family | Fuel Substitution | Incentives | 0 | 0 | 0 | 0 | 0 | 0 | 0 | 0 | 0 | 0 | 0 | 0 | 0
Scenario 1: Reference | PG&E | Res | HVAC | Res - Multi Family | Fuel Substitution | Incremental Measure Cost | 225 | 402 | 435 | 469 | 571 | 336 | 366 | 394 | 421 | 455 | 488 | 516 | 541
Scenario 1: Reference | PG&E | Res | WaterHeat | Res - Multi Family | Energy Efficiency | Admin | 981095 | 1017253 | 1050229 | 1065414 | 1069067 | 679029 | 669126 | 627153 | 617488 | 609405 | 604042 | 603000 | 584191
Scenario 1: Reference | PG&E | Res | WaterHeat | Res - Multi Family | Energy Efficiency | Incentives | 141 | 147 | 151 | 154 | 154 | 98 | 96 | 90 | 89 | 88 | 87 | 87 | 84
Scenario 1: Reference | PG&E | Res | WaterHeat | Res - Multi Family | Energy Efficiency | Incremental Measure Cost | 906606 | 976334 | 1046597 | 1108489 | 1164880 | 687704 | 716192 | 716840 | 745204 | 775373 | 807993 | 844425 | 863206
Scenario 1: Reference | PG&E | Res | WaterHeat | Res - Multi Family | Fuel Substitution | Admin | 734237 | 819672 | 910889 | 1007911 | 1109969 | 31280 | 37279 | 43138 | 48466 | 54323 | 61930 | 69315 | 75128
Scenario 1: Reference | PG&E | Res | WaterHeat | Res - Multi Family | Fuel Substitution | Incentives | 544175 | 595746 | 649180 | 704507 | 760968 | 14024 | 16668 | 19279 | 21660 | 24278 | 27677 | 30978 | 33576
Scenario 1: Reference | PG&E | Res | WaterHeat | Res - Multi Family | Fuel Substitution | Incremental Measure Cost | 1468474 | 1639345 | 1821778 | 2015823 | 2219939 | 64679 | 78397 | 92481 | 105972 | 121077 | 140748 | 160678 | 177635
Scenario 1: Reference | PG&E | Res | WholeBlg | Res - Multi Family | Energy Efficiency | Admin | 0 | 0 | 4019 | 4149 | 4091 | 4037 | 978042 | 935493 | 873696 | 819449 | 757393 | 1182478 | 1099131
Scenario 1: Reference | PG&E | Res | WholeBlg | Res - Multi Family | Energy Efficiency | Incentives | 0 | 0 | 3075 | 3174 | 3130 | 3089 | 748308 | 715754 | 668472 | 626968 | 579488 | 904723 | 840955
Scenario 1: Reference | PG&E | Res | WholeBlg | Res - Multi Family | Energy Efficiency | Incremental Measure Cost | 0 | 0 | 13860 | 14592 | 14679 | 14774 | 4352558 | 4246465 | 4045260 | 3869978 | 3648437 | 6008563 | 5696772
Scenario 1: Reference | SCE | Res | AppPlug | Res - Multi Family | Energy Efficiency | Admin | 0 | 0 | 0 | 0 | 0 | 0 | 0 | 0 | 0 | 0 | 0 | 0 | 0
Scenario 1: Reference | SCE | Res | AppPlug | Res - Multi Family | Energy Efficiency | Incentives | 0 | 0 | 0 | 0 | 0 | 0 | 0 | 0 | 0 | 0 | 0 | 0 | 0
Scenario 1: Reference | SCE | Res | AppPlug | Res - Multi Family | Energy Efficiency | Incremental Measure Cost | 0 | 0 | 0 | 0 | 0 | 0 | 0 | 0 | 0 | 0 | 0 | 0 | 0
Scenario 1: Reference | SCE | Res | AppPlug | Res - Multi Family | Fuel Substitution | Admin | 3461 | 3784 | 4113 | 4450 | 4793 | 0 | 0 | 0 | 0 | 0 | 0 | 0 | 0
Scenario 1: Reference | SCE | Res | AppPlug | Res - Multi Family | Fuel Substitution | Incentives | 58489 | 63942 | 69510 | 75197 | 80997 | 0 | 0 | 0 | 0 | 0 | 0 | 0 | 0
Scenario 1: Reference | SCE | Res | HVAC | Res - Multi Family | Energy Efficiency | Admin | 518499 | 447778 | 375628 | 309776 | 253406 | 204908 | 166417 | 135418 | 110732 | 91230 | 75925 | 63971 | 54636
Scenario 1: Reference | SCE | Res | HVAC | Res - Multi Family | Energy Efficiency | Incentives | 20126 | 38257 | 44561 | 47262 | 49785 | 49589 | 51465 | 53106 | 54551 | 55823 | 56961 | 57992 | 58875
Scenario 1: Reference | SCE | Res | HVAC | Res - Multi Family | Energy Efficiency | Incremental Measure Cost | 47708 | 127431 | 155688 | 168555 | 181195 | 184145 | 194969 | 205231 | 215044 | 224465 | 233629 | 242619 | 251239
Scenario 1: Reference | SCE | Res | HVAC | Res - Multi Family | Fuel Substitution | Admin | 13 | 14 | 14 | 15 | 17 | 0 | 0 | 0 | 0 | 0 | 0 | 0 | 0
Scenario 1: Reference | SCE | Res | HVAC | Res - Multi Family | Fuel Substitution | Incentives | 209 | 215 | 219 | 230 | 278 | 2 | 2 | 2 | 2 | 2 | 2 | 2 | 2
Scenario 1: Reference | SCE | Res | WaterHeat | Res - Multi Family | Energy Efficiency | Admin | 59488 | 62359 | 65721 | 68793 | 71881 | 74518 | 77316 | 80051 | 82740 | 85403 | 88078 | 91872 | 96334
Scenario 1: Reference | SCE | Res | WaterHeat | Res - Multi Family | Energy Efficiency | Incentives | 38308 | 40157 | 42323 | 44301 | 46289 | 47987 | 49789 | 51550 | 53282 | 54997 | 56720 | 59163 | 62036
Scenario 1: Reference | SCE | Res | WaterHeat | Res - Multi Family | Energy Efficiency | Incremental Measure Cost | 215375 | 230602 | 248174 | 265225 | 282903 | 299386 | 317040 | 334999 | 353346 | 372166 | 391637 | 416886 | 446128
Scenario 1: Reference | SCE | Res | WaterHeat | Res - Multi Family | Fuel Substitution | Admin | 5492230 | 5533632 | 5568900 | 5607224 | 5649471 | 0 | 0 | 0 | 0 | 0 | 0 | 0 | 0
Scenario 1: Reference | SCE | Res | WaterHeat | Res - Multi Family | Fuel Substitution | Incentives | 14349127 | 14450443 | 14534807 | 14628826 | 14735015 | 274684 | 326547 | 380911 | 423247 | 453250 | 473452 | 486766 | 495528
Scenario 1: Reference | SCE | Res | WholeBlg | Res - Multi Family | Energy Efficiency | Admin | 0 | 0 | 0 | 0 | 23340 | 21599 | 20026 | 18446 | 16902 | 15414 | 14161 | 13157 | 12213
Scenario 1: Reference | SCE | Res | WholeBlg | Res - Multi Family | Energy Efficiency | Incentives | 0 | 0 | 0 | 0 | 287 | 266 | 246 | 227 | 208 | 190 | 174 | 162 | 150
Scenario 1: Reference | SCE | Res | WholeBlg | Res - Multi Family | Energy Efficiency | Incremental Measure Cost | 0 | 0 | 0 | 0 | 189569 | 178931 | 169223 | 158984 | 148596 | 138226 | 129521 | 122749 | 116217
Scenario 1: Reference | SCG | Res | AppPlug | Res - Multi Family | Energy Efficiency | Admin | 0 | 0 | 0 | 0 | 0 | 0 | 0 | 0 | 0 | 0 | 0 | 0 | 0
Scenario 1: Reference | SCG | Res | AppPlug | Res - Multi Family | Energy Efficiency | Incentives | 0 | 0 | 0 | 0 | 0 | 0 | 0 | 0 | 0 | 0 | 0 | 0 | 0
Scenario 1: Reference | SCG | Res | AppPlug | Res - Multi Family | Energy Efficiency | Incremental Measure Cost | 0 | 0 | 0 | 0 | 0 | 0 | 0 | 0 | 0 | 0 | 0 | 0 | 0
Scenario 1: Reference | SCG | Res | AppPlug | Res - Multi Family | Fuel Substitution | Incremental Measure Cost | 31015 | 34585 | 38349 | 42316 | 46491 | 0 | 0 | 0 | 0 | 0 | 0 | 0 | 0
Scenario 1: Reference | SCG | Res | BldgEnv | Res - Multi Family | Energy Efficiency | Admin | 0 | 0 | 0 | 0 | 0 | 0 | 0 | 0 | 602 | 588 | 574 | 561 | 549
Scenario 1: Reference | SCG | Res | BldgEnv | Res - Multi Family | Energy Efficiency | Incentives | 0 | 0 | 0 | 0 | 0 | 0 | 0 | 0 | 3669 | 3584 | 3501 | 3421 | 3343
Scenario 1: Reference | SCG | Res | BldgEnv | Res - Multi Family | Energy Efficiency | Incremental Measure Cost | 0 | 0 | 0 | 0 | 0 | 0 | 0 | 0 | 5138 | 5120 | 5102 | 5085 | 5069
Scenario 1: Reference | SCG | Res | HVAC | Res - Multi Family | Energy Efficiency | Admin | 31 | 32 | 32 | 32 | 32 | 0 | 0 | 0 | 0 | 0 | 0 | 0 | 83
Scenario 1: Reference | SCG | Res | HVAC | Res - Multi Family | Energy Efficiency | Incentives | 204 | 208 | 210 | 210 | 211 | 0 | 0 | 0 | 0 | 0 | 0 | 0 | 842
Scenario 1: Reference | SCG | Res | HVAC | Res - Multi Family | Energy Efficiency | Incremental Measure Cost | 400 | 416 | 428 | 438 | 448 | 0 | 0 | 0 | 0 | 0 | 0 | 0 | 1275
Scenario 1: Reference | SCG | Res | HVAC | Res - Multi Family | Fuel Substitution | Incremental Measure Cost | 373 | 392 | 408 | 448 | 642 | 8 | 9 | 9 | 8 | 8 | 8 | 9 | 9
Scenario 1: Reference | SCG | Res | WaterHeat | Res - Multi Family | Energy Efficiency | Admin | 505691 | 448515 | 416192 | 390997 | 372022 | 106973 | 99089 | 92494 | 86137 | 80121 | 74690 | 70047 | 65732
Scenario 1: Reference | SCG | Res | WaterHeat | Res - Multi Family | Energy Efficiency | Incentives | 279234 | 247598 | 229704 | 215760 | 205259 | 59168 | 54808 | 51160 | 47644 | 44316 | 41312 | 38744 | 36357
Scenario 1: Reference | SCG | Res | WaterHeat | Res - Multi Family | Energy Efficiency | Incremental Measure Cost | 3725497 | 3612224 | 3614925 | 3617983 | 3631017 | 540151 | 514355 | 492479 | 470161 | 448120 | 428013 | 411330 | 395427
Scenario 1: Reference | SCG | Res | WaterHeat | Res - Multi Family | Fuel Substitution | Incremental Measure Cost | 55598441 | 57149800 | 58677230 | 60272711 | 61948146 | 1664320 | 2018958 | 2402225 | 2722629 | 2973960 | 3168643 | 3322908 | 3450369
Scenario 1: Reference | SCG | Res | WholeBlg | Res - Multi Family | Energy Efficiency | Admin | 0 | 0 | 0 | 0 | 0 | 0 | 0 | 0 | 0 | 0 | 0 | 0 | 0
Scenario 1: Reference | SCG | Res | WholeBlg | Res - Multi Family | Energy Efficiency | Incentives | 0 | 0 | 0 | 0 | 0 | 0 | 0 | 0 | 0 | 0 | 0 | 0 | 0
Scenario 1: Reference | SCG | Res | WholeBlg | Res - Multi Family | Energy Efficiency | Incremental Measure Cost | 0 | 0 | 0 | 0 | 0 | 0 | 0 | 0 | 0 | 0 | 0 | 0 | 0
Scenario 1: Reference | SDG&E | Res | AppPlug | Res - Multi Family | Energy Efficiency | Admin | 31 | 32 | 32 | 1606 | 1821 | 1837 | 1851 | 1861 | 1869 | 1876 | 1883 | 1891 | 1898
Scenario 1: Reference | SDG&E | Res | AppPlug | Res - Multi Family | Energy Efficiency | Incentives | 3 | 3 | 3 | 144 | 163 | 164 | 166 | 167 | 167 | 168 | 169 | 169 | 170
Scenario 1: Reference | SDG&E | Res | AppPlug | Res - Multi Family | Energy Efficiency | Incremental Measure Cost | 1004 | 1040 | 1074 | 20280 | 23355 | 24027 | 24692 | 25329 | 25949 | 26567 | 27195 | 27851 | 28520
Scenario 1: Reference | SDG&E | Res | AppPlug | Res - Multi Family | Fuel Substitution | Admin | 1 | 1 | 1 | 1 | 1 | 0 | 0 | 0 | 0 | 0 | 0 | 0 | 0
Scenario 1: Reference | SDG&E | Res | AppPlug | Res - Multi Family | Fuel Substitution | Incentives | 110 | 121 | 131 | 142 | 153 | 0 | 0 | 0 | 0 | 0 | 0 | 0 | 0
Scenario 1: Reference | SDG&E | Res | AppPlug | Res - Multi Family | Fuel Substitution | Incremental Measure Cost | 4 | 4 | 5 | 5 | 6 | 0 | 0 | 0 | 0 | 0 | 0 | 0 | 0
Scenario 1: Reference | SDG&E | Res | BldgEnv | Res - Multi Family | Energy Efficiency | Admin | 0 | 0 | 0 | 423 | 414 | 1984 | 1942 | 1901 | 1862 | 1824 | 1787 | 1751 | 1717
Scenario 1: Reference | SDG&E | Res | BldgEnv | Res - Multi Family | Energy Efficiency | Incremental Measure Cost | 0 | 0 | 0 | 6538 | 6523 | 34225 | 34168 | 34120 | 34081 | 34052 | 34031 | 34020 | 34018
Scenario 1: Reference | SDG&E | Res | HVAC | Res - Multi Family | Energy Efficiency | Incremental Measure Cost | 0 | 0 | 0 | 0 | 0 | 21067 | 20633 | 19945 | 19107 | 18249 | 17464 | 16889 | 16384
Scenario 1: Reference | SDG&E | Res | HVAC | Res - Multi Family | Energy Efficiency | Admin | 1907 | 1525 | 1220 | 976 | 781 | 2389 | 2194 | 2005 | 1828 | 1668 | 1530 | 1420 | 1326
Scenario 1: Reference | SDG&E | Res | HVAC | Res - Multi Family | Energy Efficiency | Incentives | 0 | 0 | 0 | 0 | 0 | 17517 | 17155 | 16584 | 15887 | 15173 | 14520 | 14042 | 13622
Scenario 1: Reference | SDG&E | Res | HVAC | Res - Multi Family | Fuel Substitution | Admin | 649 | 669 | 767 | 778 | 790 | 0 | 0 | 0 | 0 | 0 | 0 | 0 | 0
Scenario 1: Reference | SDG&E | Res | HVAC | Res - Multi Family | Fuel Substitution | Incentives | 5635 | 5811 | 6664 | 6762 | 6866 | 0 | 0 | 0 | 0 | 0 | 0 | 0 | 0
Scenario 1: Reference | SDG&E | Res | HVAC | Res - Multi Family | Fuel Substitution | Incremental Measure Cost | 10792 | 11361 | 14634 | 15173 | 15733 | 0 | 0 | 0 | 0 | 0 | 0 | 0 | 0
Scenario 1: Reference | SDG&E | Res | WaterHeat | Res - Multi Family | Energy Efficiency | Admin | 368290 | 356843 | 343337 | 330966 | 314422 | 245989 | 233609 | 222000 | 211580 | 202189 | 193971 | 187135 | 181252
Scenario 1: Reference | SDG&E | Res | WaterHeat | Res - Multi Family | Energy Efficiency | Incentives | 1147242 | 1118499 | 1081949 | 1047727 | 998880 | 782423 | 745101 | 709377 | 676434 | 646719 | 620704 | 599068 | 580447
Scenario 1: Reference | SDG&E | Res | WaterHeat | Res - Multi Family | Energy Efficiency | Incremental Measure Cost | 4091211 | 4125084 | 4134169 | 4150662 | 4112884 | 3429303 | 3407558 | 3384195 | 3362788 | 3346581 | 3338069 | 3340976 | 3351043
Scenario 1: Reference | SDG&E | Res | WaterHeat | Res - Multi Family | Fuel Substitution | Admin | 8948 | 9275 | 9526 | 9743 | 9929 | 132 | 153 | 174 | 191 | 203 | 211 | 217 | 220
Scenario 1: Reference | SDG&E | Res | WaterHeat | Res - Multi Family | Fuel Substitution | Incentives | 319185 | 330828 | 339805 | 347524 | 354178 | 4696 | 5458 | 6212 | 6806 | 7235 | 7531 | 7730 | 7864
Scenario 1: Reference | SDG&E | Res | WaterHeat | Res - Multi Family | Fuel Substitution | Incremental Measure Cost | 103767 | 109700 | 114927 | 119883 | 124616 | 2462 | 2919 | 3388 | 3786 | 4105 | 4359 | 4564 | 4736
Scenario 1: Reference | PG&E | Com | BldgEnv | Com - College | Energy Efficiency | Admin | 230 | 232 | 254 | 278 | 290 | 298 | 310 | 317 | 330 | 339 | 344 | 342 | 343
Scenario 1: Reference | PG&E | Com | BldgEnv | Com - College | Energy Efficiency | Incremental Measure Cost | 492 | 489 | 556 | 635 | 675 | 711 | 755 | 789 | 834 | 871 | 898 | 907 | 922
Scenario 1: Reference | PG&E | Com | HVAC | Com - College | Fuel Substitution | Incremental Measure Cost | 152306 | 187239 | 204278 | 220513 | 235732 | 0 | 0 | 0 | 0 | 0 | 0 | 0 | 0
Scenario 1: Reference | PG&E | Com | HVAC | Com - College | Energy Efficiency | Admin | 164688 | 164027 | 152776 | 253482 | 157471 | 69552 | 66350 | 63272 | 57492 | 58046 | 58890 | 58082 | 58108
Scenario 1: Reference | PG&E | Com | HVAC | Com - College | Energy Efficiency | Incentives | 44917 | 44348 | 40410 | 74982 | 41896 | 11705 | 10494 | 9525 | 7290 | 7345 | 7599 | 7522 | 7519
Scenario 1: Reference | PG&E | Com | HVAC | Com - College | Energy Efficiency | Incremental Measure Cost | 852236 | 891490 | 779301 | 1849372 | 984324 | 580729 | 140805 | 136062 | 116286 | 119783 | 124478 | 125619 | 128289
Scenario 1: Reference | PG&E | Com | HVAC | Com - College | Fuel Substitution | Admin | 37594 | 42771 | 45757 | 48430 | 50756 | 0 | 0 | 0 | 0 | 0 | 0 | 0 | 0
Scenario 1: Reference | PG&E | Com | HVAC | Com - College | Fuel Substitution | Incentives | 4325 | 4920 | 5263 | 5570 | 5837 | 0 | 0 | 0 | 0 | 0 | 0 | 0 | 0
Scenario 1: Reference | PG&E | Com | WaterHeat | Com - College | Energy Efficiency | Incremental Measure Cost | 275116 | 367325 | 308508 | 608456 | 467814 | 418078 | 389488 | 452319 | 495410 | 528025 | 533261 | 507828 | 454997
Scenario 1: Reference | PG&E | Com | WaterHeat | Com - College | Fuel Substitution | Incremental Measure Cost | 265621 | 334095 | 420054 | 468104 | 453673 | 128387 | 164390 | 209334 | 170962 | 221555 | 287596 | 357347 | 430893
Scenario 1: Reference | PG&E | Com | WaterHeat | Com - College | Energy Efficiency | Admin | 302519 | 486468 | 436404 | 650001 | 658728 | 659192 | 777798 | 886605 | 967920 | 1010993 | 1000475 | 933503 | 819440
Scenario 1: Reference | PG&E | Com | WaterHeat | Com - College | Energy Efficiency | Incentives | 0 | 0 | 0 | 0 | 0 | 0 | 0 | 0 | 0 | 0 | 0 | 0 | 0
Scenario 1: Reference | PG&E | Com | WaterHeat | Com - College | Fuel Substitution | Admin | 86661 | 108381 | 133942 | 164535 | 200934 | 41803 | 54225 | 68906 | 85481 | 110777 | 143798 | 178674 | 215447
Scenario 1: Reference | PG&E | Com | WaterHeat | Com - College | Fuel Substitution | Incentives | 14502 | 17889 | 21858 | 26499 | 31898 | 17522 | 22277 | 27747 | 33741 | 42860 | 54535 | 66421 | 78507
Scenario 1: Reference | PG&E | Com | WholeBlg | Com - College | Energy Efficiency | Admin | 246349 | 249505 | 252075 | 255190 | 258747 | 262496 | 267721 | 273447 | 278034 | 287488 | 291450 | 293835 | 301663
Scenario 1: Reference | PG&E | Com | WholeBlg | Com - College | Energy Efficiency | Incentives | 1801 | 1962 | 2112 | 2316 | 2497 | 2677 | 2902 | 3094 | 3365 | 3635 | 3874 | 4047 | 4281
Scenario 1: Reference | PG&E | Com | WholeBlg | Com - College | Energy Efficiency | Incremental Measure Cost | 11116 | 12110 | 13035 | 14293 | 15414 | 16523 | 17914 | 19095 | 20770 | 22439 | 23914 | 24983 | 26426
Scenario 1: Reference | PG&E | Com | ComRefrig | Com - College | Energy Efficiency | Admin | 205 | 131 | 77 | 40 | 22 | 365 | 410 | 412 | 415 | 418 | 420 | 422 | 423
Scenario 1: Reference | PG&E | Com | ComRefrig | Com - College | Energy Efficiency | Incentives | 0 | 0 | 0 | 0 | 0 | 0 | 0 | 0 | 0 | 0 | 0 | 0 | 0
Scenario 1: Reference | PG&E | Com | ComRefrig | Com - College | Energy Efficiency | Incremental Measure Cost | 893 | 577 | 339 | 177 | 100 | 2828 | 3255 | 3342 | 3438 | 3532 | 3623 | 3708 | 3801
Scenario 1: Reference | PG&E | Com | FoodServ | Com - College | Energy Efficiency | Admin | 127149 | 129710 | 129972 | 140669 | 137865 | 139556 | 141251 | 142300 | 143919 | 145265 | 147341 | 148481 | 149660
Scenario 1: Reference | PG&E | Com | FoodServ | Com - College | Energy Efficiency | Incentives | 15689 | 16005 | 16038 | 17358 | 17012 | 17220 | 17429 | 17559 | 17759 | 17925 | 18181 | 18321 | 18467
Scenario 1: Reference | PG&E | Com | FoodServ | Com - College | Energy Efficiency | Incremental Measure Cost | 266215 | 275986 | 281748 | 307941 | 323722 | 335735 | 346189 | 355555 | 366529 | 377215 | 394082 | 407127 | 419117
Scenario 1: Reference | PG&E | Com | FoodServ | Com - College | Fuel Substitution | Admin | 304 | 342 | 380 | 418 | 457 | 495 | 535 | 588 | 645 | 713 | 790 | 875 | 972
Scenario 1: Reference | PG&E | Com | FoodServ | Com - College | Fuel Substitution | Incentives | 56 | 62 | 69 | 76 | 83 | 89 | 96 | 105 | 115 | 127 | 141 | 155 | 172
Scenario 1: Reference | PG&E | Com | FoodServ | Com - College | Fuel Substitution | Incremental Measure Cost | 722 | 826 | 934 | 1047 | 1164 | 1285 | 1411 | 1580 | 1767 | 1989 | 2246 | 2538 | 2872
Scenario 1: Reference | PG&E | Com | Lighting | Com - College | Energy Efficiency | Admin | 0 | 0 | 0 | 0 | 0 | 0 | 0 | 0 | 0 | 0 | 0 | 0 | 0
Scenario 1: Reference | PG&E | Com | Lighting | Com - College | Energy Efficiency | Incentives | 0 | 0 | 0 | 0 | 0 | 0 | 0 | 0 | 0 | 0 | 0 | 0 | 0
Scenario 1: Reference | PG&E | Com | Lighting | Com - College | Energy Efficiency | Incremental Measure Cost | 0 | 0 | 0 | 0 | 0 | 0 | 0 | 0 | 0 | 0 | 0 | 0 | 0
Scenario 1: Reference | SCE | Com | BldgEnv | Com - College | Energy Efficiency | Admin | 240 | 254 | 261 | 258 | 245 | 225 | 198 | 167 | 12 | 0 | 0 | 0 | 0
Scenario 1: Reference | SCE | Com | BldgEnv | Com - College | Energy Efficiency | Incremental Measure Cost | 8019 | 8659 | 9041 | 9105 | 8822 | 8215 | 7334 | 6263 | 154 | 0 | 0 | 0 | 0
Scenario 1: Reference | SCE | Com | HVAC | Com - College | Energy Efficiency | Admin | 31172 | 32422 | 34088 | 35857 | 36999 | 38764 | 40420 | 41635 | 42720 | 43543 | 44441 | 46479 | 47273
Scenario 1: Reference | SCE | Com | HVAC | Com - College | Energy Efficiency | Incentives | 8993 | 9444 | 9933 | 10433 | 10877 | 11382 | 11882 | 12347 | 12807 | 13249 | 13704 | 14273 | 14741
Scenario 1: Reference | SCE | Com | HVAC | Com - College | Energy Efficiency | Incremental Measure Cost | 21599 | 22681 | 23856 | 25057 | 26124 | 27335 | 28536 | 29655 | 30759 | 31820 | 32913 | 34279 | 35403
Scenario 1: Reference | SCE | Com | HVAC | Com - College | Fuel Substitution | Admin | 1453 | 1495 | 1523 | 1540 | 1549 | 0 | 0 | 0 | 0 | 0 | 0 | 0 | 0
Scenario 1: Reference | SCE | Com | HVAC | Com - College | Fuel Substitution | Incentives | 174 | 179 | 183 | 185 | 186 | 0 | 0 | 0 | 0 | 0 | 0 | 0 | 0
Scenario 1: Reference | SCE | Com | WaterHeat | Com - College | Energy Efficiency | Admin | 303 | 367 | 444 | 536 | 644 | 776 | 932 | 1117 | 1337 | 1596 | 1906 | 2289 | 2730
Scenario 1: Reference | SCE | Com | WaterHeat | Com - College | Energy Efficiency | Incentives | 16 | 20 | 24 | 30 | 37 | 45 | 55 | 67 | 82 | 100 | 122 | 149 | 182
Scenario 1: Reference | SCE | Com | WaterHeat | Com - College | Energy Efficiency | Incremental Measure Cost | 22 | 27 | 33 | 41 | 50 | 61 | 75 | 92 | 112 | 136 | 166 | 203 | 247
Scenario 1: Reference | SCE | Com | WaterHeat | Com - College | Fuel Substitution | Admin | 194564 | 197886 | 201033 | 204206 | 207549 | 0 | 0 | 0 | 0 | 0 | 0 | 0 | 0
Scenario 1: Reference | SCE | Com | WaterHeat | Com - College | Fuel Substitution | Incentives | 73887 | 73999 | 74023 | 74032 | 74084 | 31822 | 38667 | 45014 | 49995 | 53522 | 55875 | 57404 | 58367
Scenario 1: Reference | SCE | Com | WholeBlg | Com - College | Energy Efficiency | Admin | 405119 | 414181 | 424110 | 436139 | 449835 | 463986 | 480297 | 495297 | 510493 | 526603 | 541113 | 553820 | 565609
Scenario 1: Reference | SCE | Com | WholeBlg | Com - College | Energy Efficiency | Incentives | 0 | 0 | 0 | 0 | 0 | 0 | 0 | 0 | 0 | 0 | 0 | 0 | 0
Scenario 1: Reference | SCE | Com | WholeBlg | Com - College | Energy Efficiency | Incremental Measure Cost | 0 | 0 | 0 | 0 | 0 | 0 | 0 | 0 | 0 | 0 | 0 | 0 | 0
Scenario 1: Reference | SCE | Com | ComRefrig | Com - College | Energy Efficiency | Admin | 554 | 385 | 249 | 150 | 8655 | 9899 | 10279 | 11413 | 11664 | 11755 | 13639 | 14089 | 14199
Scenario 1: Reference | SCE | Com | ComRefrig | Com - College | Energy Efficiency | Incentives | 0 | 0 | 0 | 0 | 0 | 0 | 0 | 0 | 0 | 0 | 0 | 0 | 0
Scenario 1: Reference | SCE | Com | ComRefrig | Com - College | Energy Efficiency | Incremental Measure Cost | 741 | 521 | 341 | 206 | 16594 | 19381 | 20619 | 23715 | 24768 | 25463 | 30955 | 32718 | 33633
Scenario 1: Reference | SCE | Com | FoodServ | Com - College | Energy Efficiency | Admin | 9083 | 16095 | 17823 | 18772 | 19276 | 31180 | 33512 | 34045 | 39561 | 42689 | 43368 | 44491 | 44823
Scenario 1: Reference | SCE | Com | FoodServ | Com - College | Energy Efficiency | Incentives | 4737 | 9612 | 10972 | 11825 | 12410 | 21488 | 23344 | 23885 | 28154 | 30653 | 31330 | 32342 | 32779
Scenario 1: Reference | SCE | Com | FoodServ | Com - College | Energy Efficiency | Incremental Measure Cost | 7558 | 15335 | 17505 | 18866 | 19800 | 38524 | 42697 | 44224 | 55160 | 62106 | 64499 | 67361 | 69237
Scenario 1: Reference | SCE | Com | FoodServ | Com - College | Fuel Substitution | Admin | 301 | 351 | 402 | 453 | 506 | 559 | 616 | 676 | 738 | 802 | 869 | 939 | 1012
Scenario 1: Reference | SCE | Com | FoodServ | Com - College | Fuel Substitution | Incentives | 32946 | 38424 | 43982 | 49625 | 55359 | 61237 | 67469 | 73989 | 80729 | 87733 | 95049 | 102605 | 110573
Scenario 1: Reference | SCE | Com | Lighting | Com - College | Energy Efficiency | Admin | 0 | 9062 | 11874 | 12817 | 13643 | 14548 | 15419 | 16197 | 16930 | 17594 | 18244 | 19071 | 19858
Scenario 1: Reference | SCE | Com | Lighting | Com - College | Energy Efficiency | Incentives | 0 | 0 | 0 | 0 | 0 | 0 | 0 | 0 | 0 | 0 | 0 | 0 | 0
Scenario 1: Reference | SCE | Com | Lighting | Com - College | Energy Efficiency | Incremental Measure Cost | 0 | 22536 | 30121 | 33162 | 36005 | 39162 | 42337 | 45363 | 48363 | 51264 | 54224 | 57814 | 61404
Scenario 1: Reference | SCG | Com | AppPlug | Com - College | Energy Efficiency | Admin | 0 | 0 | 0 | 0 | 0 | 0 | 0 | 0 | 0 | 0 | 0 | 0 | 5220
Scenario 1: Reference | SCG | Com | AppPlug | Com - College | Energy Efficiency | Incentives | 0 | 0 | 0 | 0 | 0 | 0 | 0 | 0 | 0 | 0 | 0 | 0 | 1331
Scenario 1: Reference | SCG | Com | AppPlug | Com - College | Energy Efficiency | Incremental Measure Cost | 0 | 0 | 0 | 0 | 0 | 0 | 0 | 0 | 0 | 0 | 0 | 0 | 42708
Scenario 1: Reference | SCG | Com | BldgEnv | Com - College | Energy Efficiency | Admin | 7027 | 6980 | 6693 | 6159 | 5436 | 4602 | 3726 | 2866 | 2075 | 1380 | 794 | 325 | 260
Scenario 1: Reference | SCG | Com | BldgEnv | Com - College | Energy Efficiency | Incentives | 89 | 88 | 85 | 78 | 69 | 58 | 47 | 36 | 26 | 18 | 10 | 4 | 3
Scenario 1: Reference | SCG | Com | BldgEnv | Com - College | Energy Efficiency | Incremental Measure Cost | 23236 | 23533 | 23096 | 21697 | 19568 | 16945 | 14050 | 11098 | 8284 | 5724 | 3493 | 1635 | 1353
Scenario 1: Reference | SCG | Com | HVAC | Com - College | Fuel Substitution | Incremental Measure Cost | 42007 | 44082 | 45803 | 47245 | 48453 | 0 | 0 | 0 | 0 | 0 | 0 | 0 | 0
Scenario 1: Reference | SCG | Com | HVAC | Com - College | Energy Efficiency | Incremental Measure Cost | 833932 | 856947 | 882907 | 910142 | 1028681 | 581328 | 124462 | 128234 | 131873 | 114011 | 137647 | 146300 | 149660
Scenario 1: Reference | SCG | Com | HVAC | Com - College | Energy Efficiency | Admin | 41030 | 41308 | 41817 | 42390 | 46153 | 9577 | 10507 | 10609 | 10692 | 10026 | 10719 | 11164 | 11191
Scenario 1: Reference | SCG | Com | HVAC | Com - College | Energy Efficiency | Incentives | 3392 | 3417 | 3451 | 3488 | 3843 | 349 | 421 | 425 | 428 | 366 | 430 | 447 | 449
Scenario 1: Reference | SCG | Com | WaterHeat | Com - College | Energy Efficiency | Incremental Measure Cost | 336423 | 333639 | 287355 | 297215 | 297146 | 140495 | 34764 | 30344 | 18446 | 17134 | 15923 | 14805 | 13771
Scenario 1: Reference | SCG | Com | WaterHeat | Com - College | Fuel Substitution | Incremental Measure Cost | 1207145 | 1233604 | 1171766 | 1108628 | 922346 | 231588 | 274600 | 314452 | 231087 | 252361 | 268738 | 281628 | 292086
Scenario 1: Reference | SCG | Com | WaterHeat | Com - College | Energy Efficiency | Admin | 94377 | 88369 | 86290 | 85228 | 83050 | 17450 | 16616 | 14904 | 12352 | 11267 | 10284 | 9394 | 8586
Scenario 1: Reference | SCG | Com | WaterHeat | Com - College | Energy Efficiency | Incentives | 0 | 0 | 0 | 0 | 0 | 0 | 0 | 0 | 0 | 0 | 0 | 0 | 0
Scenario 1: Reference | SCG | Com | WholeBlg | Com - College | Energy Efficiency | Admin | 89125 | 89097 | 88830 | 88785 | 88775 | 88897 | 89105 | 89122 | 89126 | 89242 | 89051 | 88644 | 88578
Scenario 1: Reference | SCG | Com | WholeBlg | Com - College | Energy Efficiency | Incentives | 0 | 0 | 0 | 0 | 0 | 0 | 0 | 0 | 0 | 0 | 0 | 0 | 0
Scenario 1: Reference | SCG | Com | WholeBlg | Com - College | Energy Efficiency | Incremental Measure Cost | 0 | 0 | 0 | 0 | 0 | 0 | 0 | 0 | 0 | 0 | 0 | 0 | 0
Scenario 1: Reference | SCG | Com | FoodServ | Com - College | Energy Efficiency | Admin | 49634 | 51847 | 54098 | 56303 | 58217 | 60231 | 64911 | 67366 | 69084 | 70600 | 72046 | 73808 | 75022
Scenario 1: Reference | SCG | Com | FoodServ | Com - College | Energy Efficiency | Incentives | 48961 | 51390 | 53891 | 56248 | 58212 | 60296 | 64997 | 67503 | 69287 | 70865 | 72381 | 74248 | 75534
Scenario 1: Reference | SCG | Com | FoodServ | Com - College | Energy Efficiency | Incremental Measure Cost | 167038 | 177986 | 189478 | 201206 | 212141 | 223893 | 277743 | 302939 | 318919 | 334560 | 350674 | 369414 | 386111
Scenario 1: Reference | SCG | Com | FoodServ | Com - College | Fuel Substitution | Incremental Measure Cost | 1745 | 2075 | 2423 | 2789 | 3173 | 3581 | 4027 | 4507 | 5019 | 5568 | 6158 | 6787 | 7465
Scenario 1: Reference | SDG&E | Com | BldgEnv | Com - College | Energy Efficiency | Admin | 7 | 7 | 7 | 7 | 7 | 7 | 7 | 7 | 6 | 6 | 6 | 6 | 6
Scenario 1: Reference | SDG&E | Com | BldgEnv | Com - College | Energy Efficiency | Incentives | bar: 2025 to 2037
Scenario 1: Reference | SDG&E | Com | BldgEnv | Com - College | Energy Efficiency | Incremental Measure Cost | 8 | 8 | 9 | 9 | 9 | 9 | 9 | 9 | 9 | 9 | 9 | 10 | 10
Scenario 1: Reference | SDG&E | Com | HVAC | Com - College | Energy Efficiency | Admin | 6464 | 13524 | 16388 | 17725 | 18892 | 8783 | 9254 | 9655 | 8184 | 4872 | 5098 | 5612 | 10228
Scenario 1: Reference | SDG&E | Com | HVAC | Com - College | Energy Efficiency | Incentives | 2697 | 10660 | 13941 | 15399 | 16834 | 3959 | 4201 | 4428 | 11296 | 679 | 721 | 772 | 14877
Scenario 1: Reference | SDG&E | Com | HVAC | Com - College | Energy Efficiency | Incremental Measure Cost | 27345 | 48785 | 59138 | 65432 | 71631 | 43838 | 10090 | 10634 | 27129 | 1630 | 1731 | 1854 | 35731
Scenario 1: Reference | SDG&E | Com | HVAC | Com - College | Fuel Substitution | Admin | 0 | 0 | 0 | 0 | 0 | 0 | 0 | 0 | 0 | 0 | 0 | 0 | 0
Scenario 1: Reference | SDG&E | Com | HVAC | Com - College | Fuel Substitution | Incentives | 1 | 1 | 1 | 1 | 1 | 0 | 0 | 0 | 0 | 0 | 0 | 0 | 0
Scenario 1: Reference | SDG&E | Com | HVAC | Com - College | Fuel Substitution | Incremental Measure Cost | 1 | 1 | 1 | 2 | 2 | 0 | 0 | 0 | 0 | 0 | 0 | 0 | 0
Scenario 1: Reference | SDG&E | Com | WaterHeat | Com - College | Energy Efficiency | Incremental Measure Cost | 45759 | 47753 | 47161 | 49436 | 51354 | 33741 | 17463 | 17900 | 2300 | 2487 | 19220 | 19799 | 20296
Scenario 1: Reference | SDG&E | Com | WaterHeat | Com - College | Fuel Substitution | Incremental Measure Cost | 288641 | 326377 | 394162 | 388216 | 326942 | 110383 | 128841 | 148296 | 110495 | 127072 | 146208 | 162429 | 176095
Scenario 1: Reference | SDG&E | Com | WaterHeat | Com - College | Energy Efficiency | Admin | 63447 | 64698 | 65947 | 67367 | 68569 | 45104 | 45691 | 46268 | 11608 | 12319 | 47926 | 48822 | 49461
Scenario 1: Reference | SDG&E | Com | WaterHeat | Com - College | Energy Efficiency | Incentives | 0 | 0 | 0 | 0 | 0 | 0 | 0 | 0 | 0 | 0 | 0 | 0 | 0
Scenario 1: Reference | SDG&E | Com | WaterHeat | Com - College | Fuel Substitution | Admin | 91444 | 103113 | 115266 | 128016 | 141355 | 36153 | 42677 | 49184 | 55248 | 63536 | 73104 | 81215 | 88048
Scenario 1: Reference | SDG&E | Com | WaterHeat | Com - College | Fuel Substitution | Incentives | 16890 | 18742 | 20605 | 22488 | 24389 | 16084 | 18609 | 21022 | 23148 | 26097 | 29436 | 32059 | 34074
Scenario 1: Reference | SDG&E | Com | ComRefrig | Com - College | Energy Efficiency | Admin | 130 | 91 | 58 | 33 | 16 | 9 | 6 | 4 | 4 | 4 | 3 | 3 | 3
Scenario 1: Reference | SDG&E | Com | ComRefrig | Com - College | Energy Efficiency | Incentives | 9 | 6 | 4 | 2 | 1 | 1 | 0 | 0 | 0 | 0 | 0 | 0 | 0
Scenario 1: Reference | SDG&E | Com | ComRefrig | Com - College | Energy Efficiency | Incremental Measure Cost | 419 | 296 | 188 | 107 | 53 | 32 | 21 | 15 | 14 | 14 | 13 | 12 | 12
Scenario 1: Reference | SDG&E | Com | FoodServ | Com - College | Energy Efficiency | Admin | 35922 | 37421 | 38865 | 40470 | 41793 | 43318 | 44829 | 46238 | 47639 | 49057 | 50379 | 52175 | 53463
Scenario 1: Reference | SDG&E | Com | FoodServ | Com - College | Energy Efficiency | Incentives | 3187 | 3320 | 3448 | 3590 | 3708 | 3843 | 3977 | 4102 | 4226 | 4352 | 4469 | 4629 | 4743
Scenario 1: Reference | SDG&E | Com | FoodServ | Com - College | Energy Efficiency | Incremental Measure Cost | 59980 | 63619 | 67246 | 71268 | 74927 | 79064 | 83310 | 87505 | 91817 | 96302 | 100743 | 106292 | 110994
Scenario 1: Reference | SDG&E | Com | FoodServ | Com - College | Fuel Substitution | Admin | 496 | 595 | 701 | 814 | 934 | 1059 | 1188 | 1314 | 1443 | 1571 | 1703 | 1850 | 2002
Scenario 1: Reference | SDG&E | Com | FoodServ | Com - College | Fuel Substitution | Incentives | 104 | 122 | 141 | 161 | 181 | 202 | 223 | 245 | 268 | 291 | 315 | 341 | 369
Scenario 1: Reference | SDG&E | Com | FoodServ | Com - College | Fuel Substitution | Incremental Measure Cost | 995 | 1195 | 1407 | 1633 | 1874 | 2131 | 2404 | 2695 | 3003 | 3330 | 3676 | 4064 | 4481
Scenario 1: Reference | SDG&E | Com | Lighting | Com - College | Energy Efficiency | Admin | 0 | 5093 | 6622 | 6810 | 6938 | 7105 | 7266 | 7408 | 1455 | 0 | 0 | 0 | 0
Scenario 1: Reference | SDG&E | Com | Lighting | Com - College | Energy Efficiency | Incentives | 0 | 28132 | 37305 | 39131 | 40667 | 42475 | 44310 | 46080 | 9228 | 0 | 0 | 0 | 0
Scenario 1: Reference | SDG&E | Com | Lighting | Com - College | Energy Efficiency | Incremental Measure Cost | 0 | 29812 | 39534 | 41469 | 43097 | 45013 | 46958 | 48833 | 9779 | 0 | 0 | 0 | 0
Scenario 1: Reference | PG&E | Com | BldgEnv | Com - Grocery | Energy Efficiency | Admin | 424 | 434 | 418 | 421 | 438 | 461 | 481 | 501 | 515 | 530 | 544 | 557 | 571
Scenario 1: Reference | PG&E | Com | BldgEnv | Com - Grocery | Energy Efficiency | Incremental Measure Cost | 1278 | 1293 | 1317 | 1356 | 1388 | 1432 | 1475 | 1518 | 1553 | 1590 | 1630 | 1668 | 1709